## Ex Post Impacts
Ex Post Load Impacts
2014 Summer Saver
Non-Residential¦All¦41849¦Per Device¦ |  |  | Jul |  |  |  | 17 | 10 |  |  | 11 | 31 | 32 | 33 | 34 | 35
Menu Options |  |  | Event Day Impact Summary
Customer Type | Non-Residential |  | Event Start Time | 16 | #N/A | Hour Ending | Load w/o DR | Load w/ DR | Impact |  | 11: Avg. Temp; 31: Uncertainty-adjusted Impact - Percentiles
Result Type | Per Device |  | Event End Time | 19 | #N/A | [11 empty] | w/o DR | w/ DR | imp | imp | avg temp | CDH 70
Event Date | 2014-07-29 |  | Average Temperature for Event Window (°F) | 78.3516 |  |  | kW | kW | kW | (%) | (°F) | 10th | 30th | 50th | 70th | 90th
Cycling Strategy | All |  | Average Load Reduction Across Event Window for Average Customer (kW) | 0.041134 |  | 1 | 1.3873 | 1.3208 | 0.066582 | 4.799% | 70.8853 | -0.14279 | -0.019091 | 0.066582 | 0.15225 | 0.27595 | [5 empty] | 0.88534
Control Load | Adjusted |  |  |  |  | 2 | 1.3206 | 1.2276 | 0.093 | 7.042% | 70.5602 | -0.10338 | 0.012644 | 0.093 | 0.17336 | 0.28938 | [5 empty] | 0.56016
|  |  | % Load Reduction for Event Window | 1.471% |  | 3 | 1.28 | 1.184 | 0.095914 | 7.494% | 69.8771 | -0.09672 | 0.01709 | 0.095914 | 0.17474 | 0.28855 | [5 empty] | 0
|  |  | # of Premises Called for Event | 3951 |  | 4 | 1.2518 | 1.1384 | 0.11342 | 9.06% | 69.6015 | -0.074481 | 0.036532 | 0.11342 | 0.19031 | 0.30132 | [5 empty] | 0
|  |  | # of Premises Enrolled in Program | 4663 |  | 5 | 1.2809 | 1.1858 | 0.095127 | 7.426% | 68.8174 | -0.10349 | 0.013853 | 0.095127 | 0.1764 | 0.29375 | [5 empty] | 0
[6 empty] | 6 | 1.4277 | 1.2404 | 0.1873 | 13.12% | 70.9419 | -0.031384 | 0.097813 | 0.18729 | 0.27678 | 0.40597 | [5 empty] | 0.94192
[6 empty] | 7 | 1.6472 | 1.3486 | 0.29865 | 18.13% | 74.526 | 0.059868 | 0.20094 | 0.29865 | 0.39636 | 0.53744 | [5 empty] | 4.526
[6 empty] | 8 | 2.051 | 1.9131 | 0.1379 | 6.723% | 78.5059 | -0.17278 | 0.010771 | 0.1379 | 0.26503 | 0.44858 | [5 empty] | 8.5059
[6 empty] | 9 | 2.5465 | 2.5173 | 0.029173 | 1.146% | 80.946 | -0.32658 | -0.1164 | 0.029172 | 0.17474 | 0.38492 | [5 empty] | 10.946
[6 empty] | 10 | 3.0201 | 3.0778 | -0.057738 | -1.912% | 83.3271 | -0.43574 | -0.21241 | -0.057738 | 0.096938 | 0.32027 | [5 empty] | 13.3271
[6 empty] | 11 | 3.3946 | 3.4647 | -0.070101 | -2.065% | 85.495 | -0.47081 | -0.23407 | -0.070101 | 0.093866 | 0.33061 | [5 empty] | 15.495
[6 empty] | 12 | 3.6289 | 3.6765 | -0.047599 | -1.312% | 85.6279 | -0.45772 | -0.21542 | -0.047599 | 0.12022 | 0.36253 | [5 empty] | 15.6279
[6 empty] | 13 | 3.6936 | 3.6917 | 0.0019166 | 0.05189% | 87.6465 | -0.40095 | -0.16293 | 0.0019168 | 0.16677 | 0.40478 | [5 empty] | 17.6465
[6 empty] | 14 | 3.7567 | 3.7225 | 0.034206 | 0.9105% | 87.1154 | -0.37423 | -0.13292 | 0.034206 | 0.20134 | 0.44264 | [5 empty] | 17.1154
[6 empty] | 15 | 3.7291 | 3.7291 | -1e-07 | -2.682e-06% | 84.6715 | -0.39617 | -0.16211 | -1.6e-07 | 0.16211 | 0.39617 | [5 empty] | 14.6715
[6 empty] | 16 | 3.4917 | 3.4484 | 0.043356 | 1.242% | 81.6101 | -0.32056 | -0.10555 | 0.043356 | 0.19227 | 0.40727 | 3.4917 | 3.4484 | 0.043356 | 0.012417 | 81.6101 | 11.6101
[6 empty] | 17 | 3.2474 | 3.2516 | -0.0042224 | -0.13% | 79.4743 | -0.35208 | -0.14656 | -0.0042229 | 0.13812 | 0.34363 | 3.2474 | 3.2516 | -0.0042224 | -0.0013003 | 79.4743 | 9.4743
[6 empty] | 18 | 2.8647 | 2.8377 | 0.026925 | 0.9399% | 77.2998 | -0.30062 | -0.1071 | 0.026925 | 0.16095 | 0.35447 | 2.8647 | 2.8377 | 0.026925 | 0.0093992 | 77.2998 | 7.2998
[6 empty] | 19 | 2.5697 | 2.4712 | 0.098476 | 3.832% | 75.0224 | -0.21295 | -0.028957 | 0.098476 | 0.22591 | 0.4099 | 2.5697 | 2.4712 | 0.098476 | 0.038322 | 75.0224 | 5.0224
[6 empty] | 20 | 2.4652 | 2.3782 | 0.087006 | 3.529% | 73.224 | -0.22758 | -0.04172 | 0.087006 | 0.21573 | 0.40159 | [5 empty] | 3.224
[6 empty] | 21 | 2.2404 | 2.1105 | 0.1299 | 5.798% | 71.5581 | -0.16166 | 0.010595 | 0.1299 | 0.24921 | 0.42146 | [5 empty] | 1.5581
[6 empty] | 22 | 1.9652 | 1.8059 | 0.15926 | 8.104% | 71.0813 | -0.097611 | 0.054148 | 0.15925 | 0.26436 | 0.41612 | [5 empty] | 1.0813
[6 empty] | 23 | 1.7122 | 1.5199 | 0.19237 | 11.24% | 70.4863 | -0.045054 | 0.095221 | 0.19238 | 0.28953 | 0.4298 | [5 empty] | 0.48626
[6 empty] | 24 | 1.4793 | 1.3663 | 0.11299 | 7.638% | 70.0636 | -0.092235 | 0.029014 | 0.11299 | 0.19697 | 0.31822 | [5 empty] | 0.063591
[6 empty] | Avg. Hour in Event Window | 3.0434 | 3.0022 | 0.041134 | 1.471% | 78.3516 | -0.12837 | -0.028225 | 0.041134 | 0.11049 | 0.21064
control load code | 4
one | three | five | seven | nine
11 | 12 | 13 | 14 | 15

## lookup
adj | cycleres | customer | unit | date
Adjusted | 50 | All | Aggregate | 2014-05-14
Unadjusted | 100 | Non-Residential | Per Device | 2014-05-15
| All | Residential | Per Premise | 2014-05-16
|  |  | Per Ton | 2014-07-29
| cyclecom |  |  | 2014-08-27
| 30 |  |  | 2014-09-15
| 50 |  |  | 2014-09-16
| All |  |  | 2014-09-17
Average Event Day
cycleall
All

## data
[5 empty] | 1 | 2 | 3 | 4 | 5 | 6 | 7 | 8 | 9 | 10 | 11 | 12 | 13 | 14 | 15 | 16 | 17 | 18 | 19 | 20 | 21 | 22 | 23 | 24 | 25 | 26 | 27 | 28 | 29 | 30 | 31 | 32 | 33 | 34 | 35
customertype | cyclepercentage | date2 | category | hour | code | exprating0 | expost0 | kwh0 | temp0 | sd0 | premN0 | exprating1 | expost1 | kwh1 | temp1 | sd1 | premN1 | start | end | adj | kwh0adj | premidPOP | impact | impactadj | se0 | se1 | se0adj | sigma | sigmaadj | p10 | p30 | p50 | p70 | p90 | p10adj | p30adj | p50adj | p70adj | p90adj
All | All | Average Event Day | Per Device | 1 | All¦All¦Average Event Day¦Per Device¦1 | 3.6083 | 1.3671 | 1.0588 | 72.2508 | 2.5607 | 2664 | 3.607 | 1.3658 | 1.0464 | 72.0057 | 2.5762 | 2672 | 15 | 18 | 0.98323 | 1.0411 | 27058 | 0.012452 | -0.0052996 | 0.049613 | 0.049839 | 0.048782 | 0.070323 | 0.069739 | -0.077671 | -0.024426 | 0.012452 | 0.04933 | 0.10258 | -0.094674 | -0.041871 | -0.0052996 | 0.031272 | 0.084075
All | All | Average Event Day | Per Ton | 1 | All¦All¦Average Event Day¦Per Ton¦1 | 3.6083 | 1.3671 | 0.28922 | 72.2508 | 0.69947 | 2664 | 3.607 | 1.3658 | 0.28582 | 72.0057 | 0.7037 | 2672 | 15 | 18 | 0.98323 | 0.28437 | 27058 | 0.0034013 | -0.0014476 | 0.013552 | 0.013614 | 0.013325 | 0.019209 | 0.019049 | -0.021216 | -0.0066718 | 0.0034013 | 0.013474 | 0.028018 | -0.02586 | -0.011437 | -0.0014476 | 0.0085418 | 0.022965
Non-Residential | All | Average Event Day | Per Device | 1 | Non-Residential¦All¦Average Event Day¦Per Device¦1 | 3.6848 | 2.352 | 1.4787 | 72.2965 | 3.3258 | 1400 | 3.6837 | 2.3477 | 1.4639 | 72.1756 | 3.37 | 1403 | 15 | 18 | 1.0057 | 1.4871 | 4663 | 0.014791 | 0.023171 | 0.088887 | 0.08997 | 0.089391 | 0.12647 | 0.12683 | -0.14729 | -0.051532 | 0.014791 | 0.081114 | 0.17687 | -0.13937 | -0.043338 | 0.023171 | 0.089679 | 0.18571
Non-Residential | All | Average Event Day | Per Ton | 1 | Non-Residential¦All¦Average Event Day¦Per Ton¦1 | 3.6848 | 2.352 | 0.38104 | 72.2965 | 0.85703 | 1400 | 3.6837 | 2.3477 | 0.37723 | 72.1756 | 0.8684 | 1403 | 15 | 18 | 1.0057 | 0.3832 | 4663 | 0.0038114 | 0.0059707 | 0.022905 | 0.023184 | 0.023035 | 0.032591 | 0.032682 | -0.037955 | -0.013279 | 0.0038114 | 0.020902 | 0.045578 | -0.035913 | -0.011168 | 0.0059707 | 0.023109 | 0.047854
Non-Residential | 30 | Average Event Day | Per Device | 1 | Non-Residential¦30¦Average Event Day¦Per Device¦1 | 3.7443 | 2.5696 | 1.5349 | 72.2879 | 3.2318 | 709 | 3.7358 | 2.5654 | 1.5821 | 72.3167 | 3.5367 | 709 | 15 | 18 | 1.007 | 1.5456 | 1336 | -0.047212 | -0.036509 | 0.12137 | 0.13282 | 0.12222 | 0.17993 | 0.1805 | -0.2778 | -0.14157 | -0.047212 | 0.047141 | 0.18337 | -0.26783 | -0.13116 | -0.036509 | 0.058144 | 0.19481
Non-Residential | 30 | Average Event Day | Per Ton | 1 | Non-Residential¦30¦Average Event Day¦Per Ton¦1 | 3.7443 | 2.5696 | 0.39503 | 72.2879 | 0.83176 | 709 | 3.7358 | 2.5654 | 0.40718 | 72.3167 | 0.91024 | 709 | 15 | 18 | 1.007 | 0.39778 | 1336 | -0.012151 | -0.0093964 | 0.031237 | 0.034185 | 0.031455 | 0.046307 | 0.046455 | -0.071496 | -0.036435 | -0.012151 | 0.012133 | 0.047194 | -0.06893 | -0.033757 | -0.0093964 | 0.014964 | 0.050137
Non-Residential | 50 | Average Event Day | Per Device | 1 | Non-Residential¦50¦Average Event Day¦Per Device¦1 | 3.6594 | 2.2591 | 1.4437 | 72.3002 | 3.3409 | 691 | 3.6614 | 2.2551 | 1.3974 | 72.1156 | 3.2113 | 694 | 15 | 18 | 1.0053 | 1.4513 | 3327 | 0.046296 | 0.053984 | 0.12709 | 0.1219 | 0.12777 | 0.1761 | 0.17659 | -0.17939 | -0.046053 | 0.046296 | 0.13864 | 0.27198 | -0.17233 | -0.038621 | 0.053984 | 0.14659 | 0.2803
Non-Residential | 50 | Average Event Day | Per Ton | 1 | Non-Residential¦50¦Average Event Day¦Per Ton¦1 | 3.6594 | 2.2591 | 0.37224 | 72.3002 | 0.86142 | 691 | 3.6614 | 2.2551 | 0.3603 | 72.1156 | 0.82802 | 694 | 15 | 18 | 1.0053 | 0.37422 | 3327 | 0.011937 | 0.013919 | 0.03277 | 0.031431 | 0.032945 | 0.045407 | 0.045533 | -0.046254 | -0.011874 | 0.011937 | 0.035749 | 0.070128 | -0.044434 | -0.0099582 | 0.013919 | 0.037797 | 0.072273
Residential | All | Average Event Day | Per Device | 1 | Residential¦All¦Average Event Day¦Per Device¦1 | 3.5918 | 1.1545 | 0.87228 | 72.2409 | 0.86036 | 1264 | 3.5905 | 1.154 | 0.86112 | 71.969 | 0.79968 | 1269 | 15 | 18 | 0.95967 | 0.8371 | 22395 | 0.011153 | -0.024022 | 0.024199 | 0.022448 | 0.023224 | 0.033008 | 0.0323 | -0.031148 | -0.0061562 | 0.011153 | 0.028463 | 0.053455 | -0.065415 | -0.04096 | -0.024022 | -0.0070837 | 0.017372
Residential | All | Average Event Day | Per Ton | 1 | Residential¦All¦Average Event Day¦Per Ton¦1 | 3.5918 | 1.1545 | 0.24433 | 72.2409 | 0.24099 | 1264 | 3.5905 | 1.154 | 0.2412 | 71.969 | 0.22399 | 1269 | 15 | 18 | 0.95967 | 0.23447 | 22395 | 0.0031241 | -0.0067285 | 0.0067783 | 0.0062878 | 0.006505 | 0.0092456 | 0.0090472 | -0.0087247 | -0.0017244 | 0.0031241 | 0.0079725 | 0.014973 | -0.018323 | -0.011473 | -0.0067285 | -0.0019842 | 0.0048659
Residential | 50 | Average Event Day | Per Device | 1 | Residential¦50¦Average Event Day¦Per Device¦1 | 3.5136 | 1.1345 | 0.91839 | 72.2805 | 0.86774 | 633 | 3.5104 | 1.1345 | 0.94231 | 72.218 | 0.87329 | 633 | 15 | 18 | 0.98173 | 0.90161 | 11772 | -0.023925 | -0.040706 | 0.03449 | 0.03471 | 0.033859 | 0.048932 | 0.04849 | -0.086633 | -0.049585 | -0.023925 | 0.0017352 | 0.038784 | -0.10285 | -0.066134 | -0.040706 | -0.015278 | 0.021436
Residential | 50 | Average Event Day | Per Ton | 1 | Residential¦50¦Average Event Day¦Per Ton¦1 | 3.5136 | 1.1345 | 0.26137 | 72.2805 | 0.24695 | 633 | 3.5104 | 1.1345 | 0.26818 | 72.218 | 0.24853 | 633 | 15 | 18 | 0.98173 | 0.25659 | 11772 | -0.0068088 | -0.011585 | 0.0098155 | 0.0098783 | 0.0096362 | 0.013926 | 0.0138 | -0.024655 | -0.014111 | -0.0068088 | 0.0004938 | 0.011038 | -0.02927 | -0.018821 | -0.011585 | -0.0043481 | 0.0061005
Residential | 100 | Average Event Day | Per Device | 1 | Residential¦100¦Average Event Day¦Per Device¦1 | 3.6783 | 1.1767 | 0.8239 | 72.1971 | 0.85233 | 631 | 3.6785 | 1.1753 | 0.77643 | 71.6955 | 0.71471 | 636 | 15 | 18 | 0.93148 | 0.76745 | 10623 | 0.047477 | -0.0089777 | 0.033931 | 0.02834 | 0.031606 | 0.044209 | 0.042451 | -0.00918 | 0.024293 | 0.047477 | 0.07066 | 0.10413 | -0.063381 | -0.031239 | -0.0089777 | 0.013284 | 0.045426
Residential | 100 | Average Event Day | Per Ton | 1 | Residential¦100¦Average Event Day¦Per Ton¦1 | 3.6783 | 1.1767 | 0.22702 | 72.1971 | 0.23485 | 631 | 3.6785 | 1.1753 | 0.21393 | 71.6955 | 0.19693 | 636 | 15 | 18 | 0.93148 | 0.21146 | 10623 | 0.013082 | -0.0024737 | 0.0093492 | 0.0078088 | 0.0087086 | 0.012181 | 0.011697 | -0.0025294 | 0.0066937 | 0.013082 | 0.019469 | 0.028692 | -0.017464 | -0.0086075 | -0.0024737 | 0.0036601 | 0.012516
All | All | Average Event Day | Per Device | 2 | All¦All¦Average Event Day¦Per Device¦2 | 3.6083 | 1.3671 | 0.95896 | 71.4014 | 2.4922 | 2664 | 3.607 | 1.3658 | 0.9487 | 71.1633 | 2.4898 | 2672 | 15 | 18 | 0.98323 | 0.94288 | 27058 | 0.010264 | -0.0058132 | 0.048285 | 0.048166 | 0.047475 | 0.068201 | 0.06763 | -0.077139 | -0.025501 | 0.010264 | 0.046029 | 0.097668 | -0.092485 | -0.041279 | -0.0058132 | 0.029652 | 0.080859
All | All | Average Event Day | Per Ton | 2 | All¦All¦Average Event Day¦Per Ton¦2 | 3.6083 | 1.3671 | 0.26194 | 71.4014 | 0.68073 | 2664 | 3.607 | 1.3658 | 0.25914 | 71.1633 | 0.68008 | 2672 | 15 | 18 | 0.98323 | 0.25755 | 27058 | 0.0028036 | -0.0015879 | 0.013189 | 0.013157 | 0.012968 | 0.018629 | 0.018473 | -0.02107 | -0.0069655 | 0.0028036 | 0.012573 | 0.026678 | -0.025262 | -0.011275 | -0.0015879 | 0.0080995 | 0.022086
Non-Residential | All | Average Event Day | Per Device | 2 | Non-Residential¦All¦Average Event Day¦Per Device¦2 | 3.6848 | 2.352 | 1.4258 | 71.4853 | 3.2566 | 1400 | 3.6837 | 2.3477 | 1.4162 | 71.3794 | 3.268 | 1403 | 15 | 18 | 1.0057 | 1.4339 | 4663 | 0.0096783 | 0.017758 | 0.087035 | 0.087249 | 0.087528 | 0.12324 | 0.12359 | -0.14826 | -0.054947 | 0.0096783 | 0.074304 | 0.16761 | -0.14062 | -0.04705 | 0.017758 | 0.082567 | 0.17614
Non-Residential | All | Average Event Day | Per Ton | 2 | Non-Residential¦All¦Average Event Day¦Per Ton¦2 | 3.6848 | 2.352 | 0.36742 | 71.4853 | 0.83917 | 1400 | 3.6837 | 2.3477 | 0.36492 | 71.3794 | 0.84213 | 1403 | 15 | 18 | 1.0057 | 0.3695 | 4663 | 0.002494 | 0.0045761 | 0.022428 | 0.022483 | 0.022555 | 0.031757 | 0.031847 | -0.038204 | -0.014159 | 0.002494 | 0.019147 | 0.043192 | -0.036237 | -0.012124 | 0.0045761 | 0.021276 | 0.045389
Non-Residential | 30 | Average Event Day | Per Device | 2 | Non-Residential¦30¦Average Event Day¦Per Device¦2 | 3.7443 | 2.5696 | 1.45 | 71.3498 | 3.0268 | 709 | 3.7358 | 2.5654 | 1.5229 | 71.3942 | 3.3395 | 709 | 15 | 18 | 1.007 | 1.4601 | 1336 | -0.072889 | -0.062778 | 0.11367 | 0.12542 | 0.11447 | 0.16927 | 0.1698 | -0.28981 | -0.16165 | -0.072889 | 0.015875 | 0.14404 | -0.28039 | -0.15182 | -0.062778 | 0.026266 | 0.15483
Non-Residential | 30 | Average Event Day | Per Ton | 2 | Non-Residential¦30¦Average Event Day¦Per Ton¦2 | 3.7443 | 2.5696 | 0.37318 | 71.3498 | 0.779 | 709 | 3.7358 | 2.5654 | 0.39194 | 71.3942 | 0.85949 | 709 | 15 | 18 | 1.007 | 0.37579 | 1336 | -0.018759 | -0.016157 | 0.029256 | 0.032279 | 0.02946 | 0.043564 | 0.043701 | -0.074589 | -0.041604 | -0.018759 | 0.0040857 | 0.03707 | -0.072163 | -0.039074 | -0.016157 | 0.00676 | 0.039849
Non-Residential | 50 | Average Event Day | Per Device | 2 | Non-Residential¦50¦Average Event Day¦Per Device¦2 | 3.6594 | 2.2591 | 1.4076 | 71.5431 | 3.3547 | 691 | 3.6614 | 2.2551 | 1.3557 | 71.3731 | 3.176 | 694 | 15 | 18 | 1.0053 | 1.4151 | 3327 | 0.051931 | 0.059428 | 0.12762 | 0.12056 | 0.1283 | 0.17556 | 0.17605 | -0.17306 | -0.040132 | 0.051931 | 0.14399 | 0.27692 | -0.16619 | -0.032895 | 0.059428 | 0.15175 | 0.28505
Non-Residential | 50 | Average Event Day | Per Ton | 2 | Non-Residential¦50¦Average Event Day¦Per Ton¦2 | 3.6594 | 2.2591 | 0.36295 | 71.5431 | 0.86498 | 691 | 3.6614 | 2.2551 | 0.34956 | 71.3731 | 0.81892 | 694 | 15 | 18 | 1.0053 | 0.36488 | 3327 | 0.01339 | 0.015323 | 0.032905 | 0.031086 | 0.033081 | 0.045267 | 0.045394 | -0.044622 | -0.010348 | 0.01339 | 0.037128 | 0.071402 | -0.042852 | -0.0084818 | 0.015323 | 0.039128 | 0.073498
Residential | All | Average Event Day | Per Device | 2 | Residential¦All¦Average Event Day¦Per Device¦2 | 3.5918 | 1.1545 | 0.75288 | 71.3833 | 0.73564 | 1264 | 3.5905 | 1.154 | 0.74265 | 71.1166 | 0.68478 | 1269 | 15 | 18 | 0.95967 | 0.72252 | 22395 | 0.01023 | -0.02013 | 0.020692 | 0.019223 | 0.019857 | 0.028243 | 0.027637 | -0.025965 | -0.0045805 | 0.01023 | 0.025041 | 0.046425 | -0.055549 | -0.034623 | -0.02013 | -0.0056372 | 0.015289
Residential | All | Average Event Day | Per Ton | 2 | Residential¦All¦Average Event Day¦Per Ton¦2 | 3.5918 | 1.1545 | 0.21088 | 71.3833 | 0.20605 | 1264 | 3.5905 | 1.154 | 0.20802 | 71.1166 | 0.19181 | 1269 | 15 | 18 | 0.95967 | 0.20238 | 22395 | 0.0028655 | -0.0056385 | 0.0057957 | 0.0053844 | 0.005562 | 0.0079109 | 0.0077413 | -0.0072727 | -0.001283 | 0.0028655 | 0.0070139 | 0.013004 | -0.015559 | -0.0096981 | -0.0056385 | -0.001579 | 0.0042823
Residential | 50 | Average Event Day | Per Device | 2 | Residential¦50¦Average Event Day¦Per Device¦2 | 3.5136 | 1.1345 | 0.78724 | 71.3146 | 0.70964 | 633 | 3.5104 | 1.1345 | 0.8 | 71.2229 | 0.73574 | 633 | 15 | 18 | 0.98173 | 0.77286 | 11772 | -0.012756 | -0.027141 | 0.028206 | 0.029243 | 0.02769 | 0.040629 | 0.040273 | -0.064824 | -0.034062 | -0.012756 | 0.0085497 | 0.039312 | -0.078753 | -0.04826 | -0.027141 | -0.0060221 | 0.02447
Residential | 50 | Average Event Day | Per Ton | 2 | Residential¦50¦Average Event Day¦Per Ton¦2 | 3.5136 | 1.1345 | 0.22404 | 71.3146 | 0.20196 | 633 | 3.5104 | 1.1345 | 0.22767 | 71.2229 | 0.20939 | 633 | 15 | 18 | 0.98173 | 0.21995 | 11772 | -0.0036303 | -0.0077242 | 0.0080271 | 0.0083223 | 0.0078804 | 0.011563 | 0.011461 | -0.018448 | -0.0096938 | -0.0036303 | 0.0024332 | 0.011188 | -0.022412 | -0.013735 | -0.0077242 | -0.0017139 | 0.0069641
Residential | 100 | Average Event Day | Per Device | 2 | Residential¦100¦Average Event Day¦Per Device¦2 | 3.6783 | 1.1767 | 0.71684 | 71.4594 | 0.76032 | 631 | 3.6785 | 1.1753 | 0.6828 | 70.9999 | 0.62807 | 636 | 15 | 18 | 0.93148 | 0.66772 | 10623 | 0.034037 | -0.015081 | 0.030268 | 0.024905 | 0.028194 | 0.039197 | 0.037618 | -0.016196 | 0.013482 | 0.034037 | 0.054592 | 0.084269 | -0.063291 | -0.034808 | -0.015081 | 0.0046459 | 0.033129
Residential | 100 | Average Event Day | Per Ton | 2 | Residential¦100¦Average Event Day¦Per Ton¦2 | 3.6783 | 1.1767 | 0.19751 | 71.4594 | 0.2095 | 631 | 3.6785 | 1.1753 | 0.18814 | 70.9999 | 0.17306 | 636 | 15 | 18 | 0.93148 | 0.18398 | 10623 | 0.0093784 | -0.0041554 | 0.0083399 | 0.0068622 | 0.0077684 | 0.0108 | 0.010365 | -0.0044625 | 0.0037148 | 0.0093784 | 0.015042 | 0.023219 | -0.017439 | -0.0095909 | -0.0041554 | 0.0012801 | 0.0091282
All | All | Average Event Day | Per Device | 3 | All¦All¦Average Event Day¦Per Device¦3 | 3.6083 | 1.3671 | 0.89796 | 71.4033 | 2.4509 | 2664 | 3.607 | 1.3658 | 0.87788 | 71.2079 | 2.3759 | 2672 | 15 | 18 | 0.98323 | 0.8829 | 27058 | 0.020077 | 0.0050222 | 0.047486 | 0.045962 | 0.04669 | 0.066087 | 0.065517 | -0.064617 | -0.014579 | 0.020077 | 0.054733 | 0.10477 | -0.078941 | -0.029335 | 0.0050222 | 0.039379 | 0.088986
All | All | Average Event Day | Per Ton | 3 | All¦All¦Average Event Day¦Per Ton¦3 | 3.6083 | 1.3671 | 0.24528 | 71.4033 | 0.66947 | 2664 | 3.607 | 1.3658 | 0.23979 | 71.2079 | 0.64896 | 2672 | 15 | 18 | 0.98323 | 0.24116 | 27058 | 0.005484 | 0.0013718 | 0.012971 | 0.012555 | 0.012753 | 0.018052 | 0.017896 | -0.01765 | -0.0039823 | 0.005484 | 0.01495 | 0.028618 | -0.021563 | -0.0080128 | 0.0013718 | 0.010756 | 0.024306
Non-Residential | All | Average Event Day | Per Device | 3 | Non-Residential¦All¦Average Event Day¦Per Device¦3 | 3.6848 | 2.352 | 1.376 | 71.4725 | 3.215 | 1400 | 3.6837 | 2.3477 | 1.3564 | 71.3751 | 3.1193 | 1403 | 15 | 18 | 1.0057 | 1.3838 | 4663 | 0.019636 | 0.027433 | 0.085924 | 0.083279 | 0.086411 | 0.11966 | 0.12001 | -0.13371 | -0.043114 | 0.019636 | 0.082385 | 0.17298 | -0.12636 | -0.0355 | 0.027433 | 0.090366 | 0.18123
Non-Residential | All | Average Event Day | Per Ton | 3 | Non-Residential¦All¦Average Event Day¦Per Ton¦3 | 3.6848 | 2.352 | 0.35458 | 71.4725 | 0.82846 | 1400 | 3.6837 | 2.3477 | 0.34952 | 71.3751 | 0.80381 | 1403 | 15 | 18 | 1.0057 | 0.35659 | 4663 | 0.0050598 | 0.0070692 | 0.022142 | 0.02146 | 0.022267 | 0.030835 | 0.030925 | -0.034456 | -0.01111 | 0.0050598 | 0.021229 | 0.044576 | -0.032563 | -0.0091478 | 0.0070692 | 0.023286 | 0.046701
Non-Residential | 30 | Average Event Day | Per Device | 3 | Non-Residential¦30¦Average Event Day¦Per Device¦3 | 3.7443 | 2.5696 | 1.4035 | 71.342 | 2.9754 | 709 | 3.7358 | 2.5654 | 1.4479 | 71.3283 | 3.2104 | 709 | 15 | 18 | 1.007 | 1.4133 | 1336 | -0.044408 | -0.034621 | 0.11174 | 0.12057 | 0.11252 | 0.16439 | 0.16492 | -0.25508 | -0.13061 | -0.044408 | 0.041797 | 0.16626 | -0.24597 | -0.1211 | -0.034621 | 0.051862 | 0.17673
Non-Residential | 30 | Average Event Day | Per Ton | 3 | Non-Residential¦30¦Average Event Day¦Per Ton¦3 | 3.7443 | 2.5696 | 0.36122 | 71.342 | 0.76576 | 709 | 3.7358 | 2.5654 | 0.37265 | 71.3283 | 0.82626 | 709 | 15 | 18 | 1.007 | 0.36374 | 1336 | -0.011429 | -0.0089104 | 0.028759 | 0.031031 | 0.028959 | 0.042308 | 0.042445 | -0.065649 | -0.033616 | -0.011429 | 0.010757 | 0.042791 | -0.063306 | -0.031168 | -0.0089104 | 0.013348 | 0.045485
Non-Residential | 50 | Average Event Day | Per Device | 3 | Non-Residential¦50¦Average Event Day¦Per Device¦3 | 3.6594 | 2.2591 | 1.3563 | 71.5282 | 3.3191 | 691 | 3.6614 | 2.2551 | 1.304 | 71.395 | 3.0171 | 694 | 15 | 18 | 1.0053 | 1.3635 | 3327 | 0.05227 | 0.059493 | 0.12627 | 0.11453 | 0.12694 | 0.17047 | 0.17097 | -0.16619 | -0.037124 | 0.05227 | 0.14166 | 0.27073 | -0.15961 | -0.030162 | 0.059493 | 0.14915 | 0.2786
Non-Residential | 50 | Average Event Day | Per Ton | 3 | Non-Residential¦50¦Average Event Day¦Per Ton¦3 | 3.6594 | 2.2591 | 0.34971 | 71.5282 | 0.85582 | 691 | 3.6614 | 2.2551 | 0.33623 | 71.395 | 0.77793 | 694 | 15 | 18 | 1.0053 | 0.35157 | 3327 | 0.013477 | 0.01534 | 0.032557 | 0.02953 | 0.03273 | 0.043954 | 0.044083 | -0.042852 | -0.0095721 | 0.013477 | 0.036527 | 0.069807 | -0.041154 | -0.007777 | 0.01534 | 0.038457 | 0.071834
Residential | All | Average Event Day | Per Device | 3 | Residential¦All¦Average Event Day¦Per Device¦3 | 3.5918 | 1.1545 | 0.68746 | 71.3884 | 0.67496 | 1264 | 3.5905 | 1.154 | 0.66754 | 71.1718 | 0.62147 | 1269 | 15 | 18 | 0.95967 | 0.65974 | 22395 | 0.019925 | -0.0077974 | 0.018985 | 0.017446 | 0.018219 | 0.025783 | 0.025225 | -0.013118 | 0.006404 | 0.019925 | 0.033446 | 0.052967 | -0.040124 | -0.021025 | -0.0077974 | 0.0054305 | 0.024529
Residential | All | Average Event Day | Per Ton | 3 | Residential¦All¦Average Event Day¦Per Ton¦3 | 3.5918 | 1.1545 | 0.19256 | 71.3884 | 0.18906 | 1264 | 3.5905 | 1.154 | 0.18698 | 71.1718 | 0.17407 | 1269 | 15 | 18 | 0.95967 | 0.18479 | 22395 | 0.0055809 | -0.0021841 | 0.0053177 | 0.0048865 | 0.0051032 | 0.0072219 | 0.0070655 | -0.0036743 | 0.0017938 | 0.0055809 | 0.0093681 | 0.014836 | -0.011239 | -0.0058892 | -0.0021841 | 0.0015211 | 0.0068707
Residential | 50 | Average Event Day | Per Device | 3 | Residential¦50¦Average Event Day¦Per Device¦3 | 3.5136 | 1.1345 | 0.69776 | 71.3214 | 0.6085 | 633 | 3.5104 | 1.1345 | 0.71292 | 71.2933 | 0.63303 | 633 | 15 | 18 | 0.98173 | 0.68501 | 11772 | -0.015155 | -0.027905 | 0.024186 | 0.025161 | 0.023744 | 0.0349 | 0.034595 | -0.059881 | -0.033457 | -0.015155 | 0.0031466 | 0.029571 | -0.072241 | -0.046047 | -0.027905 | -0.0097633 | 0.016431
Residential | 50 | Average Event Day | Per Ton | 3 | Residential¦50¦Average Event Day¦Per Ton¦3 | 3.5136 | 1.1345 | 0.19858 | 71.3214 | 0.17317 | 633 | 3.5104 | 1.1345 | 0.20289 | 71.2933 | 0.18016 | 633 | 15 | 18 | 0.98173 | 0.19495 | 11772 | -0.004313 | -0.0079416 | 0.0068831 | 0.0071606 | 0.0067573 | 0.0099323 | 0.0098456 | -0.017042 | -0.0095215 | -0.004313 | 0.0008955 | 0.0084158 | -0.020559 | -0.013105 | -0.0079416 | -0.0027786 | 0.004676
Residential | 100 | Average Event Day | Per Device | 3 | Residential¦100¦Average Event Day¦Per Device¦3 | 3.6783 | 1.1767 | 0.67664 | 71.4626 | 0.73497 | 631 | 3.6785 | 1.1753 | 0.62015 | 71.0383 | 0.60843 | 636 | 15 | 18 | 0.93148 | 0.63027 | 10623 | 0.05649 | 0.010126 | 0.029259 | 0.024126 | 0.027254 | 0.037923 | 0.036398 | 0.0078896 | 0.036603 | 0.05649 | 0.076376 | 0.10509 | -0.03652 | -0.0089612 | 0.010126 | 0.029213 | 0.056773
Residential | 100 | Average Event Day | Per Ton | 3 | Residential¦100¦Average Event Day¦Per Ton¦3 | 3.6783 | 1.1767 | 0.18644 | 71.4626 | 0.20251 | 631 | 3.6785 | 1.1753 | 0.17087 | 71.0383 | 0.16765 | 636 | 15 | 18 | 0.93148 | 0.17366 | 10623 | 0.015565 | 0.0027901 | 0.0080619 | 0.0066476 | 0.0075095 | 0.010449 | 0.010029 | 0.0021739 | 0.010086 | 0.015565 | 0.021045 | 0.028956 | -0.010063 | -0.0024691 | 0.0027901 | 0.0080494 | 0.015643
All | All | Average Event Day | Per Device | 4 | All¦All¦Average Event Day¦Per Device¦4 | 3.6083 | 1.3671 | 0.85285 | 70.3616 | 2.4076 | 2664 | 3.607 | 1.3658 | 0.85284 | 70.1198 | 2.3317 | 2672 | 15 | 18 | 0.98323 | 0.83856 | 27058 | 1.49e-05 | -0.014283 | 0.046646 | 0.045109 | 0.045864 | 0.064889 | 0.064329 | -0.083144 | -0.034013 | 1.49e-05 | 0.034043 | 0.083174 | -0.096725 | -0.048018 | -0.014283 | 0.019451 | 0.068158
All | All | Average Event Day | Per Ton | 4 | All¦All¦Average Event Day¦Per Ton¦4 | 3.6083 | 1.3671 | 0.23296 | 70.3616 | 0.65763 | 2664 | 3.607 | 1.3658 | 0.23295 | 70.1198 | 0.63691 | 2672 | 15 | 18 | 0.98323 | 0.22905 | 27058 | 4.07e-06 | -0.0039015 | 0.012741 | 0.012321 | 0.012528 | 0.017725 | 0.017572 | -0.022711 | -0.0092907 | 4.07e-06 | 0.0092988 | 0.022719 | -0.02642 | -0.013116 | -0.0039015 | 0.005313 | 0.018617
Non-Residential | All | Average Event Day | Per Device | 4 | Non-Residential¦All¦Average Event Day¦Per Device¦4 | 3.6848 | 2.352 | 1.3486 | 70.5872 | 3.1668 | 1400 | 3.6837 | 2.3477 | 1.3364 | 70.4977 | 3.0625 | 1403 | 15 | 18 | 1.0057 | 1.3563 | 4663 | 0.012207 | 0.019849 | 0.084636 | 0.081762 | 0.085115 | 0.11768 | 0.11802 | -0.1386 | -0.049504 | 0.012207 | 0.073918 | 0.16302 | -0.1314 | -0.042042 | 0.019849 | 0.081741 | 0.1711
Non-Residential | All | Average Event Day | Per Ton | 4 | Non-Residential¦All¦Average Event Day¦Per Ton¦4 | 3.6848 | 2.352 | 0.34753 | 70.5872 | 0.81604 | 1400 | 3.6837 | 2.3477 | 0.34438 | 70.4977 | 0.78918 | 1403 | 15 | 18 | 1.0057 | 0.3495 | 4663 | 0.0031456 | 0.005115 | 0.021809 | 0.021069 | 0.021933 | 0.030324 | 0.030413 | -0.035716 | -0.012757 | 0.0031456 | 0.019048 | 0.042008 | -0.033861 | -0.010834 | 0.005115 | 0.021064 | 0.044091
Non-Residential | 30 | Average Event Day | Per Device | 4 | Non-Residential¦30¦Average Event Day¦Per Device¦4 | 3.7443 | 2.5696 | 1.3936 | 70.3938 | 2.9838 | 709 | 3.7358 | 2.5654 | 1.4309 | 70.4804 | 3.1649 | 709 | 15 | 18 | 1.007 | 1.4033 | 1336 | -0.037238 | -0.02752 | 0.11206 | 0.11886 | 0.11284 | 0.16336 | 0.16389 | -0.24659 | -0.1229 | -0.037238 | 0.048426 | 0.17211 | -0.23756 | -0.11347 | -0.02752 | 0.058426 | 0.18252
Non-Residential | 30 | Average Event Day | Per Ton | 4 | Non-Residential¦30¦Average Event Day¦Per Ton¦4 | 3.7443 | 2.5696 | 0.35868 | 70.3938 | 0.76794 | 709 | 3.7358 | 2.5654 | 0.36826 | 70.4804 | 0.81456 | 709 | 15 | 18 | 1.007 | 0.36118 | 1336 | -0.009584 | -0.0070829 | 0.028841 | 0.030591 | 0.029042 | 0.042043 | 0.042181 | -0.063464 | -0.031631 | -0.009584 | 0.012463 | 0.044296 | -0.06114 | -0.029203 | -0.0070829 | 0.015037 | 0.046974
Non-Residential | 50 | Average Event Day | Per Device | 4 | Non-Residential¦50¦Average Event Day¦Per Device¦4 | 3.6594 | 2.2591 | 1.3199 | 70.6698 | 3.2379 | 691 | 3.6614 | 2.2551 | 1.2826 | 70.505 | 2.953 | 694 | 15 | 18 | 1.0053 | 1.3269 | 3327 | 0.037282 | 0.044311 | 0.12317 | 0.11209 | 0.12383 | 0.16654 | 0.16703 | -0.17615 | -0.050054 | 0.037282 | 0.12462 | 0.25072 | -0.16975 | -0.043279 | 0.044311 | 0.1319 | 0.25837
Non-Residential | 50 | Average Event Day | Per Ton | 4 | Non-Residential¦50¦Average Event Day¦Per Ton¦4 | 3.6594 | 2.2591 | 0.34033 | 70.6698 | 0.83486 | 691 | 3.6614 | 2.2551 | 0.33072 | 70.505 | 0.76141 | 694 | 15 | 18 | 1.0053 | 0.34214 | 3327 | 0.0096129 | 0.011425 | 0.03176 | 0.028903 | 0.031929 | 0.042943 | 0.043068 | -0.04542 | -0.012906 | 0.0096129 | 0.032132 | 0.064646 | -0.043768 | -0.011159 | 0.011425 | 0.03401 | 0.066619
Residential | All | Average Event Day | Per Device | 4 | Residential¦All¦Average Event Day¦Per Device¦4 | 3.5918 | 1.1545 | 0.63504 | 70.3129 | 0.60688 | 1264 | 3.5905 | 1.154 | 0.64046 | 70.0383 | 0.59006 | 1269 | 15 | 18 | 0.95967 | 0.60943 | 22395 | -0.0054274 | -0.031036 | 0.01707 | 0.016564 | 0.016382 | 0.023785 | 0.023296 | -0.03591 | -0.0179 | -0.0054274 | 0.0070457 | 0.025055 | -0.060891 | -0.043252 | -0.031036 | -0.018819 | -0.0011801
Residential | All | Average Event Day | Per Ton | 4 | Residential¦All¦Average Event Day¦Per Ton¦4 | 3.5918 | 1.1545 | 0.17787 | 70.3129 | 0.16999 | 1264 | 3.5905 | 1.154 | 0.17939 | 70.0383 | 0.16528 | 1269 | 15 | 18 | 0.95967 | 0.1707 | 22395 | -0.0015202 | -0.0086931 | 0.0047813 | 0.0046396 | 0.0045885 | 0.0066623 | 0.0065253 | -0.010058 | -0.0050139 | -0.0015202 | 0.0019735 | 0.0070179 | -0.017056 | -0.012115 | -0.0086931 | -0.0052712 | -0.0003305
Residential | 50 | Average Event Day | Per Device | 4 | Residential¦50¦Average Event Day¦Per Device¦4 | 3.5136 | 1.1345 | 0.65391 | 70.298 | 0.55896 | 633 | 3.5104 | 1.1345 | 0.69221 | 70.1652 | 0.62597 | 633 | 15 | 18 | 0.98173 | 0.64196 | 11772 | -0.038301 | -0.05025 | 0.022217 | 0.02488 | 0.021811 | 0.033356 | 0.033086 | -0.081048 | -0.055793 | -0.038301 | -0.02081 | 0.0044454 | -0.092652 | -0.067601 | -0.05025 | -0.032899 | -0.0078481
Residential | 50 | Average Event Day | Per Ton | 4 | Residential¦50¦Average Event Day¦Per Ton¦4 | 3.5136 | 1.1345 | 0.1861 | 70.298 | 0.15908 | 633 | 3.5104 | 1.1345 | 0.197 | 70.1652 | 0.17815 | 633 | 15 | 18 | 0.98173 | 0.1827 | 11772 | -0.0109 | -0.014301 | 0.0063227 | 0.0070807 | 0.0062071 | 0.0094927 | 0.0094162 | -0.023066 | -0.015878 | -0.0109 | -0.0059223 | 0.0012651 | -0.026368 | -0.019239 | -0.014301 | -0.009363 | -0.0022335
Residential | 100 | Average Event Day | Per Device | 4 | Residential¦100¦Average Event Day¦Per Device¦4 | 3.6783 | 1.1767 | 0.61523 | 70.3295 | 0.651 | 631 | 3.6785 | 1.1753 | 0.58646 | 69.8988 | 0.55 | 636 | 15 | 18 | 0.93148 | 0.57307 | 10623 | 0.02877 | -0.013386 | 0.025916 | 0.021809 | 0.02414 | 0.033871 | 0.032533 | -0.014638 | 0.011008 | 0.02877 | 0.046532 | 0.072178 | -0.055078 | -0.030446 | -0.013386 | 0.0036746 | 0.028307
Residential | 100 | Average Event Day | Per Ton | 4 | Residential¦100¦Average Event Day¦Per Ton¦4 | 3.6783 | 1.1767 | 0.16952 | 70.3295 | 0.17937 | 631 | 3.6785 | 1.1753 | 0.16159 | 69.8988 | 0.15155 | 636 | 15 | 18 | 0.93148 | 0.1579 | 10623 | 0.0079272 | -0.0036882 | 0.0071408 | 0.0060092 | 0.0066515 | 0.0093328 | 0.0089639 | -0.0040333 | 0.0030331 | 0.0079272 | 0.012821 | 0.019888 | -0.015176 | -0.0083889 | -0.0036882 | 0.0010125 | 0.0077995
All | All | Average Event Day | Per Device | 5 | All¦All¦Average Event Day¦Per Device¦5 | 3.6083 | 1.3671 | 0.85095 | 70.6167 | 2.4976 | 2664 | 3.607 | 1.3658 | 0.84219 | 70.4333 | 2.4473 | 2672 | 15 | 18 | 0.98323 | 0.83668 | 27058 | 0.0087572 | -0.0055093 | 0.048389 | 0.047344 | 0.047578 | 0.067698 | 0.06712 | -0.078001 | -0.026743 | 0.0087572 | 0.044258 | 0.095515 | -0.091527 | -0.040707 | -0.0055093 | 0.029689 | 0.080509
All | All | Average Event Day | Per Ton | 5 | All¦All¦Average Event Day¦Per Ton¦5 | 3.6083 | 1.3671 | 0.23244 | 70.6167 | 0.68221 | 2664 | 3.607 | 1.3658 | 0.23004 | 70.4333 | 0.66847 | 2672 | 15 | 18 | 0.98323 | 0.22854 | 27058 | 0.002392 | -0.0015049 | 0.013218 | 0.012932 | 0.012996 | 0.018492 | 0.018334 | -0.021306 | -0.007305 | 0.002392 | 0.012089 | 0.02609 | -0.025001 | -0.011119 | -0.0015049 | 0.0081094 | 0.021991
Non-Residential | All | Average Event Day | Per Device | 5 | Non-Residential¦All¦Average Event Day¦Per Device¦5 | 3.6848 | 2.352 | 1.3813 | 70.7844 | 3.2961 | 1400 | 3.6837 | 2.3477 | 1.377 | 70.6956 | 3.2259 | 1403 | 15 | 18 | 1.0057 | 1.3891 | 4663 | 0.0043532 | 0.012181 | 0.088092 | 0.086124 | 0.088591 | 0.1232 | 0.12355 | -0.15353 | -0.060251 | 0.0043532 | 0.068958 | 0.16224 | -0.14616 | -0.052611 | 0.012181 | 0.076973 | 0.17052
Non-Residential | All | Average Event Day | Per Ton | 5 | Non-Residential¦All¦Average Event Day¦Per Ton¦5 | 3.6848 | 2.352 | 0.35595 | 70.7844 | 0.84936 | 1400 | 3.6837 | 2.3477 | 0.35483 | 70.6956 | 0.83128 | 1403 | 15 | 18 | 1.0057 | 0.35797 | 4663 | 0.0011218 | 0.0031389 | 0.0227 | 0.022193 | 0.022829 | 0.031746 | 0.031838 | -0.039563 | -0.015526 | 0.0011218 | 0.01777 | 0.041806 | -0.037664 | -0.013557 | 0.0031389 | 0.019835 | 0.043941
Non-Residential | 30 | Average Event Day | Per Device | 5 | Non-Residential¦30¦Average Event Day¦Per Device¦5 | 3.7443 | 2.5696 | 1.4364 | 70.6254 | 3.0618 | 709 | 3.7358 | 2.5654 | 1.4656 | 70.6164 | 3.2741 | 709 | 15 | 18 | 1.007 | 1.4464 | 1336 | -0.029188 | -0.019172 | 0.11499 | 0.12296 | 0.11579 | 0.16835 | 0.1689 | -0.24494 | -0.11747 | -0.029188 | 0.059094 | 0.18656 | -0.23562 | -0.10774 | -0.019172 | 0.069398 | 0.19728
Non-Residential | 30 | Average Event Day | Per Ton | 5 | Non-Residential¦30¦Average Event Day¦Per Ton¦5 | 3.7443 | 2.5696 | 0.36967 | 70.6254 | 0.788 | 709 | 3.7358 | 2.5654 | 0.37719 | 70.6164 | 0.84264 | 709 | 15 | 18 | 1.007 | 0.37225 | 1336 | -0.0075121 | -0.0049343 | 0.029594 | 0.031646 | 0.0298 | 0.043328 | 0.043469 | -0.063039 | -0.030233 | -0.0075121 | 0.015209 | 0.048015 | -0.060642 | -0.027729 | -0.0049343 | 0.017861 | 0.050773
Non-Residential | 50 | Average Event Day | Per Device | 5 | Non-Residential¦50¦Average Event Day¦Per Device¦5 | 3.6594 | 2.2591 | 1.3472 | 70.8523 | 3.3951 | 691 | 3.6614 | 2.2551 | 1.326 | 70.7293 | 3.1514 | 694 | 15 | 18 | 1.0053 | 1.3544 | 3327 | 0.021193 | 0.028369 | 0.12916 | 0.11962 | 0.12984 | 0.17604 | 0.17655 | -0.20441 | -0.071124 | 0.021193 | 0.11351 | 0.2468 | -0.19789 | -0.064213 | 0.028369 | 0.12095 | 0.25462
Non-Residential | 50 | Average Event Day | Per Ton | 5 | Non-Residential¦50¦Average Event Day¦Per Ton¦5 | 3.6594 | 2.2591 | 0.34738 | 70.8523 | 0.8754 | 691 | 3.6614 | 2.2551 | 0.34191 | 70.7293 | 0.81256 | 694 | 15 | 18 | 1.0053 | 0.34923 | 3327 | 0.0054646 | 0.0073146 | 0.033302 | 0.030844 | 0.033479 | 0.045391 | 0.045522 | -0.052707 | -0.018339 | 0.0054646 | 0.029268 | 0.063636 | -0.051024 | -0.016557 | 0.0073146 | 0.031186 | 0.065653
Residential | All | Average Event Day | Per Device | 5 | Residential¦All¦Average Event Day¦Per Device¦5 | 3.5918 | 1.1545 | 0.61832 | 70.5805 | 0.57522 | 1264 | 3.5905 | 1.154 | 0.60795 | 70.3767 | 0.55685 | 1269 | 15 | 18 | 0.95967 | 0.59338 | 22395 | 0.010363 | -0.014571 | 0.016179 | 0.015632 | 0.015527 | 0.022497 | 0.022033 | -0.018468 | -0.0014342 | 0.010363 | 0.022161 | 0.039195 | -0.042806 | -0.026124 | -0.014571 | -0.0030167 | 0.013665
Residential | All | Average Event Day | Per Ton | 5 | Residential¦All¦Average Event Day¦Per Ton¦5 | 3.5918 | 1.1545 | 0.17319 | 70.5805 | 0.16112 | 1264 | 3.5905 | 1.154 | 0.17029 | 70.3767 | 0.15597 | 1269 | 15 | 18 | 0.95967 | 0.16621 | 22395 | 0.0029028 | -0.0040812 | 0.0045318 | 0.0043785 | 0.0043491 | 0.0063015 | 0.0061713 | -0.0051729 | -0.0004017 | 0.0029028 | 0.0062073 | 0.010978 | -0.01199 | -0.0073175 | -0.0040812 | -0.000845 | 0.0038277
Residential | 50 | Average Event Day | Per Device | 5 | Residential¦50¦Average Event Day¦Per Device¦5 | 3.5136 | 1.1345 | 0.646 | 70.4832 | 0.55548 | 633 | 3.5104 | 1.1345 | 0.66065 | 70.4495 | 0.58547 | 633 | 15 | 18 | 0.98173 | 0.6342 | 11772 | -0.014642 | -0.026446 | 0.022078 | 0.02327 | 0.021675 | 0.032077 | 0.031801 | -0.05575 | -0.031463 | -0.014642 | 0.0021797 | 0.026467 | -0.0672 | -0.043122 | -0.026446 | -0.0097695 | 0.014309
Residential | 50 | Average Event Day | Per Ton | 5 | Residential¦50¦Average Event Day¦Per Ton¦5 | 3.5136 | 1.1345 | 0.18385 | 70.4832 | 0.15809 | 633 | 3.5104 | 1.1345 | 0.18802 | 70.4495 | 0.16662 | 633 | 15 | 18 | 0.98173 | 0.18049 | 11772 | -0.0041669 | -0.0075263 | 0.0062833 | 0.0066225 | 0.0061685 | 0.009129 | 0.0090503 | -0.015866 | -0.0089542 | -0.0041669 | 0.0006203 | 0.0075323 | -0.019125 | -0.012272 | -0.0075263 | -0.0027803 | 0.0040721
Residential | 100 | Average Event Day | Per Device | 5 | Residential¦100¦Average Event Day¦Per Device¦5 | 3.6783 | 1.1767 | 0.58927 | 70.6882 | 0.59396 | 631 | 3.6785 | 1.1753 | 0.55297 | 70.2968 | 0.52438 | 636 | 15 | 18 | 0.93148 | 0.54889 | 10623 | 0.036295 | -0.0040817 | 0.023645 | 0.020793 | 0.022025 | 0.031487 | 0.03029 | -0.0040575 | 0.019783 | 0.036295 | 0.052807 | 0.076648 | -0.042899 | -0.019966 | -0.0040817 | 0.011802 | 0.034736
Residential | 100 | Average Event Day | Per Ton | 5 | Residential¦100¦Average Event Day¦Per Ton¦5 | 3.6783 | 1.1767 | 0.16237 | 70.6882 | 0.16366 | 631 | 3.6785 | 1.1753 | 0.15236 | 70.2968 | 0.14449 | 636 | 15 | 18 | 0.93148 | 0.15124 | 10623 | 0.010001 | -0.0011246 | 0.0065152 | 0.0057293 | 0.0060687 | 0.0086759 | 0.0083459 | -0.001118 | 0.005451 | 0.010001 | 0.01455 | 0.021119 | -0.01182 | -0.0055012 | -0.0011246 | 0.0032519 | 0.0095711
All | All | Average Event Day | Per Device | 6 | All¦All¦Average Event Day¦Per Device¦6 | 3.6083 | 1.3671 | 0.90616 | 70.2302 | 2.751 | 2664 | 3.607 | 1.3658 | 0.9068 | 70.0272 | 2.8509 | 2672 | 15 | 18 | 0.98323 | 0.89097 | 27058 | -0.0006328 | -0.015825 | 0.0533 | 0.055153 | 0.052407 | 0.076699 | 0.076081 | -0.098927 | -0.040854 | -0.0006328 | 0.039588 | 0.097661 | -0.11333 | -0.055722 | -0.015825 | 0.024072 | 0.081676
All | All | Average Event Day | Per Ton | 6 | All¦All¦Average Event Day¦Per Ton¦6 | 3.6083 | 1.3671 | 0.24752 | 70.2302 | 0.75144 | 2664 | 3.607 | 1.3658 | 0.24769 | 70.0272 | 0.77873 | 2672 | 15 | 18 | 0.98323 | 0.24337 | 27058 | -0.0001729 | -0.0043226 | 0.014559 | 0.015065 | 0.014315 | 0.02095 | 0.020781 | -0.027022 | -0.011159 | -0.0001729 | 0.010814 | 0.026676 | -0.030955 | -0.01522 | -0.0043226 | 0.0065752 | 0.02231
Non-Residential | All | Average Event Day | Per Device | 6 | Non-Residential¦All¦Average Event Day¦Per Device¦6 | 3.6848 | 2.352 | 1.5206 | 70.4963 | 3.6364 | 1400 | 3.6837 | 2.3477 | 1.5418 | 70.4244 | 3.7819 | 1403 | 15 | 18 | 1.0057 | 1.5293 | 4663 | -0.021149 | -0.012532 | 0.097186 | 0.10097 | 0.097737 | 0.14014 | 0.14052 | -0.20075 | -0.094639 | -0.021149 | 0.052341 | 0.15845 | -0.19262 | -0.086222 | -0.012532 | 0.061158 | 0.16756
Non-Residential | All | Average Event Day | Per Ton | 6 | Non-Residential¦All¦Average Event Day¦Per Ton¦6 | 3.6848 | 2.352 | 0.39185 | 70.4963 | 0.93705 | 1400 | 3.6837 | 2.3477 | 0.3973 | 70.4244 | 0.97454 | 1403 | 15 | 18 | 1.0057 | 0.39407 | 4663 | -0.0054499 | -0.0032293 | 0.025044 | 0.026018 | 0.025185 | 0.036112 | 0.036211 | -0.05173 | -0.024387 | -0.0054499 | 0.013487 | 0.04083 | -0.049636 | -0.022218 | -0.0032293 | 0.01576 | 0.043177
Non-Residential | 30 | Average Event Day | Per Device | 6 | Non-Residential¦30¦Average Event Day¦Per Device¦6 | 3.7443 | 2.5696 | 1.5783 | 70.2558 | 3.3548 | 709 | 3.7358 | 2.5654 | 1.6448 | 70.2579 | 3.8703 | 709 | 15 | 18 | 1.007 | 1.5893 | 1336 | -0.066536 | -0.055531 | 0.12599 | 0.14535 | 0.12687 | 0.19236 | 0.19293 | -0.31305 | -0.16741 | -0.066536 | 0.034336 | 0.17998 | -0.30279 | -0.15671 | -0.055531 | 0.045644 | 0.19172
Non-Residential | 30 | Average Event Day | Per Ton | 6 | Non-Residential¦30¦Average Event Day¦Per Ton¦6 | 3.7443 | 2.5696 | 0.40619 | 70.2558 | 0.86343 | 709 | 3.7358 | 2.5654 | 0.42332 | 70.2579 | 0.99609 | 709 | 15 | 18 | 1.007 | 0.40903 | 1336 | -0.017124 | -0.014292 | 0.032427 | 0.037409 | 0.032653 | 0.049507 | 0.049655 | -0.08057 | -0.043086 | -0.017124 | 0.0088371 | 0.046321 | -0.077928 | -0.040331 | -0.014292 | 0.011747 | 0.049344
Non-Residential | 50 | Average Event Day | Per Device | 6 | Non-Residential¦50¦Average Event Day¦Per Device¦6 | 3.6594 | 2.2591 | 1.4847 | 70.599 | 3.7589 | 691 | 3.6614 | 2.2551 | 1.4828 | 70.4953 | 3.6742 | 694 | 15 | 18 | 1.0053 | 1.4926 | 3327 | 0.0018721 | 0.0097792 | 0.14299 | 0.13947 | 0.14375 | 0.19975 | 0.20029 | -0.25411 | -0.10288 | 0.0018721 | 0.10662 | 0.25786 | -0.24691 | -0.095255 | 0.0097792 | 0.11481 | 0.26647
Non-Residential | 50 | Average Event Day | Per Ton | 6 | Non-Residential¦50¦Average Event Day¦Per Ton¦6 | 3.6594 | 2.2591 | 0.38281 | 70.599 | 0.9692 | 691 | 3.6614 | 2.2551 | 0.38233 | 70.4953 | 0.94736 | 694 | 15 | 18 | 1.0053 | 0.38485 | 3327 | 0.0004827 | 0.0025215 | 0.03687 | 0.035961 | 0.037066 | 0.051504 | 0.051644 | -0.065522 | -0.026526 | 0.0004827 | 0.027491 | 0.066487 | -0.063663 | -0.024561 | 0.0025215 | 0.029604 | 0.068706
Residential | All | Average Event Day | Per Device | 6 | Residential¦All¦Average Event Day¦Per Device¦6 | 3.5918 | 1.1545 | 0.63713 | 70.1728 | 0.57474 | 1264 | 3.5905 | 1.154 | 0.62922 | 69.9416 | 0.55361 | 1269 | 15 | 18 | 0.95967 | 0.61144 | 22395 | 0.0079057 | -0.017787 | 0.016166 | 0.015541 | 0.015514 | 0.022424 | 0.021959 | -0.020832 | -0.0038536 | 0.0079057 | 0.019665 | 0.036644 | -0.045928 | -0.029302 | -0.017787 | -0.0062715 | 0.010355
Residential | All | Average Event Day | Per Ton | 6 | Residential¦All¦Average Event Day¦Per Ton¦6 | 3.5918 | 1.1545 | 0.17846 | 70.1728 | 0.16099 | 1264 | 3.5905 | 1.154 | 0.17625 | 69.9416 | 0.15507 | 1269 | 15 | 18 | 0.95967 | 0.17126 | 22395 | 0.0022144 | -0.0049821 | 0.0045281 | 0.004353 | 0.0043455 | 0.0062811 | 0.0061507 | -0.0058351 | -0.0010794 | 0.0022144 | 0.0055082 | 0.010264 | -0.012865 | -0.0082076 | -0.0049821 | -0.0017567 | 0.0029004
Residential | 50 | Average Event Day | Per Device | 6 | Residential¦50¦Average Event Day¦Per Device¦6 | 3.5136 | 1.1345 | 0.65986 | 70.0417 | 0.54071 | 633 | 3.5104 | 1.1345 | 0.67514 | 69.9425 | 0.56686 | 633 | 15 | 18 | 0.98173 | 0.6478 | 11772 | -0.015278 | -0.027335 | 0.021491 | 0.022531 | 0.021098 | 0.031137 | 0.030867 | -0.055181 | -0.031606 | -0.015278 | 0.0010503 | 0.024626 | -0.066893 | -0.043522 | -0.027335 | -0.011149 | 0.012222
Residential | 50 | Average Event Day | Per Ton | 6 | Residential¦50¦Average Event Day¦Per Ton¦6 | 3.5136 | 1.1345 | 0.18779 | 70.0417 | 0.15388 | 633 | 3.5104 | 1.1345 | 0.19214 | 69.9425 | 0.16132 | 633 | 15 | 18 | 0.98173 | 0.18436 | 11772 | -0.004348 | -0.0077795 | 0.0061162 | 0.0064121 | 0.0060045 | 0.0088613 | 0.0087846 | -0.015704 | -0.0089949 | -0.004348 | 0.0002989 | 0.0070083 | -0.019037 | -0.012386 | -0.0077795 | -0.0031728 | 0.0034784
Residential | 100 | Average Event Day | Per Device | 6 | Residential¦100¦Average Event Day¦Per Device¦6 | 3.6783 | 1.1767 | 0.61328 | 70.3179 | 0.60661 | 631 | 3.6785 | 1.1753 | 0.58129 | 69.9405 | 0.53848 | 636 | 15 | 18 | 0.93148 | 0.57125 | 10623 | 0.031985 | -0.010037 | 0.024149 | 0.021352 | 0.022494 | 0.032235 | 0.031015 | -0.0093251 | 0.015081 | 0.031985 | 0.048889 | 0.073296 | -0.049783 | -0.026301 | -0.010037 | 0.0062276 | 0.02971
Residential | 100 | Average Event Day | Per Ton | 6 | Residential¦100¦Average Event Day¦Per Ton¦6 | 3.6783 | 1.1767 | 0.16898 | 70.3179 | 0.16714 | 631 | 3.6785 | 1.1753 | 0.16017 | 69.9405 | 0.14837 | 636 | 15 | 18 | 0.93148 | 0.1574 | 10623 | 0.0088132 | -0.0027654 | 0.0066539 | 0.0058833 | 0.006198 | 0.0088819 | 0.0085457 | -0.0025694 | 0.0041555 | 0.0088132 | 0.013471 | 0.020196 | -0.013717 | -0.0072468 | -0.0027654 | 0.0017159 | 0.0081863
All | All | Average Event Day | Per Device | 7 | All¦All¦Average Event Day¦Per Device¦7 | 3.6083 | 1.3671 | 1.0491 | 76.4532 | 3.1913 | 2664 | 3.607 | 1.3658 | 1.0493 | 76.3363 | 3.3756 | 2672 | 15 | 18 | 0.98323 | 1.0315 | 27058 | -0.0001996 | -0.017788 | 0.06183 | 0.065304 | 0.060793 | 0.08993 | 0.089221 | -0.11545 | -0.047359 | -0.0001996 | 0.04696 | 0.11505 | -0.13213 | -0.064576 | -0.017788 | 0.028999 | 0.096553
All | All | Average Event Day | Per Ton | 7 | All¦All¦Average Event Day¦Per Ton¦7 | 3.6083 | 1.3671 | 0.28656 | 76.4532 | 0.8717 | 2664 | 3.607 | 1.3658 | 0.28661 | 76.3363 | 0.92205 | 2672 | 15 | 18 | 0.98323 | 0.28176 | 27058 | -5.45e-05 | -0.0048588 | 0.016889 | 0.017838 | 0.016606 | 0.024564 | 0.024371 | -0.031535 | -0.012936 | -5.45e-05 | 0.012827 | 0.031426 | -0.036091 | -0.017639 | -0.0048588 | 0.0079211 | 0.026373
Non-Residential | All | Average Event Day | Per Device | 7 | Non-Residential¦All¦Average Event Day¦Per Device¦7 | 3.6848 | 2.352 | 1.7635 | 76.0837 | 4.2272 | 1400 | 3.6837 | 2.3477 | 1.7988 | 76.029 | 4.4885 | 1403 | 15 | 18 | 1.0057 | 1.7734 | 4663 | -0.035381 | -0.025388 | 0.11298 | 0.11983 | 0.11362 | 0.16469 | 0.16513 | -0.24644 | -0.12174 | -0.035381 | 0.050983 | 0.17568 | -0.23701 | -0.11198 | -0.025388 | 0.061207 | 0.18624
Non-Residential | All | Average Event Day | Per Ton | 7 | Non-Residential¦All¦Average Event Day¦Per Ton¦7 | 3.6848 | 2.352 | 0.45442 | 76.0837 | 1.0893 | 1400 | 3.6837 | 2.3477 | 0.46354 | 76.029 | 1.1566 | 1403 | 15 | 18 | 1.0057 | 0.45699 | 4663 | -0.0091172 | -0.0065421 | 0.029112 | 0.030879 | 0.029278 | 0.042439 | 0.042552 | -0.063505 | -0.031372 | -0.0091172 | 0.013138 | 0.04527 | -0.061075 | -0.028856 | -0.0065421 | 0.015772 | 0.047991
Non-Residential | 30 | Average Event Day | Per Device | 7 | Non-Residential¦30¦Average Event Day¦Per Device¦7 | 3.7443 | 2.5696 | 1.8692 | 76.1776 | 4.0812 | 709 | 3.7358 | 2.5654 | 1.9115 | 76.1185 | 4.6299 | 709 | 15 | 18 | 1.007 | 1.8822 | 1336 | -0.042331 | -0.029297 | 0.15327 | 0.17388 | 0.15434 | 0.23179 | 0.2325 | -0.33938 | -0.16388 | -0.042331 | 0.079219 | 0.25472 | -0.32725 | -0.15122 | -0.029297 | 0.092624 | 0.26866
Non-Residential | 30 | Average Event Day | Per Ton | 7 | Non-Residential¦30¦Average Event Day¦Per Ton¦7 | 3.7443 | 2.5696 | 0.48107 | 76.1776 | 1.0504 | 709 | 3.7358 | 2.5654 | 0.49196 | 76.1185 | 1.1916 | 709 | 15 | 18 | 1.007 | 0.48442 | 1336 | -0.010895 | -0.0075401 | 0.039447 | 0.044751 | 0.039723 | 0.059655 | 0.059837 | -0.087346 | -0.042178 | -0.010895 | 0.020389 | 0.065556 | -0.084225 | -0.038919 | -0.0075401 | 0.023839 | 0.069144
Non-Residential | 50 | Average Event Day | Per Device | 7 | Non-Residential¦50¦Average Event Day¦Per Device¦7 | 3.6594 | 2.2591 | 1.7015 | 76.0435 | 4.261 | 691 | 3.6614 | 2.2551 | 1.7339 | 75.9909 | 4.3373 | 694 | 15 | 18 | 1.0053 | 1.7106 | 3327 | -0.032376 | -0.023314 | 0.1621 | 0.16464 | 0.16296 | 0.23105 | 0.23165 | -0.32847 | -0.15354 | -0.032376 | 0.088785 | 0.26372 | -0.32019 | -0.14479 | -0.023314 | 0.098165 | 0.27356
Non-Residential | 50 | Average Event Day | Per Ton | 7 | Non-Residential¦50¦Average Event Day¦Per Ton¦7 | 3.6594 | 2.2591 | 0.43872 | 76.0435 | 1.0987 | 691 | 3.6614 | 2.2551 | 0.44707 | 75.9909 | 1.1183 | 694 | 15 | 18 | 1.0053 | 0.44106 | 3327 | -0.0083479 | -0.0060113 | 0.041796 | 0.042452 | 0.042018 | 0.059574 | 0.05973 | -0.084695 | -0.039588 | -0.0083479 | 0.022892 | 0.067999 | -0.082558 | -0.037334 | -0.0060113 | 0.025311 | 0.070536
Residential | All | Average Event Day | Per Device | 7 | Residential¦All¦Average Event Day¦Per Device¦7 | 3.5918 | 1.1545 | 0.73637 | 76.533 | 0.61564 | 1264 | 3.5905 | 1.154 | 0.72179 | 76.4026 | 0.61599 | 1269 | 15 | 18 | 0.95967 | 0.70667 | 22395 | 0.014578 | -0.015116 | 0.017316 | 0.017292 | 0.016618 | 0.024472 | 0.023983 | -0.016783 | 0.0017452 | 0.014578 | 0.027411 | 0.04594 | -0.045851 | -0.027693 | -0.015116 | -0.0025397 | 0.015619
Residential | All | Average Event Day | Per Ton | 7 | Residential¦All¦Average Event Day¦Per Ton¦7 | 3.5918 | 1.1545 | 0.20626 | 76.533 | 0.17244 | 1264 | 3.5905 | 1.154 | 0.20217 | 76.4026 | 0.17254 | 1269 | 15 | 18 | 0.95967 | 0.19794 | 22395 | 0.0040834 | -0.0042341 | 0.0048503 | 0.0048435 | 0.0046547 | 0.0068545 | 0.0067175 | -0.0047011 | 0.0004888 | 0.0040834 | 0.0076779 | 0.012868 | -0.012843 | -0.0077567 | -0.0042341 | -0.0007114 | 0.0043748
Residential | 50 | Average Event Day | Per Device | 7 | Residential¦50¦Average Event Day¦Per Device¦7 | 3.5136 | 1.1345 | 0.77767 | 76.4657 | 0.60186 | 633 | 3.5104 | 1.1345 | 0.78263 | 76.4755 | 0.63199 | 633 | 15 | 18 | 0.98173 | 0.76346 | 11772 | -0.0049643 | -0.019175 | 0.023922 | 0.025119 | 0.023485 | 0.034688 | 0.034388 | -0.049418 | -0.023155 | -0.0049643 | 0.013226 | 0.03949 | -0.063244 | -0.037207 | -0.019175 | -0.0011416 | 0.024895
Residential | 50 | Average Event Day | Per Ton | 7 | Residential¦50¦Average Event Day¦Per Ton¦7 | 3.5136 | 1.1345 | 0.22132 | 76.4657 | 0.17129 | 633 | 3.5104 | 1.1345 | 0.22273 | 76.4755 | 0.17986 | 633 | 15 | 18 | 0.98173 | 0.21727 | 11772 | -0.0014128 | -0.0054569 | 0.006808 | 0.0071488 | 0.0066836 | 0.0098719 | 0.0097865 | -0.014064 | -0.0065896 | -0.0014128 | 0.003764 | 0.011239 | -0.017999 | -0.010589 | -0.0054569 | -0.0003249 | 0.007085
Residential | 100 | Average Event Day | Per Device | 7 | Residential¦100¦Average Event Day¦Per Device¦7 | 3.6783 | 1.1767 | 0.69304 | 76.6075 | 0.62824 | 631 | 3.6785 | 1.1753 | 0.6583 | 1900-03-16 07:45 | 0.59667 | 636 | 15 | 18 | 0.93148 | 0.64555 | 10623 | 0.034742 | -0.012745 | 0.02501 | 0.02366 | 0.023296 | 0.034428 | 0.033204 | -0.0093789 | 0.016688 | 0.034742 | 0.052796 | 0.078863 | -0.055298 | -0.030157 | -0.012745 | 0.0046669 | 0.029807
Residential | 100 | Average Event Day | Per Ton | 7 | Residential¦100¦Average Event Day¦Per Ton¦7 | 3.6783 | 1.1767 | 0.19096 | 76.6075 | 0.1731 | 631 | 3.6785 | 1.1753 | 0.18139 | 1900-03-16 07:45 | 0.16441 | 636 | 15 | 18 | 0.93148 | 0.17787 | 10623 | 0.0095727 | -0.0035118 | 0.0068912 | 0.0065191 | 0.006419 | 0.0094861 | 0.0091489 | -0.0025842 | 0.0045982 | 0.0095727 | 0.014547 | 0.02173 | -0.015237 | -0.0083094 | -0.0035118 | 0.0012859 | 0.008213
All | All | Average Event Day | Per Device | 8 | All¦All¦Average Event Day¦Per Device¦8 | 3.6083 | 1.3671 | 1.205 | 81.0534 | 3.9439 | 2664 | 3.607 | 1.3658 | 1899-12-31 05:25 | 1900-03-20 23:10 | 4.1541 | 2672 | 15 | 18 | 0.98323 | 1.1848 | 27058 | -0.020389 | -0.040591 | 0.076411 | 0.080364 | 0.07513 | 0.11089 | 0.11001 | -0.1625 | -0.078541 | -0.020389 | 0.037763 | 0.12172 | -0.18158 | -0.098282 | -0.040591 | 0.0171 | 0.1004
All | All | Average Event Day | Per Ton | 8 | All¦All¦Average Event Day¦Per Ton¦8 | 3.6083 | 1.3671 | 0.32914 | 81.0534 | 1.0773 | 2664 | 3.607 | 1.3658 | 0.33471 | 1900-03-20 23:10 | 1.1347 | 2672 | 15 | 18 | 0.98323 | 0.32362 | 27058 | -0.0055693 | -0.011088 | 0.020872 | 0.021951 | 0.020522 | 0.03029 | 0.03005 | -0.044388 | -0.021453 | -0.0055693 | 0.010315 | 0.033249 | -0.049598 | -0.026846 | -0.011088 | 0.0046708 | 0.027423
Non-Residential | All | Average Event Day | Per Device | 8 | Non-Residential¦All¦Average Event Day¦Per Device¦8 | 3.6848 | 2.352 | 2.216 | 80.5251 | 5.2084 | 1400 | 3.6837 | 2.3477 | 1900-01-01 07:03 | 1900-03-20 10:38 | 5.4983 | 1403 | 15 | 18 | 1.0057 | 2.2286 | 4663 | -0.078034 | -0.065476 | 0.1392 | 0.14679 | 0.13999 | 0.2023 | 0.20284 | -0.33729 | -0.18412 | -0.078034 | 0.028052 | 0.18122 | -0.32543 | -0.17185 | -0.065476 | 0.040895 | 0.19448
Non-Residential | All | Average Event Day | Per Ton | 8 | Non-Residential¦All¦Average Event Day¦Per Ton¦8 | 3.6848 | 2.352 | 0.57103 | 80.5251 | 1.3422 | 1400 | 3.6837 | 2.3477 | 0.59114 | 1900-03-20 10:38 | 1.4168 | 1403 | 15 | 18 | 1.0057 | 0.57427 | 4663 | -0.020108 | -0.016872 | 0.03587 | 0.037826 | 0.036074 | 0.05213 | 0.05227 | -0.086915 | -0.047445 | -0.020108 | 0.0072286 | 0.046699 | -0.083859 | -0.044283 | -0.016872 | 0.010538 | 0.050114
Non-Residential | 30 | Average Event Day | Per Device | 8 | Non-Residential¦30¦Average Event Day¦Per Device¦8 | 3.7443 | 2.5696 | 2.3265 | 80.7044 | 5.4525 | 709 | 3.7358 | 2.5654 | 1900-01-01 09:09 | 1900-03-20 14:24 | 5.5992 | 709 | 15 | 18 | 1.007 | 2.3427 | 1336 | -0.05482 | -0.038597 | 0.20477 | 0.21028 | 0.2062 | 0.29351 | 0.29451 | -0.43097 | -0.20874 | -0.05482 | 0.099099 | 0.32133 | -0.41603 | -0.19304 | -0.038597 | 0.11585 | 0.33884
Non-Residential | 30 | Average Event Day | Per Ton | 8 | Non-Residential¦30¦Average Event Day¦Per Ton¦8 | 3.7443 | 2.5696 | 0.59877 | 80.7044 | 1.4033 | 709 | 3.7358 | 2.5654 | 0.61288 | 1900-03-20 14:24 | 1.4411 | 709 | 15 | 18 | 1.007 | 0.60295 | 1336 | -0.014109 | -0.0099336 | 0.052702 | 0.05412 | 0.05307 | 0.075541 | 0.075798 | -0.11092 | -0.053723 | -0.014109 | 0.025505 | 0.082701 | -0.10707 | -0.049682 | -0.0099336 | 0.029815 | 0.087206
Non-Residential | 50 | Average Event Day | Per Device | 8 | Non-Residential¦50¦Average Event Day¦Per Device¦8 | 3.6594 | 2.2591 | 2.1498 | 80.4485 | 4.9763 | 691 | 3.6614 | 2.2551 | 1900-01-01 05:46 | 1900-03-20 09:01 | 5.3638 | 694 | 15 | 18 | 1.0053 | 2.1612 | 3327 | -0.090622 | -0.079173 | 0.18931 | 0.20361 | 0.19031 | 0.27802 | 0.2787 | -0.44691 | -0.23641 | -0.090622 | 0.05517 | 0.26567 | -0.43635 | -0.22533 | -0.079173 | 0.06698 | 0.278
Non-Residential | 50 | Average Event Day | Per Ton | 8 | Non-Residential¦50¦Average Event Day¦Per Ton¦8 | 3.6594 | 2.2591 | 0.5543 | 80.4485 | 1.2831 | 691 | 3.6614 | 2.2551 | 0.57767 | 1900-03-20 09:01 | 1.383 | 694 | 15 | 18 | 1.0053 | 0.55726 | 3327 | -0.023366 | -0.020414 | 0.048811 | 0.052499 | 0.049071 | 0.071685 | 0.071862 | -0.11523 | -0.060958 | -0.023366 | 0.014225 | 0.068501 | -0.11251 | -0.058099 | -0.020414 | 0.01727 | 0.071681
Residential | All | Average Event Day | Per Device | 8 | Residential¦All¦Average Event Day¦Per Device¦8 | 3.5918 | 1.1545 | 0.76411 | 81.1674 | 0.6659 | 1264 | 3.5905 | 1.154 | 0.76007 | 1900-03-21 01:53 | 0.66227 | 1269 | 15 | 18 | 0.95967 | 0.7333 | 22395 | 0.0040424 | -0.026771 | 0.01873 | 0.018591 | 0.017975 | 0.02639 | 0.02586 | -0.029778 | -0.0097966 | 0.0040424 | 0.017881 | 0.037863 | -0.059911 | -0.040332 | -0.026771 | -0.01321 | 0.0063694
Residential | All | Average Event Day | Per Ton | 8 | Residential¦All¦Average Event Day¦Per Ton¦8 | 3.5918 | 1.1545 | 0.21403 | 81.1674 | 0.18652 | 1264 | 3.5905 | 1.154 | 0.2129 | 1900-03-21 01:53 | 0.1855 | 1269 | 15 | 18 | 0.95967 | 0.2054 | 22395 | 0.0011323 | -0.0074986 | 0.0052462 | 0.0052074 | 0.0050347 | 0.0073919 | 0.0072433 | -0.0083408 | -0.002744 | 0.0011323 | 0.0050086 | 0.010605 | -0.016781 | -0.011297 | -0.0074986 | -0.0037002 | 0.0017841
Residential | 50 | Average Event Day | Per Device | 8 | Residential¦50¦Average Event Day¦Per Device¦8 | 3.5136 | 1.1345 | 0.81137 | 81.0876 | 0.69723 | 633 | 3.5104 | 1.1345 | 0.82874 | 1900-03-21 04:02 | 0.69866 | 633 | 15 | 18 | 0.98173 | 0.79655 | 11772 | -0.017366 | -0.032192 | 0.027713 | 0.027769 | 0.027206 | 0.039232 | 0.038876 | -0.067644 | -0.03794 | -0.017366 | 0.0032067 | 0.032911 | -0.082014 | -0.052579 | -0.032192 | -0.011806 | 0.017628
Residential | 50 | Average Event Day | Per Ton | 8 | Residential¦50¦Average Event Day¦Per Ton¦8 | 3.5136 | 1.1345 | 0.23091 | 81.0876 | 0.19843 | 633 | 3.5104 | 1.1345 | 0.23585 | 1900-03-21 04:02 | 0.19883 | 633 | 15 | 18 | 0.98173 | 0.22669 | 11772 | -0.0049424 | -0.0091618 | 0.0078868 | 0.007903 | 0.0077427 | 0.011165 | 0.011064 | -0.019251 | -0.010797 | -0.0049424 | 0.0009126 | 0.0093662 | -0.023341 | -0.014964 | -0.0091618 | -0.0033599 | 0.005017
Residential | 100 | Average Event Day | Per Device | 8 | Residential¦100¦Average Event Day¦Per Device¦8 | 3.6783 | 1.1767 | 0.71454 | 81.2558 | 0.63206 | 631 | 3.6785 | 1.1753 | 0.68843 | 1900-03-20 23:31 | 0.62029 | 636 | 15 | 18 | 0.93148 | 0.66558 | 10623 | 0.02611 | -0.02285 | 0.025162 | 0.024596 | 0.023438 | 0.035186 | 0.033975 | -0.018983 | 0.0076585 | 0.02611 | 0.044562 | 0.071203 | -0.066391 | -0.040667 | -0.02285 | -0.0050338 | 0.02069
Residential | 100 | Average Event Day | Per Ton | 8 | Residential¦100¦Average Event Day¦Per Ton¦8 | 3.6783 | 1.1767 | 0.19688 | 81.2558 | 0.17415 | 631 | 3.6785 | 1.1753 | 0.18969 | 1900-03-20 23:31 | 0.17091 | 636 | 15 | 18 | 0.93148 | 0.18339 | 10623 | 0.0071943 | -0.0062961 | 0.006933 | 0.0067771 | 0.0064579 | 0.0096951 | 0.0093613 | -0.0052305 | 0.0021102 | 0.0071943 | 0.012278 | 0.019619 | -0.018293 | -0.011205 | -0.0062961 | -0.001387 | 0.0057009
All | All | Average Event Day | Per Device | 9 | All¦All¦Average Event Day¦Per Device¦9 | 3.6083 | 1.3671 | 1.4619 | 86.5595 | 4.7208 | 2664 | 3.607 | 1.3658 | 1899-12-31 11:52 | 1900-03-26 14:06 | 5.0014 | 2672 | 15 | 18 | 0.98323 | 1.4374 | 27058 | -0.032348 | -0.056857 | 0.091464 | 0.096756 | 0.08993 | 0.13314 | 0.1321 | -0.20298 | -0.10217 | -0.032348 | 0.037473 | 0.13828 | -0.22614 | -0.12613 | -0.056857 | 0.012414 | 0.11243
All | All | Average Event Day | Per Ton | 9 | All¦All¦Average Event Day¦Per Ton¦9 | 3.6083 | 1.3671 | 0.39931 | 86.5595 | 1.2895 | 2664 | 3.607 | 1.3658 | 0.40814 | 1900-03-26 14:06 | 1.3661 | 2672 | 15 | 18 | 0.98323 | 0.39261 | 27058 | -0.0088358 | -0.01553 | 0.024983 | 0.026429 | 0.024564 | 0.036368 | 0.036082 | -0.055443 | -0.027907 | -0.0088358 | 0.010236 | 0.037772 | -0.061771 | -0.034452 | -0.01553 | 0.0033909 | 0.03071
Non-Residential | All | Average Event Day | Per Device | 9 | Non-Residential¦All¦Average Event Day¦Per Device¦9 | 3.6848 | 2.352 | 2.9199 | 85.2626 | 6.1404 | 1400 | 3.6837 | 2.3477 | 1900-01-02 00:27 | 1900-03-25 05:45 | 6.5291 | 1403 | 15 | 18 | 1.0057 | 2.9364 | 4663 | -0.098695 | -0.082148 | 0.16411 | 0.17431 | 0.16504 | 0.23941 | 0.24005 | -0.40551 | -0.22424 | -0.098695 | 0.026852 | 0.20812 | -0.38978 | -0.20803 | -0.082148 | 0.043733 | 0.22549
Non-Residential | All | Average Event Day | Per Ton | 9 | Non-Residential¦All¦Average Event Day¦Per Ton¦9 | 3.6848 | 2.352 | 0.75241 | 85.2626 | 1.5823 | 1400 | 3.6837 | 2.3477 | 0.77785 | 1900-03-25 05:45 | 1.6825 | 1403 | 15 | 18 | 1.0057 | 0.75668 | 4663 | -0.025432 | -0.021168 | 0.042289 | 0.044918 | 0.042529 | 0.061693 | 0.061857 | -0.10449 | -0.057784 | -0.025432 | 0.0069193 | 0.05363 | -0.10044 | -0.053606 | -0.021168 | 0.011269 | 0.058105
Non-Residential | 30 | Average Event Day | Per Device | 9 | Non-Residential¦30¦Average Event Day¦Per Device¦9 | 3.7443 | 2.5696 | 3.0617 | 85.9878 | 6.705 | 709 | 3.7358 | 2.5654 | 1900-01-02 02:33 | 1900-03-25 20:53 | 6.4936 | 709 | 15 | 18 | 1.007 | 3.0831 | 1336 | -0.044725 | -0.023375 | 0.25181 | 0.24387 | 0.25357 | 0.35055 | 0.35181 | -0.49397 | -0.22855 | -0.044725 | 0.1391 | 0.40452 | -0.47424 | -0.20786 | -0.023375 | 0.16111 | 0.42749
Non-Residential | 30 | Average Event Day | Per Ton | 9 | Non-Residential¦30¦Average Event Day¦Per Ton¦9 | 3.7443 | 2.5696 | 0.78799 | 85.9878 | 1.7257 | 709 | 3.7358 | 2.5654 | 0.7995 | 1900-03-25 20:53 | 1.6712 | 709 | 15 | 18 | 1.007 | 0.79348 | 1336 | -0.011511 | -0.0060161 | 0.064809 | 0.062765 | 0.065261 | 0.09022 | 0.090545 | -0.12713 | -0.058822 | -0.011511 | 0.0358 | 0.10411 | -0.12205 | -0.053498 | -0.0060161 | 0.041466 | 0.11002
Non-Residential | 50 | Average Event Day | Per Device | 9 | Non-Residential¦50¦Average Event Day¦Per Device¦9 | 3.6594 | 2.2591 | 2.8346 | 84.9529 | 5.6633 | 691 | 3.6614 | 2.2551 | 1900-01-01 23:05 | 1900-03-24 23:20 | 6.4682 | 694 | 15 | 18 | 1.0053 | 2.8497 | 3327 | -0.12739 | -0.11229 | 0.21544 | 0.24553 | 0.21659 | 0.32665 | 0.32741 | -0.54601 | -0.29869 | -0.12739 | 0.043905 | 0.29123 | -0.53189 | -0.28399 | -0.11229 | 0.059399 | 0.3073
Non-Residential | 50 | Average Event Day | Per Ton | 9 | Non-Residential¦50¦Average Event Day¦Per Ton¦9 | 3.6594 | 2.2591 | 0.73088 | 84.9529 | 1.4603 | 691 | 3.6614 | 2.2551 | 0.76373 | 1900-03-24 23:20 | 1.6678 | 694 | 15 | 18 | 1.0053 | 0.73477 | 3327 | -0.032847 | -0.028954 | 0.055551 | 0.063308 | 0.055846 | 0.084225 | 0.08442 | -0.14079 | -0.077014 | -0.032847 | 0.011321 | 0.075092 | -0.13714 | -0.073224 | -0.028954 | 0.015316 | 0.079235
Residential | All | Average Event Day | Per Device | 9 | Residential¦All¦Average Event Day¦Per Device¦9 | 3.5918 | 1.1545 | 0.82778 | 86.8394 | 0.77649 | 1264 | 3.5905 | 1.154 | 0.83203 | 1900-03-26 21:04 | 0.79102 | 1269 | 15 | 18 | 0.95967 | 0.7944 | 22395 | -0.0042583 | -0.037639 | 0.02184 | 0.022205 | 0.02096 | 0.031146 | 0.030535 | -0.044174 | -0.020591 | -0.0042583 | 0.012075 | 0.035657 | -0.076771 | -0.053651 | -0.037639 | -0.021626 | 0.0014933
Residential | All | Average Event Day | Per Ton | 9 | Residential¦All¦Average Event Day¦Per Ton¦9 | 3.5918 | 1.1545 | 0.23186 | 86.8394 | 0.2175 | 1264 | 3.5905 | 1.154 | 0.23305 | 1900-03-26 21:04 | 0.22157 | 1269 | 15 | 18 | 0.95967 | 0.22251 | 22395 | -0.0011928 | -0.010543 | 0.0061175 | 0.0062197 | 0.0058708 | 0.0087241 | 0.0085529 | -0.012373 | -0.0057677 | -0.0011928 | 0.0033821 | 0.0099876 | -0.021504 | -0.015028 | -0.010543 | -0.0060576 | 0.0004183
Residential | 50 | Average Event Day | Per Device | 9 | Residential¦50¦Average Event Day¦Per Device¦9 | 3.5136 | 1.1345 | 0.88182 | 87.1898 | 0.77588 | 633 | 3.5104 | 1.1345 | 0.92006 | 1900-03-27 08:23 | 0.84896 | 633 | 15 | 18 | 0.98173 | 0.86571 | 11772 | -0.038236 | -0.05435 | 0.030838 | 0.033743 | 0.030275 | 0.045712 | 0.045334 | -0.096819 | -0.062208 | -0.038236 | -0.014265 | 0.020346 | -0.11245 | -0.078123 | -0.05435 | -0.030577 | 0.0037479
Residential | 50 | Average Event Day | Per Ton | 9 | Residential¦50¦Average Event Day¦Per Ton¦9 | 3.5136 | 1.1345 | 0.25096 | 87.1898 | 0.22081 | 633 | 3.5104 | 1.1345 | 0.26184 | 1900-03-27 08:23 | 0.24161 | 633 | 15 | 18 | 0.98173 | 0.24638 | 11772 | -0.010882 | -0.015468 | 0.0087764 | 0.009603 | 0.008616 | 0.013009 | 0.012902 | -0.027554 | -0.017704 | -0.010882 | -0.0040597 | 0.0057903 | -0.032002 | -0.022233 | -0.015468 | -0.0087019 | 0.0010666
Residential | 100 | Average Event Day | Per Device | 9 | Residential¦100¦Average Event Day¦Per Device¦9 | 3.6783 | 1.1767 | 0.77108 | 86.4514 | 0.77572 | 631 | 3.6785 | 1.1753 | 0.74023 | 1900-03-26 08:38 | 0.72306 | 636 | 15 | 18 | 0.93148 | 0.71825 | 10623 | 0.030853 | -0.021982 | 0.030881 | 0.028671 | 0.028765 | 0.042139 | 0.040613 | -0.02315 | 0.0087551 | 0.030853 | 0.05295 | 0.084856 | -0.074031 | -0.04328 | -0.021982 | -0.0006846 | 0.030066
Residential | 100 | Average Event Day | Per Ton | 9 | Residential¦100¦Average Event Day¦Per Ton¦9 | 3.6783 | 1.1767 | 0.21246 | 86.4514 | 0.21374 | 631 | 3.6785 | 1.1753 | 0.20396 | 1900-03-26 08:38 | 0.19923 | 636 | 15 | 18 | 0.93148 | 0.1979 | 10623 | 0.008501 | -0.006057 | 0.0085089 | 0.0078999 | 0.0079258 | 0.011611 | 0.011191 | -0.0063787 | 0.0024124 | 0.008501 | 0.01459 | 0.023381 | -0.020398 | -0.011925 | -0.006057 | -0.0001886 | 0.0082843
All | All | Average Event Day | Per Device | 10 | All¦All¦Average Event Day¦Per Device¦10 | 3.6083 | 1.3671 | 1.7045 | 90.1679 | 5.1184 | 2664 | 3.607 | 1.3658 | 1899-12-31 17:47 | 1900-03-30 03:43 | 5.4408 | 2672 | 15 | 18 | 0.98323 | 1.6759 | 27058 | -0.036228 | -0.064804 | 0.099166 | 0.10526 | 0.097504 | 0.14461 | 0.14348 | -0.22156 | -0.11206 | -0.036228 | 0.039607 | 0.1491 | -0.24868 | -0.14004 | -0.064804 | 0.010436 | 0.11907
All | All | Average Event Day | Per Ton | 10 | All¦All¦Average Event Day¦Per Ton¦10 | 3.6083 | 1.3671 | 0.46558 | 90.1679 | 1.3981 | 2664 | 3.607 | 1.3658 | 0.47547 | 1900-03-30 03:43 | 1.4862 | 2672 | 15 | 18 | 0.98323 | 0.45777 | 27058 | -0.0098955 | -0.017701 | 0.027087 | 0.02875 | 0.026633 | 0.039501 | 0.039191 | -0.060518 | -0.03061 | -0.0098955 | 0.010819 | 0.040727 | -0.067926 | -0.038253 | -0.017701 | 0.0028505 | 0.032524
Non-Residential | All | Average Event Day | Per Device | 10 | Non-Residential¦All¦Average Event Day¦Per Device¦10 | 3.6848 | 2.352 | 3.5127 | 88.5081 | 6.5293 | 1400 | 3.6837 | 2.3477 | 1900-01-02 14:54 | 1900-03-28 10:26 | 6.9785 | 1403 | 15 | 18 | 1.0057 | 3.5326 | 4663 | -0.10788 | -0.087974 | 0.1745 | 0.18631 | 0.17549 | 0.25527 | 0.25594 | -0.43502 | -0.24174 | -0.10788 | 0.025982 | 0.21926 | -0.41598 | -0.22219 | -0.087974 | 0.046243 | 0.24003
Non-Residential | All | Average Event Day | Per Ton | 10 | Non-Residential¦All¦Average Event Day¦Per Ton¦10 | 3.6848 | 2.352 | 0.90519 | 88.5081 | 1.6825 | 1400 | 3.6837 | 2.3477 | 0.93299 | 1900-03-28 10:26 | 1.7983 | 1403 | 15 | 18 | 1.0057 | 0.91032 | 4663 | -0.027799 | -0.02267 | 0.044967 | 0.048009 | 0.045222 | 0.065779 | 0.065954 | -0.1121 | -0.062294 | -0.027799 | 0.0066952 | 0.0565 | -0.10719 | -0.057256 | -0.02267 | 0.011916 | 0.061853
Non-Residential | 30 | Average Event Day | Per Device | 10 | Non-Residential¦30¦Average Event Day¦Per Device¦10 | 3.7443 | 2.5696 | 3.6771 | 89.3552 | 7.354 | 709 | 3.7358 | 2.5654 | 1900-01-02 16:22 | 1900-03-29 06:03 | 7.1098 | 709 | 15 | 18 | 1.007 | 3.7027 | 1336 | -0.0047603 | 0.02088 | 0.27619 | 0.26701 | 0.27811 | 0.38415 | 0.38554 | -0.49707 | -0.20621 | -0.0047603 | 0.19669 | 0.48755 | -0.47321 | -0.1813 | 0.02088 | 0.22306 | 0.51497
Non-Residential | 30 | Average Event Day | Per Ton | 10 | Non-Residential¦30¦Average Event Day¦Per Ton¦10 | 3.7443 | 2.5696 | 0.94637 | 89.3552 | 1.8927 | 709 | 3.7358 | 2.5654 | 0.94759 | 1900-03-29 06:03 | 1.8298 | 709 | 15 | 18 | 1.007 | 0.95297 | 1336 | -0.0012252 | 0.005374 | 0.071082 | 0.068721 | 0.071577 | 0.098869 | 0.099226 | -0.12793 | -0.053072 | -0.0012252 | 0.050622 | 0.12548 | -0.12179 | -0.04666 | 0.005374 | 0.057408 | 0.13254
Non-Residential | 50 | Average Event Day | Per Device | 10 | Non-Residential¦50¦Average Event Day¦Per Device¦10 | 3.6594 | 2.2591 | 3.4134 | 88.1463 | 5.8429 | 691 | 3.6614 | 2.2551 | 1900-01-02 13:49 | 1900-03-28 02:06 | 6.8029 | 694 | 15 | 18 | 1.0053 | 3.4316 | 3327 | -0.1622 | -0.14402 | 0.22227 | 0.25824 | 0.22346 | 0.34072 | 0.3415 | -0.59885 | -0.34087 | -0.1622 | 0.016476 | 0.27445 | -0.58166 | -0.3231 | -0.14402 | 0.03506 | 0.29362
Non-Residential | 50 | Average Event Day | Per Ton | 10 | Non-Residential¦50¦Average Event Day¦Per Ton¦10 | 3.6594 | 2.2591 | 0.88012 | 88.1463 | 1.5066 | 691 | 3.6614 | 2.2551 | 0.92194 | 1900-03-28 02:06 | 1.7541 | 694 | 15 | 18 | 1.0053 | 0.88481 | 3327 | -0.041822 | -0.037135 | 0.057312 | 0.066584 | 0.057617 | 0.087853 | 0.088052 | -0.15441 | -0.087892 | -0.041822 | 0.0042481 | 0.070766 | -0.14998 | -0.083309 | -0.037135 | 0.00904 | 0.075709
Residential | All | Average Event Day | Per Device | 10 | Residential¦All¦Average Event Day¦Per Device¦10 | 3.5918 | 1.1545 | 0.91875 | 90.5261 | 0.88914 | 1264 | 3.5905 | 1.154 | 0.92471 | 1900-03-30 12:37 | 0.92677 | 1269 | 15 | 18 | 0.95967 | 0.8817 | 22395 | -0.0059573 | -0.043006 | 0.025009 | 0.026016 | 0.024001 | 0.036087 | 0.035396 | -0.052205 | -0.024882 | -0.0059573 | 0.012967 | 0.04029 | -0.088368 | -0.061568 | -0.043006 | -0.024445 | 0.0023551
Residential | All | Average Event Day | Per Ton | 10 | Residential¦All¦Average Event Day¦Per Ton¦10 | 3.5918 | 1.1545 | 0.25734 | 90.5261 | 0.24905 | 1264 | 3.5905 | 1.154 | 0.25901 | 1900-03-30 12:37 | 0.25959 | 1269 | 15 | 18 | 0.95967 | 0.24697 | 22395 | -0.0016686 | -0.012046 | 0.0070051 | 0.0072871 | 0.0067226 | 0.010108 | 0.0099144 | -0.014623 | -0.0069693 | -0.0016686 | 0.003632 | 0.011285 | -0.024752 | -0.017245 | -0.012046 | -0.006847 | 0.0006597
Residential | 50 | Average Event Day | Per Device | 10 | Residential¦50¦Average Event Day¦Per Device¦10 | 3.5136 | 1.1345 | 1.0183 | 91.0086 | 0.96568 | 633 | 3.5104 | 1.1345 | 1899-12-31 00:25 | 1900-03-31 04:02 | 0.97812 | 633 | 15 | 18 | 0.98173 | 0.99971 | 11772 | 0.0007496 | -0.017858 | 0.038382 | 0.038877 | 0.037681 | 0.054631 | 0.054141 | -0.069263 | -0.027899 | 0.0007496 | 0.029398 | 0.070763 | -0.087242 | -0.046249 | -0.017858 | 0.010534 | 0.051527
Residential | 50 | Average Event Day | Per Ton | 10 | Residential¦50¦Average Event Day¦Per Ton¦10 | 3.5136 | 1.1345 | 0.28981 | 91.0086 | 0.27483 | 633 | 3.5104 | 1.1345 | 0.28959 | 1900-03-31 04:02 | 0.27837 | 633 | 15 | 18 | 0.98173 | 0.28451 | 11772 | 0.0002133 | -0.0050822 | 0.010923 | 0.011064 | 0.010724 | 0.015548 | 0.015408 | -0.019712 | -0.0079399 | 0.0002133 | 0.0083666 | 0.020139 | -0.024829 | -0.013162 | -0.0050822 | 0.0029978 | 0.014664
Residential | 100 | Average Event Day | Per Device | 10 | Residential¦100¦Average Event Day¦Per Device¦10 | 3.6783 | 1.1767 | 0.81433 | 89.992 | 0.79861 | 631 | 3.6785 | 1.1753 | 0.82785 | 1900-03-29 19:41 | 0.86747 | 636 | 15 | 18 | 0.93148 | 0.75853 | 10623 | -0.013525 | -0.069323 | 0.031792 | 0.034398 | 0.029614 | 0.046839 | 0.045389 | -0.073552 | -0.038087 | -0.013525 | 0.011038 | 0.046502 | -0.12749 | -0.093125 | -0.069323 | -0.045521 | -0.011154
Residential | 100 | Average Event Day | Per Ton | 10 | Residential¦100¦Average Event Day¦Per Ton¦10 | 3.6783 | 1.1767 | 0.22438 | 89.992 | 0.22005 | 631 | 3.6785 | 1.1753 | 0.2281 | 1900-03-29 19:41 | 0.23902 | 636 | 15 | 18 | 0.93148 | 0.209 | 10623 | -0.0037266 | -0.019101 | 0.0087599 | 0.0094778 | 0.0081597 | 0.012906 | 0.012506 | -0.020266 | -0.010495 | -0.0037266 | 0.0030413 | 0.012813 | -0.035129 | -0.025659 | -0.019101 | -0.012543 | -0.0030735
All | All | Average Event Day | Per Device | 11 | All¦All¦Average Event Day¦Per Device¦11 | 3.6083 | 1.3671 | 1.9587 | 91.8323 | 5.4179 | 2664 | 3.607 | 1.3658 | 1899-12-31 23:17 | 1900-03-31 19:02 | 5.7519 | 2672 | 15 | 18 | 0.98323 | 1.9258 | 27058 | -0.011737 | -0.044575 | 0.10497 | 0.11127 | 0.10321 | 0.15297 | 0.15177 | -0.20778 | -0.091955 | -0.011737 | 0.068482 | 0.1843 | -0.23908 | -0.12416 | -0.044575 | 0.035013 | 0.14993
All | All | Average Event Day | Per Ton | 11 | All¦All¦Average Event Day¦Per Ton¦11 | 3.6083 | 1.3671 | 0.53501 | 91.8323 | 1.4799 | 2664 | 3.607 | 1.3658 | 0.53822 | 1900-03-31 19:02 | 1.5711 | 2672 | 15 | 18 | 0.98323 | 0.52604 | 27058 | -0.0032059 | -0.012176 | 0.028673 | 0.030394 | 0.028192 | 0.041784 | 0.041456 | -0.056754 | -0.025118 | -0.0032059 | 0.018706 | 0.050343 | -0.065303 | -0.033915 | -0.012176 | 0.0095639 | 0.040952
Non-Residential | All | Average Event Day | Per Device | 11 | Non-Residential¦All¦Average Event Day¦Per Device¦11 | 3.6848 | 2.352 | 3.9548 | 89.7485 | 6.8127 | 1400 | 3.6837 | 2.3477 | 1900-01-03 01:08 | 1900-03-29 17:31 | 7.2899 | 1403 | 15 | 18 | 1.0057 | 3.9772 | 4663 | -0.092583 | -0.070171 | 0.18208 | 0.19462 | 0.18311 | 0.26651 | 0.26722 | -0.43413 | -0.23234 | -0.092583 | 0.047177 | 0.24897 | -0.41263 | -0.2103 | -0.070171 | 0.069959 | 0.27229
Non-Residential | All | Average Event Day | Per Ton | 11 | Non-Residential¦All¦Average Event Day¦Per Ton¦11 | 3.6848 | 2.352 | 1.0191 | 89.7485 | 1.7555 | 1400 | 3.6837 | 2.3477 | 1899-12-31 01:02 | 1900-03-29 17:31 | 1.8785 | 1403 | 15 | 18 | 1.0057 | 1.0249 | 4663 | -0.023857 | -0.018082 | 0.046919 | 0.050152 | 0.047185 | 0.068677 | 0.068859 | -0.11187 | -0.059872 | -0.023857 | 0.012157 | 0.064156 | -0.10633 | -0.054192 | -0.018082 | 0.018028 | 0.070165
Non-Residential | 30 | Average Event Day | Per Device | 11 | Non-Residential¦30¦Average Event Day¦Per Device¦11 | 3.7443 | 2.5696 | 4.0912 | 90.7093 | 7.5632 | 709 | 3.7358 | 2.5654 | 1900-01-03 03:18 | 1900-03-30 16:44 | 7.5735 | 709 | 15 | 18 | 1.007 | 4.1197 | 1336 | -0.046343 | -0.017815 | 0.28404 | 0.28443 | 0.28602 | 0.40197 | 0.40337 | -0.56149 | -0.25714 | -0.046343 | 0.16445 | 0.4688 | -0.53476 | -0.22934 | -0.017815 | 0.19371 | 0.49913
Non-Residential | 30 | Average Event Day | Per Ton | 11 | Non-Residential¦30¦Average Event Day¦Per Ton¦11 | 3.7443 | 2.5696 | 1.0529 | 90.7093 | 1.9465 | 709 | 3.7358 | 2.5654 | 1899-12-31 01:33 | 1900-03-30 16:44 | 1.9492 | 709 | 15 | 18 | 1.007 | 1.0603 | 1336 | -0.011927 | -0.0045849 | 0.073104 | 0.073203 | 0.073613 | 0.10345 | 0.10382 | -0.14451 | -0.066179 | -0.011927 | 0.042324 | 0.12065 | -0.13763 | -0.059026 | -0.0045849 | 0.049856 | 0.12846
Non-Residential | 50 | Average Event Day | Per Device | 11 | Non-Residential¦50¦Average Event Day¦Per Device¦11 | 3.6594 | 2.2591 | 3.8683 | 89.3381 | 6.1828 | 691 | 3.6614 | 2.2551 | 1900-01-02 23:40 | 1900-03-29 07:39 | 7.0041 | 694 | 15 | 18 | 1.0053 | 3.8889 | 3327 | -0.11758 | -0.096975 | 0.2352 | 0.26587 | 0.23646 | 0.35498 | 0.35581 | -0.5725 | -0.30373 | -0.11758 | 0.068572 | 0.33734 | -0.55296 | -0.28356 | -0.096975 | 0.08961 | 0.35901
Non-Residential | 50 | Average Event Day | Per Ton | 11 | Non-Residential¦50¦Average Event Day¦Per Ton¦11 | 3.6594 | 2.2591 | 0.99741 | 89.3381 | 1.5942 | 691 | 3.6614 | 2.2551 | 1899-12-31 00:40 | 1900-03-29 07:39 | 1.806 | 694 | 15 | 18 | 1.0053 | 1.0027 | 3327 | -0.030316 | -0.025004 | 0.060646 | 0.068553 | 0.060969 | 0.091528 | 0.091743 | -0.14761 | -0.078314 | -0.030316 | 0.017681 | 0.086982 | -0.14258 | -0.073114 | -0.025004 | 0.023105 | 0.092568
Residential | All | Average Event Day | Per Device | 11 | Residential¦All¦Average Event Day¦Per Device¦11 | 3.5918 | 1.1545 | 1.0908 | 92.282 | 1.1029 | 1264 | 3.5905 | 1.154 | 1899-12-31 01:39 | 1900-04-01 05:42 | 1.1037 | 1269 | 15 | 18 | 0.95967 | 1.0468 | 22395 | 0.022248 | -0.021741 | 0.031021 | 0.030984 | 0.02977 | 0.043844 | 0.042968 | -0.033941 | -0.0007442 | 0.022248 | 0.04524 | 0.078436 | -0.076806 | -0.044273 | -0.021741 | 0.0007919 | 0.033325
Residential | All | Average Event Day | Per Ton | 11 | Residential¦All¦Average Event Day¦Per Ton¦11 | 3.5918 | 1.1545 | 0.30554 | 92.282 | 0.30892 | 1264 | 3.5905 | 1.154 | 0.29931 | 1900-04-01 05:42 | 0.30916 | 1269 | 15 | 18 | 0.95967 | 0.29322 | 22395 | 0.0062316 | -0.0060896 | 0.008689 | 0.0086787 | 0.0083386 | 0.012281 | 0.012035 | -0.0095069 | -0.0002085 | 0.0062316 | 0.012672 | 0.02197 | -0.021514 | -0.012401 | -0.0060896 | 0.0002218 | 0.0093345
Residential | 50 | Average Event Day | Per Device | 11 | Residential¦50¦Average Event Day¦Per Device¦11 | 3.5136 | 1.1345 | 1.2022 | 92.9092 | 1.1653 | 633 | 3.5104 | 1.1345 | 1899-12-31 04:10 | 1900-04-01 22:27 | 1.161 | 633 | 15 | 18 | 0.98173 | 1.1802 | 11772 | 0.028312 | 0.0063454 | 0.046315 | 0.046145 | 0.045468 | 0.065379 | 0.064782 | -0.055474 | -0.0059724 | 0.028312 | 0.062597 | 0.1121 | -0.076676 | -0.027626 | 0.0063454 | 0.040317 | 0.089367
Residential | 50 | Average Event Day | Per Ton | 11 | Residential¦50¦Average Event Day¦Per Ton¦11 | 3.5136 | 1.1345 | 0.34213 | 92.9092 | 0.33162 | 633 | 3.5104 | 1.1345 | 0.33407 | 1900-04-01 22:27 | 0.33041 | 633 | 15 | 18 | 0.98173 | 0.33588 | 11772 | 0.0080575 | 0.0018059 | 0.013181 | 0.013132 | 0.01294 | 0.018606 | 0.018437 | -0.015787 | -0.0016997 | 0.0080575 | 0.017815 | 0.031903 | -0.021822 | -0.0078622 | 0.0018059 | 0.011474 | 0.025433
Residential | 100 | Average Event Day | Per Device | 11 | Residential¦100¦Average Event Day¦Per Device¦11 | 3.6783 | 1.1767 | 0.97406 | 91.5877 | 1.0304 | 631 | 3.6785 | 1.1753 | 0.95878 | 1900-03-31 11:18 | 1.0382 | 636 | 15 | 18 | 0.93148 | 0.90732 | 10623 | 0.015286 | -0.051458 | 0.041018 | 0.041166 | 0.038207 | 0.058113 | 0.056165 | -0.059189 | -0.015189 | 0.015286 | 0.04576 | 0.089761 | -0.12344 | -0.08091 | -0.051458 | -0.022005 | 0.020521
Residential | 100 | Average Event Day | Per Ton | 11 | Residential¦100¦Average Event Day¦Per Ton¦11 | 3.6783 | 1.1767 | 0.26839 | 91.5877 | 0.2839 | 631 | 3.6785 | 1.1753 | 0.26418 | 1900-03-31 11:18 | 0.28606 | 636 | 15 | 18 | 0.93148 | 0.25 | 10623 | 0.0042117 | -0.014178 | 0.011302 | 0.011343 | 0.010528 | 0.016012 | 0.015475 | -0.016309 | -0.0041851 | 0.0042117 | 0.012609 | 0.024732 | -0.034011 | -0.022294 | -0.014178 | -0.0060631 | 0.0056542
All | All | Average Event Day | Per Device | 12 | All¦All¦Average Event Day¦Per Device¦12 | 3.6083 | 1.3671 | 2.1844 | 91.9313 | 5.6311 | 2664 | 3.607 | 1.3658 | 1900-01-01 04:30 | 1900-03-31 21:36 | 5.9606 | 2672 | 15 | 18 | 0.98323 | 2.1478 | 27058 | -0.0029733 | -0.039596 | 0.1091 | 0.11531 | 0.10727 | 0.15874 | 0.15749 | -0.20641 | -0.086219 | -0.0029733 | 0.080272 | 0.20047 | -0.24143 | -0.12219 | -0.039596 | 0.042993 | 0.16224
All | All | Average Event Day | Per Ton | 12 | All¦All¦Average Event Day¦Per Ton¦12 | 3.6083 | 1.3671 | 0.59668 | 91.9313 | 1.5381 | 2664 | 3.607 | 1.3658 | 0.59749 | 1900-03-31 21:36 | 1.6281 | 2672 | 15 | 18 | 0.98323 | 0.58668 | 27058 | -0.0008121 | -0.010816 | 0.029801 | 0.031497 | 0.029301 | 0.043361 | 0.043019 | -0.056382 | -0.023551 | -0.0008121 | 0.021926 | 0.054757 | -0.065947 | -0.033375 | -0.010816 | 0.011744 | 0.044316
Non-Residential | All | Average Event Day | Per Device | 12 | Non-Residential¦All¦Average Event Day¦Per Device¦12 | 3.6848 | 2.352 | 4.2435 | 89.5818 | 7.0297 | 1400 | 3.6837 | 2.3477 | 1900-01-03 07:01 | 1900-03-29 12:58 | 7.5221 | 1403 | 15 | 18 | 1.0057 | 4.2676 | 4663 | -0.048517 | -0.02447 | 0.18788 | 0.20082 | 0.18894 | 0.275 | 0.27573 | -0.40095 | -0.19273 | -0.048517 | 0.095695 | 0.30391 | -0.37784 | -0.16906 | -0.02447 | 0.12012 | 0.3289
Non-Residential | All | Average Event Day | Per Ton | 12 | Non-Residential¦All¦Average Event Day¦Per Ton¦12 | 3.6848 | 2.352 | 1.0935 | 89.5818 | 1.8115 | 1400 | 3.6837 | 2.3477 | 1899-12-31 02:33 | 1900-03-29 12:58 | 1.9384 | 1403 | 15 | 18 | 1.0057 | 1.0997 | 4663 | -0.012502 | -0.0063056 | 0.048413 | 0.051749 | 0.048688 | 0.070865 | 0.071053 | -0.10332 | -0.049664 | -0.012502 | 0.024659 | 0.078315 | -0.097363 | -0.043566 | -0.0063056 | 0.030955 | 0.084752
Non-Residential | 30 | Average Event Day | Per Device | 12 | Non-Residential¦30¦Average Event Day¦Per Device¦12 | 3.7443 | 2.5696 | 4.3309 | 90.8247 | 7.7123 | 709 | 3.7358 | 2.5654 | 1900-01-03 10:02 | 1900-03-30 18:42 | 7.91 | 709 | 15 | 18 | 1.007 | 4.3611 | 1336 | -0.087265 | -0.057065 | 0.28964 | 0.29707 | 0.29166 | 0.4149 | 0.41631 | -0.61898 | -0.30484 | -0.087265 | 0.13031 | 0.44445 | -0.59059 | -0.27538 | -0.057065 | 0.16125 | 0.47646
Non-Residential | 30 | Average Event Day | Per Ton | 12 | Non-Residential¦30¦Average Event Day¦Per Ton¦12 | 3.7443 | 2.5696 | 1.1146 | 90.8247 | 1.9849 | 709 | 3.7358 | 2.5654 | 1899-12-31 03:17 | 1900-03-30 18:42 | 2.0358 | 709 | 15 | 18 | 1.007 | 1.1224 | 1336 | -0.022459 | -0.014687 | 0.074544 | 0.076455 | 0.075064 | 0.10678 | 0.10715 | -0.15931 | -0.078456 | -0.022459 | 0.033537 | 0.11439 | -0.152 | -0.070874 | -0.014687 | 0.0415 | 0.12263
Non-Residential | 50 | Average Event Day | Per Device | 12 | Non-Residential¦50¦Average Event Day¦Per Device¦12 | 3.6594 | 2.2591 | 4.1813 | 89.0509 | 6.4529 | 691 | 3.6614 | 2.2551 | 1900-01-03 05:04 | 1900-03-29 00:20 | 7.1577 | 694 | 15 | 18 | 1.0053 | 4.2036 | 3327 | -0.029655 | -0.0073867 | 0.24548 | 0.2717 | 0.24679 | 0.36618 | 0.36705 | -0.49893 | -0.22168 | -0.029655 | 0.16237 | 0.43962 | -0.47778 | -0.19987 | -0.0073867 | 0.1851 | 0.46301
Non-Residential | 50 | Average Event Day | Per Ton | 12 | Non-Residential¦50¦Average Event Day¦Per Ton¦12 | 3.6594 | 2.2591 | 1.0781 | 89.0509 | 1.6638 | 691 | 3.6614 | 2.2551 | 1899-12-31 02:03 | 1900-03-29 00:20 | 1.8456 | 694 | 15 | 18 | 1.0053 | 1.0839 | 3327 | -0.0076464 | -0.0019046 | 0.063296 | 0.070057 | 0.063633 | 0.094416 | 0.094642 | -0.12865 | -0.057158 | -0.0076464 | 0.041865 | 0.11335 | -0.12319 | -0.051535 | -0.0019046 | 0.047726 | 0.11938
Residential | All | Average Event Day | Per Device | 12 | Residential¦All¦Average Event Day¦Per Device¦12 | 3.5918 | 1.1545 | 1.2882 | 92.4383 | 1.285 | 1264 | 3.5905 | 1.154 | 1899-12-31 06:32 | 1900-04-01 09:49 | 1.2841 | 1269 | 15 | 18 | 0.95967 | 1.2363 | 22395 | 0.015793 | -0.036155 | 0.036142 | 0.036046 | 0.034685 | 0.051045 | 0.050023 | -0.049624 | -0.010975 | 0.015793 | 0.042561 | 0.08121 | -0.10026 | -0.062387 | -0.036155 | -0.0099226 | 0.027953
Residential | All | Average Event Day | Per Ton | 12 | Residential¦All¦Average Event Day¦Per Ton¦12 | 3.5918 | 1.1545 | 0.36083 | 92.4383 | 0.35992 | 1264 | 3.5905 | 1.154 | 0.35641 | 1900-04-01 09:49 | 0.35967 | 1269 | 15 | 18 | 0.95967 | 0.34628 | 22395 | 0.0044236 | -0.010127 | 0.010124 | 0.010096 | 0.0097153 | 0.014298 | 0.014012 | -0.0139 | -0.0030741 | 0.0044236 | 0.011921 | 0.022747 | -0.028084 | -0.017475 | -0.010127 | -0.0027793 | 0.0078296
Residential | 50 | Average Event Day | Per Device | 12 | Residential¦50¦Average Event Day¦Per Device¦12 | 3.5136 | 1.1345 | 1.4274 | 93.2438 | 1.3271 | 633 | 3.5104 | 1.1345 | 1899-12-31 10:24 | 1900-04-02 07:10 | 1.3477 | 633 | 15 | 18 | 0.98173 | 1.4013 | 11772 | -0.0059686 | -0.032051 | 0.052748 | 0.053565 | 0.051784 | 0.075177 | 0.074504 | -0.10231 | -0.045391 | -0.0059686 | 0.033454 | 0.090374 | -0.12753 | -0.071121 | -0.032051 | 0.0070189 | 0.063429
Residential | 50 | Average Event Day | Per Ton | 12 | Residential¦50¦Average Event Day¦Per Ton¦12 | 3.5136 | 1.1345 | 0.40622 | 93.2438 | 0.37769 | 633 | 3.5104 | 1.1345 | 0.40792 | 1900-04-02 07:10 | 0.38353 | 633 | 15 | 18 | 0.98173 | 0.3988 | 11772 | -0.0016986 | -0.0091214 | 0.015012 | 0.015244 | 0.014738 | 0.021395 | 0.021203 | -0.029117 | -0.012918 | -0.0016986 | 0.0095208 | 0.02572 | -0.036295 | -0.02024 | -0.0091214 | 0.0019975 | 0.018052
Residential | 100 | Average Event Day | Per Device | 12 | Residential¦100¦Average Event Day¦Per Device¦12 | 3.6783 | 1.1767 | 1.1422 | 91.5466 | 1.2324 | 631 | 3.6785 | 1.1753 | 1899-12-31 02:31 | 1900-03-31 10:22 | 1.2041 | 636 | 15 | 18 | 0.93148 | 1.064 | 10623 | 0.037614 | -0.040653 | 0.04906 | 0.047744 | 0.045698 | 0.068457 | 0.066089 | -0.050116 | 0.0017156 | 0.037614 | 0.073513 | 0.12535 | -0.12535 | -0.07531 | -0.040653 | -0.0059959 | 0.044043
Residential | 100 | Average Event Day | Per Ton | 12 | Residential¦100¦Average Event Day¦Per Ton¦12 | 3.6783 | 1.1767 | 0.31473 | 91.5466 | 0.33956 | 631 | 3.6785 | 1.1753 | 0.30437 | 1900-03-31 10:22 | 0.33176 | 636 | 15 | 18 | 0.93148 | 0.29317 | 10623 | 0.010364 | -0.011201 | 0.013518 | 0.013155 | 0.012592 | 0.018862 | 0.01821 | -0.013809 | 0.0004727 | 0.010364 | 0.020255 | 0.034537 | -0.034538 | -0.020751 | -0.011201 | -0.0016521 | 0.012136
All | All | Average Event Day | Per Device | 13 | All¦All¦Average Event Day¦Per Device¦13 | 3.6083 | 1.3671 | 2.3572 | 90.3725 | 5.5691 | 2664 | 3.607 | 1.3658 | 1900-01-01 08:21 | 1900-03-30 08:44 | 5.8604 | 2672 | 15 | 18 | 0.98323 | 2.3177 | 27058 | 0.0095308 | -0.029989 | 0.1079 | 0.11337 | 0.10609 | 0.15651 | 0.15527 | -0.19104 | -0.072543 | 0.0095308 | 0.091605 | 0.21011 | -0.22897 | -0.11141 | -0.029989 | 0.051434 | 0.169
All | All | Average Event Day | Per Ton | 13 | All¦All¦Average Event Day¦Per Ton¦13 | 3.6083 | 1.3671 | 0.64387 | 90.3725 | 1.5212 | 2664 | 3.607 | 1.3658 | 0.64127 | 1900-03-30 08:44 | 1.6008 | 2672 | 15 | 18 | 0.98323 | 0.63308 | 27058 | 0.0026033 | -0.0081915 | 0.029472 | 0.030968 | 0.028978 | 0.042751 | 0.042411 | -0.052184 | -0.019815 | 0.0026033 | 0.025022 | 0.05739 | -0.062544 | -0.030432 | -0.0081915 | 0.014049 | 0.046161
Non-Residential | All | Average Event Day | Per Device | 13 | Non-Residential¦All¦Average Event Day¦Per Device¦13 | 3.6848 | 2.352 | 4.2619 | 88.2677 | 6.9364 | 1400 | 3.6837 | 2.3477 | 1900-01-03 07:37 | 1900-03-28 05:58 | 7.3638 | 1403 | 15 | 18 | 1.0057 | 4.2861 | 4663 | -0.055422 | -0.03127 | 0.18538 | 0.19659 | 0.18643 | 0.27021 | 0.27094 | -0.40172 | -0.19712 | -0.055422 | 0.086279 | 0.29087 | -0.37849 | -0.17335 | -0.03127 | 0.11081 | 0.31595
Non-Residential | All | Average Event Day | Per Ton | 13 | Non-Residential¦All¦Average Event Day¦Per Ton¦13 | 3.6848 | 2.352 | 1.0982 | 88.2677 | 1.7874 | 1400 | 3.6837 | 2.3477 | 1899-12-31 02:42 | 1900-03-28 05:58 | 1.8975 | 1403 | 15 | 18 | 1.0057 | 1.1045 | 4663 | -0.014282 | -0.008058 | 0.047771 | 0.05066 | 0.048042 | 0.069631 | 0.069817 | -0.10352 | -0.050796 | -0.014282 | 0.022233 | 0.074954 | -0.097532 | -0.04467 | -0.008058 | 0.028554 | 0.081416
Non-Residential | 30 | Average Event Day | Per Device | 13 | Non-Residential¦30¦Average Event Day¦Per Device¦13 | 3.7443 | 2.5696 | 4.3857 | 89.4343 | 7.508 | 709 | 3.7358 | 2.5654 | 1900-01-03 11:50 | 1900-03-29 09:47 | 7.8585 | 709 | 15 | 18 | 1.007 | 4.4163 | 1336 | -0.10734 | -0.076759 | 0.28197 | 0.29513 | 0.28393 | 0.40818 | 0.40954 | -0.63044 | -0.32139 | -0.10734 | 0.10671 | 0.41576 | -0.6016 | -0.29152 | -0.076759 | 0.138 | 0.44809
Non-Residential | 30 | Average Event Day | Per Ton | 13 | Non-Residential¦30¦Average Event Day¦Per Ton¦13 | 3.7443 | 2.5696 | 1.1287 | 89.4343 | 1.9323 | 709 | 3.7358 | 2.5654 | 1899-12-31 03:45 | 1900-03-29 09:47 | 2.0225 | 709 | 15 | 18 | 1.007 | 1.1366 | 1336 | -0.027626 | -0.019755 | 0.07257 | 0.075958 | 0.073076 | 0.10505 | 0.1054 | -0.16226 | -0.082715 | -0.027626 | 0.027463 | 0.107 | -0.15483 | -0.075028 | -0.019755 | 0.035518 | 0.11532
Non-Residential | 50 | Average Event Day | Per Device | 13 | Non-Residential¦50¦Average Event Day¦Per Device¦13 | 3.6594 | 2.2591 | 4.1807 | 87.7694 | 6.4391 | 691 | 3.6614 | 2.2551 | 1900-01-03 05:03 | 1900-03-27 18:07 | 6.9199 | 694 | 15 | 18 | 1.0053 | 4.203 | 3327 | -0.029802 | -0.0075367 | 0.24496 | 0.26267 | 0.24626 | 0.35917 | 0.36006 | -0.49009 | -0.21815 | -0.029802 | 0.15855 | 0.43049 | -0.46897 | -0.19635 | -0.0075367 | 0.18128 | 0.4539
Non-Residential | 50 | Average Event Day | Per Ton | 13 | Non-Residential¦50¦Average Event Day¦Per Ton¦13 | 3.6594 | 2.2591 | 1.078 | 87.7694 | 1.6603 | 691 | 3.6614 | 2.2551 | 1899-12-31 02:03 | 1900-03-27 18:07 | 1.7842 | 694 | 15 | 18 | 1.0053 | 1.0837 | 3327 | -0.0076844 | -0.0019432 | 0.06316 | 0.067729 | 0.063497 | 0.092609 | 0.092839 | -0.12637 | -0.056249 | -0.0076844 | 0.04088 | 0.111 | -0.12092 | -0.050628 | -0.0019432 | 0.046741 | 0.11703
Residential | All | Average Event Day | Per Device | 13 | Residential¦All¦Average Event Day¦Per Device¦13 | 3.5918 | 1.1545 | 1.5261 | 90.8267 | 1.4516 | 1264 | 3.5905 | 1.154 | 1899-12-31 11:45 | 1900-03-30 19:41 | 1.4517 | 1269 | 15 | 18 | 0.95967 | 1.4646 | 22395 | 0.036558 | -0.024983 | 0.040828 | 0.040751 | 0.039182 | 0.057685 | 0.056532 | -0.037368 | 0.0063079 | 0.036558 | 0.066808 | 0.11048 | -0.097431 | -0.054628 | -0.024983 | 0.0046625 | 0.047466
Residential | All | Average Event Day | Per Ton | 13 | Residential¦All¦Average Event Day¦Per Ton¦13 | 3.5918 | 1.1545 | 0.42746 | 90.8267 | 0.40658 | 1264 | 3.5905 | 1.154 | 0.41722 | 1900-03-30 19:41 | 0.40661 | 1269 | 15 | 18 | 0.95967 | 0.41022 | 22395 | 0.01024 | -0.0069977 | 0.011436 | 0.011414 | 0.010975 | 0.016158 | 0.015835 | -0.010467 | 0.0017668 | 0.01024 | 0.018713 | 0.030947 | -0.02729 | -0.015301 | -0.0069977 | 0.001306 | 0.013295
Residential | 50 | Average Event Day | Per Device | 13 | Residential¦50¦Average Event Day¦Per Device¦13 | 3.5136 | 1.1345 | 1.6734 | 91.6433 | 1.4636 | 633 | 3.5104 | 1.1345 | 1899-12-31 16:35 | 1900-03-31 16:29 | 1.542 | 633 | 15 | 18 | 0.98173 | 1.6429 | 11772 | -0.017381 | -0.047959 | 0.058175 | 0.061289 | 0.057112 | 0.084503 | 0.083775 | -0.12568 | -0.061694 | -0.017381 | 0.026933 | 0.090914 | -0.15532 | -0.09189 | -0.047959 | -0.0040277 | 0.059402
Residential | 50 | Average Event Day | Per Ton | 13 | Residential¦50¦Average Event Day¦Per Ton¦13 | 3.5136 | 1.1345 | 0.47625 | 91.6433 | 0.41654 | 633 | 3.5104 | 1.1345 | 0.48119 | 1900-03-31 16:29 | 0.43885 | 633 | 15 | 18 | 0.98173 | 0.46754 | 11772 | -0.0049465 | -0.013649 | 0.016556 | 0.017443 | 0.016254 | 0.024049 | 0.023842 | -0.035766 | -0.017558 | -0.0049465 | 0.0076648 | 0.025874 | -0.044203 | -0.026151 | -0.013649 | -0.0011462 | 0.016906
Residential | 100 | Average Event Day | Per Device | 13 | Residential¦100¦Average Event Day¦Per Device¦13 | 3.6783 | 1.1767 | 1.3716 | 89.9225 | 1.4311 | 631 | 3.6785 | 1.1753 | 1899-12-31 06:43 | 1900-03-29 20:49 | 1.3363 | 636 | 15 | 18 | 0.93148 | 1.2776 | 10623 | 0.091847 | -0.0021335 | 0.056973 | 0.052988 | 0.053069 | 0.077805 | 0.074994 | -0.0078642 | 0.051046 | 0.091847 | 0.13265 | 0.19156 | -0.098242 | -0.04146 | -0.0021335 | 0.037193 | 0.093975
Residential | 100 | Average Event Day | Per Ton | 13 | Residential¦100¦Average Event Day¦Per Ton¦13 | 3.6783 | 1.1767 | 0.37792 | 89.9225 | 0.39433 | 631 | 3.6785 | 1.1753 | 0.35261 | 1900-03-29 20:49 | 0.3682 | 636 | 15 | 18 | 0.93148 | 0.35202 | 10623 | 0.025307 | -0.0005879 | 0.015698 | 0.0146 | 0.014623 | 0.021438 | 0.020664 | -0.0021669 | 0.014065 | 0.025307 | 0.036549 | 0.052781 | -0.027069 | -0.011424 | -0.0005879 | 0.010248 | 0.025893
All | All | Average Event Day | Per Device | 14 | All¦All¦Average Event Day¦Per Device¦14 | 3.6083 | 1.3671 | 2.5179 | 88.8109 | 5.8044 | 2664 | 3.607 | 1.3658 | 1900-01-01 11:25 | 1900-03-28 19:05 | 5.834 | 2672 | 15 | 18 | 0.98323 | 2.4757 | 27058 | 0.042213 | -9.68e-08 | 0.11246 | 0.11286 | 0.11057 | 0.15932 | 0.158 | -0.16197 | -0.041337 | 0.042213 | 0.12576 | 0.2464 | -0.20248 | -0.082855 | -9.68e-08 | 0.082855 | 0.20248
All | All | Average Event Day | Per Ton | 14 | All¦All¦Average Event Day¦Per Ton¦14 | 3.6083 | 1.3671 | 0.68776 | 88.8109 | 1.5855 | 2664 | 3.607 | 1.3658 | 0.67622 | 1900-03-28 19:05 | 1.5935 | 2672 | 15 | 18 | 0.98323 | 0.67622 | 27058 | 0.011531 | -3.32e-08 | 0.030718 | 0.030828 | 0.030203 | 0.04352 | 0.043158 | -0.044242 | -0.011291 | 0.011531 | 0.034352 | 0.067303 | -0.055309 | -0.022632 | -3.32e-08 | 0.022632 | 0.055309
Non-Residential | All | Average Event Day | Per Device | 14 | Non-Residential¦All¦Average Event Day¦Per Device¦14 | 3.6848 | 2.352 | 4.3177 | 87.3341 | 7.2858 | 1400 | 3.6837 | 2.3477 | 1900-01-03 08:13 | 1900-03-27 08:04 | 7.3136 | 1403 | 15 | 18 | 1.0057 | 4.3422 | 4663 | -0.024468 | -1.06e-07 | 0.19472 | 0.19525 | 0.19583 | 0.27575 | 0.27654 | -0.37786 | -0.16907 | -0.024468 | 0.12014 | 0.32893 | -0.35439 | -0.14502 | -1.06e-07 | 0.14502 | 0.35439
Non-Residential | All | Average Event Day | Per Ton | 14 | Non-Residential¦All¦Average Event Day¦Per Ton¦14 | 3.6848 | 2.352 | 1.1126 | 87.3341 | 1.8775 | 1400 | 3.6837 | 2.3477 | 1899-12-31 02:51 | 1900-03-27 08:04 | 1.8846 | 1403 | 15 | 18 | 1.0057 | 1.1189 | 4663 | -0.0063051 | 4.06e-08 | 0.050177 | 0.050314 | 0.050462 | 0.071058 | 0.07126 | -0.09737 | -0.043568 | -0.0063051 | 0.030958 | 0.08476 | -0.091323 | -0.037368 | 4.06e-08 | 0.037369 | 0.091323
Non-Residential | 30 | Average Event Day | Per Device | 14 | Non-Residential¦30¦Average Event Day¦Per Device¦14 | 3.7443 | 2.5696 | 4.498 | 88.1803 | 8.0712 | 709 | 3.7358 | 2.5654 | 1900-01-03 12:42 | 1900-03-28 04:17 | 7.7258 | 709 | 15 | 18 | 1.007 | 4.5293 | 1336 | -0.031365 | 2.27e-07 | 0.30312 | 0.29015 | 0.30523 | 0.41961 | 0.42113 | -0.56911 | -0.25141 | -0.031365 | 0.18868 | 0.50638 | -0.53971 | -0.22084 | 2.27e-07 | 0.22084 | 0.53971
Non-Residential | 30 | Average Event Day | Per Ton | 14 | Non-Residential¦30¦Average Event Day¦Per Ton¦14 | 3.7443 | 2.5696 | 1.1576 | 88.1803 | 2.0773 | 709 | 3.7358 | 2.5654 | 1899-12-31 03:59 | 1900-03-28 04:17 | 1.9884 | 709 | 15 | 18 | 1.007 | 1.1657 | 1336 | -0.0080723 | 2.95e-09 | 0.078013 | 0.074676 | 0.078557 | 0.10799 | 0.10839 | -0.14647 | -0.064704 | -0.0080723 | 0.048559 | 0.13033 | -0.1389 | -0.056838 | 2.95e-09 | 0.056838 | 0.1389
Non-Residential | 50 | Average Event Day | Per Device | 14 | Non-Residential¦50¦Average Event Day¦Per Device¦14 | 3.6594 | 2.2591 | 4.2069 | 86.9727 | 6.6211 | 691 | 3.6614 | 2.2551 | 1900-01-03 05:30 | 1900-03-26 23:28 | 6.9269 | 694 | 15 | 18 | 1.0053 | 4.2293 | 3327 | -0.022405 | -3.2e-07 | 0.25188 | 0.26294 | 0.25322 | 0.36412 | 0.36505 | -0.48904 | -0.21335 | -0.022405 | 0.16854 | 0.44423 | -0.46783 | -0.19143 | -3.2e-07 | 0.19143 | 0.46783
Non-Residential | 50 | Average Event Day | Per Ton | 14 | Non-Residential¦50¦Average Event Day¦Per Ton¦14 | 3.6594 | 2.2591 | 1.0847 | 86.9727 | 1.7072 | 691 | 3.6614 | 2.2551 | 1899-12-31 02:10 | 1900-03-26 23:28 | 1.7861 | 694 | 15 | 18 | 1.0053 | 1.0905 | 3327 | -0.0057771 | 2.42e-08 | 0.064945 | 0.067798 | 0.065291 | 0.093885 | 0.094125 | -0.1261 | -0.05501 | -0.0057771 | 0.043456 | 0.11454 | -0.12063 | -0.049359 | 2.42e-08 | 0.049359 | 0.12063
Residential | All | Average Event Day | Per Device | 14 | Residential¦All¦Average Event Day¦Per Device¦14 | 3.5918 | 1.1545 | 1.7307 | 89.1295 | 1.6003 | 1264 | 3.5905 | 1.154 | 1899-12-31 15:52 | 1900-03-29 02:38 | 1.5888 | 1269 | 15 | 18 | 0.95967 | 1.6609 | 22395 | 0.069792 | -2.84e-08 | 0.045012 | 0.0446 | 0.043197 | 0.063366 | 0.06209 | -0.011416 | 0.036562 | 0.069792 | 0.10302 | 0.151 | -0.079572 | -0.03256 | -2.84e-08 | 0.03256 | 0.079572
Residential | All | Average Event Day | Per Ton | 14 | Residential¦All¦Average Event Day¦Per Ton¦14 | 3.5918 | 1.1545 | 0.48477 | 89.1295 | 0.44825 | 1264 | 3.5905 | 1.154 | 0.46523 | 1900-03-29 02:38 | 0.44502 | 1269 | 15 | 18 | 0.95967 | 0.46523 | 22395 | 0.019549 | -1.05e-09 | 0.012608 | 0.012493 | 0.0121 | 0.017749 | 0.017392 | -0.0031975 | 0.010241 | 0.019549 | 0.028856 | 0.042295 | -0.022288 | -0.0091201 | -1.05e-09 | 0.0091201 | 0.022288
Residential | 50 | Average Event Day | Per Device | 14 | Residential¦50¦Average Event Day¦Per Device¦14 | 3.5136 | 1.1345 | 1.9247 | 89.7664 | 1.6402 | 633 | 1900-01-02 12:15 | 1899-12-31 03:14 | 1.8896 | 89.7995 | 1.6922 | 633 | 15 | 18 | 0.98173 | 1.8896 | 11772 | 0.03517 | 4.92e-08 | 0.065191 | 0.067258 | 0.064 | 0.093667 | 0.092842 | -0.084869 | -0.013949 | 0.03517 | 0.084289 | 0.15521 | -0.11898 | -0.048686 | 4.92e-08 | 0.048686 | 0.11898
Residential | 50 | Average Event Day | Per Ton | 14 | Residential¦50¦Average Event Day¦Per Ton¦14 | 3.5136 | 1.1345 | 0.54776 | 89.7664 | 0.46678 | 633 | 1900-01-02 12:15 | 1899-12-31 03:14 | 0.53775 | 89.7995 | 0.48159 | 633 | 15 | 18 | 0.98173 | 0.53775 | 11772 | 0.010009 | 4.41e-08 | 0.018553 | 0.019141 | 0.018214 | 0.026657 | 0.026422 | -0.024153 | -0.0039698 | 0.010009 | 0.023988 | 0.044172 | -0.033861 | -0.013856 | 4.41e-08 | 0.013856 | 0.033861
Residential | 100 | Average Event Day | Per Device | 14 | Residential¦100¦Average Event Day¦Per Device¦14 | 3.6783 | 1.1767 | 1.5272 | 88.4244 | 1.545 | 631 | 1900-01-02 16:17 | 1899-12-31 04:12 | 1.4226 | 88.3521 | 1.4555 | 636 | 15 | 18 | 0.93148 | 1.4226 | 10623 | 0.10465 | -3.95e-08 | 0.061504 | 0.057713 | 0.05729 | 0.084342 | 0.08132 | -0.0034413 | 0.060418 | 0.10465 | 0.14888 | 0.21273 | -0.10422 | -0.042644 | -3.95e-08 | 0.042644 | 0.10422
Residential | 100 | Average Event Day | Per Ton | 14 | Residential¦100¦Average Event Day¦Per Ton¦14 | 3.6783 | 1.1767 | 0.42081 | 88.4244 | 0.42569 | 631 | 1900-01-02 16:17 | 1899-12-31 04:12 | 0.39198 | 88.3521 | 0.40103 | 636 | 15 | 18 | 0.93148 | 0.39198 | 10623 | 0.028834 | 1.02e-08 | 0.016947 | 0.015902 | 0.015785 | 0.023239 | 0.022406 | -0.0009482 | 0.016647 | 0.028834 | 0.041021 | 0.058616 | -0.028715 | -0.01175 | 1.02e-08 | 0.01175 | 0.028715
All | All | Average Event Day | Per Device | 15 | All¦All¦Average Event Day¦Per Device¦15 | 3.6083 | 1.3671 | 2.5577 | 88.1963 | 5.6425 | 2664 | 1900-01-02 14:34 | 1899-12-31 08:47 | 2.1817 | 88.2032 | 5.5289 | 2672 | 15 | 18 | 0.98323 | 2.5148 | 27058 | 0.37593 | 0.33305 | 0.10932 | 0.10696 | 0.10749 | 0.15294 | 0.15164 | 0.17993 | 0.29573 | 0.37593 | 0.45614 | 0.57194 | 0.13872 | 0.25353 | 0.33305 | 0.41257 | 0.52738
All | All | Average Event Day | Per Ton | 15 | All¦All¦Average Event Day¦Per Ton¦15 | 3.6083 | 1.3671 | 0.69863 | 88.1963 | 1.5413 | 2664 | 1900-01-02 14:34 | 1899-12-31 08:47 | 0.59594 | 88.2032 | 1.5102 | 2672 | 15 | 18 | 0.98323 | 0.68691 | 27058 | 0.10269 | 0.090973 | 0.029861 | 0.029216 | 0.029361 | 0.041776 | 0.04142 | 0.049147 | 0.080778 | 0.10269 | 0.12459 | 0.15622 | 0.037891 | 0.069252 | 0.090973 | 0.11269 | 0.14405
Non-Residential | All | Average Event Day | Per Device | 15 | Non-Residential¦All¦Average Event Day¦Per Device¦15 | 3.6848 | 2.352 | 4.2449 | 86.8201 | 7.0664 | 1400 | 1900-01-02 16:24 | 1900-01-01 08:21 | 3.9934 | 86.7879 | 6.9982 | 1403 | 15 | 18 | 1.0057 | 4.269 | 4663 | 0.25156 | 0.27561 | 0.18886 | 0.18684 | 0.18993 | 0.26566 | 0.26642 | -0.088897 | 0.11225 | 0.25156 | 0.39087 | 0.59201 | -0.065818 | 0.1359 | 0.27561 | 0.41533 | 0.61705
Non-Residential | All | Average Event Day | Per Ton | 15 | Non-Residential¦All¦Average Event Day¦Per Ton¦15 | 3.6848 | 2.352 | 1.0939 | 86.8201 | 1.8209 | 1400 | 1900-01-02 16:24 | 1900-01-01 08:21 | 1.029 | 86.7879 | 1.8034 | 1403 | 15 | 18 | 1.0057 | 1.1001 | 4663 | 0.064823 | 0.071022 | 0.048666 | 0.048145 | 0.048942 | 0.068457 | 0.068653 | -0.022908 | 0.028925 | 0.064823 | 0.10072 | 0.15255 | -0.01696 | 0.03502 | 0.071022 | 0.10702 | 0.15901
Non-Residential | 30 | Average Event Day | Per Device | 15 | Non-Residential¦30¦Average Event Day¦Per Device¦15 | 3.7443 | 2.5696 | 4.4198 | 87.5947 | 7.728 | 709 | 1900-01-02 17:40 | 1900-01-01 13:34 | 4.2294 | 87.494 | 7.4337 | 709 | 15 | 18 | 1.007 | 4.4506 | 1336 | 0.19041 | 0.22123 | 0.29023 | 0.27918 | 0.29226 | 0.40271 | 0.40417 | -0.32569 | -0.020775 | 0.19041 | 0.40159 | 0.7065 | -0.29674 | 0.0092785 | 0.22123 | 0.43317 | 0.73919
Non-Residential | 30 | Average Event Day | Per Ton | 15 | Non-Residential¦30¦Average Event Day¦Per Ton¦15 | 3.7443 | 2.5696 | 1.1375 | 87.5947 | 1.989 | 709 | 1900-01-02 17:40 | 1900-01-01 13:34 | 1.0885 | 87.494 | 1.9132 | 709 | 15 | 18 | 1.007 | 1.1454 | 1336 | 0.049004 | 0.056937 | 0.074697 | 0.071851 | 0.075218 | 0.10364 | 0.10402 | -0.083821 | -0.0053469 | 0.049004 | 0.10336 | 0.18183 | -0.076371 | 0.002388 | 0.056937 | 0.11149 | 0.19024
Non-Residential | 50 | Average Event Day | Per Device | 15 | Non-Residential¦50¦Average Event Day¦Per Device¦15 | 3.6594 | 2.2591 | 4.1372 | 86.4893 | 6.4972 | 691 | 1900-01-02 15:52 | 1900-01-01 06:07 | 3.8565 | 86.4876 | 6.5958 | 694 | 15 | 18 | 1.0053 | 4.1593 | 3327 | 0.28072 | 0.30276 | 0.24717 | 0.25037 | 0.24848 | 0.35182 | 0.35275 | -0.17015 | 0.096227 | 0.28072 | 0.46522 | 0.7316 | -0.14931 | 0.11778 | 0.30276 | 0.48774 | 0.75482
Non-Residential | 50 | Average Event Day | Per Ton | 15 | Non-Residential¦50¦Average Event Day¦Per Ton¦15 | 3.6594 | 2.2591 | 1.0668 | 86.4893 | 1.6753 | 691 | 1900-01-02 15:52 | 1900-01-01 06:07 | 0.99438 | 86.4876 | 1.7007 | 694 | 15 | 18 | 1.0053 | 1.0724 | 3327 | 0.072382 | 0.078063 | 0.06373 | 0.064557 | 0.06407 | 0.090714 | 0.090953 | -0.043873 | 0.024812 | 0.072382 | 0.11995 | 0.18864 | -0.038498 | 0.030368 | 0.078063 | 0.12576 | 0.19462
Residential | All | Average Event Day | Per Device | 15 | Residential¦All¦Average Event Day¦Per Device¦15 | 3.5918 | 1.1545 | 1.8185 | 88.4933 | 1.6472 | 1264 | 1900-01-02 14:10 | 1899-12-31 03:42 | 1.3923 | 88.5085 | 1.2693 | 1269 | 15 | 18 | 0.95967 | 1.7452 | 22395 | 0.42622 | 0.35289 | 0.046332 | 0.035632 | 0.044464 | 0.058449 | 0.05698 | 0.35132 | 0.39557 | 0.42622 | 0.45687 | 0.50113 | 0.27987 | 0.32301 | 0.35289 | 0.38277 | 0.42591
Residential | All | Average Event Day | Per Ton | 15 | Residential¦All¦Average Event Day¦Per Ton¦15 | 3.5918 | 1.1545 | 0.50937 | 88.4933 | 0.46139 | 1264 | 1900-01-02 14:10 | 1899-12-31 03:42 | 0.38999 | 88.5085 | 0.35554 | 1269 | 15 | 18 | 0.95967 | 0.48883 | 22395 | 0.11939 | 0.098845 | 0.012978 | 0.0099806 | 0.012454 | 0.016372 | 0.01596 | 0.098404 | 0.1108 | 0.11939 | 0.12797 | 0.14037 | 0.078391 | 0.090475 | 0.098845 | 0.10721 | 0.1193
Residential | 50 | Average Event Day | Per Device | 15 | Residential¦50¦Average Event Day¦Per Device¦15 | 3.5136 | 1.1345 | 2.0717 | 89.0374 | 1.6857 | 633 | 1900-01-02 12:15 | 1899-12-31 03:14 | 1.6784 | 89.167 | 1.4223 | 633 | 15 | 18 | 0.98173 | 2.0338 | 11772 | 0.39324 | 0.35539 | 0.067003 | 0.056532 | 0.065778 | 0.087665 | 0.086733 | 0.2809 | 0.34727 | 0.39324 | 0.43921 | 0.50559 | 0.24423 | 0.3099 | 0.35539 | 0.40087 | 0.46654
Residential | 50 | Average Event Day | Per Ton | 15 | Residential¦50¦Average Event Day¦Per Ton¦15 | 3.5136 | 1.1345 | 0.58958 | 89.0374 | 0.47975 | 633 | 1900-01-02 12:15 | 1899-12-31 03:14 | 0.47766 | 89.167 | 0.40478 | 633 | 15 | 18 | 0.98173 | 0.5788 | 11772 | 0.11191 | 0.10114 | 0.019068 | 0.016089 | 0.01872 | 0.024949 | 0.024684 | 0.079941 | 0.098831 | 0.11191 | 0.125 | 0.14389 | 0.069508 | 0.088197 | 0.10114 | 0.11409 | 0.13277
Residential | 100 | Average Event Day | Per Device | 15 | Residential¦100¦Average Event Day¦Per Device¦15 | 3.6783 | 1.1767 | 1.5531 | 87.8909 | 1.5805 | 631 | 1900-01-02 16:17 | 1899-12-31 04:12 | 1.0942 | 87.7848 | 1.0373 | 636 | 15 | 18 | 0.93148 | 1.4467 | 10623 | 0.45884 | 0.35242 | 0.06292 | 0.041132 | 0.058609 | 0.075171 | 0.071602 | 0.3625 | 0.41942 | 0.45884 | 0.49826 | 0.55518 | 0.26066 | 0.31487 | 0.35242 | 0.38997 | 0.44418
Residential | 100 | Average Event Day | Per Ton | 15 | Residential¦100¦Average Event Day¦Per Ton¦15 | 3.6783 | 1.1767 | 0.42793 | 87.8909 | 0.43549 | 631 | 1900-01-02 16:17 | 1899-12-31 04:12 | 0.3015 | 87.7848 | 0.28582 | 636 | 15 | 18 | 0.93148 | 0.39861 | 10623 | 0.12643 | 0.097105 | 0.017337 | 0.011333 | 0.016149 | 0.020712 | 0.019729 | 0.099883 | 0.11557 | 0.12643 | 0.13729 | 0.15297 | 0.071821 | 0.086759 | 0.097105 | 0.10745 | 0.12239
All | All | Average Event Day | Per Device | 16 | All¦All¦Average Event Day¦Per Device¦16 | 3.6083 | 1.3671 | 2.5517 | 86.7159 | 5.4549 | 2664 | 1900-01-02 14:34 | 1899-12-31 08:47 | 2.0843 | 86.7927 | 5.1794 | 2672 | 15 | 18 | 0.98323 | 2.5089 | 27058 | 0.46736 | 0.42458 | 0.10569 | 0.1002 | 0.10391 | 0.14563 | 0.14435 | 0.28073 | 0.39099 | 0.46736 | 0.54374 | 0.654 | 0.23959 | 0.34889 | 0.42458 | 0.50028 | 0.60958
All | All | Average Event Day | Per Ton | 16 | All¦All¦Average Event Day¦Per Ton¦16 | 3.6083 | 1.3671 | 0.69698 | 86.7159 | 1.49 | 2664 | 1900-01-02 14:34 | 1899-12-31 08:47 | 0.56932 | 86.7927 | 1.4148 | 2672 | 15 | 18 | 0.98323 | 0.6853 | 27058 | 0.12766 | 0.11598 | 0.028868 | 0.027369 | 0.028384 | 0.03978 | 0.03943 | 0.07668 | 0.1068 | 0.12766 | 0.14852 | 0.17864 | 0.065443 | 0.095298 | 0.11598 | 0.13665 | 0.16651
Non-Residential | All | Average Event Day | Per Device | 16 | Non-Residential¦All¦Average Event Day¦Per Device¦16 | 3.6848 | 2.352 | 4.1163 | 85.5108 | 6.8313 | 1400 | 1900-01-02 16:24 | 1900-01-01 08:21 | 3.7827 | 85.4461 | 6.537 | 1403 | 15 | 18 | 1.0057 | 4.1396 | 4663 | 0.33366 | 0.35698 | 0.18257 | 0.17452 | 0.18361 | 0.25257 | 0.25332 | 0.0099772 | 0.20121 | 0.33366 | 0.4661 | 0.65734 | 0.032344 | 0.22414 | 0.35698 | 0.48982 | 0.68162
Non-Residential | All | Average Event Day | Per Ton | 16 | Non-Residential¦All¦Average Event Day¦Per Ton¦16 | 3.6848 | 2.352 | 1.0607 | 85.5108 | 1.7603 | 1400 | 1900-01-02 16:24 | 1900-01-01 08:21 | 0.97474 | 85.4461 | 1.6845 | 1403 | 15 | 18 | 1.0057 | 1.0667 | 4663 | 0.085979 | 0.09199 | 0.047047 | 0.044972 | 0.047314 | 0.065084 | 0.065277 | 0.002571 | 0.051849 | 0.085979 | 0.12011 | 0.16939 | 0.0083346 | 0.057759 | 0.09199 | 0.12622 | 0.17565
Non-Residential | 30 | Average Event Day | Per Device | 16 | Non-Residential¦30¦Average Event Day¦Per Device¦16 | 3.7443 | 2.5696 | 4.2776 | 86.217 | 7.2358 | 709 | 1900-01-02 17:40 | 1900-01-01 13:34 | 4.1022 | 86.0702 | 7.3762 | 709 | 15 | 18 | 1.007 | 4.3074 | 1336 | 0.17542 | 0.20524 | 0.27175 | 0.27702 | 0.27364 | 0.38805 | 0.38938 | -0.32189 | -0.02808 | 0.17542 | 0.37891 | 0.67273 | -0.29377 | 0.0010515 | 0.20524 | 0.40944 | 0.70426
Non-Residential | 30 | Average Event Day | Per Ton | 16 | Non-Residential¦30¦Average Event Day¦Per Ton¦16 | 3.7443 | 2.5696 | 1.1009 | 86.217 | 1.8623 | 709 | 1900-01-02 17:40 | 1900-01-01 13:34 | 1.0558 | 86.0702 | 1.8984 | 709 | 15 | 18 | 1.007 | 1.1086 | 1336 | 0.045147 | 0.052824 | 0.069939 | 0.071296 | 0.070427 | 0.099873 | 0.10021 | -0.082846 | -0.0072268 | 0.045147 | 0.09752 | 0.17314 | -0.075607 | 0.0002707 | 0.052824 | 0.10538 | 0.18125
Non-Residential | 50 | Average Event Day | Per Device | 16 | Non-Residential¦50¦Average Event Day¦Per Device¦16 | 3.6594 | 2.2591 | 4.0162 | 85.2092 | 6.4534 | 691 | 1900-01-02 15:52 | 1900-01-01 06:07 | 3.6033 | 85.1807 | 5.8237 | 694 | 15 | 18 | 1.0053 | 4.0376 | 3327 | 0.41284 | 0.43423 | 0.2455 | 0.22106 | 0.2468 | 0.33036 | 0.33133 | -0.010537 | 0.2396 | 0.41284 | 0.58608 | 0.83621 | 0.0096064 | 0.26048 | 0.43423 | 0.60798 | 0.85885
Non-Residential | 50 | Average Event Day | Per Ton | 16 | Non-Residential¦50¦Average Event Day¦Per Ton¦16 | 3.6594 | 2.2591 | 1.0355 | 85.2092 | 1.664 | 691 | 1900-01-02 15:52 | 1900-01-01 06:07 | 0.9291 | 85.1807 | 1.5016 | 694 | 15 | 18 | 1.0053 | 1.0411 | 3327 | 0.10645 | 0.11196 | 0.0633 | 0.057 | 0.063637 | 0.085181 | 0.085432 | -0.0027168 | 0.061778 | 0.10645 | 0.15112 | 0.21561 | 0.0024768 | 0.067162 | 0.11196 | 0.15676 | 0.22145
Residential | All | Average Event Day | Per Device | 16 | Residential¦All¦Average Event Day¦Per Device¦16 | 3.5918 | 1.1545 | 1.8651 | 86.976 | 1.6503 | 1264 | 1900-01-02 14:10 | 1899-12-31 03:42 | 1.344 | 87.0831 | 1.2374 | 1269 | 15 | 18 | 0.95967 | 1.7899 | 22395 | 0.52113 | 0.44592 | 0.046418 | 0.034735 | 0.044546 | 0.057975 | 0.056488 | 0.44683 | 0.49073 | 0.52113 | 0.55153 | 0.59543 | 0.37353 | 0.41629 | 0.44592 | 0.47554 | 0.51831
Residential | All | Average Event Day | Per Ton | 16 | Residential¦All¦Average Event Day¦Per Ton¦16 | 3.5918 | 1.1545 | 0.52242 | 86.976 | 0.46225 | 1264 | 1900-01-02 14:10 | 1899-12-31 03:42 | 0.37645 | 87.0831 | 0.34659 | 1269 | 15 | 18 | 0.95967 | 0.50135 | 22395 | 0.14597 | 0.1249 | 0.013002 | 0.0097293 | 0.012477 | 0.016239 | 0.015822 | 0.12516 | 0.13745 | 0.14597 | 0.15448 | 0.16678 | 0.10462 | 0.1166 | 0.1249 | 0.1332 | 0.14518
Residential | 50 | Average Event Day | Per Device | 16 | Residential¦50¦Average Event Day¦Per Device¦16 | 3.5136 | 1.1345 | 2.1619 | 87.4973 | 1.7257 | 633 | 1900-01-02 12:15 | 1899-12-31 03:14 | 1.722 | 87.7197 | 1.3854 | 633 | 15 | 18 | 0.98173 | 2.1224 | 11772 | 0.43991 | 0.40041 | 0.068592 | 0.055066 | 0.067339 | 0.087961 | 0.086987 | 0.32719 | 0.39379 | 0.43991 | 0.48604 | 0.55264 | 0.28893 | 0.35479 | 0.40041 | 0.44603 | 0.51189
Residential | 50 | Average Event Day | Per Ton | 16 | Residential¦50¦Average Event Day¦Per Ton¦16 | 3.5136 | 1.1345 | 0.61527 | 87.4973 | 0.49114 | 633 | 1900-01-02 12:15 | 1899-12-31 03:14 | 0.49007 | 87.7197 | 0.39428 | 633 | 15 | 18 | 0.98173 | 0.60403 | 11772 | 0.1252 | 0.11395 | 0.019521 | 0.015671 | 0.019164 | 0.025033 | 0.024756 | 0.093115 | 0.11207 | 0.1252 | 0.13832 | 0.15728 | 0.082228 | 0.10097 | 0.11395 | 0.12694 | 0.14568
Residential | 100 | Average Event Day | Per Device | 16 | Residential¦100¦Average Event Day¦Per Device¦16 | 3.6783 | 1.1767 | 1.5538 | 86.3988 | 1.5304 | 631 | 1900-01-02 16:17 | 1899-12-31 04:12 | 0.95024 | 86.3836 | 0.95121 | 636 | 15 | 18 | 0.93148 | 1.4474 | 10623 | 0.60359 | 0.49712 | 0.060926 | 0.037718 | 0.056751 | 0.071656 | 0.068142 | 0.51176 | 0.56601 | 0.60359 | 0.64117 | 0.69542 | 0.40979 | 0.46139 | 0.49712 | 0.53286 | 0.58445
Residential | 100 | Average Event Day | Per Ton | 16 | Residential¦100¦Average Event Day¦Per Ton¦16 | 3.6783 | 1.1767 | 0.42814 | 86.3988 | 0.42169 | 631 | 1900-01-02 16:17 | 1899-12-31 04:12 | 0.26183 | 86.3836 | 0.26209 | 636 | 15 | 18 | 0.93148 | 0.3988 | 10623 | 0.16631 | 0.13698 | 0.016787 | 0.010393 | 0.015637 | 0.019744 | 0.018776 | 0.14101 | 0.15596 | 0.16631 | 0.17667 | 0.19161 | 0.11291 | 0.12713 | 0.13698 | 0.14682 | 0.16104
All | All | Average Event Day | Per Device | 17 | All¦All¦Average Event Day¦Per Device¦17 | 3.6083 | 1.3671 | 2.5163 | 84.6646 | 5.2422 | 2664 | 1900-01-02 14:34 | 1899-12-31 08:47 | 2.0653 | 84.7491 | 4.9622 | 2672 | 15 | 18 | 0.98323 | 2.4741 | 27058 | 0.45096 | 0.40877 | 0.10157 | 0.095997 | 0.099863 | 0.13975 | 0.13852 | 0.27186 | 0.37767 | 0.45096 | 0.52425 | 0.63006 | 0.23125 | 0.33613 | 0.40877 | 0.48141 | 0.5863
All | All | Average Event Day | Per Ton | 17 | All¦All¦Average Event Day¦Per Ton¦17 | 3.6083 | 1.3671 | 0.68731 | 84.6646 | 1.4319 | 2664 | 1900-01-02 14:34 | 1899-12-31 08:47 | 0.56413 | 84.7491 | 1.3554 | 2672 | 15 | 18 | 0.98323 | 0.67579 | 27058 | 0.12318 | 0.11166 | 0.027743 | 0.026222 | 0.027278 | 0.038174 | 0.037837 | 0.074258 | 0.10316 | 0.12318 | 0.1432 | 0.1721 | 0.063166 | 0.091815 | 0.11166 | 0.1315 | 0.16015
Non-Residential | All | Average Event Day | Per Device | 17 | Non-Residential¦All¦Average Event Day¦Per Device¦17 | 3.6848 | 2.352 | 3.8509 | 83.5702 | 6.6024 | 1400 | 1900-01-02 16:24 | 1900-01-01 08:21 | 3.5791 | 83.5247 | 6.2828 | 1403 | 15 | 18 | 1.0057 | 3.8727 | 4663 | 0.27183 | 0.29365 | 0.17646 | 0.16774 | 0.17746 | 0.24346 | 0.24418 | -0.04018 | 0.14416 | 0.27183 | 0.3995 | 0.58383 | -0.019287 | 0.1656 | 0.29365 | 0.4217 | 0.60658
Non-Residential | All | Average Event Day | Per Ton | 17 | Non-Residential¦All¦Average Event Day¦Per Ton¦17 | 3.6848 | 2.352 | 0.99232 | 83.5702 | 1.7013 | 1400 | 1900-01-02 16:24 | 1900-01-01 08:21 | 0.92228 | 83.5247 | 1.619 | 1403 | 15 | 18 | 1.0057 | 0.99794 | 4663 | 0.070046 | 0.075669 | 0.04547 | 0.043223 | 0.045728 | 0.062736 | 0.062923 | -0.010354 | 0.037147 | 0.070046 | 0.10294 | 0.15045 | -0.0049702 | 0.042672 | 0.075669 | 0.10867 | 0.15631
Non-Residential | 30 | Average Event Day | Per Device | 17 | Non-Residential¦30¦Average Event Day¦Per Device¦17 | 3.7443 | 2.5696 | 3.9975 | 84.2424 | 6.6617 | 709 | 1900-01-02 17:40 | 1900-01-01 13:34 | 3.8891 | 84.1019 | 7.1009 | 709 | 15 | 18 | 1.007 | 4.0254 | 1336 | 0.10843 | 0.13631 | 0.25019 | 0.26668 | 0.25193 | 0.36567 | 0.36686 | -0.36019 | -0.083325 | 0.10843 | 0.30019 | 0.57705 | -0.33385 | -0.056077 | 0.13631 | 0.32869 | 0.60646
Non-Residential | 30 | Average Event Day | Per Ton | 17 | Non-Residential¦30¦Average Event Day¦Per Ton¦17 | 3.7443 | 2.5696 | 1.0288 | 84.2424 | 1.7145 | 709 | 1900-01-02 17:40 | 1900-01-01 13:34 | 1.0009 | 84.1019 | 1.8276 | 709 | 15 | 18 | 1.007 | 1.036 | 1336 | 0.027907 | 0.035081 | 0.06439 | 0.068635 | 0.064839 | 0.094111 | 0.094419 | -0.092702 | -0.021445 | 0.027907 | 0.077258 | 0.14851 | -0.085922 | -0.014432 | 0.035081 | 0.084594 | 0.15608
Non-Residential | 50 | Average Event Day | Per Device | 17 | Non-Residential¦50¦Average Event Day¦Per Device¦17 | 3.6594 | 2.2591 | 3.7594 | 83.283 | 6.465 | 691 | 1900-01-02 15:52 | 1900-01-01 06:07 | 3.4054 | 83.2792 | 5.5886 | 694 | 15 | 18 | 1.0053 | 3.7794 | 3327 | 0.35401 | 0.37403 | 0.24594 | 0.21214 | 0.24725 | 0.32479 | 0.32579 | -0.062231 | 0.18369 | 0.35401 | 0.52433 | 0.77025 | -0.043482 | 0.20319 | 0.37403 | 0.54487 | 0.79154
Non-Residential | 50 | Average Event Day | Per Ton | 17 | Non-Residential¦50¦Average Event Day¦Per Ton¦17 | 3.6594 | 2.2591 | 0.96934 | 83.283 | 1.667 | 691 | 1900-01-02 15:52 | 1900-01-01 06:07 | 0.87806 | 83.2792 | 1.441 | 694 | 15 | 18 | 1.0053 | 0.9745 | 3327 | 0.091278 | 0.096441 | 0.063414 | 0.054699 | 0.063752 | 0.083746 | 0.084002 | -0.016046 | 0.047362 | 0.091278 | 0.13519 | 0.1986 | -0.011211 | 0.05239 | 0.096441 | 0.14049 | 0.20409
Residential | All | Average Event Day | Per Device | 17 | Residential¦All¦Average Event Day¦Per Device¦17 | 3.5918 | 1.1545 | 1.9285 | 84.9007 | 1.6784 | 1264 | 1900-01-02 14:10 | 1899-12-31 03:42 | 1.4042 | 85.0131 | 1.2715 | 1269 | 15 | 18 | 0.95967 | 1.8508 | 22395 | 0.52435 | 0.44658 | 0.047207 | 0.035694 | 0.045304 | 0.059183 | 0.057676 | 0.4485 | 0.49331 | 0.52435 | 0.55539 | 0.6002 | 0.37267 | 0.41634 | 0.44658 | 0.47683 | 0.5205
Residential | All | Average Event Day | Per Ton | 17 | Residential¦All¦Average Event Day¦Per Ton¦17 | 3.5918 | 1.1545 | 0.54018 | 84.9007 | 0.47011 | 1264 | 1900-01-02 14:10 | 1899-12-31 03:42 | 0.39331 | 85.0131 | 0.35616 | 1269 | 15 | 18 | 0.95967 | 0.5184 | 22395 | 0.14687 | 0.12509 | 0.013223 | 0.009998 | 0.01269 | 0.016577 | 0.016155 | 0.12563 | 0.13818 | 0.14687 | 0.15556 | 0.16812 | 0.10438 | 0.11662 | 0.12509 | 0.13356 | 0.14579
Residential | 50 | Average Event Day | Per Device | 17 | Residential¦50¦Average Event Day¦Per Device¦17 | 3.5136 | 1.1345 | 2.2032 | 85.4206 | 1.7699 | 633 | 1900-01-02 12:15 | 1899-12-31 03:14 | 1.8061 | 85.6311 | 1.4164 | 633 | 15 | 18 | 0.98173 | 2.1629 | 11772 | 0.39709 | 0.35683 | 0.070347 | 0.056297 | 0.069061 | 0.0901 | 0.0891 | 0.28162 | 0.34984 | 0.39709 | 0.44434 | 0.51256 | 0.24265 | 0.31011 | 0.35683 | 0.40356 | 0.47102
Residential | 50 | Average Event Day | Per Ton | 17 | Residential¦50¦Average Event Day¦Per Ton¦17 | 3.5136 | 1.1345 | 0.62701 | 85.4206 | 0.5037 | 633 | 1900-01-02 12:15 | 1899-12-31 03:14 | 0.514 | 85.6311 | 0.4031 | 633 | 15 | 18 | 0.98173 | 0.61555 | 11772 | 0.11301 | 0.10155 | 0.02002 | 0.016022 | 0.019654 | 0.025642 | 0.025357 | 0.080148 | 0.099562 | 0.11301 | 0.12646 | 0.14587 | 0.069055 | 0.088254 | 0.10155 | 0.11485 | 0.13405
Residential | 100 | Average Event Day | Per Device | 17 | Residential¦100¦Average Event Day¦Per Device¦17 | 3.6783 | 1.1767 | 1.6405 | 84.3251 | 1.5488 | 631 | 1900-01-02 16:17 | 1899-12-31 04:12 | 0.98558 | 84.3341 | 0.97817 | 636 | 15 | 18 | 0.93148 | 1.5281 | 10623 | 0.65492 | 0.54251 | 0.061657 | 0.038787 | 0.057433 | 0.072843 | 0.069303 | 0.56157 | 0.61672 | 0.65492 | 0.69312 | 0.74827 | 0.45369 | 0.50617 | 0.54251 | 0.57885 | 0.63133
Residential | 100 | Average Event Day | Per Ton | 17 | Residential¦100¦Average Event Day¦Per Ton¦17 | 3.6783 | 1.1767 | 0.45202 | 84.3251 | 0.42676 | 631 | 1900-01-02 16:17 | 1899-12-31 04:12 | 0.27156 | 84.3341 | 0.26952 | 636 | 15 | 18 | 0.93148 | 0.42105 | 10623 | 0.18045 | 0.14948 | 0.016989 | 0.010687 | 0.015825 | 0.020071 | 0.019096 | 0.15473 | 0.16993 | 0.18045 | 0.19098 | 0.20618 | 0.12501 | 0.13947 | 0.14948 | 0.1595 | 0.17395
All | All | Average Event Day | Per Device | 18 | All¦All¦Average Event Day¦Per Device¦18 | 3.6083 | 1.3671 | 2.3835 | 80.9872 | 4.9406 | 2664 | 1900-01-02 14:34 | 1899-12-31 08:47 | 1.971 | 81.0506 | 4.5768 | 2672 | 15 | 18 | 0.98323 | 2.3435 | 27058 | 0.41246 | 0.3725 | 0.095723 | 0.08854 | 0.094118 | 0.13039 | 0.12922 | 0.24536 | 0.34409 | 0.41246 | 0.48084 | 0.57957 | 0.2069 | 0.30474 | 0.3725 | 0.44027 | 0.53811
All | All | Average Event Day | Per Ton | 18 | All¦All¦Average Event Day¦Per Ton¦18 | 3.6083 | 1.3671 | 0.65104 | 80.9872 | 1.3495 | 2664 | 1900-01-02 14:34 | 1899-12-31 08:47 | 0.53838 | 81.0506 | 1.2501 | 2672 | 15 | 18 | 0.98323 | 0.64013 | 27058 | 0.11266 | 0.10175 | 0.026147 | 0.024185 | 0.025708 | 0.035617 | 0.035296 | 0.06702 | 0.093987 | 0.11266 | 0.13134 | 0.15831 | 0.056516 | 0.08324 | 0.10175 | 0.12026 | 0.14698
Non-Residential | All | Average Event Day | Per Device | 18 | Non-Residential¦All¦Average Event Day¦Per Device¦18 | 3.6848 | 2.352 | 3.4017 | 80.5196 | 6.3016 | 1400 | 1900-01-02 16:24 | 1900-01-01 08:21 | 3.1854 | 80.4787 | 5.8449 | 1403 | 15 | 18 | 1.0057 | 3.421 | 4663 | 0.21633 | 0.23561 | 0.16842 | 0.15605 | 0.16937 | 0.2296 | 0.2303 | -0.077909 | 0.09593 | 0.21633 | 0.33673 | 0.51057 | -0.05953 | 0.11484 | 0.23561 | 0.35638 | 0.53074
Non-Residential | All | Average Event Day | Per Ton | 18 | Non-Residential¦All¦Average Event Day¦Per Ton¦18 | 3.6848 | 2.352 | 0.87657 | 80.5196 | 1.6238 | 1400 | 1900-01-02 16:24 | 1900-01-01 08:21 | 0.82083 | 80.4787 | 1.5062 | 1403 | 15 | 18 | 1.0057 | 0.88154 | 4663 | 0.055746 | 0.060713 | 0.043399 | 0.040211 | 0.043645 | 0.059164 | 0.059345 | -0.020076 | 0.02472 | 0.055746 | 0.086771 | 0.13157 | -0.01534 | 0.029593 | 0.060713 | 0.091833 | 0.13677
Non-Residential | 30 | Average Event Day | Per Device | 18 | Non-Residential¦30¦Average Event Day¦Per Device¦18 | 3.7443 | 2.5696 | 3.5225 | 80.8307 | 6.2253 | 709 | 1900-01-02 17:40 | 1900-01-01 13:34 | 3.4414 | 80.7228 | 6.6162 | 709 | 15 | 18 | 1.007 | 3.547 | 1336 | 0.081016 | 0.10558 | 0.2338 | 0.24848 | 0.23543 | 0.34118 | 0.3423 | -0.35622 | -0.097897 | 0.081016 | 0.25993 | 0.51825 | -0.33309 | -0.073921 | 0.10558 | 0.28508 | 0.54425
Non-Residential | 30 | Average Event Day | Per Ton | 18 | Non-Residential¦30¦Average Event Day¦Per Ton¦18 | 3.7443 | 2.5696 | 0.90657 | 80.8307 | 1.6022 | 709 | 1900-01-02 17:40 | 1900-01-01 13:34 | 0.88572 | 80.7228 | 1.7028 | 709 | 15 | 18 | 1.007 | 0.91289 | 1336 | 0.020851 | 0.027173 | 0.060172 | 0.06395 | 0.060591 | 0.087808 | 0.088096 | -0.09168 | -0.025196 | 0.020851 | 0.066898 | 0.13338 | -0.085727 | -0.019025 | 0.027173 | 0.07337 | 0.14007
Non-Residential | 50 | Average Event Day | Per Device | 18 | Non-Residential¦50¦Average Event Day¦Per Device¦18 | 3.6594 | 2.2591 | 3.3255 | 80.3867 | 6.2602 | 691 | 1900-01-02 15:52 | 1900-01-01 06:07 | 3.0411 | 80.3749 | 5.1969 | 694 | 15 | 18 | 1.0053 | 3.3432 | 3327 | 0.28436 | 0.30207 | 0.23815 | 0.19727 | 0.23942 | 0.30924 | 0.31022 | -0.11195 | 0.1222 | 0.28436 | 0.44653 | 0.68067 | -0.095488 | 0.13939 | 0.30207 | 0.46475 | 0.69964
Non-Residential | 50 | Average Event Day | Per Ton | 18 | Non-Residential¦50¦Average Event Day¦Per Ton¦18 | 3.6594 | 2.2591 | 0.85745 | 80.3867 | 1.6141 | 691 | 1900-01-02 15:52 | 1900-01-01 06:07 | 0.78413 | 80.3749 | 1.34 | 694 | 15 | 18 | 1.0053 | 0.86201 | 3327 | 0.073321 | 0.077888 | 0.061405 | 0.050865 | 0.061732 | 0.079736 | 0.079988 | -0.028864 | 0.031508 | 0.073321 | 0.11513 | 0.17551 | -0.024621 | 0.035942 | 0.077888 | 0.11983 | 0.1804
Residential | All | Average Event Day | Per Device | 18 | Residential¦All¦Average Event Day¦Per Device¦18 | 3.5918 | 1.1545 | 1.9322 | 81.0881 | 1.6395 | 1264 | 1900-01-02 14:10 | 1899-12-31 03:42 | 1.4387 | 81.1739 | 1.2456 | 1269 | 15 | 18 | 0.95967 | 1.8543 | 22395 | 0.49347 | 0.41555 | 0.046114 | 0.034967 | 0.044255 | 0.057872 | 0.056402 | 0.4193 | 0.46312 | 0.49347 | 0.52382 | 0.56763 | 0.34327 | 0.38597 | 0.41555 | 0.44513 | 0.48783
Residential | All | Average Event Day | Per Ton | 18 | Residential¦All¦Average Event Day¦Per Ton¦18 | 3.5918 | 1.1545 | 0.54121 | 81.0881 | 0.45922 | 1264 | 1900-01-02 14:10 | 1899-12-31 03:42 | 0.40299 | 81.1739 | 0.3489 | 1269 | 15 | 18 | 0.95967 | 0.51939 | 22395 | 0.13822 | 0.1164 | 0.012917 | 0.0097942 | 0.012396 | 0.01621 | 0.015798 | 0.11745 | 0.12972 | 0.13822 | 0.14672 | 0.15899 | 0.09615 | 0.10811 | 0.1164 | 0.12468 | 0.13664
Residential | 50 | Average Event Day | Per Device | 18 | Residential¦50¦Average Event Day¦Per Device¦18 | 3.5136 | 1.1345 | 2.232 | 81.4113 | 1.7546 | 633 | 1900-01-02 12:15 | 1899-12-31 03:14 | 1.8392 | 81.5677 | 1.3746 | 633 | 15 | 18 | 0.98173 | 2.1912 | 11772 | 0.39283 | 0.35205 | 0.069738 | 0.054634 | 0.068464 | 0.08859 | 0.087591 | 0.2793 | 0.34637 | 0.39283 | 0.43929 | 0.50636 | 0.23979 | 0.30611 | 0.35205 | 0.39798 | 0.4643
Residential | 50 | Average Event Day | Per Ton | 18 | Residential¦50¦Average Event Day¦Per Ton¦18 | 3.5136 | 1.1345 | 0.63521 | 81.4113 | 0.49934 | 633 | 1900-01-02 12:15 | 1899-12-31 03:14 | 0.52341 | 81.5677 | 0.39119 | 633 | 15 | 18 | 0.98173 | 0.6236 | 11772 | 0.1118 | 0.10019 | 0.019847 | 0.015548 | 0.019484 | 0.025212 | 0.024928 | 0.079486 | 0.098576 | 0.1118 | 0.12502 | 0.14411 | 0.068244 | 0.087118 | 0.10019 | 0.11326 | 0.13214
Residential | 100 | Average Event Day | Per Device | 18 | Residential¦100¦Average Event Day¦Per Device¦18 | 3.6783 | 1.1767 | 1.6178 | 80.7303 | 1.4733 | 631 | 1900-01-02 16:17 | 1899-12-31 04:12 | 1.0217 | 80.7412 | 0.97263 | 636 | 15 | 18 | 0.93148 | 1.507 | 10623 | 0.59614 | 0.48529 | 0.058652 | 0.038567 | 0.054633 | 0.070196 | 0.066874 | 0.50618 | 0.55933 | 0.59614 | 0.63295 | 0.6861 | 0.39958 | 0.45022 | 0.48529 | 0.52035 | 0.57099
Residential | 100 | Average Event Day | Per Ton | 18 | Residential¦100¦Average Event Day¦Per Ton¦18 | 3.6783 | 1.1767 | 0.44577 | 80.7303 | 0.40595 | 631 | 1900-01-02 16:17 | 1899-12-31 04:12 | 0.28151 | 80.7412 | 0.26799 | 636 | 15 | 18 | 0.93148 | 0.41523 | 10623 | 0.16426 | 0.13371 | 0.016161 | 0.010627 | 0.015053 | 0.019342 | 0.018426 | 0.13947 | 0.15412 | 0.16426 | 0.1744 | 0.18905 | 0.1101 | 0.12405 | 0.13371 | 0.14338 | 0.15733
All | All | Average Event Day | Per Device | 19 | All¦All¦Average Event Day¦Per Device¦19 | 3.6083 | 1.3671 | 2.2711 | 78.3907 | 4.5331 | 2664 | 1900-01-02 14:34 | 1899-12-31 08:47 | 2.4385 | 78.3973 | 4.5105 | 2672 | 15 | 18 | 0.98323 | 2.233 | 27058 | -0.1674 | -0.20547 | 0.087827 | 0.087258 | 0.086355 | 0.1238 | 0.12276 | -0.32606 | -0.23232 | -0.1674 | -0.10247 | -0.0087348 | -0.3628 | -0.26985 | -0.20547 | -0.14109 | -0.048144
All | All | Average Event Day | Per Ton | 19 | All¦All¦Average Event Day¦Per Ton¦19 | 3.6083 | 1.3671 | 0.62035 | 78.3907 | 1.2382 | 2664 | 1900-01-02 14:34 | 1899-12-31 08:47 | 0.66607 | 78.3973 | 1.232 | 2672 | 15 | 18 | 0.98323 | 0.60995 | 27058 | -0.045724 | -0.056125 | 0.02399 | 0.023834 | 0.023588 | 0.033817 | 0.033533 | -0.089063 | -0.063458 | -0.045724 | -0.027991 | -0.0023859 | -0.099099 | -0.073709 | -0.056125 | -0.03854 | -0.01315
Non-Residential | All | Average Event Day | Per Device | 19 | Non-Residential¦All¦Average Event Day¦Per Device¦19 | 3.6848 | 2.352 | 2.9898 | 78.3462 | 5.8232 | 1400 | 1900-01-02 16:24 | 1900-01-01 08:21 | 3.0511 | 78.251 | 5.7369 | 1403 | 15 | 18 | 1.0057 | 3.0068 | 4663 | -0.061303 | -0.04436 | 0.15563 | 0.15316 | 0.15651 | 0.21836 | 0.21899 | -0.34114 | -0.17581 | -0.061303 | 0.053204 | 0.21853 | -0.325 | -0.1592 | -0.04436 | 0.070477 | 0.23628
Non-Residential | All | Average Event Day | Per Ton | 19 | Non-Residential¦All¦Average Event Day¦Per Ton¦19 | 3.6848 | 2.352 | 0.77044 | 78.3462 | 1.5006 | 1400 | 1900-01-02 16:24 | 1900-01-01 08:21 | 0.78624 | 78.251 | 1.4783 | 1403 | 15 | 18 | 1.0057 | 0.77481 | 4663 | -0.015797 | -0.011431 | 0.040105 | 0.039468 | 0.040332 | 0.056268 | 0.05643 | -0.087907 | -0.045304 | -0.015797 | 0.01371 | 0.056313 | -0.083749 | -0.041023 | -0.011431 | 0.018161 | 0.060887
Non-Residential | 30 | Average Event Day | Per Device | 19 | Non-Residential¦30¦Average Event Day¦Per Device¦19 | 3.7443 | 2.5696 | 3.067 | 78.4071 | 5.7706 | 709 | 1900-01-02 17:40 | 1900-01-01 13:34 | 3.2428 | 78.3179 | 6.2798 | 709 | 15 | 18 | 1.007 | 3.0884 | 1336 | -0.17572 | -0.15433 | 0.21672 | 0.23584 | 0.21823 | 0.3203 | 0.32132 | -0.5862 | -0.34368 | -0.17572 | -0.0077568 | 0.23476 | -0.56612 | -0.32283 | -0.15433 | 0.014167 | 0.25746
Non-Residential | 30 | Average Event Day | Per Ton | 19 | Non-Residential¦30¦Average Event Day¦Per Ton¦19 | 3.7443 | 2.5696 | 0.78936 | 78.4071 | 1.4852 | 709 | 1900-01-02 17:40 | 1900-01-01 13:34 | 0.83458 | 78.3179 | 1.6162 | 709 | 15 | 18 | 1.007 | 0.79486 | 1336 | -0.045225 | -0.03972 | 0.055777 | 0.060699 | 0.056166 | 0.082434 | 0.082698 | -0.15087 | -0.088453 | -0.045225 | -0.0019963 | 0.060419 | -0.1457 | -0.083087 | -0.03972 | 0.0036463 | 0.066261
Non-Residential | 50 | Average Event Day | Per Device | 19 | Non-Residential¦50¦Average Event Day¦Per Device¦19 | 3.6594 | 2.2591 | 2.9379 | 78.3203 | 5.7778 | 691 | 1900-01-02 15:52 | 1900-01-01 06:07 | 2.9407 | 78.2226 | 5.2743 | 694 | 15 | 18 | 1.0053 | 2.9535 | 3327 | -0.0028542 | 0.012792 | 0.2198 | 0.20021 | 0.22097 | 0.29731 | 0.29818 | -0.38388 | -0.15877 | -0.0028542 | 0.15306 | 0.37817 | -0.36934 | -0.14357 | 0.012792 | 0.16916 | 0.39492
Non-Residential | 50 | Average Event Day | Per Ton | 19 | Non-Residential¦50¦Average Event Day¦Per Ton¦19 | 3.6594 | 2.2591 | 0.75751 | 78.3203 | 1.4898 | 691 | 1900-01-02 15:52 | 1900-01-01 06:07 | 0.75824 | 78.2226 | 1.3599 | 694 | 15 | 18 | 1.0053 | 0.76154 | 3327 | -0.0007359 | 0.0032984 | 0.056674 | 0.051623 | 0.056975 | 0.07666 | 0.076884 | -0.09898 | -0.040937 | -0.0007359 | 0.039465 | 0.097508 | -0.095232 | -0.037019 | 0.0032984 | 0.043616 | 0.10183
Residential | All | Average Event Day | Per Device | 19 | Residential¦All¦Average Event Day¦Per Device¦19 | 3.5918 | 1.1545 | 1.9489 | 78.4003 | 1.5832 | 1264 | 1900-01-02 14:10 | 1899-12-31 03:42 | 2.1612 | 78.4289 | 1.7767 | 1269 | 15 | 18 | 0.95967 | 1.8703 | 22395 | -0.21226 | -0.29085 | 0.04453 | 0.049876 | 0.042735 | 0.066862 | 0.06568 | -0.29795 | -0.24732 | -0.21226 | -0.1772 | -0.12657 | -0.37502 | -0.32529 | -0.29085 | -0.25641 | -0.20668
Residential | All | Average Event Day | Per Ton | 19 | Residential¦All¦Average Event Day¦Per Ton¦19 | 3.5918 | 1.1545 | 0.54589 | 78.4003 | 0.44345 | 1264 | 1900-01-02 14:10 | 1899-12-31 03:42 | 0.60535 | 78.4289 | 0.49766 | 1269 | 15 | 18 | 0.95967 | 0.52388 | 22395 | -0.059454 | -0.081467 | 0.012473 | 0.01397 | 0.01197 | 0.018728 | 0.018397 | -0.083455 | -0.069275 | -0.059454 | -0.049633 | -0.035453 | -0.10504 | -0.091115 | -0.081467 | -0.07182 | -0.057891
Residential | 50 | Average Event Day | Per Device | 19 | Residential¦50¦Average Event Day¦Per Device¦19 | 3.5136 | 1.1345 | 2.2227 | 78.6126 | 1.6892 | 633 | 1900-01-02 12:15 | 1899-12-31 03:14 | 2.4659 | 78.7467 | 1.7988 | 633 | 15 | 18 | 0.98173 | 2.1821 | 11772 | -0.24324 | -0.28385 | 0.067141 | 0.071495 | 0.065914 | 0.098079 | 0.097243 | -0.36893 | -0.29467 | -0.24324 | -0.19181 | -0.11755 | -0.40848 | -0.33485 | -0.28385 | -0.23286 | -0.15923
Residential | 50 | Average Event Day | Per Ton | 19 | Residential¦50¦Average Event Day¦Per Ton¦19 | 3.5136 | 1.1345 | 0.63256 | 78.6126 | 0.48074 | 633 | 1900-01-02 12:15 | 1899-12-31 03:14 | 0.70178 | 78.7467 | 0.51192 | 633 | 15 | 18 | 0.98173 | 0.621 | 11772 | -0.069224 | -0.080783 | 0.019108 | 0.020347 | 0.018759 | 0.027912 | 0.027675 | -0.105 | -0.083862 | -0.069224 | -0.054587 | -0.033453 | -0.11625 | -0.095295 | -0.080783 | -0.06627 | -0.045316
Residential | 100 | Average Event Day | Per Device | 19 | Residential¦100¦Average Event Day¦Per Device¦19 | 3.6783 | 1.1767 | 1.6618 | 78.1653 | 1.4348 | 631 | 1900-01-02 16:17 | 1899-12-31 04:12 | 1.8435 | 78.0798 | 1.7178 | 636 | 15 | 18 | 0.93148 | 1.5479 | 10623 | -0.18171 | -0.29557 | 0.057117 | 0.068117 | 0.053203 | 0.088895 | 0.086432 | -0.29563 | -0.22832 | -0.18171 | -0.13509 | -0.067783 | -0.40634 | -0.3409 | -0.29557 | -0.25025 | -0.18481
Residential | 100 | Average Event Day | Per Ton | 19 | Residential¦100¦Average Event Day¦Per Ton¦19 | 3.6783 | 1.1767 | 0.45789 | 78.1653 | 0.39533 | 631 | 1900-01-02 16:17 | 1899-12-31 04:12 | 0.50796 | 78.0798 | 0.47333 | 636 | 15 | 18 | 0.93148 | 0.42652 | 10623 | -0.050067 | -0.081442 | 0.015738 | 0.018769 | 0.014659 | 0.024494 | 0.023815 | -0.081457 | -0.062911 | -0.050067 | -0.037222 | -0.018677 | -0.11196 | -0.09393 | -0.081442 | -0.068953 | -0.050921
All | All | Average Event Day | Per Device | 20 | All¦All¦Average Event Day¦Per Device¦20 | 3.6083 | 1.3671 | 2.1272 | 77.593 | 4.3637 | 2664 | 1900-01-02 14:34 | 1899-12-31 08:47 | 2.29 | 77.6523 | 4.3519 | 2672 | 15 | 18 | 0.98323 | 2.0916 | 27058 | -0.16273 | -0.1984 | 0.084546 | 0.084189 | 0.083128 | 0.11931 | 0.11831 | -0.31564 | -0.2253 | -0.16273 | -0.10017 | -0.0098281 | -0.35002 | -0.26044 | -0.1984 | -0.13635 | -0.046774
All | All | Average Event Day | Per Ton | 20 | All¦All¦Average Event Day¦Per Ton¦20 | 3.6083 | 1.3671 | 0.58105 | 77.593 | 1.192 | 2664 | 1900-01-02 14:34 | 1899-12-31 08:47 | 0.6255 | 77.6523 | 1.1887 | 2672 | 15 | 18 | 0.98323 | 0.57131 | 27058 | -0.044451 | -0.054192 | 0.023094 | 0.022996 | 0.022707 | 0.032591 | 0.032317 | -0.086217 | -0.061541 | -0.044451 | -0.02736 | -0.0026845 | -0.095609 | -0.07114 | -0.054192 | -0.037245 | -0.012776
Non-Residential | All | Average Event Day | Per Device | 20 | Non-Residential¦All¦Average Event Day¦Per Device¦20 | 3.6848 | 2.352 | 2.7876 | 77.6392 | 5.6509 | 1400 | 1900-01-02 16:24 | 1900-01-01 08:21 | 2.8451 | 77.5963 | 5.589 | 1403 | 15 | 18 | 1.0057 | 2.8034 | 4663 | -0.057505 | -0.041708 | 0.15103 | 0.14921 | 0.15188 | 0.2123 | 0.21291 | -0.32958 | -0.16884 | -0.057505 | 0.053828 | 0.21457 | -0.31457 | -0.15336 | -0.041708 | 0.069944 | 0.23115
Non-Residential | All | Average Event Day | Per Ton | 20 | Non-Residential¦All¦Average Event Day¦Per Ton¦20 | 3.6848 | 2.352 | 0.71834 | 77.6392 | 1.4562 | 1400 | 1900-01-02 16:24 | 1900-01-01 08:21 | 0.73316 | 77.5963 | 1.4402 | 1403 | 15 | 18 | 1.0057 | 0.72241 | 4663 | -0.014818 | -0.010748 | 0.038918 | 0.03845 | 0.039138 | 0.054708 | 0.054865 | -0.08493 | -0.043507 | -0.014818 | 0.013871 | 0.055293 | -0.08106 | -0.039519 | -0.010748 | 0.018024 | 0.059565
Non-Residential | 30 | Average Event Day | Per Device | 20 | Non-Residential¦30¦Average Event Day¦Per Device¦20 | 3.7443 | 2.5696 | 2.858 | 77.7336 | 5.4051 | 709 | 1900-01-02 17:40 | 1900-01-01 13:34 | 2.9867 | 77.599 | 5.7532 | 709 | 15 | 18 | 1.007 | 2.878 | 1336 | -0.12865 | -0.10872 | 0.20299 | 0.21607 | 0.20441 | 0.29646 | 0.29744 | -0.50858 | -0.28411 | -0.12865 | 0.026818 | 0.25129 | -0.4899 | -0.26469 | -0.10872 | 0.047257 | 0.27246
Non-Residential | 30 | Average Event Day | Per Ton | 20 | Non-Residential¦30¦Average Event Day¦Per Ton¦20 | 3.7443 | 2.5696 | 0.73557 | 77.7336 | 1.3911 | 709 | 1900-01-02 17:40 | 1900-01-01 13:34 | 0.76868 | 77.599 | 1.4807 | 709 | 15 | 18 | 1.007 | 0.7407 | 1336 | -0.03311 | -0.027981 | 0.052244 | 0.055609 | 0.052609 | 0.076301 | 0.076551 | -0.13089 | -0.073122 | -0.03311 | 0.0069021 | 0.064673 | -0.12608 | -0.068124 | -0.027981 | 0.012162 | 0.070123
Non-Residential | 50 | Average Event Day | Per Device | 20 | Non-Residential¦50¦Average Event Day¦Per Device¦20 | 3.6594 | 2.2591 | 2.74 | 77.5989 | 5.7277 | 691 | 1900-01-02 15:52 | 1900-01-01 06:07 | 2.7614 | 77.5951 | 5.4026 | 694 | 15 | 18 | 1.0053 | 2.7546 | 3327 | -0.021399 | -0.006806 | 0.21789 | 0.20508 | 0.21905 | 0.29922 | 0.30007 | -0.40487 | -0.17831 | -0.021399 | 0.13551 | 0.36207 | -0.39136 | -0.16416 | -0.006806 | 0.15055 | 0.37775
Non-Residential | 50 | Average Event Day | Per Ton | 20 | Non-Residential¦50¦Average Event Day¦Per Ton¦20 | 3.6594 | 2.2591 | 0.70649 | 77.5989 | 1.4768 | 691 | 1900-01-02 15:52 | 1900-01-01 06:07 | 0.71201 | 77.5951 | 1.393 | 694 | 15 | 18 | 1.0053 | 0.71025 | 3327 | -0.0055175 | -0.0017549 | 0.056182 | 0.052878 | 0.056481 | 0.077152 | 0.077371 | -0.10439 | -0.045976 | -0.0055175 | 0.034941 | 0.093357 | -0.10091 | -0.042328 | -0.0017549 | 0.038818 | 0.0974
Residential | All | Average Event Day | Per Device | 20 | Residential¦All¦Average Event Day¦Per Device¦20 | 3.5918 | 1.1545 | 1.8309 | 77.5831 | 1.4386 | 1264 | 1900-01-02 14:10 | 1899-12-31 03:42 | 2.0382 | 77.6644 | 1.62 | 1269 | 15 | 18 | 0.95967 | 1.7571 | 22395 | -0.20722 | -0.28106 | 0.040464 | 0.045477 | 0.038832 | 0.060873 | 0.059801 | -0.28524 | -0.23915 | -0.20722 | -0.1753 | -0.12921 | -0.3577 | -0.31242 | -0.28106 | -0.2497 | -0.20442
Residential | All | Average Event Day | Per Ton | 20 | Residential¦All¦Average Event Day¦Per Ton¦20 | 3.5918 | 1.1545 | 0.51285 | 77.5831 | 0.40296 | 1264 | 1900-01-02 14:10 | 1899-12-31 03:42 | 0.57089 | 77.6644 | 0.45377 | 1269 | 15 | 18 | 0.95967 | 0.49217 | 22395 | -0.058044 | -0.078725 | 0.011334 | 0.012738 | 0.010877 | 0.017051 | 0.01675 | -0.079895 | -0.066985 | -0.058044 | -0.049103 | -0.036193 | -0.10019 | -0.087509 | -0.078725 | -0.069941 | -0.057259
Residential | 50 | Average Event Day | Per Device | 20 | Residential¦50¦Average Event Day¦Per Device¦20 | 3.5136 | 1.1345 | 2.0658 | 77.7881 | 1.556 | 633 | 1900-01-02 12:15 | 1899-12-31 03:14 | 2.2605 | 77.9422 | 1.6176 | 633 | 15 | 18 | 0.98173 | 2.0281 | 11772 | -0.1947 | -0.23245 | 0.061844 | 0.064293 | 0.060714 | 0.08921 | 0.08843 | -0.30903 | -0.24148 | -0.1947 | -0.14792 | -0.080373 | -0.34578 | -0.27882 | -0.23245 | -0.18608 | -0.11912
Residential | 50 | Average Event Day | Per Ton | 20 | Residential¦50¦Average Event Day¦Per Ton¦20 | 3.5136 | 1.1345 | 0.58792 | 77.7881 | 0.44282 | 633 | 1900-01-02 12:15 | 1899-12-31 03:14 | 0.64333 | 77.9422 | 0.46035 | 633 | 15 | 18 | 0.98173 | 0.57717 | 11772 | -0.05541 | -0.066153 | 0.017601 | 0.018297 | 0.017279 | 0.025389 | 0.025167 | -0.087947 | -0.068724 | -0.05541 | -0.042097 | -0.022874 | -0.098406 | -0.079351 | -0.066153 | -0.052956 | -0.033901
Residential | 100 | Average Event Day | Per Device | 20 | Residential¦100¦Average Event Day¦Per Device¦20 | 3.6783 | 1.1767 | 1.5846 | 77.3561 | 1.2837 | 631 | 1900-01-02 16:17 | 1899-12-31 04:12 | 1.8063 | 77.3591 | 1.604 | 636 | 15 | 18 | 0.93148 | 1.4761 | 10623 | -0.22167 | -0.33025 | 0.051103 | 0.063601 | 0.047602 | 0.081588 | 0.079442 | -0.32623 | -0.26445 | -0.22167 | -0.17888 | -0.11711 | -0.43206 | -0.37191 | -0.33025 | -0.28859 | -0.22844
Residential | 100 | Average Event Day | Per Ton | 20 | Residential¦100¦Average Event Day¦Per Ton¦20 | 3.6783 | 1.1767 | 0.43662 | 77.3561 | 0.35371 | 631 | 1900-01-02 16:17 | 1899-12-31 04:12 | 0.4977 | 77.3591 | 0.44195 | 636 | 15 | 18 | 0.93148 | 0.40671 | 10623 | -0.061078 | -0.090996 | 0.014081 | 0.017524 | 0.013116 | 0.022481 | 0.021889 | -0.089888 | -0.072867 | -0.061078 | -0.049289 | -0.032268 | -0.11905 | -0.10247 | -0.090996 | -0.079517 | -0.062944
All | All | Average Event Day | Per Device | 21 | All¦All¦Average Event Day¦Per Device¦21 | 3.6083 | 1.3671 | 1.9875 | 76.495 | 3.8262 | 2664 | 1900-01-02 14:34 | 1899-12-31 08:47 | 2.0922 | 76.5115 | 3.9449 | 2672 | 15 | 18 | 0.98323 | 1.9542 | 27058 | -0.10467 | -0.13799 | 0.074131 | 0.076317 | 0.072888 | 0.10639 | 0.10553 | -0.24102 | -0.16046 | -0.10467 | -0.048872 | 0.031685 | -0.27323 | -0.19333 | -0.13799 | -0.082645 | -0.0027415
All | All | Average Event Day | Per Ton | 21 | All¦All¦Average Event Day¦Per Ton¦21 | 3.6083 | 1.3671 | 0.54289 | 76.495 | 1.0451 | 2664 | 1900-01-02 14:34 | 1899-12-31 08:47 | 0.57148 | 76.5115 | 1.0776 | 2672 | 15 | 18 | 0.98323 | 0.53379 | 27058 | -0.028589 | -0.037691 | 0.020249 | 0.020846 | 0.01991 | 0.029062 | 0.028826 | -0.065833 | -0.043829 | -0.028589 | -0.013349 | 0.0086547 | -0.074633 | -0.052807 | -0.037691 | -0.022575 | -0.0007488
Non-Residential | All | Average Event Day | Per Device | 21 | Non-Residential¦All¦Average Event Day¦Per Device¦21 | 3.6848 | 2.352 | 2.4516 | 76.5917 | 4.9502 | 1400 | 1900-01-02 16:24 | 1900-01-01 08:21 | 2.5191 | 76.5398 | 5.0907 | 1403 | 15 | 18 | 1.0057 | 2.4655 | 4663 | -0.067502 | -0.053609 | 0.1323 | 0.13591 | 0.13305 | 0.18967 | 0.19019 | -0.31057 | -0.16697 | -0.067502 | 0.03196 | 0.17557 | -0.29735 | -0.15335 | -0.053609 | 0.046128 | 0.19013
Non-Residential | All | Average Event Day | Per Ton | 21 | Non-Residential¦All¦Average Event Day¦Per Ton¦21 | 3.6848 | 2.352 | 0.63176 | 76.5917 | 1.2756 | 1400 | 1900-01-02 16:24 | 1900-01-01 08:21 | 0.64915 | 76.5398 | 1.3118 | 1403 | 15 | 18 | 1.0057 | 0.63534 | 4663 | -0.017395 | -0.013814 | 0.034092 | 0.035022 | 0.034285 | 0.048875 | 0.04901 | -0.080031 | -0.043025 | -0.017395 | 0.0082358 | 0.045242 | -0.076624 | -0.039516 | -0.013814 | 0.011887 | 0.048995
Non-Residential | 30 | Average Event Day | Per Device | 21 | Non-Residential¦30¦Average Event Day¦Per Device¦21 | 3.7443 | 2.5696 | 2.5426 | 76.5634 | 4.7911 | 709 | 1900-01-02 17:40 | 1900-01-01 13:34 | 2.6534 | 76.5013 | 5.202 | 709 | 15 | 18 | 1.007 | 2.5604 | 1336 | -0.11077 | -0.093037 | 0.17994 | 0.19537 | 0.18119 | 0.2656 | 0.26645 | -0.45115 | -0.25005 | -0.11077 | 0.028515 | 0.22962 | -0.43451 | -0.23277 | -0.093037 | 0.046691 | 0.24844
Non-Residential | 30 | Average Event Day | Per Ton | 21 | Non-Residential¦30¦Average Event Day¦Per Ton¦21 | 3.7443 | 2.5696 | 0.65439 | 76.5634 | 1.2331 | 709 | 1900-01-02 17:40 | 1900-01-01 13:34 | 0.6829 | 76.5013 | 1.3388 | 709 | 15 | 18 | 1.007 | 0.65895 | 1336 | -0.028508 | -0.023945 | 0.04631 | 0.050281 | 0.046633 | 0.068358 | 0.068577 | -0.11611 | -0.064355 | -0.028508 | 0.0073388 | 0.059096 | -0.11183 | -0.059907 | -0.023945 | 0.012017 | 0.06394
Non-Residential | 50 | Average Event Day | Per Device | 21 | Non-Residential¦50¦Average Event Day¦Per Device¦21 | 3.6594 | 2.2591 | 2.3946 | 76.6038 | 4.9815 | 691 | 1900-01-02 15:52 | 1900-01-01 06:07 | 2.4404 | 76.5562 | 4.9467 | 694 | 15 | 18 | 1.0053 | 2.4074 | 3327 | -0.045741 | -0.032988 | 0.1895 | 0.18777 | 0.19051 | 0.26678 | 0.2675 | -0.38763 | -0.18564 | -0.045741 | 0.094158 | 0.29615 | -0.3758 | -0.17326 | -0.032988 | 0.10729 | 0.30982
Non-Residential | 50 | Average Event Day | Per Ton | 21 | Non-Residential¦50¦Average Event Day¦Per Ton¦21 | 3.6594 | 2.2591 | 0.61744 | 76.6038 | 1.2844 | 691 | 1900-01-02 15:52 | 1900-01-01 06:07 | 0.62924 | 76.5562 | 1.2755 | 694 | 15 | 18 | 1.0053 | 0.62073 | 3327 | -0.011794 | -0.0085057 | 0.048863 | 0.048416 | 0.049123 | 0.068787 | 0.068972 | -0.099948 | -0.047866 | -0.011794 | 0.024278 | 0.07636 | -0.096897 | -0.044675 | -0.0085057 | 0.027664 | 0.079886
Residential | All | Average Event Day | Per Device | 21 | Residential¦All¦Average Event Day¦Per Device¦21 | 3.5918 | 1.1545 | 1.7762 | 76.4742 | 1.3438 | 1264 | 1900-01-02 14:10 | 1899-12-31 03:42 | 1.8965 | 76.5053 | 1.462 | 1269 | 15 | 18 | 0.95967 | 1.7046 | 22395 | -0.12028 | -0.19191 | 0.037796 | 0.04104 | 0.036272 | 0.055792 | 0.054771 | -0.19178 | -0.14954 | -0.12028 | -0.091023 | -0.04878 | -0.2621 | -0.22063 | -0.19191 | -0.16319 | -0.12172
Residential | All | Average Event Day | Per Ton | 21 | Residential¦All¦Average Event Day¦Per Ton¦21 | 3.5918 | 1.1545 | 0.49753 | 76.4742 | 0.37639 | 1264 | 1900-01-02 14:10 | 1899-12-31 03:42 | 0.53122 | 76.5053 | 0.4095 | 1269 | 15 | 18 | 0.95967 | 0.47746 | 22395 | -0.033691 | -0.053754 | 0.010587 | 0.011495 | 0.01016 | 0.015627 | 0.015341 | -0.053718 | -0.041886 | -0.033691 | -0.025496 | -0.013663 | -0.073415 | -0.061799 | -0.053754 | -0.045709 | -0.034093
Residential | 50 | Average Event Day | Per Device | 21 | Residential¦50¦Average Event Day¦Per Device¦21 | 3.5136 | 1.1345 | 1.9515 | 76.6325 | 1.3833 | 633 | 1900-01-02 12:15 | 1899-12-31 03:14 | 2.0953 | 76.7094 | 1.4724 | 633 | 15 | 18 | 0.98173 | 1.9159 | 11772 | -0.14378 | -0.17944 | 0.054982 | 0.058522 | 0.053977 | 0.080298 | 0.079613 | -0.24669 | -0.18589 | -0.14378 | -0.10167 | -0.040877 | -0.28147 | -0.22119 | -0.17944 | -0.13769 | -0.077414
Residential | 50 | Average Event Day | Per Ton | 21 | Residential¦50¦Average Event Day¦Per Ton¦21 | 3.5136 | 1.1345 | 0.5554 | 76.6325 | 0.39368 | 633 | 1900-01-02 12:15 | 1899-12-31 03:14 | 0.59632 | 76.7094 | 0.41903 | 633 | 15 | 18 | 0.98173 | 0.54525 | 11772 | -0.04092 | -0.051068 | 0.015647 | 0.016655 | 0.015362 | 0.022852 | 0.022657 | -0.070206 | -0.052903 | -0.04092 | -0.028936 | -0.011633 | -0.080105 | -0.06295 | -0.051068 | -0.039187 | -0.022032
Residential | 100 | Average Event Day | Per Device | 21 | Residential¦100¦Average Event Day¦Per Device¦21 | 3.6783 | 1.1767 | 1.5924 | 76.2989 | 1.29 | 631 | 1900-01-02 16:17 | 1899-12-31 04:12 | 1.6892 | 76.2811 | 1.4355 | 636 | 15 | 18 | 0.93148 | 1.4833 | 10623 | -0.096797 | -0.20591 | 0.051355 | 0.056922 | 0.047836 | 0.076664 | 0.074353 | -0.19505 | -0.137 | -0.096797 | -0.056595 | 0.001452 | -0.3012 | -0.2449 | -0.20591 | -0.16692 | -0.11062
Residential | 100 | Average Event Day | Per Ton | 21 | Residential¦100¦Average Event Day¦Per Ton¦21 | 3.6783 | 1.1767 | 0.43876 | 76.2989 | 0.35545 | 631 | 1900-01-02 16:17 | 1899-12-31 04:12 | 0.46543 | 76.2811 | 0.39554 | 636 | 15 | 18 | 0.93148 | 0.4087 | 10623 | -0.026671 | -0.056735 | 0.01415 | 0.015684 | 0.013181 | 0.021124 | 0.020487 | -0.053743 | -0.037749 | -0.026671 | -0.015594 | 0.0004001 | -0.082991 | -0.067479 | -0.056735 | -0.045992 | -0.03048
All | All | Average Event Day | Per Device | 22 | All¦All¦Average Event Day¦Per Device¦22 | 3.6083 | 1.3671 | 1.6971 | 75.7697 | 3.2149 | 2664 | 1900-01-02 14:34 | 1899-12-31 08:47 | 1.8347 | 75.7574 | 3.5184 | 2672 | 15 | 18 | 0.98323 | 1.6686 | 27058 | -0.1376 | -0.16605 | 0.062287 | 0.068066 | 0.061243 | 0.092264 | 0.091563 | -0.25584 | -0.18598 | -0.1376 | -0.089213 | -0.019355 | -0.28339 | -0.21406 | -0.16605 | -0.11803 | -0.048706
All | All | Average Event Day | Per Ton | 22 | All¦All¦Average Event Day¦Per Ton¦22 | 3.6083 | 1.3671 | 0.46356 | 75.7697 | 0.87815 | 2664 | 1900-01-02 14:34 | 1899-12-31 08:47 | 0.50114 | 75.7574 | 0.96106 | 2672 | 15 | 18 | 0.98323 | 0.45579 | 27058 | -0.037584 | -0.045356 | 0.017014 | 0.018592 | 0.016729 | 0.025202 | 0.02501 | -0.069882 | -0.0508 | -0.037584 | -0.024369 | -0.0052867 | -0.077408 | -0.058472 | -0.045356 | -0.032241 | -0.013304
Non-Residential | All | Average Event Day | Per Device | 22 | Non-Residential¦All¦Average Event Day¦Per Device¦22 | 3.6848 | 2.352 | 2.042 | 75.8455 | 4.1433 | 1400 | 1900-01-02 16:24 | 1900-01-01 08:21 | 2.1576 | 75.7925 | 4.5494 | 1403 | 15 | 18 | 1.0057 | 2.0536 | 4663 | -0.11559 | -0.10402 | 0.11073 | 0.12146 | 0.11136 | 0.16436 | 0.16478 | -0.32622 | -0.20178 | -0.11559 | -0.029398 | 0.095046 | -0.31519 | -0.19043 | -0.10402 | -0.017604 | 0.10716
Non-Residential | All | Average Event Day | Per Ton | 22 | Non-Residential¦All¦Average Event Day¦Per Ton¦22 | 3.6848 | 2.352 | 0.5262 | 75.8455 | 1.0677 | 1400 | 1900-01-02 16:24 | 1900-01-01 08:21 | 0.55598 | 75.7925 | 1.1723 | 1403 | 15 | 18 | 1.0057 | 0.52918 | 4663 | -0.029785 | -0.026804 | 0.028535 | 0.031298 | 0.028696 | 0.042353 | 0.042462 | -0.084063 | -0.051996 | -0.029785 | -0.0075755 | 0.024492 | -0.081221 | -0.049071 | -0.026804 | -0.0045364 | 0.027614
Non-Residential | 30 | Average Event Day | Per Device | 22 | Non-Residential¦30¦Average Event Day¦Per Device¦22 | 3.7443 | 2.5696 | 2.1382 | 75.8779 | 4.055 | 709 | 1900-01-02 17:40 | 1900-01-01 13:34 | 2.2686 | 75.799 | 4.6968 | 709 | 15 | 18 | 1.007 | 2.1531 | 1336 | -0.13043 | -0.11552 | 0.15229 | 0.17639 | 0.15335 | 0.23303 | 0.23373 | -0.42908 | -0.25264 | -0.13043 | -0.0082289 | 0.16821 | -0.41506 | -0.23809 | -0.11552 | 0.0070459 | 0.18402
Non-Residential | 30 | Average Event Day | Per Ton | 22 | Non-Residential¦30¦Average Event Day¦Per Ton¦22 | 3.7443 | 2.5696 | 0.5503 | 75.8779 | 1.0436 | 709 | 1900-01-02 17:40 | 1900-01-01 13:34 | 0.58387 | 75.799 | 1.2088 | 709 | 15 | 18 | 1.007 | 0.55414 | 1336 | -0.033569 | -0.029732 | 0.039194 | 0.045397 | 0.039468 | 0.059976 | 0.060155 | -0.11043 | -0.065021 | -0.033569 | -0.0021178 | 0.043293 | -0.10682 | -0.061277 | -0.029732 | 0.0018134 | 0.04736
Non-Residential | 50 | Average Event Day | Per Device | 22 | Non-Residential¦50¦Average Event Day¦Per Device¦22 | 3.6594 | 2.2591 | 1.9839 | 75.8317 | 4.1405 | 691 | 1900-01-02 15:52 | 1900-01-01 06:07 | 2.0922 | 75.7897 | 4.3905 | 694 | 15 | 18 | 1.0053 | 1.9945 | 3327 | -0.10826 | -0.097692 | 0.15751 | 0.16666 | 0.15835 | 0.22931 | 0.22989 | -0.40214 | -0.22851 | -0.10826 | 0.011994 | 0.18562 | -0.39231 | -0.21825 | -0.097692 | 0.022863 | 0.19692
Non-Residential | 50 | Average Event Day | Per Ton | 22 | Non-Residential¦50¦Average Event Day¦Per Ton¦22 | 3.6594 | 2.2591 | 0.51154 | 75.8317 | 1.0676 | 691 | 1900-01-02 15:52 | 1900-01-01 06:07 | 0.53945 | 75.7897 | 1.132 | 694 | 15 | 18 | 1.0053 | 0.51426 | 3327 | -0.027914 | -0.025189 | 0.040613 | 0.042972 | 0.040829 | 0.059127 | 0.059276 | -0.10369 | -0.05892 | -0.027914 | 0.0030927 | 0.047861 | -0.10115 | -0.056274 | -0.025189 | 0.005895 | 0.050776
Residential | All | Average Event Day | Per Device | 22 | Residential¦All¦Average Event Day¦Per Device¦22 | 3.5918 | 1.1545 | 1.5387 | 75.7533 | 1.2095 | 1264 | 1900-01-02 14:10 | 1899-12-31 03:42 | 1.6852 | 75.7499 | 1.339 | 1269 | 15 | 18 | 0.95967 | 1.4767 | 22395 | -0.14646 | -0.20851 | 0.034019 | 0.037587 | 0.032647 | 0.050696 | 0.049786 | -0.21143 | -0.17304 | -0.14646 | -0.11987 | -0.081488 | -0.27231 | -0.23461 | -0.20851 | -0.1824 | -0.1447
Residential | All | Average Event Day | Per Ton | 22 | Residential¦All¦Average Event Day¦Per Ton¦22 | 3.5918 | 1.1545 | 0.431 | 75.7533 | 0.33877 | 1264 | 1900-01-02 14:10 | 1899-12-31 03:42 | 0.47202 | 75.7499 | 0.37505 | 1269 | 15 | 18 | 0.95967 | 0.41362 | 22395 | -0.041023 | -0.058403 | 0.0095287 | 0.010528 | 0.0091445 | 0.0142 | 0.013945 | -0.059221 | -0.048469 | -0.041023 | -0.033577 | -0.022825 | -0.076274 | -0.065716 | -0.058403 | -0.05109 | -0.040532
Residential | 50 | Average Event Day | Per Device | 22 | Residential¦50¦Average Event Day¦Per Device¦22 | 3.5136 | 1.1345 | 1.6847 | 75.9352 | 1.2257 | 633 | 1900-01-02 12:15 | 1899-12-31 03:14 | 1.8681 | 75.9892 | 1.3506 | 633 | 15 | 18 | 0.98173 | 1.654 | 11772 | -0.18337 | -0.21415 | 0.048716 | 0.05368 | 0.047825 | 0.072489 | 0.071894 | -0.27627 | -0.22138 | -0.18337 | -0.14536 | -0.09047 | -0.30629 | -0.25186 | -0.21415 | -0.17645 | -0.12202
Residential | 50 | Average Event Day | Per Ton | 22 | Residential¦50¦Average Event Day¦Per Ton¦22 | 3.5136 | 1.1345 | 0.47946 | 75.9352 | 0.34881 | 633 | 1900-01-02 12:15 | 1899-12-31 03:14 | 0.53165 | 75.9892 | 0.38436 | 633 | 15 | 18 | 0.98173 | 0.4707 | 11772 | -0.052186 | -0.060947 | 0.013864 | 0.015277 | 0.013611 | 0.02063 | 0.020461 | -0.078624 | -0.063004 | -0.052186 | -0.041367 | -0.025747 | -0.087168 | -0.071677 | -0.060947 | -0.050217 | -0.034725
Residential | 100 | Average Event Day | Per Device | 22 | Residential¦100¦Average Event Day¦Per Device¦22 | 3.6783 | 1.1767 | 1.3856 | 75.552 | 1.1834 | 631 | 1900-01-02 16:17 | 1899-12-31 04:12 | 1.4944 | 75.4868 | 1.3122 | 636 | 15 | 18 | 0.93148 | 1.2906 | 10623 | -0.10883 | -0.20377 | 0.047112 | 0.052032 | 0.043883 | 0.070191 | 0.068067 | -0.19879 | -0.14564 | -0.10883 | -0.072024 | -0.018879 | -0.291 | -0.23947 | -0.20377 | -0.16808 | -0.11654
Residential | 100 | Average Event Day | Per Ton | 22 | Residential¦100¦Average Event Day¦Per Ton¦22 | 3.6783 | 1.1767 | 0.38178 | 75.552 | 0.32608 | 631 | 1900-01-02 16:17 | 1899-12-31 04:12 | 0.41177 | 75.4868 | 0.36156 | 636 | 15 | 18 | 0.93148 | 0.35562 | 10623 | -0.029987 | -0.056147 | 0.012981 | 0.014337 | 0.012091 | 0.01934 | 0.018755 | -0.054773 | -0.040129 | -0.029987 | -0.019845 | -0.0052018 | -0.080182 | -0.065982 | -0.056147 | -0.046312 | -0.032112
All | All | Average Event Day | Per Device | 23 | All¦All¦Average Event Day¦Per Device¦23 | 3.6083 | 1.3671 | 1.4144 | 74.4896 | 2.9627 | 2664 | 1900-01-02 14:34 | 1899-12-31 08:47 | 1.4864 | 74.5068 | 3.1877 | 2672 | 15 | 18 | 0.98323 | 1.3907 | 27058 | -0.071947 | -0.09566 | 0.0574 | 0.061669 | 0.056438 | 0.084249 | 0.083596 | -0.17992 | -0.11613 | -0.071947 | -0.027767 | 0.036022 | -0.20279 | -0.1395 | -0.09566 | -0.051822 | 0.011473
All | All | Average Event Day | Per Ton | 23 | All¦All¦Average Event Day¦Per Ton¦23 | 3.6083 | 1.3671 | 0.38634 | 74.4896 | 0.80925 | 2664 | 1900-01-02 14:34 | 1899-12-31 08:47 | 0.406 | 74.5068 | 0.87073 | 2672 | 15 | 18 | 0.98323 | 0.37987 | 27058 | -0.019652 | -0.026129 | 0.015679 | 0.016845 | 0.015416 | 0.023013 | 0.022834 | -0.049144 | -0.03172 | -0.019652 | -0.0075845 | 0.0098395 | -0.055393 | -0.038104 | -0.026129 | -0.014155 | 0.0031338
Non-Residential | All | Average Event Day | Per Device | 23 | Non-Residential¦All¦Average Event Day¦Per Device¦23 | 3.6848 | 2.352 | 1.7636 | 74.7001 | 3.8501 | 1400 | 1900-01-02 16:24 | 1900-01-01 08:21 | 1.8437 | 74.6053 | 4.1526 | 1403 | 15 | 18 | 1.0057 | 1.7736 | 4663 | -0.080119 | -0.070125 | 0.1029 | 0.11086 | 0.10348 | 0.15126 | 0.15166 | -0.27397 | -0.15944 | -0.080119 | -0.0007989 | 0.11373 | -0.26448 | -0.14965 | -0.070125 | 0.0094035 | 0.12423
Non-Residential | All | Average Event Day | Per Ton | 23 | Non-Residential¦All¦Average Event Day¦Per Ton¦23 | 3.6848 | 2.352 | 0.45446 | 74.7001 | 0.99213 | 1400 | 1900-01-02 16:24 | 1900-01-01 08:21 | 0.4751 | 74.6053 | 1.0701 | 1403 | 15 | 18 | 1.0057 | 0.45703 | 4663 | -0.020646 | -0.01807 | 0.026516 | 0.028568 | 0.026666 | 0.038977 | 0.03908 | -0.070597 | -0.041085 | -0.020646 | -0.0002059 | 0.029306 | -0.068153 | -0.038564 | -0.01807 | 0.0024232 | 0.032012
Non-Residential | 30 | Average Event Day | Per Device | 23 | Non-Residential¦30¦Average Event Day¦Per Device¦23 | 3.7443 | 2.5696 | 1.8209 | 74.6259 | 3.5842 | 709 | 1900-01-02 17:40 | 1900-01-01 13:34 | 1.8992 | 74.4895 | 4.1254 | 709 | 15 | 18 | 1.007 | 1.8336 | 1336 | -0.078304 | -0.065606 | 0.13461 | 0.15493 | 0.13555 | 0.20524 | 0.20586 | -0.34133 | -0.18593 | -0.078304 | 0.029325 | 0.18472 | -0.32942 | -0.17356 | -0.065606 | 0.042346 | 0.19821
Non-Residential | 30 | Average Event Day | Per Ton | 23 | Non-Residential¦30¦Average Event Day¦Per Ton¦23 | 3.7443 | 2.5696 | 0.46865 | 74.6259 | 0.92247 | 709 | 1900-01-02 17:40 | 1900-01-01 13:34 | 0.48881 | 74.4895 | 1.0618 | 709 | 15 | 18 | 1.007 | 0.47192 | 1336 | -0.020153 | -0.016885 | 0.034644 | 0.039875 | 0.034886 | 0.052823 | 0.052981 | -0.087848 | -0.047853 | -0.020153 | 0.0075472 | 0.047542 | -0.084783 | -0.044668 | -0.016885 | 0.010899 | 0.051013
Non-Residential | 50 | Average Event Day | Per Device | 23 | Non-Residential¦50¦Average Event Day¦Per Device¦23 | 3.6594 | 2.2591 | 1.7268 | 74.7317 | 3.9605 | 691 | 1900-01-02 15:52 | 1900-01-01 06:07 | 1.8082 | 74.6545 | 4.1174 | 694 | 15 | 18 | 1.0053 | 1.736 | 3327 | -0.081381 | -0.072184 | 0.15067 | 0.15629 | 0.15147 | 0.21709 | 0.21765 | -0.35959 | -0.19522 | -0.081381 | 0.032462 | 0.19683 | -0.35111 | -0.18632 | -0.072184 | 0.041951 | 0.20674
Non-Residential | 50 | Average Event Day | Per Ton | 23 | Non-Residential¦50¦Average Event Day¦Per Ton¦23 | 3.6594 | 2.2591 | 0.44525 | 74.7317 | 1.0212 | 691 | 1900-01-02 15:52 | 1900-01-01 06:07 | 0.46623 | 74.6545 | 1.0616 | 694 | 15 | 18 | 1.0053 | 0.44762 | 3327 | -0.020983 | -0.018612 | 0.038848 | 0.0403 | 0.039055 | 0.055975 | 0.056119 | -0.092719 | -0.050337 | -0.020983 | 0.0083701 | 0.050752 | -0.090532 | -0.048041 | -0.018612 | 0.010817 | 0.053307
Residential | All | Average Event Day | Per Device | 23 | Residential¦All¦Average Event Day¦Per Device¦23 | 3.5918 | 1.1545 | 1.256 | 74.4442 | 1.0453 | 1264 | 1900-01-02 14:10 | 1899-12-31 03:42 | 1.3242 | 74.4856 | 1.1267 | 1269 | 15 | 18 | 0.95967 | 1.2053 | 22395 | -0.068248 | -0.11889 | 0.029402 | 0.031629 | 0.028216 | 0.043184 | 0.042386 | -0.12359 | -0.090894 | -0.068248 | -0.045602 | -0.012906 | -0.17321 | -0.14112 | -0.11889 | -0.096668 | -0.064575
Residential | All | Average Event Day | Per Ton | 23 | Residential¦All¦Average Event Day¦Per Ton¦23 | 3.5918 | 1.1545 | 0.35179 | 74.4442 | 0.29279 | 1264 | 1900-01-02 14:10 | 1899-12-31 03:42 | 0.37091 | 74.4856 | 0.3156 | 1269 | 15 | 18 | 0.95967 | 0.33761 | 22395 | -0.019116 | -0.033303 | 0.0082355 | 0.0088594 | 0.0079034 | 0.012096 | 0.011872 | -0.034618 | -0.025459 | -0.019116 | -0.012773 | -0.0036149 | -0.048518 | -0.039529 | -0.033303 | -0.027077 | -0.018088
Residential | 50 | Average Event Day | Per Device | 23 | Residential¦50¦Average Event Day¦Per Device¦23 | 3.5136 | 1.1345 | 1.3701 | 74.4817 | 1.0536 | 633 | 1900-01-02 12:15 | 1899-12-31 03:14 | 1.4423 | 74.667 | 1.1476 | 633 | 15 | 18 | 0.98173 | 1.345 | 11772 | -0.072239 | -0.097274 | 0.041878 | 0.045613 | 0.041113 | 0.061922 | 0.061407 | -0.1516 | -0.10471 | -0.072239 | -0.039767 | 0.007117 | -0.17597 | -0.12948 | -0.097274 | -0.065072 | -0.018578
Residential | 50 | Average Event Day | Per Ton | 23 | Residential¦50¦Average Event Day¦Per Ton¦23 | 3.5136 | 1.1345 | 0.38991 | 74.4817 | 0.29986 | 633 | 1900-01-02 12:15 | 1899-12-31 03:14 | 0.41047 | 74.667 | 0.3266 | 633 | 15 | 18 | 0.98173 | 0.38278 | 11772 | -0.020559 | -0.027683 | 0.011918 | 0.012981 | 0.0117 | 0.017622 | 0.017476 | -0.043143 | -0.0298 | -0.020559 | -0.011317 | 0.0020254 | -0.05008 | -0.036848 | -0.027683 | -0.018519 | -0.0052871
Residential | 100 | Average Event Day | Per Device | 23 | Residential¦100¦Average Event Day¦Per Device¦23 | 3.6783 | 1.1767 | 1.1363 | 74.4026 | 1.0304 | 631 | 1900-01-02 16:17 | 1899-12-31 04:12 | 1.201 | 74.2862 | 1.0991 | 636 | 15 | 18 | 0.93148 | 1.0584 | 10623 | -0.064712 | -0.14257 | 0.041019 | 0.043582 | 0.038208 | 0.059849 | 0.057959 | -0.14141 | -0.096097 | -0.064712 | -0.033327 | 0.011988 | -0.21685 | -0.17296 | -0.14257 | -0.11218 | -0.068292
Residential | 100 | Average Event Day | Per Ton | 23 | Residential¦100¦Average Event Day¦Per Ton¦23 | 3.6783 | 1.1767 | 0.31308 | 74.4026 | 0.28391 | 631 | 1900-01-02 16:17 | 1899-12-31 04:12 | 0.33091 | 74.2862 | 0.30284 | 636 | 15 | 18 | 0.93148 | 0.29163 | 10623 | -0.01783 | -0.039283 | 0.011302 | 0.012008 | 0.010528 | 0.016491 | 0.01597 | -0.038964 | -0.026478 | -0.01783 | -0.0091827 | 0.0033032 | -0.059749 | -0.047658 | -0.039283 | -0.030908 | -0.018817
All | All | Average Event Day | Per Device | 24 | All¦All¦Average Event Day¦Per Device¦24 | 3.6083 | 1.3671 | 1.1807 | 73.1131 | 2.6748 | 2664 | 1900-01-02 14:34 | 1899-12-31 08:47 | 1.2423 | 73.1446 | 2.8775 | 2672 | 15 | 18 | 0.98323 | 1.1609 | 27058 | -0.0616 | -0.081395 | 0.051823 | 0.055668 | 0.050954 | 0.076056 | 0.075466 | -0.15907 | -0.10148 | -0.0616 | -0.021717 | 0.035869 | -0.17811 | -0.12097 | -0.081395 | -0.04182 | 0.015319
All | All | Average Event Day | Per Ton | 24 | All¦All¦Average Event Day¦Per Ton¦24 | 3.6083 | 1.3671 | 0.3225 | 73.1131 | 0.73061 | 2664 | 1900-01-02 14:34 | 1899-12-31 08:47 | 0.33932 | 73.1446 | 0.786 | 2672 | 15 | 18 | 0.98323 | 0.31709 | 27058 | -0.016826 | -0.022233 | 0.014155 | 0.015206 | 0.013918 | 0.020775 | 0.020614 | -0.04345 | -0.02772 | -0.016826 | -0.0059319 | 0.0097976 | -0.04865 | -0.033043 | -0.022233 | -0.011423 | 0.0041845
Non-Residential | All | Average Event Day | Per Device | 24 | Non-Residential¦All¦Average Event Day¦Per Device¦24 | 3.6848 | 2.352 | 1.5754 | 73.2911 | 3.4779 | 1400 | 1900-01-02 16:24 | 1900-01-01 08:21 | 1.6469 | 73.2181 | 3.7494 | 1403 | 15 | 18 | 1.0057 | 1.5843 | 4663 | -0.07156 | -0.062633 | 0.092951 | 0.1001 | 0.093478 | 0.1366 | 0.13696 | -0.24662 | -0.14319 | -0.07156 | 7.34e-05 | 0.1035 | -0.23815 | -0.13445 | -0.062633 | 0.009189 | 0.11289
Non-Residential | All | Average Event Day | Per Ton | 24 | Non-Residential¦All¦Average Event Day¦Per Ton¦24 | 3.6848 | 2.352 | 0.40595 | 73.2911 | 0.89621 | 1400 | 1900-01-02 16:24 | 1900-01-01 08:21 | 0.42439 | 73.2181 | 0.96617 | 1403 | 15 | 18 | 1.0057 | 0.40825 | 4663 | -0.01844 | -0.01614 | 0.023952 | 0.025794 | 0.024088 | 0.0352 | 0.035293 | -0.063551 | -0.036899 | -0.01844 | 1.89e-05 | 0.026671 | -0.061369 | -0.034647 | -0.01614 | 0.0023679 | 0.02909
Non-Residential | 30 | Average Event Day | Per Device | 24 | Non-Residential¦30¦Average Event Day¦Per Device¦24 | 3.7443 | 2.5696 | 1.6493 | 73.2408 | 3.3583 | 709 | 1900-01-02 17:40 | 1900-01-01 13:34 | 1.6928 | 73.0922 | 3.6485 | 709 | 15 | 18 | 1.007 | 1.6608 | 1336 | -0.043494 | -0.031994 | 0.12612 | 0.13702 | 0.127 | 0.18623 | 0.18683 | -0.28216 | -0.14115 | -0.043494 | 0.054165 | 0.19517 | -0.27142 | -0.12997 | -0.031994 | 0.065979 | 0.20744
Non-Residential | 30 | Average Event Day | Per Ton | 24 | Non-Residential¦30¦Average Event Day¦Per Ton¦24 | 3.7443 | 2.5696 | 0.42449 | 73.2408 | 0.86433 | 709 | 1900-01-02 17:40 | 1900-01-01 13:34 | 0.43568 | 73.0922 | 0.939 | 709 | 15 | 18 | 1.007 | 0.42745 | 1336 | -0.011194 | -0.0082341 | 0.032461 | 0.035265 | 0.032687 | 0.04793 | 0.048084 | -0.072619 | -0.036329 | -0.011194 | 0.01394 | 0.050231 | -0.069856 | -0.033449 | -0.0082341 | 0.016981 | 0.053388
Non-Residential | 50 | Average Event Day | Per Device | 24 | Non-Residential¦50¦Average Event Day¦Per Device¦24 | 3.6594 | 2.2591 | 1.5307 | 73.3126 | 3.5052 | 691 | 1900-01-02 15:52 | 1900-01-01 06:07 | 1.6171 | 73.2717 | 3.7654 | 694 | 15 | 18 | 1.0053 | 1.5388 | 3327 | -0.086425 | -0.078273 | 0.13335 | 0.14293 | 0.13406 | 0.19548 | 0.19596 | -0.33694 | -0.18893 | -0.086425 | 0.016083 | 0.16409 | -0.32941 | -0.18104 | -0.078273 | 0.024489 | 0.17286
Non-Residential | 50 | Average Event Day | Per Ton | 24 | Non-Residential¦50¦Average Event Day¦Per Ton¦24 | 3.6594 | 2.2591 | 0.39467 | 73.3126 | 0.9038 | 691 | 1900-01-02 15:52 | 1900-01-01 06:07 | 0.41695 | 73.2717 | 0.97089 | 694 | 15 | 18 | 1.0053 | 0.39677 | 3327 | -0.022284 | -0.020182 | 0.034382 | 0.036854 | 0.034565 | 0.050402 | 0.050527 | -0.086877 | -0.048715 | -0.022284 | 0.0041468 | 0.042309 | -0.084936 | -0.046679 | -0.020182 | 0.0063143 | 0.044571
Residential | All | Average Event Day | Per Device | 24 | Residential¦All¦Average Event Day¦Per Device¦24 | 3.5918 | 1.1545 | 1.0042 | 73.0746 | 0.89908 | 1264 | 1900-01-02 14:10 | 1899-12-31 03:42 | 1.0613 | 73.1287 | 0.976 | 1269 | 15 | 18 | 0.95967 | 0.96367 | 22395 | -0.057186 | -0.097679 | 0.025289 | 0.027398 | 0.024269 | 0.037285 | 0.036601 | -0.10497 | -0.076738 | -0.057186 | -0.037634 | -0.0094033 | -0.14458 | -0.11687 | -0.097679 | -0.078485 | -0.050773
Residential | All | Average Event Day | Per Ton | 24 | Residential¦All¦Average Event Day¦Per Ton¦24 | 3.5918 | 1.1545 | 0.28127 | 73.0746 | 0.25183 | 1264 | 1900-01-02 14:10 | 1899-12-31 03:42 | 0.29728 | 73.1287 | 0.27338 | 1269 | 15 | 18 | 0.95967 | 0.26992 | 22395 | -0.016018 | -0.02736 | 0.0070834 | 0.0076742 | 0.0067977 | 0.010443 | 0.010252 | -0.029402 | -0.021494 | -0.016018 | -0.010541 | -0.0026339 | -0.040498 | -0.032736 | -0.02736 | -0.021984 | -0.014222
Residential | 50 | Average Event Day | Per Device | 24 | Residential¦50¦Average Event Day¦Per Device¦24 | 3.5136 | 1.1345 | 1.0914 | 73.1073 | 0.91565 | 633 | 1900-01-02 12:15 | 1899-12-31 03:14 | 1.1546 | 73.2924 | 0.9925 | 633 | 15 | 18 | 0.98173 | 1.0714 | 11772 | -0.06325 | -0.083192 | 0.036394 | 0.039448 | 0.035729 | 0.053672 | 0.053223 | -0.13203 | -0.091396 | -0.06325 | -0.035105 | 0.0055331 | -0.1514 | -0.1111 | -0.083192 | -0.055282 | -0.014984
Residential | 50 | Average Event Day | Per Ton | 24 | Residential¦50¦Average Event Day¦Per Ton¦24 | 3.5136 | 1.1345 | 0.31059 | 73.1073 | 0.26059 | 633 | 1900-01-02 12:15 | 1899-12-31 03:14 | 0.32859 | 73.2924 | 0.28246 | 633 | 15 | 18 | 0.98173 | 0.30492 | 11772 | -0.018001 | -0.023676 | 0.010357 | 0.011227 | 0.010168 | 0.015275 | 0.015147 | -0.037576 | -0.026011 | -0.018001 | -0.0099906 | 0.0015747 | -0.043088 | -0.031619 | -0.023676 | -0.015733 | -0.0042644
Residential | 100 | Average Event Day | Per Device | 24 | Residential¦100¦Average Event Day¦Per Device¦24 | 3.6783 | 1.1767 | 0.91271 | 73.0386 | 0.87798 | 631 | 1900-01-02 16:17 | 1899-12-31 04:12 | 0.96404 | 72.9489 | 0.95468 | 636 | 15 | 18 | 0.93148 | 0.85017 | 10623 | -0.051335 | -0.11387 | 0.034952 | 0.037856 | 0.032557 | 0.051523 | 0.04993 | -0.11737 | -0.078354 | -0.051335 | -0.024316 | 0.014695 | -0.17786 | -0.14006 | -0.11387 | -0.087691 | -0.049887
Residential | 100 | Average Event Day | Per Ton | 24 | Residential¦100¦Average Event Day¦Per Ton¦24 | 3.6783 | 1.1767 | 0.25148 | 73.0386 | 0.24191 | 631 | 1900-01-02 16:17 | 1899-12-31 04:12 | 0.26563 | 72.9489 | 0.26305 | 636 | 15 | 18 | 0.93148 | 0.23425 | 10623 | -0.014145 | -0.031377 | 0.0096305 | 0.010431 | 0.0089706 | 0.014197 | 0.013758 | -0.032338 | -0.02159 | -0.014145 | -0.0067001 | 0.0040489 | -0.049008 | -0.038591 | -0.031377 | -0.024162 | -0.013746
All | All | Average Event Day | Per Device | 100 | All¦All¦Average Event Day¦Per Device¦100 | 3.6083 | 1.3671 | 2.5023 | 85.141 | 5.237 | 2664 | 1900-01-02 14:34 | 1899-12-31 08:47 | 2.0756 | 85.1989 | 4.9882 | 2672 | 15 | 18 | 0.98323 | 2.4603 | 27058 | 0.42668 | 0.38473 | 0.10146 | 0.0965 | 0.099764 | 0.14003 | 0.1388 | 0.24723 | 0.35325 | 0.42668 | 0.50011 | 0.60613 | 0.20685 | 0.31194 | 0.38473 | 0.45752 | 0.56261
All | All | Average Event Day | Per Ton | 100 | All¦All¦Average Event Day¦Per Ton¦100 | 3.6083 | 1.3671 | 0.68349 | 85.141 | 1.4305 | 2664 | 1900-01-02 14:34 | 1899-12-31 08:47 | 0.56694 | 85.1989 | 1.3625 | 2672 | 15 | 18 | 0.98323 | 0.67203 | 27058 | 0.11655 | 0.10509 | 0.027715 | 0.026359 | 0.02725 | 0.038248 | 0.037913 | 0.06753 | 0.09649 | 0.11655 | 0.1366 | 0.16556 | 0.056501 | 0.085207 | 0.10509 | 0.12497 | 0.15368
Non-Residential | All | Average Event Day | Per Device | 100 | Non-Residential¦All¦Average Event Day¦Per Device¦100 | 3.6848 | 2.352 | 3.9035 | 84.1052 | 6.6069 | 1400 | 1900-01-02 16:24 | 1900-01-01 08:21 | 3.6351 | 84.0594 | 6.3228 | 1403 | 15 | 18 | 1.0057 | 3.9256 | 4663 | 0.26834 | 0.29046 | 0.17658 | 0.1688 | 0.17758 | 0.24428 | 0.24501 | -0.044716 | 0.14024 | 0.26834 | 0.39644 | 0.5814 | -0.023524 | 0.16198 | 0.29046 | 0.41894 | 0.60445
Non-Residential | All | Average Event Day | Per Ton | 100 | Non-Residential¦All¦Average Event Day¦Per Ton¦100 | 3.6848 | 2.352 | 1.0059 | 84.1052 | 1.7025 | 1400 | 1900-01-02 16:24 | 1900-01-01 08:21 | 0.93672 | 84.0594 | 1.6293 | 1403 | 15 | 18 | 1.0057 | 1.0116 | 4663 | 0.069149 | 0.074849 | 0.045501 | 0.043498 | 0.045759 | 0.062948 | 0.063135 | -0.011523 | 0.036138 | 0.069149 | 0.10216 | 0.14982 | -0.0060619 | 0.041741 | 0.074849 | 0.10796 | 0.15576
Non-Residential | 30 | Average Event Day | Per Device | 100 | Non-Residential¦30¦Average Event Day¦Per Device¦100 | 3.7443 | 2.5696 | 4.0543 | 84.7212 | 6.8866 | 709 | 1900-01-02 17:40 | 1900-01-01 13:34 | 3.9155 | 84.5972 | 7.0692 | 709 | 15 | 18 | 1.007 | 4.0826 | 1336 | 0.13882 | 0.16709 | 0.25863 | 0.26549 | 0.26044 | 0.37064 | 0.3719 | -0.33618 | -0.055548 | 0.13882 | 0.33318 | 0.61381 | -0.30952 | -0.027938 | 0.16709 | 0.36211 | 0.6437
Non-Residential | 30 | Average Event Day | Per Ton | 100 | Non-Residential¦30¦Average Event Day¦Per Ton¦100 | 3.7443 | 2.5696 | 1.0435 | 84.7212 | 1.7724 | 709 | 1900-01-02 17:40 | 1900-01-01 13:34 | 1.0077 | 84.5972 | 1.8194 | 709 | 15 | 18 | 1.007 | 1.0507 | 1336 | 0.035727 | 0.043003 | 0.066564 | 0.068329 | 0.067028 | 0.095392 | 0.095716 | -0.086522 | -0.014296 | 0.035727 | 0.085751 | 0.15798 | -0.079662 | -0.0071903 | 0.043003 | 0.093197 | 0.16567
Non-Residential | 50 | Average Event Day | Per Device | 100 | Non-Residential¦50¦Average Event Day¦Per Device¦100 | 3.6594 | 2.2591 | 3.8096 | 83.842 | 6.3207 | 691 | 1900-01-02 15:52 | 1900-01-01 06:07 | 3.4766 | 83.8306 | 5.6883 | 694 | 15 | 18 | 1.0053 | 3.8299 | 3327 | 0.33298 | 0.35327 | 0.24045 | 0.21592 | 0.24173 | 0.32317 | 0.32412 | -0.081178 | 0.16351 | 0.33298 | 0.50245 | 0.74714 | -0.062111 | 0.1833 | 0.35327 | 0.52324 | 0.76865
Non-Residential | 50 | Average Event Day | Per Ton | 100 | Non-Residential¦50¦Average Event Day¦Per Ton¦100 | 3.6594 | 2.2591 | 0.98227 | 83.842 | 1.6298 | 691 | 1900-01-02 15:52 | 1900-01-01 06:07 | 0.89642 | 83.8306 | 1.4667 | 694 | 15 | 18 | 1.0053 | 0.9875 | 3327 | 0.085857 | 0.091089 | 0.061999 | 0.055674 | 0.062329 | 0.083327 | 0.083573 | -0.020931 | 0.04216 | 0.085857 | 0.12955 | 0.19265 | -0.016015 | 0.047263 | 0.091089 | 0.13491 | 0.19819
Residential | All | Average Event Day | Per Device | 100 | Residential¦All¦Average Event Day¦Per Device¦100 | 3.5918 | 1.1545 | 1.8861 | 85.3645 | 1.5405 | 1264 | 1900-01-02 14:10 | 1899-12-31 03:42 | 1.3948 | 85.4446 | 1.1711 | 1269 | 15 | 18 | 0.95967 | 1.81 | 22395 | 0.49129 | 0.41523 | 0.04333 | 0.032875 | 0.041583 | 0.05439 | 0.053008 | 0.42159 | 0.46277 | 0.49129 | 0.51981 | 0.561 | 0.3473 | 0.38744 | 0.41523 | 0.44303 | 0.48317
Residential | All | Average Event Day | Per Ton | 100 | Residential¦All¦Average Event Day¦Per Ton¦100 | 3.5918 | 1.1545 | 0.5283 | 85.3645 | 0.4315 | 1264 | 1900-01-02 14:10 | 1899-12-31 03:42 | 0.39069 | 85.4446 | 0.32802 | 1269 | 15 | 18 | 0.95967 | 0.50699 | 22395 | 0.13761 | 0.11631 | 0.012137 | 0.0092082 | 0.011647 | 0.015235 | 0.014848 | 0.11809 | 0.12962 | 0.13761 | 0.1456 | 0.15714 | 0.09728 | 0.10852 | 0.11631 | 0.12409 | 0.13534
Residential | 50 | Average Event Day | Per Device | 100 | Residential¦50¦Average Event Day¦Per Device¦100 | 3.5136 | 1.1345 | 2.1672 | 85.8417 | 1.6083 | 633 | 1900-01-02 12:15 | 1899-12-31 03:14 | 1.7614 | 86.0214 | 1.3056 | 633 | 15 | 18 | 0.98173 | 2.1276 | 11772 | 0.40577 | 0.36617 | 0.063923 | 0.051895 | 0.062755 | 0.082336 | 0.081433 | 0.30025 | 0.36259 | 0.40577 | 0.44895 | 0.51129 | 0.26181 | 0.32347 | 0.36617 | 0.40887 | 0.47053
Residential | 50 | Average Event Day | Per Ton | 100 | Residential¦50¦Average Event Day¦Per Ton¦100 | 3.5136 | 1.1345 | 0.61677 | 85.8417 | 0.4577 | 633 | 1900-01-02 12:15 | 1899-12-31 03:14 | 0.50129 | 86.0214 | 0.37158 | 633 | 15 | 18 | 0.98173 | 0.6055 | 11772 | 0.11548 | 0.10421 | 0.018192 | 0.014769 | 0.01786 | 0.023432 | 0.023175 | 0.085449 | 0.10319 | 0.11548 | 0.12777 | 0.14551 | 0.074509 | 0.092056 | 0.10421 | 0.11636 | 0.13391
Residential | 100 | Average Event Day | Per Device | 100 | Residential¦100¦Average Event Day¦Per Device¦100 | 3.6783 | 1.1767 | 1.5913 | 84.8363 | 1.4316 | 631 | 1900-01-02 16:17 | 1899-12-31 04:12 | 1.0129 | 84.8109 | 0.90404 | 636 | 15 | 18 | 0.93148 | 1.4823 | 10623 | 0.57837 | 0.46933 | 0.056991 | 0.035847 | 0.053086 | 0.067327 | 0.064056 | 0.49209 | 0.54307 | 0.57837 | 0.61368 | 0.66466 | 0.38724 | 0.43574 | 0.46933 | 0.50293 | 0.55143
Residential | 100 | Average Event Day | Per Ton | 100 | Residential¦100¦Average Event Day¦Per Ton¦100 | 3.6783 | 1.1767 | 0.43846 | 84.8363 | 0.39446 | 631 | 1900-01-02 16:17 | 1899-12-31 04:12 | 0.2791 | 84.8109 | 0.2491 | 636 | 15 | 18 | 0.93148 | 0.40842 | 10623 | 0.15936 | 0.12932 | 0.015703 | 0.0098773 | 0.014627 | 0.018551 | 0.01765 | 0.13559 | 0.14963 | 0.15936 | 0.16909 | 0.18314 | 0.1067 | 0.12006 | 0.12932 | 0.13857 | 0.15194
All | All | 2014-07-29 | Per Device | 1 | All¦All¦41849¦Per Device¦1 | 3.5996 | 1.3687 | 0.9912 | 70.4845 | 2.7695 | 1362 | 1900-01-02 14:54 | 1899-12-31 08:36 | 0.92517 | 70.6773 | 2.1945 | 1344 | 16 | 19 | 1.0047 | 0.99586 | 27058 | 0.06603 | 0.070692 | 0.075045 | 0.059861 | 0.075397 | 0.095995 | 0.096271 | -0.056992 | 0.01569 | 0.06603 | 0.11637 | 0.18905 | -0.052684 | 0.020207 | 0.070692 | 0.12118 | 0.19407
All | All | 2014-07-29 | Per Ton | 1 | All¦All¦41849¦Per Ton¦1 | 3.5996 | 1.3687 | 0.27074 | 70.4845 | 0.7565 | 1362 | 1900-01-02 14:54 | 1899-12-31 08:36 | 0.25271 | 70.6773 | 0.59944 | 1344 | 16 | 19 | 1.0047 | 0.27202 | 27058 | 0.018036 | 0.01931 | 0.020498 | 0.016351 | 0.020595 | 0.026221 | 0.026296 | -0.015567 | 0.0042858 | 0.018036 | 0.031786 | 0.051639 | -0.014391 | 0.0055197 | 0.01931 | 0.033099 | 0.05301
Non-Residential | All | 2014-07-29 | Per Device | 1 | Non-Residential¦All¦41849¦Per Device¦1 | 3.7202 | 2.3863 | 1.5213 | 70.773 | 3.6532 | 712 | 1900-01-02 16:12 | 1900-01-01 06:57 | 1.3208 | 70.8853 | 2.8096 | 711 | 16 | 19 | 0.91192 | 1.3873 | 4663 | 0.20057 | 0.066582 | 0.13691 | 0.10537 | 0.12485 | 0.17276 | 0.16337 | -0.020832 | 0.10998 | 0.20057 | 0.29117 | 0.42198 | -0.14279 | -0.019091 | 0.066582 | 0.15225 | 0.27595
Non-Residential | All | 2014-07-29 | Per Ton | 1 | Non-Residential¦All¦41849¦Per Ton¦1 | 3.7202 | 2.3863 | 0.39203 | 70.773 | 0.94139 | 712 | 1900-01-02 16:12 | 1900-01-01 06:57 | 0.34034 | 70.8853 | 0.72401 | 711 | 16 | 19 | 0.91192 | 0.3575 | 4663 | 0.051685 | 0.017157 | 0.03528 | 0.027152 | 0.032173 | 0.044519 | 0.042099 | -0.0053681 | 0.028339 | 0.051685 | 0.075031 | 0.10874 | -0.036795 | -0.0049196 | 0.017157 | 0.039234 | 0.071109
Non-Residential | 30 | 2014-07-29 | Per Device | 1 | Non-Residential¦30¦41849¦Per Device¦1 | 3.687 | 2.5143 | 1.3936 | 70.7303 | 2.8696 | 359 | 1900-01-02 19:24 | 1900-01-01 13:45 | 1.5427 | 70.6301 | 3.2692 | 356 | 16 | 19 | 1.0567 | 1.4725 | 1336 | -0.14909 | -0.070117 | 0.15145 | 0.17327 | 0.16004 | 0.23013 | 0.23587 | -0.44402 | -0.26977 | -0.14909 | -0.028413 | 0.14583 | -0.3724 | -0.19381 | -0.070117 | 0.053573 | 0.23216
Non-Residential | 30 | 2014-07-29 | Per Ton | 1 | Non-Residential¦30¦41849¦Per Ton¦1 | 3.687 | 2.5143 | 0.35866 | 70.7303 | 0.73856 | 359 | 1900-01-02 19:24 | 1900-01-01 13:45 | 0.39703 | 70.6301 | 0.8414 | 356 | 16 | 19 | 1.0567 | 0.37898 | 1336 | -0.038372 | -0.018046 | 0.03898 | 0.044594 | 0.041189 | 0.059229 | 0.060705 | -0.11428 | -0.069432 | -0.038372 | -0.0073126 | 0.037533 | -0.095843 | -0.04988 | -0.018046 | 0.013788 | 0.059751
Non-Residential | 50 | 2014-07-29 | Per Device | 1 | Non-Residential¦50¦41849¦Per Device¦1 | 3.7342 | 2.332 | 1.582 | 70.7911 | 4.0368 | 353 | 1900-01-02 14:51 | 1900-01-01 04:08 | 1.205 | 70.9918 | 2.4297 | 355 | 16 | 19 | 0.84141 | 1.3311 | 3327 | 0.37701 | 0.12611 | 0.21486 | 0.12895 | 0.18078 | 0.25059 | 0.22206 | 0.05587 | 0.2456 | 0.37701 | 0.50842 | 0.69815 | -0.15847 | 0.0096644 | 0.12611 | 0.24256 | 0.4107
Non-Residential | 50 | 2014-07-29 | Per Ton | 1 | Non-Residential¦50¦41849¦Per Ton¦1 | 3.7342 | 2.332 | 0.4079 | 70.7911 | 1.0409 | 353 | 1900-01-02 14:51 | 1900-01-01 04:08 | 0.3107 | 70.9918 | 0.62648 | 355 | 16 | 19 | 0.84141 | 0.34321 | 3327 | 0.097209 | 0.032518 | 0.0554 | 0.03325 | 0.046614 | 0.064612 | 0.057257 | 0.014406 | 0.063327 | 0.097209 | 0.13109 | 0.18001 | -0.04086 | 0.0024919 | 0.032518 | 0.062543 | 0.1059
Residential | All | 2014-07-29 | Per Device | 1 | Residential¦All¦41849¦Per Device¦1 | 3.5737 | 1.151 | 0.7612 | 70.4228 | 0.76426 | 650 | 1900-01-02 14:37 | 1899-12-31 03:41 | 0.74363 | 70.6316 | 0.74911 | 633 | 16 | 19 | 1.0946 | 0.83324 | 22395 | 0.017575 | 0.089616 | 0.029977 | 0.029775 | 0.032814 | 0.042251 | 0.044309 | -0.036571 | -0.004581 | 0.017575 | 0.039732 | 0.071722 | 0.032832 | 0.066381 | 0.089616 | 0.11285 | 0.1464
Residential | All | 2014-07-29 | Per Ton | 1 | Residential¦All¦41849¦Per Ton¦1 | 3.5737 | 1.151 | 0.21321 | 70.4228 | 0.21407 | 650 | 1900-01-02 14:37 | 1899-12-31 03:41 | 0.20829 | 70.6316 | 0.20983 | 633 | 16 | 19 | 1.0946 | 0.23339 | 22395 | 0.0049229 | 0.025102 | 0.0083965 | 0.0083399 | 0.0091912 | 0.011834 | 0.012411 | -0.010244 | -0.0012831 | 0.0049229 | 0.011129 | 0.020089 | 0.0091963 | 0.018593 | 0.025102 | 0.03161 | 0.041007
Residential | 50 | 2014-07-29 | Per Device | 1 | Residential¦50¦41849¦Per Device¦1 | 3.433 | 1.1285 | 0.815 | 70.5415 | 0.75965 | 320 | 1900-01-02 13:55 | 1899-12-31 03:21 | 0.85529 | 70.6896 | 0.88188 | 322 | 16 | 19 | 1.2228 | 0.99659 | 11772 | -0.04029 | 0.1413 | 0.042466 | 0.049145 | 0.051928 | 0.064951 | 0.071496 | -0.12353 | -0.07435 | -0.04029 | -0.0062299 | 0.042948 | 0.049674 | 0.10381 | 0.1413 | 0.17879 | 0.23293
Residential | 50 | 2014-07-29 | Per Ton | 1 | Residential¦50¦41849¦Per Ton¦1 | 3.433 | 1.1285 | 0.23194 | 70.5415 | 0.21619 | 320 | 1900-01-02 13:55 | 1899-12-31 03:21 | 0.24341 | 70.6896 | 0.25098 | 322 | 16 | 19 | 1.2228 | 0.28362 | 11772 | -0.011466 | 0.040213 | 0.012085 | 0.013986 | 0.014778 | 0.018485 | 0.020347 | -0.035155 | -0.02116 | -0.011466 | -0.001773 | 0.012223 | 0.014137 | 0.029543 | 0.040213 | 0.050883 | 0.066289
Residential | 100 | 2014-07-29 | Per Device | 1 | Residential¦100¦41849¦Per Device¦1 | 3.7245 | 1.1752 | 0.70592 | 70.2956 | 0.76711 | 330 | 1900-01-02 15:25 | 1899-12-31 04:04 | 0.62344 | 70.5652 | 0.56788 | 311 | 16 | 19 | 0.9225 | 0.65121 | 10623 | 0.082483 | 0.027775 | 0.042228 | 0.032202 | 0.038955 | 0.053105 | 0.050542 | 0.014427 | 0.054635 | 0.082483 | 0.11033 | 0.15054 | -0.036996 | 0.0012713 | 0.027775 | 0.054279 | 0.092547
Residential | 100 | 2014-07-29 | Per Ton | 1 | Residential¦100¦41849¦Per Ton¦1 | 3.7245 | 1.1752 | 0.19451 | 70.2956 | 0.21137 | 330 | 1900-01-02 15:25 | 1899-12-31 04:04 | 0.17178 | 70.5652 | 0.15647 | 311 | 16 | 19 | 0.9225 | 0.17943 | 10623 | 0.022727 | 0.0076532 | 0.011635 | 0.0088728 | 0.010734 | 0.014632 | 0.013926 | 0.0039751 | 0.015054 | 0.022727 | 0.0304 | 0.041479 | -0.010194 | 0.0003503 | 0.0076532 | 0.014956 | 0.0255
All | All | 2014-07-29 | Per Device | 2 | All¦All¦41849¦Per Device¦2 | 3.5996 | 1.3687 | 0.90008 | 70.0602 | 2.6646 | 1362 | 1900-01-02 14:54 | 1899-12-31 08:36 | 0.81726 | 70.1462 | 1.9741 | 1344 | 16 | 19 | 1.0047 | 0.90431 | 27058 | 0.082824 | 0.087057 | 0.072202 | 0.053848 | 0.072542 | 0.090071 | 0.090343 | -0.032607 | 0.03559 | 0.082824 | 0.13006 | 0.19825 | -0.028722 | 0.039681 | 0.087057 | 0.13443 | 0.20284
All | All | 2014-07-29 | Per Ton | 2 | All¦All¦41849¦Per Ton¦2 | 3.5996 | 1.3687 | 0.24586 | 70.0602 | 0.72785 | 1362 | 1900-01-02 14:54 | 1899-12-31 08:36 | 0.22323 | 70.1462 | 0.53922 | 1344 | 16 | 19 | 1.0047 | 0.24701 | 27058 | 0.022623 | 0.02378 | 0.019722 | 0.014708 | 0.019815 | 0.024603 | 0.024677 | -0.0089065 | 0.0097215 | 0.022623 | 0.035525 | 0.054153 | -0.0078455 | 0.010839 | 0.02378 | 0.03672 | 0.055405
Non-Residential | All | 2014-07-29 | Per Device | 2 | Non-Residential¦All¦41849¦Per Device¦2 | 3.7202 | 2.3863 | 1.4481 | 70.4036 | 3.527 | 712 | 1900-01-02 16:12 | 1900-01-01 06:57 | 1.2276 | 70.5602 | 2.5228 | 711 | 16 | 19 | 0.91192 | 1.3206 | 4663 | 0.22054 | 0.093 | 0.13218 | 0.094611 | 0.12054 | 0.16255 | 0.15323 | 0.012225 | 0.1353 | 0.22054 | 0.30579 | 0.42886 | -0.10338 | 0.012644 | 0.093 | 0.17336 | 0.28938
Non-Residential | All | 2014-07-29 | Per Ton | 2 | Non-Residential¦All¦41849¦Per Ton¦2 | 3.7202 | 2.3863 | 0.37316 | 70.4036 | 0.90887 | 712 | 1900-01-02 16:12 | 1900-01-01 06:57 | 0.31633 | 70.5602 | 0.65008 | 711 | 16 | 19 | 0.91192 | 0.34029 | 4663 | 0.056831 | 0.023965 | 0.034061 | 0.02438 | 0.031061 | 0.041888 | 0.039487 | 0.0031502 | 0.034865 | 0.056831 | 0.078797 | 0.11051 | -0.026639 | 0.0032582 | 0.023965 | 0.044672 | 0.074569
Non-Residential | 30 | 2014-07-29 | Per Device | 2 | Non-Residential¦30¦41849¦Per Device¦2 | 3.687 | 2.5143 | 1.3128 | 70.3069 | 2.5716 | 359 | 1900-01-02 19:24 | 1900-01-01 13:45 | 1.4695 | 70.3201 | 3.135 | 356 | 16 | 19 | 1.0567 | 1.3872 | 1336 | -0.15671 | -0.082309 | 0.13572 | 0.16616 | 0.14342 | 0.21454 | 0.21949 | -0.43166 | -0.26922 | -0.15671 | -0.044202 | 0.11824 | -0.3636 | -0.19741 | -0.082309 | 0.032792 | 0.19898
Non-Residential | 30 | 2014-07-29 | Per Ton | 2 | Non-Residential¦30¦41849¦Per Ton¦2 | 3.687 | 2.5143 | 0.33787 | 70.3069 | 0.66185 | 359 | 1900-01-02 19:24 | 1900-01-01 13:45 | 0.3782 | 70.3201 | 0.80686 | 356 | 16 | 19 | 1.0567 | 0.35702 | 1336 | -0.040332 | -0.021184 | 0.034931 | 0.042764 | 0.036911 | 0.055217 | 0.05649 | -0.1111 | -0.069288 | -0.040332 | -0.011376 | 0.030431 | -0.093579 | -0.050807 | -0.021184 | 0.0084395 | 0.051211
Non-Residential | 50 | 2014-07-29 | Per Device | 2 | Non-Residential¦50¦41849¦Per Device¦2 | 3.7342 | 2.332 | 1.5129 | 70.4446 | 3.9822 | 353 | 1900-01-02 14:51 | 1900-01-01 04:08 | 1.1018 | 70.6603 | 1.9949 | 355 | 16 | 19 | 0.84141 | 1.273 | 3327 | 0.41107 | 0.17113 | 0.21195 | 0.10588 | 0.17834 | 0.23692 | 0.2074 | 0.10744 | 0.28683 | 0.41107 | 0.53531 | 0.7147 | -0.094663 | 0.062369 | 0.17113 | 0.27989 | 0.43692
Non-Residential | 50 | 2014-07-29 | Per Ton | 2 | Non-Residential¦50¦41849¦Per Ton¦2 | 3.7342 | 2.332 | 0.39009 | 70.4446 | 1.0268 | 353 | 1900-01-02 14:51 | 1900-01-01 04:08 | 0.2841 | 70.6603 | 0.51436 | 355 | 16 | 19 | 0.84141 | 0.32823 | 3327 | 0.10599 | 0.044124 | 0.05465 | 0.0273 | 0.045983 | 0.061089 | 0.053476 | 0.027702 | 0.073956 | 0.10599 | 0.13803 | 0.18428 | -0.024408 | 0.016081 | 0.044124 | 0.072167 | 0.11266
Residential | All | 2014-07-29 | Per Device | 2 | Residential¦All¦41849¦Per Device¦2 | 3.5737 | 1.151 | 0.6629 | 69.9867 | 0.66216 | 650 | 1900-01-02 14:37 | 1899-12-31 03:41 | 0.63031 | 70.0552 | 0.63287 | 633 | 16 | 19 | 1.0946 | 0.72564 | 22395 | 0.032595 | 0.095332 | 0.025972 | 0.025154 | 0.02843 | 0.036156 | 0.037961 | -0.013742 | 0.013634 | 0.032595 | 0.051555 | 0.078931 | 0.046684 | 0.075426 | 0.095332 | 0.11524 | 0.14398
Residential | All | 2014-07-29 | Per Ton | 2 | Residential¦All¦41849¦Per Ton¦2 | 3.5737 | 1.151 | 0.18568 | 69.9867 | 0.18547 | 650 | 1900-01-02 14:37 | 1899-12-31 03:41 | 0.17655 | 70.0552 | 0.17727 | 633 | 16 | 19 | 1.0946 | 0.20325 | 22395 | 0.0091298 | 0.026703 | 0.0072748 | 0.0070458 | 0.0079633 | 0.010127 | 0.010633 | -0.003849 | 0.003819 | 0.0091298 | 0.014441 | 0.022109 | 0.013076 | 0.021127 | 0.026703 | 0.032279 | 0.040329
Residential | 50 | 2014-07-29 | Per Device | 2 | Residential¦50¦41849¦Per Device¦2 | 3.433 | 1.1285 | 0.69953 | 70.0811 | 0.66855 | 320 | 1900-01-02 13:55 | 1899-12-31 03:21 | 0.72123 | 70.0126 | 0.73046 | 322 | 16 | 19 | 1.2228 | 0.85539 | 11772 | -0.0217 | 0.13416 | 0.037373 | 0.040707 | 0.0457 | 0.055261 | 0.061201 | -0.09252 | -0.050678 | -0.0217 | 0.0072795 | 0.04912 | 0.055731 | 0.10207 | 0.13416 | 0.16626 | 0.2126
Residential | 50 | 2014-07-29 | Per Ton | 2 | Residential¦50¦41849¦Per Ton¦2 | 3.433 | 1.1285 | 0.19908 | 70.0811 | 0.19027 | 320 | 1900-01-02 13:55 | 1899-12-31 03:21 | 0.20526 | 70.0126 | 0.20788 | 322 | 16 | 19 | 1.2228 | 0.24344 | 11772 | -0.0061755 | 0.038182 | 0.010636 | 0.011585 | 0.013006 | 0.015727 | 0.017417 | -0.02633 | -0.014423 | -0.0061755 | 0.0020717 | 0.013979 | 0.015861 | 0.029048 | 0.038182 | 0.047316 | 0.060503
Residential | 100 | 2014-07-29 | Per Device | 2 | Residential¦100¦41849¦Per Device¦2 | 3.7245 | 1.1752 | 0.62514 | 69.8857 | 0.65532 | 330 | 1900-01-02 15:25 | 1899-12-31 04:04 | 0.53247 | 70.1038 | 0.50337 | 311 | 16 | 19 | 0.9225 | 0.57669 | 10623 | 0.092665 | 0.044217 | 0.036074 | 0.028544 | 0.033279 | 0.046001 | 0.043843 | 0.033712 | 0.068542 | 0.092665 | 0.11679 | 0.15162 | -0.011969 | 0.021226 | 0.044217 | 0.067209 | 0.1004
Residential | 100 | 2014-07-29 | Per Ton | 2 | Residential¦100¦41849¦Per Ton¦2 | 3.7245 | 1.1752 | 0.17225 | 69.8857 | 0.18056 | 330 | 1900-01-02 15:25 | 1899-12-31 04:04 | 0.14672 | 70.1038 | 0.1387 | 311 | 16 | 19 | 0.9225 | 0.1589 | 10623 | 0.025532 | 0.012184 | 0.0099398 | 0.0078649 | 0.0091694 | 0.012675 | 0.01208 | 0.0092889 | 0.018886 | 0.025532 | 0.032179 | 0.041776 | -0.003298 | 0.0058486 | 0.012184 | 0.018519 | 0.027665
All | All | 2014-07-29 | Per Device | 3 | All¦All¦41849¦Per Device¦3 | 3.5996 | 1.3687 | 0.843 | 69.3838 | 2.5951 | 1362 | 1900-01-02 14:54 | 1899-12-31 08:36 | 0.75612 | 69.4908 | 1.9429 | 1344 | 16 | 19 | 1.0047 | 0.84696 | 27058 | 0.086878 | 0.090843 | 0.070318 | 0.052997 | 0.070648 | 0.088053 | 0.088317 | -0.025966 | 0.040703 | 0.086878 | 0.13305 | 0.19972 | -0.02234 | 0.044529 | 0.090843 | 0.13716 | 0.20403
All | All | 2014-07-29 | Per Ton | 3 | All¦All¦41849¦Per Ton¦3 | 3.5996 | 1.3687 | 0.23026 | 69.3838 | 0.70885 | 1362 | 1900-01-02 14:54 | 1899-12-31 08:36 | 0.20653 | 69.4908 | 0.53071 | 1344 | 16 | 19 | 1.0047 | 0.23135 | 27058 | 0.023731 | 0.024814 | 0.019207 | 0.014476 | 0.019298 | 0.024052 | 0.024124 | -0.0070927 | 0.011118 | 0.023731 | 0.036343 | 0.054554 | -0.0061022 | 0.012163 | 0.024814 | 0.037464 | 0.05573
Non-Residential | All | 2014-07-29 | Per Device | 3 | Non-Residential¦All¦41849¦Per Device¦3 | 3.7202 | 2.3863 | 1.4036 | 69.7335 | 3.4378 | 712 | 1900-01-02 16:12 | 1900-01-01 06:57 | 1.184 | 69.8771 | 2.4999 | 711 | 16 | 19 | 0.91192 | 1.28 | 4663 | 0.21954 | 0.095914 | 0.12884 | 0.093755 | 0.11749 | 0.15934 | 0.15031 | 0.015332 | 0.13598 | 0.21954 | 0.30309 | 0.42374 | -0.09672 | 0.01709 | 0.095914 | 0.17474 | 0.28855
Non-Residential | All | 2014-07-29 | Per Ton | 3 | Non-Residential¦All¦41849¦Per Ton¦3 | 3.7202 | 2.3863 | 0.36168 | 69.7335 | 0.88589 | 712 | 1900-01-02 16:12 | 1900-01-01 06:57 | 0.30511 | 69.8771 | 0.6442 | 711 | 16 | 19 | 0.91192 | 0.32983 | 4663 | 0.056571 | 0.024716 | 0.0332 | 0.02416 | 0.030276 | 0.04106 | 0.038734 | 0.0039509 | 0.03504 | 0.056571 | 0.078103 | 0.10919 | -0.024924 | 0.0044039 | 0.024716 | 0.045028 | 0.074355
Non-Residential | 30 | 2014-07-29 | Per Device | 3 | Non-Residential¦30¦41849¦Per Device¦3 | 3.687 | 2.5143 | 1.2671 | 69.7044 | 2.4986 | 359 | 1900-01-02 19:24 | 1900-01-01 13:45 | 1.4283 | 69.6654 | 3.1533 | 356 | 16 | 19 | 1.0567 | 1.339 | 1336 | -0.1612 | -0.089382 | 0.13187 | 0.16712 | 0.13934 | 0.21288 | 0.21759 | -0.43402 | -0.27283 | -0.1612 | -0.049558 | 0.11163 | -0.36824 | -0.20349 | -0.089382 | 0.024723 | 0.18947
Non-Residential | 30 | 2014-07-29 | Per Ton | 3 | Non-Residential¦30¦41849¦Per Ton¦3 | 3.687 | 2.5143 | 0.32612 | 69.7044 | 0.64306 | 359 | 1900-01-02 19:24 | 1900-01-01 13:45 | 0.36761 | 69.6654 | 0.81155 | 356 | 16 | 19 | 1.0567 | 0.34461 | 1336 | -0.041487 | -0.023004 | 0.033939 | 0.043012 | 0.035863 | 0.05479 | 0.056002 | -0.1117 | -0.070218 | -0.041487 | -0.012755 | 0.028729 | -0.094773 | -0.052372 | -0.023004 | 0.0063631 | 0.048765
Non-Residential | 50 | 2014-07-29 | Per Device | 3 | Non-Residential¦50¦41849¦Per Device¦3 | 3.7342 | 2.332 | 1.4691 | 69.7458 | 3.8848 | 353 | 1900-01-02 14:51 | 1900-01-01 04:08 | 1.0572 | 69.9654 | 1.9307 | 355 | 16 | 19 | 0.84141 | 1.2361 | 3327 | 0.41188 | 0.17889 | 0.20677 | 0.10247 | 0.17397 | 0.23076 | 0.20191 | 0.11615 | 0.29087 | 0.41188 | 0.5329 | 0.70762 | -0.079865 | 0.07301 | 0.17889 | 0.28477 | 0.43765
Non-Residential | 50 | 2014-07-29 | Per Ton | 3 | Non-Residential¦50¦41849¦Per Ton¦3 | 3.7342 | 2.332 | 0.3788 | 69.7458 | 1.0017 | 353 | 1900-01-02 14:51 | 1900-01-01 04:08 | 0.2726 | 69.9654 | 0.49781 | 355 | 16 | 19 | 0.84141 | 0.31872 | 3327 | 0.1062 | 0.046126 | 0.053313 | 0.026421 | 0.044858 | 0.059501 | 0.052061 | 0.029948 | 0.074999 | 0.1062 | 0.1374 | 0.18246 | -0.020593 | 0.018825 | 0.046126 | 0.073427 | 0.11284
Residential | All | 2014-07-29 | Per Device | 3 | Residential¦All¦41849¦Per Device¦3 | 3.5737 | 1.151 | 0.60076 | 69.309 | 0.61248 | 650 | 1900-01-02 14:37 | 1899-12-31 03:41 | 0.56207 | 69.4058 | 0.55467 | 633 | 16 | 19 | 1.0946 | 0.65762 | 22395 | 0.038694 | 0.09555 | 0.024023 | 0.022046 | 0.026297 | 0.032606 | 0.034316 | -0.0030926 | 0.021595 | 0.038694 | 0.055792 | 0.08048 | 0.051573 | 0.077555 | 0.09555 | 0.11355 | 0.13953
Residential | All | 2014-07-29 | Per Ton | 3 | Residential¦All¦41849¦Per Ton¦3 | 3.5737 | 1.151 | 0.16827 | 69.309 | 0.17156 | 650 | 1900-01-02 14:37 | 1899-12-31 03:41 | 0.15744 | 69.4058 | 0.15536 | 633 | 16 | 19 | 1.0946 | 0.1842 | 22395 | 0.010838 | 0.026764 | 0.006729 | 0.0061752 | 0.0073658 | 0.009133 | 0.0096119 | -0.0008662 | 0.0060488 | 0.010838 | 0.015627 | 0.022543 | 0.014446 | 0.021723 | 0.026764 | 0.031804 | 0.039082
Residential | 50 | 2014-07-29 | Per Device | 3 | Residential¦50¦41849¦Per Device¦3 | 3.433 | 1.1285 | 0.63408 | 69.4217 | 0.62242 | 320 | 1900-01-02 13:55 | 1899-12-31 03:21 | 0.61329 | 69.4007 | 0.57153 | 322 | 16 | 19 | 1.2228 | 0.77536 | 11772 | 0.020793 | 0.16207 | 0.034794 | 0.03185 | 0.042547 | 0.047171 | 0.053148 | -0.039659 | -0.0039437 | 0.020793 | 0.045529 | 0.081244 | 0.093962 | 0.1342 | 0.16207 | 0.18994 | 0.23018
Residential | 50 | 2014-07-29 | Per Ton | 3 | Residential¦50¦41849¦Per Ton¦3 | 3.433 | 1.1285 | 0.18046 | 69.4217 | 0.17714 | 320 | 1900-01-02 13:55 | 1899-12-31 03:21 | 0.17454 | 69.4007 | 0.16265 | 322 | 16 | 19 | 1.2228 | 0.22066 | 11772 | 0.0059174 | 0.046125 | 0.0099022 | 0.0090644 | 0.012108 | 0.013424 | 0.015125 | -0.011287 | -0.0011223 | 0.0059174 | 0.012957 | 0.023121 | 0.026741 | 0.038193 | 0.046125 | 0.054057 | 0.065509
Residential | 100 | 2014-07-29 | Per Device | 3 | Residential¦100¦41849¦Per Device¦3 | 3.7245 | 1.1752 | 0.5664 | 69.1883 | 0.6022 | 330 | 1900-01-02 15:25 | 1899-12-31 04:04 | 0.50712 | 69.4117 | 0.5351 | 311 | 16 | 19 | 0.9225 | 0.5225 | 10623 | 0.059277 | 0.015382 | 0.03315 | 0.030343 | 0.030581 | 0.04494 | 0.04308 | 0.0016837 | 0.03571 | 0.059277 | 0.082843 | 0.11687 | -0.039827 | -0.0072093 | 0.015382 | 0.037973 | 0.070591
Residential | 100 | 2014-07-29 | Per Ton | 3 | Residential¦100¦41849¦Per Ton¦3 | 3.7245 | 1.1752 | 0.15606 | 69.1883 | 0.16593 | 330 | 1900-01-02 15:25 | 1899-12-31 04:04 | 0.13973 | 69.4117 | 0.14744 | 311 | 16 | 19 | 0.9225 | 0.14397 | 10623 | 0.016333 | 0.0042383 | 0.0091341 | 0.0083605 | 0.0084262 | 0.012383 | 0.01187 | 0.0004639 | 0.0098394 | 0.016333 | 0.022826 | 0.032202 | -0.010974 | -0.0019864 | 0.0042383 | 0.010463 | 0.01945
All | All | 2014-07-29 | Per Device | 4 | All¦All¦41849¦Per Device¦4 | 3.5996 | 1.3687 | 0.79954 | 68.9842 | 2.5449 | 1362 | 1900-01-02 14:54 | 1899-12-31 08:36 | 0.71343 | 69.0755 | 1.8654 | 1344 | 16 | 19 | 1.0047 | 0.8033 | 27058 | 0.086117 | 0.089878 | 0.068958 | 0.050882 | 0.069283 | 0.085699 | 0.08596 | -0.02371 | 0.041177 | 0.086117 | 0.13106 | 0.19594 | -0.020284 | 0.0448 | 0.089878 | 0.13496 | 0.20004
All | All | 2014-07-29 | Per Ton | 4 | All¦All¦41849¦Per Ton¦4 | 3.5996 | 1.3687 | 0.21839 | 68.9842 | 0.69515 | 1362 | 1900-01-02 14:54 | 1899-12-31 08:36 | 0.19487 | 69.0755 | 0.50953 | 1344 | 16 | 19 | 1.0047 | 0.21942 | 27058 | 0.023523 | 0.02455 | 0.018836 | 0.013898 | 0.018925 | 0.023408 | 0.02348 | -0.0064764 | 0.011247 | 0.023523 | 0.035798 | 0.053522 | -0.0055406 | 0.012237 | 0.02455 | 0.036863 | 0.054641
Non-Residential | All | 2014-07-29 | Per Device | 4 | Non-Residential¦All¦41849¦Per Device¦4 | 3.7202 | 2.3863 | 1.3728 | 69.4134 | 3.3779 | 712 | 1900-01-02 16:12 | 1900-01-01 06:57 | 1.1384 | 69.6015 | 2.4102 | 711 | 16 | 19 | 0.91192 | 1.2518 | 4663 | 0.23432 | 0.11342 | 0.12659 | 0.090389 | 0.11544 | 0.15555 | 0.14662 | 0.034979 | 0.15275 | 0.23432 | 0.31589 | 0.43367 | -0.074481 | 0.036532 | 0.11342 | 0.19031 | 0.30132
Non-Residential | All | 2014-07-29 | Per Ton | 4 | Non-Residential¦All¦41849¦Per Ton¦4 | 3.7202 | 2.3863 | 0.35374 | 69.4134 | 0.87044 | 712 | 1900-01-02 16:12 | 1900-01-01 06:57 | 0.29336 | 69.6015 | 0.62107 | 711 | 16 | 19 | 0.91192 | 0.32258 | 4663 | 0.060382 | 0.029226 | 0.032621 | 0.023292 | 0.029748 | 0.040083 | 0.037782 | 0.0090138 | 0.039363 | 0.060382 | 0.081402 | 0.11175 | -0.019193 | 0.0094137 | 0.029226 | 0.049039 | 0.077646
Non-Residential | 30 | 2014-07-29 | Per Device | 4 | Non-Residential¦30¦41849¦Per Device¦4 | 3.687 | 2.5143 | 1.2305 | 69.2073 | 2.389 | 359 | 1900-01-02 19:24 | 1900-01-01 13:45 | 1.3828 | 69.2802 | 3.0793 | 356 | 16 | 19 | 1.0567 | 1.3003 | 1336 | -0.15224 | -0.082499 | 0.12609 | 0.1632 | 0.13323 | 0.20623 | 0.21068 | -0.41654 | -0.26039 | -0.15224 | -0.044089 | 0.11206 | -0.35249 | -0.19298 | -0.082499 | 0.02798 | 0.1875
Non-Residential | 30 | 2014-07-29 | Per Ton | 4 | Non-Residential¦30¦41849¦Per Ton¦4 | 3.687 | 2.5143 | 0.3167 | 69.2073 | 0.61485 | 359 | 1900-01-02 19:24 | 1900-01-01 13:45 | 0.35588 | 69.2802 | 0.79251 | 356 | 16 | 19 | 1.0567 | 0.33465 | 1336 | -0.039181 | -0.021233 | 0.032451 | 0.042003 | 0.03429 | 0.053078 | 0.054222 | -0.1072 | -0.067015 | -0.039181 | -0.011347 | 0.028841 | -0.090721 | -0.049667 | -0.021233 | 0.0072013 | 0.048255
Non-Residential | 50 | 2014-07-29 | Per Device | 4 | Non-Residential¦50¦41849¦Per Device¦4 | 3.7342 | 2.332 | 1.4414 | 69.5007 | 3.8433 | 353 | 1900-01-02 14:51 | 1900-01-01 04:08 | 1.0117 | 69.7356 | 1.8195 | 355 | 16 | 19 | 0.84141 | 1.2128 | 3327 | 0.42968 | 0.20108 | 0.20456 | 0.096569 | 0.17212 | 0.22621 | 0.19736 | 0.13978 | 0.31105 | 0.42968 | 0.5483 | 0.71958 | -0.051841 | 0.097589 | 0.20108 | 0.30458 | 0.45401
Non-Residential | 50 | 2014-07-29 | Per Ton | 4 | Non-Residential¦50¦41849¦Per Ton¦4 | 3.7342 | 2.332 | 0.37165 | 69.5007 | 0.99098 | 353 | 1900-01-02 14:51 | 1900-01-01 04:08 | 0.26086 | 69.7356 | 0.46915 | 355 | 16 | 19 | 0.84141 | 0.31271 | 3327 | 0.11079 | 0.051848 | 0.052745 | 0.0249 | 0.04438 | 0.058327 | 0.050888 | 0.036041 | 0.080203 | 0.11079 | 0.14138 | 0.18554 | -0.013367 | 0.025163 | 0.051848 | 0.078534 | 0.11706
Residential | All | 2014-07-29 | Per Device | 4 | Residential¦All¦41849¦Per Device¦4 | 3.5737 | 1.151 | 0.55214 | 68.8923 | 0.54861 | 650 | 1900-01-02 14:37 | 1899-12-31 03:41 | 0.52105 | 68.9598 | 0.47773 | 633 | 16 | 19 | 1.0946 | 0.60439 | 22395 | 0.031089 | 0.083344 | 0.021518 | 0.018988 | 0.023555 | 0.028698 | 0.030255 | -0.0056896 | 0.016039 | 0.031089 | 0.046138 | 0.067867 | 0.04457 | 0.067478 | 0.083344 | 0.099209 | 0.12212
Residential | All | 2014-07-29 | Per Ton | 4 | Residential¦All¦41849¦Per Ton¦4 | 3.5737 | 1.151 | 0.15465 | 68.8923 | 0.15367 | 650 | 1900-01-02 14:37 | 1899-12-31 03:41 | 0.14595 | 68.9598 | 0.13381 | 633 | 16 | 19 | 1.0946 | 0.16929 | 22395 | 0.0087079 | 0.023345 | 0.0060273 | 0.0053186 | 0.0065977 | 0.0080384 | 0.0084745 | -0.0015937 | 0.0044926 | 0.0087079 | 0.012923 | 0.019009 | 0.012484 | 0.018901 | 0.023345 | 0.027789 | 0.034205
Residential | 50 | 2014-07-29 | Per Device | 4 | Residential¦50¦41849¦Per Device¦4 | 3.433 | 1.1285 | 0.58039 | 68.9273 | 0.54728 | 320 | 1900-01-02 13:55 | 1899-12-31 03:21 | 0.56751 | 68.7971 | 0.49381 | 322 | 16 | 19 | 1.2228 | 0.7097 | 11772 | 0.012879 | 0.1422 | 0.030594 | 0.027519 | 0.037411 | 0.041149 | 0.046442 | -0.039856 | -0.0087 | 0.012879 | 0.034458 | 0.065614 | 0.082678 | 0.11784 | 0.1422 | 0.16655 | 0.20171
Residential | 50 | 2014-07-29 | Per Ton | 4 | Residential¦50¦41849¦Per Ton¦4 | 3.433 | 1.1285 | 0.16517 | 68.9273 | 0.15575 | 320 | 1900-01-02 13:55 | 1899-12-31 03:21 | 0.16151 | 68.7971 | 0.14053 | 322 | 16 | 19 | 1.2228 | 0.20198 | 11772 | 0.0036652 | 0.040468 | 0.0087068 | 0.0078316 | 0.010647 | 0.011711 | 0.013217 | -0.011343 | -0.002476 | 0.0036652 | 0.0098064 | 0.018673 | 0.023529 | 0.033537 | 0.040468 | 0.047399 | 0.057406
Residential | 100 | 2014-07-29 | Per Device | 4 | Residential¦100¦41849¦Per Device¦4 | 3.7245 | 1.1752 | 0.52297 | 68.8549 | 0.54948 | 330 | 1900-01-02 15:25 | 1899-12-31 04:04 | 0.47123 | 69.1457 | 0.45896 | 311 | 16 | 19 | 0.9225 | 0.48244 | 10623 | 0.051742 | 0.011213 | 0.030248 | 0.026026 | 0.027904 | 0.039903 | 0.038157 | 0.0006045 | 0.030817 | 0.051742 | 0.072667 | 0.10288 | -0.037687 | -0.0087966 | 0.011213 | 0.031222 | 0.060113
Residential | 100 | 2014-07-29 | Per Ton | 4 | Residential¦100¦41849¦Per Ton¦4 | 3.7245 | 1.1752 | 0.1441 | 68.8549 | 0.1514 | 330 | 1900-01-02 15:25 | 1899-12-31 04:04 | 0.12984 | 69.1457 | 0.12646 | 311 | 16 | 19 | 0.9225 | 0.13293 | 10623 | 0.014257 | 0.0030895 | 0.0083344 | 0.007171 | 0.0076885 | 0.010995 | 0.010514 | 0.0001666 | 0.0084913 | 0.014257 | 0.020023 | 0.028347 | -0.010384 | -0.0024238 | 0.0030895 | 0.0086029 | 0.016563
All | All | 2014-07-29 | Per Device | 5 | All¦All¦41849¦Per Device¦5 | 3.5996 | 1.3687 | 0.79275 | 68.0838 | 2.6606 | 1362 | 1900-01-02 14:54 | 1899-12-31 08:36 | 0.70924 | 68.1818 | 1.9842 | 1344 | 16 | 19 | 1.0047 | 0.79648 | 27058 | 0.083511 | 0.08724 | 0.072093 | 0.054123 | 0.072432 | 0.090149 | 0.09042 | -0.032019 | 0.036237 | 0.083511 | 0.13079 | 0.19904 | -0.028638 | 0.039824 | 0.08724 | 0.13466 | 0.20312
All | All | 2014-07-29 | Per Ton | 5 | All¦All¦41849¦Per Ton¦5 | 3.5996 | 1.3687 | 0.21654 | 68.0838 | 0.72675 | 1362 | 1900-01-02 14:54 | 1899-12-31 08:36 | 0.19373 | 68.1818 | 0.54198 | 1344 | 16 | 19 | 1.0047 | 0.21756 | 27058 | 0.022811 | 0.02383 | 0.019692 | 0.014784 | 0.019785 | 0.024624 | 0.024698 | -0.0087459 | 0.0098982 | 0.022811 | 0.035724 | 0.054368 | -0.0078224 | 0.010878 | 0.02383 | 0.036781 | 0.055482
Non-Residential | All | 2014-07-29 | Per Device | 5 | Non-Residential¦All¦41849¦Per Device¦5 | 3.7202 | 2.3863 | 1.4046 | 68.624 | 3.5412 | 712 | 1900-01-02 16:12 | 1900-01-01 06:57 | 1.1858 | 68.8174 | 2.5815 | 711 | 16 | 19 | 0.91192 | 1.2809 | 4663 | 0.21884 | 0.095127 | 0.13271 | 0.096815 | 0.12102 | 0.16427 | 0.15498 | 0.0083167 | 0.1327 | 0.21884 | 0.30499 | 0.42937 | -0.10349 | 0.013853 | 0.095127 | 0.1764 | 0.29375
Non-Residential | All | 2014-07-29 | Per Ton | 5 | Non-Residential¦All¦41849¦Per Ton¦5 | 3.7202 | 2.3863 | 0.36196 | 68.624 | 0.91253 | 712 | 1900-01-02 16:12 | 1900-01-01 06:57 | 0.30557 | 68.8174 | 0.66523 | 711 | 16 | 19 | 0.91192 | 0.33008 | 4663 | 0.056393 | 0.024513 | 0.034198 | 0.024948 | 0.031186 | 0.042331 | 0.039937 | 0.0021431 | 0.034194 | 0.056393 | 0.078591 | 0.11064 | -0.026669 | 0.0035698 | 0.024513 | 0.045456 | 0.075695
Non-Residential | 30 | 2014-07-29 | Per Device | 5 | Non-Residential¦30¦41849¦Per Device¦5 | 3.687 | 2.5143 | 1.274 | 68.5066 | 2.5063 | 359 | 1900-01-02 19:24 | 1900-01-01 13:45 | 1.4389 | 68.4998 | 3.2494 | 356 | 16 | 19 | 1.0567 | 1.3462 | 1336 | -0.16483 | -0.092624 | 0.13228 | 0.17222 | 0.13977 | 0.21715 | 0.2218 | -0.44312 | -0.2787 | -0.16483 | -0.050952 | 0.11347 | -0.37687 | -0.20894 | -0.092624 | 0.023688 | 0.19162
Non-Residential | 30 | 2014-07-29 | Per Ton | 5 | Non-Residential¦30¦41849¦Per Ton¦5 | 3.687 | 2.5143 | 0.3279 | 68.5066 | 0.64504 | 359 | 1900-01-02 19:24 | 1900-01-01 13:45 | 0.37032 | 68.4998 | 0.83628 | 356 | 16 | 19 | 1.0567 | 0.34648 | 1336 | -0.042421 | -0.023838 | 0.034044 | 0.044323 | 0.035973 | 0.055888 | 0.057084 | -0.11405 | -0.071729 | -0.042421 | -0.013114 | 0.029202 | -0.096995 | -0.053773 | -0.023838 | 0.0060965 | 0.049318
Non-Residential | 50 | 2014-07-29 | Per Device | 5 | Non-Residential¦50¦41849¦Per Device¦5 | 3.7342 | 2.332 | 1.4672 | 68.6738 | 4.0283 | 353 | 1900-01-02 14:51 | 1900-01-01 04:08 | 1.0545 | 68.9498 | 2.0013 | 355 | 16 | 19 | 0.84141 | 1.2345 | 3327 | 0.41264 | 0.17995 | 0.21441 | 0.10622 | 0.1804 | 0.23927 | 0.20935 | 0.10599 | 0.28716 | 0.41264 | 0.53811 | 0.71928 | -0.088342 | 0.070167 | 0.17995 | 0.28973 | 0.44824
Non-Residential | 50 | 2014-07-29 | Per Ton | 5 | Non-Residential¦50¦41849¦Per Ton¦5 | 3.7342 | 2.332 | 0.3783 | 68.6738 | 1.0387 | 353 | 1900-01-02 14:51 | 1900-01-01 04:08 | 0.27191 | 68.9498 | 0.51601 | 355 | 16 | 19 | 0.84141 | 0.3183 | 3327 | 0.1064 | 0.046399 | 0.055283 | 0.027387 | 0.046516 | 0.061695 | 0.053979 | 0.02733 | 0.074042 | 0.1064 | 0.13875 | 0.18546 | -0.022778 | 0.018092 | 0.046399 | 0.074705 | 0.11558
Residential | All | 2014-07-29 | Per Device | 5 | Residential¦All¦41849¦Per Device¦5 | 3.5737 | 1.151 | 0.52894 | 67.9683 | 0.52969 | 650 | 1900-01-02 14:37 | 1899-12-31 03:41 | 0.49439 | 68.0421 | 0.41458 | 633 | 16 | 19 | 1.0946 | 0.57899 | 22395 | 0.034549 | 0.084609 | 0.020776 | 0.016478 | 0.022743 | 0.026517 | 0.028085 | 0.000566 | 0.020644 | 0.034549 | 0.048455 | 0.068533 | 0.048616 | 0.069881 | 0.084609 | 0.099336 | 0.1206
Residential | All | 2014-07-29 | Per Ton | 5 | Residential¦All¦41849¦Per Ton¦5 | 3.5737 | 1.151 | 0.14816 | 67.9683 | 0.14837 | 650 | 1900-01-02 14:37 | 1899-12-31 03:41 | 0.13848 | 68.0421 | 0.11612 | 633 | 16 | 19 | 1.0946 | 0.16218 | 22395 | 0.0096774 | 0.023699 | 0.0058195 | 0.0046155 | 0.0063702 | 0.0074276 | 0.0078665 | 0.0001585 | 0.0057823 | 0.0096774 | 0.013572 | 0.019196 | 0.013617 | 0.019574 | 0.023699 | 0.027824 | 0.03378
Residential | 50 | 2014-07-29 | Per Device | 5 | Residential¦50¦41849¦Per Device¦5 | 3.433 | 1.1285 | 0.5553 | 68.0657 | 0.54125 | 320 | 1900-01-02 13:55 | 1899-12-31 03:21 | 0.5318 | 67.982 | 0.41911 | 322 | 16 | 19 | 1.2228 | 0.67903 | 11772 | 0.023505 | 0.14723 | 0.030257 | 0.023356 | 0.036999 | 0.038223 | 0.043754 | -0.02548 | 0.0034608 | 0.023505 | 0.043549 | 0.07249 | 0.091159 | 0.12429 | 0.14723 | 0.17018 | 0.20331
Residential | 50 | 2014-07-29 | Per Ton | 5 | Residential¦50¦41849¦Per Ton¦5 | 3.433 | 1.1285 | 0.15803 | 68.0657 | 0.15404 | 320 | 1900-01-02 13:55 | 1899-12-31 03:21 | 0.15135 | 67.982 | 0.11928 | 322 | 16 | 19 | 1.2228 | 0.19325 | 11772 | 0.0066894 | 0.041901 | 0.0086109 | 0.006647 | 0.01053 | 0.010878 | 0.012452 | -0.0072514 | 0.0009849 | 0.0066894 | 0.012394 | 0.02063 | 0.025943 | 0.035371 | 0.041901 | 0.048431 | 0.057859
Residential | 100 | 2014-07-29 | Per Device | 5 | Residential¦100¦41849¦Per Device¦5 | 3.7245 | 1.1752 | 0.5017 | 67.8639 | 0.51799 | 330 | 1900-01-02 15:25 | 1899-12-31 04:04 | 0.45433 | 68.1108 | 0.40899 | 311 | 16 | 19 | 0.9225 | 0.46282 | 10623 | 0.047367 | 0.0084864 | 0.028514 | 0.023192 | 0.026305 | 0.036755 | 0.035068 | 0.0002637 | 0.028093 | 0.047367 | 0.066641 | 0.094471 | -0.036456 | -0.0099035 | 0.0084864 | 0.026876 | 0.053428
Residential | 100 | 2014-07-29 | Per Ton | 5 | Residential¦100¦41849¦Per Ton¦5 | 3.7245 | 1.1752 | 0.13824 | 67.8639 | 0.14272 | 330 | 1900-01-02 15:25 | 1899-12-31 04:04 | 0.12518 | 68.1108 | 0.11269 | 311 | 16 | 19 | 0.9225 | 0.12752 | 10623 | 0.013051 | 0.0023383 | 0.0078567 | 0.0063902 | 0.0072479 | 0.010127 | 0.0096626 | 7.26e-05 | 0.0077406 | 0.013051 | 0.018362 | 0.02603 | -0.010045 | -0.0027288 | 0.0023383 | 0.0074054 | 0.014722
All | All | 2014-07-29 | Per Device | 6 | All¦All¦41849¦Per Device¦6 | 3.5996 | 1.3687 | 0.8547 | 70.8554 | 2.967 | 1362 | 1900-01-02 14:54 | 1899-12-31 08:36 | 0.75066 | 70.8493 | 2.1259 | 1344 | 16 | 19 | 1.0047 | 0.85872 | 27058 | 0.10404 | 0.10806 | 0.080396 | 0.057989 | 0.080774 | 0.099128 | 0.099435 | -0.023002 | 0.052053 | 0.10404 | 0.15602 | 0.23107 | -0.019375 | 0.055912 | 0.10806 | 0.1602 | 0.23549
All | All | 2014-07-29 | Per Ton | 6 | All¦All¦41849¦Per Ton¦6 | 3.5996 | 1.3687 | 0.23346 | 70.8554 | 0.81045 | 1362 | 1900-01-02 14:54 | 1899-12-31 08:36 | 0.20504 | 70.8493 | 0.5807 | 1344 | 16 | 19 | 1.0047 | 0.23456 | 27058 | 0.028417 | 0.029515 | 0.02196 | 0.01584 | 0.022063 | 0.027077 | 0.027161 | -0.006283 | 0.014218 | 0.028417 | 0.042616 | 0.063117 | -0.0052924 | 0.015272 | 0.029515 | 0.043758 | 0.064323
Non-Residential | All | 2014-07-29 | Per Device | 6 | Non-Residential¦All¦41849¦Per Device¦6 | 3.7202 | 2.3863 | 1.5656 | 70.8206 | 3.96 | 712 | 1900-01-02 16:12 | 1900-01-01 06:57 | 1.2404 | 70.9419 | 2.7711 | 711 | 16 | 19 | 0.91192 | 1.4277 | 4663 | 0.32519 | 0.18729 | 0.14841 | 0.10393 | 0.13534 | 0.18118 | 0.17064 | 0.092997 | 0.23018 | 0.32519 | 0.4202 | 0.55738 | -0.031384 | 0.097813 | 0.18729 | 0.27678 | 0.40597
Non-Residential | All | 2014-07-29 | Per Ton | 6 | Non-Residential¦All¦41849¦Per Ton¦6 | 3.7202 | 2.3863 | 0.40344 | 70.8206 | 1.0204 | 712 | 1900-01-02 16:12 | 1900-01-01 06:57 | 0.31964 | 70.9419 | 0.71409 | 711 | 16 | 19 | 0.91192 | 0.3679 | 4663 | 0.083796 | 0.048264 | 0.038243 | 0.02678 | 0.034875 | 0.046687 | 0.043971 | 0.023964 | 0.059314 | 0.083796 | 0.10828 | 0.14363 | -0.0080872 | 0.025205 | 0.048264 | 0.071322 | 0.10461
Non-Residential | 30 | 2014-07-29 | Per Device | 6 | Non-Residential¦30¦41849¦Per Device¦6 | 3.687 | 2.5143 | 1.4435 | 70.7889 | 2.7793 | 359 | 1900-01-02 19:24 | 1900-01-01 13:45 | 1.5115 | 70.9401 | 3.3465 | 356 | 16 | 19 | 1.0567 | 1.5253 | 1336 | -0.068044 | 0.01376 | 0.14669 | 0.17736 | 0.155 | 0.23016 | 0.23555 | -0.36301 | -0.18874 | -0.068044 | 0.052653 | 0.22692 | -0.28811 | -0.10976 | 0.01376 | 0.13728 | 0.31563
Non-Residential | 30 | 2014-07-29 | Per Ton | 6 | Non-Residential¦30¦41849¦Per Ton¦6 | 3.687 | 2.5143 | 0.3715 | 70.7889 | 0.7153 | 359 | 1900-01-02 19:24 | 1900-01-01 13:45 | 0.38901 | 70.9401 | 0.86129 | 356 | 16 | 19 | 1.0567 | 0.39255 | 1336 | -0.017513 | 0.0035414 | 0.037752 | 0.045648 | 0.039892 | 0.059237 | 0.060623 | -0.093427 | -0.048576 | -0.017513 | 0.013551 | 0.058402 | -0.07415 | -0.028249 | 0.0035414 | 0.035332 | 0.081232
Non-Residential | 50 | 2014-07-29 | Per Device | 6 | Non-Residential¦50¦41849¦Per Device¦6 | 3.7342 | 2.332 | 1.6232 | 70.834 | 4.5135 | 353 | 1900-01-02 14:51 | 1900-01-01 04:08 | 1.0999 | 70.9427 | 2.2838 | 355 | 16 | 19 | 0.84141 | 1.3658 | 3327 | 0.52334 | 0.26591 | 0.24023 | 0.12121 | 0.20213 | 0.26908 | 0.23569 | 0.1785 | 0.38223 | 0.52334 | 0.66444 | 0.86818 | -0.036142 | 0.14231 | 0.26591 | 0.3895 | 0.56795
Non-Residential | 50 | 2014-07-29 | Per Ton | 6 | Non-Residential¦50¦41849¦Per Ton¦6 | 3.7342 | 2.332 | 0.41853 | 70.834 | 1.1638 | 353 | 1900-01-02 14:51 | 1900-01-01 04:08 | 0.2836 | 70.9427 | 0.58886 | 355 | 16 | 19 | 0.84141 | 0.35216 | 3327 | 0.13494 | 0.068562 | 0.061942 | 0.031253 | 0.052118 | 0.06938 | 0.060771 | 0.046025 | 0.098557 | 0.13494 | 0.17132 | 0.22385 | -0.0093189 | 0.036694 | 0.068562 | 0.10043 | 0.14644
Residential | All | 2014-07-29 | Per Device | 6 | Residential¦All¦41849¦Per Device¦6 | 3.5737 | 1.151 | 0.5485 | 70.8629 | 0.48987 | 650 | 1900-01-02 14:37 | 1899-12-31 03:41 | 0.52965 | 70.8289 | 0.46342 | 633 | 16 | 19 | 1.0946 | 0.60042 | 22395 | 0.01885 | 0.070761 | 0.019214 | 0.018419 | 0.021033 | 0.026617 | 0.027958 | -0.015261 | 0.0048922 | 0.01885 | 0.032808 | 0.052961 | 0.034931 | 0.0561 | 0.070761 | 0.085422 | 0.10659
Residential | All | 2014-07-29 | Per Ton | 6 | Residential¦All¦41849¦Per Ton¦6 | 3.5737 | 1.151 | 0.15364 | 70.8629 | 0.13721 | 650 | 1900-01-02 14:37 | 1899-12-31 03:41 | 0.14836 | 70.8289 | 0.12981 | 633 | 16 | 19 | 1.0946 | 0.16818 | 22395 | 0.00528 | 0.01982 | 0.005382 | 0.0051593 | 0.0058913 | 0.0074555 | 0.0078311 | -0.0042746 | 0.0013703 | 0.00528 | 0.0091896 | 0.014835 | 0.0097844 | 0.015714 | 0.01982 | 0.023927 | 0.029856
Residential | 50 | 2014-07-29 | Per Device | 6 | Residential¦50¦41849¦Per Device¦6 | 3.433 | 1.1285 | 0.58112 | 70.9821 | 0.52037 | 320 | 1900-01-02 13:55 | 1899-12-31 03:21 | 0.55185 | 70.7777 | 0.40292 | 322 | 16 | 19 | 1.2228 | 0.7106 | 11772 | 0.029262 | 0.15874 | 0.02909 | 0.022454 | 0.035571 | 0.036748 | 0.042065 | -0.017832 | 0.0099916 | 0.029262 | 0.048533 | 0.076356 | 0.10483 | 0.13668 | 0.15874 | 0.1808 | 0.21265
Residential | 50 | 2014-07-29 | Per Ton | 6 | Residential¦50¦41849¦Per Ton¦6 | 3.433 | 1.1285 | 0.16538 | 70.9821 | 0.14809 | 320 | 1900-01-02 13:55 | 1899-12-31 03:21 | 0.15705 | 70.7777 | 0.11467 | 322 | 16 | 19 | 1.2228 | 0.20223 | 11772 | 0.0083278 | 0.045177 | 0.0082787 | 0.0063903 | 0.010123 | 0.010458 | 0.011971 | -0.0050748 | 0.0028436 | 0.0083278 | 0.013812 | 0.02173 | 0.029835 | 0.038899 | 0.045177 | 0.051455 | 0.060519
Residential | 100 | 2014-07-29 | Per Device | 6 | Residential¦100¦41849¦Per Device¦6 | 3.7245 | 1.1752 | 0.51491 | 70.7352 | 0.45789 | 330 | 3.6423 | 1.1696 | 0.50609 | 70.8875 | 0.51871 | 311 | 16 | 19 | 0.9225 | 0.47501 | 10623 | 0.0088241 | -0.031081 | 0.025206 | 0.029413 | 0.023253 | 0.038736 | 0.037495 | -0.040819 | -0.011489 | 0.0088241 | 0.029138 | 0.058467 | -0.079132 | -0.050743 | -0.031081 | -0.011419 | 0.01697
Residential | 100 | 2014-07-29 | Per Ton | 6 | Residential¦100¦41849¦Per Ton¦6 | 3.7245 | 1.1752 | 0.14188 | 70.7352 | 0.12617 | 330 | 3.6423 | 1.1696 | 0.13945 | 70.8875 | 0.14292 | 311 | 16 | 19 | 0.9225 | 0.13088 | 10623 | 0.0024314 | -0.0085639 | 0.0069453 | 0.0081045 | 0.006407 | 0.010673 | 0.010331 | -0.011247 | -0.0031657 | 0.0024314 | 0.0080285 | 0.01611 | -0.021804 | -0.013982 | -0.0085639 | -0.0031462 | 0.004676
All | All | 2014-07-29 | Per Device | 7 | All¦All¦41849¦Per Device¦7 | 3.5996 | 1.3687 | 0.96061 | 74.7828 | 3.3421 | 1362 | 3.6209 | 1.3586 | 0.81414 | 74.684 | 2.2088 | 1344 | 16 | 19 | 1.0047 | 0.96512 | 27058 | 0.14646 | 0.15098 | 0.090558 | 0.060251 | 0.090984 | 0.10877 | 0.10912 | 0.0070699 | 0.089425 | 0.14646 | 0.2035 | 0.28586 | 0.011133 | 0.093757 | 0.15098 | 0.20821 | 0.29083
All | All | 2014-07-29 | Per Ton | 7 | All¦All¦41849¦Per Ton¦7 | 3.5996 | 1.3687 | 0.26239 | 74.7828 | 0.91288 | 1362 | 3.6209 | 1.3586 | 0.22238 | 74.684 | 0.60334 | 1344 | 16 | 19 | 1.0047 | 0.26362 | 27058 | 0.040007 | 0.041241 | 0.024736 | 0.016457 | 0.024852 | 0.029711 | 0.029807 | 0.0019311 | 0.024426 | 0.040007 | 0.055587 | 0.078082 | 0.0030411 | 0.02561 | 0.041241 | 0.056872 | 0.07944
Non-Residential | All | 2014-07-29 | Per Device | 7 | Non-Residential¦All¦41849¦Per Device¦7 | 3.7202 | 2.3863 | 1.8063 | 74.5528 | 4.4551 | 712 | 3.6747 | 2.2899 | 1.3486 | 74.526 | 2.8638 | 711 | 16 | 19 | 0.91192 | 1.6472 | 4663 | 0.45774 | 0.29865 | 0.16696 | 0.1074 | 0.15226 | 0.19852 | 0.18633 | 0.20333 | 0.35364 | 0.45774 | 0.56185 | 0.71216 | 0.059868 | 0.20094 | 0.29865 | 0.39636 | 0.53744
Non-Residential | All | 2014-07-29 | Per Ton | 7 | Non-Residential¦All¦41849¦Per Ton¦7 | 3.7202 | 2.3863 | 0.46546 | 74.5528 | 1.148 | 712 | 3.6747 | 2.2899 | 0.3475 | 74.526 | 0.73796 | 711 | 16 | 19 | 0.91192 | 0.42446 | 4663 | 0.11796 | 0.076959 | 0.043024 | 0.027676 | 0.039235 | 0.051157 | 0.048014 | 0.052395 | 0.091128 | 0.11796 | 0.14478 | 0.18352 | 0.015427 | 0.051781 | 0.076959 | 0.10214 | 0.13849
Non-Residential | 30 | 2014-07-29 | Per Device | 7 | Non-Residential¦30¦41849¦Per Device¦7 | 3.687 | 2.5143 | 1.697 | 74.6931 | 3.4826 | 359 | 3.8082 | 2.5727 | 1.6373 | 74.7291 | 3.4717 | 356 | 16 | 19 | 1.0567 | 1.7932 | 1336 | 0.05971 | 0.15588 | 0.18381 | 0.184 | 0.19422 | 0.26008 | 0.26754 | -0.2736 | -0.076676 | 0.05971 | 0.1961 | 0.39301 | -0.18699 | 0.015584 | 0.15588 | 0.29618 | 0.49875
Non-Residential | 30 | 2014-07-29 | Per Ton | 7 | Non-Residential¦30¦41849¦Per Ton¦7 | 3.687 | 2.5143 | 0.43675 | 74.6931 | 0.89632 | 359 | 3.8082 | 2.5727 | 0.42138 | 74.7291 | 0.89352 | 356 | 16 | 19 | 1.0567 | 0.4615 | 1336 | 0.015367 | 0.040119 | 0.047306 | 0.047356 | 0.049987 | 0.066936 | 0.068857 | -0.070415 | -0.019734 | 0.015367 | 0.050469 | 0.10115 | -0.048125 | 0.0040107 | 0.040119 | 0.076228 | 0.12836
Non-Residential | 50 | 2014-07-29 | Per Device | 7 | Non-Residential¦50¦41849¦Per Device¦7 | 3.7342 | 2.332 | 1.8565 | 74.4932 | 4.9297 | 353 | 3.6189 | 2.172 | 1.1988 | 74.4413 | 2.3451 | 355 | 16 | 19 | 0.84141 | 1.562 | 3327 | 0.65766 | 0.36324 | 0.26238 | 0.12447 | 0.22077 | 0.29041 | 0.25344 | 0.28549 | 0.50537 | 0.65766 | 0.80995 | 1.0298 | 0.038442 | 0.23033 | 0.36324 | 0.49614 | 0.68803
Non-Residential | 50 | 2014-07-29 | Per Ton | 7 | Non-Residential¦50¦41849¦Per Ton¦7 | 3.7342 | 2.332 | 0.47867 | 74.4932 | 1.2711 | 353 | 3.6189 | 2.172 | 0.3091 | 74.4413 | 0.60467 | 355 | 16 | 19 | 0.84141 | 0.40276 | 3327 | 0.16957 | 0.093658 | 0.067654 | 0.032093 | 0.056924 | 0.07488 | 0.065348 | 0.073611 | 0.13031 | 0.16957 | 0.20884 | 0.26554 | 0.0099119 | 0.05939 | 0.093658 | 0.12793 | 0.1774
Residential | All | 2014-07-29 | Per Device | 7 | Residential¦All¦41849¦Per Device¦7 | 3.5737 | 1.151 | 0.59662 | 74.8321 | 0.48476 | 650 | 3.6091 | 1.1538 | 0.57303 | 74.7188 | 0.48728 | 633 | 16 | 19 | 1.0946 | 0.65309 | 22395 | 0.023595 | 0.08006 | 0.019014 | 0.019368 | 0.020813 | 0.027141 | 0.028431 | -0.011188 | 0.0093617 | 0.023595 | 0.037827 | 0.058377 | 0.043624 | 0.065151 | 0.08006 | 0.094969 | 0.1165
Residential | All | 2014-07-29 | Per Ton | 7 | Residential¦All¦41849¦Per Ton¦7 | 3.5737 | 1.151 | 0.16712 | 74.8321 | 0.13578 | 650 | 3.6091 | 1.1538 | 0.16051 | 74.7188 | 0.13649 | 633 | 16 | 19 | 1.0946 | 0.18293 | 22395 | 0.0066088 | 0.022425 | 0.0053258 | 0.0054249 | 0.0058299 | 0.0076022 | 0.0079635 | -0.0031338 | 0.0026222 | 0.0066088 | 0.010596 | 0.016352 | 0.012219 | 0.018249 | 0.022425 | 0.026601 | 0.03263
Residential | 50 | 2014-07-29 | Per Device | 7 | Residential¦50¦41849¦Per Device¦7 | 3.433 | 1.1285 | 0.63502 | 74.9467 | 0.50416 | 320 | 3.5802 | 1.1399 | 0.59447 | 74.8804 | 0.43719 | 322 | 16 | 19 | 1.2228 | 0.77651 | 11772 | 0.040551 | 0.18204 | 0.028184 | 0.024363 | 0.034463 | 0.037255 | 0.042205 | -0.007192 | 0.021015 | 0.040551 | 0.060088 | 0.088295 | 0.12795 | 0.15991 | 0.18204 | 0.20417 | 0.23613
Residential | 50 | 2014-07-29 | Per Ton | 7 | Residential¦50¦41849¦Per Ton¦7 | 3.433 | 1.1285 | 0.18072 | 74.9467 | 0.14348 | 320 | 3.5802 | 1.1399 | 0.16918 | 74.8804 | 0.12442 | 322 | 16 | 19 | 1.2228 | 0.22099 | 11772 | 0.011541 | 0.051808 | 0.0080208 | 0.0069337 | 0.009808 | 0.010602 | 0.012011 | -0.0020468 | 0.0059808 | 0.011541 | 0.017101 | 0.025128 | 0.036415 | 0.045509 | 0.051808 | 0.058106 | 0.067201
Residential | 100 | 2014-07-29 | Per Device | 7 | Residential¦100¦41849¦Per Device¦7 | 3.7245 | 1.1752 | 0.55712 | 74.7092 | 0.4642 | 330 | 3.6423 | 1.1696 | 0.55033 | 74.5342 | 0.53444 | 311 | 16 | 19 | 0.9225 | 0.51394 | 10623 | 0.0067953 | -0.036381 | 0.025554 | 0.030305 | 0.023573 | 0.039641 | 0.038394 | -0.044007 | -0.013992 | 0.0067953 | 0.027583 | 0.057597 | -0.085585 | -0.056515 | -0.036381 | -0.016247 | 0.012823
Residential | 100 | 2014-07-29 | Per Ton | 7 | Residential¦100¦41849¦Per Ton¦7 | 3.7245 | 1.1752 | 0.15351 | 74.7092 | 0.12791 | 330 | 3.6423 | 1.1696 | 0.15163 | 74.5342 | 0.14726 | 311 | 16 | 19 | 0.9225 | 0.14161 | 10623 | 0.0018724 | -0.010024 | 0.007041 | 0.0083503 | 0.0064953 | 0.010922 | 0.010579 | -0.012125 | -0.0038554 | 0.0018724 | 0.0076001 | 0.01587 | -0.023582 | -0.015572 | -0.010024 | -0.0044766 | 0.0035333
All | All | 2014-07-29 | Per Device | 8 | All¦All¦41849¦Per Device¦8 | 3.5996 | 1.3687 | 1.1249 | 79.2406 | 3.8661 | 1362 | 3.6209 | 1.3586 | 1.0333 | 79.2275 | 3.4284 | 1344 | 16 | 19 | 1.0047 | 1.1302 | 27058 | 0.09162 | 0.096911 | 0.10476 | 0.093518 | 0.10525 | 0.14043 | 0.1408 | -0.088345 | 0.01798 | 0.09162 | 0.16526 | 0.27159 | -0.083526 | 0.023078 | 0.096911 | 0.17074 | 0.27735
All | All | 2014-07-29 | Per Ton | 8 | All¦All¦41849¦Per Ton¦8 | 3.5996 | 1.3687 | 0.30727 | 79.2406 | 1.056 | 1362 | 3.6209 | 1.3586 | 0.28224 | 79.2275 | 0.93647 | 1344 | 16 | 19 | 1.0047 | 0.30871 | 27058 | 0.025026 | 0.026471 | 0.028615 | 0.025544 | 0.028749 | 0.038358 | 0.038458 | -0.024132 | 0.0049111 | 0.025026 | 0.045141 | 0.074183 | -0.022815 | 0.0063037 | 0.026471 | 0.046639 | 0.075758
Non-Residential | All | 2014-07-29 | Per Device | 8 | Non-Residential¦All¦41849¦Per Device¦8 | 3.7202 | 2.3863 | 2.2491 | 78.6574 | 5.1032 | 712 | 3.6747 | 2.2899 | 1.9131 | 78.5059 | 4.49 | 711 | 16 | 19 | 0.91192 | 2.051 | 4663 | 0.33599 | 0.1379 | 0.19125 | 0.16839 | 0.17441 | 0.25481 | 0.24243 | 0.0094344 | 0.20237 | 0.33599 | 0.46962 | 0.66255 | -0.17278 | 0.010771 | 0.1379 | 0.26503 | 0.44858
Non-Residential | All | 2014-07-29 | Per Ton | 8 | Non-Residential¦All¦41849¦Per Ton¦8 | 3.7202 | 2.3863 | 0.57957 | 78.6574 | 1.315 | 712 | 3.6747 | 2.2899 | 0.49299 | 78.5059 | 1.157 | 711 | 16 | 19 | 0.91192 | 0.52852 | 4663 | 0.086581 | 0.035535 | 0.049283 | 0.043391 | 0.044942 | 0.065662 | 0.062471 | 0.0024311 | 0.052148 | 0.086581 | 0.12101 | 0.17073 | -0.044524 | 0.0027755 | 0.035535 | 0.068295 | 0.11559
Non-Residential | 30 | 2014-07-29 | Per Device | 8 | Non-Residential¦30¦41849¦Per Device¦8 | 3.687 | 2.5143 | 2.1466 | 79.0276 | 4.2466 | 359 | 3.8082 | 2.5727 | 2.3075 | 78.9188 | 5.7124 | 356 | 16 | 19 | 1.0567 | 2.2683 | 1336 | -0.16083 | -0.03917 | 0.22413 | 0.30276 | 0.23683 | 0.37669 | 0.38438 | -0.64357 | -0.35836 | -0.16083 | 0.03671 | 0.32192 | -0.53178 | -0.24074 | -0.03917 | 0.1624 | 0.45344
Non-Residential | 30 | 2014-07-29 | Per Ton | 8 | Non-Residential¦30¦41849¦Per Ton¦8 | 3.687 | 2.5143 | 0.55248 | 79.0276 | 1.0929 | 359 | 3.8082 | 2.5727 | 0.59387 | 78.9188 | 1.4702 | 356 | 16 | 19 | 1.0567 | 0.58379 | 1336 | -0.041392 | -0.010081 | 0.057684 | 0.07792 | 0.060953 | 0.096948 | 0.098928 | -0.16564 | -0.092231 | -0.041392 | 0.009448 | 0.082852 | -0.13686 | -0.061959 | -0.010081 | 0.041797 | 0.1167
Non-Residential | 50 | 2014-07-29 | Per Device | 8 | Non-Residential¦50¦41849¦Per Device¦8 | 3.7342 | 2.332 | 2.2942 | 78.5005 | 5.5265 | 353 | 3.6189 | 2.172 | 1.7084 | 78.3338 | 3.4298 | 355 | 16 | 19 | 0.84141 | 1.9304 | 3327 | 0.58581 | 0.22196 | 0.29415 | 0.18204 | 0.2475 | 0.34592 | 0.30723 | 0.1425 | 0.40441 | 0.58581 | 0.76721 | 1.0291 | -0.17178 | 0.060845 | 0.22196 | 0.38307 | 0.61569
Non-Residential | 50 | 2014-07-29 | Per Ton | 8 | Non-Residential¦50¦41849¦Per Ton¦8 | 3.7342 | 2.332 | 0.59155 | 78.5005 | 1.425 | 353 | 3.6189 | 2.172 | 0.44051 | 78.3338 | 0.88436 | 355 | 16 | 19 | 0.84141 | 0.49774 | 3327 | 0.15105 | 0.05723 | 0.075844 | 0.046937 | 0.063816 | 0.089193 | 0.079218 | 0.036742 | 0.10427 | 0.15105 | 0.19782 | 0.26535 | -0.044292 | 0.015689 | 0.05723 | 0.098773 | 0.15875
Residential | All | 2014-07-29 | Per Device | 8 | Residential¦All¦41849¦Per Device¦8 | 3.5737 | 1.151 | 0.64175 | 79.3654 | 0.53148 | 650 | 3.6091 | 1.1538 | 0.63922 | 79.3862 | 0.58991 | 633 | 16 | 19 | 1.0946 | 0.70249 | 22395 | 0.0025249 | 0.063261 | 0.020846 | 0.023447 | 0.022819 | 0.031374 | 0.032718 | -0.037682 | -0.013928 | 0.0025249 | 0.018978 | 0.042732 | 0.021331 | 0.046103 | 0.063261 | 0.080418 | 0.10519
Residential | All | 2014-07-29 | Per Ton | 8 | Residential¦All¦41849¦Per Ton¦8 | 3.5737 | 1.151 | 0.17975 | 79.3654 | 0.14887 | 650 | 3.6091 | 1.1538 | 0.17905 | 79.3862 | 0.16524 | 633 | 16 | 19 | 1.0946 | 0.19677 | 22395 | 0.0007072 | 0.017719 | 0.0058391 | 0.0065675 | 0.0063917 | 0.0087879 | 0.0091644 | -0.010555 | -0.0039011 | 0.0007072 | 0.0053156 | 0.011969 | 0.0059748 | 0.012914 | 0.017719 | 0.022525 | 0.029464
Residential | 50 | 2014-07-29 | Per Device | 8 | Residential¦50¦41849¦Per Device¦8 | 3.433 | 1.1285 | 0.67716 | 79.543 | 0.53612 | 320 | 3.5802 | 1.1399 | 0.68435 | 79.7483 | 0.54497 | 322 | 16 | 19 | 1.2228 | 0.82803 | 11772 | -0.007196 | 0.14368 | 0.02997 | 0.03037 | 0.036648 | 0.042668 | 0.047596 | -0.061877 | -0.029571 | -0.007196 | 0.015179 | 0.047485 | 0.082686 | 0.11872 | 0.14368 | 0.16864 | 0.20468
Residential | 50 | 2014-07-29 | Per Ton | 8 | Residential¦50¦41849¦Per Ton¦8 | 3.433 | 1.1285 | 0.19271 | 79.543 | 0.15258 | 320 | 3.5802 | 1.1399 | 0.19476 | 79.7483 | 0.15509 | 322 | 16 | 19 | 1.2228 | 0.23565 | 11772 | -0.0020479 | 0.040891 | 0.0085293 | 0.008643 | 0.01043 | 0.012143 | 0.013546 | -0.01761 | -0.0084157 | -0.0020479 | 0.0043198 | 0.013514 | 0.023532 | 0.033788 | 0.040891 | 0.047994 | 0.05825
Residential | 100 | 2014-07-29 | Per Device | 8 | Residential¦100¦41849¦Per Device¦8 | 3.7245 | 1.1752 | 0.60523 | 79.1751 | 0.52628 | 330 | 3.6423 | 1.1696 | 0.59094 | 78.9724 | 0.63223 | 311 | 16 | 19 | 0.9225 | 0.55833 | 10623 | 0.014292 | -0.032612 | 0.02897 | 0.03585 | 0.026725 | 0.046093 | 0.044716 | -0.044778 | -0.0098786 | 0.014292 | 0.038463 | 0.073363 | -0.089918 | -0.056061 | -0.032612 | -0.0091635 | 0.024693
Residential | 100 | 2014-07-29 | Per Ton | 8 | Residential¦100¦41849¦Per Ton¦8 | 3.7245 | 1.1752 | 0.16676 | 79.1751 | 0.14501 | 330 | 3.6423 | 1.1696 | 0.16283 | 78.9724 | 0.1742 | 311 | 16 | 19 | 0.9225 | 0.15384 | 10623 | 0.0039381 | -0.0089859 | 0.0079825 | 0.0098781 | 0.0073638 | 0.0127 | 0.012321 | -0.012338 | -0.0027219 | 0.0039381 | 0.010598 | 0.020214 | -0.024776 | -0.015447 | -0.0089859 | -0.0025249 | 0.0068038
All | All | 2014-07-29 | Per Device | 9 | All¦All¦41849¦Per Device¦9 | 3.5996 | 1.3687 | 1.3195 | 82.0805 | 4.3387 | 1362 | 3.6209 | 1.3586 | 1.272 | 82.1981 | 4.1248 | 1344 | 16 | 19 | 1.0047 | 1.3257 | 27058 | 0.047426 | 0.053632 | 0.11756 | 0.11251 | 0.11812 | 0.16273 | 0.16313 | -0.16112 | -0.037908 | 0.047426 | 0.13276 | 0.25597 | -0.15542 | -0.031912 | 0.053632 | 0.13918 | 0.26269
All | All | 2014-07-29 | Per Ton | 9 | All¦All¦41849¦Per Ton¦9 | 3.5996 | 1.3687 | 0.36041 | 82.0805 | 1.1851 | 1362 | 3.6209 | 1.3586 | 0.34746 | 82.1981 | 1.1267 | 1344 | 16 | 19 | 1.0047 | 0.36211 | 27058 | 0.012954 | 0.01465 | 0.032112 | 0.030733 | 0.032263 | 0.044449 | 0.044558 | -0.044009 | -0.010355 | 0.012954 | 0.036263 | 0.069918 | -0.042454 | -0.0087167 | 0.01465 | 0.038016 | 0.071753
Non-Residential | All | 2014-07-29 | Per Device | 9 | Non-Residential¦All¦41849¦Per Device¦9 | 3.7202 | 2.3863 | 2.7924 | 81.204 | 5.6279 | 712 | 3.6747 | 2.2899 | 2.5173 | 80.946 | 5.3372 | 711 | 16 | 19 | 0.91192 | 2.5465 | 4663 | 0.27512 | 0.029172 | 0.21091 | 0.20016 | 0.19234 | 0.29077 | 0.27759 | -0.097527 | 0.12263 | 0.27512 | 0.4276 | 0.64776 | -0.32658 | -0.1164 | 0.029172 | 0.17474 | 0.38492
Non-Residential | All | 2014-07-29 | Per Ton | 9 | Non-Residential¦All¦41849¦Per Ton¦9 | 3.7202 | 2.3863 | 0.71957 | 81.204 | 1.4502 | 712 | 3.6747 | 2.2899 | 0.64867 | 80.946 | 1.3753 | 711 | 16 | 19 | 0.91192 | 0.65619 | 4663 | 0.070894 | 0.0075174 | 0.05435 | 0.051579 | 0.049563 | 0.074929 | 0.071533 | -0.025132 | 0.031601 | 0.070894 | 0.11019 | 0.16692 | -0.084155 | -0.029994 | 0.0075174 | 0.045029 | 0.09919
Non-Residential | 30 | 2014-07-29 | Per Device | 9 | Non-Residential¦30¦41849¦Per Device¦9 | 3.687 | 2.5143 | 2.6826 | 81.7822 | 4.8014 | 359 | 3.8082 | 2.5727 | 2.9388 | 81.4836 | 6.878 | 356 | 16 | 19 | 1.0567 | 2.8346 | 1336 | -0.25626 | -0.10423 | 0.25341 | 0.36453 | 0.26777 | 0.44396 | 0.45231 | -0.82521 | -0.48907 | -0.25626 | -0.023445 | 0.3127 | -0.68388 | -0.34142 | -0.10423 | 0.13296 | 0.47543
Non-Residential | 30 | 2014-07-29 | Per Ton | 9 | Non-Residential¦30¦41849¦Per Ton¦9 | 3.687 | 2.5143 | 0.69041 | 81.7822 | 1.2357 | 359 | 3.8082 | 2.5727 | 0.75636 | 81.4836 | 1.7702 | 356 | 16 | 19 | 1.0567 | 0.72954 | 1336 | -0.065952 | -0.026825 | 0.065219 | 0.093819 | 0.068915 | 0.11426 | 0.11641 | -0.21238 | -0.12587 | -0.065952 | -0.006034 | 0.080478 | -0.17601 | -0.08787 | -0.026825 | 0.034221 | 0.12236
Non-Residential | 50 | 2014-07-29 | Per Device | 9 | Non-Residential¦50¦41849¦Per Device¦9 | 3.7342 | 2.332 | 2.8394 | 80.9589 | 6.0354 | 353 | 3.6189 | 2.172 | 2.2973 | 80.7218 | 3.988 | 355 | 16 | 19 | 0.84141 | 2.3891 | 3327 | 0.54211 | 0.091787 | 0.32123 | 0.21166 | 0.27029 | 0.3847 | 0.3433 | 0.049099 | 0.34037 | 0.54211 | 0.74384 | 1.0351 | -0.34817 | -0.088241 | 0.091787 | 0.27181 | 0.53175
Non-Residential | 50 | 2014-07-29 | Per Ton | 9 | Non-Residential¦50¦41849¦Per Ton¦9 | 3.7342 | 2.332 | 0.73213 | 80.9589 | 1.5562 | 353 | 3.6189 | 2.172 | 0.59235 | 80.7218 | 1.0283 | 355 | 16 | 19 | 0.84141 | 0.61602 | 3327 | 0.13978 | 0.023667 | 0.082828 | 0.054575 | 0.069692 | 0.099192 | 0.088518 | 0.01266 | 0.087763 | 0.13978 | 0.19179 | 0.2669 | -0.089774 | -0.022752 | 0.023667 | 0.070085 | 0.13711
Residential | All | 2014-07-29 | Per Device | 9 | Residential¦All¦41849¦Per Device¦9 | 3.5737 | 1.151 | 0.68718 | 82.2681 | 0.62468 | 650 | 3.6091 | 1.1538 | 0.71615 | 82.4734 | 0.63598 | 633 | 16 | 19 | 1.0946 | 0.75222 | 22395 | -0.028966 | 0.036069 | 0.024502 | 0.025278 | 0.026821 | 0.035204 | 0.036856 | -0.074082 | -0.047427 | -0.028966 | -0.010505 | 0.016149 | -0.011163 | 0.016742 | 0.036069 | 0.055396 | 0.083302
Residential | All | 2014-07-29 | Per Ton | 9 | Residential¦All¦41849¦Per Ton¦9 | 3.5737 | 1.151 | 0.19248 | 82.2681 | 0.17497 | 650 | 3.6091 | 1.1538 | 0.20059 | 82.4734 | 0.17814 | 633 | 16 | 19 | 1.0946 | 0.2107 | 22395 | -0.0081136 | 0.010103 | 0.006863 | 0.0070804 | 0.0075126 | 0.0098607 | 0.010323 | -0.020751 | -0.013284 | -0.0081136 | -0.0029426 | 0.0045234 | -0.0031268 | 0.0046895 | 0.010103 | 0.015517 | 0.023333
Residential | 50 | 2014-07-29 | Per Device | 9 | Residential¦50¦41849¦Per Device¦9 | 3.433 | 1.1285 | 0.72947 | 82.5718 | 0.63787 | 320 | 3.5802 | 1.1399 | 0.78783 | 83.1394 | 0.71621 | 322 | 16 | 19 | 1.2228 | 0.89201 | 11772 | -0.058354 | 0.10418 | 0.035658 | 0.039913 | 0.043603 | 0.053521 | 0.059112 | -0.12694 | -0.08642 | -0.058354 | -0.030287 | 0.010237 | 0.028426 | 0.073183 | 0.10418 | 0.13518 | 0.17994
Residential | 50 | 2014-07-29 | Per Ton | 9 | Residential¦50¦41849¦Per Ton¦9 | 3.433 | 1.1285 | 0.2076 | 82.5718 | 0.18153 | 320 | 3.5802 | 1.1399 | 0.22421 | 83.1394 | 0.20383 | 322 | 16 | 19 | 1.2228 | 0.25386 | 11772 | -0.016607 | 0.029649 | 0.010148 | 0.011359 | 0.012409 | 0.015232 | 0.016823 | -0.036127 | -0.024595 | -0.016607 | -0.0086195 | 0.0029133 | 0.0080898 | 0.020827 | 0.029649 | 0.038471 | 0.051209
Residential | 100 | 2014-07-29 | Per Device | 9 | Residential¦100¦41849¦Per Device¦9 | 3.7245 | 1.1752 | 0.64365 | 81.9427 | 0.61072 | 330 | 3.6423 | 1.1696 | 0.63921 | 81.7125 | 0.53714 | 311 | 16 | 19 | 0.9225 | 0.59376 | 10623 | 0.0044391 | -0.045442 | 0.033619 | 0.030459 | 0.031013 | 0.045365 | 0.043469 | -0.053698 | -0.01935 | 0.0044391 | 0.028228 | 0.062576 | -0.10115 | -0.068238 | -0.045442 | -0.022647 | 0.010265
Residential | 100 | 2014-07-29 | Per Ton | 9 | Residential¦100¦41849¦Per Ton¦9 | 3.7245 | 1.1752 | 0.17735 | 81.9427 | 0.16827 | 330 | 3.6423 | 1.1696 | 0.17613 | 81.7125 | 0.148 | 311 | 16 | 19 | 0.9225 | 0.1636 | 10623 | 0.0012231 | -0.012521 | 0.0092632 | 0.0083925 | 0.0085453 | 0.0125 | 0.011977 | -0.014796 | -0.0053317 | 0.0012231 | 0.007778 | 0.017242 | -0.027871 | -0.018802 | -0.012521 | -0.0062402 | 0.0028285
All | All | 2014-07-29 | Per Device | 10 | All¦All¦41849¦Per Device¦10 | 3.5996 | 1.3687 | 1.5218 | 84.638 | 4.5585 | 1362 | 3.6209 | 1.3586 | 1.4983 | 84.7561 | 4.6025 | 1344 | 16 | 19 | 1.0047 | 1.5289 | 27058 | 0.023508 | 0.030666 | 0.12352 | 0.12554 | 0.1241 | 0.17612 | 0.17653 | -0.2022 | -0.06885 | 0.023508 | 0.11587 | 0.24922 | -0.19556 | -0.061906 | 0.030666 | 0.12324 | 0.2569
All | All | 2014-07-29 | Per Ton | 10 | All¦All¦41849¦Per Ton¦10 | 3.5996 | 1.3687 | 0.41568 | 84.638 | 1.2452 | 1362 | 3.6209 | 1.3586 | 0.40925 | 84.7561 | 1.2572 | 1344 | 16 | 19 | 1.0047 | 0.41763 | 27058 | 0.0064212 | 0.0083763 | 0.033739 | 0.034292 | 0.033898 | 0.048107 | 0.048219 | -0.055231 | -0.018806 | 0.0064212 | 0.031649 | 0.068073 | -0.053418 | -0.01691 | 0.0083763 | 0.033662 | 0.070171
Non-Residential | All | 2014-07-29 | Per Device | 10 | Non-Residential¦All¦41849¦Per Device¦10 | 3.7202 | 2.3863 | 3.3118 | 83.5642 | 5.7668 | 712 | 3.6747 | 2.2899 | 3.0778 | 83.3271 | 5.8515 | 711 | 16 | 19 | 0.91192 | 3.0201 | 4663 | 0.23395 | -0.057738 | 0.21612 | 0.21945 | 0.19709 | 0.308 | 0.29496 | -0.16077 | 0.07243 | 0.23395 | 0.39546 | 0.62867 | -0.43574 | -0.21241 | -0.057738 | 0.096938 | 0.32027
Non-Residential | All | 2014-07-29 | Per Ton | 10 | Non-Residential¦All¦41849¦Per Ton¦10 | 3.7202 | 2.3863 | 0.8534 | 83.5642 | 1.486 | 712 | 3.6747 | 2.2899 | 0.79311 | 83.3271 | 1.5079 | 711 | 16 | 19 | 0.91192 | 0.77823 | 4663 | 0.060285 | -0.014878 | 0.055692 | 0.056549 | 0.050787 | 0.079368 | 0.076007 | -0.04143 | 0.018664 | 0.060285 | 0.10191 | 0.162 | -0.11229 | -0.054737 | -0.014878 | 0.02498 | 0.082529
Non-Residential | 30 | 2014-07-29 | Per Device | 10 | Non-Residential¦30¦41849¦Per Device¦10 | 3.687 | 2.5143 | 3.1827 | 84.2539 | 4.9877 | 359 | 3.8082 | 2.5727 | 3.4385 | 83.997 | 7.5213 | 356 | 16 | 19 | 1.0567 | 3.3631 | 1336 | -0.25578 | -0.075408 | 0.26324 | 0.39863 | 0.27816 | 0.4777 | 0.48609 | -0.86798 | -0.50629 | -0.25578 | -0.0052715 | 0.35642 | -0.69835 | -0.33031 | -0.075408 | 0.1795 | 0.54754
Non-Residential | 30 | 2014-07-29 | Per Ton | 10 | Non-Residential¦30¦41849¦Per Ton¦10 | 3.687 | 2.5143 | 0.81912 | 84.2539 | 1.2837 | 359 | 3.8082 | 2.5727 | 0.88495 | 83.997 | 1.9358 | 356 | 16 | 19 | 1.0567 | 0.86555 | 1336 | -0.06583 | -0.019408 | 0.06775 | 0.10259 | 0.07159 | 0.12295 | 0.1251 | -0.22339 | -0.1303 | -0.06583 | -0.0013567 | 0.091732 | -0.17973 | -0.085012 | -0.019408 | 0.046196 | 0.14092
Non-Residential | 50 | 2014-07-29 | Per Device | 10 | Non-Residential¦50¦41849¦Per Device¦10 | 3.7342 | 2.332 | 3.3669 | 83.2719 | 6.1486 | 353 | 3.6189 | 2.172 | 2.8874 | 83.0478 | 4.4023 | 355 | 16 | 19 | 0.84141 | 2.8329 | 3327 | 0.47952 | -0.054459 | 0.32726 | 0.23365 | 0.27536 | 0.40211 | 0.36113 | -0.035804 | 0.26865 | 0.47952 | 0.69038 | 0.99484 | -0.51726 | -0.24383 | -0.054459 | 0.13492 | 0.40835
Non-Residential | 50 | 2014-07-29 | Per Ton | 10 | Non-Residential¦50¦41849¦Per Ton¦10 | 3.7342 | 2.332 | 0.86814 | 83.2719 | 1.5854 | 353 | 3.6189 | 2.172 | 0.7445 | 83.0478 | 1.1351 | 355 | 16 | 19 | 0.84141 | 0.73046 | 3327 | 0.12364 | -0.014042 | 0.084381 | 0.060245 | 0.070999 | 0.10368 | 0.093115 | -0.0092318 | 0.06927 | 0.12364 | 0.17801 | 0.25651 | -0.13337 | -0.062871 | -0.014042 | 0.034787 | 0.10529
Residential | All | 2014-07-29 | Per Device | 10 | Residential¦All¦41849¦Per Device¦10 | 3.5737 | 1.151 | 0.75379 | 84.8677 | 0.69755 | 650 | 3.6091 | 1.1538 | 0.79425 | 85.0702 | 0.7645 | 633 | 16 | 19 | 1.0946 | 0.82513 | 22395 | -0.040459 | 0.030881 | 0.02736 | 0.030386 | 0.02995 | 0.040889 | 0.042665 | -0.09286 | -0.061901 | -0.040459 | -0.019016 | 0.011943 | -0.023797 | 0.0085072 | 0.030881 | 0.053254 | 0.085558
Residential | All | 2014-07-29 | Per Ton | 10 | Residential¦All¦41849¦Per Ton¦10 | 3.5737 | 1.151 | 0.21114 | 84.8677 | 0.19539 | 650 | 3.6091 | 1.1538 | 0.22247 | 85.0702 | 0.21414 | 633 | 16 | 19 | 1.0946 | 0.23112 | 22395 | -0.011333 | 0.0086498 | 0.0076637 | 0.0085112 | 0.008389 | 0.011453 | 0.011951 | -0.02601 | -0.017339 | -0.011333 | -0.0053266 | 0.0033451 | -0.0066655 | 0.0023829 | 0.0086498 | 0.014917 | 0.023965
Residential | 50 | 2014-07-29 | Per Device | 10 | Residential¦50¦41849¦Per Device¦10 | 3.433 | 1.1285 | 0.80226 | 85.2788 | 0.73315 | 320 | 3.5802 | 1.1399 | 0.86824 | 85.7894 | 0.86092 | 322 | 16 | 19 | 1.2228 | 0.98101 | 11772 | -0.065984 | 0.11277 | 0.040984 | 0.047977 | 0.050116 | 0.0631 | 0.069379 | -0.14685 | -0.099073 | -0.065984 | -0.032895 | 0.014881 | 0.023856 | 0.076386 | 0.11277 | 0.14915 | 0.20168
Residential | 50 | 2014-07-29 | Per Ton | 10 | Residential¦50¦41849¦Per Ton¦10 | 3.433 | 1.1285 | 0.22832 | 85.2788 | 0.20865 | 320 | 3.5802 | 1.1399 | 0.2471 | 85.7894 | 0.24501 | 322 | 16 | 19 | 1.2228 | 0.27919 | 11772 | -0.018779 | 0.032093 | 0.011664 | 0.013654 | 0.014263 | 0.017958 | 0.019745 | -0.041792 | -0.028196 | -0.018779 | -0.0093616 | 0.0042351 | 0.0067892 | 0.021739 | 0.032093 | 0.042447 | 0.057397
Residential | 100 | 2014-07-29 | Per Device | 10 | Residential¦100¦41849¦Per Device¦10 | 3.7245 | 1.1752 | 0.70392 | 84.4275 | 0.66024 | 330 | 3.6423 | 1.1696 | 0.71487 | 84.2484 | 0.64779 | 311 | 16 | 19 | 0.9225 | 0.64937 | 10623 | -0.010943 | -0.065496 | 0.036345 | 0.036733 | 0.033528 | 0.051675 | 0.049734 | -0.077167 | -0.038042 | -0.010943 | 0.016155 | 0.05528 | -0.12923 | -0.091577 | -0.065496 | -0.039416 | -0.00176
Residential | 100 | 2014-07-29 | Per Ton | 10 | Residential¦100¦41849¦Per Ton¦10 | 3.7245 | 1.1752 | 0.19396 | 84.4275 | 0.18192 | 330 | 3.6423 | 1.1696 | 0.19697 | 84.2484 | 0.17849 | 311 | 16 | 19 | 0.9225 | 0.17893 | 10623 | -0.0030153 | -0.018047 | 0.010014 | 0.010121 | 0.0092383 | 0.014238 | 0.013704 | -0.021262 | -0.010482 | -0.0030153 | 0.0044513 | 0.015232 | -0.035609 | -0.025233 | -0.018047 | -0.010861 | -0.0004849
All | All | 2014-07-29 | Per Device | 11 | All¦All¦41849¦Per Device¦11 | 3.5996 | 1.3687 | 1.7431 | 87.2571 | 4.961 | 1362 | 3.6209 | 1.3586 | 1.7088 | 87.3137 | 4.8785 | 1344 | 16 | 19 | 1.0047 | 1.7513 | 27058 | 0.034281 | 0.04248 | 0.13443 | 0.13307 | 0.13506 | 0.18915 | 0.1896 | -0.20813 | -0.064911 | 0.034281 | 0.13347 | 0.27669 | -0.2005 | -0.056947 | 0.04248 | 0.14191 | 0.28546
All | All | 2014-07-29 | Per Ton | 11 | All¦All¦41849¦Per Ton¦11 | 3.5996 | 1.3687 | 0.47613 | 87.2571 | 1.3551 | 1362 | 3.6209 | 1.3586 | 0.46676 | 87.3137 | 1.3326 | 1344 | 16 | 19 | 1.0047 | 0.47837 | 27058 | 0.0093637 | 0.011603 | 0.036718 | 0.036349 | 0.036891 | 0.051667 | 0.05179 | -0.05685 | -0.01773 | 0.0093637 | 0.036458 | 0.075577 | -0.054768 | -0.015555 | 0.011603 | 0.038762 | 0.077974
Non-Residential | All | 2014-07-29 | Per Device | 11 | Non-Residential¦All¦41849¦Per Device¦11 | 3.7202 | 2.3863 | 3.7225 | 85.7155 | 6.2169 | 712 | 3.6747 | 2.2899 | 3.4647 | 85.495 | 6.1169 | 711 | 16 | 19 | 0.91192 | 3.3946 | 4663 | 0.25776 | -0.070101 | 0.23299 | 0.2294 | 0.21247 | 0.32697 | 0.31268 | -0.16127 | 0.086294 | 0.25776 | 0.42922 | 0.67678 | -0.47081 | -0.23407 | -0.070101 | 0.093866 | 0.33061
Non-Residential | All | 2014-07-29 | Per Ton | 11 | Non-Residential¦All¦41849¦Per Ton¦11 | 3.7202 | 2.3863 | 0.95923 | 85.7155 | 1.602 | 712 | 3.6747 | 2.2899 | 0.89281 | 85.495 | 1.5762 | 711 | 16 | 19 | 0.91192 | 0.87474 | 4663 | 0.06642 | -0.018064 | 0.060038 | 0.059114 | 0.05475 | 0.084255 | 0.080573 | -0.041557 | 0.022237 | 0.06642 | 0.1106 | 0.1744 | -0.12132 | -0.060317 | -0.018064 | 0.024188 | 0.085194
Non-Residential | 30 | 2014-07-29 | Per Device | 11 | Non-Residential¦30¦41849¦Per Device¦11 | 3.687 | 2.5143 | 3.6292 | 86.4944 | 5.4024 | 359 | 3.8082 | 2.5727 | 3.865 | 86.4163 | 7.9122 | 356 | 16 | 19 | 1.0567 | 3.8349 | 1336 | -0.23574 | -0.030065 | 0.28513 | 0.41935 | 0.30128 | 0.5071 | 0.51636 | -0.88562 | -0.50167 | -0.23574 | 0.030179 | 0.41413 | -0.6918 | -0.30084 | -0.030065 | 0.24071 | 0.63167
Non-Residential | 30 | 2014-07-29 | Per Ton | 11 | Non-Residential¦30¦41849¦Per Ton¦11 | 3.687 | 2.5143 | 0.93405 | 86.4944 | 1.3904 | 359 | 3.8082 | 2.5727 | 0.99472 | 86.4163 | 2.0364 | 356 | 16 | 19 | 1.0567 | 0.98698 | 1336 | -0.060673 | -0.0077379 | 0.073382 | 0.10793 | 0.077541 | 0.13051 | 0.13289 | -0.22793 | -0.12911 | -0.060673 | 0.007767 | 0.10658 | -0.17805 | -0.077428 | -0.0077379 | 0.061952 | 0.16257
Non-Residential | 50 | 2014-07-29 | Per Device | 11 | Non-Residential¦50¦41849¦Per Device¦11 | 3.7342 | 2.332 | 3.7577 | 85.3854 | 6.6123 | 353 | 3.6189 | 2.172 | 3.2533 | 85.1109 | 4.5404 | 355 | 16 | 19 | 0.84141 | 3.1618 | 3327 | 0.50446 | -0.091497 | 0.35194 | 0.24098 | 0.29612 | 0.42653 | 0.38179 | -0.042168 | 0.28078 | 0.50446 | 0.72813 | 1.0511 | -0.58077 | -0.29171 | -0.091497 | 0.10871 | 0.39778
Non-Residential | 50 | 2014-07-29 | Per Ton | 11 | Non-Residential¦50¦41849¦Per Ton¦11 | 3.7342 | 2.332 | 0.9689 | 85.3854 | 1.7049 | 353 | 3.6189 | 2.172 | 0.83883 | 85.1109 | 1.1707 | 355 | 16 | 19 | 0.84141 | 0.81524 | 3327 | 0.13007 | -0.023592 | 0.090745 | 0.062135 | 0.076354 | 0.10998 | 0.098441 | -0.010873 | 0.072398 | 0.13007 | 0.18774 | 0.27102 | -0.14975 | -0.075214 | -0.023592 | 0.028031 | 0.10257
Residential | All | 2014-07-29 | Per Device | 11 | Residential¦All¦41849¦Per Device¦11 | 3.5737 | 1.151 | 0.89357 | 87.587 | 0.91285 | 650 | 3.6091 | 1.1538 | 0.92579 | 87.7135 | 0.95136 | 633 | 16 | 19 | 1.0946 | 0.97814 | 22395 | -0.032213 | 0.052355 | 0.035805 | 0.037813 | 0.039193 | 0.052075 | 0.054461 | -0.09895 | -0.059521 | -0.032213 | -0.0049052 | 0.034523 | -0.017439 | 0.023796 | 0.052355 | 0.080914 | 0.12215
Residential | All | 2014-07-29 | Per Ton | 11 | Residential¦All¦41849¦Per Ton¦11 | 3.5737 | 1.151 | 0.25029 | 87.587 | 0.25569 | 650 | 3.6091 | 1.1538 | 0.25931 | 87.7135 | 0.26648 | 633 | 16 | 19 | 1.0946 | 0.27398 | 22395 | -0.009023 | 0.014665 | 0.010029 | 0.010592 | 0.010978 | 0.014586 | 0.015255 | -0.027716 | -0.016672 | -0.009023 | -0.0013739 | 0.0096701 | -0.0048846 | 0.0066653 | 0.014665 | 0.022664 | 0.034214
Residential | 50 | 2014-07-29 | Per Device | 11 | Residential¦50¦41849¦Per Device¦11 | 3.433 | 1.1285 | 0.97157 | 88.1069 | 1.0021 | 320 | 3.5802 | 1.1399 | 1.0707 | 88.4324 | 1.1069 | 322 | 16 | 19 | 1.2228 | 1.188 | 11772 | -0.0991 | 0.11738 | 0.056022 | 0.061683 | 0.068504 | 0.083326 | 0.092182 | -0.20589 | -0.1428 | -0.0991 | -0.055404 | 0.0076862 | -0.0007593 | 0.069037 | 0.11738 | 0.16572 | 0.23551
Residential | 50 | 2014-07-29 | Per Ton | 11 | Residential¦50¦41849¦Per Ton¦11 | 3.433 | 1.1285 | 0.2765 | 88.1069 | 0.2852 | 320 | 3.5802 | 1.1399 | 0.30471 | 88.4324 | 0.31501 | 322 | 16 | 19 | 1.2228 | 0.33811 | 11772 | -0.028203 | 0.033405 | 0.015943 | 0.017555 | 0.019496 | 0.023714 | 0.026234 | -0.058594 | -0.040639 | -0.028203 | -0.015768 | 0.0021874 | -0.0002161 | 0.019647 | 0.033405 | 0.047162 | 0.067026
Residential | 100 | 2014-07-29 | Per Device | 11 | Residential¦100¦41849¦Per Device¦11 | 3.7245 | 1.1752 | 0.81362 | 87.0302 | 0.8142 | 330 | 3.6423 | 1.1696 | 0.7698 | 86.8921 | 0.74039 | 311 | 16 | 19 | 0.9225 | 0.75056 | 10623 | 0.043815 | -0.019239 | 0.04482 | 0.041983 | 0.041347 | 0.061412 | 0.058925 | -0.034888 | 0.01161 | 0.043815 | 0.07602 | 0.12252 | -0.094755 | -0.050139 | -0.019239 | 0.011661 | 0.056277
Residential | 100 | 2014-07-29 | Per Ton | 11 | Residential¦100¦41849¦Per Ton¦11 | 3.7245 | 1.1752 | 0.22418 | 87.0302 | 0.22434 | 330 | 3.6423 | 1.1696 | 0.21211 | 86.8921 | 0.204 | 311 | 16 | 19 | 0.9225 | 0.20681 | 10623 | 0.012073 | -0.0053011 | 0.01235 | 0.011568 | 0.011393 | 0.016921 | 0.016236 | -0.0096129 | 0.0031991 | 0.012073 | 0.020946 | 0.033758 | -0.026108 | -0.013815 | -0.0053011 | 0.0032131 | 0.015506
All | All | 2014-07-29 | Per Device | 12 | All¦All¦41849¦Per Device¦12 | 3.5996 | 1.3687 | 1.899 | 87.122 | 5.1868 | 1362 | 3.6209 | 1.3586 | 1.8728 | 87.224 | 4.9693 | 1344 | 16 | 19 | 1.0047 | 1.9079 | 27058 | 0.026177 | 0.035109 | 0.14054 | 0.13555 | 0.1412 | 0.19526 | 0.19573 | -0.22406 | -0.076216 | 0.026177 | 0.12857 | 0.27641 | -0.21573 | -0.067534 | 0.035109 | 0.13775 | 0.28595
All | All | 2014-07-29 | Per Ton | 12 | All¦All¦41849¦Per Ton¦12 | 3.5996 | 1.3687 | 0.51871 | 87.122 | 1.4168 | 1362 | 3.6209 | 1.3586 | 0.51156 | 87.224 | 1.3573 | 1344 | 16 | 19 | 1.0047 | 0.52115 | 27058 | 0.0071501 | 0.0095899 | 0.038389 | 0.037025 | 0.03857 | 0.053334 | 0.053464 | -0.061201 | -0.020818 | 0.0071501 | 0.035119 | 0.075501 | -0.058928 | -0.018447 | 0.0095899 | 0.037627 | 0.078107
Non-Residential | All | 2014-07-29 | Per Device | 12 | Non-Residential¦All¦41849¦Per Device¦12 | 3.7202 | 2.3863 | 3.9794 | 85.8669 | 6.4629 | 712 | 3.6747 | 2.2899 | 3.6765 | 85.6279 | 6.1749 | 711 | 16 | 19 | 0.91192 | 3.6289 | 4663 | 0.30289 | -0.047599 | 0.24221 | 0.23158 | 0.22088 | 0.3351 | 0.32002 | -0.12656 | 0.12716 | 0.30289 | 0.47862 | 0.73234 | -0.45772 | -0.21542 | -0.047599 | 0.12022 | 0.36253
Non-Residential | All | 2014-07-29 | Per Ton | 12 | Non-Residential¦All¦41849¦Per Ton¦12 | 3.7202 | 2.3863 | 1.0254 | 85.8669 | 1.6654 | 712 | 3.6747 | 2.2899 | 0.94739 | 85.6279 | 1.5912 | 711 | 16 | 19 | 0.91192 | 0.93512 | 4663 | 0.078051 | -0.012266 | 0.062414 | 0.059674 | 0.056917 | 0.086351 | 0.082465 | -0.032613 | 0.032768 | 0.078051 | 0.12333 | 0.18871 | -0.11795 | -0.055511 | -0.012266 | 0.030979 | 0.093418
Non-Residential | 30 | 2014-07-29 | Per Device | 12 | Non-Residential¦30¦41849¦Per Device¦12 | 3.687 | 2.5143 | 3.8415 | 86.5538 | 5.5765 | 359 | 3.8082 | 2.5727 | 4.1039 | 86.4011 | 7.9715 | 356 | 16 | 19 | 1.0567 | 4.0592 | 1336 | -0.26238 | -0.044668 | 0.29432 | 0.42249 | 0.311 | 0.5149 | 0.52461 | -0.92224 | -0.53239 | -0.26238 | 0.0076346 | 0.39749 | -0.71698 | -0.31977 | -0.044668 | 0.23044 | 0.62765
Non-Residential | 30 | 2014-07-29 | Per Ton | 12 | Non-Residential¦30¦41849¦Per Ton¦12 | 3.687 | 2.5143 | 0.98868 | 86.5538 | 1.4352 | 359 | 3.8082 | 2.5727 | 1.0562 | 86.4011 | 2.0516 | 356 | 16 | 19 | 1.0567 | 1.0447 | 1336 | -0.067528 | -0.011496 | 0.075748 | 0.10873 | 0.080041 | 0.13252 | 0.13502 | -0.23736 | -0.13702 | -0.067528 | 0.0019649 | 0.1023 | -0.18453 | -0.0823 | -0.011496 | 0.059307 | 0.16154
Non-Residential | 50 | 2014-07-29 | Per Device | 12 | Non-Residential¦50¦41849¦Per Device¦12 | 3.7342 | 2.332 | 4.0368 | 85.5758 | 6.8956 | 353 | 3.6189 | 2.172 | 3.4508 | 85.3054 | 4.5928 | 355 | 16 | 19 | 0.84141 | 3.3966 | 3327 | 0.586 | -0.054214 | 0.36702 | 0.24376 | 0.30881 | 0.44059 | 0.39342 | 0.021364 | 0.35496 | 0.586 | 0.81705 | 1.1506 | -0.55841 | -0.26053 | -0.054214 | 0.1521 | 0.44998
Non-Residential | 50 | 2014-07-29 | Per Ton | 12 | Non-Residential¦50¦41849¦Per Ton¦12 | 3.7342 | 2.332 | 1.0409 | 85.5758 | 1.778 | 353 | 3.6189 | 2.172 | 0.88977 | 85.3054 | 1.1842 | 355 | 16 | 19 | 0.84141 | 0.87579 | 3327 | 0.1511 | -0.013979 | 0.094633 | 0.062852 | 0.079625 | 0.1136 | 0.10144 | 0.0055085 | 0.091523 | 0.1511 | 0.21067 | 0.29669 | -0.14398 | -0.067175 | -0.013979 | 0.039217 | 0.11602
Residential | All | 2014-07-29 | Per Device | 12 | Residential¦All¦41849¦Per Device¦12 | 3.5737 | 1.151 | 1.0058 | 87.3906 | 1.0327 | 650 | 3.6091 | 1.1538 | 1.0673 | 87.5749 | 1.0794 | 633 | 16 | 19 | 1.0946 | 1.1009 | 22395 | -0.061565 | 0.033621 | 0.040505 | 0.042902 | 0.044338 | 0.059002 | 0.061696 | -0.13718 | -0.092505 | -0.061565 | -0.030624 | 0.014049 | -0.045446 | 0.0012674 | 0.033621 | 0.065975 | 0.11269
Residential | All | 2014-07-29 | Per Ton | 12 | Residential¦All¦41849¦Per Ton¦12 | 3.5737 | 1.151 | 0.28171 | 87.3906 | 0.28925 | 650 | 3.6091 | 1.1538 | 0.29896 | 87.5749 | 0.30234 | 633 | 16 | 19 | 1.0946 | 0.30838 | 22395 | -0.017244 | 0.0094173 | 0.011345 | 0.012017 | 0.012419 | 0.016526 | 0.017281 | -0.038424 | -0.025911 | -0.017244 | -0.0085779 | 0.0039351 | -0.012729 | 0.000355 | 0.0094173 | 0.018479 | 0.031564
Residential | 50 | 2014-07-29 | Per Device | 12 | Residential¦50¦41849¦Per Device¦12 | 3.433 | 1.1285 | 1.0532 | 87.8341 | 1.0365 | 320 | 3.5802 | 1.1399 | 1.2638 | 88.2912 | 1.2553 | 322 | 16 | 19 | 1.2228 | 1.2878 | 11772 | -0.21065 | 0.024003 | 0.057943 | 0.069953 | 0.070854 | 0.090834 | 0.099568 | -0.32706 | -0.25829 | -0.21065 | -0.16302 | -0.094244 | -0.1036 | -0.02821 | 0.024003 | 0.076216 | 0.1516
Residential | 50 | 2014-07-29 | Per Ton | 12 | Residential¦50¦41849¦Per Ton¦12 | 3.433 | 1.1285 | 0.29972 | 87.8341 | 0.29499 | 320 | 3.5802 | 1.1399 | 0.35967 | 88.2912 | 0.35724 | 322 | 16 | 19 | 1.2228 | 0.3665 | 11772 | -0.05995 | 0.0068311 | 0.01649 | 0.019908 | 0.020164 | 0.025851 | 0.028336 | -0.093079 | -0.073507 | -0.05995 | -0.046394 | -0.026821 | -0.029483 | -0.0080284 | 0.0068311 | 0.021691 | 0.043146
Residential | 100 | 2014-07-29 | Per Device | 12 | Residential¦100¦41849¦Per Device¦12 | 3.7245 | 1.1752 | 0.95673 | 86.9155 | 1.0284 | 330 | 3.6423 | 1.1696 | 0.85562 | 86.7565 | 0.82814 | 311 | 16 | 19 | 0.9225 | 0.88259 | 10623 | 0.10111 | 0.02697 | 0.056613 | 0.04696 | 0.052225 | 0.073554 | 0.070233 | 0.0068517 | 0.062543 | 0.10111 | 0.13969 | 0.19538 | -0.063037 | -0.0098606 | 0.02697 | 0.0638 | 0.11698
Residential | 100 | 2014-07-29 | Per Ton | 12 | Residential¦100¦41849¦Per Ton¦12 | 3.7245 | 1.1752 | 0.26361 | 86.9155 | 0.28337 | 330 | 3.6423 | 1.1696 | 0.23575 | 86.7565 | 0.22818 | 311 | 16 | 19 | 0.9225 | 0.24319 | 10623 | 0.027861 | 0.0074311 | 0.015599 | 0.012939 | 0.01439 | 0.020267 | 0.019352 | 0.0018879 | 0.017233 | 0.027861 | 0.038489 | 0.053834 | -0.017369 | -0.0027169 | 0.0074311 | 0.017579 | 0.032232
All | All | 2014-07-29 | Per Device | 13 | All¦All¦41849¦Per Device¦13 | 3.5996 | 1.3687 | 2.052 | 89.5058 | 5.2596 | 1362 | 3.6209 | 1.3586 | 2.0275 | 89.5666 | 4.8045 | 1344 | 16 | 19 | 1.0047 | 2.0616 | 27058 | 0.02449 | 0.034141 | 0.14252 | 0.13105 | 0.14319 | 0.19361 | 0.19411 | -0.22364 | -0.077041 | 0.02449 | 0.12602 | 0.27261 | -0.21462 | -0.067649 | 0.034141 | 0.13593 | 0.2829
All | All | 2014-07-29 | Per Ton | 13 | All¦All¦41849¦Per Ton¦13 | 3.5996 | 1.3687 | 0.56049 | 89.5058 | 1.4367 | 1362 | 3.6209 | 1.3586 | 0.5538 | 89.5666 | 1.3123 | 1344 | 16 | 19 | 1.0047 | 0.56313 | 27058 | 0.0066893 | 0.0093257 | 0.038928 | 0.035797 | 0.039112 | 0.052885 | 0.05302 | -0.061086 | -0.021044 | 0.0066893 | 0.034423 | 0.074465 | -0.058623 | -0.018478 | 0.0093257 | 0.03713 | 0.077274
Non-Residential | All | 2014-07-29 | Per Device | 13 | Non-Residential¦All¦41849¦Per Device¦13 | 3.7202 | 2.3863 | 4.0503 | 87.9066 | 6.5402 | 712 | 3.6747 | 2.2899 | 3.6917 | 87.6465 | 5.8941 | 711 | 16 | 19 | 0.91192 | 3.6936 | 4663 | 0.35865 | 0.0019168 | 0.2451 | 0.22104 | 0.22352 | 0.33006 | 0.31436 | -0.06433 | 0.18557 | 0.35865 | 0.53173 | 0.78164 | -0.40095 | -0.16293 | 0.0019168 | 0.16677 | 0.40478
Non-Residential | All | 2014-07-29 | Per Ton | 13 | Non-Residential¦All¦41849¦Per Ton¦13 | 3.7202 | 2.3863 | 1.0437 | 87.9066 | 1.6853 | 712 | 3.6747 | 2.2899 | 0.9513 | 87.6465 | 1.5188 | 711 | 16 | 19 | 0.91192 | 0.95179 | 4663 | 0.09242 | 0.000494 | 0.06316 | 0.05696 | 0.057597 | 0.085051 | 0.081006 | -0.016577 | 0.04782 | 0.09242 | 0.13702 | 0.20142 | -0.10332 | -0.041986 | 0.000494 | 0.042973 | 0.10431
Non-Residential | 30 | 2014-07-29 | Per Device | 13 | Non-Residential¦30¦41849¦Per Device¦13 | 3.687 | 2.5143 | 3.9427 | 88.8981 | 5.6864 | 359 | 3.8082 | 2.5727 | 4.1761 | 88.6967 | 7.3841 | 356 | 16 | 19 | 1.0567 | 4.1662 | 1336 | -0.23339 | -0.0099424 | 0.30012 | 0.39136 | 0.31713 | 0.49318 | 0.50372 | -0.86543 | -0.49201 | -0.23339 | 0.025239 | 0.39865 | -0.65548 | -0.27409 | -0.0099424 | 0.25421 | 0.6356
Non-Residential | 30 | 2014-07-29 | Per Ton | 13 | Non-Residential¦30¦41849¦Per Ton¦13 | 3.687 | 2.5143 | 1.0147 | 88.8981 | 1.4635 | 359 | 3.8082 | 2.5727 | 1.0748 | 88.6967 | 1.9004 | 356 | 16 | 19 | 1.0567 | 1.0722 | 1336 | -0.060067 | -0.0025588 | 0.077241 | 0.10072 | 0.081618 | 0.12693 | 0.12964 | -0.22273 | -0.12663 | -0.060067 | 0.0064957 | 0.1026 | -0.1687 | -0.070542 | -0.0025588 | 0.065425 | 0.16358
Non-Residential | 50 | 2014-07-29 | Per Device | 13 | Non-Residential¦50¦41849¦Per Device¦13 | 3.7342 | 2.332 | 4.0919 | 87.4864 | 6.9543 | 353 | 3.6189 | 2.172 | 3.437 | 87.2085 | 4.598 | 355 | 16 | 19 | 0.84141 | 3.443 | 3327 | 0.6549 | 0.0059443 | 0.37014 | 0.24404 | 0.31144 | 0.44335 | 0.39566 | 0.086726 | 0.42241 | 0.6549 | 0.88739 | 1.2231 | -0.50112 | -0.20154 | 0.0059443 | 0.21343 | 0.513
Non-Residential | 50 | 2014-07-29 | Per Ton | 13 | Non-Residential¦50¦41849¦Per Ton¦13 | 3.7342 | 2.332 | 1.0551 | 87.4864 | 1.7931 | 353 | 3.6189 | 2.172 | 0.88621 | 87.2085 | 1.1856 | 355 | 16 | 19 | 0.84141 | 0.88774 | 3327 | 0.16886 | 0.0015327 | 0.095438 | 0.062924 | 0.080302 | 0.11431 | 0.10202 | 0.022362 | 0.10891 | 0.16886 | 0.22881 | 0.31536 | -0.12921 | -0.051966 | 0.0015327 | 0.055031 | 0.13227
Residential | All | 2014-07-29 | Per Device | 13 | Residential¦All¦41849¦Per Device¦13 | 3.5737 | 1.151 | 1.1929 | 89.8479 | 1.2635 | 650 | 3.6091 | 1.1538 | 1.2814 | 89.9887 | 1.3501 | 633 | 16 | 19 | 1.0946 | 1.3058 | 22395 | -0.088549 | 0.024347 | 0.049557 | 0.053663 | 0.054247 | 0.073045 | 0.076305 | -0.18216 | -0.12685 | -0.088549 | -0.050244 | 0.0050622 | -0.073441 | -0.015667 | 0.024347 | 0.064361 | 0.12214
Residential | All | 2014-07-29 | Per Ton | 13 | Residential¦All¦41849¦Per Ton¦13 | 3.5737 | 1.151 | 0.33413 | 89.8479 | 0.3539 | 650 | 3.6091 | 1.1538 | 0.35893 | 89.9887 | 0.37817 | 633 | 16 | 19 | 1.0946 | 0.36575 | 22395 | -0.024803 | 0.0068196 | 0.013881 | 0.015031 | 0.015195 | 0.02046 | 0.021373 | -0.051023 | -0.035532 | -0.024803 | -0.014073 | 0.0014179 | -0.020571 | -0.0043884 | 0.0068196 | 0.018028 | 0.03421
Residential | 50 | 2014-07-29 | Per Device | 13 | Residential¦50¦41849¦Per Device¦13 | 3.433 | 1.1285 | 1.2271 | 90.4659 | 1.2301 | 320 | 1900-01-02 13:55 | 1899-12-31 03:21 | 1.5357 | 90.8863 | 1.5329 | 322 | 16 | 19 | 1.2228 | 1.5005 | 11772 | -0.30868 | -0.035279 | 0.068765 | 0.085423 | 0.084087 | 0.10966 | 0.11987 | -0.44922 | -0.36619 | -0.30868 | -0.25117 | -0.16814 | -0.18889 | -0.098137 | -0.035279 | 0.027578 | 0.11833
Residential | 50 | 2014-07-29 | Per Ton | 13 | Residential¦50¦41849¦Per Ton¦13 | 3.433 | 1.1285 | 0.34921 | 90.4659 | 0.35008 | 320 | 1900-01-02 13:55 | 1899-12-31 03:21 | 0.43706 | 90.8863 | 0.43624 | 322 | 16 | 19 | 1.2228 | 0.42702 | 11772 | -0.087848 | -0.01004 | 0.01957 | 0.024311 | 0.023931 | 0.031209 | 0.034113 | -0.12784 | -0.10421 | -0.087848 | -0.071482 | -0.047852 | -0.053757 | -0.027929 | -0.01004 | 0.0078485 | 0.033677
Residential | 100 | 2014-07-29 | Per Device | 13 | Residential¦100¦41849¦Per Device¦13 | 3.7245 | 1.1752 | 1.1571 | 89.186 | 1.2945 | 330 | 1900-01-02 15:25 | 1899-12-31 04:04 | 1.0074 | 88.9631 | 1.0872 | 311 | 16 | 19 | 0.9225 | 1.0674 | 10623 | 0.14975 | 0.060077 | 0.071262 | 0.061652 | 0.065739 | 0.094229 | 0.090125 | 0.028992 | 0.10034 | 0.14975 | 0.19917 | 0.27051 | -0.055423 | 0.012815 | 0.060077 | 0.10734 | 0.17558
Residential | 100 | 2014-07-29 | Per Ton | 13 | Residential¦100¦41849¦Per Ton¦13 | 3.7245 | 1.1752 | 0.31883 | 89.186 | 0.35669 | 330 | 1900-01-02 15:25 | 1899-12-31 04:04 | 0.27757 | 88.9631 | 0.29957 | 311 | 16 | 19 | 0.9225 | 0.29412 | 10623 | 0.041262 | 0.016553 | 0.019635 | 0.016987 | 0.018114 | 0.025964 | 0.024833 | 0.0079884 | 0.027647 | 0.041262 | 0.054878 | 0.074536 | -0.015271 | 0.0035311 | 0.016553 | 0.029576 | 0.048378
All | All | 2014-07-29 | Per Device | 14 | All¦All¦41849¦Per Device¦14 | 3.5996 | 1.3687 | 2.1738 | 88.9137 | 5.3271 | 1362 | 1900-01-02 14:54 | 1899-12-31 08:36 | 2.1968 | 89.1011 | 4.8793 | 1344 | 16 | 19 | 1.0047 | 2.184 | 27058 | -0.022997 | -0.012772 | 0.14434 | 0.13309 | 0.14502 | 0.19634 | 0.19684 | -0.27462 | -0.12596 | -0.022997 | 0.079964 | 0.22862 | -0.26503 | -0.11599 | -0.012772 | 0.09045 | 0.23949
All | All | 2014-07-29 | Per Ton | 14 | All¦All¦41849¦Per Ton¦14 | 3.5996 | 1.3687 | 0.59376 | 88.9137 | 1.4551 | 1362 | 1900-01-02 14:54 | 1899-12-31 08:36 | 0.60004 | 89.1011 | 1.3328 | 1344 | 16 | 19 | 1.0047 | 0.59655 | 27058 | -0.0062816 | -0.0034888 | 0.039427 | 0.036355 | 0.039613 | 0.05363 | 0.053767 | -0.075011 | -0.034405 | -0.0062816 | 0.021842 | 0.062448 | -0.072393 | -0.031684 | -0.0034888 | 0.024706 | 0.065416
Non-Residential | All | 2014-07-29 | Per Device | 14 | Non-Residential¦All¦41849¦Per Device¦14 | 3.7202 | 2.3863 | 4.1195 | 87.3829 | 6.621 | 712 | 1900-01-02 16:12 | 1900-01-01 06:57 | 3.7225 | 87.1154 | 5.9845 | 711 | 16 | 19 | 0.91192 | 3.7567 | 4663 | 0.39703 | 0.034206 | 0.24813 | 0.22444 | 0.22628 | 0.33458 | 0.31871 | -0.031745 | 0.22158 | 0.39703 | 0.57248 | 0.82581 | -0.37423 | -0.13292 | 0.034206 | 0.20134 | 0.44264
Non-Residential | All | 2014-07-29 | Per Ton | 14 | Non-Residential¦All¦41849¦Per Ton¦14 | 3.7202 | 2.3863 | 1.0615 | 87.3829 | 1.7061 | 712 | 1900-01-02 16:12 | 1900-01-01 06:57 | 0.95923 | 87.1154 | 1.5421 | 711 | 16 | 19 | 0.91192 | 0.96804 | 4663 | 0.10231 | 0.0088145 | 0.06394 | 0.057834 | 0.058309 | 0.086216 | 0.082126 | -0.0081802 | 0.057098 | 0.10231 | 0.14752 | 0.2128 | -0.096435 | -0.034253 | 0.0088145 | 0.051882 | 0.11406
Non-Residential | 30 | 2014-07-29 | Per Device | 14 | Non-Residential¦30¦41849¦Per Device¦14 | 3.687 | 2.5143 | 4.0102 | 88.2723 | 5.7134 | 359 | 1900-01-02 19:24 | 1900-01-01 13:45 | 4.2362 | 88.0299 | 7.5509 | 356 | 16 | 19 | 1.0567 | 4.2375 | 1336 | -0.22596 | 0.0013117 | 0.30154 | 0.4002 | 0.31863 | 0.50108 | 0.51155 | -0.86812 | -0.48873 | -0.22596 | 0.036809 | 0.4162 | -0.65426 | -0.26694 | 0.0013117 | 0.26957 | 0.65689
Non-Residential | 30 | 2014-07-29 | Per Ton | 14 | Non-Residential¦30¦41849¦Per Ton¦14 | 3.687 | 2.5143 | 1.0321 | 88.2723 | 1.4704 | 359 | 1900-01-02 19:24 | 1900-01-01 13:45 | 1.0903 | 88.0299 | 1.9434 | 356 | 16 | 19 | 1.0567 | 1.0906 | 1336 | -0.058155 | 0.0003377 | 0.077607 | 0.103 | 0.082005 | 0.12896 | 0.13166 | -0.22343 | -0.12578 | -0.058155 | 0.0094735 | 0.10712 | -0.16839 | -0.068703 | 0.0003377 | 0.069378 | 0.16906
Non-Residential | 50 | 2014-07-29 | Per Device | 14 | Non-Residential¦50¦41849¦Per Device¦14 | 3.7342 | 2.332 | 4.1617 | 87.0061 | 7.0622 | 353 | 1900-01-02 14:51 | 1900-01-01 04:08 | 3.4528 | 86.734 | 4.6116 | 355 | 16 | 19 | 0.84141 | 3.5016 | 3327 | 0.70883 | 0.048817 | 0.37588 | 0.24476 | 0.31627 | 0.44855 | 0.39992 | 0.134 | 0.47362 | 0.70883 | 0.94405 | 1.2837 | -0.4637 | -0.1609 | 0.048817 | 0.25853 | 0.56133
Non-Residential | 50 | 2014-07-29 | Per Ton | 14 | Non-Residential¦50¦41849¦Per Ton¦14 | 3.7342 | 2.332 | 1.0731 | 87.0061 | 1.8209 | 353 | 1900-01-02 14:51 | 1900-01-01 04:08 | 0.89029 | 86.734 | 1.1891 | 355 | 16 | 19 | 0.84141 | 0.90287 | 3327 | 0.18277 | 0.012587 | 0.096919 | 0.06311 | 0.081548 | 0.11565 | 0.10312 | 0.03455 | 0.12212 | 0.18277 | 0.24342 | 0.33099 | -0.11956 | -0.041487 | 0.012587 | 0.066661 | 0.14474
Residential | All | 2014-07-29 | Per Device | 14 | Residential¦All¦41849¦Per Device¦14 | 3.5737 | 1.151 | 1.3365 | 89.2412 | 1.3786 | 650 | 1900-01-02 14:37 | 1899-12-31 03:41 | 1.5096 | 89.5376 | 1.5689 | 633 | 16 | 19 | 1.0946 | 1.463 | 22395 | -0.17311 | -0.046626 | 0.054073 | 0.062359 | 0.059191 | 0.082538 | 0.085977 | -0.27889 | -0.2164 | -0.17311 | -0.12983 | -0.067337 | -0.15681 | -0.091713 | -0.046626 | -0.0015398 | 0.063558
Residential | All | 2014-07-29 | Per Ton | 14 | Residential¦All¦41849¦Per Ton¦14 | 3.5737 | 1.151 | 0.37435 | 89.2412 | 0.38615 | 650 | 1900-01-02 14:37 | 1899-12-31 03:41 | 0.42284 | 89.5376 | 0.43945 | 633 | 16 | 19 | 1.0946 | 0.40978 | 22395 | -0.048489 | -0.01306 | 0.015146 | 0.017467 | 0.016579 | 0.023119 | 0.024082 | -0.078118 | -0.060613 | -0.048489 | -0.036366 | -0.018861 | -0.043923 | -0.025689 | -0.01306 | -0.0004313 | 0.017803
Residential | 50 | 2014-07-29 | Per Device | 14 | Residential¦50¦41849¦Per Device¦14 | 3.433 | 1.1285 | 1.4635 | 89.8406 | 1.4571 | 320 | 1900-01-02 13:55 | 1899-12-31 03:21 | 1.8297 | 90.4527 | 1.7754 | 322 | 16 | 19 | 1.2228 | 1.7896 | 11772 | -0.3662 | -0.040116 | 0.081455 | 0.098937 | 0.099605 | 0.12815 | 0.14039 | -0.53043 | -0.4334 | -0.3662 | -0.29899 | -0.20196 | -0.22003 | -0.11374 | -0.040116 | 0.033505 | 0.1398
Residential | 50 | 2014-07-29 | Per Ton | 14 | Residential¦50¦41849¦Per Ton¦14 | 3.433 | 1.1285 | 0.4165 | 89.8406 | 0.41469 | 320 | 1900-01-02 13:55 | 1899-12-31 03:21 | 0.52071 | 90.4527 | 0.50526 | 322 | 16 | 19 | 1.2228 | 0.5093 | 11772 | -0.10422 | -0.011417 | 0.023182 | 0.028157 | 0.028347 | 0.036472 | 0.039954 | -0.15096 | -0.12334 | -0.10422 | -0.085091 | -0.057476 | -0.06262 | -0.032369 | -0.011417 | 0.0095353 | 0.039787
Residential | 100 | 2014-07-29 | Per Device | 14 | Residential¦100¦41849¦Per Device¦14 | 3.7245 | 1.1752 | 1.2064 | 88.5993 | 1.2921 | 330 | 1900-01-02 15:25 | 1899-12-31 04:04 | 1.1646 | 88.4922 | 1.2607 | 311 | 16 | 19 | 0.9225 | 1.1129 | 10623 | 0.04187 | -0.051627 | 0.071126 | 0.071487 | 0.065614 | 0.10084 | 0.097034 | -0.087366 | -0.011012 | 0.04187 | 0.094752 | 0.17111 | -0.17598 | -0.10251 | -0.051627 | -0.0007425 | 0.072727
Residential | 100 | 2014-07-29 | Per Ton | 14 | Residential¦100¦41849¦Per Ton¦14 | 3.7245 | 1.1752 | 0.33242 | 88.5993 | 0.35601 | 330 | 1900-01-02 15:25 | 1899-12-31 04:04 | 0.32088 | 88.4922 | 0.34737 | 311 | 16 | 19 | 0.9225 | 0.30666 | 10623 | 0.011537 | -0.014225 | 0.019598 | 0.019697 | 0.018079 | 0.027786 | 0.026736 | -0.024073 | -0.0030343 | 0.011537 | 0.026108 | 0.047146 | -0.048489 | -0.028246 | -0.014225 | -0.0002046 | 0.020039
All | All | 2014-07-29 | Per Device | 15 | All¦All¦41849¦Per Device¦15 | 3.5996 | 1.3687 | 2.2683 | 86.6488 | 5.187 | 1362 | 1900-01-02 14:54 | 1899-12-31 08:36 | 2.279 | 86.8064 | 4.769 | 1344 | 16 | 19 | 1.0047 | 2.279 | 27058 | -0.01067 | 1.79e-07 | 0.14055 | 0.13009 | 0.14121 | 0.19151 | 0.192 | -0.2561 | -0.1111 | -0.01067 | 0.089758 | 0.23476 | -0.24605 | -0.10068 | 1.79e-07 | 0.10068 | 0.24605
All | All | 2014-07-29 | Per Ton | 15 | All¦All¦41849¦Per Ton¦15 | 3.5996 | 1.3687 | 0.6196 | 86.6488 | 1.4168 | 1362 | 1900-01-02 14:54 | 1899-12-31 08:36 | 0.62251 | 86.8064 | 1.3027 | 1344 | 16 | 19 | 1.0047 | 0.62251 | 27058 | -0.0029144 | -1.23e-09 | 0.038391 | 0.035533 | 0.038571 | 0.052311 | 0.052443 | -0.069953 | -0.030346 | -0.0029144 | 0.024517 | 0.064125 | -0.067209 | -0.027501 | -1.23e-09 | 0.027501 | 0.067209
Non-Residential | All | 2014-07-29 | Per Device | 15 | Non-Residential¦All¦41849¦Per Device¦15 | 3.7202 | 2.3863 | 4.0892 | 84.987 | 6.4087 | 712 | 1900-01-02 16:12 | 1900-01-01 06:57 | 3.7291 | 84.6715 | 5.817 | 711 | 16 | 19 | 0.91192 | 3.7291 | 4663 | 0.36016 | -1.6e-07 | 0.24017 | 0.21816 | 0.21902 | 0.32446 | 0.30913 | -0.055655 | 0.19001 | 0.36016 | 0.53031 | 0.77598 | -0.39617 | -0.16211 | -1.6e-07 | 0.16211 | 0.39617
Non-Residential | All | 2014-07-29 | Per Ton | 15 | Non-Residential¦All¦41849¦Per Ton¦15 | 3.7202 | 2.3863 | 1.0537 | 84.987 | 1.6514 | 712 | 1900-01-02 16:12 | 1900-01-01 06:57 | 0.96093 | 84.6715 | 1.499 | 711 | 16 | 19 | 0.91192 | 0.96093 | 4663 | 0.092809 | -3.83e-08 | 0.06189 | 0.056216 | 0.056439 | 0.08361 | 0.079659 | -0.014342 | 0.048964 | 0.092809 | 0.13665 | 0.19996 | -0.10209 | -0.041773 | -3.83e-08 | 0.041773 | 0.10209
Non-Residential | 30 | 2014-07-29 | Per Device | 15 | Non-Residential¦30¦41849¦Per Device¦15 | 3.687 | 2.5143 | 4.0002 | 85.9637 | 5.6499 | 359 | 1900-01-02 19:24 | 1900-01-01 13:45 | 4.2269 | 85.7368 | 7.1071 | 356 | 16 | 19 | 1.0567 | 4.2269 | 1336 | -0.2267 | -3.13e-07 | 0.29819 | 0.37667 | 0.31509 | 0.48042 | 0.49109 | -0.84238 | -0.47863 | -0.2267 | 0.02523 | 0.38898 | -0.62935 | -0.25753 | -3.13e-07 | 0.25753 | 0.62935
Non-Residential | 30 | 2014-07-29 | Per Ton | 15 | Non-Residential¦30¦41849¦Per Ton¦15 | 3.687 | 2.5143 | 1.0295 | 85.9637 | 1.4541 | 359 | 1900-01-02 19:24 | 1900-01-01 13:45 | 1.0879 | 85.7368 | 1.8291 | 356 | 16 | 19 | 1.0567 | 1.0879 | 1336 | -0.058346 | -1e-07 | 0.076745 | 0.096944 | 0.081094 | 0.12364 | 0.12639 | -0.2168 | -0.12319 | -0.058346 | 0.0064934 | 0.10011 | -0.16198 | -0.066279 | -1e-07 | 0.066279 | 0.16198
Non-Residential | 50 | 2014-07-29 | Per Device | 15 | Non-Residential¦50¦41849¦Per Device¦15 | 3.7342 | 2.332 | 4.1211 | 84.573 | 6.7723 | 353 | 1900-01-02 14:51 | 1900-01-01 04:08 | 3.4675 | 84.2272 | 4.706 | 355 | 16 | 19 | 0.84141 | 3.4675 | 3327 | 0.65358 | -9.86e-08 | 0.36045 | 0.24977 | 0.30329 | 0.43853 | 0.3929 | 0.091577 | 0.42361 | 0.65358 | 0.88355 | 1.2156 | -0.50352 | -0.20604 | -9.86e-08 | 0.20604 | 0.50352
Non-Residential | 50 | 2014-07-29 | Per Ton | 15 | Non-Residential¦50¦41849¦Per Ton¦15 | 3.7342 | 2.332 | 1.0626 | 84.573 | 1.7462 | 353 | 1900-01-02 14:51 | 1900-01-01 04:08 | 0.89407 | 84.2272 | 1.2134 | 355 | 16 | 19 | 0.84141 | 0.89407 | 3327 | 0.16852 | -2.48e-08 | 0.092941 | 0.064402 | 0.078201 | 0.11307 | 0.10131 | 0.023613 | 0.10923 | 0.16852 | 0.22782 | 0.31343 | -0.12983 | -0.053125 | -2.48e-08 | 0.053125 | 0.12983
Residential | All | 2014-07-29 | Per Device | 15 | Residential¦All¦41849¦Per Device¦15 | 3.5737 | 1.151 | 1.4837 | 87.0044 | 1.5102 | 650 | 1900-01-02 14:37 | 1899-12-31 03:41 | 1.6241 | 87.2757 | 1.616 | 633 | 16 | 19 | 1.0946 | 1.6241 | 22395 | -0.14042 | 3.25e-08 | 0.059235 | 0.064229 | 0.064841 | 0.087373 | 0.091267 | -0.25239 | -0.18624 | -0.14042 | -0.094601 | -0.028446 | -0.11696 | -0.047861 | 3.25e-08 | 0.047861 | 0.11696
Residential | All | 2014-07-29 | Per Ton | 15 | Residential¦All¦41849¦Per Ton¦15 | 3.5737 | 1.151 | 0.41559 | 87.0044 | 0.42301 | 650 | 1900-01-02 14:37 | 1899-12-31 03:41 | 0.45492 | 87.2757 | 0.45263 | 633 | 16 | 19 | 1.0946 | 0.45492 | 22395 | -0.039332 | 3.51e-09 | 0.016592 | 0.01799 | 0.018162 | 0.024473 | 0.025564 | -0.070696 | -0.052166 | -0.039332 | -0.026498 | -0.0079678 | -0.032762 | -0.013406 | 3.51e-09 | 0.013406 | 0.032762
Residential | 50 | 2014-07-29 | Per Device | 15 | Residential¦50¦41849¦Per Device¦15 | 3.433 | 1.1285 | 1.6187 | 87.6296 | 1.5261 | 320 | 1900-01-02 13:55 | 1899-12-31 03:21 | 1.9794 | 88.2585 | 1.8201 | 322 | 16 | 19 | 1.2228 | 1.9794 | 11772 | -0.36067 | -1.67e-08 | 0.08531 | 0.10143 | 0.10432 | 0.13254 | 0.1455 | -0.53052 | -0.43017 | -0.36067 | -0.29116 | -0.19081 | -0.18647 | -0.076301 | -1.67e-08 | 0.076301 | 0.18647
Residential | 50 | 2014-07-29 | Per Ton | 15 | Residential¦50¦41849¦Per Ton¦15 | 3.433 | 1.1285 | 0.46067 | 87.6296 | 0.43431 | 320 | 1900-01-02 13:55 | 1899-12-31 03:21 | 0.56332 | 88.2585 | 0.51799 | 322 | 16 | 19 | 1.2228 | 0.56332 | 11772 | -0.10264 | 3.29e-09 | 0.024279 | 0.028866 | 0.029688 | 0.037719 | 0.041409 | -0.15098 | -0.12242 | -0.10264 | -0.082863 | -0.054304 | -0.053067 | -0.021715 | 3.29e-09 | 0.021715 | 0.053067
Residential | 100 | 2014-07-29 | Per Device | 15 | Residential¦100¦41849¦Per Device¦15 | 3.7245 | 1.1752 | 1.3454 | 86.3349 | 1.4885 | 330 | 1900-01-02 15:25 | 1899-12-31 04:04 | 1.2411 | 86.1529 | 1.2986 | 311 | 16 | 19 | 0.9225 | 1.2411 | 10623 | 0.10427 | -7.7e-08 | 0.081938 | 0.073639 | 0.075588 | 0.11017 | 0.10553 | -0.036919 | 0.046494 | 0.10427 | 0.16204 | 0.24545 | -0.13524 | -0.055339 | -7.7e-08 | 0.055339 | 0.13524
Residential | 100 | 2014-07-29 | Per Ton | 15 | Residential¦100¦41849¦Per Ton¦15 | 3.7245 | 1.1752 | 0.3707 | 86.3349 | 0.41013 | 330 | 1900-01-02 15:25 | 1899-12-31 04:04 | 0.34197 | 86.1529 | 0.35783 | 311 | 16 | 19 | 0.9225 | 0.34197 | 10623 | 0.028729 | -3.11e-09 | 0.022577 | 0.02029 | 0.020827 | 0.030355 | 0.029077 | -0.010172 | 0.012811 | 0.028729 | 0.044647 | 0.06763 | -0.037264 | -0.015248 | -3.11e-09 | 0.015248 | 0.037264
All | All | 2014-07-29 | Per Device | 16 | All¦All¦41849¦Per Device¦16 | 3.5996 | 1.3687 | 2.278 | 83.2052 | 4.7448 | 1362 | 1900-01-02 14:54 | 1899-12-31 08:36 | 2.0112 | 83.3808 | 4.4178 | 1344 | 16 | 19 | 1.0047 | 2.2887 | 27058 | 0.26678 | 0.2775 | 0.12857 | 0.1205 | 0.12917 | 0.17621 | 0.17665 | 0.04096 | 0.17438 | 0.26678 | 0.35919 | 0.49261 | 0.051109 | 0.18486 | 0.2775 | 0.37014 | 0.50389
All | All | 2014-07-29 | Per Ton | 16 | All¦All¦41849¦Per Ton¦16 | 3.5996 | 1.3687 | 0.62223 | 83.2052 | 1.296 | 1362 | 1900-01-02 14:54 | 1899-12-31 08:36 | 0.54936 | 83.3808 | 1.2067 | 1344 | 16 | 19 | 1.0047 | 0.62516 | 27058 | 0.072872 | 0.075799 | 0.035118 | 0.032916 | 0.035283 | 0.048132 | 0.048253 | 0.011188 | 0.047631 | 0.072872 | 0.098113 | 0.13456 | 0.01396 | 0.050495 | 0.075799 | 0.1011 | 0.13764
Non-Residential | All | 2014-07-29 | Per Device | 16 | Non-Residential¦All¦41849¦Per Device¦16 | 3.7202 | 2.3863 | 3.829 | 81.8938 | 5.807 | 712 | 1900-01-02 16:12 | 1900-01-01 06:57 | 3.4484 | 81.6101 | 5.4156 | 711 | 16 | 19 | 0.91192 | 3.4917 | 4663 | 0.3806 | 0.043356 | 0.21763 | 0.2031 | 0.19846 | 0.29768 | 0.28396 | -0.0008897 | 0.2245 | 0.3806 | 0.5367 | 0.76208 | -0.32056 | -0.10555 | 0.043356 | 0.19227 | 0.40727
Non-Residential | All | 2014-07-29 | Per Ton | 16 | Non-Residential¦All¦41849¦Per Ton¦16 | 3.7202 | 2.3863 | 0.98668 | 81.8938 | 1.4964 | 712 | 1900-01-02 16:12 | 1900-01-01 06:57 | 0.88861 | 81.6101 | 1.3955 | 711 | 16 | 19 | 0.91192 | 0.89978 | 4663 | 0.098075 | 0.011172 | 0.05608 | 0.052336 | 0.05114 | 0.076707 | 0.073174 | -0.0002293 | 0.05785 | 0.098075 | 0.1383 | 0.19638 | -0.082604 | -0.0272 | 0.011172 | 0.049545 | 0.10495
Non-Residential | 30 | 2014-07-29 | Per Device | 16 | Non-Residential¦30¦41849¦Per Device¦16 | 3.687 | 2.5143 | 3.8152 | 82.7072 | 5.5099 | 359 | 1900-01-02 19:24 | 1900-01-01 13:45 | 3.9446 | 82.4116 | 6.6398 | 356 | 16 | 19 | 1.0567 | 4.0314 | 1336 | -0.12942 | 0.0868 | 0.2908 | 0.35191 | 0.30728 | 0.45651 | 0.46718 | -0.71446 | -0.36881 | -0.12942 | 0.10998 | 0.45563 | -0.51192 | -0.15819 | 0.0868 | 0.33179 | 0.68552
Non-Residential | 30 | 2014-07-29 | Per Ton | 16 | Non-Residential¦30¦41849¦Per Ton¦16 | 3.687 | 2.5143 | 0.98191 | 82.7072 | 1.4181 | 359 | 1900-01-02 19:24 | 1900-01-01 13:45 | 1.0152 | 82.4116 | 1.7089 | 356 | 16 | 19 | 1.0567 | 1.0376 | 1336 | -0.033308 | 0.02234 | 0.074843 | 0.09057 | 0.079085 | 0.11749 | 0.12024 | -0.18388 | -0.094921 | -0.033308 | 0.028305 | 0.11726 | -0.13175 | -0.040713 | 0.02234 | 0.085393 | 0.17643
Non-Residential | 50 | 2014-07-29 | Per Device | 16 | Non-Residential¦50¦41849¦Per Device¦16 | 3.7342 | 2.332 | 3.8229 | 81.5491 | 5.9151 | 353 | 1900-01-02 14:51 | 1900-01-01 04:08 | 3.1883 | 81.2758 | 4.354 | 355 | 16 | 19 | 0.84141 | 3.2166 | 3327 | 0.63462 | 0.028323 | 0.31483 | 0.23108 | 0.2649 | 0.39053 | 0.35153 | 0.13413 | 0.42982 | 0.63462 | 0.83942 | 1.1351 | -0.42218 | -0.15602 | 0.028323 | 0.21266 | 0.47882
Non-Residential | 50 | 2014-07-29 | Per Ton | 16 | Non-Residential¦50¦41849¦Per Ton¦16 | 3.7342 | 2.332 | 0.98572 | 81.5491 | 1.5252 | 353 | 1900-01-02 14:51 | 1900-01-01 04:08 | 0.82209 | 81.2758 | 1.1226 | 355 | 16 | 19 | 0.84141 | 0.82939 | 3327 | 0.16363 | 0.0073029 | 0.081176 | 0.059584 | 0.068302 | 0.1007 | 0.090639 | 0.034585 | 0.11083 | 0.16363 | 0.21644 | 0.29268 | -0.10886 | -0.040228 | 0.0073029 | 0.054834 | 0.12346
Residential | All | 2014-07-29 | Per Device | 16 | Residential¦All¦41849¦Per Device¦16 | 3.5737 | 1.151 | 1.608 | 83.4859 | 1.6167 | 650 | 1900-01-02 14:37 | 1899-12-31 03:41 | 1.3645 | 83.7701 | 1.3182 | 633 | 16 | 19 | 1.0946 | 1.7602 | 22395 | 0.24354 | 0.39573 | 0.063411 | 0.052392 | 0.069413 | 0.082255 | 0.086966 | 0.13813 | 0.20041 | 0.24354 | 0.28668 | 0.34896 | 0.28428 | 0.35012 | 0.39573 | 0.44133 | 0.50718
Residential | All | 2014-07-29 | Per Ton | 16 | Residential¦All¦41849¦Per Ton¦16 | 3.5737 | 1.151 | 0.45041 | 83.4859 | 0.45284 | 650 | 1900-01-02 14:37 | 1899-12-31 03:41 | 0.38219 | 83.7701 | 0.36922 | 633 | 16 | 19 | 1.0946 | 0.49304 | 22395 | 0.068217 | 0.11084 | 0.017762 | 0.014675 | 0.019443 | 0.02304 | 0.024359 | 0.03869 | 0.056135 | 0.068217 | 0.080299 | 0.097744 | 0.079626 | 0.09807 | 0.11084 | 0.12362 | 0.14206
Residential | 50 | 2014-07-29 | Per Device | 16 | Residential¦50¦41849¦Per Device¦16 | 3.433 | 1.1285 | 1.7402 | 83.9984 | 1.5854 | 320 | 1900-01-02 13:55 | 1899-12-31 03:21 | 1.7225 | 84.6531 | 1.5401 | 322 | 16 | 19 | 1.2228 | 2.128 | 11772 | 0.017741 | 0.40548 | 0.088626 | 0.085827 | 0.10837 | 0.12337 | 0.13824 | -0.14037 | -0.046955 | 0.017741 | 0.082438 | 0.17585 | 0.22832 | 0.33299 | 0.40548 | 0.47798 | 0.58265
Residential | 50 | 2014-07-29 | Per Ton | 16 | Residential¦50¦41849¦Per Ton¦16 | 3.433 | 1.1285 | 0.49526 | 83.9984 | 0.45119 | 320 | 1900-01-02 13:55 | 1899-12-31 03:21 | 0.49021 | 84.6531 | 0.4383 | 322 | 16 | 19 | 1.2228 | 0.60561 | 11772 | 0.005049 | 0.1154 | 0.025222 | 0.024426 | 0.030842 | 0.035111 | 0.039343 | -0.039948 | -0.013363 | 0.005049 | 0.023461 | 0.050046 | 0.064978 | 0.094767 | 0.1154 | 0.13603 | 0.16582
Residential | 100 | 2014-07-29 | Per Device | 16 | Residential¦100¦41849¦Per Device¦16 | 3.7245 | 1.1752 | 1.4724 | 82.9369 | 1.6411 | 330 | 1900-01-02 15:25 | 1899-12-31 04:04 | 0.97825 | 82.7613 | 0.93006 | 311 | 16 | 19 | 0.9225 | 1.3583 | 10623 | 0.49416 | 0.38005 | 0.090341 | 0.052739 | 0.083339 | 0.10461 | 0.098625 | 0.3601 | 0.4393 | 0.49416 | 0.54902 | 0.62822 | 0.25366 | 0.32833 | 0.38005 | 0.43177 | 0.50644
Residential | 100 | 2014-07-29 | Per Ton | 16 | Residential¦100¦41849¦Per Ton¦16 | 3.7245 | 1.1752 | 0.4057 | 82.9369 | 0.45219 | 330 | 1900-01-02 15:25 | 1899-12-31 04:04 | 0.26954 | 82.7613 | 0.25626 | 311 | 16 | 19 | 0.9225 | 0.37426 | 10623 | 0.13616 | 0.10472 | 0.024892 | 0.014531 | 0.022963 | 0.028823 | 0.027175 | 0.099221 | 0.12104 | 0.13616 | 0.15127 | 0.1731 | 0.069892 | 0.090468 | 0.10472 | 0.11897 | 0.13954
All | All | 2014-07-29 | Per Device | 17 | All¦All¦41849¦Per Device¦17 | 3.5996 | 1.3687 | 2.2421 | 80.6313 | 4.482 | 1362 | 1900-01-02 14:54 | 1899-12-31 08:36 | 1.9213 | 80.8301 | 4.2404 | 1344 | 16 | 19 | 1.0047 | 2.2527 | 27058 | 0.3208 | 0.33135 | 0.12145 | 0.11567 | 0.12202 | 0.16771 | 0.16813 | 0.10587 | 0.23285 | 0.3208 | 0.40875 | 0.53573 | 0.11588 | 0.24318 | 0.33135 | 0.41951 | 0.54681
All | All | 2014-07-29 | Per Ton | 17 | All¦All¦41849¦Per Ton¦17 | 3.5996 | 1.3687 | 0.61243 | 80.6313 | 1.2243 | 1362 | 1900-01-02 14:54 | 1899-12-31 08:36 | 0.52481 | 80.8301 | 1.1583 | 1344 | 16 | 19 | 1.0047 | 0.61531 | 27058 | 0.087627 | 0.090507 | 0.033173 | 0.031594 | 0.033329 | 0.045811 | 0.045924 | 0.028917 | 0.063603 | 0.087627 | 0.11165 | 0.14634 | 0.031653 | 0.066425 | 0.090507 | 0.11459 | 0.14936
Non-Residential | All | 2014-07-29 | Per Device | 17 | Non-Residential¦All¦41849¦Per Device¦17 | 3.7202 | 2.3863 | 3.561 | 79.7148 | 5.5087 | 712 | 1900-01-02 16:12 | 1900-01-01 06:57 | 3.2516 | 79.4743 | 5.2137 | 711 | 16 | 19 | 0.91192 | 3.2474 | 4663 | 0.30941 | -0.0042229 | 0.20645 | 0.19553 | 0.18827 | 0.28435 | 0.27143 | -0.05499 | 0.1603 | 0.30941 | 0.45853 | 0.67382 | -0.35208 | -0.14656 | -0.0042229 | 0.13812 | 0.34363
Non-Residential | All | 2014-07-29 | Per Ton | 17 | Non-Residential¦All¦41849¦Per Ton¦17 | 3.7202 | 2.3863 | 0.91763 | 79.7148 | 1.4195 | 712 | 1900-01-02 16:12 | 1900-01-01 06:57 | 0.83789 | 79.4743 | 1.3435 | 711 | 16 | 19 | 0.91192 | 0.83681 | 4663 | 0.079732 | -0.0010882 | 0.053199 | 0.050386 | 0.048514 | 0.073273 | 0.069945 | -0.01417 | 0.041308 | 0.079732 | 0.11816 | 0.17363 | -0.090726 | -0.037767 | -0.0010882 | 0.035591 | 0.08855
Non-Residential | 30 | 2014-07-29 | Per Device | 17 | Non-Residential¦30¦41849¦Per Device¦17 | 3.687 | 2.5143 | 3.525 | 80.4025 | 5.1383 | 359 | 1900-01-02 19:24 | 1900-01-01 13:45 | 3.7089 | 80.0504 | 6.3896 | 356 | 16 | 19 | 1.0567 | 3.7248 | 1336 | -0.18388 | 0.015893 | 0.27119 | 0.33865 | 0.28656 | 0.43385 | 0.44362 | -0.73988 | -0.41139 | -0.18388 | 0.043635 | 0.37213 | -0.55263 | -0.21674 | 0.015893 | 0.24853 | 0.58442
Non-Residential | 30 | 2014-07-29 | Per Ton | 17 | Non-Residential¦30¦41849¦Per Ton¦17 | 3.687 | 2.5143 | 0.90722 | 80.4025 | 1.3224 | 359 | 1900-01-02 19:24 | 1900-01-01 13:45 | 0.95454 | 80.0504 | 1.6445 | 356 | 16 | 19 | 1.0567 | 0.95863 | 1336 | -0.047324 | 0.0040904 | 0.069796 | 0.087158 | 0.073752 | 0.11166 | 0.11417 | -0.19042 | -0.10588 | -0.047324 | 0.01123 | 0.095774 | -0.14223 | -0.055783 | 0.0040904 | 0.063963 | 0.15041
Non-Residential | 50 | 2014-07-29 | Per Device | 17 | Non-Residential¦50¦41849¦Per Device¦17 | 3.7342 | 2.332 | 3.5673 | 79.4233 | 5.6646 | 353 | 1900-01-02 14:51 | 1900-01-01 04:08 | 3.0117 | 79.2341 | 4.1997 | 355 | 16 | 19 | 0.84141 | 3.0016 | 3327 | 0.55559 | -0.010173 | 0.30149 | 0.22289 | 0.25368 | 0.37494 | 0.33769 | 0.075081 | 0.35897 | 0.55559 | 0.75221 | 1.0361 | -0.44294 | -0.18726 | -0.010173 | 0.16691 | 0.42259
Non-Residential | 50 | 2014-07-29 | Per Ton | 17 | Non-Residential¦50¦41849¦Per Ton¦17 | 3.7342 | 2.332 | 0.91981 | 79.4233 | 1.4606 | 353 | 1900-01-02 14:51 | 1900-01-01 04:08 | 0.77656 | 79.2341 | 1.0829 | 355 | 16 | 19 | 0.84141 | 0.77394 | 3327 | 0.14325 | -0.0026231 | 0.077738 | 0.057472 | 0.065409 | 0.096676 | 0.087071 | 0.019359 | 0.092557 | 0.14325 | 0.19395 | 0.26715 | -0.11421 | -0.048283 | -0.0026231 | 0.043037 | 0.10896
Residential | All | 2014-07-29 | Per Device | 17 | Residential¦All¦41849¦Per Device¦17 | 3.5737 | 1.151 | 1.671 | 80.8275 | 1.6218 | 650 | 1900-01-02 14:37 | 1899-12-31 03:41 | 1.3221 | 81.1282 | 1.3041 | 633 | 16 | 19 | 1.0946 | 1.8291 | 22395 | 0.34885 | 0.50699 | 0.063611 | 0.051834 | 0.069632 | 0.082056 | 0.086806 | 0.24369 | 0.30582 | 0.34885 | 0.39188 | 0.45401 | 0.39574 | 0.46147 | 0.50699 | 0.55251 | 0.61824
Residential | All | 2014-07-29 | Per Ton | 17 | Residential¦All¦41849¦Per Ton¦17 | 3.5737 | 1.151 | 0.46804 | 80.8275 | 0.45426 | 650 | 1900-01-02 14:37 | 1899-12-31 03:41 | 0.37033 | 81.1282 | 0.36529 | 633 | 16 | 19 | 1.0946 | 0.51234 | 22395 | 0.097712 | 0.14201 | 0.017818 | 0.014519 | 0.019504 | 0.022984 | 0.024315 | 0.068257 | 0.08566 | 0.097712 | 0.10977 | 0.12717 | 0.11085 | 0.12926 | 0.14201 | 0.15476 | 0.17317
Residential | 50 | 2014-07-29 | Per Device | 17 | Residential¦50¦41849¦Per Device¦17 | 3.433 | 1.1285 | 1.8809 | 81.2573 | 1.6529 | 320 | 1900-01-02 13:55 | 1899-12-31 03:21 | 1.7443 | 81.923 | 1.5328 | 322 | 16 | 19 | 1.2228 | 2.3 | 11772 | 0.13664 | 0.55572 | 0.092401 | 0.085417 | 0.11299 | 0.12583 | 0.14164 | -0.024625 | 0.07065 | 0.13664 | 0.20262 | 0.2979 | 0.3742 | 0.48144 | 0.55572 | 0.63 | 0.73724
Residential | 50 | 2014-07-29 | Per Ton | 17 | Residential¦50¦41849¦Per Ton¦17 | 3.433 | 1.1285 | 0.53529 | 81.2573 | 0.47041 | 320 | 1900-01-02 13:55 | 1899-12-31 03:21 | 0.4964 | 81.923 | 0.43621 | 322 | 16 | 19 | 1.2228 | 0.65456 | 11772 | 0.038886 | 0.15815 | 0.026297 | 0.024309 | 0.032156 | 0.035811 | 0.04031 | -0.0070081 | 0.020106 | 0.038886 | 0.057665 | 0.08478 | 0.10649 | 0.13702 | 0.15815 | 0.17929 | 0.20981
Residential | 100 | 2014-07-29 | Per Device | 17 | Residential¦100¦41849¦Per Device¦17 | 3.7245 | 1.1752 | 1.4565 | 80.3671 | 1.5738 | 330 | 1900-01-02 15:25 | 1899-12-31 04:04 | 0.86647 | 80.2201 | 0.84357 | 311 | 16 | 19 | 0.9225 | 1.3436 | 10623 | 0.58999 | 0.47712 | 0.086634 | 0.047834 | 0.07992 | 0.098962 | 0.093141 | 0.46317 | 0.5381 | 0.58999 | 0.64189 | 0.71682 | 0.35775 | 0.42828 | 0.47712 | 0.52596 | 0.59649
Residential | 100 | 2014-07-29 | Per Ton | 17 | Residential¦100¦41849¦Per Ton¦17 | 3.7245 | 1.1752 | 0.40131 | 80.3671 | 0.43364 | 330 | 1900-01-02 15:25 | 1899-12-31 04:04 | 0.23874 | 80.2201 | 0.23243 | 311 | 16 | 19 | 0.9225 | 0.37021 | 10623 | 0.16256 | 0.13146 | 0.023871 | 0.01318 | 0.022021 | 0.027268 | 0.025664 | 0.12762 | 0.14827 | 0.16256 | 0.17686 | 0.19751 | 0.098574 | 0.11801 | 0.13146 | 0.14492 | 0.16435
All | All | 2014-07-29 | Per Device | 18 | All¦All¦41849¦Per Device¦18 | 3.5996 | 1.3687 | 2.1207 | 78.0005 | 4.2243 | 1362 | 1900-01-02 14:54 | 1899-12-31 08:36 | 1.8128 | 78.0941 | 3.8824 | 1344 | 16 | 19 | 1.0047 | 2.1306 | 27058 | 0.3079 | 0.31788 | 0.11446 | 0.1059 | 0.115 | 0.15594 | 0.15633 | 0.10806 | 0.22613 | 0.3079 | 0.38967 | 0.50774 | 0.11752 | 0.23589 | 0.31788 | 0.39986 | 0.51823
All | All | 2014-07-29 | Per Ton | 18 | All¦All¦41849¦Per Ton¦18 | 3.5996 | 1.3687 | 0.57926 | 78.0005 | 1.1539 | 1362 | 1900-01-02 14:54 | 1899-12-31 08:36 | 0.49516 | 78.0941 | 1.0605 | 1344 | 16 | 19 | 1.0047 | 0.58199 | 27058 | 0.084103 | 0.086828 | 0.031266 | 0.028927 | 0.031413 | 0.042595 | 0.042703 | 0.029516 | 0.061766 | 0.084103 | 0.10644 | 0.13869 | 0.032102 | 0.064434 | 0.086828 | 0.10922 | 0.14155
Non-Residential | All | 2014-07-29 | Per Device | 18 | Non-Residential¦All¦41849¦Per Device¦18 | 3.7202 | 2.3863 | 3.1413 | 77.4163 | 5.2598 | 712 | 1900-01-02 16:12 | 1900-01-01 06:57 | 2.8377 | 77.2998 | 4.8445 | 711 | 16 | 19 | 0.91192 | 2.8647 | 4663 | 0.3036 | 0.026925 | 0.19712 | 0.18168 | 0.17976 | 0.26808 | 0.25558 | -0.039954 | 0.16302 | 0.3036 | 0.44418 | 0.64715 | -0.30062 | -0.1071 | 0.026925 | 0.16095 | 0.35447
Non-Residential | All | 2014-07-29 | Per Ton | 18 | Non-Residential¦All¦41849¦Per Ton¦18 | 3.7202 | 2.3863 | 0.80948 | 77.4163 | 1.3554 | 712 | 1900-01-02 16:12 | 1900-01-01 06:57 | 0.73125 | 77.2998 | 1.2484 | 711 | 16 | 19 | 0.91192 | 0.73819 | 4663 | 0.078234 | 0.0069382 | 0.050796 | 0.046817 | 0.046322 | 0.06908 | 0.06586 | -0.010296 | 0.042008 | 0.078234 | 0.11446 | 0.16676 | -0.077465 | -0.027599 | 0.0069382 | 0.041475 | 0.091341
Non-Residential | 30 | 2014-07-29 | Per Device | 18 | Non-Residential¦30¦41849¦Per Device¦18 | 3.687 | 2.5143 | 3.0712 | 77.8132 | 4.8746 | 359 | 1900-01-02 19:24 | 1900-01-01 13:45 | 3.2295 | 77.6607 | 5.8616 | 356 | 16 | 19 | 1.0567 | 3.2453 | 1336 | -0.15829 | 0.015765 | 0.25727 | 0.31067 | 0.27185 | 0.40336 | 0.41282 | -0.67522 | -0.36981 | -0.15829 | 0.053236 | 0.35864 | -0.51328 | -0.20072 | 0.015765 | 0.23225 | 0.54481
Non-Residential | 30 | 2014-07-29 | Per Ton | 18 | Non-Residential¦30¦41849¦Per Ton¦18 | 3.687 | 2.5143 | 0.79043 | 77.8132 | 1.2546 | 359 | 1900-01-02 19:24 | 1900-01-01 13:45 | 0.83117 | 77.6607 | 1.5086 | 356 | 16 | 19 | 1.0567 | 0.83523 | 1336 | -0.040738 | 0.0040575 | 0.066214 | 0.079956 | 0.069967 | 0.10381 | 0.10625 | -0.17378 | -0.095178 | -0.040738 | 0.013701 | 0.092304 | -0.1321 | -0.051658 | 0.0040575 | 0.059773 | 0.14022
Non-Residential | 50 | 2014-07-29 | Per Device | 18 | Non-Residential¦50¦41849¦Per Device¦18 | 3.7342 | 2.332 | 3.1667 | 77.248 | 5.4306 | 353 | 1900-01-02 14:51 | 1900-01-01 04:08 | 2.6321 | 77.1492 | 3.9818 | 355 | 16 | 19 | 0.84141 | 2.6645 | 3327 | 0.53457 | 0.032348 | 0.28904 | 0.21133 | 0.2432 | 0.35806 | 0.32219 | 0.075698 | 0.3468 | 0.53457 | 0.72233 | 0.99344 | -0.38056 | -0.13661 | 0.032348 | 0.2013 | 0.44525
Non-Residential | 50 | 2014-07-29 | Per Ton | 18 | Non-Residential¦50¦41849¦Per Ton¦18 | 3.7342 | 2.332 | 0.81651 | 77.248 | 1.4002 | 353 | 1900-01-02 14:51 | 1900-01-01 04:08 | 0.67868 | 77.1492 | 1.0267 | 355 | 16 | 19 | 0.84141 | 0.68702 | 3327 | 0.13783 | 0.0083406 | 0.074528 | 0.05449 | 0.062708 | 0.092323 | 0.083075 | 0.019518 | 0.089421 | 0.13783 | 0.18625 | 0.25615 | -0.098124 | -0.035224 | 0.0083406 | 0.051905 | 0.11481
Residential | All | 2014-07-29 | Per Device | 18 | Residential¦All¦41849¦Per Device¦18 | 3.5737 | 1.151 | 1.6769 | 78.1255 | 1.6244 | 650 | 1900-01-02 14:37 | 1899-12-31 03:41 | 1.348 | 78.2687 | 1.2275 | 633 | 16 | 19 | 1.0946 | 1.8356 | 22395 | 0.32892 | 0.48762 | 0.063716 | 0.048789 | 0.069746 | 0.08025 | 0.085117 | 0.22607 | 0.28683 | 0.32892 | 0.371 | 0.43176 | 0.37853 | 0.44298 | 0.48762 | 0.53225 | 0.5967
Residential | All | 2014-07-29 | Per Ton | 18 | Residential¦All¦41849¦Per Ton¦18 | 3.5737 | 1.151 | 0.46969 | 78.1255 | 0.45501 | 650 | 1900-01-02 14:37 | 1899-12-31 03:41 | 0.37756 | 78.2687 | 0.34382 | 633 | 16 | 19 | 1.0946 | 0.51414 | 22395 | 0.09213 | 0.13658 | 0.017847 | 0.013666 | 0.019536 | 0.022478 | 0.023841 | 0.063323 | 0.080342 | 0.09213 | 0.10392 | 0.12094 | 0.10603 | 0.12408 | 0.13658 | 0.14908 | 0.16714
Residential | 50 | 2014-07-29 | Per Device | 18 | Residential¦50¦41849¦Per Device¦18 | 3.433 | 1.1285 | 1.8289 | 78.4227 | 1.6054 | 320 | 1900-01-02 13:55 | 1899-12-31 03:21 | 1.7764 | 78.7525 | 1.4414 | 322 | 16 | 19 | 1.2228 | 2.2364 | 11772 | 0.052525 | 0.46003 | 0.089742 | 0.080324 | 0.10974 | 0.12044 | 0.13599 | -0.10182 | -0.010633 | 0.052525 | 0.11568 | 0.20687 | 0.28575 | 0.38872 | 0.46003 | 0.53135 | 0.63432
Residential | 50 | 2014-07-29 | Per Ton | 18 | Residential¦50¦41849¦Per Ton¦18 | 3.433 | 1.1285 | 0.5205 | 78.4227 | 0.45687 | 320 | 1900-01-02 13:55 | 1899-12-31 03:21 | 0.50555 | 78.7525 | 0.4102 | 322 | 16 | 19 | 1.2228 | 0.63648 | 11772 | 0.014948 | 0.13092 | 0.02554 | 0.02286 | 0.031231 | 0.034276 | 0.038703 | -0.028978 | -0.0030261 | 0.014948 | 0.032923 | 0.058875 | 0.081323 | 0.11063 | 0.13092 | 0.15122 | 0.18052
Residential | 100 | 2014-07-29 | Per Device | 18 | Residential¦100¦41849¦Per Device¦18 | 3.7245 | 1.1752 | 1.521 | 77.807 | 1.6353 | 330 | 1900-01-02 15:25 | 1899-12-31 04:04 | 0.88548 | 77.716 | 0.76617 | 311 | 16 | 19 | 0.9225 | 1.4032 | 10623 | 0.63557 | 0.51769 | 0.090022 | 0.043446 | 0.083045 | 0.099957 | 0.093723 | 0.50747 | 0.58315 | 0.63557 | 0.68798 | 0.76367 | 0.39758 | 0.46854 | 0.51769 | 0.56684 | 0.6378
Residential | 100 | 2014-07-29 | Per Ton | 18 | Residential¦100¦41849¦Per Ton¦18 | 3.7245 | 1.1752 | 0.4191 | 77.807 | 0.45059 | 330 | 1900-01-02 15:25 | 1899-12-31 04:04 | 0.24398 | 77.716 | 0.21111 | 311 | 16 | 19 | 0.9225 | 0.38662 | 10623 | 0.17512 | 0.14264 | 0.024804 | 0.011971 | 0.022882 | 0.027542 | 0.025824 | 0.13983 | 0.16068 | 0.17512 | 0.18957 | 0.21042 | 0.10955 | 0.1291 | 0.14264 | 0.15618 | 0.17574
All | All | 2014-07-29 | Per Device | 19 | All¦All¦41849¦Per Device¦19 | 3.5996 | 1.3687 | 1.9783 | 75.6667 | 4.0862 | 1362 | 1900-01-02 14:54 | 1899-12-31 08:36 | 1.6947 | 75.8186 | 3.5215 | 1344 | 16 | 19 | 1.0047 | 1.9876 | 27058 | 0.2836 | 0.29291 | 0.11072 | 0.096056 | 0.11124 | 0.14658 | 0.14697 | 0.095754 | 0.20674 | 0.2836 | 0.36047 | 0.47145 | 0.10455 | 0.21584 | 0.29291 | 0.36998 | 0.48126
All | All | 2014-07-29 | Per Ton | 19 | All¦All¦41849¦Per Ton¦19 | 3.5996 | 1.3687 | 0.54038 | 75.6667 | 1.1161 | 1362 | 1900-01-02 14:54 | 1899-12-31 08:36 | 0.46291 | 75.8186 | 0.96188 | 1344 | 16 | 19 | 1.0047 | 0.54292 | 27058 | 0.077466 | 0.080008 | 0.030243 | 0.026238 | 0.030386 | 0.040038 | 0.040146 | 0.026155 | 0.05647 | 0.077466 | 0.098462 | 0.12878 | 0.028559 | 0.058956 | 0.080008 | 0.10106 | 0.13146
Non-Residential | All | 2014-07-29 | Per Device | 19 | Non-Residential¦All¦41849¦Per Device¦19 | 3.7202 | 2.3863 | 2.8179 | 75.141 | 5.188 | 712 | 1900-01-02 16:12 | 1900-01-01 06:57 | 2.4712 | 75.0224 | 4.4311 | 711 | 16 | 19 | 0.91192 | 2.5697 | 4663 | 0.34667 | 0.098476 | 0.19443 | 0.16618 | 0.17731 | 0.25577 | 0.24301 | 0.018882 | 0.21254 | 0.34667 | 0.48079 | 0.67445 | -0.21295 | -0.028957 | 0.098476 | 0.22591 | 0.4099
Non-Residential | All | 2014-07-29 | Per Ton | 19 | Non-Residential¦All¦41849¦Per Ton¦19 | 3.7202 | 2.3863 | 0.72614 | 75.141 | 1.3369 | 712 | 1900-01-02 16:12 | 1900-01-01 06:57 | 0.63681 | 75.0224 | 1.1418 | 711 | 16 | 19 | 0.91192 | 0.66218 | 4663 | 0.089331 | 0.025376 | 0.050102 | 0.042822 | 0.045689 | 0.065909 | 0.06262 | 0.0048656 | 0.054768 | 0.089331 | 0.12389 | 0.1738 | -0.054875 | -0.0074619 | 0.025376 | 0.058214 | 0.10563
Non-Residential | 30 | 2014-07-29 | Per Device | 19 | Non-Residential¦30¦41849¦Per Device¦19 | 3.687 | 2.5143 | 2.6319 | 75.6752 | 4.6616 | 359 | 1900-01-02 19:24 | 1900-01-01 13:45 | 2.8024 | 75.4274 | 5.266 | 356 | 16 | 19 | 1.0567 | 2.781 | 1336 | -0.17057 | -0.021413 | 0.24603 | 0.2791 | 0.25998 | 0.37206 | 0.38142 | -0.64738 | -0.36567 | -0.17057 | 0.024538 | 0.30624 | -0.51022 | -0.22143 | -0.021413 | 0.1786 | 0.4674
Non-Residential | 30 | 2014-07-29 | Per Ton | 19 | Non-Residential¦30¦41849¦Per Ton¦19 | 3.687 | 2.5143 | 0.67736 | 75.6752 | 1.1998 | 359 | 1900-01-02 19:24 | 1900-01-01 13:45 | 0.72126 | 75.4274 | 1.3553 | 356 | 16 | 19 | 1.0567 | 0.71575 | 1336 | -0.043899 | -0.0055109 | 0.063321 | 0.07183 | 0.066909 | 0.095755 | 0.098166 | -0.16661 | -0.094113 | -0.043899 | 0.0063152 | 0.078817 | -0.13131 | -0.056989 | -0.0055109 | 0.045967 | 0.12029
Non-Residential | 50 | 2014-07-29 | Per Device | 19 | Non-Residential¦50¦41849¦Per Device¦19 | 3.7342 | 2.332 | 2.9041 | 74.9146 | 5.4434 | 353 | 1900-01-02 14:51 | 1900-01-01 04:08 | 2.2972 | 74.8536 | 3.7338 | 355 | 16 | 19 | 0.84141 | 2.4436 | 3327 | 0.60691 | 0.14633 | 0.28972 | 0.19817 | 0.24377 | 0.35101 | 0.31416 | 0.15707 | 0.42284 | 0.60691 | 0.79098 | 1.0568 | -0.25629 | -0.018417 | 0.14633 | 0.31108 | 0.54894
Non-Residential | 50 | 2014-07-29 | Per Ton | 19 | Non-Residential¦50¦41849¦Per Ton¦19 | 3.7342 | 2.332 | 0.74882 | 74.9146 | 1.4035 | 353 | 1900-01-02 14:51 | 1900-01-01 04:08 | 0.59233 | 74.8536 | 0.96275 | 355 | 16 | 19 | 0.84141 | 0.63006 | 3327 | 0.15649 | 0.03773 | 0.074703 | 0.051097 | 0.062855 | 0.090507 | 0.081004 | 0.040499 | 0.10903 | 0.15649 | 0.20395 | 0.27248 | -0.066082 | -0.0047488 | 0.03773 | 0.080209 | 0.14154
Residential | All | 2014-07-29 | Per Device | 19 | Residential¦All¦41849¦Per Device¦19 | 3.5737 | 1.151 | 1.6122 | 75.7792 | 1.4952 | 650 | 1900-01-02 14:37 | 1899-12-31 03:41 | 1.3395 | 75.9936 | 1.178 | 633 | 16 | 19 | 1.0946 | 1.7647 | 22395 | 0.27264 | 0.42522 | 0.058645 | 0.046822 | 0.064195 | 0.075043 | 0.079456 | 0.17647 | 0.23329 | 0.27264 | 0.31199 | 0.36881 | 0.32339 | 0.38355 | 0.42522 | 0.46688 | 0.52704
Residential | All | 2014-07-29 | Per Ton | 19 | Residential¦All¦41849¦Per Ton¦19 | 3.5737 | 1.151 | 0.45157 | 75.7792 | 0.41879 | 650 | 1900-01-02 14:37 | 1899-12-31 03:41 | 0.3752 | 75.9936 | 0.32997 | 633 | 16 | 19 | 1.0946 | 0.4943 | 22395 | 0.076367 | 0.1191 | 0.016427 | 0.013115 | 0.017981 | 0.02102 | 0.022256 | 0.049429 | 0.065344 | 0.076367 | 0.087389 | 0.1033 | 0.090581 | 0.10743 | 0.1191 | 0.13077 | 0.14763
Residential | 50 | 2014-07-29 | Per Device | 19 | Residential¦50¦41849¦Per Device¦19 | 3.433 | 1.1285 | 1.743 | 76.1202 | 1.5311 | 320 | 1900-01-02 13:55 | 1899-12-31 03:21 | 1.7223 | 76.5199 | 1.3939 | 322 | 16 | 19 | 1.2228 | 2.1313 | 11772 | 0.020653 | 0.40901 | 0.085589 | 0.077681 | 0.10466 | 0.11558 | 0.13034 | -0.12747 | -0.03996 | 0.020653 | 0.081266 | 0.16878 | 0.24197 | 0.34066 | 0.40901 | 0.47736 | 0.57604
Residential | 50 | 2014-07-29 | Per Ton | 19 | Residential¦50¦41849¦Per Ton¦19 | 3.433 | 1.1285 | 0.49604 | 76.1202 | 0.43573 | 320 | 1900-01-02 13:55 | 1899-12-31 03:21 | 0.49016 | 76.5199 | 0.3967 | 322 | 16 | 19 | 1.2228 | 0.60656 | 11772 | 0.0058778 | 0.1164 | 0.024358 | 0.022107 | 0.029785 | 0.032895 | 0.037093 | -0.036278 | -0.011372 | 0.0058778 | 0.023128 | 0.048034 | 0.068864 | 0.096949 | 0.1164 | 0.13585 | 0.16394
Residential | 100 | 2014-07-29 | Per Device | 19 | Residential¦100¦41849¦Per Device¦19 | 3.7245 | 1.1752 | 1.4779 | 75.414 | 1.4543 | 330 | 1900-01-02 15:25 | 1899-12-31 04:04 | 0.92644 | 75.3924 | 0.74668 | 311 | 16 | 19 | 0.9225 | 1.3634 | 10623 | 0.55151 | 0.43697 | 0.080058 | 0.04234 | 0.073853 | 0.090564 | 0.085129 | 0.43545 | 0.50402 | 0.55151 | 0.599 | 0.66758 | 0.32788 | 0.39233 | 0.43697 | 0.48162 | 0.54607
Residential | 100 | 2014-07-29 | Per Ton | 19 | Residential¦100¦41849¦Per Ton¦19 | 3.7245 | 1.1752 | 0.40723 | 75.414 | 0.40072 | 330 | 1900-01-02 15:25 | 1899-12-31 04:04 | 0.25527 | 75.3924 | 0.20574 | 311 | 16 | 19 | 0.9225 | 0.37567 | 10623 | 0.15196 | 0.1204 | 0.022059 | 0.011666 | 0.020349 | 0.024954 | 0.023456 | 0.11998 | 0.13888 | 0.15196 | 0.16505 | 0.18394 | 0.090342 | 0.1081 | 0.1204 | 0.1327 | 0.15046
All | All | 2014-07-29 | Per Device | 20 | All¦All¦41849¦Per Device¦20 | 3.5996 | 1.3687 | 1.8551 | 73.6496 | 4.1056 | 1362 | 1900-01-02 14:54 | 1899-12-31 08:36 | 1.9692 | 73.8029 | 3.5643 | 1344 | 16 | 19 | 1.0047 | 1.8638 | 27058 | -0.11418 | -0.10546 | 0.11125 | 0.097224 | 0.11177 | 0.14774 | 0.14814 | -0.30352 | -0.19166 | -0.11418 | -0.036704 | 0.075161 | -0.2953 | -0.18314 | -0.10546 | -0.027771 | 0.084392
All | All | 2014-07-29 | Per Ton | 20 | All¦All¦41849¦Per Ton¦20 | 3.5996 | 1.3687 | 0.50671 | 73.6496 | 1.1214 | 1362 | 1900-01-02 14:54 | 1899-12-31 08:36 | 0.5379 | 73.8029 | 0.97359 | 1344 | 16 | 19 | 1.0047 | 0.50909 | 27058 | -0.031189 | -0.028805 | 0.030387 | 0.026557 | 0.03053 | 0.040356 | 0.040464 | -0.082907 | -0.052352 | -0.031189 | -0.010026 | 0.02053 | -0.080662 | -0.050025 | -0.028805 | -0.0075857 | 0.023052
Non-Residential | All | 2014-07-29 | Per Device | 20 | Non-Residential¦All¦41849¦Per Device¦20 | 3.7202 | 2.3863 | 2.7033 | 73.2987 | 5.2945 | 712 | 1900-01-02 16:12 | 1900-01-01 06:57 | 2.3782 | 73.224 | 4.423 | 711 | 16 | 19 | 0.91192 | 2.4652 | 4663 | 0.3251 | 0.087006 | 0.19842 | 0.16588 | 0.18095 | 0.25862 | 0.24547 | -0.0063371 | 0.18948 | 0.3251 | 0.46073 | 0.65654 | -0.22758 | -0.04172 | 0.087006 | 0.21573 | 0.40159
Non-Residential | All | 2014-07-29 | Per Ton | 20 | Non-Residential¦All¦41849¦Per Ton¦20 | 3.7202 | 2.3863 | 0.69661 | 73.2987 | 1.3643 | 712 | 1900-01-02 16:12 | 1900-01-01 06:57 | 0.61284 | 73.224 | 1.1398 | 711 | 16 | 19 | 0.91192 | 0.63526 | 4663 | 0.083775 | 0.02242 | 0.051131 | 0.042744 | 0.046627 | 0.066644 | 0.063255 | -0.001633 | 0.048827 | 0.083775 | 0.11872 | 0.16918 | -0.058644 | -0.010751 | 0.02242 | 0.055591 | 0.10348
Non-Residential | 30 | 2014-07-29 | Per Device | 20 | Non-Residential¦30¦41849¦Per Device¦20 | 3.687 | 2.5143 | 2.4801 | 73.8134 | 4.58 | 359 | 1900-01-02 19:24 | 1900-01-01 13:45 | 2.6887 | 73.5245 | 5.264 | 356 | 16 | 19 | 1.0567 | 2.6206 | 1336 | -0.20866 | -0.068109 | 0.24172 | 0.27899 | 0.25542 | 0.36914 | 0.37826 | -0.68174 | -0.40224 | -0.20866 | -0.015083 | 0.26442 | -0.55286 | -0.26647 | -0.068109 | 0.13025 | 0.41665
Non-Residential | 30 | 2014-07-29 | Per Ton | 20 | Non-Residential¦30¦41849¦Per Ton¦20 | 3.687 | 2.5143 | 0.63829 | 73.8134 | 1.1788 | 359 | 1900-01-02 19:24 | 1900-01-01 13:45 | 0.692 | 73.5245 | 1.3548 | 356 | 16 | 19 | 1.0567 | 0.67447 | 1336 | -0.053703 | -0.017529 | 0.062212 | 0.071804 | 0.065738 | 0.095006 | 0.097351 | -0.17546 | -0.10352 | -0.053703 | -0.0038818 | 0.068052 | -0.14229 | -0.06858 | -0.017529 | 0.033522 | 0.10723
Non-Residential | 50 | 2014-07-29 | Per Device | 20 | Non-Residential¦50¦41849¦Per Device¦20 | 3.7342 | 2.332 | 2.8092 | 73.0805 | 5.6492 | 353 | 1900-01-02 14:51 | 1900-01-01 04:08 | 2.2149 | 73.0986 | 3.725 | 355 | 16 | 19 | 0.84141 | 2.3636 | 3327 | 0.59422 | 0.1487 | 0.30068 | 0.1977 | 0.25299 | 0.35985 | 0.32108 | 0.13305 | 0.40551 | 0.59422 | 0.78292 | 1.0554 | -0.26278 | -0.019674 | 0.1487 | 0.31707 | 0.56018
Non-Residential | 50 | 2014-07-29 | Per Ton | 20 | Non-Residential¦50¦41849¦Per Ton¦20 | 3.7342 | 2.332 | 0.72432 | 73.0805 | 1.4566 | 353 | 1900-01-02 14:51 | 1900-01-01 04:08 | 0.57111 | 73.0986 | 0.96047 | 355 | 16 | 19 | 0.84141 | 0.60945 | 3327 | 0.15321 | 0.038341 | 0.077527 | 0.050976 | 0.065232 | 0.092785 | 0.082788 | 0.034306 | 0.10456 | 0.15321 | 0.20187 | 0.27212 | -0.067755 | -0.0050727 | 0.038341 | 0.081755 | 0.14444
Residential | All | 2014-07-29 | Per Device | 20 | Residential¦All¦41849¦Per Device¦20 | 3.5737 | 1.151 | 1.4858 | 73.7247 | 1.3031 | 650 | 1900-01-02 14:37 | 1899-12-31 03:41 | 1.7719 | 73.9301 | 1.6382 | 633 | 16 | 19 | 1.0946 | 1.6264 | 22395 | -0.28616 | -0.14555 | 0.05111 | 0.065115 | 0.055947 | 0.082778 | 0.085849 | -0.39225 | -0.32957 | -0.28616 | -0.24275 | -0.18008 | -0.25557 | -0.19057 | -0.14555 | -0.10053 | -0.035527
Residential | All | 2014-07-29 | Per Ton | 20 | Residential¦All¦41849¦Per Ton¦20 | 3.5737 | 1.151 | 0.41617 | 73.7247 | 0.36499 | 650 | 1900-01-02 14:37 | 1899-12-31 03:41 | 0.49632 | 73.9301 | 0.45888 | 633 | 16 | 19 | 1.0946 | 0.45555 | 22395 | -0.080155 | -0.040768 | 0.014316 | 0.018239 | 0.015671 | 0.023186 | 0.024046 | -0.10987 | -0.092313 | -0.080155 | -0.067996 | -0.05044 | -0.071585 | -0.053378 | -0.040768 | -0.028158 | -0.0099513
Residential | 50 | 2014-07-29 | Per Device | 20 | Residential¦50¦41849¦Per Device¦20 | 3.433 | 1.1285 | 1.6349 | 74.0701 | 1.3419 | 320 | 1900-01-02 13:55 | 1899-12-31 03:21 | 2.0362 | 74.4397 | 1.7375 | 322 | 16 | 19 | 1.2228 | 1.9992 | 11772 | -0.40133 | -0.037055 | 0.075016 | 0.096827 | 0.091731 | 0.12249 | 0.13338 | -0.5583 | -0.46556 | -0.40133 | -0.3371 | -0.24436 | -0.20799 | -0.107 | -0.037055 | 0.032889 | 0.13388
Residential | 50 | 2014-07-29 | Per Ton | 20 | Residential¦50¦41849¦Per Ton¦20 | 3.433 | 1.1285 | 0.46528 | 74.0701 | 0.3819 | 320 | 1900-01-02 13:55 | 1899-12-31 03:21 | 0.57949 | 74.4397 | 0.49448 | 322 | 16 | 19 | 1.2228 | 0.56895 | 11772 | -0.11422 | -0.010546 | 0.021349 | 0.027556 | 0.026106 | 0.034859 | 0.037959 | -0.15889 | -0.1325 | -0.11422 | -0.095935 | -0.069542 | -0.059192 | -0.030451 | -0.010546 | 0.00936 | 0.038101
Residential | 100 | 2014-07-29 | Per Device | 20 | Residential¦100¦41849¦Per Device¦20 | 3.7245 | 1.1752 | 1.3331 | 73.3548 | 1.2549 | 330 | 1900-01-02 15:25 | 1899-12-31 04:04 | 1.4875 | 73.3479 | 1.4985 | 311 | 16 | 19 | 0.9225 | 1.2298 | 10623 | -0.15436 | -0.25767 | 0.06908 | 0.084972 | 0.063726 | 0.10951 | 0.10621 | -0.2947 | -0.21179 | -0.15436 | -0.096932 | -0.014017 | -0.39379 | -0.31337 | -0.25767 | -0.20198 | -0.12156
Residential | 100 | 2014-07-29 | Per Ton | 20 | Residential¦100¦41849¦Per Ton¦20 | 3.7245 | 1.1752 | 0.36733 | 73.3548 | 0.34577 | 330 | 1900-01-02 15:25 | 1899-12-31 04:04 | 0.40986 | 73.3479 | 0.41289 | 311 | 16 | 19 | 0.9225 | 0.33886 | 10623 | -0.042531 | -0.070999 | 0.019034 | 0.023413 | 0.017559 | 0.030174 | 0.029266 | -0.081201 | -0.058355 | -0.042531 | -0.026708 | -0.0038623 | -0.1085 | -0.086346 | -0.070999 | -0.055652 | -0.033493
All | All | 2014-07-29 | Per Device | 21 | All¦All¦41849¦Per Device¦21 | 3.5996 | 1.3687 | 1.7554 | 71.3463 | 3.8679 | 1362 | 1900-01-02 14:54 | 1899-12-31 08:36 | 1.8121 | 71.5349 | 3.2004 | 1344 | 16 | 19 | 1.0047 | 1.7636 | 27058 | -0.056691 | -0.048434 | 0.10481 | 0.087297 | 0.1053 | 0.1364 | 0.13678 | -0.23149 | -0.12822 | -0.056691 | 0.014837 | 0.11811 | -0.22372 | -0.12016 | -0.048434 | 0.023293 | 0.12686
All | All | 2014-07-29 | Per Ton | 21 | All¦All¦41849¦Per Ton¦21 | 3.5996 | 1.3687 | 0.47948 | 71.3463 | 1.0565 | 1362 | 1900-01-02 14:54 | 1899-12-31 08:36 | 0.49497 | 71.5349 | 0.87418 | 1344 | 16 | 19 | 1.0047 | 0.48174 | 27058 | -0.015485 | -0.01323 | 0.028628 | 0.023845 | 0.028762 | 0.037258 | 0.037361 | -0.063233 | -0.035023 | -0.015485 | 0.0040528 | 0.032262 | -0.06111 | -0.032822 | -0.01323 | 0.0063624 | 0.03465
Non-Residential | All | 2014-07-29 | Per Device | 21 | Non-Residential¦All¦41849¦Per Device¦21 | 3.7202 | 2.3863 | 2.4568 | 71.582 | 5.0215 | 712 | 1900-01-02 16:12 | 1900-01-01 06:57 | 2.1105 | 71.5581 | 3.9826 | 711 | 16 | 19 | 0.91192 | 2.2404 | 4663 | 0.34629 | 0.1299 | 0.18819 | 0.14936 | 0.17161 | 0.24026 | 0.22751 | 0.038386 | 0.2203 | 0.34629 | 0.47228 | 0.65419 | -0.16166 | 0.010595 | 0.1299 | 0.24921 | 0.42146
Non-Residential | All | 2014-07-29 | Per Ton | 21 | Non-Residential¦All¦41849¦Per Ton¦21 | 3.7202 | 2.3863 | 0.63309 | 71.582 | 1.294 | 712 | 1900-01-02 16:12 | 1900-01-01 06:57 | 0.54386 | 71.5581 | 1.0263 | 711 | 16 | 19 | 0.91192 | 0.57733 | 4663 | 0.089234 | 0.033474 | 0.048494 | 0.038488 | 0.044223 | 0.061911 | 0.058626 | 0.0098915 | 0.056768 | 0.089234 | 0.1217 | 0.16858 | -0.041658 | 0.0027303 | 0.033474 | 0.064217 | 0.10861
Non-Residential | 30 | 2014-07-29 | Per Device | 21 | Non-Residential¦30¦41849¦Per Device¦21 | 3.687 | 2.5143 | 2.2568 | 71.7615 | 4.2219 | 359 | 1900-01-02 19:24 | 1900-01-01 13:45 | 2.4585 | 71.4644 | 4.772 | 356 | 16 | 19 | 1.0567 | 2.3847 | 1336 | -0.2017 | -0.073804 | 0.22282 | 0.25292 | 0.23545 | 0.33707 | 0.34555 | -0.63368 | -0.37846 | -0.2017 | -0.024944 | 0.23027 | -0.51664 | -0.25501 | -0.073804 | 0.1074 | 0.36903
Non-Residential | 30 | 2014-07-29 | Per Ton | 21 | Non-Residential¦30¦41849¦Per Ton¦21 | 3.687 | 2.5143 | 0.58083 | 71.7615 | 1.0866 | 359 | 1900-01-02 19:24 | 1900-01-01 13:45 | 0.63274 | 71.4644 | 1.2282 | 356 | 16 | 19 | 1.0567 | 0.61375 | 1336 | -0.051912 | -0.018995 | 0.057348 | 0.065093 | 0.060598 | 0.086751 | 0.088933 | -0.16309 | -0.097405 | -0.051912 | -0.0064197 | 0.059264 | -0.13297 | -0.065631 | -0.018995 | 0.027642 | 0.094978
Non-Residential | 50 | 2014-07-29 | Per Device | 21 | Non-Residential¦50¦41849¦Per Device¦21 | 3.7342 | 2.332 | 2.5515 | 71.506 | 5.4187 | 353 | 1900-01-02 14:51 | 1900-01-01 04:08 | 1.9289 | 71.5972 | 3.3159 | 355 | 16 | 19 | 0.84141 | 2.1469 | 3327 | 0.62264 | 0.21798 | 0.28841 | 0.17599 | 0.24267 | 0.33786 | 0.29977 | 0.18965 | 0.44546 | 0.62264 | 0.79981 | 1.0556 | -0.16619 | 0.060781 | 0.21798 | 0.37518 | 0.60214
Non-Residential | 50 | 2014-07-29 | Per Ton | 21 | Non-Residential¦50¦41849¦Per Ton¦21 | 3.7342 | 2.332 | 0.6579 | 71.506 | 1.3972 | 353 | 1900-01-02 14:51 | 1900-01-01 04:08 | 0.49735 | 71.5972 | 0.85497 | 355 | 16 | 19 | 0.84141 | 0.55356 | 3327 | 0.16054 | 0.056204 | 0.074364 | 0.045377 | 0.062571 | 0.087116 | 0.077293 | 0.0489 | 0.11486 | 0.16054 | 0.20623 | 0.27219 | -0.04285 | 0.015672 | 0.056204 | 0.096737 | 0.15526
Residential | All | 2014-07-29 | Per Device | 21 | Residential¦All¦41849¦Per Device¦21 | 3.5737 | 1.151 | 1.449 | 71.2959 | 1.2284 | 650 | 1900-01-02 14:37 | 1899-12-31 03:41 | 1.6645 | 71.5298 | 1.4836 | 633 | 16 | 19 | 1.0946 | 1.5861 | 22395 | -0.21555 | -0.07842 | 0.04818 | 0.05897 | 0.05274 | 0.07615 | 0.079114 | -0.31314 | -0.25548 | -0.21555 | -0.17562 | -0.11796 | -0.17981 | -0.11991 | -0.07842 | -0.036932 | 0.022969
Residential | All | 2014-07-29 | Per Ton | 21 | Residential¦All¦41849¦Per Ton¦21 | 3.5737 | 1.151 | 0.40586 | 71.2959 | 0.34407 | 650 | 1900-01-02 14:37 | 1899-12-31 03:41 | 0.46623 | 71.5298 | 0.41557 | 633 | 16 | 19 | 1.0946 | 0.44427 | 22395 | -0.060376 | -0.021965 | 0.013495 | 0.016518 | 0.014773 | 0.02133 | 0.02216 | -0.087711 | -0.071562 | -0.060376 | -0.049191 | -0.033041 | -0.050364 | -0.033586 | -0.021965 | -0.010345 | 0.0064335
Residential | 50 | 2014-07-29 | Per Device | 21 | Residential¦50¦41849¦Per Device¦21 | 3.433 | 1.1285 | 1.6074 | 71.4327 | 1.2549 | 320 | 1900-01-02 13:55 | 1899-12-31 03:21 | 1.8405 | 71.8211 | 1.5211 | 322 | 16 | 19 | 1.2228 | 1.9655 | 11772 | -0.23319 | 0.12494 | 0.07015 | 0.084767 | 0.08578 | 0.11003 | 0.1206 | -0.3742 | -0.29089 | -0.23319 | -0.17549 | -0.092183 | -0.029607 | 0.061704 | 0.12494 | 0.18819 | 0.2795
Residential | 50 | 2014-07-29 | Per Ton | 21 | Residential¦50¦41849¦Per Ton¦21 | 3.433 | 1.1285 | 0.45744 | 71.4327 | 0.35713 | 320 | 1900-01-02 13:55 | 1899-12-31 03:21 | 0.52381 | 71.8211 | 0.43289 | 322 | 16 | 19 | 1.2228 | 0.55936 | 11772 | -0.066365 | 0.035558 | 0.019964 | 0.024124 | 0.024413 | 0.031314 | 0.034321 | -0.10649 | -0.082785 | -0.066365 | -0.049944 | -0.026235 | -0.0084258 | 0.01756 | 0.035558 | 0.053556 | 0.079543
Residential | 100 | 2014-07-29 | Per Device | 21 | Residential¦100¦41849¦Per Device¦21 | 3.7245 | 1.1752 | 1.287 | 71.1493 | 1.1902 | 330 | 1900-01-02 15:25 | 1899-12-31 04:04 | 1.4755 | 71.1971 | 1.4335 | 311 | 16 | 19 | 0.9225 | 1.1872 | 10623 | -0.18852 | -0.28826 | 0.065517 | 0.081289 | 0.060439 | 0.1044 | 0.1013 | -0.32232 | -0.24327 | -0.18852 | -0.13378 | -0.054725 | -0.41808 | -0.34138 | -0.28826 | -0.23514 | -0.15845
Residential | 100 | 2014-07-29 | Per Ton | 21 | Residential¦100¦41849¦Per Ton¦21 | 3.7245 | 1.1752 | 0.3546 | 71.1493 | 0.32794 | 330 | 1900-01-02 15:25 | 1899-12-31 04:04 | 0.40655 | 71.1971 | 0.39499 | 311 | 16 | 19 | 0.9225 | 0.32712 | 10623 | -0.051946 | -0.079427 | 0.018052 | 0.022398 | 0.016653 | 0.028767 | 0.027911 | -0.088812 | -0.067031 | -0.051946 | -0.03686 | -0.015079 | -0.1152 | -0.094063 | -0.079427 | -0.064791 | -0.043658
All | All | 2014-07-29 | Per Device | 22 | All¦All¦41849¦Per Device¦22 | 3.5996 | 1.3687 | 1.5972 | 70.9715 | 3.4192 | 1362 | 1900-01-02 14:54 | 1899-12-31 08:36 | 1.5806 | 71.0984 | 2.7956 | 1344 | 16 | 19 | 1.0047 | 1.6047 | 27058 | 0.016579 | 0.024092 | 0.092647 | 0.076256 | 0.093083 | 0.11999 | 0.12033 | -0.1372 | -0.046345 | 0.016579 | 0.079504 | 0.17036 | -0.13012 | -0.039009 | 0.024092 | 0.087193 | 0.1783
All | All | 2014-07-29 | Per Ton | 22 | All¦All¦41849¦Per Ton¦22 | 3.5996 | 1.3687 | 0.43626 | 70.9715 | 0.93395 | 1362 | 1900-01-02 14:54 | 1899-12-31 08:36 | 0.43173 | 71.0984 | 0.76361 | 1344 | 16 | 19 | 1.0047 | 0.43831 | 27058 | 0.0045287 | 0.0065807 | 0.025307 | 0.020829 | 0.025426 | 0.032776 | 0.032868 | -0.037476 | -0.012659 | 0.0045287 | 0.021716 | 0.046533 | -0.035542 | -0.010655 | 0.0065807 | 0.023817 | 0.048703
Non-Residential | All | 2014-07-29 | Per Device | 22 | Non-Residential¦All¦41849¦Per Device¦22 | 3.7202 | 2.3863 | 2.155 | 71.0444 | 4.4358 | 712 | 1900-01-02 16:12 | 1900-01-01 06:57 | 1.8059 | 71.0813 | 3.4962 | 711 | 16 | 19 | 0.91192 | 1.9652 | 4663 | 0.34905 | 0.15925 | 0.16624 | 0.13112 | 0.1516 | 0.21172 | 0.20043 | 0.077719 | 0.23803 | 0.34905 | 0.46008 | 0.62039 | -0.097611 | 0.054148 | 0.15925 | 0.26436 | 0.41612
Non-Residential | All | 2014-07-29 | Per Ton | 22 | Non-Residential¦All¦41849¦Per Ton¦22 | 3.7202 | 2.3863 | 0.55531 | 71.0444 | 1.143 | 712 | 1900-01-02 16:12 | 1900-01-01 06:57 | 0.46536 | 71.0813 | 0.90093 | 711 | 16 | 19 | 0.91192 | 0.5064 | 4663 | 0.089947 | 0.041038 | 0.042837 | 0.033788 | 0.039065 | 0.054559 | 0.051649 | 0.020027 | 0.061336 | 0.089947 | 0.11856 | 0.15987 | -0.025153 | 0.013953 | 0.041038 | 0.068123 | 0.10723
Non-Residential | 30 | 2014-07-29 | Per Device | 22 | Non-Residential¦30¦41849¦Per Device¦22 | 3.687 | 2.5143 | 1.9696 | 71.1731 | 3.7398 | 359 | 1900-01-02 19:24 | 1900-01-01 13:45 | 2.1858 | 71.0722 | 4.2719 | 356 | 16 | 19 | 1.0567 | 2.0812 | 1336 | -0.2162 | -0.10457 | 0.19738 | 0.22641 | 0.20857 | 0.30037 | 0.30783 | -0.60113 | -0.37371 | -0.2162 | -0.058685 | 0.16874 | -0.49908 | -0.266 | -0.10457 | 0.056854 | 0.28993
Non-Residential | 30 | 2014-07-29 | Per Ton | 22 | Non-Residential¦30¦41849¦Per Ton¦22 | 3.687 | 2.5143 | 0.50692 | 71.1731 | 0.96251 | 359 | 1900-01-02 19:24 | 1900-01-01 13:45 | 0.56256 | 71.0722 | 1.0995 | 356 | 16 | 19 | 1.0567 | 0.53565 | 1336 | -0.055643 | -0.026914 | 0.050799 | 0.058271 | 0.053678 | 0.077305 | 0.079227 | -0.15471 | -0.096181 | -0.055643 | -0.015104 | 0.043428 | -0.12845 | -0.068461 | -0.026914 | 0.014632 | 0.074619
Non-Residential | 50 | 2014-07-29 | Per Device | 22 | Non-Residential¦50¦41849¦Per Device¦22 | 3.7342 | 2.332 | 2.2431 | 70.9898 | 4.7818 | 353 | 1900-01-02 14:51 | 1900-01-01 04:08 | 1.6088 | 71.0851 | 2.8235 | 355 | 16 | 19 | 0.84141 | 1.8874 | 3327 | 0.63435 | 0.2786 | 0.25451 | 0.14985 | 0.21415 | 0.29535 | 0.26137 | 0.25585 | 0.47947 | 0.63435 | 0.78924 | 1.0129 | -0.056355 | 0.14154 | 0.2786 | 0.41567 | 0.61356
Non-Residential | 50 | 2014-07-29 | Per Ton | 22 | Non-Residential¦50¦41849¦Per Ton¦22 | 3.7342 | 2.332 | 0.57838 | 70.9898 | 1.233 | 353 | 1900-01-02 14:51 | 1900-01-01 04:08 | 0.41481 | 71.0851 | 0.72801 | 355 | 16 | 19 | 0.84141 | 0.48665 | 3327 | 0.16356 | 0.071836 | 0.065623 | 0.038639 | 0.055216 | 0.076154 | 0.067392 | 0.065969 | 0.12363 | 0.16356 | 0.2035 | 0.26116 | -0.014531 | 0.036496 | 0.071836 | 0.10718 | 0.1582
Residential | All | 2014-07-29 | Per Device | 22 | Residential¦All¦41849¦Per Device¦22 | 3.5737 | 1.151 | 1.3525 | 70.956 | 1.1461 | 650 | 1900-01-02 14:37 | 1899-12-31 03:41 | 1.4672 | 71.1021 | 1.282 | 633 | 16 | 19 | 1.0946 | 1.4806 | 22395 | -0.11462 | 0.013387 | 0.044955 | 0.050956 | 0.049209 | 0.067952 | 0.070838 | -0.2017 | -0.15025 | -0.11462 | -0.078986 | -0.027536 | -0.077396 | -0.02376 | 0.013387 | 0.050535 | 0.10417
Residential | All | 2014-07-29 | Per Ton | 22 | Residential¦All¦41849¦Per Ton¦22 | 3.5737 | 1.151 | 0.37885 | 70.956 | 0.32103 | 650 | 1900-01-02 14:37 | 1899-12-31 03:41 | 0.41096 | 71.1021 | 0.3591 | 633 | 16 | 19 | 1.0946 | 0.41471 | 22395 | -0.032105 | 0.0037497 | 0.012592 | 0.014273 | 0.013784 | 0.019033 | 0.019842 | -0.056497 | -0.042086 | -0.032105 | -0.022124 | -0.0077129 | -0.021679 | -0.0066553 | 0.0037497 | 0.014155 | 0.029178
Residential | 50 | 2014-07-29 | Per Device | 22 | Residential¦50¦41849¦Per Device¦22 | 3.433 | 1.1285 | 1.4756 | 71.1107 | 1.1231 | 320 | 1900-01-02 13:55 | 1899-12-31 03:21 | 1.6223 | 71.2587 | 1.3416 | 322 | 16 | 19 | 1.2228 | 1.8044 | 11772 | -0.14669 | 0.18209 | 0.062783 | 0.074767 | 0.076772 | 0.097631 | 0.10716 | -0.27181 | -0.19789 | -0.14669 | -0.095494 | -0.021573 | 0.044751 | 0.12589 | 0.18209 | 0.23828 | 0.31942
Residential | 50 | 2014-07-29 | Per Ton | 22 | Residential¦50¦41849¦Per Ton¦22 | 3.433 | 1.1285 | 0.41994 | 71.1107 | 0.31963 | 320 | 1900-01-02 13:55 | 1899-12-31 03:21 | 0.46169 | 71.2587 | 0.38182 | 322 | 16 | 19 | 1.2228 | 0.51351 | 11772 | -0.041747 | 0.05182 | 0.017868 | 0.021278 | 0.021849 | 0.027785 | 0.030498 | -0.077355 | -0.056318 | -0.041747 | -0.027177 | -0.0061394 | 0.012736 | 0.035827 | 0.05182 | 0.067813 | 0.090905
Residential | 100 | 2014-07-29 | Per Device | 22 | Residential¦100¦41849¦Per Device¦22 | 3.7245 | 1.1752 | 1.2265 | 70.7903 | 1.1612 | 330 | 1900-01-02 15:25 | 1899-12-31 04:04 | 1.3006 | 70.9232 | 1.2079 | 311 | 16 | 19 | 0.9225 | 1.1314 | 10623 | -0.07411 | -0.16916 | 0.063921 | 0.068494 | 0.058967 | 0.093688 | 0.09038 | -0.19417 | -0.12324 | -0.07411 | -0.02498 | 0.045956 | -0.28499 | -0.21656 | -0.16916 | -0.12176 | -0.053333
Residential | 100 | 2014-07-29 | Per Ton | 22 | Residential¦100¦41849¦Per Ton¦22 | 3.7245 | 1.1752 | 0.33794 | 70.7903 | 0.31995 | 330 | 1900-01-02 15:25 | 1899-12-31 04:04 | 0.35836 | 70.9232 | 0.33282 | 311 | 16 | 19 | 0.9225 | 0.31175 | 10623 | -0.02042 | -0.04661 | 0.017612 | 0.018873 | 0.016248 | 0.025814 | 0.024903 | -0.053502 | -0.033957 | -0.02042 | -0.0068829 | 0.012663 | -0.078524 | -0.059669 | -0.04661 | -0.033551 | -0.014695
All | All | 2014-07-29 | Per Device | 23 | All¦All¦41849¦Per Device¦23 | 3.5996 | 1.3687 | 1.3606 | 70.238 | 3.212 | 1362 | 1900-01-02 14:54 | 1899-12-31 08:36 | 1.3171 | 70.3949 | 2.4644 | 1344 | 16 | 19 | 1.0047 | 1.367 | 27058 | 0.043491 | 0.049891 | 0.087035 | 0.067223 | 0.087444 | 0.10997 | 0.1103 | -0.097444 | -0.014178 | 0.043491 | 0.10116 | 0.18443 | -0.09146 | -0.0079486 | 0.049891 | 0.10773 | 0.19124
All | All | 2014-07-29 | Per Ton | 23 | All¦All¦41849¦Per Ton¦23 | 3.5996 | 1.3687 | 0.37163 | 70.238 | 0.87737 | 1362 | 1900-01-02 14:54 | 1899-12-31 08:36 | 0.35975 | 70.3949 | 0.67315 | 1344 | 16 | 19 | 1.0047 | 0.37338 | 27058 | 0.01188 | 0.013628 | 0.023773 | 0.018362 | 0.023885 | 0.030039 | 0.030127 | -0.026617 | -0.0038728 | 0.01188 | 0.027632 | 0.050376 | -0.024982 | -0.0021712 | 0.013628 | 0.029427 | 0.052237
Non-Residential | All | 2014-07-29 | Per Device | 23 | Non-Residential¦All¦41849¦Per Device¦23 | 3.7202 | 2.3863 | 1.8776 | 70.4185 | 4.2197 | 712 | 1900-01-02 16:12 | 1900-01-01 06:57 | 1.5199 | 70.4863 | 3.1012 | 711 | 16 | 19 | 0.91192 | 1.7122 | 4663 | 0.35775 | 0.19238 | 0.15814 | 0.1163 | 0.14421 | 0.1963 | 0.18527 | 0.10617 | 0.25481 | 0.35775 | 0.46069 | 0.60932 | -0.045054 | 0.095221 | 0.19238 | 0.28953 | 0.4298
Non-Residential | All | 2014-07-29 | Per Ton | 23 | Non-Residential¦All¦41849¦Per Ton¦23 | 3.7202 | 2.3863 | 0.48384 | 70.4185 | 1.0874 | 712 | 1900-01-02 16:12 | 1900-01-01 06:57 | 0.39165 | 70.4863 | 0.79914 | 711 | 16 | 19 | 0.91192 | 0.44122 | 4663 | 0.092187 | 0.049573 | 0.040751 | 0.02997 | 0.037162 | 0.050585 | 0.047741 | 0.02736 | 0.06566 | 0.092187 | 0.11871 | 0.15701 | -0.01161 | 0.024537 | 0.049573 | 0.074608 | 0.11076
Non-Residential | 30 | 2014-07-29 | Per Device | 23 | Non-Residential¦30¦41849¦Per Device¦23 | 3.687 | 2.5143 | 1.675 | 70.4599 | 3.2701 | 359 | 1900-01-02 19:24 | 1900-01-01 13:45 | 1.8534 | 70.358 | 3.7245 | 356 | 16 | 19 | 1.0567 | 1.7699 | 1336 | -0.1784 | -0.08347 | 0.17259 | 0.1974 | 0.18237 | 0.26221 | 0.26875 | -0.51443 | -0.3159 | -0.1784 | -0.040893 | 0.15764 | -0.42789 | -0.2244 | -0.08347 | 0.057462 | 0.26095
Non-Residential | 30 | 2014-07-29 | Per Ton | 23 | Non-Residential¦30¦41849¦Per Ton¦23 | 3.687 | 2.5143 | 0.43109 | 70.4599 | 0.84163 | 359 | 1900-01-02 19:24 | 1900-01-01 13:45 | 0.477 | 70.358 | 0.95857 | 356 | 16 | 19 | 1.0567 | 0.45552 | 1336 | -0.045914 | -0.021483 | 0.04442 | 0.050804 | 0.046937 | 0.067485 | 0.069168 | -0.1324 | -0.081303 | -0.045914 | -0.010525 | 0.040571 | -0.11012 | -0.057754 | -0.021483 | 0.014789 | 0.067159
Non-Residential | 50 | 2014-07-29 | Per Device | 23 | Non-Residential¦50¦41849¦Per Device¦23 | 3.7342 | 2.332 | 1.9757 | 70.4009 | 4.6829 | 353 | 1900-01-02 14:51 | 1900-01-01 04:08 | 1.347 | 70.5397 | 2.5663 | 355 | 16 | 19 | 0.84141 | 1.6623 | 3327 | 0.62869 | 0.31536 | 0.24925 | 0.1362 | 0.20972 | 0.28403 | 0.25007 | 0.26468 | 0.47974 | 0.62869 | 0.77763 | 0.99269 | -0.0051136 | 0.18422 | 0.31536 | 0.44649 | 0.63583
Non-Residential | 50 | 2014-07-29 | Per Ton | 23 | Non-Residential¦50¦41849¦Per Ton¦23 | 3.7342 | 2.332 | 0.50941 | 70.4009 | 1.2075 | 353 | 1900-01-02 14:51 | 1900-01-01 04:08 | 0.34731 | 70.5397 | 0.6617 | 355 | 16 | 19 | 0.84141 | 0.42862 | 3327 | 0.1621 | 0.081313 | 0.064267 | 0.035119 | 0.054074 | 0.073236 | 0.064478 | 0.068247 | 0.1237 | 0.1621 | 0.20051 | 0.25596 | -0.0013185 | 0.047501 | 0.081313 | 0.11513 | 0.16394
Residential | All | 2014-07-29 | Per Device | 23 | Residential¦All¦41849¦Per Device¦23 | 3.5737 | 1.151 | 1.1344 | 70.1994 | 0.96583 | 650 | 1900-01-02 14:37 | 1899-12-31 03:41 | 1.216 | 70.3749 | 1.1037 | 633 | 16 | 19 | 1.0946 | 1.2417 | 22395 | -0.081615 | 0.025743 | 0.037883 | 0.043869 | 0.041468 | 0.057962 | 0.060367 | -0.1559 | -0.11201 | -0.081615 | -0.05122 | -0.0073335 | -0.05162 | -0.0059132 | 0.025743 | 0.057399 | 0.10311
Residential | All | 2014-07-29 | Per Ton | 23 | Residential¦All¦41849¦Per Ton¦23 | 3.5737 | 1.151 | 0.31774 | 70.1994 | 0.27053 | 650 | 1900-01-02 14:37 | 1899-12-31 03:41 | 0.3406 | 70.3749 | 0.30916 | 633 | 16 | 19 | 1.0946 | 0.34781 | 22395 | -0.02286 | 0.0072107 | 0.010611 | 0.012288 | 0.011615 | 0.016235 | 0.016909 | -0.043667 | -0.031374 | -0.02286 | -0.014347 | -0.0020541 | -0.014459 | -0.0016563 | 0.0072107 | 0.016078 | 0.02888
Residential | 50 | 2014-07-29 | Per Device | 23 | Residential¦50¦41849¦Per Device¦23 | 3.433 | 1.1285 | 1.2321 | 70.3308 | 0.99444 | 320 | 1900-01-02 13:55 | 1899-12-31 03:21 | 1.328 | 70.4866 | 1.1021 | 322 | 16 | 19 | 1.2228 | 1.5066 | 11772 | -0.09592 | 0.1786 | 0.055591 | 0.06142 | 0.067977 | 0.082842 | 0.091615 | -0.20209 | -0.13936 | -0.09592 | -0.052478 | 0.010246 | 0.061193 | 0.13056 | 0.1786 | 0.22665 | 0.29601
Residential | 50 | 2014-07-29 | Per Ton | 23 | Residential¦50¦41849¦Per Ton¦23 | 3.433 | 1.1285 | 0.35064 | 70.3308 | 0.28301 | 320 | 1900-01-02 13:55 | 1899-12-31 03:21 | 0.37794 | 70.4866 | 0.31366 | 322 | 16 | 19 | 1.2228 | 0.42877 | 11772 | -0.027298 | 0.050829 | 0.015821 | 0.01748 | 0.019346 | 0.023576 | 0.026073 | -0.057512 | -0.039662 | -0.027298 | -0.014935 | 0.002916 | 0.017415 | 0.037156 | 0.050829 | 0.064502 | 0.084243
Residential | 100 | 2014-07-29 | Per Device | 23 | Residential¦100¦41849¦Per Device¦23 | 3.7245 | 1.1752 | 1.0342 | 70.0588 | 0.93252 | 330 | 1900-01-02 15:25 | 1899-12-31 04:04 | 1.0958 | 70.2473 | 1.1009 | 311 | 16 | 19 | 0.9225 | 0.95405 | 10623 | -0.061626 | -0.14178 | 0.051334 | 0.062424 | 0.047356 | 0.08082 | 0.078354 | -0.1652 | -0.10401 | -0.061626 | -0.019244 | 0.04195 | -0.24219 | -0.18286 | -0.14178 | -0.10069 | -0.041361
Residential | 100 | 2014-07-29 | Per Ton | 23 | Residential¦100¦41849¦Per Ton¦23 | 3.7245 | 1.1752 | 0.28496 | 70.0588 | 0.25694 | 330 | 1900-01-02 15:25 | 1899-12-31 04:04 | 0.30194 | 70.2473 | 0.30333 | 311 | 16 | 19 | 0.9225 | 0.26288 | 10623 | -0.01698 | -0.039064 | 0.014144 | 0.0172 | 0.013048 | 0.022269 | 0.021589 | -0.045519 | -0.028658 | -0.01698 | -0.0053023 | 0.011559 | -0.066732 | -0.050386 | -0.039064 | -0.027743 | -0.011396
All | All | 2014-07-29 | Per Device | 24 | All¦All¦41849¦Per Device¦24 | 3.5996 | 1.3687 | 1.1069 | 69.9115 | 2.733 | 1362 | 1900-01-02 14:54 | 1899-12-31 08:36 | 1.0832 | 70.0557 | 2.1958 | 1344 | 16 | 19 | 1.0047 | 1.1121 | 27058 | 0.023638 | 0.028844 | 0.074054 | 0.059894 | 0.074402 | 0.095243 | 0.095515 | -0.098421 | -0.026308 | 0.023638 | 0.073584 | 0.1457 | -0.093563 | -0.021244 | 0.028844 | 0.078932 | 0.15125
All | All | 2014-07-29 | Per Ton | 24 | All¦All¦41849¦Per Ton¦24 | 3.5996 | 1.3687 | 0.30234 | 69.9115 | 0.74651 | 1362 | 1900-01-02 14:54 | 1899-12-31 08:36 | 0.29588 | 70.0557 | 0.59977 | 1344 | 16 | 19 | 1.0047 | 0.30376 | 27058 | 0.0064567 | 0.0078788 | 0.020228 | 0.01636 | 0.020323 | 0.026016 | 0.02609 | -0.026884 | -0.007186 | 0.0064567 | 0.020099 | 0.039797 | -0.025557 | -0.0058027 | 0.0078788 | 0.02156 | 0.041314
Non-Residential | All | 2014-07-29 | Per Device | 24 | Non-Residential¦All¦41849¦Per Device¦24 | 3.7202 | 2.3863 | 1.6221 | 69.9855 | 3.5679 | 712 | 1900-01-02 16:12 | 1900-01-01 06:57 | 1.3663 | 70.0636 | 2.768 | 711 | 16 | 19 | 0.91192 | 1.4793 | 4663 | 0.25586 | 0.11299 | 0.13371 | 0.10381 | 0.12194 | 0.16928 | 0.16014 | 0.038921 | 0.16709 | 0.25586 | 0.34463 | 0.4728 | -0.092235 | 0.029014 | 0.11299 | 0.19697 | 0.31822
Non-Residential | All | 2014-07-29 | Per Ton | 24 | Non-Residential¦All¦41849¦Per Ton¦24 | 3.7202 | 2.3863 | 0.418 | 69.9855 | 0.9194 | 712 | 1900-01-02 16:12 | 1900-01-01 06:57 | 0.35207 | 70.0636 | 0.71328 | 711 | 16 | 19 | 0.91192 | 0.38118 | 4663 | 0.065932 | 0.029116 | 0.034456 | 0.02675 | 0.031421 | 0.043621 | 0.041266 | 0.01003 | 0.043057 | 0.065932 | 0.088807 | 0.12183 | -0.023768 | 0.0074766 | 0.029116 | 0.050756 | 0.082
Non-Residential | 30 | 2014-07-29 | Per Device | 24 | Non-Residential¦30¦41849¦Per Device¦24 | 3.687 | 2.5143 | 1.5031 | 70.1239 | 2.93 | 359 | 1900-01-02 19:24 | 1900-01-01 13:45 | 1.6814 | 70.0308 | 3.3476 | 356 | 16 | 19 | 1.0567 | 1.5883 | 1336 | -0.17835 | -0.093169 | 0.15464 | 0.17742 | 0.1634 | 0.23535 | 0.2412 | -0.47997 | -0.30177 | -0.17835 | -0.054933 | 0.12327 | -0.40228 | -0.21966 | -0.093169 | 0.033318 | 0.21594
Non-Residential | 30 | 2014-07-29 | Per Ton | 24 | Non-Residential¦30¦41849¦Per Ton¦24 | 3.687 | 2.5143 | 0.38685 | 70.1239 | 0.75409 | 359 | 1900-01-02 19:24 | 1900-01-01 13:45 | 0.43275 | 70.0308 | 0.86155 | 356 | 16 | 19 | 1.0567 | 0.40877 | 1336 | -0.045902 | -0.023979 | 0.039799 | 0.045662 | 0.042055 | 0.060573 | 0.062078 | -0.12353 | -0.077667 | -0.045902 | -0.014138 | 0.031725 | -0.10353 | -0.056532 | -0.023979 | 0.008575 | 0.055577
Non-Residential | 50 | 2014-07-29 | Per Device | 24 | Non-Residential¦50¦41849¦Per Device¦24 | 3.7342 | 2.332 | 1.6779 | 69.9269 | 3.8835 | 353 | 1900-01-02 14:51 | 1900-01-01 04:08 | 1.203 | 70.0773 | 2.2661 | 355 | 16 | 19 | 0.84141 | 1.4118 | 3327 | 0.47489 | 0.20878 | 0.2067 | 0.12027 | 0.17392 | 0.23915 | 0.21145 | 0.16842 | 0.34948 | 0.47489 | 0.6003 | 0.78137 | -0.062209 | 0.097894 | 0.20878 | 0.31967 | 0.47977
Non-Residential | 50 | 2014-07-29 | Per Ton | 24 | Non-Residential¦50¦41849¦Per Ton¦24 | 3.7342 | 2.332 | 0.43264 | 69.9269 | 1.0013 | 353 | 1900-01-02 14:51 | 1900-01-01 04:08 | 0.3102 | 70.0773 | 0.5843 | 355 | 16 | 19 | 0.84141 | 0.36403 | 3327 | 0.12245 | 0.053833 | 0.053296 | 0.031011 | 0.044844 | 0.061662 | 0.054522 | 0.043425 | 0.090112 | 0.12245 | 0.15478 | 0.20147 | -0.01604 | 0.025241 | 0.053833 | 0.082424 | 0.12371
Residential | All | 2014-07-29 | Per Device | 24 | Residential¦All¦41849¦Per Device¦24 | 3.5737 | 1.151 | 0.88266 | 69.8956 | 0.84021 | 650 | 1900-01-02 14:37 | 1899-12-31 03:41 | 0.94935 | 70.0539 | 0.9206 | 633 | 16 | 19 | 1.0946 | 0.96619 | 22395 | -0.066691 | 0.016844 | 0.032956 | 0.03659 | 0.036075 | 0.049244 | 0.051383 | -0.1298 | -0.092515 | -0.066691 | -0.040868 | -0.0035831 | -0.049006 | -0.010101 | 0.016844 | 0.04379 | 0.082694
Residential | All | 2014-07-29 | Per Ton | 24 | Residential¦All¦41849¦Per Ton¦24 | 3.5737 | 1.151 | 0.24723 | 69.8956 | 0.23534 | 650 | 1900-01-02 14:37 | 1899-12-31 03:41 | 0.26591 | 70.0539 | 0.25786 | 633 | 16 | 19 | 1.0946 | 0.27063 | 22395 | -0.01868 | 0.0047181 | 0.0092309 | 0.010249 | 0.010105 | 0.013793 | 0.014393 | -0.036357 | -0.025913 | -0.01868 | -0.011447 | -0.0010036 | -0.013727 | -0.0028294 | 0.0047181 | 0.012266 | 0.023163
Residential | 50 | 2014-07-29 | Per Device | 24 | Residential¦50¦41849¦Per Device¦24 | 3.433 | 1.1285 | 0.97201 | 70.0826 | 0.8973 | 320 | 1900-01-02 13:55 | 1899-12-31 03:21 | 1.0064 | 70.1844 | 0.94188 | 322 | 16 | 19 | 1.2228 | 1.1886 | 11772 | -0.034401 | 0.18217 | 0.05016 | 0.052489 | 0.061337 | 0.072603 | 0.08073 | -0.12744 | -0.072474 | -0.034401 | 0.0036721 | 0.058643 | 0.078715 | 0.13984 | 0.18217 | 0.22451 | 0.28563
Residential | 50 | 2014-07-29 | Per Ton | 24 | Residential¦50¦41849¦Per Ton¦24 | 3.433 | 1.1285 | 0.27663 | 70.0826 | 0.25537 | 320 | 1900-01-02 13:55 | 1899-12-31 03:21 | 0.28642 | 70.1844 | 0.26805 | 322 | 16 | 19 | 1.2228 | 0.33826 | 11772 | -0.0097902 | 0.051846 | 0.014275 | 0.014938 | 0.017456 | 0.020662 | 0.022975 | -0.03627 | -0.020626 | -0.0097902 | 0.0010451 | 0.016689 | 0.022402 | 0.039797 | 0.051846 | 0.063894 | 0.081289
Residential | 100 | 2014-07-29 | Per Device | 24 | Residential¦100¦41849¦Per Device¦24 | 3.7245 | 1.1752 | 0.7912 | 69.6953 | 0.77576 | 330 | 1900-01-02 15:25 | 1899-12-31 04:04 | 0.88842 | 69.9049 | 0.89862 | 311 | 16 | 19 | 0.9225 | 0.72988 | 10623 | -0.097224 | -0.15854 | 0.042704 | 0.050956 | 0.039394 | 0.066484 | 0.064408 | -0.18243 | -0.13209 | -0.097224 | -0.062359 | -0.012021 | -0.24108 | -0.19232 | -0.15854 | -0.12476 | -0.075998
Residential | 100 | 2014-07-29 | Per Ton | 24 | Residential¦100¦41849¦Per Ton¦24 | 3.7245 | 1.1752 | 0.218 | 69.6953 | 0.21375 | 330 | 1900-01-02 15:25 | 1899-12-31 04:04 | 0.24479 | 69.9049 | 0.2476 | 311 | 16 | 19 | 0.9225 | 0.20111 | 10623 | -0.026789 | -0.043684 | 0.011766 | 0.01404 | 0.010855 | 0.018319 | 0.017747 | -0.050265 | -0.036395 | -0.026789 | -0.017182 | -0.0033123 | -0.066427 | -0.05299 | -0.043684 | -0.034377 | -0.02094
All | All | 2014-07-29 | Per Device | 100 | All¦All¦41849¦Per Device¦100 | 3.5996 | 1.3687 | 2.1548 | 79.3759 | 4.3919 | 5448 | 1900-01-02 14:54 | 1899-12-31 08:36 | 1.86 | 79.5309 | 4.0309 | 5376 | 16 | 19 | 1.0047 | 2.1649 | 27058 | 0.29477 | 0.30491 | 0.059502 | 0.054975 | 0.059782 | 0.081011 | 0.081217 | 0.19095 | 0.25229 | 0.29477 | 0.33725 | 0.39859 | 0.20082 | 0.26232 | 0.30491 | 0.3475 | 0.40899
All | All | 2014-07-29 | Per Ton | 100 | All¦All¦41849¦Per Ton¦100 | 3.5996 | 1.3687 | 0.58858 | 79.3759 | 1.1996 | 5448 | 1900-01-02 14:54 | 1899-12-31 08:36 | 0.50806 | 79.5309 | 1.101 | 5376 | 16 | 19 | 1.0047 | 0.59134 | 27058 | 0.080517 | 0.083285 | 0.016253 | 0.015017 | 0.01633 | 0.022128 | 0.022184 | 0.052158 | 0.068913 | 0.080517 | 0.092121 | 0.10888 | 0.054855 | 0.071652 | 0.083285 | 0.094919 | 0.11172
Non-Residential | All | 2014-07-29 | Per Device | 100 | Non-Residential¦All¦41849¦Per Device¦100 | 3.7202 | 2.3863 | 3.3373 | 78.5415 | 5.4572 | 2848 | 1900-01-02 16:12 | 1900-01-01 06:57 | 3.0022 | 78.3516 | 5.002 | 2844 | 16 | 19 | 0.91192 | 3.0434 | 4663 | 0.33507 | 0.041134 | 0.10226 | 0.093795 | 0.093252 | 0.13876 | 0.13226 | 0.15724 | 0.2623 | 0.33507 | 0.40783 | 0.5129 | -0.12837 | -0.028225 | 0.041134 | 0.11049 | 0.21064
Non-Residential | All | 2014-07-29 | Per Ton | 100 | Non-Residential¦All¦41849¦Per Ton¦100 | 3.7202 | 2.3863 | 0.85998 | 78.5415 | 1.4063 | 2848 | 1900-01-02 16:12 | 1900-01-01 06:57 | 0.77364 | 78.3516 | 1.289 | 2844 | 16 | 19 | 0.91192 | 0.78424 | 4663 | 0.086343 | 0.0106 | 0.026351 | 0.02417 | 0.02403 | 0.035757 | 0.034083 | 0.040519 | 0.067592 | 0.086343 | 0.10509 | 0.13217 | -0.033079 | -0.0072732 | 0.0106 | 0.028473 | 0.054278
Non-Residential | 30 | 2014-07-29 | Per Device | 100 | Non-Residential¦30¦41849¦Per Device¦100 | 3.687 | 2.5143 | 3.2608 | 79.1495 | 5.0708 | 1436 | 1900-01-02 19:24 | 1900-01-01 13:45 | 3.4213 | 78.8875 | 6.0719 | 1424 | 16 | 19 | 1.0567 | 3.4456 | 1336 | -0.16054 | 0.024262 | 0.13381 | 0.1609 | 0.1414 | 0.20927 | 0.2142 | -0.42873 | -0.27028 | -0.16054 | -0.050794 | 0.10766 | -0.25025 | -0.088066 | 0.024262 | 0.13659 | 0.29877
Non-Residential | 30 | 2014-07-29 | Per Ton | 100 | Non-Residential¦30¦41849¦Per Ton¦100 | 3.687 | 2.5143 | 0.83923 | 79.1495 | 1.3051 | 1436 | 1900-01-02 19:24 | 1900-01-01 13:45 | 0.88055 | 78.8875 | 1.5627 | 1424 | 16 | 19 | 1.0567 | 0.88679 | 1336 | -0.041317 | 0.0062442 | 0.034439 | 0.041412 | 0.036391 | 0.053861 | 0.055129 | -0.11034 | -0.069562 | -0.041317 | -0.013073 | 0.027708 | -0.064407 | -0.022666 | 0.0062442 | 0.035154 | 0.076895
Non-Residential | 50 | 2014-07-29 | Per Device | 100 | Non-Residential¦50¦41849¦Per Device¦100 | 3.7342 | 2.332 | 3.3653 | 78.2837 | 5.6221 | 1412 | 1900-01-02 14:51 | 1900-01-01 04:08 | 2.7824 | 78.1282 | 4.0843 | 1420 | 16 | 19 | 0.84141 | 2.8316 | 3327 | 0.58292 | 0.049207 | 0.14962 | 0.10839 | 0.12589 | 0.18475 | 0.16612 | 0.34615 | 0.48604 | 0.58292 | 0.6798 | 0.81969 | -0.16368 | -0.037906 | 0.049207 | 0.13632 | 0.2621
Non-Residential | 50 | 2014-07-29 | Per Ton | 100 | Non-Residential¦50¦41849¦Per Ton¦100 | 3.7342 | 2.332 | 0.86771 | 78.2837 | 1.4496 | 1412 | 1900-01-02 14:51 | 1900-01-01 04:08 | 0.71741 | 78.1282 | 1.0531 | 1420 | 16 | 19 | 0.84141 | 0.7301 | 3327 | 0.1503 | 0.012688 | 0.038578 | 0.027946 | 0.03246 | 0.047637 | 0.042833 | 0.089254 | 0.12532 | 0.1503 | 0.17528 | 0.21135 | -0.042204 | -0.0097738 | 0.012688 | 0.035149 | 0.06758
Residential | All | 2014-07-29 | Per Device | 100 | Residential¦All¦41849¦Per Device¦100 | 3.5737 | 1.151 | 1.642 | 79.5545 | 1.5899 | 2600 | 1900-01-02 14:37 | 1899-12-31 03:41 | 1.3435 | 79.7902 | 1.2576 | 2532 | 16 | 19 | 1.0946 | 1.7974 | 22395 | 0.29849 | 0.45389 | 0.03118 | 0.024993 | 0.034131 | 0.03996 | 0.042303 | 0.24728 | 0.27753 | 0.29849 | 0.31944 | 0.3497 | 0.39967 | 0.4317 | 0.45389 | 0.47607 | 0.5081
Residential | All | 2014-07-29 | Per Ton | 100 | Residential¦All¦41849¦Per Ton¦100 | 3.5737 | 1.151 | 0.45993 | 79.5545 | 0.44532 | 2600 | 1900-01-02 14:37 | 1899-12-31 03:41 | 0.37632 | 79.7902 | 0.35226 | 2532 | 16 | 19 | 1.0946 | 0.50345 | 22395 | 0.083607 | 0.12713 | 0.0087335 | 0.0070004 | 0.00956 | 0.011193 | 0.011849 | 0.069262 | 0.077737 | 0.083607 | 0.089476 | 0.097951 | 0.11195 | 0.12092 | 0.12713 | 0.13335 | 0.14232
Residential | 50 | 2014-07-29 | Per Device | 100 | Residential¦50¦41849¦Per Device¦100 | 3.433 | 1.1285 | 1.7983 | 79.9497 | 1.5935 | 1280 | 1900-01-02 13:55 | 1899-12-31 03:21 | 1.7414 | 80.4621 | 1.4768 | 1288 | 16 | 19 | 1.2228 | 2.1989 | 11772 | 0.056889 | 0.45756 | 0.04454 | 0.041149 | 0.054464 | 0.060639 | 0.068261 | -0.020823 | 0.02509 | 0.056889 | 0.088688 | 0.1346 | 0.37008 | 0.42177 | 0.45756 | 0.49336 | 0.54504
Residential | 50 | 2014-07-29 | Per Ton | 100 | Residential¦50¦41849¦Per Ton¦100 | 3.433 | 1.1285 | 0.51177 | 79.9497 | 0.45351 | 1280 | 1900-01-02 13:55 | 1899-12-31 03:21 | 0.49558 | 80.4621 | 0.42028 | 1288 | 16 | 19 | 1.2228 | 0.6258 | 11772 | 0.01619 | 0.13022 | 0.012676 | 0.011711 | 0.0155 | 0.017257 | 0.019427 | -0.0059259 | 0.0071405 | 0.01619 | 0.02524 | 0.038307 | 0.10532 | 0.12003 | 0.13022 | 0.14041 | 0.15512
Residential | 100 | 2014-07-29 | Per Device | 100 | Residential¦100¦41849¦Per Device¦100 | 3.7245 | 1.1752 | 1.482 | 79.1312 | 1.5763 | 1320 | 1900-01-02 15:25 | 1899-12-31 04:04 | 0.91416 | 79.0224 | 0.82492 | 1244 | 16 | 19 | 0.9225 | 1.3671 | 10623 | 0.56781 | 0.45296 | 0.043387 | 0.023388 | 0.040024 | 0.049289 | 0.046357 | 0.50464 | 0.54196 | 0.56781 | 0.59366 | 0.63097 | 0.39355 | 0.42865 | 0.45296 | 0.47727 | 0.51237
Residential | 100 | 2014-07-29 | Per Ton | 100 | Residential¦100¦41849¦Per Ton¦100 | 3.7245 | 1.1752 | 0.40834 | 79.1312 | 0.43433 | 1320 | 1900-01-02 15:25 | 1899-12-31 04:04 | 0.25188 | 79.0224 | 0.2273 | 1244 | 16 | 19 | 0.9225 | 0.37669 | 10623 | 0.15645 | 0.12481 | 0.011955 | 0.0064444 | 0.011028 | 0.013581 | 0.012773 | 0.13905 | 0.14933 | 0.15645 | 0.16357 | 0.17386 | 0.10844 | 0.11811 | 0.12481 | 0.1315 | 0.14118
All | All | 2014-08-27 | Per Device | 1 | All¦All¦41878¦Per Device¦1 | 3.6201 | 1.363 | 0.80874 | 66.8815 | 2.0113 | 1323 | 1900-01-02 14:13 | 1899-12-31 08:52 | 0.87754 | 66.7028 | 2.6 | 1348 | 15 | 18 | 0.98291 | 0.79492 | 27058 | -0.068799 | -0.082623 | 0.055295 | 0.070816 | 0.05435 | 0.089847 | 0.089268 | -0.18394 | -0.11592 | -0.068799 | -0.021684 | 0.046344 | -0.19703 | -0.12944 | -0.082623 | -0.035811 | 0.031779
All | All | 2014-08-27 | Per Ton | 1 | All¦All¦41878¦Per Ton¦1 | 3.6201 | 1.363 | 0.22091 | 66.8815 | 0.54937 | 1323 | 1900-01-02 14:13 | 1899-12-31 08:52 | 0.2397 | 66.7028 | 0.71019 | 1348 | 15 | 18 | 0.98291 | 0.21713 | 27058 | -0.018793 | -0.022568 | 0.015104 | 0.019343 | 0.014846 | 0.024542 | 0.024384 | -0.050244 | -0.031662 | -0.018793 | -0.0059229 | 0.012659 | -0.053817 | -0.035355 | -0.022568 | -0.0097817 | 0.0086804
Non-Residential | All | 2014-08-27 | Per Device | 1 | Non-Residential¦All¦41878¦Per Device¦1 | 3.6624 | 2.3074 | 1.2402 | 67.4839 | 2.5814 | 700 | 1900-01-02 16:59 | 1900-01-01 09:18 | 1.4574 | 67.2501 | 3.4482 | 704 | 15 | 18 | 1.0921 | 1.3544 | 4663 | -0.21716 | -0.10295 | 0.097569 | 0.12996 | 0.10655 | 0.16251 | 0.16806 | -0.42543 | -0.30238 | -0.21716 | -0.13194 | -0.0088997 | -0.31833 | -0.19108 | -0.10295 | -0.014824 | 0.11242
Non-Residential | All | 2014-08-27 | Per Ton | 1 | Non-Residential¦All¦41878¦Per Ton¦1 | 3.6624 | 2.3074 | 0.31959 | 67.4839 | 0.6652 | 700 | 1900-01-02 16:59 | 1900-01-01 09:18 | 0.37555 | 67.2501 | 0.88857 | 704 | 15 | 18 | 1.0921 | 0.34902 | 4663 | -0.05596 | -0.02653 | 0.025142 | 0.033489 | 0.027457 | 0.041877 | 0.043306 | -0.10963 | -0.077921 | -0.05596 | -0.034 | -0.0022933 | -0.082029 | -0.04924 | -0.02653 | -0.0038199 | 0.028969
Non-Residential | 30 | 2014-08-27 | Per Device | 1 | Non-Residential¦30¦41878¦Per Device¦1 | 3.8149 | 2.6182 | 1.4574 | 67.1877 | 3.0673 | 353 | 1900-01-02 16:11 | 1900-01-01 12:31 | 1.366 | 67.2244 | 2.769 | 356 | 15 | 18 | 0.97894 | 1.4267 | 1336 | 0.09141 | 0.060711 | 0.16326 | 0.14676 | 0.15982 | 0.21952 | 0.21698 | -0.18992 | -0.023708 | 0.09141 | 0.20653 | 0.37274 | -0.21736 | -0.053072 | 0.060711 | 0.17449 | 0.33878
Non-Residential | 30 | 2014-08-27 | Per Ton | 1 | Non-Residential¦30¦41878¦Per Ton¦1 | 3.8149 | 2.6182 | 0.37509 | 67.1877 | 0.78944 | 353 | 1900-01-02 16:11 | 1900-01-01 12:31 | 0.35157 | 67.2244 | 0.71265 | 356 | 15 | 18 | 0.97894 | 0.36719 | 1336 | 0.023526 | 0.015625 | 0.042017 | 0.03777 | 0.041132 | 0.056498 | 0.055843 | -0.048879 | -0.0061017 | 0.023526 | 0.053154 | 0.095931 | -0.055941 | -0.013659 | 0.015625 | 0.044909 | 0.087191
Non-Residential | 50 | 2014-08-27 | Per Device | 1 | Non-Residential¦50¦41878¦Per Device¦1 | 3.5977 | 2.1759 | 1.1243 | 67.6092 | 2.1664 | 347 | 1900-01-02 17:19 | 1900-01-01 07:56 | 1.4992 | 67.261 | 3.7831 | 348 | 15 | 18 | 1.1615 | 1.3058 | 3327 | -0.37492 | -0.19337 | 0.1163 | 0.2028 | 0.13508 | 0.23378 | 0.24367 | -0.67452 | -0.49752 | -0.37492 | -0.25233 | -0.075325 | -0.50564 | -0.32115 | -0.19337 | -0.065594 | 0.1189
Non-Residential | 50 | 2014-08-27 | Per Ton | 1 | Non-Residential¦50¦41878¦Per Ton¦1 | 3.5977 | 2.1759 | 0.28989 | 67.6092 | 0.5586 | 347 | 1900-01-02 17:19 | 1900-01-01 07:56 | 0.38656 | 67.261 | 0.97546 | 348 | 15 | 18 | 1.1615 | 0.3367 | 3327 | -0.096671 | -0.04986 | 0.029987 | 0.05229 | 0.034829 | 0.060278 | 0.062828 | -0.17392 | -0.12828 | -0.096671 | -0.065062 | -0.019422 | -0.13038 | -0.082807 | -0.04986 | -0.016913 | 0.030657
Residential | All | 2014-08-27 | Per Device | 1 | Residential¦All¦41878¦Per Device¦1 | 3.6108 | 1.156 | 0.61362 | 66.7495 | 0.61296 | 623 | 1900-01-02 13:38 | 1899-12-31 03:40 | 0.62816 | 66.586 | 0.56694 | 644 | 15 | 18 | 0.87481 | 0.5368 | 22395 | -0.014536 | -0.091357 | 0.024558 | 0.022341 | 0.021483 | 0.033199 | 0.030994 | -0.057082 | -0.031945 | -0.014536 | 0.0028741 | 0.028011 | -0.13108 | -0.10761 | -0.091357 | -0.075104 | -0.051637
Residential | All | 2014-08-27 | Per Ton | 1 | Residential¦All¦41878¦Per Ton¦1 | 3.6108 | 1.156 | 0.17188 | 66.7495 | 0.17169 | 623 | 1900-01-02 13:38 | 1899-12-31 03:40 | 0.17595 | 66.586 | 0.1588 | 644 | 15 | 18 | 0.87481 | 0.15036 | 22395 | -0.0040714 | -0.025589 | 0.0068786 | 0.0062577 | 0.0060175 | 0.0092991 | 0.0086815 | -0.015989 | -0.0089479 | -0.0040714 | 0.000805 | 0.0078459 | -0.036715 | -0.030142 | -0.025589 | -0.021037 | -0.014464
Residential | 50 | 2014-08-27 | Per Device | 1 | Residential¦50¦41878¦Per Device¦1 | 3.5885 | 1.139 | 0.63634 | 66.7721 | 0.61863 | 317 | 1900-01-02 10:22 | 1899-12-31 03:07 | 0.66955 | 66.787 | 0.61255 | 316 | 15 | 18 | 0.82594 | 0.52558 | 11772 | -0.033209 | -0.14397 | 0.034746 | 0.034458 | 0.028698 | 0.048935 | 0.044844 | -0.095922 | -0.058871 | -0.033209 | -0.0075474 | 0.029504 | -0.20144 | -0.16749 | -0.14397 | -0.12045 | -0.0865
Residential | 50 | 2014-08-27 | Per Ton | 1 | Residential¦50¦41878¦Per Ton¦1 | 3.5885 | 1.139 | 0.1811 | 66.7721 | 0.17606 | 317 | 1900-01-02 10:22 | 1899-12-31 03:07 | 0.19055 | 66.787 | 0.17433 | 316 | 15 | 18 | 0.82594 | 0.14958 | 11772 | -0.0094511 | -0.040973 | 0.0098884 | 0.0098066 | 0.0081673 | 0.013927 | 0.012762 | -0.027299 | -0.016754 | -0.0094511 | -0.0021479 | 0.0083966 | -0.057328 | -0.047665 | -0.040973 | -0.03428 | -0.024617
Residential | 100 | 2014-08-27 | Per Device | 1 | Residential¦100¦41878¦Per Device¦1 | 3.6363 | 1.1754 | 0.58957 | 66.7237 | 0.60807 | 306 | 1900-01-02 17:07 | 1899-12-31 04:14 | 0.58573 | 66.3721 | 0.51834 | 328 | 15 | 18 | 0.95104 | 0.5607 | 10623 | 0.0038358 | -0.02503 | 0.034761 | 0.028621 | 0.033059 | 0.045028 | 0.043727 | -0.05387 | -0.019777 | 0.0038358 | 0.027448 | 0.061541 | -0.081069 | -0.047961 | -0.02503 | -0.0020994 | 0.031009
Residential | 100 | 2014-08-27 | Per Ton | 1 | Residential¦100¦41878¦Per Ton¦1 | 3.6363 | 1.1754 | 0.16245 | 66.7237 | 0.16755 | 306 | 1900-01-02 17:07 | 1899-12-31 04:14 | 0.16139 | 66.3721 | 0.14282 | 328 | 15 | 18 | 0.95104 | 0.15449 | 10623 | 0.0010569 | -0.0068967 | 0.009578 | 0.0078861 | 0.0091091 | 0.012407 | 0.012049 | -0.014843 | -0.0054492 | 0.0010569 | 0.007563 | 0.016957 | -0.022337 | -0.013215 | -0.0068967 | -0.0005785 | 0.008544
All | All | 2014-08-27 | Per Device | 2 | All¦All¦41878¦Per Device¦2 | 3.6201 | 1.363 | 0.73336 | 66.1755 | 1.9962 | 1323 | 1900-01-02 14:13 | 1899-12-31 08:52 | 0.80901 | 65.9849 | 2.5161 | 1348 | 15 | 18 | 0.98291 | 0.72083 | 27058 | -0.075651 | -0.088187 | 0.054881 | 0.06853 | 0.053943 | 0.087797 | 0.087214 | -0.18817 | -0.12169 | -0.075651 | -0.029611 | 0.036865 | -0.19996 | -0.13392 | -0.088187 | -0.042452 | 0.023582
All | All | 2014-08-27 | Per Ton | 2 | All¦All¦41878¦Per Ton¦2 | 3.6201 | 1.363 | 0.20032 | 66.1755 | 0.54526 | 1323 | 1900-01-02 14:13 | 1899-12-31 08:52 | 0.22098 | 65.9849 | 0.68727 | 1348 | 15 | 18 | 0.98291 | 0.19689 | 27058 | -0.020664 | -0.024088 | 0.014991 | 0.018719 | 0.014735 | 0.023982 | 0.023822 | -0.051398 | -0.03324 | -0.020664 | -0.0080881 | 0.01007 | -0.054618 | -0.036581 | -0.024088 | -0.011596 | 0.0064415
Non-Residential | All | 2014-08-27 | Per Device | 2 | Non-Residential¦All¦41878¦Per Device¦2 | 3.6624 | 2.3074 | 1.2103 | 66.8387 | 2.5919 | 700 | 1900-01-02 16:59 | 1900-01-01 09:18 | 1.3991 | 66.6035 | 3.3431 | 704 | 15 | 18 | 1.0921 | 1.3217 | 4663 | -0.18878 | -0.077329 | 0.097963 | 0.126 | 0.10698 | 0.1596 | 0.16529 | -0.39332 | -0.27248 | -0.18878 | -0.10509 | 0.015752 | -0.28916 | -0.16401 | -0.077329 | 0.0093489 | 0.1345
Non-Residential | All | 2014-08-27 | Per Ton | 2 | Non-Residential¦All¦41878¦Per Ton¦2 | 3.6624 | 2.3074 | 0.31188 | 66.8387 | 0.66789 | 700 | 1900-01-02 16:59 | 1900-01-01 09:18 | 0.36052 | 66.6035 | 0.86147 | 704 | 15 | 18 | 1.0921 | 0.3406 | 4663 | -0.048647 | -0.019927 | 0.025244 | 0.032468 | 0.027568 | 0.041127 | 0.042593 | -0.10135 | -0.070214 | -0.048647 | -0.02708 | 0.0040591 | -0.074512 | -0.042263 | -0.019927 | 0.0024091 | 0.034659
Non-Residential | 30 | 2014-08-27 | Per Device | 2 | Non-Residential¦30¦41878¦Per Device¦2 | 3.8149 | 2.6182 | 1.3628 | 66.4019 | 2.9445 | 353 | 1900-01-02 16:11 | 1900-01-01 12:31 | 1.3373 | 66.3867 | 2.6971 | 356 | 15 | 18 | 0.97894 | 1.3341 | 1336 | 0.025477 | -0.0032288 | 0.15672 | 0.14294 | 0.15342 | 0.21212 | 0.20969 | -0.24636 | -0.085758 | 0.025477 | 0.13671 | 0.29732 | -0.27196 | -0.11319 | -0.0032288 | 0.10673 | 0.2655
Non-Residential | 30 | 2014-08-27 | Per Ton | 2 | Non-Residential¦30¦41878¦Per Ton¦2 | 3.8149 | 2.6182 | 0.35074 | 66.4019 | 0.75782 | 353 | 1900-01-02 16:11 | 1900-01-01 12:31 | 0.34418 | 66.3867 | 0.69414 | 356 | 15 | 18 | 0.97894 | 0.34335 | 1336 | 0.0065569 | -0.000831 | 0.040335 | 0.036789 | 0.039485 | 0.054593 | 0.053968 | -0.063406 | -0.022072 | 0.0065569 | 0.035185 | 0.07652 | -0.069994 | -0.029132 | -0.000831 | 0.02747 | 0.068332
Non-Residential | 50 | 2014-08-27 | Per Device | 2 | Non-Residential¦50¦41878¦Per Device¦2 | 3.5977 | 2.1759 | 1.1277 | 67.0234 | 2.2988 | 347 | 1900-01-02 17:19 | 1900-01-01 07:56 | 1.4257 | 66.6959 | 3.6613 | 348 | 15 | 18 | 1.1615 | 1.3099 | 3327 | -0.29799 | -0.11588 | 0.12341 | 0.19627 | 0.14333 | 0.23184 | 0.24303 | -0.59511 | -0.41957 | -0.29799 | -0.17642 | -0.0008787 | -0.42734 | -0.24333 | -0.11588 | 0.011562 | 0.19558
Non-Residential | 50 | 2014-08-27 | Per Ton | 2 | Non-Residential¦50¦41878¦Per Ton¦2 | 3.5977 | 2.1759 | 0.29078 | 67.0234 | 0.59273 | 347 | 1900-01-02 17:19 | 1900-01-01 07:56 | 0.36762 | 66.6959 | 0.94404 | 348 | 15 | 18 | 1.1615 | 0.33774 | 3327 | -0.076836 | -0.02988 | 0.03182 | 0.050606 | 0.036958 | 0.059778 | 0.062665 | -0.15344 | -0.10818 | -0.076836 | -0.045488 | -0.0002266 | -0.11019 | -0.062741 | -0.02988 | 0.0029813 | 0.050428
Residential | All | 2014-08-27 | Per Device | 2 | Residential¦All¦41878¦Per Device¦2 | 3.6108 | 1.156 | 0.51913 | 66.0302 | 0.45245 | 623 | 1900-01-02 13:38 | 1899-12-31 03:40 | 0.55559 | 65.8529 | 0.49312 | 644 | 15 | 18 | 0.87481 | 0.45414 | 22395 | -0.036458 | -0.10145 | 0.018127 | 0.019432 | 0.015858 | 0.026574 | 0.025081 | -0.070514 | -0.050394 | -0.036458 | -0.022523 | -0.0024021 | -0.13359 | -0.1146 | -0.10145 | -0.088298 | -0.069308
Residential | All | 2014-08-27 | Per Ton | 2 | Residential¦All¦41878¦Per Ton¦2 | 3.6108 | 1.156 | 0.14541 | 66.0302 | 0.12673 | 623 | 1900-01-02 13:38 | 1899-12-31 03:40 | 0.15562 | 65.8529 | 0.13812 | 644 | 15 | 18 | 0.87481 | 0.12721 | 22395 | -0.010212 | -0.028416 | 0.0050774 | 0.0054428 | 0.0044417 | 0.0074434 | 0.0070252 | -0.019751 | -0.014115 | -0.010212 | -0.0063086 | -0.0006728 | -0.03742 | -0.0321 | -0.028416 | -0.024732 | -0.019413
Residential | 50 | 2014-08-27 | Per Device | 2 | Residential¦50¦41878¦Per Device¦2 | 3.5885 | 1.139 | 0.52935 | 65.8984 | 0.38118 | 317 | 1900-01-02 10:22 | 1899-12-31 03:07 | 0.58866 | 65.9181 | 0.5475 | 316 | 15 | 18 | 0.82594 | 0.43721 | 11772 | -0.059317 | -0.15145 | 0.021409 | 0.0308 | 0.017683 | 0.037509 | 0.035514 | -0.10739 | -0.078987 | -0.059317 | -0.039647 | -0.011247 | -0.19697 | -0.17008 | -0.15145 | -0.13283 | -0.10594
Residential | 50 | 2014-08-27 | Per Ton | 2 | Residential¦50¦41878¦Per Ton¦2 | 3.5885 | 1.139 | 0.15065 | 65.8984 | 0.10848 | 317 | 1900-01-02 10:22 | 1899-12-31 03:07 | 0.16753 | 65.9181 | 0.15582 | 316 | 15 | 18 | 0.82594 | 0.12443 | 11772 | -0.016881 | -0.043103 | 0.0060928 | 0.0087653 | 0.0050323 | 0.010675 | 0.010107 | -0.030562 | -0.022479 | -0.016881 | -0.011283 | -0.0032008 | -0.056056 | -0.048403 | -0.043103 | -0.037803 | -0.03015
Residential | 100 | 2014-08-27 | Per Device | 2 | Residential¦100¦41878¦Per Device¦2 | 3.6363 | 1.1754 | 0.50852 | 66.1807 | 0.51601 | 306 | 1900-01-02 17:07 | 1899-12-31 04:14 | 0.52163 | 65.7836 | 0.43397 | 328 | 15 | 18 | 0.95104 | 0.48363 | 10623 | -0.013108 | -0.038006 | 0.029498 | 0.023962 | 0.028054 | 0.038004 | 0.036895 | -0.061813 | -0.033038 | -0.013108 | 0.0068211 | 0.035596 | -0.085289 | -0.057354 | -0.038006 | -0.018659 | 0.0092761
Residential | 100 | 2014-08-27 | Per Ton | 2 | Residential¦100¦41878¦Per Ton¦2 | 3.6363 | 1.1754 | 0.14012 | 66.1807 | 0.14218 | 306 | 1900-01-02 17:07 | 1899-12-31 04:14 | 0.14373 | 65.7836 | 0.11958 | 328 | 15 | 18 | 0.95104 | 0.13326 | 10623 | -0.0036118 | -0.010472 | 0.0081279 | 0.0066024 | 0.0077299 | 0.010472 | 0.010166 | -0.017032 | -0.0091032 | -0.0036118 | 0.0018795 | 0.0098081 | -0.0235 | -0.015803 | -0.010472 | -0.0051412 | 0.0025559
All | All | 2014-08-27 | Per Device | 3 | All¦All¦41878¦Per Device¦3 | 3.6201 | 1.363 | 0.6938 | 66.7502 | 1.8867 | 1323 | 1900-01-02 14:13 | 1899-12-31 08:52 | 0.75788 | 66.5756 | 2.432 | 1348 | 15 | 18 | 0.98291 | 0.68194 | 27058 | -0.064074 | -0.075933 | 0.051871 | 0.066241 | 0.050984 | 0.084133 | 0.083589 | -0.17189 | -0.10819 | -0.064074 | -0.019954 | 0.043747 | -0.18306 | -0.11977 | -0.075933 | -0.032098 | 0.031192
All | All | 2014-08-27 | Per Ton | 3 | All¦All¦41878¦Per Ton¦3 | 3.6201 | 1.363 | 0.18951 | 66.7502 | 0.51535 | 1323 | 1900-01-02 14:13 | 1899-12-31 08:52 | 0.20701 | 66.5756 | 0.66431 | 1348 | 15 | 18 | 0.98291 | 0.18627 | 27058 | -0.017502 | -0.020741 | 0.014169 | 0.018094 | 0.013926 | 0.022981 | 0.022832 | -0.046953 | -0.029553 | -0.017502 | -0.0054505 | 0.01195 | -0.050002 | -0.032714 | -0.020741 | -0.0087676 | 0.00852
Non-Residential | All | 2014-08-27 | Per Device | 3 | Non-Residential¦All¦41878¦Per Device¦3 | 3.6624 | 2.3074 | 1.1372 | 67.2438 | 2.4395 | 700 | 1900-01-02 16:59 | 1900-01-01 09:18 | 1.3489 | 66.9975 | 3.2311 | 704 | 15 | 18 | 1.0921 | 1.2419 | 4663 | -0.21174 | -0.10702 | 0.092204 | 0.12178 | 0.1007 | 0.15275 | 0.15802 | -0.40749 | -0.29184 | -0.21174 | -0.13164 | -0.015984 | -0.30952 | -0.18988 | -0.10702 | -0.024153 | 0.09549
Non-Residential | All | 2014-08-27 | Per Ton | 3 | Non-Residential¦All¦41878¦Per Ton¦3 | 3.6624 | 2.3074 | 0.29303 | 67.2438 | 0.62863 | 700 | 1900-01-02 16:59 | 1900-01-01 09:18 | 0.34759 | 66.9975 | 0.83262 | 704 | 15 | 18 | 1.0921 | 0.32002 | 4663 | -0.054562 | -0.027577 | 0.02376 | 0.03138 | 0.025948 | 0.039361 | 0.040719 | -0.105 | -0.075203 | -0.054562 | -0.033921 | -0.0041189 | -0.07976 | -0.04893 | -0.027577 | -0.0062238 | 0.024606
Non-Residential | 30 | 2014-08-27 | Per Device | 3 | Non-Residential¦30¦41878¦Per Device¦3 | 3.8149 | 2.6182 | 1.3247 | 66.8305 | 2.9204 | 353 | 1900-01-02 16:11 | 1900-01-01 12:31 | 1.2601 | 66.7432 | 2.5465 | 356 | 15 | 18 | 0.97894 | 1.2968 | 1336 | 0.064522 | 0.03662 | 0.15544 | 0.13496 | 0.15217 | 0.20585 | 0.20339 | -0.19929 | -0.043428 | 0.064522 | 0.17247 | 0.32834 | -0.22404 | -0.07004 | 0.03662 | 0.14328 | 0.29728
Non-Residential | 30 | 2014-08-27 | Per Ton | 3 | Non-Residential¦30¦41878¦Per Ton¦3 | 3.8149 | 2.6182 | 0.34092 | 66.8305 | 0.75163 | 353 | 1900-01-02 16:11 | 1900-01-01 12:31 | 0.32432 | 66.7432 | 0.65538 | 356 | 15 | 18 | 0.97894 | 0.33374 | 1336 | 0.016606 | 0.0094248 | 0.040005 | 0.034735 | 0.039163 | 0.05298 | 0.052347 | -0.051291 | -0.011177 | 0.016606 | 0.044389 | 0.084503 | -0.057661 | -0.018026 | 0.0094248 | 0.036876 | 0.07651
Non-Residential | 50 | 2014-08-27 | Per Device | 3 | Non-Residential¦50¦41878¦Per Device¦3 | 3.5977 | 2.1759 | 1.0369 | 67.4186 | 2.0312 | 347 | 1900-01-02 17:19 | 1900-01-01 07:56 | 1.3898 | 67.1059 | 3.567 | 348 | 15 | 18 | 1.1615 | 1.2043 | 3327 | -0.35292 | -0.18549 | 0.10904 | 0.19121 | 0.12665 | 0.22012 | 0.22935 | -0.63502 | -0.46835 | -0.35292 | -0.23749 | -0.070829 | -0.47942 | -0.30576 | -0.18549 | -0.065218 | 0.10844
Non-Residential | 50 | 2014-08-27 | Per Ton | 3 | Non-Residential¦50¦41878¦Per Ton¦3 | 3.5977 | 2.1759 | 0.26735 | 67.4186 | 0.52373 | 347 | 1900-01-02 17:19 | 1900-01-01 07:56 | 0.35834 | 67.1059 | 0.91974 | 348 | 15 | 18 | 1.1615 | 0.31052 | 3327 | -0.090999 | -0.047828 | 0.028115 | 0.049303 | 0.032655 | 0.056756 | 0.059137 | -0.16373 | -0.12076 | -0.090999 | -0.061236 | -0.018263 | -0.12361 | -0.078839 | -0.047828 | -0.016816 | 0.027959
Residential | All | 2014-08-27 | Per Device | 3 | Residential¦All¦41878¦Per Device¦3 | 3.6108 | 1.156 | 0.49454 | 66.6421 | 0.48679 | 623 | 1900-01-02 13:38 | 1899-12-31 03:40 | 0.50426 | 66.4857 | 0.457 | 644 | 15 | 18 | 0.87481 | 0.43263 | 22395 | -0.0097151 | -0.071629 | 0.019503 | 0.018009 | 0.017061 | 0.026546 | 0.024807 | -0.043735 | -0.023636 | -0.0097151 | 0.0042054 | 0.024304 | -0.10342 | -0.084638 | -0.071629 | -0.05862 | -0.039837
Residential | All | 2014-08-27 | Per Ton | 3 | Residential¦All¦41878¦Per Ton¦3 | 3.6108 | 1.156 | 0.13852 | 66.6421 | 0.13635 | 623 | 1900-01-02 13:38 | 1899-12-31 03:40 | 0.14124 | 66.4857 | 0.12801 | 644 | 15 | 18 | 0.87481 | 0.12118 | 22395 | -0.0027212 | -0.020063 | 0.0054628 | 0.0050442 | 0.0047789 | 0.0074355 | 0.0069485 | -0.01225 | -0.0066204 | -0.0027212 | 0.0011779 | 0.0068077 | -0.028968 | -0.023707 | -0.020063 | -0.01642 | -0.011159
Residential | 50 | 2014-08-27 | Per Device | 3 | Residential¦50¦41878¦Per Device¦3 | 3.5885 | 1.139 | 0.48914 | 66.4694 | 0.3661 | 317 | 1900-01-02 10:22 | 1899-12-31 03:07 | 0.53177 | 66.5604 | 0.48363 | 316 | 15 | 18 | 0.82594 | 0.404 | 11772 | -0.042635 | -0.12777 | 0.020562 | 0.027207 | 0.016983 | 0.034103 | 0.032072 | -0.086339 | -0.060518 | -0.042635 | -0.024751 | 0.0010698 | -0.16887 | -0.14459 | -0.12777 | -0.11095 | -0.08667
Residential | 50 | 2014-08-27 | Per Ton | 3 | Residential¦50¦41878¦Per Ton¦3 | 3.5885 | 1.139 | 0.1392 | 66.4694 | 0.10419 | 317 | 1900-01-02 10:22 | 1899-12-31 03:07 | 0.15134 | 66.5604 | 0.13764 | 316 | 15 | 18 | 0.82594 | 0.11498 | 11772 | -0.012134 | -0.036363 | 0.0058519 | 0.0077428 | 0.0048333 | 0.0097054 | 0.0091275 | -0.024571 | -0.017223 | -0.012134 | -0.007044 | 0.0003045 | -0.04806 | -0.04115 | -0.036363 | -0.031577 | -0.024666
Residential | 100 | 2014-08-27 | Per Device | 3 | Residential¦100¦41878¦Per Device¦3 | 3.6363 | 1.1754 | 0.50081 | 66.8393 | 0.58524 | 306 | 1900-01-02 17:07 | 1899-12-31 04:14 | 0.47596 | 66.4061 | 0.42945 | 328 | 15 | 18 | 0.95104 | 0.47629 | 10623 | 0.024848 | 0.0003282 | 0.033456 | 0.023712 | 0.031818 | 0.041007 | 0.039682 | -0.027704 | 0.0033443 | 0.024848 | 0.046352 | 0.077401 | -0.050526 | -0.020481 | 0.0003282 | 0.021137 | 0.051182
Residential | 100 | 2014-08-27 | Per Ton | 3 | Residential¦100¦41878¦Per Ton¦3 | 3.6363 | 1.1754 | 0.13799 | 66.8393 | 0.16125 | 306 | 1900-01-02 17:07 | 1899-12-31 04:14 | 0.13114 | 66.4061 | 0.11833 | 328 | 15 | 18 | 0.95104 | 0.13124 | 10623 | 0.0068466 | 9.04e-05 | 0.0092183 | 0.0065336 | 0.008767 | 0.011299 | 0.010934 | -0.0076335 | 0.0009215 | 0.0068466 | 0.012772 | 0.021327 | -0.013922 | -0.0056433 | 9.04e-05 | 0.0058241 | 0.014103
All | All | 2014-08-27 | Per Device | 4 | All¦All¦41878¦Per Device¦4 | 3.6201 | 1.363 | 0.67146 | 65.1464 | 1.9047 | 1323 | 1900-01-02 14:13 | 1899-12-31 08:52 | 0.73828 | 64.9064 | 2.35 | 1348 | 15 | 18 | 0.98291 | 0.65999 | 27058 | -0.066814 | -0.078292 | 0.052365 | 0.064007 | 0.051469 | 0.082698 | 0.082134 | -0.1728 | -0.11018 | -0.066814 | -0.023448 | 0.039167 | -0.18355 | -0.12136 | -0.078292 | -0.035221 | 0.026967
All | All | 2014-08-27 | Per Ton | 4 | All¦All¦41878¦Per Ton¦4 | 3.6201 | 1.363 | 0.18341 | 65.1464 | 0.52026 | 1323 | 1900-01-02 14:13 | 1899-12-31 08:52 | 0.20166 | 64.9064 | 0.64191 | 1348 | 15 | 18 | 0.98291 | 0.18027 | 27058 | -0.01825 | -0.021385 | 0.014303 | 0.017483 | 0.014059 | 0.022589 | 0.022435 | -0.047199 | -0.030096 | -0.01825 | -0.0064047 | 0.010698 | -0.050137 | -0.03315 | -0.021385 | -0.0096205 | 0.0073661
Non-Residential | All | 2014-08-27 | Per Device | 4 | Non-Residential¦All¦41878¦Per Device¦4 | 3.6624 | 2.3074 | 1.1254 | 65.9664 | 2.4799 | 700 | 1900-01-02 16:59 | 1900-01-01 09:18 | 1.3196 | 65.7402 | 3.1179 | 704 | 15 | 18 | 1.0921 | 1.229 | 4663 | -0.19427 | -0.090634 | 0.093732 | 0.11751 | 0.10236 | 0.15032 | 0.15584 | -0.3869 | -0.27309 | -0.19427 | -0.11544 | -0.0016298 | -0.29036 | -0.17236 | -0.090634 | -0.0089098 | 0.10909
Non-Residential | All | 2014-08-27 | Per Ton | 4 | Non-Residential¦All¦41878¦Per Ton¦4 | 3.6624 | 2.3074 | 0.28999 | 65.9664 | 0.63905 | 700 | 1900-01-02 16:59 | 1900-01-01 09:18 | 0.34005 | 65.7402 | 0.80345 | 704 | 15 | 18 | 1.0921 | 0.31669 | 4663 | -0.05006 | -0.023355 | 0.024154 | 0.030281 | 0.026378 | 0.038734 | 0.040159 | -0.0997 | -0.070372 | -0.05006 | -0.029748 | -0.00042 | -0.074821 | -0.044415 | -0.023355 | -0.0022959 | 0.028111
Non-Residential | 30 | 2014-08-27 | Per Device | 4 | Non-Residential¦30¦41878¦Per Device¦4 | 3.8149 | 2.6182 | 1.3087 | 65.4231 | 2.9259 | 353 | 1900-01-02 16:11 | 1900-01-01 12:31 | 1.2308 | 65.5439 | 2.4168 | 356 | 15 | 18 | 0.97894 | 1.2811 | 1336 | 0.077938 | 0.050373 | 0.15573 | 0.12809 | 0.15245 | 0.20164 | 0.19912 | -0.18047 | -0.027801 | 0.077938 | 0.18368 | 0.33635 | -0.2048 | -0.054044 | 0.050373 | 0.15479 | 0.30555
Non-Residential | 30 | 2014-08-27 | Per Ton | 4 | Non-Residential¦30¦41878¦Per Ton¦4 | 3.8149 | 2.6182 | 0.33682 | 65.4231 | 0.75302 | 353 | 1900-01-02 16:11 | 1900-01-01 12:31 | 0.31676 | 65.5439 | 0.622 | 356 | 15 | 18 | 0.97894 | 0.32972 | 1336 | 0.020059 | 0.012964 | 0.040079 | 0.032966 | 0.039235 | 0.051895 | 0.051246 | -0.046448 | -0.007155 | 0.020059 | 0.047273 | 0.086565 | -0.05271 | -0.013909 | 0.012964 | 0.039838 | 0.078639
Non-Residential | 50 | 2014-08-27 | Per Device | 4 | Non-Residential¦50¦41878¦Per Device¦4 | 3.5977 | 2.1759 | 1.0272 | 66.1962 | 2.1045 | 347 | 1900-01-02 17:19 | 1900-01-01 07:56 | 1.3607 | 65.8239 | 3.4601 | 348 | 15 | 18 | 1.1615 | 1.1931 | 3327 | -0.33344 | -0.16756 | 0.11298 | 0.18548 | 0.13122 | 0.21718 | 0.22721 | -0.61177 | -0.44733 | -0.33344 | -0.21955 | -0.05511 | -0.45874 | -0.28671 | -0.16756 | -0.048416 | 0.12361
Non-Residential | 50 | 2014-08-27 | Per Ton | 4 | Non-Residential¦50¦41878¦Per Ton¦4 | 3.5977 | 2.1759 | 0.26486 | 66.1962 | 0.54264 | 347 | 1900-01-02 17:19 | 1900-01-01 07:56 | 0.35084 | 65.8239 | 0.89217 | 348 | 15 | 18 | 1.1615 | 0.30763 | 3327 | -0.085975 | -0.043205 | 0.02913 | 0.047825 | 0.033834 | 0.055999 | 0.058584 | -0.15774 | -0.11534 | -0.085975 | -0.056609 | -0.01421 | -0.11828 | -0.073926 | -0.043205 | -0.012484 | 0.031873
Residential | All | 2014-08-27 | Per Device | 4 | Residential¦All¦41878¦Per Device¦4 | 3.6108 | 1.156 | 0.46782 | 64.9667 | 0.42016 | 623 | 1900-01-02 13:38 | 1899-12-31 03:40 | 0.48884 | 64.7285 | 0.44107 | 644 | 15 | 18 | 0.87481 | 0.40925 | 22395 | -0.021025 | -0.079593 | 0.016833 | 0.017381 | 0.014726 | 0.024196 | 0.02278 | -0.052033 | -0.033713 | -0.021025 | -0.0083366 | 0.0099834 | -0.10879 | -0.091539 | -0.079593 | -0.067647 | -0.050399
Residential | All | 2014-08-27 | Per Ton | 4 | Residential¦All¦41878¦Per Ton¦4 | 3.6108 | 1.156 | 0.13104 | 64.9667 | 0.11769 | 623 | 1900-01-02 13:38 | 1899-12-31 03:40 | 0.13693 | 64.7285 | 0.12354 | 644 | 15 | 18 | 0.87481 | 0.11463 | 22395 | -0.0058891 | -0.022294 | 0.004715 | 0.0048683 | 0.0041247 | 0.0067773 | 0.0063807 | -0.014575 | -0.0094431 | -0.0058891 | -0.0023351 | 0.0027964 | -0.030471 | -0.02564 | -0.022294 | -0.018948 | -0.014117
Residential | 50 | 2014-08-27 | Per Device | 4 | Residential¦50¦41878¦Per Device¦4 | 3.5885 | 1.139 | 0.47439 | 64.9208 | 0.36181 | 317 | 1900-01-02 10:22 | 1899-12-31 03:07 | 0.52739 | 64.7852 | 0.49701 | 316 | 15 | 18 | 0.82594 | 0.39182 | 11772 | -0.052992 | -0.13556 | 0.020321 | 0.027959 | 0.016784 | 0.034564 | 0.03261 | -0.097288 | -0.071118 | -0.052992 | -0.034867 | -0.008697 | -0.17736 | -0.15266 | -0.13556 | -0.11846 | -0.093773
Residential | 50 | 2014-08-27 | Per Ton | 4 | Residential¦50¦41878¦Per Ton¦4 | 3.5885 | 1.139 | 0.13501 | 64.9208 | 0.10297 | 317 | 1900-01-02 10:22 | 1899-12-31 03:07 | 0.15009 | 64.7852 | 0.14145 | 316 | 15 | 18 | 0.82594 | 0.11151 | 11772 | -0.015081 | -0.038581 | 0.0057833 | 0.0079569 | 0.0047767 | 0.0098366 | 0.0092806 | -0.027687 | -0.02024 | -0.015081 | -0.0099229 | -0.0024751 | -0.050474 | -0.043447 | -0.038581 | -0.033714 | -0.026687
Residential | 100 | 2014-08-27 | Per Device | 4 | Residential¦100¦41878¦Per Device¦4 | 3.6363 | 1.1754 | 0.4611 | 65.0191 | 0.47309 | 306 | 1900-01-02 17:07 | 1899-12-31 04:14 | 0.44944 | 64.6681 | 0.3782 | 328 | 15 | 18 | 0.95104 | 0.43853 | 10623 | 0.01166 | -0.010916 | 0.027045 | 0.020883 | 0.02572 | 0.034169 | 0.03313 | -0.032129 | -0.0062579 | 0.01166 | 0.029578 | 0.055449 | -0.053374 | -0.02829 | -0.010916 | 0.0064576 | 0.031542
Residential | 100 | 2014-08-27 | Per Ton | 4 | Residential¦100¦41878¦Per Ton¦4 | 3.6363 | 1.1754 | 0.12705 | 65.0191 | 0.13035 | 306 | 1900-01-02 17:07 | 1899-12-31 04:14 | 0.12384 | 64.6681 | 0.10421 | 328 | 15 | 18 | 0.95104 | 0.12083 | 10623 | 0.0032128 | -0.0030078 | 0.0074518 | 0.0057539 | 0.0070869 | 0.0094147 | 0.0091286 | -0.0088526 | -0.0017243 | 0.0032128 | 0.0081499 | 0.015278 | -0.014707 | -0.0077948 | -0.0030078 | 0.0017793 | 0.0086911
All | All | 2014-08-27 | Per Device | 5 | All¦All¦41878¦Per Device¦5 | 3.6201 | 1.363 | 0.68157 | 65.8884 | 1.9845 | 1323 | 1900-01-02 14:13 | 1899-12-31 08:52 | 0.74041 | 65.7809 | 2.4557 | 1348 | 15 | 18 | 0.98291 | 0.66992 | 27058 | -0.058839 | -0.070489 | 0.054559 | 0.066886 | 0.053627 | 0.086316 | 0.085729 | -0.16946 | -0.1041 | -0.058839 | -0.013575 | 0.051779 | -0.18036 | -0.11545 | -0.070489 | -0.025532 | 0.039378
All | All | 2014-08-27 | Per Ton | 5 | All¦All¦41878¦Per Ton¦5 | 3.6201 | 1.363 | 0.18617 | 65.8884 | 0.54206 | 1323 | 1900-01-02 14:13 | 1899-12-31 08:52 | 0.20224 | 65.7809 | 0.67078 | 1348 | 15 | 18 | 0.98291 | 0.18299 | 27058 | -0.016072 | -0.019254 | 0.014903 | 0.01827 | 0.014648 | 0.023577 | 0.023417 | -0.046287 | -0.028436 | -0.016072 | -0.003708 | 0.014143 | -0.049264 | -0.031534 | -0.019254 | -0.0069742 | 0.010756
Non-Residential | All | 2014-08-27 | Per Device | 5 | Non-Residential¦All¦41878¦Per Device¦5 | 3.6624 | 2.3074 | 1.1549 | 66.6125 | 2.5922 | 700 | 1900-01-02 16:59 | 1900-01-01 09:18 | 1.3529 | 66.3487 | 3.2663 | 704 | 15 | 18 | 1.0921 | 1.2612 | 4663 | -0.19803 | -0.091686 | 0.097974 | 0.12311 | 0.107 | 0.15733 | 0.1631 | -0.39967 | -0.28054 | -0.19803 | -0.11553 | 0.0035958 | -0.30071 | -0.17722 | -0.091686 | -0.0061534 | 0.11734
Non-Residential | All | 2014-08-27 | Per Ton | 5 | Non-Residential¦All¦41878¦Per Ton¦5 | 3.6624 | 2.3074 | 0.29759 | 66.6125 | 0.66797 | 700 | 1900-01-02 16:59 | 1900-01-01 09:18 | 0.34862 | 66.3487 | 0.8417 | 704 | 15 | 18 | 1.0921 | 0.325 | 4663 | -0.051031 | -0.023626 | 0.025247 | 0.031723 | 0.027572 | 0.040543 | 0.04203 | -0.10299 | -0.072292 | -0.051031 | -0.02977 | 0.0009266 | -0.07749 | -0.045667 | -0.023626 | -0.0015857 | 0.030237
Non-Residential | 30 | 2014-08-27 | Per Device | 5 | Non-Residential¦30¦41878¦Per Device¦5 | 3.8149 | 2.6182 | 1.3739 | 66.1779 | 3.0724 | 353 | 1900-01-02 16:11 | 1900-01-01 12:31 | 1.2639 | 66.0146 | 2.4779 | 356 | 15 | 18 | 0.97894 | 1.345 | 1336 | 0.11003 | 0.081091 | 0.16352 | 0.13133 | 0.16008 | 0.20973 | 0.20706 | -0.15875 | 4.76e-05 | 0.11003 | 0.22002 | 0.37881 | -0.18426 | -0.02749 | 0.081091 | 0.18967 | 0.34645
Non-Residential | 30 | 2014-08-27 | Per Ton | 5 | Non-Residential¦30¦41878¦Per Ton¦5 | 3.8149 | 2.6182 | 0.35361 | 66.1779 | 0.79073 | 353 | 1900-01-02 16:11 | 1900-01-01 12:31 | 0.32529 | 66.0146 | 0.63774 | 356 | 15 | 18 | 0.97894 | 0.34616 | 1336 | 0.028319 | 0.02087 | 0.042086 | 0.0338 | 0.0412 | 0.053978 | 0.05329 | -0.040858 | 1.22e-05 | 0.028319 | 0.056625 | 0.097495 | -0.047424 | -0.0070751 | 0.02087 | 0.048816 | 0.089164
Non-Residential | 50 | 2014-08-27 | Per Device | 5 | Non-Residential¦50¦41878¦Per Device¦5 | 3.5977 | 2.1759 | 1.0382 | 66.7963 | 2.1839 | 347 | 1900-01-02 17:19 | 1900-01-01 07:56 | 1.3939 | 66.4912 | 3.6483 | 348 | 15 | 18 | 1.1615 | 1.2059 | 3327 | -0.35564 | -0.18799 | 0.11724 | 0.19557 | 0.13617 | 0.22802 | 0.2383 | -0.64786 | -0.47521 | -0.35564 | -0.23607 | -0.063427 | -0.49338 | -0.31295 | -0.18799 | -0.063019 | 0.11741
Non-Residential | 50 | 2014-08-27 | Per Ton | 5 | Non-Residential¦50¦41878¦Per Ton¦5 | 3.5977 | 2.1759 | 0.2677 | 66.7963 | 0.5631 | 347 | 1900-01-02 17:19 | 1900-01-01 07:56 | 0.3594 | 66.4912 | 0.94068 | 348 | 15 | 18 | 1.1615 | 0.31093 | 3327 | -0.0917 | -0.048471 | 0.030229 | 0.050426 | 0.03511 | 0.058792 | 0.061445 | -0.16705 | -0.12253 | -0.0917 | -0.060869 | -0.016354 | -0.12722 | -0.080693 | -0.048471 | -0.016249 | 0.030274
Residential | All | 2014-08-27 | Per Device | 5 | Residential¦All¦41878¦Per Device¦5 | 3.6108 | 1.156 | 0.46939 | 65.7297 | 0.40719 | 623 | 1900-01-02 13:38 | 1899-12-31 03:40 | 0.47777 | 65.6597 | 0.42668 | 644 | 15 | 18 | 0.87481 | 0.41062 | 22395 | -0.0083803 | -0.067145 | 0.016314 | 0.016814 | 0.014271 | 0.023427 | 0.022054 | -0.038404 | -0.020666 | -0.0083803 | 0.003905 | 0.021643 | -0.095408 | -0.07871 | -0.067145 | -0.05558 | -0.038882
Residential | All | 2014-08-27 | Per Ton | 5 | Residential¦All¦41878¦Per Ton¦5 | 3.6108 | 1.156 | 0.13148 | 65.7297 | 0.11405 | 623 | 1900-01-02 13:38 | 1899-12-31 03:40 | 0.13382 | 65.6597 | 0.11951 | 644 | 15 | 18 | 0.87481 | 0.11502 | 22395 | -0.0023473 | -0.018807 | 0.0045695 | 0.0047095 | 0.0039974 | 0.006562 | 0.0061773 | -0.010757 | -0.0057884 | -0.0023473 | 0.0010938 | 0.0060623 | -0.026724 | -0.022047 | -0.018807 | -0.015568 | -0.010891
Residential | 50 | 2014-08-27 | Per Device | 5 | Residential¦50¦41878¦Per Device¦5 | 3.5885 | 1.139 | 0.49275 | 65.4822 | 0.39832 | 317 | 1900-01-02 10:22 | 1899-12-31 03:07 | 0.51057 | 65.69 | 0.48752 | 316 | 15 | 18 | 0.82594 | 0.40698 | 11772 | -0.017822 | -0.10359 | 0.022372 | 0.027425 | 0.018478 | 0.035393 | 0.033069 | -0.06318 | -0.036382 | -0.017822 | 0.0007378 | 0.027536 | -0.14597 | -0.12093 | -0.10359 | -0.086248 | -0.061209
Residential | 50 | 2014-08-27 | Per Ton | 5 | Residential¦50¦41878¦Per Ton¦5 | 3.5885 | 1.139 | 0.14023 | 65.4822 | 0.11336 | 317 | 1900-01-02 10:22 | 1899-12-31 03:07 | 0.14531 | 65.69 | 0.13875 | 316 | 15 | 18 | 0.82594 | 0.11583 | 11772 | -0.0050721 | -0.029481 | 0.0063669 | 0.0078051 | 0.0052587 | 0.010073 | 0.0094113 | -0.017981 | -0.010354 | -0.0050721 | 0.00021 | 0.0078364 | -0.041542 | -0.034416 | -0.029481 | -0.024546 | -0.01742
Residential | 100 | 2014-08-27 | Per Device | 5 | Residential¦100¦41878¦Per Device¦5 | 3.6363 | 1.1754 | 0.44451 | 66.0124 | 0.41645 | 306 | 1900-01-02 17:07 | 1899-12-31 04:14 | 0.44416 | 65.6275 | 0.35784 | 328 | 15 | 18 | 0.95104 | 0.42275 | 10623 | 0.000348 | -0.021416 | 0.023807 | 0.019758 | 0.022641 | 0.030938 | 0.03005 | -0.0393 | -0.015876 | 0.000348 | 0.016572 | 0.039996 | -0.059927 | -0.037174 | -0.021416 | -0.0056575 | 0.017095
Residential | 100 | 2014-08-27 | Per Ton | 5 | Residential¦100¦41878¦Per Ton¦5 | 3.6363 | 1.1754 | 0.12248 | 66.0124 | 0.11475 | 306 | 1900-01-02 17:07 | 1899-12-31 04:14 | 0.12238 | 65.6275 | 0.098597 | 328 | 15 | 18 | 0.95104 | 0.11648 | 10623 | 9.59e-05 | -0.0059008 | 0.0065597 | 0.0054441 | 0.0062385 | 0.0085245 | 0.0082799 | -0.010829 | -0.0043744 | 9.59e-05 | 0.0045661 | 0.011021 | -0.016512 | -0.010243 | -0.0059008 | -0.0015588 | 0.0047103
All | All | 2014-08-27 | Per Device | 6 | All¦All¦41878¦Per Device¦6 | 3.6201 | 1.363 | 0.72528 | 65.9492 | 2.0913 | 1323 | 1900-01-02 14:13 | 1899-12-31 08:52 | 0.83108 | 65.7747 | 2.9045 | 1348 | 15 | 18 | 0.98291 | 0.71288 | 27058 | -0.1058 | -0.11819 | 0.057495 | 0.079108 | 0.056513 | 0.097795 | 0.09722 | -0.23113 | -0.15708 | -0.1058 | -0.054513 | 0.019532 | -0.24279 | -0.16918 | -0.11819 | -0.067212 | 0.0063987
All | All | 2014-08-27 | Per Ton | 6 | All¦All¦41878¦Per Ton¦6 | 3.6201 | 1.363 | 0.19811 | 65.9492 | 0.57123 | 1323 | 1900-01-02 14:13 | 1899-12-31 08:52 | 0.22701 | 65.7747 | 0.79335 | 1348 | 15 | 18 | 0.98291 | 0.19472 | 27058 | -0.028898 | -0.032285 | 0.015705 | 0.021608 | 0.015436 | 0.026713 | 0.026556 | -0.063132 | -0.042907 | -0.028898 | -0.01489 | 0.0053352 | -0.066317 | -0.046211 | -0.032285 | -0.018359 | 0.0017478
Non-Residential | All | 2014-08-27 | Per Device | 6 | Non-Residential¦All¦41878¦Per Device¦6 | 3.6624 | 2.3074 | 1.1994 | 66.7038 | 2.7308 | 700 | 1900-01-02 16:59 | 1900-01-01 09:18 | 1.5815 | 66.4572 | 3.8722 | 704 | 15 | 18 | 1.0921 | 1.3098 | 4663 | -0.38209 | -0.27164 | 0.10321 | 0.14594 | 0.11272 | 0.17875 | 0.1844 | -0.61116 | -0.47582 | -0.38209 | -0.28835 | -0.15301 | -0.50796 | -0.36834 | -0.27164 | -0.17494 | -0.035321
Non-Residential | All | 2014-08-27 | Per Ton | 6 | Non-Residential¦All¦41878¦Per Ton¦6 | 3.6624 | 2.3074 | 0.30906 | 66.7038 | 0.70368 | 700 | 1900-01-02 16:59 | 1900-01-01 09:18 | 0.40752 | 66.4572 | 0.99781 | 704 | 15 | 18 | 1.0921 | 0.33753 | 4663 | -0.098459 | -0.069998 | 0.026597 | 0.037607 | 0.029046 | 0.046061 | 0.047517 | -0.15749 | -0.12261 | -0.098459 | -0.074305 | -0.039429 | -0.13089 | -0.094916 | -0.069998 | -0.04508 | -0.0091018
Non-Residential | 30 | 2014-08-27 | Per Device | 6 | Non-Residential¦30¦41878¦Per Device¦6 | 3.8149 | 2.6182 | 1.4326 | 66.1467 | 3.2817 | 353 | 1900-01-02 16:11 | 1900-01-01 12:31 | 1.4393 | 66.0181 | 2.7817 | 356 | 15 | 18 | 0.97894 | 1.4025 | 1336 | -0.0066301 | -0.036806 | 0.17467 | 0.14743 | 0.17099 | 0.22857 | 0.22577 | -0.29955 | -0.12649 | -0.0066301 | 0.11323 | 0.28629 | -0.32614 | -0.1552 | -0.036806 | 0.081587 | 0.25253
Non-Residential | 30 | 2014-08-27 | Per Ton | 6 | Non-Residential¦30¦41878¦Per Ton¦6 | 3.8149 | 2.6182 | 0.36871 | 66.1467 | 0.84461 | 353 | 1900-01-02 16:11 | 1900-01-01 12:31 | 0.37042 | 66.0181 | 0.71591 | 356 | 15 | 18 | 0.97894 | 0.36095 | 1336 | -0.0017064 | -0.0094728 | 0.044954 | 0.037943 | 0.044007 | 0.058826 | 0.058106 | -0.077095 | -0.032555 | -0.0017064 | 0.029142 | 0.073682 | -0.083938 | -0.039944 | -0.0094728 | 0.020998 | 0.064993
Non-Residential | 50 | 2014-08-27 | Per Device | 6 | Non-Residential¦50¦41878¦Per Device¦6 | 3.5977 | 2.1759 | 1.0753 | 66.9395 | 2.2602 | 347 | 1900-01-02 17:19 | 1900-01-01 07:56 | 1.6492 | 66.6444 | 4.3902 | 348 | 15 | 18 | 1.1615 | 1.2489 | 3327 | -0.57387 | -0.40023 | 0.12134 | 0.23534 | 0.14093 | 0.26478 | 0.27431 | -0.9132 | -0.71272 | -0.57387 | -0.43502 | -0.23455 | -0.75177 | -0.54408 | -0.40023 | -0.25638 | -0.048691
Non-Residential | 50 | 2014-08-27 | Per Ton | 6 | Non-Residential¦50¦41878¦Per Ton¦6 | 3.5977 | 2.1759 | 0.27726 | 66.9395 | 0.58278 | 347 | 1900-01-02 17:19 | 1900-01-01 07:56 | 0.42523 | 66.6444 | 1.132 | 348 | 15 | 18 | 1.1615 | 0.32203 | 3327 | -0.14797 | -0.1032 | 0.031286 | 0.060681 | 0.036338 | 0.068271 | 0.070729 | -0.23546 | -0.18377 | -0.14797 | -0.11217 | -0.060477 | -0.19384 | -0.14029 | -0.1032 | -0.066107 | -0.012555
Residential | All | 2014-08-27 | Per Device | 6 | Residential¦All¦41878¦Per Device¦6 | 3.6108 | 1.156 | 0.51235 | 65.7837 | 0.47374 | 623 | 1900-01-02 13:38 | 1899-12-31 03:40 | 0.50961 | 65.6291 | 0.42337 | 644 | 15 | 18 | 0.87481 | 0.44821 | 22395 | 0.0027361 | -0.061407 | 0.01898 | 0.016683 | 0.016604 | 0.02527 | 0.023537 | -0.029649 | -0.010515 | 0.0027361 | 0.015988 | 0.035121 | -0.091572 | -0.07375 | -0.061407 | -0.049064 | -0.031243
Residential | All | 2014-08-27 | Per Ton | 6 | Residential¦All¦41878¦Per Ton¦6 | 3.6108 | 1.156 | 0.14351 | 65.7837 | 0.13269 | 623 | 1900-01-02 13:38 | 1899-12-31 03:40 | 0.14274 | 65.6291 | 0.11859 | 644 | 15 | 18 | 0.87481 | 0.12554 | 22395 | 0.0007664 | -0.0172 | 0.0053163 | 0.004673 | 0.0046507 | 0.0070781 | 0.0065929 | -0.0083046 | -0.0029454 | 0.0007664 | 0.0044781 | 0.0098373 | -0.025649 | -0.020657 | -0.0172 | -0.013743 | -0.0087511
Residential | 50 | 2014-08-27 | Per Device | 6 | Residential¦50¦41878¦Per Device¦6 | 3.5885 | 1.139 | 0.52525 | 65.4939 | 0.40979 | 317 | 1900-01-02 10:22 | 1899-12-31 03:07 | 0.54132 | 65.5734 | 0.47459 | 316 | 15 | 18 | 0.82594 | 0.43383 | 11772 | -0.016069 | -0.10749 | 0.023016 | 0.026698 | 0.01901 | 0.035249 | 0.032774 | -0.061243 | -0.034554 | -0.016069 | 0.002416 | 0.029105 | -0.14949 | -0.12468 | -0.10749 | -0.090306 | -0.065491
Residential | 50 | 2014-08-27 | Per Ton | 6 | Residential¦50¦41878¦Per Ton¦6 | 3.5885 | 1.139 | 0.14948 | 65.4939 | 0.11662 | 317 | 1900-01-02 10:22 | 1899-12-31 03:07 | 0.15406 | 65.5734 | 0.13507 | 316 | 15 | 18 | 0.82594 | 0.12346 | 11772 | -0.0045731 | -0.030592 | 0.0065502 | 0.007598 | 0.0054101 | 0.010032 | 0.0093273 | -0.017429 | -0.0098337 | -0.0045731 | 0.0006876 | 0.0082831 | -0.042545 | -0.035483 | -0.030592 | -0.025701 | -0.018638
Residential | 100 | 2014-08-27 | Per Device | 6 | Residential¦100¦41878¦Per Device¦6 | 3.6363 | 1.1754 | 0.49883 | 66.1148 | 0.53206 | 306 | 1900-01-02 17:07 | 1899-12-31 04:14 | 0.47709 | 65.6884 | 0.36684 | 328 | 15 | 18 | 0.95104 | 0.47441 | 10623 | 0.021745 | -0.0026786 | 0.030416 | 0.020255 | 0.028927 | 0.036543 | 0.035313 | -0.025087 | 0.0025814 | 0.021745 | 0.040908 | 0.068577 | -0.047934 | -0.021197 | -0.0026786 | 0.01584 | 0.042577
Residential | 100 | 2014-08-27 | Per Ton | 6 | Residential¦100¦41878¦Per Ton¦6 | 3.6363 | 1.1754 | 0.13745 | 66.1148 | 0.1466 | 306 | 1900-01-02 17:07 | 1899-12-31 04:14 | 0.13145 | 65.6884 | 0.10108 | 328 | 15 | 18 | 0.95104 | 0.13072 | 10623 | 0.0059915 | -0.0007381 | 0.0083807 | 0.0055811 | 0.0079703 | 0.010069 | 0.0097301 | -0.0069125 | 0.0007113 | 0.0059915 | 0.011272 | 0.018895 | -0.013208 | -0.0058405 | -0.0007381 | 0.0043644 | 0.011732
All | All | 2014-08-27 | Per Device | 7 | All¦All¦41878¦Per Device¦7 | 3.6201 | 1.363 | 0.82853 | 73.7361 | 2.3745 | 1323 | 1900-01-02 14:13 | 1899-12-31 08:52 | 0.98138 | 73.754 | 3.5028 | 1348 | 15 | 18 | 0.98291 | 0.81437 | 27058 | -0.15284 | -0.16701 | 0.065282 | 0.095406 | 0.064166 | 0.1156 | 0.11498 | -0.301 | -0.21347 | -0.15284 | -0.092222 | -0.0046936 | -0.31435 | -0.2273 | -0.16701 | -0.10671 | -0.019658
All | All | 2014-08-27 | Per Ton | 7 | All¦All¦41878¦Per Ton¦7 | 3.6201 | 1.363 | 0.22631 | 73.7361 | 0.6486 | 1323 | 1900-01-02 14:13 | 1899-12-31 08:52 | 0.26806 | 73.754 | 0.9568 | 1348 | 15 | 18 | 0.98291 | 0.22244 | 27058 | -0.041749 | -0.045618 | 0.017832 | 0.02606 | 0.017527 | 0.031577 | 0.031406 | -0.082217 | -0.058308 | -0.041749 | -0.025191 | -0.001282 | -0.085866 | -0.062087 | -0.045618 | -0.029149 | -0.0053697
Non-Residential | All | 2014-08-27 | Per Device | 7 | Non-Residential¦All¦41878¦Per Device¦7 | 3.6624 | 2.3074 | 1.348 | 73.5125 | 3.1138 | 700 | 1900-01-02 16:59 | 1900-01-01 09:18 | 1.8709 | 73.4458 | 4.684 | 704 | 15 | 18 | 1.0921 | 1.4721 | 4663 | -0.52291 | -0.39878 | 0.11769 | 0.17654 | 0.12853 | 0.21217 | 0.21837 | -0.79482 | -0.63417 | -0.52291 | -0.41165 | -0.251 | -0.67863 | -0.51329 | -0.39878 | -0.28427 | -0.11893
Non-Residential | All | 2014-08-27 | Per Ton | 7 | Non-Residential¦All¦41878¦Per Ton¦7 | 3.6624 | 2.3074 | 0.34736 | 73.5125 | 0.80239 | 700 | 1900-01-02 16:59 | 1900-01-01 09:18 | 0.4821 | 73.4458 | 1.207 | 704 | 15 | 18 | 1.0921 | 0.37934 | 4663 | -0.13475 | -0.10276 | 0.030328 | 0.045491 | 0.03312 | 0.054674 | 0.056271 | -0.20481 | -0.16342 | -0.13475 | -0.10608 | -0.06468 | -0.17487 | -0.13227 | -0.10276 | -0.073251 | -0.030646
Non-Residential | 30 | 2014-08-27 | Per Device | 7 | Non-Residential¦30¦41878¦Per Device¦7 | 3.8149 | 2.6182 | 1.6453 | 73.6032 | 3.8807 | 353 | 1900-01-02 16:11 | 1900-01-01 12:31 | 1.7282 | 73.3407 | 3.5019 | 356 | 15 | 18 | 0.97894 | 1.6106 | 1336 | -0.082931 | -0.11759 | 0.20655 | 0.1856 | 0.2022 | 0.27769 | 0.27447 | -0.4388 | -0.22855 | -0.082931 | 0.062687 | 0.27294 | -0.46933 | -0.26152 | -0.11759 | 0.026343 | 0.23415
Non-Residential | 30 | 2014-08-27 | Per Ton | 7 | Non-Residential¦30¦41878¦Per Ton¦7 | 3.8149 | 2.6182 | 0.42345 | 73.6032 | 0.99877 | 353 | 1900-01-02 16:11 | 1900-01-01 12:31 | 0.44479 | 73.3407 | 0.90128 | 356 | 15 | 18 | 0.97894 | 0.41453 | 1336 | -0.021344 | -0.030263 | 0.053159 | 0.047768 | 0.052039 | 0.071468 | 0.070639 | -0.11293 | -0.058821 | -0.021344 | 0.016134 | 0.070246 | -0.12079 | -0.067306 | -0.030263 | 0.0067798 | 0.060264
Non-Residential | 50 | 2014-08-27 | Per Device | 7 | Non-Residential¦50¦41878¦Per Device¦7 | 3.5977 | 2.1759 | 1.1904 | 73.4741 | 2.4407 | 347 | 1900-01-02 17:19 | 1900-01-01 07:56 | 1.9377 | 73.4906 | 5.2541 | 348 | 15 | 18 | 1.1615 | 1.3827 | 3327 | -0.7473 | -0.55507 | 0.13102 | 0.28165 | 0.15218 | 0.31063 | 0.32013 | -1.1454 | -0.91019 | -0.7473 | -0.5844 | -0.34921 | -0.96533 | -0.72295 | -0.55507 | -0.38719 | -0.1448
Non-Residential | 50 | 2014-08-27 | Per Ton | 7 | Non-Residential¦50¦41878¦Per Ton¦7 | 3.5977 | 2.1759 | 0.30694 | 73.4741 | 0.62932 | 347 | 1900-01-02 17:19 | 1900-01-01 07:56 | 0.49963 | 73.4906 | 1.3547 | 348 | 15 | 18 | 1.1615 | 0.35651 | 3327 | -0.19269 | -0.14312 | 0.033783 | 0.072621 | 0.039239 | 0.080094 | 0.082544 | -0.29533 | -0.23469 | -0.19269 | -0.15068 | -0.090041 | -0.2489 | -0.18641 | -0.14312 | -0.099835 | -0.037337
Residential | All | 2014-08-27 | Per Device | 7 | Residential¦All¦41878¦Per Device¦7 | 3.6108 | 1.156 | 0.59493 | 73.7851 | 0.49888 | 623 | 1900-01-02 13:38 | 1899-12-31 03:40 | 0.60033 | 73.8198 | 0.46249 | 644 | 15 | 18 | 0.87481 | 0.52045 | 22395 | -0.005398 | -0.07988 | 0.019987 | 0.018225 | 0.017485 | 0.027049 | 0.025256 | -0.040062 | -0.019582 | -0.005398 | 0.0087864 | 0.029266 | -0.11225 | -0.093125 | -0.07988 | -0.066636 | -0.047514
Residential | All | 2014-08-27 | Per Ton | 7 | Residential¦All¦41878¦Per Ton¦7 | 3.6108 | 1.156 | 0.16664 | 73.7851 | 0.13974 | 623 | 1900-01-02 13:38 | 1899-12-31 03:40 | 0.16815 | 73.8198 | 0.12954 | 644 | 15 | 18 | 0.87481 | 0.14578 | 22395 | -0.001512 | -0.022375 | 0.0055985 | 0.0051048 | 0.0048976 | 0.0075764 | 0.0070743 | -0.011222 | -0.0054851 | -0.001512 | 0.0024611 | 0.0081975 | -0.031441 | -0.026084 | -0.022375 | -0.018665 | -0.013309
Residential | 50 | 2014-08-27 | Per Device | 7 | Residential¦50¦41878¦Per Device¦7 | 3.5885 | 1.139 | 0.6188 | 73.6428 | 0.46577 | 317 | 1900-01-02 10:22 | 1899-12-31 03:07 | 0.65263 | 73.8768 | 0.47602 | 316 | 15 | 18 | 0.82594 | 0.51109 | 11772 | -0.033834 | -0.14154 | 0.02616 | 0.026778 | 0.021607 | 0.037436 | 0.034408 | -0.08181 | -0.053465 | -0.033834 | -0.014203 | 0.014142 | -0.18564 | -0.15958 | -0.14154 | -0.1235 | -0.097445
Residential | 50 | 2014-08-27 | Per Ton | 7 | Residential¦50¦41878¦Per Ton¦7 | 3.5885 | 1.139 | 0.17611 | 73.6428 | 0.13255 | 317 | 1900-01-02 10:22 | 1899-12-31 03:07 | 0.18574 | 73.8768 | 0.13547 | 316 | 15 | 18 | 0.82594 | 0.14545 | 11772 | -0.0096289 | -0.040282 | 0.007445 | 0.0076209 | 0.0061491 | 0.010654 | 0.0097923 | -0.023283 | -0.015216 | -0.0096289 | -0.004042 | 0.0040246 | -0.052831 | -0.045417 | -0.040282 | -0.035146 | -0.027732
Residential | 100 | 2014-08-27 | Per Device | 7 | Residential¦100¦41878¦Per Device¦7 | 3.6363 | 1.1754 | 0.56963 | 73.9477 | 0.53134 | 306 | 1900-01-02 17:07 | 1899-12-31 04:14 | 0.54694 | 73.7591 | 0.44614 | 328 | 15 | 18 | 0.95104 | 0.54174 | 10623 | 0.022687 | -0.005202 | 0.030375 | 0.024634 | 0.028888 | 0.039108 | 0.037965 | -0.027432 | 0.002179 | 0.022687 | 0.043196 | 0.072807 | -0.053856 | -0.025111 | -0.005202 | 0.014707 | 0.043452
Residential | 100 | 2014-08-27 | Per Ton | 7 | Residential¦100¦41878¦Per Ton¦7 | 3.6363 | 1.1754 | 0.15695 | 73.9477 | 0.1464 | 306 | 1900-01-02 17:07 | 1899-12-31 04:14 | 0.1507 | 73.7591 | 0.12293 | 328 | 15 | 18 | 0.95104 | 0.14927 | 10623 | 0.0062513 | -0.0014333 | 0.0083694 | 0.0067876 | 0.0079596 | 0.010776 | 0.010461 | -0.0075585 | 0.0006004 | 0.0062513 | 0.011902 | 0.020061 | -0.014839 | -0.0069189 | -0.0014333 | 0.0040523 | 0.011973
All | All | 2014-08-27 | Per Device | 8 | All¦All¦41878¦Per Device¦8 | 3.6201 | 1.363 | 0.96182 | 77.7972 | 3.2818 | 1323 | 1900-01-02 14:13 | 1899-12-31 08:52 | 1.1046 | 77.8896 | 4.1149 | 1348 | 15 | 18 | 0.98291 | 0.94538 | 27058 | -0.14274 | -0.15919 | 0.090226 | 0.11208 | 0.088683 | 0.14388 | 0.14292 | -0.32714 | -0.2182 | -0.14274 | -0.067293 | 0.041647 | -0.34234 | -0.23413 | -0.15919 | -0.084238 | 0.023974
All | All | 2014-08-27 | Per Ton | 8 | All¦All¦41878¦Per Ton¦8 | 3.6201 | 1.363 | 0.26272 | 77.7972 | 0.89642 | 1323 | 1900-01-02 14:13 | 1899-12-31 08:52 | 0.30171 | 77.8896 | 1.124 | 1348 | 15 | 18 | 0.98291 | 0.25823 | 27058 | -0.038991 | -0.043481 | 0.024645 | 0.030614 | 0.024224 | 0.039301 | 0.039038 | -0.089357 | -0.0596 | -0.038991 | -0.018381 | 0.011376 | -0.093511 | -0.063953 | -0.043481 | -0.023009 | 0.0065486
Non-Residential | All | 2014-08-27 | Per Device | 8 | Non-Residential¦All¦41878¦Per Device¦8 | 3.6624 | 2.3074 | 1.7521 | 77.659 | 4.3329 | 700 | 1900-01-02 16:59 | 1900-01-01 09:18 | 2.266 | 77.691 | 5.4753 | 704 | 15 | 18 | 1.0921 | 1.9134 | 4663 | -0.51399 | -0.35264 | 0.16377 | 0.20636 | 0.17885 | 0.26345 | 0.27308 | -0.85161 | -0.65214 | -0.51399 | -0.37584 | -0.17637 | -0.7026 | -0.49584 | -0.35264 | -0.20944 | -0.0026809
Non-Residential | All | 2014-08-27 | Per Ton | 8 | Non-Residential¦All¦41878¦Per Ton¦8 | 3.6624 | 2.3074 | 0.45148 | 77.659 | 1.1165 | 700 | 1900-01-02 16:59 | 1900-01-01 09:18 | 0.58393 | 77.691 | 1.4109 | 704 | 15 | 18 | 1.0921 | 0.49306 | 4663 | -0.13245 | -0.090872 | 0.042201 | 0.053176 | 0.046087 | 0.067887 | 0.070368 | -0.21945 | -0.16805 | -0.13245 | -0.096848 | -0.045448 | -0.18105 | -0.12777 | -0.090872 | -0.05397 | -0.0006908
Non-Residential | 30 | 2014-08-27 | Per Device | 8 | Non-Residential¦30¦41878¦Per Device¦8 | 3.8149 | 2.6182 | 2.1317 | 77.6748 | 5.6537 | 353 | 1900-01-02 16:11 | 1900-01-01 12:31 | 2.0618 | 77.4399 | 4.1343 | 356 | 15 | 18 | 0.97894 | 2.0868 | 1336 | 0.069887 | 0.024986 | 0.30092 | 0.21912 | 0.29458 | 0.37224 | 0.36713 | -0.40716 | -0.12532 | 0.069887 | 0.26509 | 0.54693 | -0.44552 | -0.16754 | 0.024986 | 0.21751 | 0.49549
Non-Residential | 30 | 2014-08-27 | Per Ton | 8 | Non-Residential¦30¦41878¦Per Ton¦8 | 3.8149 | 2.6182 | 0.54863 | 77.6748 | 1.4551 | 353 | 1900-01-02 16:11 | 1900-01-01 12:31 | 0.53064 | 77.4399 | 1.064 | 356 | 15 | 18 | 0.97894 | 0.53707 | 1336 | 0.017987 | 0.0064307 | 0.077446 | 0.056394 | 0.075815 | 0.095803 | 0.094489 | -0.10479 | -0.032252 | 0.017987 | 0.068226 | 0.14076 | -0.11466 | -0.043119 | 0.0064307 | 0.055981 | 0.12752
Non-Residential | 50 | 2014-08-27 | Per Device | 8 | Non-Residential¦50¦41878¦Per Device¦8 | 3.5977 | 2.1759 | 1.5508 | 77.6524 | 3.1358 | 347 | 1900-01-02 17:19 | 1900-01-01 07:56 | 2.3633 | 77.798 | 6.1247 | 348 | 15 | 18 | 1.1615 | 1.8012 | 3327 | -0.81253 | -0.56211 | 0.16834 | 0.32832 | 0.19552 | 0.36896 | 0.38213 | -1.2854 | -1.006 | -0.81253 | -0.61905 | -0.33969 | -1.0518 | -0.7625 | -0.56211 | -0.36172 | -0.072388
Non-Residential | 50 | 2014-08-27 | Per Ton | 8 | Non-Residential¦50¦41878¦Per Ton¦8 | 3.5977 | 2.1759 | 0.39986 | 77.6524 | 0.80855 | 347 | 1900-01-02 17:19 | 1900-01-01 07:56 | 0.60937 | 77.798 | 1.5792 | 348 | 15 | 18 | 1.1615 | 0.46443 | 3327 | -0.20951 | -0.14494 | 0.043405 | 0.084655 | 0.050414 | 0.095134 | 0.09853 | -0.33142 | -0.25939 | -0.20951 | -0.15962 | -0.087586 | -0.27121 | -0.1966 | -0.14494 | -0.093267 | -0.018665
Residential | All | 2014-08-27 | Per Device | 8 | Residential¦All¦41878¦Per Device¦8 | 3.6108 | 1.156 | 0.60912 | 77.8275 | 0.51373 | 623 | 1900-01-02 13:38 | 1899-12-31 03:40 | 0.60775 | 77.9319 | 0.48688 | 644 | 15 | 18 | 0.87481 | 0.53286 | 22395 | 0.0013663 | -0.074892 | 0.020582 | 0.019186 | 0.018005 | 0.028137 | 0.026311 | -0.034693 | -0.013389 | 0.0013663 | 0.016122 | 0.037426 | -0.10861 | -0.088689 | -0.074892 | -0.061094 | -0.041172
Residential | All | 2014-08-27 | Per Ton | 8 | Residential¦All¦41878¦Per Ton¦8 | 3.6108 | 1.156 | 0.17061 | 77.8275 | 0.1439 | 623 | 1900-01-02 13:38 | 1899-12-31 03:40 | 0.17023 | 77.9319 | 0.13638 | 644 | 15 | 18 | 0.87481 | 0.14925 | 22395 | 0.0003827 | -0.020977 | 0.0057651 | 0.005374 | 0.0050433 | 0.0078814 | 0.0073699 | -0.0097177 | -0.0037503 | 0.0003827 | 0.0045157 | 0.010483 | -0.030422 | -0.024842 | -0.020977 | -0.017112 | -0.011532
Residential | 50 | 2014-08-27 | Per Device | 8 | Residential¦50¦41878¦Per Device¦8 | 3.5885 | 1.139 | 0.64669 | 77.6357 | 0.53092 | 317 | 1900-01-02 10:22 | 1899-12-31 03:07 | 0.66321 | 77.7906 | 0.54077 | 316 | 15 | 18 | 0.82594 | 0.53413 | 11772 | -0.016519 | -0.12908 | 0.02982 | 0.03042 | 0.024629 | 0.042598 | 0.039141 | -0.071111 | -0.038857 | -0.016519 | 0.0058199 | 0.038073 | -0.17924 | -0.14961 | -0.12908 | -0.10855 | -0.078919
Residential | 50 | 2014-08-27 | Per Ton | 8 | Residential¦50¦41878¦Per Ton¦8 | 3.5885 | 1.139 | 0.18404 | 77.6357 | 0.1511 | 317 | 1900-01-02 10:22 | 1899-12-31 03:07 | 0.18875 | 77.7906 | 0.1539 | 316 | 15 | 18 | 0.82594 | 0.15201 | 11772 | -0.0047011 | -0.036735 | 0.0084865 | 0.0086575 | 0.0070093 | 0.012123 | 0.011139 | -0.020238 | -0.011059 | -0.0047011 | 0.0016563 | 0.010835 | -0.051011 | -0.042577 | -0.036735 | -0.030894 | -0.02246
Residential | 100 | 2014-08-27 | Per Device | 8 | Residential¦100¦41878¦Per Device¦8 | 3.6363 | 1.1754 | 0.56899 | 78.0465 | 0.49538 | 306 | 1900-01-02 17:07 | 1899-12-31 04:14 | 0.55116 | 78.0824 | 0.42543 | 328 | 15 | 18 | 0.95104 | 0.54113 | 10623 | 0.017827 | -0.010031 | 0.028319 | 0.02349 | 0.026933 | 0.036793 | 0.035737 | -0.029326 | -0.0014676 | 0.017827 | 0.037122 | 0.06498 | -0.055831 | -0.028772 | -0.010031 | 0.0087092 | 0.035768
Residential | 100 | 2014-08-27 | Per Ton | 8 | Residential¦100¦41878¦Per Ton¦8 | 3.6363 | 1.1754 | 0.15678 | 78.0465 | 0.1365 | 306 | 1900-01-02 17:07 | 1899-12-31 04:14 | 0.15187 | 78.0824 | 0.11722 | 328 | 15 | 18 | 0.95104 | 0.1491 | 10623 | 0.004912 | -0.002764 | 0.0078029 | 0.0064724 | 0.0074209 | 0.010138 | 0.0098469 | -0.0080803 | -0.0004044 | 0.004912 | 0.010228 | 0.017904 | -0.015383 | -0.0079278 | -0.002764 | 0.0023997 | 0.0098553
All | All | 2014-08-27 | Per Device | 9 | All¦All¦41878¦Per Device¦9 | 3.6201 | 1.363 | 1.1782 | 84.4983 | 4.1357 | 1323 | 1900-01-02 14:13 | 1899-12-31 08:52 | 1.3073 | 84.5616 | 4.8306 | 1348 | 15 | 18 | 0.98291 | 1.1581 | 27058 | -0.12903 | -0.14917 | 0.1137 | 0.13157 | 0.11176 | 0.17389 | 0.17263 | -0.35189 | -0.22022 | -0.12903 | -0.037843 | 0.09382 | -0.37041 | -0.2397 | -0.14917 | -0.058646 | 0.07206
All | All | 2014-08-27 | Per Ton | 9 | All¦All¦41878¦Per Ton¦9 | 3.6201 | 1.363 | 0.32184 | 84.4983 | 1.1297 | 1323 | 1900-01-02 14:13 | 1899-12-31 08:52 | 0.35708 | 84.5616 | 1.3195 | 1348 | 15 | 18 | 0.98291 | 0.31634 | 27058 | -0.035245 | -0.040746 | 0.031058 | 0.035938 | 0.030527 | 0.047499 | 0.047154 | -0.096118 | -0.060154 | -0.035245 | -0.010337 | 0.025627 | -0.10118 | -0.065474 | -0.040746 | -0.016019 | 0.019683
Non-Residential | All | 2014-08-27 | Per Device | 9 | Non-Residential¦All¦41878¦Per Device¦9 | 3.6624 | 2.3074 | 2.3743 | 82.9601 | 5.4013 | 700 | 1900-01-02 16:59 | 1900-01-01 09:18 | 2.89 | 83.2196 | 6.3441 | 704 | 15 | 18 | 1.0921 | 2.5929 | 4663 | -0.51573 | -0.29709 | 0.20415 | 0.2391 | 0.22295 | 0.3144 | 0.32692 | -0.91865 | -0.6806 | -0.51573 | -0.35086 | -0.11281 | -0.71605 | -0.46852 | -0.29709 | -0.12565 | 0.12188
Non-Residential | All | 2014-08-27 | Per Ton | 9 | Non-Residential¦All¦41878¦Per Ton¦9 | 3.6624 | 2.3074 | 0.61181 | 82.9601 | 1.3919 | 700 | 1900-01-02 16:59 | 1900-01-01 09:18 | 0.74471 | 83.2196 | 1.6348 | 704 | 15 | 18 | 1.0921 | 0.66816 | 4663 | -0.1329 | -0.076555 | 0.052607 | 0.061614 | 0.057452 | 0.081017 | 0.084243 | -0.23672 | -0.17538 | -0.1329 | -0.090411 | -0.029069 | -0.18452 | -0.12073 | -0.076555 | -0.032378 | 0.031407
Non-Residential | 30 | 2014-08-27 | Per Device | 9 | Non-Residential¦30¦41878¦Per Device¦9 | 3.8149 | 2.6182 | 2.7972 | 83.7555 | 6.9797 | 353 | 1900-01-02 16:11 | 1900-01-01 12:31 | 2.7247 | 83.8064 | 5.1628 | 356 | 15 | 18 | 0.97894 | 2.7382 | 1336 | 0.07246 | 0.013542 | 0.37149 | 0.27363 | 0.36367 | 0.46139 | 0.45511 | -0.51883 | -0.16949 | 0.07246 | 0.31441 | 0.66375 | -0.5697 | -0.22512 | 0.013542 | 0.2522 | 0.59679
Non-Residential | 30 | 2014-08-27 | Per Ton | 9 | Non-Residential¦30¦41878¦Per Ton¦9 | 3.8149 | 2.6182 | 0.7199 | 83.7555 | 1.7964 | 353 | 1900-01-02 16:11 | 1900-01-01 12:31 | 0.70125 | 83.8064 | 1.3287 | 356 | 15 | 18 | 0.97894 | 0.70474 | 1336 | 0.018649 | 0.0034854 | 0.09561 | 0.070423 | 0.093596 | 0.11875 | 0.11713 | -0.13353 | -0.043622 | 0.018649 | 0.08092 | 0.17083 | -0.14662 | -0.057938 | 0.0034854 | 0.064909 | 0.15359
Non-Residential | 50 | 2014-08-27 | Per Device | 9 | Non-Residential¦50¦41878¦Per Device¦9 | 3.5977 | 2.1759 | 2.1486 | 82.6236 | 3.9892 | 347 | 1900-01-02 17:19 | 1900-01-01 07:56 | 2.9647 | 82.9694 | 6.9276 | 348 | 15 | 18 | 1.1615 | 2.4956 | 3327 | -0.81601 | -0.46905 | 0.21415 | 0.37136 | 0.24873 | 0.42868 | 0.44696 | -1.3654 | -1.0408 | -0.81601 | -0.59121 | -0.26663 | -1.0419 | -0.70343 | -0.46905 | -0.23466 | 0.10376
Non-Residential | 50 | 2014-08-27 | Per Ton | 9 | Non-Residential¦50¦41878¦Per Ton¦9 | 3.5977 | 2.1759 | 0.55401 | 82.6236 | 1.0286 | 347 | 1900-01-02 17:19 | 1900-01-01 07:56 | 0.76442 | 82.9694 | 1.7862 | 348 | 15 | 18 | 1.1615 | 0.64348 | 3327 | -0.2104 | -0.12094 | 0.055218 | 0.095753 | 0.064134 | 0.11053 | 0.11525 | -0.35206 | -0.26837 | -0.2104 | -0.15244 | -0.068749 | -0.26863 | -0.18138 | -0.12094 | -0.060505 | 0.026754
Residential | All | 2014-08-27 | Per Device | 9 | Residential¦All¦41878¦Per Device¦9 | 3.6108 | 1.156 | 0.64693 | 84.8354 | 0.59086 | 623 | 1900-01-02 13:38 | 1899-12-31 03:40 | 0.63112 | 84.8479 | 0.55276 | 644 | 15 | 18 | 0.87481 | 0.56594 | 22395 | 0.015808 | -0.065184 | 0.023672 | 0.021782 | 0.020709 | 0.032169 | 0.030055 | -0.025418 | -0.0010614 | 0.015808 | 0.032677 | 0.057034 | -0.1037 | -0.080945 | -0.065184 | -0.049423 | -0.026667
Residential | All | 2014-08-27 | Per Ton | 9 | Residential¦All¦41878¦Per Ton¦9 | 3.6108 | 1.156 | 0.18121 | 84.8354 | 0.1655 | 623 | 1900-01-02 13:38 | 1899-12-31 03:40 | 0.17678 | 84.8479 | 0.15483 | 644 | 15 | 18 | 0.87481 | 0.15852 | 22395 | 0.0044278 | -0.018258 | 0.0066307 | 0.0061011 | 0.0058006 | 0.0090105 | 0.0084184 | -0.0071196 | -0.0002973 | 0.0044278 | 0.0091529 | 0.015975 | -0.029047 | -0.022673 | -0.018258 | -0.013843 | -0.0074694
Residential | 50 | 2014-08-27 | Per Device | 9 | Residential¦50¦41878¦Per Device¦9 | 3.5885 | 1.139 | 0.69881 | 85.3339 | 0.61697 | 317 | 1900-01-02 10:22 | 1899-12-31 03:07 | 0.68491 | 85.1441 | 0.61879 | 316 | 15 | 18 | 0.82594 | 0.57718 | 11772 | 0.0139 | -0.10773 | 0.034652 | 0.03481 | 0.028621 | 0.049117 | 0.045065 | -0.049046 | -0.011857 | 0.0139 | 0.039657 | 0.076846 | -0.16549 | -0.13137 | -0.10773 | -0.084101 | -0.04998
Residential | 50 | 2014-08-27 | Per Ton | 9 | Residential¦50¦41878¦Per Ton¦9 | 3.5885 | 1.139 | 0.19888 | 85.3339 | 0.17558 | 317 | 1900-01-02 10:22 | 1899-12-31 03:07 | 0.19492 | 85.1441 | 0.1761 | 316 | 15 | 18 | 0.82594 | 0.16426 | 11772 | 0.0039559 | -0.03066 | 0.0098618 | 0.0099067 | 0.0081453 | 0.013978 | 0.012825 | -0.013958 | -0.0033744 | 0.0039559 | 0.011286 | 0.02187 | -0.047096 | -0.037386 | -0.03066 | -0.023935 | -0.014224
Residential | 100 | 2014-08-27 | Per Device | 9 | Residential¦100¦41878¦Per Device¦9 | 3.6363 | 1.1754 | 0.59136 | 84.266 | 0.56156 | 306 | 1900-01-02 17:07 | 1899-12-31 04:14 | 0.57619 | 84.5326 | 0.47832 | 328 | 15 | 18 | 0.95104 | 0.56241 | 10623 | 0.015166 | -0.013788 | 0.032102 | 0.026411 | 0.030531 | 0.04157 | 0.040369 | -0.038109 | -0.0066339 | 0.015166 | 0.036965 | 0.06844 | -0.065523 | -0.034958 | -0.013788 | 0.0073814 | 0.037947
Residential | 100 | 2014-08-27 | Per Ton | 9 | Residential¦100¦41878¦Per Ton¦9 | 3.6363 | 1.1754 | 0.16294 | 84.266 | 0.15473 | 306 | 1900-01-02 17:07 | 1899-12-31 04:14 | 0.15876 | 84.5326 | 0.13179 | 328 | 15 | 18 | 0.95104 | 0.15496 | 10623 | 0.0041787 | -0.0037991 | 0.0088454 | 0.0072771 | 0.0084123 | 0.011454 | 0.011123 | -0.0105 | -0.0018279 | 0.0041787 | 0.010185 | 0.018858 | -0.018054 | -0.0096321 | -0.0037991 | 0.0020338 | 0.010456
All | All | 2014-08-27 | Per Device | 10 | All¦All¦41878¦Per Device¦10 | 3.6201 | 1.363 | 1.403 | 88.3443 | 4.7058 | 1323 | 1900-01-02 14:13 | 1899-12-31 08:52 | 1.5051 | 88.3101 | 5.14 | 1348 | 15 | 18 | 0.98291 | 1.379 | 27058 | -0.10213 | -0.12611 | 0.12937 | 0.14 | 0.12716 | 0.19062 | 0.18913 | -0.34642 | -0.20209 | -0.10213 | -0.0021685 | 0.14216 | -0.36849 | -0.22529 | -0.12611 | -0.026933 | 0.11627
All | All | 2014-08-27 | Per Ton | 10 | All¦All¦41878¦Per Ton¦10 | 3.6201 | 1.363 | 0.38323 | 88.3443 | 1.2854 | 1323 | 1900-01-02 14:13 | 1899-12-31 08:52 | 0.41113 | 88.3101 | 1.404 | 1348 | 15 | 18 | 0.98291 | 0.37668 | 27058 | -0.027897 | -0.034447 | 0.035339 | 0.03824 | 0.034735 | 0.052068 | 0.05166 | -0.094625 | -0.055202 | -0.027897 | -0.0005923 | 0.038831 | -0.10065 | -0.061538 | -0.034447 | -0.0073568 | 0.031758
Non-Residential | All | 2014-08-27 | Per Device | 10 | Non-Residential¦All¦41878¦Per Device¦10 | 3.6624 | 2.3074 | 2.9686 | 86.7069 | 6.0453 | 700 | 1900-01-02 16:59 | 1900-01-01 09:18 | 3.4458 | 86.9462 | 6.6107 | 704 | 15 | 18 | 1.0921 | 3.2419 | 4663 | -0.47728 | -0.20391 | 0.22849 | 0.24915 | 0.24953 | 0.33806 | 0.35262 | -0.91052 | -0.65456 | -0.47728 | -0.3 | -0.044042 | -0.65581 | -0.38883 | -0.20391 | -0.018996 | 0.24799
Non-Residential | All | 2014-08-27 | Per Ton | 10 | Non-Residential¦All¦41878¦Per Ton¦10 | 3.6624 | 2.3074 | 0.76496 | 86.7069 | 1.5578 | 700 | 1900-01-02 16:59 | 1900-01-01 09:18 | 0.88795 | 86.9462 | 1.7035 | 704 | 15 | 18 | 1.0921 | 0.8354 | 4663 | -0.12299 | -0.052545 | 0.058879 | 0.064203 | 0.064301 | 0.087113 | 0.090866 | -0.23463 | -0.16867 | -0.12299 | -0.077307 | -0.011349 | -0.169 | -0.1002 | -0.052545 | -0.0048951 | 0.063904
Non-Residential | 30 | 2014-08-27 | Per Device | 10 | Non-Residential¦30¦41878¦Per Device¦10 | 3.8149 | 2.6182 | 3.3655 | 87.515 | 7.8508 | 353 | 1900-01-02 16:11 | 1900-01-01 12:31 | 3.3156 | 87.5988 | 5.7411 | 356 | 15 | 18 | 0.97894 | 3.2946 | 1336 | 0.049929 | -0.020961 | 0.41786 | 0.30428 | 0.40905 | 0.5169 | 0.50981 | -0.61251 | -0.22113 | 0.049929 | 0.32099 | 0.71237 | -0.67431 | -0.28831 | -0.020961 | 0.24639 | 0.63239
Non-Residential | 30 | 2014-08-27 | Per Ton | 10 | Non-Residential¦30¦41878¦Per Ton¦10 | 3.8149 | 2.6182 | 0.86618 | 87.515 | 2.0205 | 353 | 1900-01-02 16:11 | 1900-01-01 12:31 | 0.85333 | 87.5988 | 1.4776 | 356 | 15 | 18 | 0.97894 | 0.84794 | 1336 | 0.01285 | -0.0053946 | 0.10754 | 0.078311 | 0.10528 | 0.13303 | 0.13121 | -0.15764 | -0.056913 | 0.01285 | 0.082613 | 0.18334 | -0.17355 | -0.074201 | -0.0053946 | 0.063412 | 0.16276
Non-Residential | 50 | 2014-08-27 | Per Device | 10 | Non-Residential¦50¦41878¦Per Device¦10 | 3.5977 | 2.1759 | 2.7543 | 86.365 | 4.4277 | 347 | 1900-01-02 17:19 | 1900-01-01 07:56 | 3.5002 | 86.6679 | 7.0376 | 348 | 15 | 18 | 1.1615 | 3.1991 | 3327 | -0.74588 | -0.30111 | 0.23769 | 0.37725 | 0.27607 | 0.44589 | 0.46748 | -1.3173 | -0.9797 | -0.74588 | -0.51205 | -0.17445 | -0.90021 | -0.54625 | -0.30111 | -0.055961 | 0.29799
Non-Residential | 50 | 2014-08-27 | Per Ton | 10 | Non-Residential¦50¦41878¦Per Ton¦10 | 3.5977 | 2.1759 | 0.71018 | 86.365 | 1.1417 | 347 | 1900-01-02 17:19 | 1900-01-01 07:56 | 0.9025 | 86.6679 | 1.8146 | 348 | 15 | 18 | 1.1615 | 0.82486 | 3327 | -0.19232 | -0.077639 | 0.061287 | 0.097272 | 0.071184 | 0.11497 | 0.12054 | -0.33966 | -0.25261 | -0.19232 | -0.13203 | -0.04498 | -0.23211 | -0.14085 | -0.077639 | -0.014429 | 0.076835
Residential | All | 2014-08-27 | Per Device | 10 | Residential¦All¦41878¦Per Device¦10 | 3.6108 | 1.156 | 0.70877 | 88.7033 | 0.72533 | 623 | 1900-01-02 13:38 | 1899-12-31 03:40 | 0.67644 | 88.6011 | 0.64958 | 644 | 15 | 18 | 0.87481 | 0.62004 | 22395 | 0.032327 | -0.056407 | 0.02906 | 0.025597 | 0.025422 | 0.038726 | 0.036076 | -0.017303 | 0.012019 | 0.032327 | 0.052635 | 0.081956 | -0.10264 | -0.075326 | -0.056407 | -0.037489 | -0.010174
Residential | All | 2014-08-27 | Per Ton | 10 | Residential¦All¦41878¦Per Ton¦10 | 3.6108 | 1.156 | 0.19853 | 88.7033 | 0.20317 | 623 | 1900-01-02 13:38 | 1899-12-31 03:40 | 0.18947 | 88.6011 | 0.18195 | 644 | 15 | 18 | 0.87481 | 0.17367 | 22395 | 0.0090547 | -0.0158 | 0.0081397 | 0.0071698 | 0.0071207 | 0.010847 | 0.010105 | -0.0048465 | 0.0033665 | 0.0090547 | 0.014743 | 0.022956 | -0.02875 | -0.021099 | -0.0158 | -0.010501 | -0.0028497
Residential | 50 | 2014-08-27 | Per Device | 10 | Residential¦50¦41878¦Per Device¦10 | 3.5885 | 1.139 | 0.80704 | 89.2885 | 0.8534 | 317 | 1900-01-02 10:22 | 1899-12-31 03:07 | 0.72817 | 88.9917 | 0.66586 | 316 | 15 | 18 | 0.82594 | 0.66657 | 11772 | 0.078877 | -0.061595 | 0.047932 | 0.037458 | 0.039589 | 0.060832 | 0.054501 | 0.0009177 | 0.046977 | 0.078877 | 0.11078 | 0.15684 | -0.13144 | -0.090175 | -0.061595 | -0.033015 | 0.0082507
Residential | 50 | 2014-08-27 | Per Ton | 10 | Residential¦50¦41878¦Per Ton¦10 | 3.5885 | 1.139 | 0.22968 | 89.2885 | 0.24287 | 317 | 1900-01-02 10:22 | 1899-12-31 03:07 | 0.20723 | 88.9917 | 0.1895 | 316 | 15 | 18 | 0.82594 | 0.1897 | 11772 | 0.022448 | -0.017529 | 0.013641 | 0.01066 | 0.011267 | 0.017312 | 0.015511 | 0.0002612 | 0.013369 | 0.022448 | 0.031526 | 0.044635 | -0.037407 | -0.025663 | -0.017529 | -0.0093958 | 0.0023481
Residential | 100 | 2014-08-27 | Per Device | 10 | Residential¦100¦41878¦Per Device¦10 | 3.6363 | 1.1754 | 0.60307 | 88.0348 | 0.55392 | 306 | 1900-01-02 17:07 | 1899-12-31 04:14 | 0.62355 | 88.1853 | 0.63169 | 328 | 15 | 18 | 0.95104 | 0.57354 | 10623 | -0.020481 | -0.050008 | 0.031665 | 0.034879 | 0.030115 | 0.047109 | 0.046081 | -0.080854 | -0.045186 | -0.020481 | 0.0042226 | 0.039891 | -0.10906 | -0.074173 | -0.050008 | -0.025843 | 0.0090472
Residential | 100 | 2014-08-27 | Per Ton | 10 | Residential¦100¦41878¦Per Ton¦10 | 3.6363 | 1.1754 | 0.16617 | 88.0348 | 0.15262 | 306 | 1900-01-02 17:07 | 1899-12-31 04:14 | 0.17181 | 88.1853 | 0.17405 | 328 | 15 | 18 | 0.95104 | 0.15803 | 10623 | -0.0056434 | -0.013779 | 0.008725 | 0.0096105 | 0.0082978 | 0.01298 | 0.012697 | -0.022278 | -0.01245 | -0.0056434 | 0.0011635 | 0.010991 | -0.030051 | -0.020438 | -0.013779 | -0.0071208 | 0.0024928
All | All | 2014-08-27 | Per Device | 11 | All¦All¦41878¦Per Device¦11 | 3.6201 | 1.363 | 1.6082 | 90.0198 | 4.9005 | 1323 | 1900-01-02 14:13 | 1899-12-31 08:52 | 1.7102 | 89.9544 | 5.4871 | 1348 | 15 | 18 | 0.98291 | 1.5808 | 27058 | -0.10197 | -0.12946 | 0.13473 | 0.14945 | 0.13243 | 0.20122 | 0.19968 | -0.35984 | -0.20749 | -0.10197 | 0.0035466 | 0.1559 | -0.38536 | -0.23417 | -0.12946 | -0.024748 | 0.12644
All | All | 2014-08-27 | Per Ton | 11 | All¦All¦41878¦Per Ton¦11 | 3.6201 | 1.363 | 0.43929 | 90.0198 | 1.3386 | 1323 | 1900-01-02 14:13 | 1899-12-31 08:52 | 0.46714 | 89.9544 | 1.4988 | 1348 | 15 | 18 | 0.98291 | 0.43178 | 27058 | -0.027853 | -0.035362 | 0.036801 | 0.040822 | 0.036172 | 0.054962 | 0.054543 | -0.09829 | -0.056675 | -0.027853 | 0.0009688 | 0.042583 | -0.10526 | -0.063964 | -0.035362 | -0.0067598 | 0.034537
Non-Residential | All | 2014-08-27 | Per Device | 11 | Non-Residential¦All¦41878¦Per Device¦11 | 3.6624 | 2.3074 | 3.394 | 87.7263 | 6.1669 | 700 | 1900-01-02 16:59 | 1900-01-01 09:18 | 3.9099 | 88.089 | 6.9596 | 704 | 15 | 18 | 1.0921 | 3.7066 | 4663 | -0.51581 | -0.20326 | 0.23309 | 0.2623 | 0.25455 | 0.3509 | 0.36551 | -0.96551 | -0.69983 | -0.51581 | -0.3318 | -0.066117 | -0.67168 | -0.39494 | -0.20326 | -0.011587 | 0.26516
Non-Residential | All | 2014-08-27 | Per Ton | 11 | Non-Residential¦All¦41878¦Per Ton¦11 | 3.6624 | 2.3074 | 0.8746 | 87.7263 | 1.5891 | 700 | 1900-01-02 16:59 | 1900-01-01 09:18 | 1.0075 | 88.089 | 1.7934 | 704 | 15 | 18 | 1.0921 | 0.95514 | 4663 | -0.13292 | -0.052378 | 0.060063 | 0.067591 | 0.065595 | 0.090423 | 0.094187 | -0.2488 | -0.18034 | -0.13292 | -0.085501 | -0.017038 | -0.17308 | -0.10177 | -0.052378 | -0.0029858 | 0.068328
Non-Residential | 30 | 2014-08-27 | Per Device | 11 | Non-Residential¦30¦41878¦Per Device¦11 | 3.8149 | 2.6182 | 3.7848 | 88.8019 | 7.965 | 353 | 1900-01-02 16:11 | 1900-01-01 12:31 | 3.8019 | 88.991 | 6.2588 | 356 | 15 | 18 | 0.97894 | 3.705 | 1336 | -0.017176 | -0.096897 | 0.42394 | 0.33172 | 0.41501 | 0.53829 | 0.53129 | -0.70702 | -0.29946 | -0.017176 | 0.2651 | 0.67267 | -0.77777 | -0.3755 | -0.096897 | 0.18171 | 0.58397
Non-Residential | 30 | 2014-08-27 | Per Ton | 11 | Non-Residential¦30¦41878¦Per Ton¦11 | 3.8149 | 2.6182 | 0.97408 | 88.8019 | 2.0499 | 353 | 1900-01-02 16:11 | 1900-01-01 12:31 | 0.9785 | 88.991 | 1.6108 | 356 | 15 | 18 | 0.97894 | 0.95356 | 1336 | -0.0044206 | -0.024938 | 0.10911 | 0.085373 | 0.10681 | 0.13854 | 0.13674 | -0.18197 | -0.077071 | -0.0044206 | 0.068229 | 0.17312 | -0.20017 | -0.096643 | -0.024938 | 0.046767 | 0.1503
Non-Residential | 50 | 2014-08-27 | Per Device | 11 | Non-Residential¦50¦41878¦Per Device¦11 | 3.5977 | 2.1759 | 3.1816 | 87.2713 | 4.5598 | 347 | 1900-01-02 17:19 | 1900-01-01 07:56 | 3.9508 | 87.7044 | 7.2927 | 348 | 15 | 18 | 1.1615 | 3.6954 | 3327 | -0.76924 | -0.25548 | 0.24478 | 0.39093 | 0.28431 | 0.46124 | 0.48338 | -1.3604 | -1.0111 | -0.76924 | -0.52737 | -0.17814 | -0.87496 | -0.50896 | -0.25548 | -0.0019914 | 0.364
Non-Residential | 50 | 2014-08-27 | Per Ton | 11 | Non-Residential¦50¦41878¦Per Ton¦11 | 3.5977 | 2.1759 | 0.82035 | 87.2713 | 1.1757 | 347 | 1900-01-02 17:19 | 1900-01-01 07:56 | 1.0187 | 87.7044 | 1.8804 | 348 | 15 | 18 | 1.1615 | 0.95283 | 3327 | -0.19834 | -0.065873 | 0.063115 | 0.1008 | 0.073307 | 0.11893 | 0.12464 | -0.35076 | -0.26071 | -0.19834 | -0.13598 | -0.045932 | -0.2256 | -0.13123 | -0.065873 | -0.0005134 | 0.093856
Residential | All | 2014-08-27 | Per Device | 11 | Residential¦All¦41878¦Per Device¦11 | 3.6108 | 1.156 | 0.81627 | 90.5225 | 0.94363 | 623 | 1900-01-02 13:38 | 1899-12-31 03:40 | 0.77093 | 90.3523 | 0.80609 | 644 | 15 | 18 | 0.87481 | 0.71408 | 22395 | 0.045335 | -0.056857 | 0.037806 | 0.031764 | 0.033073 | 0.049379 | 0.045856 | -0.017946 | 0.019441 | 0.045335 | 0.071229 | 0.10862 | -0.11562 | -0.080904 | -0.056857 | -0.03281 | 0.0019103
Residential | All | 2014-08-27 | Per Ton | 11 | Residential¦All¦41878¦Per Ton¦11 | 3.6108 | 1.156 | 0.22864 | 90.5225 | 0.26431 | 623 | 1900-01-02 13:38 | 1899-12-31 03:40 | 0.21594 | 90.3523 | 0.22579 | 644 | 15 | 18 | 0.87481 | 0.20001 | 22395 | 0.012698 | -0.015926 | 0.010589 | 0.0088973 | 0.0092637 | 0.013831 | 0.012844 | -0.0050268 | 0.0054454 | 0.012698 | 0.019951 | 0.030424 | -0.032386 | -0.022661 | -0.015926 | -0.0091901 | 0.0005351
Residential | 50 | 2014-08-27 | Per Device | 11 | Residential¦50¦41878¦Per Device¦11 | 3.5885 | 1.139 | 0.914 | 91.4071 | 1.0753 | 317 | 1900-01-02 10:22 | 1899-12-31 03:07 | 0.82219 | 90.8793 | 0.81709 | 316 | 15 | 18 | 0.82594 | 0.75491 | 11772 | 0.091804 | -0.067283 | 0.060396 | 0.045965 | 0.049884 | 0.075898 | 0.067832 | -0.0054622 | 0.052004 | 0.091804 | 0.13161 | 0.18907 | -0.15421 | -0.10285 | -0.067283 | -0.031712 | 0.019647
Residential | 50 | 2014-08-27 | Per Ton | 11 | Residential¦50¦41878¦Per Ton¦11 | 3.5885 | 1.139 | 0.26012 | 91.4071 | 0.30603 | 317 | 1900-01-02 10:22 | 1899-12-31 03:07 | 0.23399 | 90.8793 | 0.23254 | 316 | 15 | 18 | 0.82594 | 0.21484 | 11772 | 0.026127 | -0.019148 | 0.017188 | 0.013081 | 0.014197 | 0.0216 | 0.019304 | -0.0015545 | 0.0148 | 0.026127 | 0.037454 | 0.053808 | -0.043888 | -0.029272 | -0.019148 | -0.0090251 | 0.0055913
Residential | 100 | 2014-08-27 | Per Device | 11 | Residential¦100¦41878¦Per Device¦11 | 3.6363 | 1.1754 | 0.71125 | 89.5122 | 0.77994 | 306 | 1900-01-02 17:07 | 1899-12-31 04:14 | 0.7184 | 89.7912 | 0.79405 | 328 | 15 | 18 | 0.95104 | 0.67642 | 10623 | -0.0071567 | -0.04198 | 0.044586 | 0.043844 | 0.042403 | 0.062532 | 0.060995 | -0.087294 | -0.039948 | -0.0071567 | 0.025635 | 0.072981 | -0.12015 | -0.073966 | -0.04198 | -0.0099945 | 0.036188
Residential | 100 | 2014-08-27 | Per Ton | 11 | Residential¦100¦41878¦Per Ton¦11 | 3.6363 | 1.1754 | 0.19597 | 89.5122 | 0.2149 | 306 | 1900-01-02 17:07 | 1899-12-31 04:14 | 0.19795 | 89.7912 | 0.21879 | 328 | 15 | 18 | 0.95104 | 0.18638 | 10623 | -0.0019719 | -0.011567 | 0.012285 | 0.012081 | 0.011684 | 0.01723 | 0.016806 | -0.024053 | -0.011007 | -0.0019719 | 0.0070634 | 0.020109 | -0.033105 | -0.02038 | -0.011567 | -0.0027539 | 0.009971
All | All | 2014-08-27 | Per Device | 12 | All¦All¦41878¦Per Device¦12 | 3.6201 | 1.363 | 1.8134 | 90.9277 | 5.1952 | 1323 | 1900-01-02 14:13 | 1899-12-31 08:52 | 1.883 | 90.8758 | 5.7041 | 1348 | 15 | 18 | 0.98291 | 1.7824 | 27058 | -0.069523 | -0.10052 | 0.14283 | 0.15536 | 0.14039 | 0.21104 | 0.20939 | -0.33998 | -0.18019 | -0.069523 | 0.041145 | 0.20093 | -0.36887 | -0.21033 | -0.10052 | 0.0092862 | 0.16783
All | All | 2014-08-27 | Per Ton | 12 | All¦All¦41878¦Per Ton¦12 | 3.6201 | 1.363 | 0.49534 | 90.9277 | 1.4191 | 1323 | 1900-01-02 14:13 | 1899-12-31 08:52 | 0.51433 | 90.8758 | 1.5581 | 1348 | 15 | 18 | 0.98291 | 0.48687 | 27058 | -0.01899 | -0.027457 | 0.039014 | 0.042437 | 0.038347 | 0.057645 | 0.057196 | -0.092865 | -0.049219 | -0.01899 | 0.011239 | 0.054885 | -0.10076 | -0.057451 | -0.027457 | 0.0025365 | 0.045842
Non-Residential | All | 2014-08-27 | Per Device | 12 | Non-Residential¦All¦41878¦Per Device¦12 | 3.6624 | 2.3074 | 3.7335 | 88.3868 | 6.4837 | 700 | 1900-01-02 16:59 | 1900-01-01 09:18 | 4.1798 | 88.7944 | 7.1866 | 704 | 15 | 18 | 1.0921 | 4.0773 | 4663 | -0.44636 | -0.10255 | 0.24506 | 0.27086 | 0.26763 | 0.36526 | 0.38077 | -0.91446 | -0.6379 | -0.44636 | -0.25481 | 0.021748 | -0.59052 | -0.30222 | -0.10255 | 0.097131 | 0.38543
Non-Residential | All | 2014-08-27 | Per Ton | 12 | Non-Residential¦All¦41878¦Per Ton¦12 | 3.6624 | 2.3074 | 0.96207 | 88.3868 | 1.6708 | 700 | 1900-01-02 16:59 | 1900-01-01 09:18 | 1.0771 | 88.7944 | 1.8519 | 704 | 15 | 18 | 1.0921 | 1.0507 | 4663 | -0.11502 | -0.026425 | 0.063149 | 0.069796 | 0.068964 | 0.094124 | 0.09812 | -0.23564 | -0.16438 | -0.11502 | -0.065662 | 0.0056041 | -0.15217 | -0.077879 | -0.026425 | 0.025029 | 0.099321
Non-Residential | 30 | 2014-08-27 | Per Device | 12 | Non-Residential¦30¦41878¦Per Device¦12 | 3.8149 | 2.6182 | 4.0761 | 89.6319 | 8.1657 | 353 | 1900-01-02 16:11 | 1900-01-01 12:31 | 4.0779 | 89.8662 | 6.4697 | 356 | 15 | 18 | 0.97894 | 3.9902 | 1336 | -0.0017906 | -0.087648 | 0.43462 | 0.34289 | 0.42546 | 0.55359 | 0.54644 | -0.71125 | -0.2921 | -0.0017906 | 0.28851 | 0.70767 | -0.78793 | -0.3742 | -0.087648 | 0.1989 | 0.61264
Non-Residential | 30 | 2014-08-27 | Per Ton | 12 | Non-Residential¦30¦41878¦Per Ton¦12 | 3.8149 | 2.6182 | 1.0491 | 89.6319 | 2.1016 | 353 | 1900-01-02 16:11 | 1900-01-01 12:31 | 1.0495 | 89.8662 | 1.6651 | 356 | 15 | 18 | 0.97894 | 1.027 | 1336 | -0.0004608 | -0.022558 | 0.11186 | 0.08825 | 0.1095 | 0.14248 | 0.14064 | -0.18305 | -0.075176 | -0.0004608 | 0.074255 | 0.18213 | -0.20279 | -0.096307 | -0.022558 | 0.051192 | 0.15767
Non-Residential | 50 | 2014-08-27 | Per Device | 12 | Non-Residential¦50¦41878¦Per Device¦12 | 3.5977 | 2.1759 | 3.5447 | 87.86 | 5.0213 | 347 | 1900-01-02 17:19 | 1900-01-01 07:56 | 4.2167 | 88.3374 | 7.5256 | 348 | 15 | 18 | 1.1615 | 4.1171 | 3327 | -0.67202 | -0.099622 | 0.26956 | 0.40341 | 0.31309 | 0.48518 | 0.51065 | -1.2938 | -0.92645 | -0.67202 | -0.41759 | -0.05023 | -0.75405 | -0.36741 | -0.099622 | 0.16816 | 0.5548
Non-Residential | 50 | 2014-08-27 | Per Ton | 12 | Non-Residential¦50¦41878¦Per Ton¦12 | 3.5977 | 2.1759 | 0.91397 | 87.86 | 1.2947 | 347 | 1900-01-02 17:19 | 1900-01-01 07:56 | 1.0872 | 88.3374 | 1.9404 | 348 | 15 | 18 | 1.1615 | 1.0616 | 3327 | -0.17328 | -0.025687 | 0.069504 | 0.10402 | 0.080727 | 0.1251 | 0.13167 | -0.3336 | -0.23888 | -0.17328 | -0.10767 | -0.012951 | -0.19443 | -0.094734 | -0.025687 | 0.04336 | 0.14305
Residential | All | 2014-08-27 | Per Device | 12 | Residential¦All¦41878¦Per Device¦12 | 3.6108 | 1.156 | 0.96116 | 91.4846 | 1.1008 | 623 | 1900-01-02 13:38 | 1899-12-31 03:40 | 0.90174 | 91.3198 | 0.97692 | 644 | 15 | 18 | 0.87481 | 0.84083 | 22395 | 0.059418 | -0.060914 | 0.044104 | 0.038496 | 0.038583 | 0.058542 | 0.054503 | -0.015607 | 0.028719 | 0.059418 | 0.090117 | 0.13444 | -0.13076 | -0.089496 | -0.060914 | -0.032333 | 0.0089343
Residential | All | 2014-08-27 | Per Ton | 12 | Residential¦All¦41878¦Per Ton¦12 | 3.6108 | 1.156 | 0.26922 | 91.4846 | 0.30835 | 623 | 1900-01-02 13:38 | 1899-12-31 03:40 | 0.25258 | 91.3198 | 0.27364 | 644 | 15 | 18 | 0.87481 | 0.23552 | 22395 | 0.016643 | -0.017062 | 0.012354 | 0.010783 | 0.010807 | 0.016398 | 0.015266 | -0.0043714 | 0.0080441 | 0.016643 | 0.025242 | 0.037657 | -0.036627 | -0.025068 | -0.017062 | -0.0090564 | 0.0025025
Residential | 50 | 2014-08-27 | Per Device | 12 | Residential¦50¦41878¦Per Device¦12 | 3.5885 | 1.139 | 1.0756 | 92.4962 | 1.2 | 317 | 3.4321 | 1.1301 | 0.96187 | 91.9302 | 0.96457 | 316 | 15 | 18 | 0.82594 | 0.88837 | 11772 | 0.11371 | -0.0735 | 0.067397 | 0.054261 | 0.055666 | 0.086525 | 0.077737 | 0.0028265 | 0.068339 | 0.11371 | 0.15909 | 0.2246 | -0.17312 | -0.11427 | -0.0735 | -0.032735 | 0.026124
Residential | 50 | 2014-08-27 | Per Ton | 12 | Residential¦50¦41878¦Per Ton¦12 | 3.5885 | 1.139 | 0.3061 | 92.4962 | 0.3415 | 317 | 3.4321 | 1.1301 | 0.27374 | 91.9302 | 0.27451 | 316 | 15 | 18 | 0.82594 | 0.25282 | 11772 | 0.032362 | -0.020917 | 0.019181 | 0.015442 | 0.015842 | 0.024625 | 0.022123 | 0.0008044 | 0.019449 | 0.032362 | 0.045275 | 0.06392 | -0.04927 | -0.032519 | -0.020917 | -0.0093161 | 0.0074346
Residential | 100 | 2014-08-27 | Per Device | 12 | Residential¦100¦41878¦Per Device¦12 | 3.6363 | 1.1754 | 0.83821 | 90.3292 | 0.98229 | 306 | 3.7132 | 1.1763 | 0.84013 | 90.6699 | 0.987 | 328 | 15 | 18 | 0.95104 | 0.79717 | 10623 | -0.0019238 | -0.042963 | 0.056154 | 0.054498 | 0.053404 | 0.078251 | 0.076302 | -0.10221 | -0.042959 | -0.0019238 | 0.039111 | 0.098359 | -0.14075 | -0.082976 | -0.042963 | -0.0029504 | 0.054822
Residential | 100 | 2014-08-27 | Per Ton | 12 | Residential¦100¦41878¦Per Ton¦12 | 3.6363 | 1.1754 | 0.23096 | 90.3292 | 0.27066 | 306 | 3.7132 | 1.1763 | 0.23149 | 90.6699 | 0.27196 | 328 | 15 | 18 | 0.95104 | 0.21965 | 10623 | -0.0005301 | -0.011838 | 0.015472 | 0.015016 | 0.014715 | 0.021561 | 0.021024 | -0.028162 | -0.011837 | -0.0005301 | 0.010777 | 0.027102 | -0.038781 | -0.022863 | -0.011838 | -0.0008129 | 0.015105
All | All | 2014-08-27 | Per Device | 13 | All¦All¦41878¦Per Device¦13 | 3.6201 | 1.363 | 1.9749 | 89.7498 | 5.058 | 1323 | 3.5927 | 1.3696 | 2.0314 | 89.6174 | 5.5609 | 1348 | 15 | 18 | 0.98291 | 1.9411 | 27058 | -0.056508 | -0.090264 | 0.13906 | 0.15146 | 0.13668 | 0.20561 | 0.20402 | -0.32001 | -0.16433 | -0.056508 | 0.051316 | 0.207 | -0.35172 | -0.19725 | -0.090264 | 0.016721 | 0.17119
All | All | 2014-08-27 | Per Ton | 13 | All¦All¦41878¦Per Ton¦13 | 3.6201 | 1.363 | 0.53944 | 89.7498 | 1.3816 | 1323 | 3.5927 | 1.3696 | 0.55487 | 89.6174 | 1.519 | 1348 | 15 | 18 | 0.98291 | 0.53022 | 27058 | -0.015435 | -0.024656 | 0.037984 | 0.041371 | 0.037334 | 0.056164 | 0.055727 | -0.087412 | -0.044887 | -0.015435 | 0.014017 | 0.056541 | -0.096072 | -0.053879 | -0.024656 | 0.0045674 | 0.046761
Non-Residential | All | 2014-08-27 | Per Device | 13 | Non-Residential¦All¦41878¦Per Device¦13 | 3.6624 | 2.3074 | 3.7757 | 87.3923 | 6.2633 | 700 | 3.7073 | 2.3874 | 4.2427 | 87.852 | 6.9478 | 704 | 15 | 18 | 1.0921 | 4.1234 | 4663 | -0.46703 | -0.11933 | 0.23673 | 0.26185 | 0.25853 | 0.353 | 0.36797 | -0.91941 | -0.65214 | -0.46703 | -0.28191 | -0.01464 | -0.59091 | -0.3123 | -0.11933 | 0.073635 | 0.35225
Non-Residential | All | 2014-08-27 | Per Ton | 13 | Non-Residential¦All¦41878¦Per Ton¦13 | 3.6624 | 2.3074 | 0.97294 | 87.3923 | 1.614 | 700 | 3.7073 | 2.3874 | 1.0933 | 87.852 | 1.7904 | 704 | 15 | 18 | 1.0921 | 1.0625 | 4663 | -0.12035 | -0.03075 | 0.061002 | 0.067476 | 0.06662 | 0.090964 | 0.094823 | -0.23692 | -0.16805 | -0.12035 | -0.072646 | -0.0037726 | -0.15227 | -0.080475 | -0.03075 | 0.018975 | 0.09077
Non-Residential | 30 | 2014-08-27 | Per Device | 13 | Non-Residential¦30¦41878¦Per Device¦13 | 3.8149 | 2.6182 | 4.181 | 88.4833 | 7.7816 | 353 | 3.6744 | 2.5214 | 4.2042 | 88.921 | 6.6171 | 356 | 15 | 18 | 0.97894 | 4.0929 | 1336 | -0.023176 | -0.11124 | 0.41417 | 0.35071 | 0.40545 | 0.54271 | 0.53608 | -0.71869 | -0.30777 | -0.023176 | 0.26142 | 0.67234 | -0.79826 | -0.39236 | -0.11124 | 0.16988 | 0.57578
Non-Residential | 30 | 2014-08-27 | Per Ton | 13 | Non-Residential¦30¦41878¦Per Ton¦13 | 3.8149 | 2.6182 | 1.0761 | 88.4833 | 2.0027 | 353 | 3.6744 | 2.5214 | 1.082 | 88.921 | 1.703 | 356 | 15 | 18 | 0.97894 | 1.0534 | 1336 | -0.0059648 | -0.02863 | 0.1066 | 0.09026 | 0.10435 | 0.13968 | 0.13797 | -0.18497 | -0.079211 | -0.0059648 | 0.067282 | 0.17304 | -0.20545 | -0.10098 | -0.02863 | 0.043722 | 0.14819
Non-Residential | 50 | 2014-08-27 | Per Device | 13 | Non-Residential¦50¦41878¦Per Device¦13 | 3.5977 | 2.1759 | 3.5545 | 86.9307 | 4.9428 | 347 | 3.7214 | 2.3302 | 4.2464 | 87.3963 | 7.0651 | 348 | 15 | 18 | 1.1615 | 4.1284 | 3327 | -0.69197 | -0.11799 | 0.26534 | 0.37873 | 0.30819 | 0.46243 | 0.48828 | -1.2846 | -0.93447 | -0.69197 | -0.44947 | -0.099339 | -0.74375 | -0.37405 | -0.11799 | 0.13806 | 0.50776
Non-Residential | 50 | 2014-08-27 | Per Ton | 13 | Non-Residential¦50¦41878¦Per Ton¦13 | 3.5977 | 2.1759 | 0.91649 | 86.9307 | 1.2745 | 347 | 3.7214 | 2.3302 | 1.0949 | 87.3963 | 1.8217 | 348 | 15 | 18 | 1.1615 | 1.0645 | 3327 | -0.17842 | -0.030423 | 0.068417 | 0.097653 | 0.079465 | 0.11923 | 0.1259 | -0.33122 | -0.24095 | -0.17842 | -0.11589 | -0.025614 | -0.19177 | -0.096445 | -0.030423 | 0.035598 | 0.13092
Residential | All | 2014-08-27 | Per Device | 13 | Residential¦All¦41878¦Per Device¦13 | 3.6108 | 1.156 | 1.1731 | 90.2665 | 1.26 | 623 | 3.5682 | 1.1525 | 1.0858 | 89.994 | 1.1265 | 644 | 15 | 18 | 0.87481 | 1.0262 | 22395 | 0.08727 | -0.059593 | 0.050479 | 0.044392 | 0.044159 | 0.067222 | 0.062615 | 0.0011221 | 0.052019 | 0.08727 | 0.12252 | 0.17342 | -0.13984 | -0.092429 | -0.059593 | -0.026758 | 0.020652
Residential | All | 2014-08-27 | Per Ton | 13 | Residential¦All¦41878¦Per Ton¦13 | 3.6108 | 1.156 | 0.32858 | 90.2665 | 0.35291 | 623 | 3.5682 | 1.1525 | 0.30414 | 89.994 | 0.31555 | 644 | 15 | 18 | 0.87481 | 0.28745 | 22395 | 0.024445 | -0.016692 | 0.014139 | 0.012434 | 0.012369 | 0.018829 | 0.017539 | 0.0003143 | 0.014571 | 0.024445 | 0.034318 | 0.048575 | -0.039169 | -0.025889 | -0.016692 | -0.0074948 | 0.0057846
Residential | 50 | 2014-08-27 | Per Device | 13 | Residential¦50¦41878¦Per Device¦13 | 3.5885 | 1.139 | 1.3105 | 91.319 | 1.3348 | 317 | 3.4321 | 1.1301 | 1.1822 | 90.497 | 1.14 | 316 | 15 | 18 | 0.82594 | 1.0824 | 11772 | 0.12831 | -0.099789 | 0.074971 | 0.06413 | 0.061922 | 0.098657 | 0.089145 | 0.0018758 | 0.076574 | 0.12831 | 0.18005 | 0.25474 | -0.21403 | -0.14654 | -0.099789 | -0.053041 | 0.014455
Residential | 50 | 2014-08-27 | Per Ton | 13 | Residential¦50¦41878¦Per Ton¦13 | 3.5885 | 1.139 | 0.37295 | 91.319 | 0.37988 | 317 | 3.4321 | 1.1301 | 0.33644 | 90.497 | 0.32443 | 316 | 15 | 18 | 0.82594 | 0.30804 | 11772 | 0.036516 | -0.028399 | 0.021336 | 0.018251 | 0.017622 | 0.028077 | 0.02537 | 0.0005338 | 0.021792 | 0.036516 | 0.05124 | 0.072498 | -0.060913 | -0.041703 | -0.028399 | -0.015095 | 0.0041138
Residential | 100 | 2014-08-27 | Per Device | 13 | Residential¦100¦41878¦Per Device¦13 | 3.6363 | 1.1754 | 1.0255 | 89.0645 | 1.17 | 306 | 3.7132 | 1.1763 | 0.98746 | 89.4584 | 1.1092 | 328 | 15 | 18 | 0.95104 | 0.97525 | 10623 | 0.037991 | -0.012216 | 0.066886 | 0.061245 | 0.063611 | 0.09069 | 0.088302 | -0.078232 | -0.0095667 | 0.037991 | 0.085549 | 0.15421 | -0.12538 | -0.058522 | -0.012216 | 0.034089 | 0.10095
Residential | 100 | 2014-08-27 | Per Ton | 13 | Residential¦100¦41878¦Per Ton¦13 | 3.6363 | 1.1754 | 0.28255 | 89.0645 | 0.32239 | 306 | 3.7132 | 1.1763 | 0.27208 | 89.4584 | 0.30562 | 328 | 15 | 18 | 0.95104 | 0.26872 | 10623 | 0.010468 | -0.003366 | 0.01843 | 0.016875 | 0.017527 | 0.024988 | 0.024331 | -0.021556 | -0.002636 | 0.010468 | 0.023572 | 0.042492 | -0.034547 | -0.016125 | -0.003366 | 0.0093929 | 0.027815
All | All | 2014-08-27 | Per Device | 14 | All¦All¦41878¦Per Device¦14 | 3.6201 | 1.363 | 2.1585 | 88.1663 | 5.4506 | 1323 | 3.5927 | 1.3696 | 2.1216 | 88.0102 | 5.44 | 1348 | 15 | 18 | 0.98291 | 2.1216 | 27058 | 0.036894 | 1.44e-07 | 0.14985 | 0.14817 | 0.14729 | 0.21073 | 0.20892 | -0.23317 | -0.073615 | 0.036894 | 0.1474 | 0.30696 | -0.26774 | -0.10956 | 1.44e-07 | 0.10956 | 0.26774
All | All | 2014-08-27 | Per Ton | 14 | All¦All¦41878¦Per Ton¦14 | 3.6201 | 1.363 | 0.58958 | 88.1663 | 1.4888 | 1323 | 3.5927 | 1.3696 | 0.57951 | 88.0102 | 1.4859 | 1348 | 15 | 18 | 0.98291 | 0.57951 | 27058 | 0.010078 | -1.27e-08 | 0.040932 | 0.040472 | 0.040232 | 0.057562 | 0.057067 | -0.063691 | -0.020108 | 0.010078 | 0.040263 | 0.083846 | -0.073134 | -0.029926 | -1.27e-08 | 0.029926 | 0.073134
Non-Residential | All | 2014-08-27 | Per Device | 14 | Non-Residential¦All¦41878¦Per Device¦14 | 3.6624 | 2.3074 | 3.8867 | 86.3433 | 6.8264 | 700 | 3.7073 | 2.3874 | 4.2447 | 86.7476 | 6.7526 | 704 | 15 | 18 | 1.0921 | 4.2447 | 4663 | -0.35792 | -2.31e-07 | 0.25802 | 0.2545 | 0.28178 | 0.36241 | 0.37969 | -0.82237 | -0.54797 | -0.35792 | -0.16788 | 0.10652 | -0.4866 | -0.19911 | -2.31e-07 | 0.19911 | 0.4866
Non-Residential | All | 2014-08-27 | Per Ton | 14 | Non-Residential¦All¦41878¦Per Ton¦14 | 3.6624 | 2.3074 | 1.0016 | 86.3433 | 1.7591 | 700 | 3.7073 | 2.3874 | 1.0938 | 86.7476 | 1.7401 | 704 | 15 | 18 | 1.0921 | 1.0938 | 4663 | -0.092233 | 8.3e-09 | 0.066487 | 0.065581 | 0.07261 | 0.093388 | 0.097842 | -0.21191 | -0.14121 | -0.092233 | -0.04326 | 0.02745 | -0.12539 | -0.051308 | 8.3e-09 | 0.051308 | 0.12539
Non-Residential | 30 | 2014-08-27 | Per Device | 14 | Non-Residential¦30¦41878¦Per Device¦14 | 3.8149 | 2.6182 | 4.362 | 87.2336 | 8.8214 | 353 | 3.6744 | 2.5214 | 4.2701 | 87.7174 | 6.5165 | 356 | 15 | 18 | 0.97894 | 4.2701 | 1336 | 0.09188 | -1.63e-07 | 0.46952 | 0.34537 | 0.45963 | 0.58286 | 0.57493 | -0.65509 | -0.21377 | 0.09188 | 0.39753 | 0.83885 | -0.7368 | -0.30149 | -1.63e-07 | 0.30149 | 0.7368
Non-Residential | 30 | 2014-08-27 | Per Ton | 14 | Non-Residential¦30¦41878¦Per Ton¦14 | 3.8149 | 2.6182 | 1.1226 | 87.2336 | 2.2704 | 353 | 3.6744 | 2.5214 | 1.099 | 87.7174 | 1.6771 | 356 | 15 | 18 | 0.97894 | 1.099 | 1336 | 0.023647 | 9.08e-09 | 0.12084 | 0.088888 | 0.11829 | 0.15001 | 0.14797 | -0.1686 | -0.055018 | 0.023647 | 0.10231 | 0.21589 | -0.18963 | -0.077594 | 9.08e-09 | 0.077594 | 0.18963
Non-Residential | 50 | 2014-08-27 | Per Device | 14 | Non-Residential¦50¦41878¦Per Device¦14 | 3.5977 | 2.1759 | 3.6291 | 85.9666 | 5.0326 | 347 | 3.7214 | 2.3302 | 4.2152 | 86.3341 | 6.8102 | 348 | 15 | 18 | 1.1615 | 4.2152 | 3327 | -0.58603 | -4.22e-07 | 0.27016 | 0.36507 | 0.31379 | 0.45416 | 0.48139 | -1.1681 | -0.8242 | -0.58603 | -0.34787 | -0.0040056 | -0.61693 | -0.25244 | -4.22e-07 | 0.25244 | 0.61693
Non-Residential | 50 | 2014-08-27 | Per Ton | 14 | Non-Residential¦50¦41878¦Per Ton¦14 | 3.5977 | 2.1759 | 0.93575 | 85.9666 | 1.2976 | 347 | 3.7214 | 2.3302 | 1.0869 | 86.3341 | 1.756 | 348 | 15 | 18 | 1.1615 | 1.0869 | 3327 | -0.1511 | -4.56e-08 | 0.06966 | 0.09413 | 0.080908 | 0.1171 | 0.12412 | -0.30118 | -0.21251 | -0.1511 | -0.089697 | -0.0010328 | -0.15907 | -0.06509 | -4.56e-08 | 0.06509 | 0.15907
Residential | All | 2014-08-27 | Per Device | 14 | Residential¦All¦41878¦Per Device¦14 | 3.6108 | 1.156 | 1.3866 | 88.5659 | 1.444 | 623 | 3.5682 | 1.1525 | 1.213 | 88.2796 | 1.2749 | 644 | 15 | 18 | 0.87481 | 1.213 | 22395 | 0.1736 | 9.58e-10 | 0.057851 | 0.05024 | 0.050609 | 0.076621 | 0.071311 | 0.075402 | 0.13342 | 0.1736 | 0.21378 | 0.27179 | -0.091388 | -0.037395 | 9.58e-10 | 0.037395 | 0.091388
Residential | All | 2014-08-27 | Per Ton | 14 | Residential¦All¦41878¦Per Ton¦14 | 3.6108 | 1.156 | 0.38839 | 88.5659 | 0.40446 | 623 | 3.5682 | 1.1525 | 0.33977 | 88.2796 | 0.35711 | 644 | 15 | 18 | 0.87481 | 0.33977 | 22395 | 0.048624 | -2.61e-08 | 0.016204 | 0.014072 | 0.014176 | 0.021462 | 0.019974 | 0.02112 | 0.03737 | 0.048624 | 0.059879 | 0.076129 | -0.025598 | -0.010474 | -2.61e-08 | 0.010474 | 0.025598
Residential | 50 | 2014-08-27 | Per Device | 14 | Residential¦50¦41878¦Per Device¦14 | 3.5885 | 1.139 | 1.5899 | 89.511 | 1.5558 | 317 | 3.4321 | 1.1301 | 1.3132 | 88.6963 | 1.2851 | 316 | 15 | 18 | 0.82594 | 1.3132 | 11772 | 0.27674 | -1.26e-07 | 0.087385 | 0.072291 | 0.072175 | 0.11341 | 0.10215 | 0.13139 | 0.21726 | 0.27674 | 0.33621 | 0.42208 | -0.13091 | -0.053569 | -1.26e-07 | 0.053569 | 0.13091
Residential | 50 | 2014-08-27 | Per Ton | 14 | Residential¦50¦41878¦Per Ton¦14 | 3.5885 | 1.139 | 0.45248 | 89.511 | 0.44278 | 317 | 3.4321 | 1.1301 | 0.37372 | 88.6963 | 0.36572 | 316 | 15 | 18 | 0.82594 | 0.37372 | 11772 | 0.078757 | -3.22e-08 | 0.024869 | 0.020574 | 0.02054 | 0.032276 | 0.029072 | 0.037394 | 0.061832 | 0.078757 | 0.095683 | 0.12012 | -0.037257 | -0.015245 | -3.22e-08 | 0.015245 | 0.037257
Residential | 100 | 2014-08-27 | Per Device | 14 | Residential¦100¦41878¦Per Device¦14 | 3.6363 | 1.1754 | 1.1679 | 87.4866 | 1.2989 | 306 | 3.7132 | 1.1763 | 1.1107 | 87.836 | 1.2612 | 328 | 15 | 18 | 0.95104 | 1.1107 | 10623 | 0.05718 | 2.98e-08 | 0.074254 | 0.06964 | 0.070619 | 0.1018 | 0.09918 | -0.073283 | 0.0037959 | 0.05718 | 0.11056 | 0.18764 | -0.1271 | -0.05201 | 2.98e-08 | 0.05201 | 0.1271
Residential | 100 | 2014-08-27 | Per Ton | 14 | Residential¦100¦41878¦Per Ton¦14 | 3.6363 | 1.1754 | 0.32179 | 87.4866 | 0.3579 | 306 | 3.7132 | 1.1763 | 0.30604 | 87.836 | 0.34751 | 328 | 15 | 18 | 0.95104 | 0.30604 | 10623 | 0.015755 | 3.84e-09 | 0.02046 | 0.019188 | 0.019458 | 0.02805 | 0.027328 | -0.020192 | 0.0010459 | 0.015755 | 0.030465 | 0.051702 | -0.035022 | -0.014331 | 3.84e-09 | 0.014331 | 0.035022
All | All | 2014-08-27 | Per Device | 15 | All¦All¦41878¦Per Device¦15 | 3.6201 | 1.363 | 2.1972 | 87.0931 | 5.2487 | 1323 | 3.5927 | 1.3696 | 1.9416 | 87.0277 | 5.2591 | 1348 | 15 | 18 | 0.98291 | 2.1597 | 27058 | 0.25564 | 0.21808 | 0.1443 | 0.14324 | 0.14184 | 0.20332 | 0.20158 | -0.0049335 | 0.14901 | 0.25564 | 0.36226 | 0.51621 | -0.040256 | 0.11237 | 0.21808 | 0.32379 | 0.47642
All | All | 2014-08-27 | Per Ton | 15 | All¦All¦41878¦Per Ton¦15 | 3.6201 | 1.363 | 0.60017 | 87.0931 | 1.4337 | 1323 | 3.5927 | 1.3696 | 0.53034 | 87.0277 | 1.4365 | 1348 | 15 | 18 | 0.98291 | 0.58991 | 27058 | 0.069827 | 0.059569 | 0.039416 | 0.039126 | 0.038742 | 0.055538 | 0.055062 | -0.0013476 | 0.040703 | 0.069827 | 0.098951 | 0.141 | -0.010996 | 0.030694 | 0.059569 | 0.088443 | 0.13013
Non-Residential | All | 2014-08-27 | Per Device | 15 | Non-Residential¦All¦41878¦Per Device¦15 | 3.6624 | 2.3074 | 3.8294 | 85.5271 | 6.5297 | 700 | 3.7073 | 2.3874 | 3.9423 | 85.8067 | 6.6199 | 704 | 15 | 18 | 1.0921 | 4.1821 | 4663 | -0.11289 | 0.23976 | 0.2468 | 0.2495 | 0.26953 | 0.35094 | 0.36728 | -0.56264 | -0.29692 | -0.11289 | 0.071143 | 0.33686 | -0.23093 | 0.047156 | 0.23976 | 0.43236 | 0.71044
Non-Residential | All | 2014-08-27 | Per Ton | 15 | Non-Residential¦All¦41878¦Per Ton¦15 | 3.6624 | 2.3074 | 0.98679 | 85.5271 | 1.6826 | 700 | 3.7073 | 2.3874 | 1.0159 | 85.8067 | 1.7059 | 704 | 15 | 18 | 1.0921 | 1.0777 | 4663 | -0.02909 | 0.061782 | 0.063597 | 0.064293 | 0.069454 | 0.090433 | 0.094643 | -0.14498 | -0.076513 | -0.02909 | 0.018333 | 0.086804 | -0.059508 | 0.012151 | 0.061782 | 0.11141 | 0.18307
Non-Residential | 30 | 2014-08-27 | Per Device | 15 | Non-Residential¦30¦41878¦Per Device¦15 | 3.8149 | 2.6182 | 4.2784 | 86.3143 | 8.3365 | 353 | 3.6744 | 2.5214 | 3.9845 | 86.5175 | 6.0203 | 356 | 15 | 18 | 0.97894 | 4.1883 | 1336 | 0.29388 | 0.20377 | 0.44371 | 0.31908 | 0.43436 | 0.54652 | 0.53896 | -0.40651 | 0.0072886 | 0.29388 | 0.58048 | 0.99428 | -0.48694 | -0.078866 | 0.20377 | 0.4864 | 0.89447
Non-Residential | 30 | 2014-08-27 | Per Ton | 15 | Non-Residential¦30¦41878¦Per Ton¦15 | 3.8149 | 2.6182 | 1.1011 | 86.3143 | 2.1455 | 353 | 3.6744 | 2.5214 | 1.0255 | 86.5175 | 1.5494 | 356 | 15 | 18 | 0.97894 | 1.0779 | 1336 | 0.075636 | 0.052443 | 0.1142 | 0.08212 | 0.11179 | 0.14066 | 0.13871 | -0.10462 | 0.0018759 | 0.075636 | 0.1494 | 0.2559 | -0.12532 | -0.020297 | 0.052443 | 0.12518 | 0.23021
Non-Residential | 50 | 2014-08-27 | Per Device | 15 | Non-Residential¦50¦41878¦Per Device¦15 | 3.5977 | 2.1759 | 3.5856 | 85.1941 | 4.9219 | 347 | 3.7214 | 2.3302 | 3.9053 | 85.5037 | 6.8898 | 348 | 15 | 18 | 1.1615 | 4.1646 | 3327 | -0.31975 | 0.25925 | 0.26422 | 0.36933 | 0.30689 | 0.45411 | 0.48019 | -0.90172 | -0.55789 | -0.31975 | -0.081611 | 0.26222 | -0.35615 | 0.0074343 | 0.25925 | 0.51106 | 0.87464
Non-Residential | 50 | 2014-08-27 | Per Ton | 15 | Non-Residential¦50¦41878¦Per Ton¦15 | 3.5977 | 2.1759 | 0.92451 | 85.1941 | 1.2691 | 347 | 3.7214 | 2.3302 | 1.007 | 85.5037 | 1.7765 | 348 | 15 | 18 | 1.1615 | 1.0738 | 3327 | -0.082445 | 0.066846 | 0.068128 | 0.09523 | 0.079129 | 0.11709 | 0.12382 | -0.2325 | -0.14385 | -0.082445 | -0.021043 | 0.067612 | -0.09183 | 0.0019169 | 0.066846 | 0.13177 | 0.22552
Residential | All | 2014-08-27 | Per Device | 15 | Residential¦All¦41878¦Per Device¦15 | 3.6108 | 1.156 | 1.4668 | 87.4363 | 1.5306 | 623 | 3.5682 | 1.1525 | 1.0856 | 87.2882 | 1.0322 | 644 | 15 | 18 | 0.87481 | 1.2832 | 22395 | 0.38122 | 0.19758 | 0.061323 | 0.040673 | 0.053646 | 0.073586 | 0.067322 | 0.28691 | 0.34263 | 0.38122 | 0.41981 | 0.47552 | 0.1113 | 0.16227 | 0.19758 | 0.23288 | 0.28385
Residential | All | 2014-08-27 | Per Ton | 15 | Residential¦All¦41878¦Per Ton¦15 | 3.6108 | 1.156 | 0.41086 | 87.4363 | 0.42873 | 623 | 3.5682 | 1.1525 | 0.30408 | 87.2882 | 0.28911 | 644 | 15 | 18 | 0.87481 | 0.35943 | 22395 | 0.10678 | 0.055342 | 0.017177 | 0.011393 | 0.015026 | 0.020611 | 0.018857 | 0.080365 | 0.095971 | 0.10678 | 0.11759 | 0.13319 | 0.031176 | 0.045453 | 0.055342 | 0.06523 | 0.079508
Residential | 50 | 2014-08-27 | Per Device | 15 | Residential¦50¦41878¦Per Device¦15 | 3.5885 | 1.139 | 1.7019 | 88.1891 | 1.6355 | 317 | 3.4321 | 1.1301 | 1.27 | 87.708 | 1.1242 | 316 | 15 | 18 | 0.82594 | 1.4056 | 11772 | 0.4319 | 0.13568 | 0.091857 | 0.063242 | 0.075869 | 0.11152 | 0.098771 | 0.28898 | 0.37342 | 0.4319 | 0.49039 | 0.57483 | 0.0091039 | 0.083888 | 0.13568 | 0.18748 | 0.26226
Residential | 50 | 2014-08-27 | Per Ton | 15 | Residential¦50¦41878¦Per Ton¦15 | 3.5885 | 1.139 | 0.48434 | 88.1891 | 0.46544 | 317 | 3.4321 | 1.1301 | 0.36142 | 87.708 | 0.31994 | 316 | 15 | 18 | 0.82594 | 0.40003 | 11772 | 0.12292 | 0.038615 | 0.026142 | 0.017998 | 0.021592 | 0.031739 | 0.028109 | 0.082243 | 0.10627 | 0.12292 | 0.13956 | 0.16359 | 0.0025909 | 0.023874 | 0.038615 | 0.053355 | 0.074638
Residential | 100 | 2014-08-27 | Per Device | 15 | Residential¦100¦41878¦Per Device¦15 | 3.6363 | 1.1754 | 1.2139 | 86.5764 | 1.3878 | 306 | 3.7132 | 1.1763 | 0.89856 | 86.8413 | 0.9096 | 328 | 15 | 18 | 0.95104 | 1.1544 | 10623 | 0.3153 | 0.25587 | 0.079336 | 0.050224 | 0.075451 | 0.093897 | 0.090639 | 0.19497 | 0.26606 | 0.3153 | 0.36454 | 0.43563 | 0.13971 | 0.20834 | 0.25587 | 0.3034 | 0.37203
Residential | 100 | 2014-08-27 | Per Ton | 15 | Residential¦100¦41878¦Per Ton¦15 | 3.6363 | 1.1754 | 0.33446 | 86.5764 | 0.38239 | 306 | 3.7132 | 1.1763 | 0.24759 | 86.8413 | 0.25063 | 328 | 15 | 18 | 0.95104 | 0.31809 | 10623 | 0.086877 | 0.070501 | 0.02186 | 0.013839 | 0.02079 | 0.025872 | 0.024974 | 0.05372 | 0.073309 | 0.086877 | 0.10044 | 0.12003 | 0.038495 | 0.057404 | 0.070501 | 0.083598 | 0.10251
All | All | 2014-08-27 | Per Device | 16 | All¦All¦41878¦Per Device¦16 | 3.6201 | 1.363 | 2.2083 | 86.5361 | 4.9705 | 1323 | 3.5927 | 1.3696 | 1.8764 | 86.4911 | 4.8099 | 1348 | 15 | 18 | 0.98291 | 2.1706 | 27058 | 0.33193 | 0.29419 | 0.13665 | 0.13101 | 0.13432 | 0.18931 | 0.18763 | 0.089328 | 0.23266 | 0.33193 | 0.43121 | 0.57454 | 0.053733 | 0.1958 | 0.29419 | 0.39258 | 0.53464
All | All | 2014-08-27 | Per Ton | 16 | All¦All¦41878¦Per Ton¦16 | 3.6201 | 1.363 | 0.60321 | 86.5361 | 1.3577 | 1323 | 3.5927 | 1.3696 | 0.51254 | 86.4911 | 1.3138 | 1348 | 15 | 18 | 0.98291 | 0.5929 | 27058 | 0.090668 | 0.080357 | 0.037327 | 0.035784 | 0.036689 | 0.051709 | 0.05125 | 0.0244 | 0.063551 | 0.090668 | 0.11778 | 0.15694 | 0.014677 | 0.053481 | 0.080357 | 0.10723 | 0.14604
Non-Residential | All | 2014-08-27 | Per Device | 16 | Non-Residential¦All¦41878¦Per Device¦16 | 3.6624 | 2.3074 | 3.7783 | 85.2119 | 6.1282 | 700 | 3.7073 | 2.3874 | 3.6911 | 85.4105 | 6.0241 | 704 | 15 | 18 | 1.0921 | 4.1263 | 4663 | 0.087273 | 0.43521 | 0.23162 | 0.22704 | 0.25295 | 0.32434 | 0.3399 | -0.32839 | -0.082812 | 0.087273 | 0.25736 | 0.50293 | -0.0003874 | 0.25697 | 0.43521 | 0.61346 | 0.87082
Non-Residential | All | 2014-08-27 | Per Ton | 16 | Non-Residential¦All¦41878¦Per Ton¦16 | 3.6624 | 2.3074 | 0.97363 | 85.2119 | 1.5792 | 700 | 3.7073 | 2.3874 | 0.95114 | 85.4105 | 1.5523 | 704 | 15 | 18 | 1.0921 | 1.0633 | 4663 | 0.022489 | 0.11215 | 0.059686 | 0.058506 | 0.065183 | 0.083579 | 0.087588 | -0.084621 | -0.02134 | 0.022489 | 0.066318 | 0.1296 | -9.98e-05 | 0.066218 | 0.11215 | 0.15808 | 0.2244
Non-Residential | 30 | 2014-08-27 | Per Device | 16 | Non-Residential¦30¦41878¦Per Device¦16 | 3.8149 | 2.6182 | 4.1485 | 85.8131 | 7.4806 | 353 | 3.6744 | 2.5214 | 3.7845 | 85.9323 | 5.927 | 356 | 15 | 18 | 0.97894 | 4.0611 | 1336 | 0.36399 | 0.27661 | 0.39815 | 0.31413 | 0.38977 | 0.50715 | 0.5006 | -0.28595 | 0.09804 | 0.36399 | 0.62994 | 1.0139 | -0.36493 | 0.014096 | 0.27661 | 0.53912 | 0.91815
Non-Residential | 30 | 2014-08-27 | Per Ton | 16 | Non-Residential¦30¦41878¦Per Ton¦16 | 3.8149 | 2.6182 | 1.0677 | 85.8131 | 1.9253 | 353 | 3.6744 | 2.5214 | 0.97402 | 85.9323 | 1.5254 | 356 | 15 | 18 | 0.97894 | 1.0452 | 1336 | 0.09368 | 0.07119 | 0.10247 | 0.080848 | 0.10031 | 0.13053 | 0.12884 | -0.073595 | 0.025233 | 0.09368 | 0.16213 | 0.26095 | -0.093922 | 0.003628 | 0.07119 | 0.13875 | 0.2363
Non-Residential | 50 | 2014-08-27 | Per Device | 16 | Non-Residential¦50¦41878¦Per Device¦16 | 3.5977 | 2.1759 | 3.5752 | 84.9576 | 4.9671 | 347 | 3.7214 | 2.3302 | 3.6284 | 85.188 | 6.0011 | 348 | 15 | 18 | 1.1615 | 4.1525 | 3327 | -0.053219 | 0.5241 | 0.26665 | 0.32169 | 0.3097 | 0.41783 | 0.44654 | -0.5887 | -0.27233 | -0.053219 | 0.16589 | 0.48226 | -0.048166 | 0.28994 | 0.5241 | 0.75827 | 1.0964
Non-Residential | 50 | 2014-08-27 | Per Ton | 16 | Non-Residential¦50¦41878¦Per Ton¦16 | 3.5977 | 2.1759 | 0.92184 | 84.9576 | 1.2807 | 347 | 3.7214 | 2.3302 | 0.93556 | 85.188 | 1.5473 | 348 | 15 | 18 | 1.1615 | 1.0707 | 3327 | -0.013722 | 0.13514 | 0.068753 | 0.082946 | 0.079855 | 0.10774 | 0.11514 | -0.15179 | -0.070219 | -0.013722 | 0.042775 | 0.12435 | -0.012419 | 0.074758 | 0.13514 | 0.19552 | 0.28269
Residential | All | 2014-08-27 | Per Device | 16 | Residential¦All¦41878¦Per Device¦16 | 3.6108 | 1.156 | 1.505 | 86.8263 | 1.515 | 623 | 3.5682 | 1.1525 | 1.0996 | 86.7216 | 1.0313 | 644 | 15 | 18 | 0.87481 | 1.3166 | 22395 | 0.40538 | 0.21696 | 0.060698 | 0.040639 | 0.053099 | 0.073047 | 0.066866 | 0.31176 | 0.36707 | 0.40538 | 0.44368 | 0.49899 | 0.13127 | 0.1819 | 0.21696 | 0.25203 | 0.30266
Residential | All | 2014-08-27 | Per Ton | 16 | Residential¦All¦41878¦Per Ton¦16 | 3.6108 | 1.156 | 0.42154 | 86.8263 | 0.42436 | 623 | 3.5682 | 1.1525 | 0.308 | 86.7216 | 0.28887 | 644 | 15 | 18 | 0.87481 | 0.36877 | 22395 | 0.11355 | 0.060772 | 0.017002 | 0.011383 | 0.014873 | 0.02046 | 0.018729 | 0.087325 | 0.10282 | 0.11355 | 0.12428 | 0.13977 | 0.036769 | 0.05095 | 0.060772 | 0.070593 | 0.084774
Residential | 50 | 2014-08-27 | Per Device | 16 | Residential¦50¦41878¦Per Device¦16 | 3.5885 | 1.139 | 1.7778 | 87.4588 | 1.6679 | 317 | 3.4321 | 1.1301 | 1.3655 | 87.1013 | 1.1459 | 316 | 15 | 18 | 0.82594 | 1.4684 | 11772 | 0.41231 | 0.10286 | 0.093678 | 0.064462 | 0.077372 | 0.11371 | 0.10071 | 0.26658 | 0.35268 | 0.41231 | 0.47194 | 0.55804 | -0.026197 | 0.050053 | 0.10286 | 0.15567 | 0.23192
Residential | 50 | 2014-08-27 | Per Ton | 16 | Residential¦50¦41878¦Per Ton¦16 | 3.5885 | 1.139 | 0.50596 | 87.4588 | 0.47467 | 317 | 3.4321 | 1.1301 | 0.38862 | 87.1013 | 0.32611 | 316 | 15 | 18 | 0.82594 | 0.4179 | 11772 | 0.11734 | 0.029274 | 0.02666 | 0.018345 | 0.02202 | 0.032362 | 0.02866 | 0.075867 | 0.10037 | 0.11734 | 0.13431 | 0.15881 | -0.0074554 | 0.014245 | 0.029274 | 0.044304 | 0.066004
Residential | 100 | 2014-08-27 | Per Device | 16 | Residential¦100¦41878¦Per Device¦16 | 3.6363 | 1.1754 | 1.2111 | 86.1039 | 1.2981 | 306 | 3.7132 | 1.1763 | 0.83021 | 86.3173 | 0.8449 | 328 | 15 | 18 | 0.95104 | 1.1518 | 10623 | 0.38085 | 0.32155 | 0.074207 | 0.046652 | 0.070574 | 0.087653 | 0.084599 | 0.26851 | 0.33488 | 0.38085 | 0.42681 | 0.49318 | 0.21313 | 0.27719 | 0.32155 | 0.36592 | 0.42997
Residential | 100 | 2014-08-27 | Per Ton | 16 | Residential¦100¦41878¦Per Ton¦16 | 3.6363 | 1.1754 | 0.33369 | 86.1039 | 0.35767 | 306 | 3.7132 | 1.1763 | 0.22875 | 86.3173 | 0.2328 | 328 | 15 | 18 | 0.95104 | 0.31735 | 10623 | 0.10494 | 0.088599 | 0.020447 | 0.012854 | 0.019446 | 0.024152 | 0.02331 | 0.073986 | 0.092272 | 0.10494 | 0.1176 | 0.13589 | 0.058726 | 0.076375 | 0.088599 | 0.10082 | 0.11847
All | All | 2014-08-27 | Per Device | 17 | All¦All¦41878¦Per Device¦17 | 3.6201 | 1.363 | 2.2134 | 85.0784 | 4.6487 | 1323 | 3.5927 | 1.3696 | 1.8535 | 84.9859 | 4.6967 | 1348 | 15 | 18 | 0.98291 | 2.1755 | 27058 | 0.35986 | 0.32203 | 0.12781 | 0.12792 | 0.12562 | 0.18083 | 0.17929 | 0.12812 | 0.26504 | 0.35986 | 0.45469 | 0.5916 | 0.092262 | 0.22801 | 0.32203 | 0.41605 | 0.5518
All | All | 2014-08-27 | Per Ton | 17 | All¦All¦41878¦Per Ton¦17 | 3.6201 | 1.363 | 0.60458 | 85.0784 | 1.2698 | 1323 | 3.5927 | 1.3696 | 0.50628 | 84.9859 | 1.2829 | 1348 | 15 | 18 | 0.98291 | 0.59424 | 27058 | 0.098296 | 0.087962 | 0.03491 | 0.034942 | 0.034313 | 0.049393 | 0.048973 | 0.034997 | 0.072395 | 0.098296 | 0.1242 | 0.1616 | 0.025201 | 0.062281 | 0.087962 | 0.11364 | 0.15072
Non-Residential | All | 2014-08-27 | Per Device | 17 | Non-Residential¦All¦41878¦Per Device¦17 | 3.6624 | 2.3074 | 3.5396 | 83.7463 | 5.7183 | 700 | 3.7073 | 2.3874 | 3.5103 | 83.9361 | 5.9236 | 704 | 15 | 18 | 1.0921 | 3.8655 | 4663 | 0.029233 | 0.35519 | 0.21613 | 0.22325 | 0.23603 | 0.31073 | 0.32489 | -0.36899 | -0.13372 | 0.029233 | 0.19218 | 0.42745 | -0.061179 | 0.18481 | 0.35519 | 0.52556 | 0.77155
Non-Residential | All | 2014-08-27 | Per Ton | 17 | Non-Residential¦All¦41878¦Per Ton¦17 | 3.6624 | 2.3074 | 0.9121 | 83.7463 | 1.4735 | 700 | 3.7073 | 2.3874 | 0.90457 | 83.9361 | 1.5264 | 704 | 15 | 18 | 1.0921 | 0.99609 | 4663 | 0.0075329 | 0.091527 | 0.055694 | 0.05753 | 0.060823 | 0.080072 | 0.083721 | -0.095084 | -0.034457 | 0.0075329 | 0.049523 | 0.11015 | -0.015765 | 0.047624 | 0.091527 | 0.13543 | 0.19882
Non-Residential | 30 | 2014-08-27 | Per Device | 17 | Non-Residential¦30¦41878¦Per Device¦17 | 3.8149 | 2.6182 | 3.9107 | 84.3381 | 6.7467 | 353 | 3.6744 | 2.5214 | 3.6127 | 84.4921 | 5.7295 | 356 | 15 | 18 | 0.97894 | 3.8283 | 1336 | 0.29803 | 0.21565 | 0.35909 | 0.30366 | 0.35153 | 0.47027 | 0.46452 | -0.30465 | 0.051416 | 0.29803 | 0.54464 | 0.90071 | -0.37966 | -0.027942 | 0.21565 | 0.45925 | 0.81097
Non-Residential | 30 | 2014-08-27 | Per Ton | 17 | Non-Residential¦30¦41878¦Per Ton¦17 | 3.8149 | 2.6182 | 1.0065 | 84.3381 | 1.7364 | 353 | 3.6744 | 2.5214 | 0.92979 | 84.4921 | 1.4746 | 356 | 15 | 18 | 0.97894 | 0.98529 | 1336 | 0.076703 | 0.055503 | 0.092419 | 0.078153 | 0.090472 | 0.12103 | 0.11955 | -0.078408 | 0.013233 | 0.076703 | 0.14017 | 0.23181 | -0.097712 | -0.0071914 | 0.055503 | 0.1182 | 0.20872
Non-Residential | 50 | 2014-08-27 | Per Device | 17 | Non-Residential¦50¦41878¦Per Device¦17 | 3.5977 | 2.1759 | 3.3367 | 83.4959 | 4.8426 | 347 | 3.7214 | 2.3302 | 3.4438 | 83.6991 | 5.9621 | 348 | 15 | 18 | 1.1615 | 3.8755 | 3327 | -0.10704 | 0.43177 | 0.25996 | 0.3196 | 0.30194 | 0.41198 | 0.43967 | -0.63501 | -0.32309 | -0.10704 | 0.109 | 0.42093 | -0.13169 | 0.20121 | 0.43177 | 0.66234 | 0.99524
Non-Residential | 50 | 2014-08-27 | Per Ton | 17 | Non-Residential¦50¦41878¦Per Ton¦17 | 3.5977 | 2.1759 | 0.86035 | 83.4959 | 1.2486 | 347 | 3.7214 | 2.3302 | 0.88795 | 83.6991 | 1.5373 | 348 | 15 | 18 | 1.1615 | 0.99928 | 3327 | -0.027601 | 0.11133 | 0.06703 | 0.082407 | 0.077854 | 0.10623 | 0.11337 | -0.16373 | -0.083305 | -0.027601 | 0.028104 | 0.10853 | -0.033956 | 0.05188 | 0.11133 | 0.17078 | 0.25662
Residential | All | 2014-08-27 | Per Device | 17 | Residential¦All¦41878¦Per Device¦17 | 3.6108 | 1.156 | 1.6161 | 85.3704 | 1.5903 | 623 | 3.5682 | 1.1525 | 1.1436 | 85.2099 | 1.0679 | 644 | 15 | 18 | 0.87481 | 1.4138 | 22395 | 0.47243 | 0.27011 | 0.063713 | 0.042081 | 0.055736 | 0.076355 | 0.069838 | 0.37458 | 0.43239 | 0.47243 | 0.51248 | 0.57029 | 0.18061 | 0.23349 | 0.27011 | 0.30673 | 0.35961
Residential | All | 2014-08-27 | Per Ton | 17 | Residential¦All¦41878¦Per Ton¦17 | 3.6108 | 1.156 | 0.45267 | 85.3704 | 0.44544 | 623 | 3.5682 | 1.1525 | 0.32034 | 85.2099 | 0.29912 | 644 | 15 | 18 | 0.87481 | 0.396 | 22395 | 0.13233 | 0.075659 | 0.017846 | 0.011787 | 0.015612 | 0.021387 | 0.019562 | 0.10492 | 0.12111 | 0.13233 | 0.14355 | 0.15974 | 0.050589 | 0.0654 | 0.075659 | 0.085917 | 0.10073
Residential | 50 | 2014-08-27 | Per Device | 17 | Residential¦50¦41878¦Per Device¦17 | 3.5885 | 1.139 | 1.8584 | 85.9864 | 1.7187 | 317 | 3.4321 | 1.1301 | 1.4439 | 85.5933 | 1.1916 | 316 | 15 | 18 | 0.82594 | 1.5349 | 11772 | 0.41449 | 0.091025 | 0.096533 | 0.067035 | 0.079731 | 0.11753 | 0.10417 | 0.26387 | 0.35286 | 0.41449 | 0.47612 | 0.56511 | -0.04247 | 0.0364 | 0.091025 | 0.14565 | 0.22452
Residential | 50 | 2014-08-27 | Per Ton | 17 | Residential¦50¦41878¦Per Ton¦17 | 3.5885 | 1.139 | 0.52888 | 85.9864 | 0.48914 | 317 | 3.4321 | 1.1301 | 0.41092 | 85.5933 | 0.33913 | 316 | 15 | 18 | 0.82594 | 0.43683 | 11772 | 0.11796 | 0.025905 | 0.027473 | 0.019078 | 0.022691 | 0.033447 | 0.029645 | 0.075097 | 0.10042 | 0.11796 | 0.1355 | 0.16083 | -0.012087 | 0.010359 | 0.025905 | 0.041451 | 0.063897
Residential | 100 | 2014-08-27 | Per Device | 17 | Residential¦100¦41878¦Per Device¦17 | 3.6363 | 1.1754 | 1.3554 | 84.6668 | 1.4193 | 306 | 3.7132 | 1.1763 | 0.83964 | 84.8016 | 0.85363 | 328 | 15 | 18 | 0.95104 | 1.289 | 10623 | 0.51572 | 0.44936 | 0.081136 | 0.047134 | 0.077164 | 0.093834 | 0.090421 | 0.39546 | 0.46651 | 0.51572 | 0.56492 | 0.63597 | 0.33348 | 0.40194 | 0.44936 | 0.49677 | 0.56523
Residential | 100 | 2014-08-27 | Per Ton | 17 | Residential¦100¦41878¦Per Ton¦17 | 3.6363 | 1.1754 | 0.37345 | 84.6668 | 0.39107 | 306 | 3.7132 | 1.1763 | 0.23135 | 84.8016 | 0.23521 | 328 | 15 | 18 | 0.95104 | 0.35516 | 10623 | 0.1421 | 0.12381 | 0.022356 | 0.012987 | 0.021261 | 0.025855 | 0.024914 | 0.10896 | 0.12854 | 0.1421 | 0.15566 | 0.17523 | 0.091885 | 0.11075 | 0.12381 | 0.13688 | 0.15574
All | All | 2014-08-27 | Per Device | 18 | All¦All¦41878¦Per Device¦18 | 3.6201 | 1.363 | 2.104 | 81.941 | 4.2628 | 1323 | 3.5927 | 1.3696 | 1.8021 | 81.7766 | 4.6045 | 1348 | 15 | 18 | 0.98291 | 2.068 | 27058 | 0.30183 | 0.26587 | 0.1172 | 0.12541 | 0.11519 | 0.17165 | 0.17029 | 0.081854 | 0.21182 | 0.30183 | 0.39184 | 0.52181 | 0.047636 | 0.17657 | 0.26587 | 0.35517 | 0.4841
All | All | 2014-08-27 | Per Ton | 18 | All¦All¦41878¦Per Ton¦18 | 3.6201 | 1.363 | 0.5747 | 81.941 | 1.1644 | 1323 | 3.5927 | 1.3696 | 0.49225 | 81.7766 | 1.2577 | 1348 | 15 | 18 | 0.98291 | 0.56488 | 27058 | 0.082445 | 0.072622 | 0.032012 | 0.034256 | 0.031465 | 0.046886 | 0.046514 | 0.022358 | 0.057858 | 0.082445 | 0.10703 | 0.14253 | 0.013012 | 0.04823 | 0.072622 | 0.097013 | 0.13223
Non-Residential | All | 2014-08-27 | Per Device | 18 | Non-Residential¦All¦41878¦Per Device¦18 | 3.6624 | 2.3074 | 3.1055 | 81.2242 | 5.2825 | 700 | 3.7073 | 2.3874 | 3.1734 | 81.3153 | 5.9172 | 704 | 15 | 18 | 1.0921 | 3.3915 | 4663 | -0.067919 | 0.21806 | 0.19966 | 0.22301 | 0.21804 | 0.29933 | 0.31189 | -0.45152 | -0.22489 | -0.067919 | 0.089049 | 0.31569 | -0.18164 | 0.054508 | 0.21806 | 0.38162 | 0.61777
Non-Residential | All | 2014-08-27 | Per Ton | 18 | Non-Residential¦All¦41878¦Per Ton¦18 | 3.6624 | 2.3074 | 0.80025 | 81.2242 | 1.3612 | 700 | 3.7073 | 2.3874 | 0.81776 | 81.3153 | 1.5248 | 704 | 15 | 18 | 1.0921 | 0.87395 | 4663 | -0.017502 | 0.056192 | 0.051449 | 0.057467 | 0.056187 | 0.077133 | 0.080371 | -0.11635 | -0.057951 | -0.017502 | 0.022947 | 0.081348 | -0.046807 | 0.014046 | 0.056192 | 0.098339 | 0.15919
Non-Residential | 30 | 2014-08-27 | Per Device | 18 | Non-Residential¦30¦41878¦Per Device¦18 | 3.8149 | 2.6182 | 3.4591 | 81.4627 | 6.2696 | 353 | 3.6744 | 2.5214 | 3.2613 | 81.6496 | 5.7498 | 356 | 15 | 18 | 0.97894 | 3.3862 | 1336 | 0.19775 | 0.12489 | 0.3337 | 0.30474 | 0.32667 | 0.45191 | 0.44674 | -0.38139 | -0.039232 | 0.19775 | 0.43473 | 0.77689 | -0.44764 | -0.10938 | 0.12489 | 0.35916 | 0.69741
Non-Residential | 30 | 2014-08-27 | Per Ton | 18 | Non-Residential¦30¦41878¦Per Ton¦18 | 3.8149 | 2.6182 | 0.89025 | 81.4627 | 1.6136 | 353 | 3.6744 | 2.5214 | 0.83936 | 81.6496 | 1.4798 | 356 | 15 | 18 | 0.97894 | 0.8715 | 1336 | 0.050895 | 0.032143 | 0.085884 | 0.07843 | 0.084075 | 0.11631 | 0.11498 | -0.098159 | -0.010097 | 0.050895 | 0.11189 | 0.19995 | -0.11521 | -0.028152 | 0.032143 | 0.092437 | 0.17949
Non-Residential | 50 | 2014-08-27 | Per Device | 18 | Non-Residential¦50¦41878¦Per Device¦18 | 3.5977 | 2.1759 | 2.9132 | 81.1233 | 4.4424 | 347 | 3.7214 | 2.3302 | 3.1157 | 81.1727 | 5.9439 | 348 | 15 | 18 | 1.1615 | 3.3836 | 3327 | -0.20249 | 0.26793 | 0.23848 | 0.31863 | 0.27699 | 0.39799 | 0.42219 | -0.71254 | -0.4112 | -0.20249 | 0.006213 | 0.30755 | -0.27313 | 0.046535 | 0.26793 | 0.48933 | 0.80899
Non-Residential | 50 | 2014-08-27 | Per Ton | 18 | Non-Residential¦50¦41878¦Per Ton¦18 | 3.5977 | 2.1759 | 0.75115 | 81.1233 | 1.1454 | 347 | 3.7214 | 2.3302 | 0.80336 | 81.1727 | 1.5326 | 348 | 15 | 18 | 1.1615 | 0.87245 | 3327 | -0.052211 | 0.069085 | 0.061491 | 0.082156 | 0.07142 | 0.10262 | 0.10886 | -0.18372 | -0.10602 | -0.052211 | 0.001602 | 0.0793 | -0.070424 | 0.011999 | 0.069085 | 0.12617 | 0.20859
Residential | All | 2014-08-27 | Per Device | 18 | Residential¦All¦41878¦Per Device¦18 | 3.6108 | 1.156 | 1.649 | 82.0981 | 1.592 | 623 | 3.5682 | 1.1525 | 1.2135 | 81.875 | 1.0958 | 644 | 15 | 18 | 0.87481 | 1.4426 | 22395 | 0.43553 | 0.22908 | 0.06378 | 0.043179 | 0.055795 | 0.077022 | 0.070552 | 0.33682 | 0.39514 | 0.43553 | 0.47592 | 0.53423 | 0.13866 | 0.19208 | 0.22908 | 0.26607 | 0.31949
Residential | All | 2014-08-27 | Per Ton | 18 | Residential¦All¦41878¦Per Ton¦18 | 3.6108 | 1.156 | 0.4619 | 82.0981 | 0.44591 | 623 | 3.5682 | 1.1525 | 0.3399 | 81.875 | 0.30692 | 644 | 15 | 18 | 0.87481 | 0.40407 | 22395 | 0.12199 | 0.064165 | 0.017865 | 0.012094 | 0.015628 | 0.021574 | 0.019762 | 0.094343 | 0.11068 | 0.12199 | 0.1333 | 0.14964 | 0.038839 | 0.053802 | 0.064165 | 0.074528 | 0.08949
Residential | 50 | 2014-08-27 | Per Device | 18 | Residential¦50¦41878¦Per Device¦18 | 3.5885 | 1.139 | 1.9333 | 82.5365 | 1.7461 | 317 | 3.4321 | 1.1301 | 1.5358 | 82.1367 | 1.2167 | 316 | 15 | 18 | 0.82594 | 1.5968 | 11772 | 0.3975 | 0.060987 | 0.098071 | 0.068445 | 0.081001 | 0.11959 | 0.10605 | 0.24423 | 0.33478 | 0.3975 | 0.46021 | 0.55077 | -0.074917 | 0.0053765 | 0.060987 | 0.1166 | 0.19689
Residential | 50 | 2014-08-27 | Per Ton | 18 | Residential¦50¦41878¦Per Ton¦18 | 3.5885 | 1.139 | 0.55022 | 82.5365 | 0.49693 | 317 | 3.4321 | 1.1301 | 0.43709 | 82.1367 | 0.34627 | 316 | 15 | 18 | 0.82594 | 0.45445 | 11772 | 0.11313 | 0.017357 | 0.02791 | 0.019479 | 0.023052 | 0.034036 | 0.03018 | 0.069507 | 0.095278 | 0.11313 | 0.13097 | 0.15674 | -0.021321 | 0.0015301 | 0.017357 | 0.033183 | 0.056034
Residential | 100 | 2014-08-27 | Per Device | 18 | Residential¦100¦41878¦Per Device¦18 | 3.6363 | 1.1754 | 1.3429 | 81.5974 | 1.3741 | 306 | 3.7132 | 1.1763 | 0.88714 | 81.5964 | 0.87544 | 328 | 15 | 18 | 0.95104 | 1.2771 | 10623 | 0.45574 | 0.38999 | 0.078555 | 0.048338 | 0.074709 | 0.092236 | 0.088983 | 0.33754 | 0.40737 | 0.45574 | 0.50411 | 0.57395 | 0.27596 | 0.34333 | 0.38999 | 0.43666 | 0.50403
Residential | 100 | 2014-08-27 | Per Ton | 18 | Residential¦100¦41878¦Per Ton¦18 | 3.6363 | 1.1754 | 0.37001 | 81.5974 | 0.37863 | 306 | 3.7132 | 1.1763 | 0.24444 | 81.5964 | 0.24122 | 328 | 15 | 18 | 0.95104 | 0.3519 | 10623 | 0.12557 | 0.10746 | 0.021645 | 0.013319 | 0.020585 | 0.025414 | 0.024518 | 0.093004 | 0.11225 | 0.12557 | 0.1389 | 0.15814 | 0.076037 | 0.094601 | 0.10746 | 0.12032 | 0.13888
All | All | 2014-08-27 | Per Device | 19 | All¦All¦41878¦Per Device¦19 | 3.6201 | 1.363 | 1.9774 | 78.8124 | 3.8549 | 1323 | 3.5927 | 1.3696 | 2.172 | 78.5634 | 4.7013 | 1348 | 15 | 18 | 0.98291 | 1.9436 | 27058 | -0.19458 | -0.22838 | 0.10598 | 0.12805 | 0.10417 | 0.16622 | 0.16507 | -0.4076 | -0.28175 | -0.19458 | -0.10742 | 0.018434 | -0.43993 | -0.31494 | -0.22838 | -0.14182 | -0.016838
All | All | 2014-08-27 | Per Ton | 19 | All¦All¦41878¦Per Ton¦19 | 3.6201 | 1.363 | 0.54013 | 78.8124 | 1.053 | 1323 | 3.5927 | 1.3696 | 0.59328 | 78.5634 | 1.2842 | 1348 | 15 | 18 | 0.98291 | 0.5309 | 27058 | -0.05315 | -0.062383 | 0.028949 | 0.034977 | 0.028454 | 0.045402 | 0.045088 | -0.11134 | -0.076959 | -0.05315 | -0.029341 | 0.0050354 | -0.12017 | -0.086027 | -0.062383 | -0.038738 | -0.0045992
Non-Residential | All | 2014-08-27 | Per Device | 19 | Non-Residential¦All¦41878¦Per Device¦19 | 3.6624 | 2.3074 | 2.6959 | 78.779 | 4.7981 | 700 | 3.7073 | 2.3874 | 3.0703 | 78.7255 | 6.0562 | 704 | 15 | 18 | 1.0921 | 2.9441 | 4663 | -0.37443 | -0.12617 | 0.18135 | 0.22825 | 0.19805 | 0.29153 | 0.3022 | -0.74803 | -0.5273 | -0.37443 | -0.22155 | -0.0008203 | -0.51345 | -0.28464 | -0.12617 | 0.032306 | 0.26111
Non-Residential | All | 2014-08-27 | Per Ton | 19 | Non-Residential¦All¦41878¦Per Ton¦19 | 3.6624 | 2.3074 | 0.69469 | 78.779 | 1.2364 | 700 | 3.7073 | 2.3874 | 0.79117 | 78.7255 | 1.5606 | 704 | 15 | 18 | 1.0921 | 0.75866 | 4663 | -0.096485 | -0.032512 | 0.046732 | 0.058817 | 0.051036 | 0.075122 | 0.077872 | -0.19276 | -0.13588 | -0.096485 | -0.05709 | -0.0002114 | -0.13231 | -0.073348 | -0.032512 | 0.0083247 | 0.067286
Non-Residential | 30 | 2014-08-27 | Per Device | 19 | Non-Residential¦30¦41878¦Per Device¦19 | 3.8149 | 2.6182 | 2.996 | 78.5609 | 5.7612 | 353 | 3.6744 | 2.5214 | 3.0698 | 78.7954 | 5.6261 | 356 | 15 | 18 | 0.97894 | 2.9329 | 1336 | -0.073802 | -0.13691 | 0.30664 | 0.29818 | 0.30018 | 0.42771 | 0.42311 | -0.62194 | -0.29809 | -0.073802 | 0.15049 | 0.47434 | -0.67914 | -0.35879 | -0.13691 | 0.084969 | 0.40532
Non-Residential | 30 | 2014-08-27 | Per Ton | 19 | Non-Residential¦30¦41878¦Per Ton¦19 | 3.8149 | 2.6182 | 0.77109 | 78.5609 | 1.4827 | 353 | 3.6744 | 2.5214 | 0.79008 | 78.7954 | 1.448 | 356 | 15 | 18 | 0.97894 | 0.75485 | 1336 | -0.018994 | -0.035236 | 0.078919 | 0.076743 | 0.077257 | 0.11008 | 0.10889 | -0.16007 | -0.07672 | -0.018994 | 0.038732 | 0.12208 | -0.17479 | -0.09234 | -0.035236 | 0.021868 | 0.10432
Non-Residential | 50 | 2014-08-27 | Per Device | 19 | Non-Residential¦50¦41878¦Per Device¦19 | 3.5977 | 2.1759 | 2.5324 | 78.8712 | 3.9811 | 347 | 3.7214 | 2.3302 | 3.0587 | 78.6957 | 6.2436 | 348 | 15 | 18 | 1.1615 | 2.9413 | 3327 | -0.52638 | -0.11746 | 0.21372 | 0.33469 | 0.24823 | 0.3971 | 0.41669 | -1.0353 | -0.73462 | -0.52638 | -0.31814 | -0.017473 | -0.65147 | -0.33597 | -0.11746 | 0.10106 | 0.41656
Non-Residential | 50 | 2014-08-27 | Per Ton | 19 | Non-Residential¦50¦41878¦Per Ton¦19 | 3.5977 | 2.1759 | 0.65295 | 78.8712 | 1.0265 | 347 | 3.7214 | 2.3302 | 0.78868 | 78.6957 | 1.6099 | 348 | 15 | 18 | 1.1615 | 0.75839 | 3327 | -0.13572 | -0.030285 | 0.055105 | 0.086297 | 0.064004 | 0.10239 | 0.10744 | -0.26694 | -0.18942 | -0.13572 | -0.082031 | -0.0045053 | -0.16798 | -0.086628 | -0.030285 | 0.026058 | 0.10741
Residential | All | 2014-08-27 | Per Device | 19 | Residential¦All¦41878¦Per Device¦19 | 3.6108 | 1.156 | 1.6469 | 78.8197 | 1.5584 | 623 | 1900-01-02 13:38 | 1899-12-31 03:40 | 1.7823 | 78.5288 | 1.606 | 644 | 15 | 18 | 0.87481 | 1.4407 | 22395 | -0.13539 | -0.34157 | 0.062436 | 0.063286 | 0.054619 | 0.088901 | 0.083596 | -0.24932 | -0.18201 | -0.13539 | -0.088771 | -0.02146 | -0.4487 | -0.38541 | -0.34157 | -0.29773 | -0.23444
Residential | All | 2014-08-27 | Per Ton | 19 | Residential¦All¦41878¦Per Ton¦19 | 3.6108 | 1.156 | 0.46129 | 78.8197 | 0.43651 | 623 | 1900-01-02 13:38 | 1899-12-31 03:40 | 0.49921 | 78.5288 | 0.44985 | 644 | 15 | 18 | 0.87481 | 0.40354 | 22395 | -0.037923 | -0.095674 | 0.017488 | 0.017726 | 0.015299 | 0.024901 | 0.023415 | -0.069835 | -0.050981 | -0.037923 | -0.024865 | -0.0060109 | -0.12568 | -0.10795 | -0.095674 | -0.083395 | -0.065666
Residential | 50 | 2014-08-27 | Per Device | 19 | Residential¦50¦41878¦Per Device¦19 | 3.5885 | 1.139 | 1.9181 | 79.0899 | 1.687 | 317 | 1900-01-02 10:22 | 1899-12-31 03:07 | 2.0678 | 78.695 | 1.6507 | 316 | 15 | 18 | 0.82594 | 1.5842 | 11772 | -0.14969 | -0.48355 | 0.094751 | 0.092861 | 0.078259 | 0.13267 | 0.12144 | -0.31971 | -0.21926 | -0.14969 | -0.080115 | 0.020335 | -0.63918 | -0.54723 | -0.48355 | -0.41986 | -0.32792
Residential | 50 | 2014-08-27 | Per Ton | 19 | Residential¦50¦41878¦Per Ton¦19 | 3.5885 | 1.139 | 0.54588 | 79.0899 | 0.48011 | 317 | 1900-01-02 10:22 | 1899-12-31 03:07 | 0.58848 | 78.695 | 0.46979 | 316 | 15 | 18 | 0.82594 | 0.45087 | 11772 | -0.0426 | -0.13761 | 0.026965 | 0.026428 | 0.022272 | 0.037756 | 0.034561 | -0.090987 | -0.062399 | -0.0426 | -0.0228 | 0.0057871 | -0.18191 | -0.15574 | -0.13761 | -0.11949 | -0.093323
Residential | 100 | 2014-08-27 | Per Device | 19 | Residential¦100¦41878¦Per Device¦19 | 3.6363 | 1.1754 | 1.3549 | 78.511 | 1.3767 | 306 | 1900-01-02 17:07 | 1899-12-31 04:14 | 1.4924 | 78.3518 | 1.5253 | 328 | 15 | 18 | 0.95104 | 1.2885 | 10623 | -0.13752 | -0.20386 | 0.078699 | 0.08422 | 0.074846 | 0.11527 | 0.11267 | -0.28525 | -0.19797 | -0.13752 | -0.077078 | 0.010197 | -0.34825 | -0.26295 | -0.20386 | -0.14478 | -0.059466
Residential | 100 | 2014-08-27 | Per Ton | 19 | Residential¦100¦41878¦Per Ton¦19 | 3.6363 | 1.1754 | 0.37332 | 78.511 | 0.37933 | 306 | 1900-01-02 17:07 | 1899-12-31 04:14 | 0.41121 | 78.3518 | 0.42027 | 328 | 15 | 18 | 0.95104 | 0.35504 | 10623 | -0.037893 | -0.056171 | 0.021685 | 0.023206 | 0.020623 | 0.03176 | 0.031045 | -0.078596 | -0.054548 | -0.037893 | -0.021238 | 0.0028095 | -0.095957 | -0.072451 | -0.056171 | -0.039891 | -0.016385
All | All | 2014-08-27 | Per Device | 20 | All¦All¦41878¦Per Device¦20 | 3.6201 | 1.363 | 1.8147 | 78.4966 | 3.6567 | 1323 | 1900-01-02 14:13 | 1899-12-31 08:52 | 2.0026 | 78.3405 | 4.5921 | 1348 | 15 | 18 | 0.98291 | 1.7837 | 27058 | -0.18788 | -0.2189 | 0.10053 | 0.12507 | 0.098813 | 0.16047 | 0.1594 | -0.39353 | -0.27203 | -0.18788 | -0.10373 | 0.017764 | -0.42318 | -0.30249 | -0.2189 | -0.13531 | -0.014627
All | All | 2014-08-27 | Per Ton | 20 | All¦All¦41878¦Per Ton¦20 | 3.6201 | 1.363 | 0.49568 | 78.4966 | 0.99881 | 1323 | 1900-01-02 14:13 | 1899-12-31 08:52 | 0.547 | 78.3405 | 1.2543 | 1348 | 15 | 18 | 0.98291 | 0.48721 | 27058 | -0.05132 | -0.059793 | 0.02746 | 0.034163 | 0.026991 | 0.043832 | 0.043539 | -0.10749 | -0.074305 | -0.05132 | -0.028335 | 0.0048523 | -0.11559 | -0.082625 | -0.059793 | -0.036961 | -0.0039952
Non-Residential | All | 2014-08-27 | Per Device | 20 | Non-Residential¦All¦41878¦Per Device¦20 | 3.6624 | 2.3074 | 2.4889 | 78.3156 | 4.5957 | 700 | 1900-01-02 16:59 | 1900-01-01 09:18 | 2.8729 | 78.2817 | 5.9827 | 704 | 15 | 18 | 1.0921 | 2.7181 | 4663 | -0.38402 | -0.15483 | 0.1737 | 0.22548 | 0.1897 | 0.28463 | 0.29467 | -0.74879 | -0.53329 | -0.38402 | -0.23476 | -0.019255 | -0.53245 | -0.30935 | -0.15483 | -0.0003033 | 0.2228
Non-Residential | All | 2014-08-27 | Per Ton | 20 | Non-Residential¦All¦41878¦Per Ton¦20 | 3.6624 | 2.3074 | 0.64136 | 78.3156 | 1.1843 | 700 | 1900-01-02 16:59 | 1900-01-01 09:18 | 0.74031 | 78.2817 | 1.5417 | 704 | 15 | 18 | 1.0921 | 0.70042 | 4663 | -0.098958 | -0.039897 | 0.044761 | 0.058104 | 0.048883 | 0.073346 | 0.075931 | -0.19295 | -0.13742 | -0.098958 | -0.060496 | -0.0049619 | -0.13721 | -0.079715 | -0.039897 | -7.82e-05 | 0.057413
Non-Residential | 30 | 2014-08-27 | Per Device | 20 | Non-Residential¦30¦41878¦Per Device¦20 | 3.8149 | 2.6182 | 2.7898 | 78.2714 | 5.3753 | 353 | 1900-01-02 16:11 | 1900-01-01 12:31 | 2.7821 | 78.399 | 5.2176 | 356 | 15 | 18 | 0.97894 | 2.731 | 1336 | 0.0077412 | -0.051022 | 0.2861 | 0.27653 | 0.28007 | 0.3979 | 0.39359 | -0.50219 | -0.20092 | 0.0077412 | 0.2164 | 0.51767 | -0.55542 | -0.25742 | -0.051022 | 0.15538 | 0.45338
Non-Residential | 30 | 2014-08-27 | Per Ton | 20 | Non-Residential¦30¦41878¦Per Ton¦20 | 3.8149 | 2.6182 | 0.71801 | 78.2714 | 1.3834 | 353 | 1900-01-02 16:11 | 1900-01-01 12:31 | 0.71602 | 78.399 | 1.3428 | 356 | 15 | 18 | 0.97894 | 0.70289 | 1336 | 0.0019923 | -0.013132 | 0.073633 | 0.07117 | 0.072082 | 0.10241 | 0.1013 | -0.12925 | -0.05171 | 0.0019923 | 0.055694 | 0.13323 | -0.14295 | -0.066252 | -0.013132 | 0.039989 | 0.11669
Non-Residential | 50 | 2014-08-27 | Per Device | 20 | Non-Residential¦50¦41878¦Per Device¦20 | 3.5977 | 2.1759 | 2.3257 | 78.3344 | 3.9387 | 347 | 1900-01-02 17:19 | 1900-01-01 07:56 | 2.909 | 78.2316 | 6.3579 | 348 | 15 | 18 | 1.1615 | 2.7013 | 3327 | -0.58333 | -0.20778 | 0.21144 | 0.34082 | 0.24558 | 0.40108 | 0.42008 | -1.0973 | -0.79366 | -0.58333 | -0.37301 | -0.069329 | -0.74614 | -0.42807 | -0.20778 | 0.012513 | 0.33058
Non-Residential | 50 | 2014-08-27 | Per Ton | 20 | Non-Residential¦50¦41878¦Per Ton¦20 | 3.5977 | 2.1759 | 0.59967 | 78.3344 | 1.0156 | 347 | 1900-01-02 17:19 | 1900-01-01 07:56 | 0.75008 | 78.2316 | 1.6393 | 348 | 15 | 18 | 1.1615 | 0.6965 | 3327 | -0.15041 | -0.053574 | 0.054519 | 0.087878 | 0.063322 | 0.10342 | 0.10832 | -0.28294 | -0.20464 | -0.15041 | -0.096178 | -0.017876 | -0.19239 | -0.11038 | -0.053574 | 0.0032264 | 0.085238
Residential | All | 2014-08-27 | Per Device | 20 | Residential¦All¦41878¦Per Device¦20 | 3.6108 | 1.156 | 1.5049 | 78.5362 | 1.3903 | 623 | 1900-01-02 13:38 | 1899-12-31 03:40 | 1.6254 | 78.353 | 1.4084 | 644 | 15 | 18 | 0.87481 | 1.3165 | 22395 | -0.12052 | -0.30892 | 0.055703 | 0.055499 | 0.048729 | 0.078632 | 0.073856 | -0.22129 | -0.16175 | -0.12052 | -0.079283 | -0.019747 | -0.40357 | -0.34765 | -0.30892 | -0.27019 | -0.21427
Residential | All | 2014-08-27 | Per Ton | 20 | Residential¦All¦41878¦Per Ton¦20 | 3.6108 | 1.156 | 0.42152 | 78.5362 | 0.38944 | 623 | 1900-01-02 13:38 | 1899-12-31 03:40 | 0.45528 | 78.353 | 0.3945 | 644 | 15 | 18 | 0.87481 | 0.36875 | 22395 | -0.033757 | -0.086529 | 0.015602 | 0.015545 | 0.013649 | 0.022025 | 0.020687 | -0.061983 | -0.045307 | -0.033757 | -0.022207 | -0.005531 | -0.11304 | -0.097378 | -0.086529 | -0.075681 | -0.060018
Residential | 50 | 2014-08-27 | Per Device | 20 | Residential¦50¦41878¦Per Device¦20 | 3.5885 | 1.139 | 1.722 | 78.801 | 1.533 | 317 | 1900-01-02 10:22 | 1899-12-31 03:07 | 1.8422 | 78.5532 | 1.4426 | 316 | 15 | 18 | 0.82594 | 1.4223 | 11772 | -0.12017 | -0.41991 | 0.086102 | 0.081151 | 0.071115 | 0.11832 | 0.1079 | -0.2718 | -0.18222 | -0.12017 | -0.058129 | 0.031455 | -0.55819 | -0.47649 | -0.41991 | -0.36332 | -0.28163
Residential | 50 | 2014-08-27 | Per Ton | 20 | Residential¦50¦41878¦Per Ton¦20 | 3.5885 | 1.139 | 0.49008 | 78.801 | 0.43628 | 317 | 1900-01-02 10:22 | 1899-12-31 03:07 | 0.52428 | 78.5532 | 0.41054 | 316 | 15 | 18 | 0.82594 | 0.40478 | 11772 | -0.034201 | -0.1195 | 0.024504 | 0.023095 | 0.020239 | 0.033672 | 0.030708 | -0.077354 | -0.051859 | -0.034201 | -0.016543 | 0.0089519 | -0.15886 | -0.13561 | -0.1195 | -0.1034 | -0.080149
Residential | 100 | 2014-08-27 | Per Device | 20 | Residential¦100¦41878¦Per Device¦20 | 3.6363 | 1.1754 | 1.2713 | 78.2338 | 1.2013 | 306 | 1900-01-02 17:07 | 1899-12-31 04:14 | 1.405 | 78.1399 | 1.3527 | 328 | 15 | 18 | 0.95104 | 1.209 | 10623 | -0.13374 | -0.19598 | 0.068674 | 0.074692 | 0.065311 | 0.10146 | 0.09922 | -0.26377 | -0.18695 | -0.13374 | -0.080529 | -0.0037052 | -0.32314 | -0.24801 | -0.19598 | -0.14395 | -0.068825
Residential | 100 | 2014-08-27 | Per Ton | 20 | Residential¦100¦41878¦Per Ton¦20 | 3.6363 | 1.1754 | 0.35028 | 78.2338 | 0.331 | 306 | 1900-01-02 17:07 | 1899-12-31 04:14 | 0.38713 | 78.1399 | 0.37273 | 328 | 15 | 18 | 0.95104 | 0.33313 | 10623 | -0.03685 | -0.054 | 0.018922 | 0.020581 | 0.017996 | 0.027957 | 0.027339 | -0.072678 | -0.05151 | -0.03685 | -0.022189 | -0.0010209 | -0.089036 | -0.068336 | -0.054 | -0.039663 | -0.018964
All | All | 2014-08-27 | Per Device | 21 | All¦All¦41878¦Per Device¦21 | 3.6201 | 1.363 | 1.7315 | 77.0684 | 3.3312 | 1323 | 1900-01-02 14:13 | 1899-12-31 08:52 | 1.8632 | 76.9031 | 4.1874 | 1348 | 15 | 18 | 0.98291 | 1.7019 | 27058 | -0.13172 | -0.16131 | 0.091585 | 0.11405 | 0.09002 | 0.14627 | 0.1453 | -0.31917 | -0.20842 | -0.13172 | -0.05501 | 0.05574 | -0.34752 | -0.2375 | -0.16131 | -0.085117 | 0.024894
All | All | 2014-08-27 | Per Ton | 21 | All¦All¦41878¦Per Ton¦21 | 3.6201 | 1.363 | 0.47295 | 77.0684 | 0.90993 | 1323 | 1900-01-02 14:13 | 1899-12-31 08:52 | 0.50893 | 76.9031 | 1.1438 | 1348 | 15 | 18 | 0.98291 | 0.46486 | 27058 | -0.035978 | -0.044062 | 0.025017 | 0.031153 | 0.024589 | 0.039954 | 0.039688 | -0.087181 | -0.05693 | -0.035978 | -0.015026 | 0.015225 | -0.094924 | -0.064874 | -0.044062 | -0.02325 | 0.0067999
Non-Residential | All | 2014-08-27 | Per Device | 21 | Non-Residential¦All¦41878¦Per Device¦21 | 3.6624 | 2.3074 | 2.2075 | 77.0897 | 4.2038 | 700 | 1900-01-02 16:59 | 1900-01-01 09:18 | 2.6041 | 76.9647 | 5.4723 | 704 | 15 | 18 | 1.0921 | 2.4107 | 4663 | -0.39665 | -0.19336 | 0.15889 | 0.20625 | 0.17352 | 0.26035 | 0.26953 | -0.7303 | -0.53317 | -0.39665 | -0.26012 | -0.06299 | -0.53878 | -0.33471 | -0.19336 | -0.052021 | 0.15206
Non-Residential | All | 2014-08-27 | Per Ton | 21 | Non-Residential¦All¦41878¦Per Ton¦21 | 3.6624 | 2.3074 | 0.56883 | 77.0897 | 1.0833 | 700 | 1900-01-02 16:59 | 1900-01-01 09:18 | 0.67105 | 76.9647 | 1.4102 | 704 | 15 | 18 | 1.0921 | 0.62122 | 4663 | -0.10221 | -0.049827 | 0.040944 | 0.053147 | 0.044714 | 0.067089 | 0.069455 | -0.18819 | -0.13739 | -0.10221 | -0.067029 | -0.016232 | -0.13884 | -0.086249 | -0.049827 | -0.013405 | 0.039183
Non-Residential | 30 | 2014-08-27 | Per Device | 21 | Non-Residential¦30¦41878¦Per Device¦21 | 3.8149 | 2.6182 | 2.5401 | 76.9427 | 4.9225 | 353 | 1900-01-02 16:11 | 1900-01-01 12:31 | 2.4467 | 77.0079 | 4.6328 | 356 | 15 | 18 | 0.97894 | 2.4866 | 1336 | 0.093322 | 0.03982 | 0.262 | 0.24554 | 0.25648 | 0.35907 | 0.35507 | -0.36685 | -0.094976 | 0.093322 | 0.28162 | 0.55349 | -0.41522 | -0.14638 | 0.03982 | 0.22602 | 0.49485
Non-Residential | 30 | 2014-08-27 | Per Ton | 21 | Non-Residential¦30¦41878¦Per Ton¦21 | 3.8149 | 2.6182 | 0.65373 | 76.9427 | 1.2669 | 353 | 1900-01-02 16:11 | 1900-01-01 12:31 | 0.62971 | 77.0079 | 1.1923 | 356 | 15 | 18 | 0.97894 | 0.63996 | 1336 | 0.024018 | 0.010248 | 0.06743 | 0.063194 | 0.06601 | 0.092414 | 0.091383 | -0.094415 | -0.024444 | 0.024018 | 0.07248 | 0.14245 | -0.10686 | -0.037673 | 0.010248 | 0.058169 | 0.12736
Non-Residential | 50 | 2014-08-27 | Per Device | 21 | Non-Residential¦50¦41878¦Per Device¦21 | 3.5977 | 2.1759 | 2.0289 | 77.1519 | 3.5909 | 347 | 1900-01-02 17:19 | 1900-01-01 07:56 | 2.6758 | 76.9462 | 5.8889 | 348 | 15 | 18 | 1.1615 | 2.3565 | 3327 | -0.64687 | -0.31924 | 0.19277 | 0.31568 | 0.2239 | 0.36988 | 0.38702 | -1.1209 | -0.84084 | -0.64687 | -0.45291 | -0.17285 | -0.81523 | -0.5222 | -0.31924 | -0.11629 | 0.17674
Non-Residential | 50 | 2014-08-27 | Per Ton | 21 | Non-Residential¦50¦41878¦Per Ton¦21 | 3.5977 | 2.1759 | 0.52314 | 77.1519 | 0.92589 | 347 | 1900-01-02 17:19 | 1900-01-01 07:56 | 0.68993 | 76.9462 | 1.5184 | 348 | 15 | 18 | 1.1615 | 0.60761 | 3327 | -0.16679 | -0.082315 | 0.049704 | 0.081396 | 0.05773 | 0.095372 | 0.09979 | -0.28902 | -0.2168 | -0.16679 | -0.11678 | -0.044568 | -0.2102 | -0.13465 | -0.082315 | -0.029985 | 0.045571
Residential | All | 2014-08-27 | Per Device | 21 | Residential¦All¦41878¦Per Device¦21 | 3.6108 | 1.156 | 1.5087 | 77.0637 | 1.3261 | 623 | 1900-01-02 13:38 | 1899-12-31 03:40 | 1.5414 | 76.89 | 1.2695 | 644 | 15 | 18 | 0.87481 | 1.3198 | 22395 | -0.032727 | -0.22161 | 0.053128 | 0.050024 | 0.046477 | 0.072972 | 0.068282 | -0.12625 | -0.070994 | -0.032727 | 0.0055396 | 0.060791 | -0.30911 | -0.25741 | -0.22161 | -0.1858 | -0.1341
Residential | All | 2014-08-27 | Per Ton | 21 | Residential¦All¦41878¦Per Ton¦21 | 3.6108 | 1.156 | 0.42259 | 77.0637 | 0.37144 | 623 | 1900-01-02 13:38 | 1899-12-31 03:40 | 0.43175 | 76.89 | 0.35558 | 644 | 15 | 18 | 0.87481 | 0.36968 | 22395 | -0.0091669 | -0.062072 | 0.014881 | 0.014012 | 0.013018 | 0.02044 | 0.019126 | -0.035361 | -0.019886 | -0.0091669 | 0.0015516 | 0.017028 | -0.086583 | -0.072102 | -0.062072 | -0.052043 | -0.037561
Residential | 50 | 2014-08-27 | Per Device | 21 | Residential¦50¦41878¦Per Device¦21 | 3.5885 | 1.139 | 1.6665 | 77.2742 | 1.3513 | 317 | 1900-01-02 10:22 | 1899-12-31 03:07 | 1.7143 | 77.135 | 1.2964 | 316 | 15 | 18 | 0.82594 | 1.3764 | 11772 | -0.047838 | -0.33791 | 0.075899 | 0.072926 | 0.062688 | 0.10526 | 0.096166 | -0.18273 | -0.10303 | -0.047838 | 0.0073579 | 0.087053 | -0.46115 | -0.38833 | -0.33791 | -0.28748 | -0.21466
Residential | 50 | 2014-08-27 | Per Ton | 21 | Residential¦50¦41878¦Per Ton¦21 | 3.5885 | 1.139 | 0.47427 | 77.2742 | 0.38458 | 317 | 1900-01-02 10:22 | 1899-12-31 03:07 | 0.48789 | 77.135 | 0.36893 | 316 | 15 | 18 | 0.82594 | 0.39172 | 11772 | -0.013614 | -0.096166 | 0.0216 | 0.020754 | 0.017841 | 0.029955 | 0.027368 | -0.052004 | -0.029323 | -0.013614 | 0.002094 | 0.024775 | -0.13124 | -0.11052 | -0.096166 | -0.081813 | -0.061092
Residential | 100 | 2014-08-27 | Per Device | 21 | Residential¦100¦41878¦Per Device¦21 | 3.6363 | 1.1754 | 1.3393 | 76.8232 | 1.2902 | 306 | 1900-01-02 17:07 | 1899-12-31 04:14 | 1.3654 | 76.6291 | 1.2289 | 328 | 15 | 18 | 0.95104 | 1.2737 | 10623 | -0.026099 | -0.091671 | 0.073756 | 0.067857 | 0.070144 | 0.10022 | 0.097595 | -0.15454 | -0.078655 | -0.026099 | 0.026458 | 0.10234 | -0.21674 | -0.14285 | -0.091671 | -0.040492 | 0.033402
Residential | 100 | 2014-08-27 | Per Ton | 21 | Residential¦100¦41878¦Per Ton¦21 | 3.6363 | 1.1754 | 0.36902 | 76.8232 | 0.3555 | 306 | 1900-01-02 17:07 | 1899-12-31 04:14 | 0.37621 | 76.6291 | 0.33862 | 328 | 15 | 18 | 0.95104 | 0.35095 | 10623 | -0.0071911 | -0.025259 | 0.020322 | 0.018697 | 0.019327 | 0.027615 | 0.026891 | -0.042581 | -0.021672 | -0.0071911 | 0.0072901 | 0.028199 | -0.059721 | -0.03936 | -0.025259 | -0.011157 | 0.0092034
All | All | 2014-08-27 | Per Device | 22 | All¦All¦41878¦Per Device¦22 | 3.6201 | 1.363 | 1.4948 | 76.7793 | 2.7147 | 1323 | 1900-01-02 14:13 | 1899-12-31 08:52 | 1.6767 | 76.5754 | 3.7317 | 1348 | 15 | 18 | 0.98291 | 1.4692 | 27058 | -0.1819 | -0.20745 | 0.074634 | 0.10164 | 0.073358 | 0.1261 | 0.12535 | -0.3435 | -0.24802 | -0.1819 | -0.11577 | -0.020298 | -0.36809 | -0.27318 | -0.20745 | -0.14172 | -0.04681
All | All | 2014-08-27 | Per Ton | 22 | All¦All¦41878¦Per Ton¦22 | 3.6201 | 1.363 | 0.4083 | 76.7793 | 0.74151 | 1323 | 1900-01-02 14:13 | 1899-12-31 08:52 | 0.45798 | 76.5754 | 1.0193 | 1348 | 15 | 18 | 0.98291 | 0.40132 | 27058 | -0.049686 | -0.056665 | 0.020386 | 0.027763 | 0.020038 | 0.034444 | 0.034238 | -0.093827 | -0.067748 | -0.049686 | -0.031623 | -0.0055443 | -0.10054 | -0.074619 | -0.056665 | -0.03871 | -0.012786
Non-Residential | All | 2014-08-27 | Per Device | 22 | Non-Residential¦All¦41878¦Per Device¦22 | 3.6624 | 2.3074 | 1.8 | 76.6229 | 3.3912 | 700 | 1900-01-02 16:59 | 1900-01-01 09:18 | 2.2758 | 76.4439 | 4.8728 | 704 | 15 | 18 | 1.0921 | 1.9658 | 4663 | -0.4758 | -0.31004 | 0.12818 | 0.18365 | 0.13998 | 0.22396 | 0.23092 | -0.76282 | -0.59325 | -0.4758 | -0.35836 | -0.18879 | -0.60597 | -0.43114 | -0.31004 | -0.18895 | -0.014113
Non-Residential | All | 2014-08-27 | Per Ton | 22 | Non-Residential¦All¦41878¦Per Ton¦22 | 3.6624 | 2.3074 | 0.46384 | 76.6229 | 0.87388 | 700 | 1900-01-02 16:59 | 1900-01-01 09:18 | 0.58645 | 76.4439 | 1.2557 | 704 | 15 | 18 | 1.0921 | 0.50656 | 4663 | -0.12261 | -0.079894 | 0.03303 | 0.047324 | 0.036071 | 0.057711 | 0.059504 | -0.19657 | -0.15287 | -0.12261 | -0.092345 | -0.048649 | -0.15615 | -0.1111 | -0.079894 | -0.04869 | -0.0036367
Non-Residential | 30 | 2014-08-27 | Per Device | 22 | Non-Residential¦30¦41878¦Per Device¦22 | 3.8149 | 2.6182 | 2.1129 | 76.5854 | 3.9574 | 353 | 1900-01-02 16:11 | 1900-01-01 12:31 | 2.0865 | 76.5709 | 4.1215 | 356 | 15 | 18 | 0.97894 | 2.0684 | 1336 | 0.026349 | -0.018156 | 0.21063 | 0.21844 | 0.20619 | 0.30345 | 0.30039 | -0.36254 | -0.13278 | 0.026349 | 0.18548 | 0.41523 | -0.40312 | -0.17568 | -0.018156 | 0.13937 | 0.3668
Non-Residential | 30 | 2014-08-27 | Per Ton | 22 | Non-Residential¦30¦41878¦Per Ton¦22 | 3.8149 | 2.6182 | 0.54379 | 76.5854 | 1.0185 | 353 | 1900-01-02 16:11 | 1900-01-01 12:31 | 0.53701 | 76.5709 | 1.0607 | 356 | 15 | 18 | 0.97894 | 0.53233 | 1336 | 0.0067814 | -0.0046727 | 0.05421 | 0.056219 | 0.053068 | 0.078098 | 0.07731 | -0.093305 | -0.034173 | 0.0067814 | 0.047736 | 0.10687 | -0.10375 | -0.045214 | -0.0046727 | 0.035868 | 0.094404
Non-Residential | 50 | 2014-08-27 | Per Device | 22 | Non-Residential¦50¦41878¦Per Device¦22 | 3.5977 | 2.1759 | 1.633 | 76.6387 | 2.901 | 347 | 1900-01-02 17:19 | 1900-01-01 07:56 | 2.3653 | 76.3898 | 5.2468 | 348 | 15 | 18 | 1.1615 | 1.8967 | 3327 | -0.73234 | -0.46864 | 0.15573 | 0.28126 | 0.18088 | 0.32149 | 0.3344 | -1.1443 | -0.90093 | -0.73234 | -0.56375 | -0.32033 | -0.8972 | -0.644 | -0.46864 | -0.29328 | -0.040092
Non-Residential | 50 | 2014-08-27 | Per Ton | 22 | Non-Residential¦50¦41878¦Per Ton¦22 | 3.5977 | 2.1759 | 0.42105 | 76.6387 | 0.748 | 347 | 1900-01-02 17:19 | 1900-01-01 07:56 | 0.60988 | 76.3898 | 1.3529 | 348 | 15 | 18 | 1.1615 | 0.48904 | 3327 | -0.18883 | -0.12084 | 0.040155 | 0.072521 | 0.046639 | 0.082895 | 0.086223 | -0.29506 | -0.2323 | -0.18883 | -0.14536 | -0.082594 | -0.23134 | -0.16605 | -0.12084 | -0.075621 | -0.010337
Residential | All | 2014-08-27 | Per Device | 22 | Residential¦All¦41878¦Per Device¦22 | 3.6108 | 1.156 | 1.3485 | 76.8135 | 1.2113 | 623 | 1900-01-02 13:38 | 1899-12-31 03:40 | 1.4158 | 76.6035 | 1.208 | 644 | 15 | 18 | 0.87481 | 1.1797 | 22395 | -0.067301 | -0.23612 | 0.048529 | 0.047603 | 0.042453 | 0.067979 | 0.063784 | -0.15442 | -0.10295 | -0.067301 | -0.031653 | 0.019818 | -0.31786 | -0.26957 | -0.23612 | -0.20267 | -0.15438
Residential | All | 2014-08-27 | Per Ton | 22 | Residential¦All¦41878¦Per Ton¦22 | 3.6108 | 1.156 | 0.37771 | 76.8135 | 0.33928 | 623 | 1900-01-02 13:38 | 1899-12-31 03:40 | 0.39656 | 76.6035 | 0.33837 | 644 | 15 | 18 | 0.87481 | 0.33042 | 22395 | -0.018851 | -0.066138 | 0.013593 | 0.013334 | 0.011891 | 0.019041 | 0.017866 | -0.043253 | -0.028836 | -0.018851 | -0.0088659 | 0.005551 | -0.089034 | -0.075507 | -0.066138 | -0.056769 | -0.043242
Residential | 50 | 2014-08-27 | Per Device | 22 | Residential¦50¦41878¦Per Device¦22 | 3.5885 | 1.139 | 1.4827 | 77.0202 | 1.1978 | 317 | 1900-01-02 10:22 | 1899-12-31 03:07 | 1.5793 | 76.9725 | 1.2333 | 316 | 15 | 18 | 0.82594 | 1.2246 | 11772 | -0.096623 | -0.35469 | 0.067277 | 0.069377 | 0.055567 | 0.096641 | 0.088887 | -0.22047 | -0.1473 | -0.096623 | -0.045944 | 0.027228 | -0.46861 | -0.40131 | -0.35469 | -0.30808 | -0.24078
Residential | 50 | 2014-08-27 | Per Ton | 22 | Residential¦50¦41878¦Per Ton¦22 | 3.5885 | 1.139 | 0.42196 | 77.0202 | 0.34089 | 317 | 1900-01-02 10:22 | 1899-12-31 03:07 | 0.44946 | 76.9725 | 0.35098 | 316 | 15 | 18 | 0.82594 | 0.34852 | 11772 | -0.027498 | -0.10094 | 0.019147 | 0.019744 | 0.015814 | 0.027503 | 0.025297 | -0.062745 | -0.041921 | -0.027498 | -0.013075 | 0.0077488 | -0.13336 | -0.11421 | -0.10094 | -0.087678 | -0.068525
Residential | 100 | 2014-08-27 | Per Device | 22 | Residential¦100¦41878¦Per Device¦22 | 3.6363 | 1.1754 | 1.2044 | 76.5774 | 1.2182 | 306 | 1900-01-02 17:07 | 1899-12-31 04:14 | 1.2493 | 76.2106 | 1.1698 | 328 | 15 | 18 | 0.95104 | 1.1455 | 10623 | -0.044885 | -0.10386 | 0.06964 | 0.064589 | 0.066231 | 0.094982 | 0.092511 | -0.16661 | -0.094694 | -0.044885 | 0.0049234 | 0.076839 | -0.22241 | -0.15237 | -0.10386 | -0.055343 | 0.014702
Residential | 100 | 2014-08-27 | Per Ton | 22 | Residential¦100¦41878¦Per Ton¦22 | 3.6363 | 1.1754 | 0.33187 | 76.5774 | 0.33566 | 306 | 1900-01-02 17:07 | 1899-12-31 04:14 | 0.34424 | 76.2106 | 0.32231 | 328 | 15 | 18 | 0.95104 | 0.31562 | 10623 | -0.012368 | -0.028616 | 0.019189 | 0.017797 | 0.018249 | 0.026171 | 0.02549 | -0.045907 | -0.026092 | -0.012368 | 0.0013566 | 0.021172 | -0.061283 | -0.041983 | -0.028616 | -0.015249 | 0.0040509
All | All | 2014-08-27 | Per Device | 23 | All¦All¦41878¦Per Device¦23 | 3.6201 | 1.363 | 1.2386 | 74.8577 | 2.3314 | 1323 | 1900-01-02 14:13 | 1899-12-31 08:52 | 1.3625 | 74.7199 | 3.4296 | 1348 | 15 | 18 | 0.98291 | 1.2175 | 27058 | -0.12389 | -0.14506 | 0.064096 | 0.093411 | 0.063001 | 0.11329 | 0.11267 | -0.26908 | -0.1833 | -0.12389 | -0.064485 | 0.021291 | -0.28946 | -0.20415 | -0.14506 | -0.08598 | -0.0006711
All | All | 2014-08-27 | Per Ton | 23 | All¦All¦41878¦Per Ton¦23 | 3.6201 | 1.363 | 0.33833 | 74.8577 | 0.63681 | 1323 | 1900-01-02 14:13 | 1899-12-31 08:52 | 0.37218 | 74.7199 | 0.93679 | 1348 | 15 | 18 | 0.98291 | 0.33255 | 27058 | -0.033841 | -0.039624 | 0.017508 | 0.025515 | 0.017209 | 0.030944 | 0.030776 | -0.073498 | -0.050068 | -0.033841 | -0.017614 | 0.0058155 | -0.079065 | -0.055763 | -0.039624 | -0.023485 | -0.0001833
Non-Residential | All | 2014-08-27 | Per Device | 23 | Non-Residential¦All¦41878¦Per Device¦23 | 3.6624 | 2.3074 | 1.5041 | 75.0831 | 2.9173 | 700 | 1900-01-02 16:59 | 1900-01-01 09:18 | 1.9528 | 74.8476 | 4.5201 | 704 | 15 | 18 | 1.0921 | 1.6426 | 4663 | -0.44862 | -0.3101 | 0.11026 | 0.17036 | 0.12042 | 0.20293 | 0.20862 | -0.70868 | -0.55503 | -0.44862 | -0.3422 | -0.18856 | -0.57746 | -0.4195 | -0.3101 | -0.2007 | -0.042748
Non-Residential | All | 2014-08-27 | Per Ton | 23 | Non-Residential¦All¦41878¦Per Ton¦23 | 3.6624 | 2.3074 | 0.3876 | 75.0831 | 0.75174 | 700 | 1900-01-02 16:59 | 1900-01-01 09:18 | 0.5032 | 74.8476 | 1.1648 | 704 | 15 | 18 | 1.0921 | 0.42329 | 4663 | -0.1156 | -0.07991 | 0.028413 | 0.043899 | 0.03103 | 0.052292 | 0.053759 | -0.18262 | -0.14303 | -0.1156 | -0.088181 | -0.048588 | -0.1488 | -0.1081 | -0.07991 | -0.051719 | -0.011016
Non-Residential | 30 | 2014-08-27 | Per Device | 23 | Non-Residential¦30¦41878¦Per Device¦23 | 3.8149 | 2.6182 | 1.8048 | 74.9136 | 3.4632 | 353 | 1900-01-02 16:11 | 1900-01-01 12:31 | 1.7014 | 74.783 | 3.4473 | 356 | 15 | 18 | 0.97894 | 1.7667 | 1336 | 0.10336 | 0.065342 | 0.18433 | 0.18271 | 0.18044 | 0.25953 | 0.25679 | -0.22925 | -0.032744 | 0.10336 | 0.23946 | 0.43596 | -0.26375 | -0.06932 | 0.065342 | 0.2 | 0.39443
Non-Residential | 30 | 2014-08-27 | Per Ton | 23 | Non-Residential¦30¦41878¦Per Ton¦23 | 3.8149 | 2.6182 | 0.46449 | 74.9136 | 0.89131 | 353 | 1900-01-02 16:11 | 1900-01-01 12:31 | 0.43789 | 74.783 | 0.88723 | 356 | 15 | 18 | 0.97894 | 0.4547 | 1336 | 0.026601 | 0.016817 | 0.04744 | 0.047023 | 0.046441 | 0.066796 | 0.06609 | -0.059002 | -0.0084272 | 0.026601 | 0.061629 | 0.1122 | -0.067881 | -0.017841 | 0.016817 | 0.051474 | 0.10151
Non-Residential | 50 | 2014-08-27 | Per Device | 23 | Non-Residential¦50¦41878¦Per Device¦23 | 3.5977 | 2.1759 | 1.3444 | 75.1548 | 2.4397 | 347 | 1900-01-02 17:19 | 1900-01-01 07:56 | 2.0757 | 74.8752 | 5.042 | 348 | 15 | 18 | 1.1615 | 1.5615 | 3327 | -0.7313 | -0.51421 | 0.13097 | 0.27028 | 0.15212 | 0.30034 | 0.31015 | -1.1162 | -0.8888 | -0.7313 | -0.57381 | -0.3464 | -0.91168 | -0.67685 | -0.51421 | -0.35157 | -0.11674
Non-Residential | 50 | 2014-08-27 | Per Ton | 23 | Non-Residential¦50¦41878¦Per Ton¦23 | 3.5977 | 2.1759 | 0.34664 | 75.1548 | 0.62906 | 347 | 1900-01-02 17:19 | 1900-01-01 07:56 | 0.5352 | 74.8752 | 1.3 | 348 | 15 | 18 | 1.1615 | 0.40261 | 3327 | -0.18856 | -0.13259 | 0.03377 | 0.06969 | 0.039223 | 0.077441 | 0.079969 | -0.28781 | -0.22917 | -0.18856 | -0.14795 | -0.089318 | -0.23507 | -0.17452 | -0.13259 | -0.090651 | -0.030102
Residential | All | 2014-08-27 | Per Device | 23 | Residential¦All¦41878¦Per Device¦23 | 3.6108 | 1.156 | 1.1119 | 74.8083 | 1.0406 | 623 | 1900-01-02 13:38 | 1899-12-31 03:40 | 1.1067 | 74.6927 | 0.99824 | 644 | 15 | 18 | 0.87481 | 0.97274 | 22395 | 0.0052138 | -0.134 | 0.041691 | 0.039336 | 0.036471 | 0.057319 | 0.053642 | -0.068243 | -0.024844 | 0.0052138 | 0.035272 | 0.078671 | -0.20274 | -0.16213 | -0.134 | -0.10587 | -0.06525
Residential | All | 2014-08-27 | Per Ton | 23 | Residential¦All¦41878¦Per Ton¦23 | 3.6108 | 1.156 | 0.31146 | 74.8083 | 0.29147 | 623 | 1900-01-02 13:38 | 1899-12-31 03:40 | 0.31 | 74.6927 | 0.27961 | 644 | 15 | 18 | 0.87481 | 0.27246 | 22395 | 0.0014604 | -0.037532 | 0.011678 | 0.011018 | 0.010216 | 0.016055 | 0.015025 | -0.019115 | -0.0069589 | 0.0014604 | 0.0098797 | 0.022036 | -0.056788 | -0.045412 | -0.037532 | -0.029653 | -0.018277
Residential | 50 | 2014-08-27 | Per Device | 23 | Residential¦50¦41878¦Per Device¦23 | 3.5885 | 1.139 | 1.2176 | 74.8052 | 1.052 | 317 | 1900-01-02 10:22 | 1899-12-31 03:07 | 1.2043 | 74.9467 | 1.0119 | 316 | 15 | 18 | 0.82594 | 1.0057 | 11772 | 0.013284 | -0.19865 | 0.059087 | 0.056924 | 0.048802 | 0.082046 | 0.07498 | -0.091862 | -0.029741 | 0.013284 | 0.056309 | 0.11843 | -0.29474 | -0.23797 | -0.19865 | -0.15933 | -0.10256
Residential | 50 | 2014-08-27 | Per Ton | 23 | Residential¦50¦41878¦Per Ton¦23 | 3.5885 | 1.139 | 0.34653 | 74.8052 | 0.29939 | 317 | 1900-01-02 10:22 | 1899-12-31 03:07 | 0.34275 | 74.9467 | 0.28798 | 316 | 15 | 18 | 0.82594 | 0.28621 | 11772 | 0.0037806 | -0.056536 | 0.016816 | 0.0162 | 0.013889 | 0.02335 | 0.021339 | -0.026143 | -0.0084641 | 0.0037806 | 0.016025 | 0.033705 | -0.083882 | -0.067726 | -0.056536 | -0.045345 | -0.029189
Residential | 100 | 2014-08-27 | Per Device | 23 | Residential¦100¦41878¦Per Device¦23 | 3.6363 | 1.1754 | 0.99857 | 74.8117 | 1.0243 | 306 | 1900-01-02 17:07 | 1899-12-31 04:14 | 1.0071 | 74.4221 | 0.98004 | 328 | 15 | 18 | 0.95104 | 0.94968 | 10623 | -0.0085224 | -0.057413 | 0.058558 | 0.054114 | 0.055691 | 0.079733 | 0.077652 | -0.1107 | -0.050334 | -0.0085224 | 0.03329 | 0.09366 | -0.15693 | -0.098134 | -0.057413 | -0.016693 | 0.042101
Residential | 100 | 2014-08-27 | Per Ton | 23 | Residential¦100¦41878¦Per Ton¦23 | 3.6363 | 1.1754 | 0.27514 | 74.8117 | 0.28225 | 306 | 1900-01-02 17:07 | 1899-12-31 04:14 | 0.27749 | 74.4221 | 0.27004 | 328 | 15 | 18 | 0.95104 | 0.26167 | 10623 | -0.0023482 | -0.01582 | 0.016135 | 0.01491 | 0.015345 | 0.021969 | 0.021396 | -0.030503 | -0.013869 | -0.0023482 | 0.0091725 | 0.025807 | -0.04324 | -0.02704 | -0.01582 | -0.0045995 | 0.0116
All | All | 2014-08-27 | Per Device | 24 | All¦All¦41878¦Per Device¦24 | 3.6201 | 1.363 | 1.0178 | 73.3478 | 2.1517 | 1323 | 1900-01-02 14:13 | 1899-12-31 08:52 | 1.1518 | 73.2394 | 3.0919 | 1348 | 15 | 18 | 0.98291 | 1.0004 | 27058 | -0.13402 | -0.15141 | 0.059156 | 0.084212 | 0.058145 | 0.10291 | 0.10233 | -0.26591 | -0.18799 | -0.13402 | -0.08005 | -0.0021295 | -0.28256 | -0.20508 | -0.15141 | -0.09775 | -0.020267
All | All | 2014-08-27 | Per Ton | 24 | All¦All¦41878¦Per Ton¦24 | 3.6201 | 1.363 | 0.27801 | 73.3478 | 0.58773 | 1323 | 1900-01-02 14:13 | 1899-12-31 08:52 | 0.31462 | 73.2394 | 0.84454 | 1348 | 15 | 18 | 0.98291 | 0.27326 | 27058 | -0.036607 | -0.041359 | 0.016158 | 0.023002 | 0.015882 | 0.028111 | 0.027953 | -0.072632 | -0.051348 | -0.036607 | -0.021866 | -0.0005817 | -0.077182 | -0.056017 | -0.041359 | -0.0267 | -0.0055359
Non-Residential | All | 2014-08-27 | Per Device | 24 | Non-Residential¦All¦41878¦Per Device¦24 | 3.6624 | 2.3074 | 1.351 | 73.471 | 2.7282 | 700 | 1900-01-02 16:59 | 1900-01-01 09:18 | 1.742 | 73.2364 | 4.0812 | 704 | 15 | 18 | 1.0921 | 1.4754 | 4663 | -0.39108 | -0.26667 | 0.10312 | 0.15382 | 0.11261 | 0.18518 | 0.19063 | -0.6284 | -0.48819 | -0.39108 | -0.29397 | -0.15376 | -0.51098 | -0.36664 | -0.26667 | -0.16671 | -0.022369
Non-Residential | All | 2014-08-27 | Per Ton | 24 | Non-Residential¦All¦41878¦Per Ton¦24 | 3.6624 | 2.3074 | 0.34813 | 73.471 | 0.70302 | 700 | 1900-01-02 16:59 | 1900-01-01 09:18 | 0.4489 | 73.2364 | 1.0517 | 704 | 15 | 18 | 1.0921 | 0.38019 | 4663 | -0.10078 | -0.068719 | 0.026572 | 0.039637 | 0.029018 | 0.047719 | 0.049124 | -0.16193 | -0.1258 | -0.10078 | -0.075753 | -0.039623 | -0.13167 | -0.094479 | -0.068719 | -0.042958 | -0.0057642
Non-Residential | 30 | 2014-08-27 | Per Device | 24 | Non-Residential¦30¦41878¦Per Device¦24 | 3.8149 | 2.6182 | 1.6313 | 73.3577 | 3.271 | 353 | 1900-01-02 16:11 | 1900-01-01 12:31 | 1.5254 | 73.1624 | 3.0532 | 356 | 15 | 18 | 0.97894 | 1.597 | 1336 | 0.10587 | 0.071506 | 0.1741 | 0.16182 | 0.17043 | 0.23769 | 0.23502 | -0.19874 | -0.018777 | 0.10587 | 0.23051 | 0.41048 | -0.22968 | -0.051736 | 0.071506 | 0.19475 | 0.37269
Non-Residential | 30 | 2014-08-27 | Per Ton | 24 | Non-Residential¦30¦41878¦Per Ton¦24 | 3.8149 | 2.6182 | 0.41985 | 73.3577 | 0.84186 | 353 | 1900-01-02 16:11 | 1900-01-01 12:31 | 0.3926 | 73.1624 | 0.78579 | 356 | 15 | 18 | 0.97894 | 0.411 | 1336 | 0.027247 | 0.018403 | 0.044808 | 0.041647 | 0.043864 | 0.061174 | 0.060486 | -0.05115 | -0.0048325 | 0.027247 | 0.059326 | 0.10564 | -0.059112 | -0.013315 | 0.018403 | 0.050122 | 0.095919
Non-Residential | 50 | 2014-08-27 | Per Device | 24 | Non-Residential¦50¦41878¦Per Device¦24 | 3.5977 | 2.1759 | 1.2021 | 73.519 | 2.2539 | 347 | 1900-01-02 17:19 | 1900-01-01 07:56 | 1.8478 | 73.268 | 4.5777 | 348 | 15 | 18 | 1.1615 | 1.3963 | 3327 | -0.6456 | -0.45148 | 0.121 | 0.24539 | 0.14053 | 0.2736 | 0.28278 | -0.99623 | -0.78908 | -0.6456 | -0.50212 | -0.29497 | -0.81388 | -0.59977 | -0.45148 | -0.30318 | -0.089074
Non-Residential | 50 | 2014-08-27 | Per Ton | 24 | Non-Residential¦50¦41878¦Per Ton¦24 | 3.5977 | 2.1759 | 0.30997 | 73.519 | 0.58115 | 347 | 1900-01-02 17:19 | 1900-01-01 07:56 | 0.47643 | 73.268 | 1.1803 | 348 | 15 | 18 | 1.1615 | 0.36002 | 3327 | -0.16646 | -0.11641 | 0.031198 | 0.063273 | 0.036236 | 0.070546 | 0.072914 | -0.25687 | -0.20346 | -0.16646 | -0.12947 | -0.076055 | -0.20985 | -0.15465 | -0.11641 | -0.078174 | -0.022967
Residential | All | 2014-08-27 | Per Device | 24 | Residential¦All¦41878¦Per Device¦24 | 3.6108 | 1.156 | 0.8636 | 73.3207 | 0.83539 | 623 | 1900-01-02 13:38 | 1899-12-31 03:40 | 0.89688 | 73.2401 | 0.84252 | 644 | 15 | 18 | 0.87481 | 0.75549 | 22395 | -0.033273 | -0.14139 | 0.033469 | 0.0332 | 0.029279 | 0.047143 | 0.044266 | -0.093689 | -0.057995 | -0.033273 | -0.0085515 | 0.027143 | -0.19812 | -0.1646 | -0.14139 | -0.11818 | -0.084662
Residential | All | 2014-08-27 | Per Ton | 24 | Residential¦All¦41878¦Per Ton¦24 | 3.6108 | 1.156 | 0.2419 | 73.3207 | 0.23399 | 623 | 1900-01-02 13:38 | 1899-12-31 03:40 | 0.25122 | 73.2401 | 0.23599 | 644 | 15 | 18 | 0.87481 | 0.21161 | 22395 | -0.0093199 | -0.039604 | 0.0093748 | 0.0092994 | 0.0082011 | 0.013205 | 0.012399 | -0.026242 | -0.016244 | -0.0093199 | -0.0023953 | 0.0076027 | -0.055494 | -0.046106 | -0.039604 | -0.033102 | -0.023714
Residential | 50 | 2014-08-27 | Per Device | 24 | Residential¦50¦41878¦Per Device¦24 | 3.5885 | 1.139 | 0.94806 | 73.2875 | 0.88555 | 317 | 1900-01-02 10:22 | 1899-12-31 03:07 | 0.98741 | 73.5002 | 0.85903 | 316 | 15 | 18 | 0.82594 | 0.78304 | 11772 | -0.039356 | -0.20437 | 0.049737 | 0.048324 | 0.04108 | 0.069347 | 0.063425 | -0.12823 | -0.075722 | -0.039356 | -0.0029906 | 0.049516 | -0.28566 | -0.23763 | -0.20437 | -0.17111 | -0.12309
Residential | 50 | 2014-08-27 | Per Ton | 24 | Residential¦50¦41878¦Per Ton¦24 | 3.5885 | 1.139 | 0.26981 | 73.2875 | 0.25202 | 317 | 1900-01-02 10:22 | 1899-12-31 03:07 | 0.28101 | 73.5002 | 0.24447 | 316 | 15 | 18 | 0.82594 | 0.22285 | 11772 | -0.011201 | -0.058163 | 0.014155 | 0.013753 | 0.011691 | 0.019736 | 0.018051 | -0.036493 | -0.02155 | -0.011201 | -0.0008511 | 0.014092 | -0.081296 | -0.067629 | -0.058163 | -0.048697 | -0.03503
Residential | 100 | 2014-08-27 | Per Device | 24 | Residential¦100¦41878¦Per Device¦24 | 3.6363 | 1.1754 | 0.77298 | 73.3587 | 0.77683 | 306 | 1900-01-02 17:07 | 1899-12-31 04:14 | 0.8046 | 72.9631 | 0.82087 | 328 | 15 | 18 | 0.95104 | 0.73514 | 10623 | -0.03162 | -0.069466 | 0.044409 | 0.045325 | 0.042234 | 0.063455 | 0.061952 | -0.11294 | -0.064896 | -0.03162 | 0.0016555 | 0.0497 | -0.14886 | -0.10195 | -0.069466 | -0.036978 | 0.0099289
Residential | 100 | 2014-08-27 | Per Ton | 24 | Residential¦100¦41878¦Per Ton¦24 | 3.6363 | 1.1754 | 0.21299 | 73.3587 | 0.21405 | 306 | 1900-01-02 17:07 | 1899-12-31 04:14 | 0.2217 | 72.9631 | 0.22618 | 328 | 15 | 18 | 0.95104 | 0.20256 | 10623 | -0.0087125 | -0.019141 | 0.012236 | 0.012489 | 0.011637 | 0.017484 | 0.01707 | -0.031119 | -0.017881 | -0.0087125 | 0.0004561 | 0.013694 | -0.041017 | -0.028092 | -0.019141 | -0.010189 | 0.0027358
All | All | 2014-08-27 | Per Device | 100 | All¦All¦41878¦Per Device¦100 | 3.6201 | 1.363 | 2.1807 | 85.1621 | 4.7956 | 5292 | 1900-01-02 14:13 | 1899-12-31 08:52 | 1.8684 | 85.0703 | 4.848 | 5392 | 15 | 18 | 0.98291 | 2.1434 | 27058 | 0.31232 | 0.27504 | 0.065923 | 0.066021 | 0.064796 | 0.093299 | 0.092506 | 0.19275 | 0.26339 | 0.31232 | 0.36124 | 0.43188 | 0.15649 | 0.22653 | 0.27504 | 0.32355 | 0.39359
All | All | 2014-08-27 | Per Ton | 100 | All¦All¦41878¦Per Ton¦100 | 3.6201 | 1.363 | 0.59566 | 85.1621 | 1.3099 | 5292 | 1900-01-02 14:13 | 1899-12-31 08:52 | 0.51035 | 85.0703 | 1.3242 | 5392 | 15 | 18 | 0.98291 | 0.58548 | 27058 | 0.085309 | 0.075127 | 0.018007 | 0.018034 | 0.017699 | 0.025485 | 0.025268 | 0.052649 | 0.071945 | 0.085309 | 0.098673 | 0.11797 | 0.042745 | 0.061877 | 0.075127 | 0.088378 | 0.10751
Non-Residential | All | 2014-08-27 | Per Device | 100 | Non-Residential¦All¦41878¦Per Device¦100 | 3.6624 | 2.3074 | 3.5632 | 83.9274 | 5.9366 | 2800 | 1900-01-02 16:59 | 1900-01-01 09:18 | 3.5793 | 84.1171 | 6.1313 | 2816 | 15 | 18 | 1.0921 | 3.8913 | 4663 | -0.016076 | 0.31206 | 0.11219 | 0.11554 | 0.12252 | 0.16105 | 0.16841 | -0.22247 | -0.10053 | -0.016076 | 0.068377 | 0.19031 | 0.096232 | 0.22374 | 0.31206 | 0.40037 | 0.52788
Non-Residential | All | 2014-08-27 | Per Ton | 100 | Non-Residential¦All¦41878¦Per Ton¦100 | 3.6624 | 2.3074 | 0.91819 | 83.9274 | 1.5298 | 2800 | 1900-01-02 16:59 | 1900-01-01 09:18 | 0.92234 | 84.1171 | 1.5799 | 2816 | 15 | 18 | 1.0921 | 1.0027 | 4663 | -0.0041425 | 0.080413 | 0.02891 | 0.029773 | 0.031572 | 0.0415 | 0.043396 | -0.057327 | -0.025905 | -0.0041425 | 0.01762 | 0.049042 | 0.024798 | 0.057656 | 0.080413 | 0.10317 | 0.13603
Non-Residential | 30 | 2014-08-27 | Per Device | 100 | Non-Residential¦30¦41878¦Per Device¦100 | 3.8149 | 2.6182 | 3.9492 | 84.4821 | 7.2496 | 1412 | 1900-01-02 16:11 | 1900-01-01 12:31 | 3.6608 | 84.6479 | 5.8578 | 1424 | 15 | 18 | 0.97894 | 3.866 | 1336 | 0.28841 | 0.20523 | 0.19293 | 0.15523 | 0.18886 | 0.24762 | 0.24447 | -0.02893 | 0.15856 | 0.28841 | 0.41827 | 0.60576 | -0.10807 | 0.077029 | 0.20523 | 0.33343 | 0.51853
Non-Residential | 30 | 2014-08-27 | Per Ton | 100 | Non-Residential¦30¦41878¦Per Ton¦100 | 3.8149 | 2.6182 | 1.0164 | 84.4821 | 1.8658 | 1412 | 1900-01-02 16:11 | 1900-01-01 12:31 | 0.94216 | 84.6479 | 1.5076 | 1424 | 15 | 18 | 0.97894 | 0.99498 | 1336 | 0.074229 | 0.05282 | 0.049654 | 0.039952 | 0.048608 | 0.063731 | 0.062919 | -0.0074457 | 0.040808 | 0.074229 | 0.10765 | 0.1559 | -0.027815 | 0.019825 | 0.05282 | 0.085815 | 0.13345
Non-Residential | 50 | 2014-08-27 | Per Device | 100 | Non-Residential¦50¦41878¦Per Device¦100 | 3.5977 | 2.1759 | 3.3527 | 83.6927 | 4.8005 | 1388 | 1900-01-02 17:19 | 1900-01-01 07:56 | 3.5233 | 83.8909 | 6.212 | 1392 | 15 | 18 | 1.1615 | 3.8941 | 3327 | -0.17063 | 0.37076 | 0.12885 | 0.1665 | 0.14966 | 0.21054 | 0.22388 | -0.44044 | -0.28103 | -0.17063 | -0.060221 | 0.099186 | 0.083857 | 0.25336 | 0.37076 | 0.48816 | 0.65767
Non-Residential | 50 | 2014-08-27 | Per Ton | 100 | Non-Residential¦50¦41878¦Per Ton¦100 | 3.5977 | 2.1759 | 0.86446 | 83.6927 | 1.2378 | 1388 | 1900-01-02 17:19 | 1900-01-01 07:56 | 0.90846 | 83.8909 | 1.6017 | 1392 | 15 | 18 | 1.1615 | 1.0041 | 3327 | -0.043995 | 0.095599 | 0.033224 | 0.042931 | 0.038589 | 0.054285 | 0.057725 | -0.11356 | -0.072462 | -0.043995 | -0.015528 | 0.025574 | 0.021622 | 0.065328 | 0.095599 | 0.12587 | 0.16958
Residential | All | 2014-08-27 | Per Device | 100 | Residential¦All¦41878¦Per Device¦100 | 3.6108 | 1.156 | 1.5592 | 85.4328 | 1.5582 | 2492 | 1900-01-02 13:38 | 1899-12-31 03:40 | 1.1356 | 85.2737 | 1.0577 | 2576 | 15 | 18 | 0.87481 | 1.364 | 22395 | 0.42364 | 0.22843 | 0.031215 | 0.020839 | 0.027307 | 0.037532 | 0.03435 | 0.37554 | 0.40396 | 0.42364 | 0.44332 | 0.47174 | 0.18441 | 0.21042 | 0.22843 | 0.24645 | 0.27245
Residential | All | 2014-08-27 | Per Ton | 100 | Residential¦All¦41878¦Per Ton¦100 | 3.6108 | 1.156 | 0.43674 | 85.4328 | 0.43647 | 2492 | 1900-01-02 13:38 | 1899-12-31 03:40 | 0.31808 | 85.2737 | 0.29626 | 2576 | 15 | 18 | 0.87481 | 0.38206 | 22395 | 0.11866 | 0.063984 | 0.0087433 | 0.0058371 | 0.0076487 | 0.010513 | 0.0096216 | 0.10519 | 0.11315 | 0.11866 | 0.12417 | 0.13213 | 0.051654 | 0.058939 | 0.063984 | 0.06903 | 0.076315
Residential | 50 | 2014-08-27 | Per Device | 100 | Residential¦50¦41878¦Per Device¦100 | 3.5885 | 1.139 | 1.8179 | 86.0427 | 1.6928 | 1268 | 1900-01-02 10:22 | 1899-12-31 03:07 | 1.4038 | 85.6348 | 1.1729 | 1264 | 15 | 18 | 0.82594 | 1.5014 | 11772 | 0.41405 | 0.09764 | 0.047539 | 0.03299 | 0.039264 | 0.057864 | 0.051284 | 0.3399 | 0.38371 | 0.41405 | 0.4444 | 0.48821 | 0.031917 | 0.070747 | 0.09764 | 0.12453 | 0.16336
Residential | 50 | 2014-08-27 | Per Ton | 100 | Residential¦50¦41878¦Per Ton¦100 | 3.5885 | 1.139 | 0.51735 | 86.0427 | 0.48176 | 1268 | 1900-01-02 10:22 | 1899-12-31 03:07 | 0.39951 | 85.6348 | 0.3338 | 1264 | 15 | 18 | 0.82594 | 0.4273 | 11772 | 0.11784 | 0.027788 | 0.013529 | 0.0093888 | 0.011174 | 0.016468 | 0.014595 | 0.096732 | 0.1092 | 0.11784 | 0.12647 | 0.13894 | 0.0090833 | 0.020134 | 0.027788 | 0.035441 | 0.046492
Residential | 100 | 2014-08-27 | Per Device | 100 | Residential¦100¦41878¦Per Device¦100 | 3.6363 | 1.1754 | 1.2808 | 84.7361 | 1.3706 | 1224 | 1900-01-02 17:07 | 1899-12-31 04:14 | 0.86389 | 84.8891 | 0.87075 | 1312 | 15 | 18 | 0.95104 | 1.2181 | 10623 | 0.4169 | 0.35419 | 0.039176 | 0.02404 | 0.037258 | 0.045963 | 0.04434 | 0.358 | 0.3928 | 0.4169 | 0.441 | 0.47581 | 0.29737 | 0.33094 | 0.35419 | 0.37744 | 0.41102
Residential | 100 | 2014-08-27 | Per Ton | 100 | Residential¦100¦41878¦Per Ton¦100 | 3.6363 | 1.1754 | 0.3529 | 84.7361 | 0.37765 | 1224 | 1900-01-02 17:07 | 1899-12-31 04:14 | 0.23803 | 84.8891 | 0.23992 | 1312 | 15 | 18 | 0.95104 | 0.33563 | 10623 | 0.11487 | 0.097593 | 0.010794 | 0.0066238 | 0.010266 | 0.012665 | 0.012217 | 0.098641 | 0.10823 | 0.11487 | 0.12151 | 0.1311 | 0.081936 | 0.091186 | 0.097593 | 0.104 | 0.11325
All | All | 2014-09-15 | Per Device | 1 | All¦All¦41897¦Per Device¦1 | 3.5974 | 1.3709 | 1.1573 | 74.2993 | 2.8587 | 1340 | 1900-01-02 14:55 | 1899-12-31 08:42 | 1.0781 | 74.309 | 2.3075 | 1323 | 15 | 18 | 0.9972 | 1.154 | 27058 | 0.079187 | 0.075945 | 0.078094 | 0.06344 | 0.077875 | 0.10061 | 0.10045 | -0.049755 | 0.026425 | 0.079187 | 0.13195 | 0.20813 | -0.05278 | 0.023272 | 0.075945 | 0.12862 | 0.20467
All | All | 2014-09-15 | Per Ton | 1 | All¦All¦41897¦Per Ton¦1 | 3.5974 | 1.3709 | 0.31611 | 74.2993 | 0.78086 | 1340 | 1900-01-02 14:55 | 1899-12-31 08:42 | 0.29448 | 74.309 | 0.63029 | 1323 | 15 | 18 | 0.9972 | 0.31522 | 27058 | 0.02163 | 0.020744 | 0.021331 | 0.017329 | 0.021272 | 0.027483 | 0.027436 | -0.013591 | 0.007218 | 0.02163 | 0.036042 | 0.056851 | -0.014417 | 0.0063568 | 0.020744 | 0.035132 | 0.055906
Non-Residential | All | 2014-09-15 | Per Device | 1 | Non-Residential¦All¦41897¦Per Device¦1 | 3.7115 | 2.3975 | 1.6421 | 74.2228 | 3.7374 | 699 | 1900-01-02 15:50 | 1900-01-01 07:23 | 1.3861 | 74.3004 | 2.9374 | 699 | 15 | 18 | 0.92791 | 1.5238 | 4663 | 0.25599 | 0.13761 | 0.14136 | 0.1111 | 0.13117 | 0.1798 | 0.1719 | 0.025572 | 0.16171 | 0.25599 | 0.35028 | 0.48641 | -0.08269 | 0.047465 | 0.13761 | 0.22775 | 0.35791
Non-Residential | All | 2014-09-15 | Per Ton | 1 | Non-Residential¦All¦41897¦Per Ton¦1 | 3.7115 | 2.3975 | 0.42316 | 74.2228 | 0.96308 | 699 | 1900-01-02 15:50 | 1900-01-01 07:23 | 0.35719 | 74.3004 | 0.75694 | 699 | 15 | 18 | 0.92791 | 0.39265 | 4663 | 0.065966 | 0.03546 | 0.036427 | 0.02863 | 0.033801 | 0.046332 | 0.044297 | 0.0065896 | 0.04167 | 0.065966 | 0.090262 | 0.12534 | -0.021308 | 0.012231 | 0.03546 | 0.058689 | 0.092229
Non-Residential | 30 | 2014-09-15 | Per Device | 1 | Non-Residential¦30¦41897¦Per Device¦1 | 3.6744 | 2.5214 | 1.503 | 74.3639 | 3.2284 | 356 | 1900-01-02 19:09 | 1900-01-01 14:38 | 1.6573 | 74.419 | 3.4415 | 353 | 15 | 18 | 1.0324 | 1.5517 | 1336 | -0.15432 | -0.10556 | 0.17111 | 0.18317 | 0.17666 | 0.25066 | 0.25448 | -0.47555 | -0.28576 | -0.15432 | -0.022871 | 0.16691 | -0.43168 | -0.23901 | -0.10556 | 0.027893 | 0.22057
Non-Residential | 30 | 2014-09-15 | Per Ton | 1 | Non-Residential¦30¦41897¦Per Ton¦1 | 3.6744 | 2.5214 | 0.38682 | 74.3639 | 0.83089 | 356 | 1900-01-02 19:09 | 1900-01-01 14:38 | 0.42654 | 74.419 | 0.88574 | 353 | 15 | 18 | 1.0324 | 0.39937 | 1336 | -0.039716 | -0.027167 | 0.044037 | 0.047143 | 0.045466 | 0.064511 | 0.065495 | -0.12239 | -0.073546 | -0.039716 | -0.0058863 | 0.042959 | -0.1111 | -0.061512 | -0.027167 | 0.0071788 | 0.056768
Non-Residential | 50 | 2014-09-15 | Per Device | 1 | Non-Residential¦50¦41897¦Per Device¦1 | 3.7275 | 2.3439 | 1.7075 | 74.1618 | 3.9908 | 343 | 1900-01-02 14:26 | 1900-01-01 04:19 | 1.2412 | 74.2501 | 2.5024 | 346 | 15 | 18 | 0.87656 | 1.4967 | 3327 | 0.46629 | 0.25551 | 0.21549 | 0.13453 | 0.18888 | 0.25403 | 0.2319 | 0.14073 | 0.33307 | 0.46629 | 0.5995 | 0.79185 | -0.041681 | 0.1339 | 0.25551 | 0.37711 | 0.55269
Non-Residential | 50 | 2014-09-15 | Per Ton | 1 | Non-Residential¦50¦41897¦Per Ton¦1 | 3.7275 | 2.3439 | 0.44027 | 74.1618 | 1.029 | 343 | 1900-01-02 14:26 | 1900-01-01 04:19 | 0.32004 | 74.2501 | 0.64524 | 346 | 15 | 18 | 0.87656 | 0.38592 | 3327 | 0.12023 | 0.065881 | 0.055561 | 0.034688 | 0.048703 | 0.065501 | 0.059793 | 0.036287 | 0.085881 | 0.12023 | 0.15458 | 0.20417 | -0.010747 | 0.034525 | 0.065881 | 0.097236 | 0.14251
Residential | All | 2014-09-15 | Per Device | 1 | Residential¦All¦41897¦Per Device¦1 | 3.5732 | 1.1531 | 0.94929 | 74.3156 | 0.96991 | 641 | 1900-01-02 14:42 | 1899-12-31 03:44 | 0.93546 | 74.3109 | 0.92582 | 624 | 15 | 18 | 1.0482 | 0.99505 | 22395 | 0.013834 | 0.059588 | 0.038309 | 0.037063 | 0.040155 | 0.053303 | 0.054645 | -0.054477 | -0.014118 | 0.013834 | 0.041786 | 0.082144 | -0.010442 | 0.030932 | 0.059588 | 0.088244 | 0.12962
Residential | All | 2014-09-15 | Per Ton | 1 | Residential¦All¦41897¦Per Ton¦1 | 3.5732 | 1.1531 | 0.2659 | 74.3156 | 0.27167 | 641 | 1900-01-02 14:42 | 1899-12-31 03:44 | 0.26202 | 74.3109 | 0.25932 | 624 | 15 | 18 | 1.0482 | 0.27871 | 22395 | 0.0038749 | 0.016691 | 0.01073 | 0.010381 | 0.011248 | 0.01493 | 0.015306 | -0.015259 | -0.0039546 | 0.0038749 | 0.011704 | 0.023009 | -0.0029249 | 0.0086642 | 0.016691 | 0.024717 | 0.036306
Residential | 50 | 2014-09-15 | Per Device | 1 | Residential¦50¦41897¦Per Device¦1 | 3.4384 | 1.1301 | 1.0205 | 74.5053 | 0.98508 | 316 | 1900-01-02 14:07 | 1899-12-31 03:20 | 1.0518 | 74.3909 | 1.0639 | 317 | 15 | 18 | 1.1209 | 1.1439 | 11772 | -0.031292 | 0.092105 | 0.055415 | 0.059756 | 0.062116 | 0.081496 | 0.086192 | -0.13573 | -0.074028 | -0.031292 | 0.011445 | 0.07315 | -0.018355 | 0.046906 | 0.092105 | 0.1373 | 0.20256
Residential | 50 | 2014-09-15 | Per Ton | 1 | Residential¦50¦41897¦Per Ton¦1 | 3.4384 | 1.1301 | 0.29043 | 74.5053 | 0.28035 | 316 | 1900-01-02 14:07 | 1899-12-31 03:20 | 0.29933 | 74.3909 | 0.30278 | 317 | 15 | 18 | 1.1209 | 0.32554 | 11772 | -0.0089054 | 0.026212 | 0.015771 | 0.017006 | 0.017678 | 0.023193 | 0.02453 | -0.038629 | -0.021068 | -0.0089054 | 0.0032571 | 0.020818 | -0.0052236 | 0.013349 | 0.026212 | 0.039076 | 0.057649
Residential | 100 | 2014-09-15 | Per Device | 1 | Residential¦100¦41897¦Per Device¦1 | 3.718 | 1.1779 | 0.87605 | 74.1118 | 0.95281 | 325 | 1900-01-02 15:22 | 1899-12-31 04:12 | 0.81072 | 74.2198 | 0.74892 | 307 | 15 | 18 | 0.94674 | 0.82939 | 10623 | 0.065325 | 0.018669 | 0.052852 | 0.042743 | 0.050038 | 0.067973 | 0.065808 | -0.021785 | 0.02968 | 0.065325 | 0.10097 | 0.15244 | -0.065667 | -0.01584 | 0.018669 | 0.053179 | 0.10301
Residential | 100 | 2014-09-15 | Per Ton | 1 | Residential¦100¦41897¦Per Ton¦1 | 3.718 | 1.1779 | 0.24138 | 74.1118 | 0.26253 | 325 | 1900-01-02 15:22 | 1899-12-31 04:12 | 0.22338 | 74.2198 | 0.20635 | 307 | 15 | 18 | 0.94674 | 0.22853 | 10623 | 0.018 | 0.0051441 | 0.014563 | 0.011777 | 0.013787 | 0.018729 | 0.018133 | -0.0060027 | 0.008178 | 0.018 | 0.027821 | 0.042002 | -0.018094 | -0.0043646 | 0.0051441 | 0.014653 | 0.028382
All | All | 2014-09-15 | Per Device | 2 | All¦All¦41897¦Per Device¦2 | 3.5974 | 1.3709 | 1.0532 | 73.5088 | 2.7463 | 1340 | 1900-01-02 14:55 | 1899-12-31 08:42 | 0.97271 | 73.5504 | 2.2381 | 1323 | 15 | 18 | 0.9972 | 1.0502 | 27058 | 0.080472 | 0.077521 | 0.075022 | 0.061532 | 0.074812 | 0.097029 | 0.096866 | -0.043876 | 0.02959 | 0.080472 | 0.13135 | 0.20482 | -0.046618 | 0.026725 | 0.077521 | 0.12832 | 0.20166
All | All | 2014-09-15 | Per Ton | 2 | All¦All¦41897¦Per Ton¦2 | 3.5974 | 1.3709 | 0.28768 | 73.5088 | 0.75014 | 1340 | 1900-01-02 14:55 | 1899-12-31 08:42 | 0.2657 | 73.5504 | 0.61134 | 1323 | 15 | 18 | 0.9972 | 0.28687 | 27058 | 0.021981 | 0.021175 | 0.020492 | 0.016807 | 0.020435 | 0.026503 | 0.026459 | -0.011985 | 0.0080824 | 0.021981 | 0.035879 | 0.055946 | -0.012734 | 0.0072998 | 0.021175 | 0.03505 | 0.055084
Non-Residential | All | 2014-09-15 | Per Device | 2 | Non-Residential¦All¦41897¦Per Device¦2 | 3.7115 | 2.3975 | 1.5739 | 73.4727 | 3.6087 | 699 | 1900-01-02 15:50 | 1900-01-01 07:23 | 1.3498 | 73.5921 | 2.8834 | 699 | 15 | 18 | 0.92791 | 1.4605 | 4663 | 0.22408 | 0.11062 | 0.13649 | 0.10906 | 0.12665 | 0.17471 | 0.16714 | 0.0001774 | 0.13246 | 0.22408 | 0.3157 | 0.44798 | -0.10358 | 0.022968 | 0.11062 | 0.19826 | 0.32481
Non-Residential | All | 2014-09-15 | Per Ton | 2 | Non-Residential¦All¦41897¦Per Ton¦2 | 3.7115 | 2.3975 | 0.40558 | 73.4727 | 0.92992 | 699 | 1900-01-02 15:50 | 1900-01-01 07:23 | 0.34784 | 73.5921 | 0.74301 | 699 | 15 | 18 | 0.92791 | 0.37634 | 4663 | 0.057743 | 0.028504 | 0.035173 | 0.028103 | 0.032637 | 0.045021 | 0.043069 | 4.57e-05 | 0.034134 | 0.057743 | 0.081352 | 0.11544 | -0.026692 | 0.0059185 | 0.028504 | 0.05109 | 0.0837
Non-Residential | 30 | 2014-09-15 | Per Device | 2 | Non-Residential¦30¦41897¦Per Device¦2 | 3.6744 | 2.5214 | 1.4254 | 73.438 | 2.8713 | 356 | 1900-01-02 19:09 | 1900-01-01 14:38 | 1.5962 | 73.5703 | 3.3772 | 353 | 15 | 18 | 1.0324 | 1.4716 | 1336 | -0.17078 | -0.12454 | 0.15218 | 0.17975 | 0.15711 | 0.23552 | 0.23874 | -0.47261 | -0.29429 | -0.17078 | -0.047274 | 0.13105 | -0.43049 | -0.24973 | -0.12454 | 0.0006577 | 0.18142
Non-Residential | 30 | 2014-09-15 | Per Ton | 2 | Non-Residential¦30¦41897¦Per Ton¦2 | 3.6744 | 2.5214 | 0.36685 | 73.438 | 0.73898 | 356 | 1900-01-02 19:09 | 1900-01-01 14:38 | 0.41081 | 73.5703 | 0.86919 | 353 | 15 | 18 | 1.0324 | 0.37875 | 1336 | -0.043953 | -0.032052 | 0.039166 | 0.046262 | 0.040436 | 0.060615 | 0.061444 | -0.12163 | -0.07574 | -0.043953 | -0.012167 | 0.033728 | -0.1108 | -0.064273 | -0.032052 | 0.0001693 | 0.046691
Non-Residential | 50 | 2014-09-15 | Per Device | 2 | Non-Residential¦50¦41897¦Per Device¦2 | 3.7275 | 2.3439 | 1.6446 | 73.4878 | 3.9741 | 343 | 1900-01-02 14:26 | 1900-01-01 04:19 | 1.2179 | 73.6013 | 2.4605 | 346 | 15 | 18 | 0.87656 | 1.4416 | 3327 | 0.42669 | 0.22368 | 0.21458 | 0.13228 | 0.18809 | 0.25208 | 0.22995 | 0.10364 | 0.2945 | 0.42669 | 0.55888 | 0.74974 | -0.071015 | 0.10309 | 0.22368 | 0.34426 | 0.51837
Non-Residential | 50 | 2014-09-15 | Per Ton | 2 | Non-Residential¦50¦41897¦Per Ton¦2 | 3.7275 | 2.3439 | 0.42404 | 73.4878 | 1.0247 | 343 | 1900-01-02 14:26 | 1900-01-01 04:19 | 0.31402 | 73.6013 | 0.63443 | 346 | 15 | 18 | 0.87656 | 0.3717 | 3327 | 0.11002 | 0.057674 | 0.055329 | 0.034107 | 0.048499 | 0.064997 | 0.059291 | 0.026723 | 0.075935 | 0.11002 | 0.1441 | 0.19332 | -0.018311 | 0.026582 | 0.057674 | 0.088766 | 0.13366
Residential | All | 2014-09-15 | Per Device | 2 | Residential¦All¦41897¦Per Device¦2 | 3.5732 | 1.1531 | 0.83043 | 73.5164 | 0.83605 | 641 | 1900-01-02 14:42 | 1899-12-31 03:44 | 0.80101 | 73.5413 | 0.74864 | 624 | 15 | 18 | 1.0482 | 0.87046 | 22395 | 0.029423 | 0.069448 | 0.033022 | 0.02997 | 0.034613 | 0.044594 | 0.045785 | -0.027727 | 0.0060375 | 0.029423 | 0.052808 | 0.086572 | 0.010772 | 0.045439 | 0.069448 | 0.093458 | 0.12812
Residential | All | 2014-09-15 | Per Ton | 2 | Residential¦All¦41897¦Per Ton¦2 | 3.5732 | 1.1531 | 0.2326 | 73.5164 | 0.23418 | 641 | 1900-01-02 14:42 | 1899-12-31 03:44 | 0.22436 | 73.5413 | 0.2097 | 624 | 15 | 18 | 1.0482 | 0.24382 | 22395 | 0.0082413 | 0.019453 | 0.0092495 | 0.0083946 | 0.0096953 | 0.012491 | 0.012825 | -0.0077663 | 0.0016911 | 0.0082413 | 0.014792 | 0.024249 | 0.0030174 | 0.012727 | 0.019453 | 0.026178 | 0.035888
Residential | 50 | 2014-09-15 | Per Device | 2 | Residential¦50¦41897¦Per Device¦2 | 3.4384 | 1.1301 | 0.88815 | 73.6109 | 0.85947 | 316 | 1900-01-02 14:07 | 1899-12-31 03:20 | 0.86104 | 73.4507 | 0.80096 | 317 | 15 | 18 | 1.1209 | 0.99554 | 11772 | 0.027108 | 0.1345 | 0.048349 | 0.044986 | 0.054195 | 0.066041 | 0.070434 | -0.057527 | -0.0075242 | 0.027108 | 0.06174 | 0.11174 | 0.044237 | 0.097566 | 0.1345 | 0.17144 | 0.22477
Residential | 50 | 2014-09-15 | Per Ton | 2 | Residential¦50¦41897¦Per Ton¦2 | 3.4384 | 1.1301 | 0.25276 | 73.6109 | 0.2446 | 316 | 1900-01-02 14:07 | 1899-12-31 03:20 | 0.24505 | 73.4507 | 0.22795 | 317 | 15 | 18 | 1.1209 | 0.28333 | 11772 | 0.0077146 | 0.038278 | 0.01376 | 0.012803 | 0.015424 | 0.018795 | 0.020045 | -0.016372 | -0.0021413 | 0.0077146 | 0.017571 | 0.031801 | 0.012589 | 0.027767 | 0.038278 | 0.04879 | 0.063967
Residential | 100 | 2014-09-15 | Per Device | 2 | Residential¦100¦41897¦Per Device¦2 | 3.718 | 1.1779 | 0.77101 | 73.415 | 0.81124 | 325 | 1900-01-02 15:22 | 1899-12-31 04:12 | 0.73688 | 73.6446 | 0.69006 | 307 | 15 | 18 | 0.94674 | 0.72994 | 10623 | 0.034127 | -0.0069346 | 0.045 | 0.039384 | 0.042603 | 0.0598 | 0.058018 | -0.04251 | 0.0027679 | 0.034127 | 0.065486 | 0.11076 | -0.081288 | -0.037359 | -0.0069346 | 0.02349 | 0.067419
Residential | 100 | 2014-09-15 | Per Ton | 2 | Residential¦100¦41897¦Per Ton¦2 | 3.718 | 1.1779 | 0.21244 | 73.415 | 0.22353 | 325 | 1900-01-02 15:22 | 1899-12-31 04:12 | 0.20304 | 73.6446 | 0.19014 | 307 | 15 | 18 | 0.94674 | 0.20113 | 10623 | 0.0094033 | -0.0019108 | 0.012399 | 0.010852 | 0.011739 | 0.016477 | 0.015986 | -0.011713 | 0.0007627 | 0.0094033 | 0.018044 | 0.03052 | -0.022398 | -0.010294 | -0.0019108 | 0.0064724 | 0.018576
All | All | 2014-09-15 | Per Device | 3 | All¦All¦41897¦Per Device¦3 | 3.5974 | 1.3709 | 0.98226 | 72.6383 | 2.7123 | 1340 | 1900-01-02 14:55 | 1899-12-31 08:42 | 0.88303 | 72.7769 | 2.0755 | 1323 | 15 | 18 | 0.9972 | 0.97951 | 27058 | 0.099228 | 0.096476 | 0.074094 | 0.057062 | 0.073886 | 0.09352 | 0.093356 | -0.020623 | 0.050186 | 0.099228 | 0.14827 | 0.21908 | -0.023164 | 0.04752 | 0.096476 | 0.14543 | 0.21612
All | All | 2014-09-15 | Per Ton | 3 | All¦All¦41897¦Per Ton¦3 | 3.5974 | 1.3709 | 0.2683 | 72.6383 | 0.74086 | 1340 | 1900-01-02 14:55 | 1899-12-31 08:42 | 0.2412 | 72.7769 | 0.56693 | 1323 | 15 | 18 | 0.9972 | 0.26755 | 27058 | 0.027104 | 0.026353 | 0.020239 | 0.015587 | 0.020182 | 0.025545 | 0.0255 | -0.0056332 | 0.013708 | 0.027104 | 0.0405 | 0.059841 | -0.0063273 | 0.01298 | 0.026353 | 0.039725 | 0.059032
Non-Residential | All | 2014-09-15 | Per Device | 3 | Non-Residential¦All¦41897¦Per Device¦3 | 3.7115 | 2.3975 | 1.541 | 72.9026 | 3.5746 | 699 | 1900-01-02 15:50 | 1900-01-01 07:23 | 1.2765 | 73.0661 | 2.6662 | 699 | 15 | 18 | 0.92791 | 1.4299 | 4663 | 0.26447 | 0.15338 | 0.1352 | 0.10084 | 0.12546 | 0.16867 | 0.16096 | 0.048308 | 0.17602 | 0.26447 | 0.35292 | 0.48063 | -0.052904 | 0.068968 | 0.15338 | 0.23778 | 0.35966
Non-Residential | All | 2014-09-15 | Per Ton | 3 | Non-Residential¦All¦41897¦Per Ton¦3 | 3.7115 | 2.3975 | 0.39709 | 72.9026 | 0.92112 | 699 | 1900-01-02 15:50 | 1900-01-01 07:23 | 0.32894 | 73.0661 | 0.68704 | 699 | 15 | 18 | 0.92791 | 0.36846 | 4663 | 0.06815 | 0.039523 | 0.03484 | 0.025986 | 0.032329 | 0.043464 | 0.041478 | 0.012448 | 0.045357 | 0.06815 | 0.090942 | 0.12385 | -0.013633 | 0.017772 | 0.039523 | 0.061274 | 0.092679
Non-Residential | 30 | 2014-09-15 | Per Device | 3 | Non-Residential¦30¦41897¦Per Device¦3 | 3.6744 | 2.5214 | 1.3984 | 72.8071 | 2.8875 | 356 | 1900-01-02 19:09 | 1900-01-01 14:38 | 1.5235 | 72.8279 | 3.2862 | 353 | 15 | 18 | 1.0324 | 1.4437 | 1336 | -0.12512 | -0.079756 | 0.15304 | 0.1749 | 0.158 | 0.2324 | 0.2357 | -0.42296 | -0.24699 | -0.12512 | -0.0032492 | 0.17272 | -0.38182 | -0.20336 | -0.079756 | 0.043846 | 0.22231
Non-Residential | 30 | 2014-09-15 | Per Ton | 3 | Non-Residential¦30¦41897¦Per Ton¦3 | 3.6744 | 2.5214 | 0.35989 | 72.8071 | 0.74314 | 356 | 1900-01-02 19:09 | 1900-01-01 14:38 | 0.39209 | 72.8279 | 0.84575 | 353 | 15 | 18 | 1.0324 | 0.37157 | 1336 | -0.032202 | -0.020527 | 0.039386 | 0.045015 | 0.040664 | 0.059813 | 0.060662 | -0.10886 | -0.063569 | -0.032202 | -0.0008363 | 0.044451 | -0.098269 | -0.052338 | -0.020527 | 0.011285 | 0.057215
Non-Residential | 50 | 2014-09-15 | Per Device | 3 | Non-Residential¦50¦41897¦Per Device¦3 | 3.7275 | 2.3439 | 1.6087 | 72.9439 | 3.9163 | 343 | 1900-01-02 14:26 | 1900-01-01 04:19 | 1.1445 | 73.1672 | 2.1218 | 346 | 15 | 18 | 0.87656 | 1.4101 | 3327 | 0.4642 | 0.26561 | 0.21146 | 0.11407 | 0.18536 | 0.24026 | 0.21764 | 0.15628 | 0.3382 | 0.4642 | 0.59019 | 0.77211 | -0.013307 | 0.15148 | 0.26561 | 0.37975 | 0.54454
Non-Residential | 50 | 2014-09-15 | Per Ton | 3 | Non-Residential¦50¦41897¦Per Ton¦3 | 3.7275 | 2.3439 | 0.41478 | 72.9439 | 1.0098 | 343 | 1900-01-02 14:26 | 1900-01-01 04:19 | 0.2951 | 73.1672 | 0.54709 | 346 | 15 | 18 | 0.87656 | 0.36358 | 3327 | 0.11969 | 0.068487 | 0.054524 | 0.029412 | 0.047793 | 0.061951 | 0.056118 | 0.040297 | 0.087203 | 0.11969 | 0.15218 | 0.19908 | -0.0034312 | 0.039059 | 0.068487 | 0.097915 | 0.14041
Residential | All | 2014-09-15 | Per Device | 3 | Residential¦All¦41897¦Per Device¦3 | 3.5732 | 1.1531 | 0.74373 | 72.5822 | 0.76086 | 641 | 1900-01-02 14:42 | 1899-12-31 03:44 | 0.70498 | 72.7137 | 0.67968 | 624 | 15 | 18 | 1.0482 | 0.77958 | 22395 | 0.038749 | 0.074596 | 0.030052 | 0.027209 | 0.031501 | 0.04054 | 0.041625 | -0.013204 | 0.01749 | 0.038749 | 0.060008 | 0.090703 | 0.021252 | 0.052768 | 0.074596 | 0.096424 | 0.12794
Residential | All | 2014-09-15 | Per Ton | 3 | Residential¦All¦41897¦Per Ton¦3 | 3.5732 | 1.1531 | 0.20832 | 72.5822 | 0.21312 | 641 | 1900-01-02 14:42 | 1899-12-31 03:44 | 0.19747 | 72.7137 | 0.19038 | 624 | 15 | 18 | 1.0482 | 0.21836 | 22395 | 0.010854 | 0.020894 | 0.0084177 | 0.0076213 | 0.0088234 | 0.011355 | 0.011659 | -0.0036985 | 0.0048991 | 0.010854 | 0.016808 | 0.025406 | 0.0059527 | 0.01478 | 0.020894 | 0.027009 | 0.035836
Residential | 50 | 2014-09-15 | Per Device | 3 | Residential¦50¦41897¦Per Device¦3 | 3.4384 | 1.1301 | 0.76262 | 72.6722 | 0.74626 | 316 | 1900-01-02 14:07 | 1899-12-31 03:20 | 0.74644 | 72.6632 | 0.66228 | 317 | 15 | 18 | 1.1209 | 0.85484 | 11772 | 0.01618 | 0.1084 | 0.041981 | 0.037197 | 0.047057 | 0.056089 | 0.059983 | -0.055701 | -0.013233 | 0.01618 | 0.045594 | 0.088061 | 0.031524 | 0.07694 | 0.1084 | 0.13985 | 0.18527
Residential | 50 | 2014-09-15 | Per Ton | 3 | Residential¦50¦41897¦Per Ton¦3 | 3.4384 | 1.1301 | 0.21704 | 72.6722 | 0.21238 | 316 | 1900-01-02 14:07 | 1899-12-31 03:20 | 0.21243 | 72.6632 | 0.18848 | 317 | 15 | 18 | 1.1209 | 0.24328 | 11772 | 0.0046048 | 0.030849 | 0.011947 | 0.010586 | 0.013392 | 0.015963 | 0.017071 | -0.015852 | -0.003766 | 0.0046048 | 0.012976 | 0.025062 | 0.0089714 | 0.021897 | 0.030849 | 0.0398 | 0.052726
Residential | 100 | 2014-09-15 | Per Device | 3 | Residential¦100¦41897¦Per Device¦3 | 3.718 | 1.1779 | 0.72388 | 72.4856 | 0.77464 | 325 | 1900-01-02 15:22 | 1899-12-31 04:12 | 0.66081 | 72.7713 | 0.69727 | 307 | 15 | 18 | 0.94674 | 0.68532 | 10623 | 0.063068 | 0.024517 | 0.04297 | 0.039795 | 0.040681 | 0.058567 | 0.056909 | -0.011988 | 0.032356 | 0.063068 | 0.093781 | 0.13812 | -0.048415 | -0.0053265 | 0.024517 | 0.05436 | 0.097448
Residential | 100 | 2014-09-15 | Per Ton | 3 | Residential¦100¦41897¦Per Ton¦3 | 3.718 | 1.1779 | 0.19945 | 72.4856 | 0.21344 | 325 | 1900-01-02 15:22 | 1899-12-31 04:12 | 0.18208 | 72.7713 | 0.19212 | 307 | 15 | 18 | 0.94674 | 0.18883 | 10623 | 0.017378 | 0.0067552 | 0.01184 | 0.010965 | 0.011209 | 0.016137 | 0.01568 | -0.0033031 | 0.0089152 | 0.017378 | 0.02584 | 0.038058 | -0.01334 | -0.0014677 | 0.0067552 | 0.014978 | 0.026851
All | All | 2014-09-15 | Per Device | 4 | All¦All¦41897¦Per Device¦4 | 3.5974 | 1.3709 | 0.91635 | 72.5726 | 2.6361 | 1340 | 1900-01-02 14:55 | 1899-12-31 08:42 | 0.86844 | 72.6446 | 2.1138 | 1323 | 15 | 18 | 0.9972 | 0.91379 | 27058 | 0.047912 | 0.045345 | 0.072012 | 0.058115 | 0.07181 | 0.092537 | 0.09238 | -0.070679 | -0.0006146 | 0.047912 | 0.096438 | 0.1665 | -0.073045 | -0.0030993 | 0.045345 | 0.093789 | 0.16373
All | All | 2014-09-15 | Per Ton | 4 | All¦All¦41897¦Per Ton¦4 | 3.5974 | 1.3709 | 0.2503 | 72.5726 | 0.72004 | 1340 | 1900-01-02 14:55 | 1899-12-31 08:42 | 0.23721 | 72.6446 | 0.57739 | 1323 | 15 | 18 | 0.9972 | 0.2496 | 27058 | 0.013087 | 0.012386 | 0.01967 | 0.015874 | 0.019615 | 0.025276 | 0.025234 | -0.019306 | -0.0001679 | 0.013087 | 0.026342 | 0.04548 | -0.019952 | -0.0008466 | 0.012386 | 0.025618 | 0.044724
Non-Residential | All | 2014-09-15 | Per Device | 4 | Non-Residential¦All¦41897¦Per Device¦4 | 3.7115 | 2.3975 | 1.4893 | 72.784 | 3.4882 | 699 | 1900-01-02 15:50 | 1900-01-01 07:23 | 1.2719 | 72.9808 | 2.7185 | 699 | 15 | 18 | 0.92791 | 1.3819 | 4663 | 0.21742 | 0.11006 | 0.13194 | 0.10282 | 0.12243 | 0.16727 | 0.15988 | 0.0030527 | 0.1297 | 0.21742 | 0.30514 | 0.43179 | -0.094833 | 0.026218 | 0.11006 | 0.1939 | 0.31495
Non-Residential | All | 2014-09-15 | Per Ton | 4 | Non-Residential¦All¦41897¦Per Ton¦4 | 3.7115 | 2.3975 | 0.38377 | 72.784 | 0.89887 | 699 | 1900-01-02 15:50 | 1900-01-01 07:23 | 0.32774 | 72.9808 | 0.70053 | 699 | 15 | 18 | 0.92791 | 0.3561 | 4663 | 0.056026 | 0.028361 | 0.033998 | 0.026496 | 0.031547 | 0.043104 | 0.041198 | 0.0007866 | 0.033423 | 0.056026 | 0.07863 | 0.11127 | -0.024437 | 0.0067561 | 0.028361 | 0.049965 | 0.081158
Non-Residential | 30 | 2014-09-15 | Per Device | 4 | Non-Residential¦30¦41897¦Per Device¦4 | 3.6744 | 2.5214 | 1.3937 | 72.684 | 2.9202 | 356 | 1900-01-02 19:09 | 1900-01-01 14:38 | 1.5251 | 72.8114 | 3.3627 | 353 | 15 | 18 | 1.0324 | 1.4389 | 1336 | -0.13137 | -0.086153 | 0.15477 | 0.17898 | 0.15979 | 0.23662 | 0.23993 | -0.4346 | -0.25545 | -0.13137 | -0.0072871 | 0.17187 | -0.39364 | -0.21197 | -0.086153 | 0.039667 | 0.22133
Non-Residential | 30 | 2014-09-15 | Per Ton | 4 | Non-Residential¦30¦41897¦Per Ton¦4 | 3.6744 | 2.5214 | 0.3587 | 72.684 | 0.75157 | 356 | 1900-01-02 19:09 | 1900-01-01 14:38 | 0.39251 | 72.8114 | 0.86545 | 353 | 15 | 18 | 1.0324 | 0.37034 | 1336 | -0.03381 | -0.022173 | 0.039833 | 0.046063 | 0.041125 | 0.060898 | 0.06175 | -0.11185 | -0.065745 | -0.03381 | -0.0018755 | 0.044233 | -0.10131 | -0.054555 | -0.022173 | 0.010209 | 0.056963
Non-Residential | 50 | 2014-09-15 | Per Device | 4 | Non-Residential¦50¦41897¦Per Device¦4 | 3.7275 | 2.3439 | 1.5324 | 72.8272 | 3.7713 | 343 | 1900-01-02 14:26 | 1900-01-01 04:19 | 1.1366 | 73.0526 | 2.1521 | 346 | 15 | 18 | 0.87656 | 1.3433 | 3327 | 0.39585 | 0.20668 | 0.20363 | 0.1157 | 0.17849 | 0.23421 | 0.21271 | 0.095699 | 0.27303 | 0.39585 | 0.51866 | 0.69599 | -0.065927 | 0.095129 | 0.20668 | 0.31822 | 0.47928
Non-Residential | 50 | 2014-09-15 | Per Ton | 4 | Non-Residential¦50¦41897¦Per Ton¦4 | 3.7275 | 2.3439 | 0.39513 | 72.8272 | 0.97241 | 343 | 1900-01-02 14:26 | 1900-01-01 04:19 | 0.29306 | 73.0526 | 0.55491 | 346 | 15 | 18 | 0.87656 | 0.34635 | 3327 | 0.10207 | 0.05329 | 0.052505 | 0.029832 | 0.046024 | 0.060388 | 0.054847 | 0.024675 | 0.070399 | 0.10207 | 0.13373 | 0.17946 | -0.016999 | 0.024528 | 0.05329 | 0.082052 | 0.12358
Residential | All | 2014-09-15 | Per Device | 4 | Residential¦All¦41897¦Per Device¦4 | 3.5732 | 1.1531 | 0.67205 | 72.5277 | 0.66155 | 641 | 1900-01-02 14:42 | 1899-12-31 03:44 | 0.68621 | 72.5711 | 0.69318 | 624 | 15 | 18 | 1.0482 | 0.70444 | 22395 | -0.014154 | 0.018238 | 0.02613 | 0.027749 | 0.027389 | 0.038115 | 0.03899 | -0.063 | -0.034141 | -0.014154 | 0.005834 | 0.034693 | -0.031729 | -0.0022078 | 0.018238 | 0.038684 | 0.068205
Residential | All | 2014-09-15 | Per Ton | 4 | Residential¦All¦41897¦Per Ton¦4 | 3.5732 | 1.1531 | 0.18824 | 72.5277 | 0.1853 | 641 | 1900-01-02 14:42 | 1899-12-31 03:44 | 0.19221 | 72.5711 | 0.19416 | 624 | 15 | 18 | 1.0482 | 0.19732 | 22395 | -0.0039645 | 0.0051086 | 0.0073189 | 0.0077726 | 0.0076717 | 0.010676 | 0.010921 | -0.017646 | -0.009563 | -0.0039645 | 0.0016341 | 0.0097176 | -0.0088872 | -0.0006184 | 0.0051086 | 0.010836 | 0.019104
Residential | 50 | 2014-09-15 | Per Device | 4 | Residential¦50¦41897¦Per Device¦4 | 3.4384 | 1.1301 | 0.69306 | 72.6486 | 0.62699 | 316 | 1900-01-02 14:07 | 1899-12-31 03:20 | 0.74162 | 72.4667 | 0.73711 | 317 | 15 | 18 | 1.1209 | 0.77687 | 11772 | -0.04856 | 0.035244 | 0.035271 | 0.0414 | 0.039536 | 0.054388 | 0.057246 | -0.11826 | -0.077081 | -0.04856 | -0.020039 | 0.02114 | -0.03812 | 0.0052239 | 0.035244 | 0.065263 | 0.10861
Residential | 50 | 2014-09-15 | Per Ton | 4 | Residential¦50¦41897¦Per Ton¦4 | 3.4384 | 1.1301 | 0.19724 | 72.6486 | 0.17844 | 316 | 1900-01-02 14:07 | 1899-12-31 03:20 | 0.21106 | 72.4667 | 0.20978 | 317 | 15 | 18 | 1.1209 | 0.22109 | 11772 | -0.01382 | 0.01003 | 0.010038 | 0.011782 | 0.011252 | 0.015478 | 0.016292 | -0.033656 | -0.021937 | -0.01382 | -0.0057031 | 0.0060164 | -0.010849 | 0.0014867 | 0.01003 | 0.018573 | 0.030909
Residential | 100 | 2014-09-15 | Per Device | 4 | Residential¦100¦41897¦Per Device¦4 | 3.718 | 1.1779 | 0.6501 | 72.3979 | 0.69318 | 325 | 1900-01-02 15:22 | 1899-12-31 04:12 | 0.62697 | 72.6901 | 0.64406 | 307 | 15 | 18 | 0.94674 | 0.61548 | 10623 | 0.023136 | -0.011486 | 0.038451 | 0.036759 | 0.036403 | 0.053195 | 0.051734 | -0.045035 | -0.0047589 | 0.023136 | 0.051032 | 0.091308 | -0.077786 | -0.038616 | -0.011486 | 0.015643 | 0.054813
Residential | 100 | 2014-09-15 | Per Ton | 4 | Residential¦100¦41897¦Per Ton¦4 | 3.718 | 1.1779 | 0.17913 | 72.3979 | 0.191 | 325 | 1900-01-02 15:22 | 1899-12-31 04:12 | 0.17275 | 72.6901 | 0.17746 | 307 | 15 | 18 | 0.94674 | 0.16959 | 10623 | 0.0063749 | -0.0031649 | 0.010595 | 0.010128 | 0.01003 | 0.014657 | 0.014255 | -0.012409 | -0.0013113 | 0.0063749 | 0.014061 | 0.025159 | -0.021433 | -0.01064 | -0.0031649 | 0.0043102 | 0.015103
All | All | 2014-09-15 | Per Device | 5 | All¦All¦41897¦Per Device¦5 | 3.5974 | 1.3709 | 0.9119 | 71.8385 | 2.7338 | 1340 | 1900-01-02 14:55 | 1899-12-31 08:42 | 0.85199 | 71.9282 | 2.21 | 1323 | 15 | 18 | 0.9972 | 0.90935 | 27058 | 0.059915 | 0.05736 | 0.074682 | 0.060759 | 0.074473 | 0.096276 | 0.096114 | -0.063467 | 0.0094278 | 0.059915 | 0.1104 | 0.1833 | -0.065814 | 0.0069583 | 0.05736 | 0.10776 | 0.18053
All | All | 2014-09-15 | Per Ton | 5 | All¦All¦41897¦Per Ton¦5 | 3.5974 | 1.3709 | 0.24909 | 71.8385 | 0.74674 | 1340 | 1900-01-02 14:55 | 1899-12-31 08:42 | 0.23272 | 71.9282 | 0.60366 | 1323 | 15 | 18 | 0.9972 | 0.24839 | 27058 | 0.016366 | 0.015668 | 0.020399 | 0.016596 | 0.020342 | 0.026298 | 0.026253 | -0.017336 | 0.0025752 | 0.016366 | 0.030156 | 0.050068 | -0.017977 | 0.0019006 | 0.015668 | 0.029435 | 0.049313
Non-Residential | All | 2014-09-15 | Per Device | 5 | Non-Residential¦All¦41897¦Per Device¦5 | 3.7115 | 2.3975 | 1.52 | 71.9897 | 3.6298 | 699 | 1900-01-02 15:50 | 1900-01-01 07:23 | 1.2957 | 72.1573 | 2.8595 | 699 | 15 | 18 | 0.92791 | 1.4104 | 4663 | 0.22435 | 0.11477 | 0.13729 | 0.10816 | 0.12739 | 0.17478 | 0.16711 | 0.0003635 | 0.1327 | 0.22435 | 0.316 | 0.44833 | -0.099397 | 0.027134 | 0.11477 | 0.2024 | 0.32893
Non-Residential | All | 2014-09-15 | Per Ton | 5 | Non-Residential¦All¦41897¦Per Ton¦5 | 3.7115 | 2.3975 | 0.39169 | 71.9897 | 0.93535 | 699 | 1900-01-02 15:50 | 1900-01-01 07:23 | 0.33388 | 72.1573 | 0.73686 | 699 | 15 | 18 | 0.92791 | 0.36345 | 4663 | 0.057812 | 0.029575 | 0.035378 | 0.027871 | 0.032828 | 0.045038 | 0.043063 | 9.37e-05 | 0.034194 | 0.057812 | 0.08143 | 0.11553 | -0.025613 | 0.0069921 | 0.029575 | 0.052157 | 0.084762
Non-Residential | 30 | 2014-09-15 | Per Device | 5 | Non-Residential¦30¦41897¦Per Device¦5 | 3.6744 | 2.5214 | 1.412 | 71.9597 | 2.925 | 356 | 1900-01-02 19:09 | 1900-01-01 14:38 | 1.514 | 72.0452 | 3.4496 | 353 | 15 | 18 | 1.0324 | 1.4578 | 1336 | -0.10193 | -0.056121 | 0.15502 | 0.1836 | 0.16005 | 0.2403 | 0.24357 | -0.40988 | -0.22794 | -0.10193 | 0.02408 | 0.20602 | -0.36827 | -0.18385 | -0.056121 | 0.071607 | 0.25603
Non-Residential | 30 | 2014-09-15 | Per Ton | 5 | Non-Residential¦30¦41897¦Per Ton¦5 | 3.6744 | 2.5214 | 0.36341 | 71.9597 | 0.75279 | 356 | 1900-01-02 19:09 | 1900-01-01 14:38 | 0.38965 | 72.0452 | 0.88781 | 353 | 15 | 18 | 1.0324 | 0.3752 | 1336 | -0.026234 | -0.014444 | 0.039898 | 0.047253 | 0.041192 | 0.061844 | 0.062687 | -0.10549 | -0.058665 | -0.026234 | 0.0061975 | 0.053023 | -0.094781 | -0.047317 | -0.014444 | 0.018429 | 0.065893
Non-Residential | 50 | 2014-09-15 | Per Device | 5 | Non-Residential¦50¦41897¦Per Device¦5 | 3.7275 | 2.3439 | 1.5696 | 72.0026 | 3.9796 | 343 | 1900-01-02 14:26 | 1900-01-01 04:19 | 1.1784 | 72.2049 | 2.3555 | 346 | 15 | 18 | 0.87656 | 1.3758 | 3327 | 0.39121 | 0.19745 | 0.21488 | 0.12663 | 0.18835 | 0.24942 | 0.22696 | 0.071569 | 0.26042 | 0.39121 | 0.52201 | 0.71085 | -0.093415 | 0.078432 | 0.19745 | 0.31647 | 0.48832
Non-Residential | 50 | 2014-09-15 | Per Ton | 5 | Non-Residential¦50¦41897¦Per Ton¦5 | 3.7275 | 2.3439 | 0.40471 | 72.0026 | 1.0261 | 343 | 1900-01-02 14:26 | 1900-01-01 04:19 | 0.30384 | 72.2049 | 0.60735 | 346 | 15 | 18 | 0.87656 | 0.35475 | 3327 | 0.10087 | 0.050912 | 0.055405 | 0.032651 | 0.048566 | 0.064311 | 0.058521 | 0.018454 | 0.067146 | 0.10087 | 0.1346 | 0.18329 | -0.024086 | 0.020223 | 0.050912 | 0.0816 | 0.12591
Residential | All | 2014-09-15 | Per Device | 5 | Residential¦All¦41897¦Per Device¦5 | 3.5732 | 1.1531 | 0.65278 | 71.8064 | 0.6325 | 641 | 1900-01-02 14:42 | 1899-12-31 03:44 | 0.65241 | 71.8781 | 0.66462 | 624 | 15 | 18 | 1.0482 | 0.68424 | 22395 | 0.0003685 | 0.031831 | 0.024982 | 0.026606 | 0.026186 | 0.036497 | 0.037331 | -0.046404 | -0.01877 | 0.0003685 | 0.019507 | 0.047141 | -0.01601 | 0.012255 | 0.031831 | 0.051408 | 0.079673
Residential | All | 2014-09-15 | Per Ton | 5 | Residential¦All¦41897¦Per Ton¦5 | 3.5732 | 1.1531 | 0.18284 | 71.8064 | 0.17716 | 641 | 1900-01-02 14:42 | 1899-12-31 03:44 | 0.18274 | 71.8781 | 0.18616 | 624 | 15 | 18 | 1.0482 | 0.19166 | 22395 | 0.0001032 | 0.0089161 | 0.0069976 | 0.0074524 | 0.0073349 | 0.010223 | 0.010457 | -0.012998 | -0.0052576 | 0.0001032 | 0.005464 | 0.013204 | -0.0044845 | 0.0034327 | 0.0089161 | 0.014399 | 0.022317
Residential | 50 | 2014-09-15 | Per Device | 5 | Residential¦50¦41897¦Per Device¦5 | 3.4384 | 1.1301 | 0.67192 | 71.9609 | 0.63367 | 316 | 1900-01-02 14:07 | 1899-12-31 03:20 | 0.71912 | 71.8505 | 0.69863 | 317 | 15 | 18 | 1.1209 | 0.75316 | 11772 | -0.0472 | 0.034047 | 0.035646 | 0.039239 | 0.039957 | 0.053013 | 0.056002 | -0.11514 | -0.075 | -0.0472 | -0.0194 | 0.020738 | -0.037722 | 0.0046796 | 0.034047 | 0.063414 | 0.10582
Residential | 50 | 2014-09-15 | Per Ton | 5 | Residential¦50¦41897¦Per Ton¦5 | 3.4384 | 1.1301 | 0.19122 | 71.9609 | 0.18034 | 316 | 1900-01-02 14:07 | 1899-12-31 03:20 | 0.20466 | 71.8505 | 0.19882 | 317 | 15 | 18 | 1.1209 | 0.21435 | 11772 | -0.013433 | 0.0096896 | 0.010145 | 0.011167 | 0.011371 | 0.015087 | 0.015938 | -0.032768 | -0.021344 | -0.013433 | -0.0055211 | 0.005902 | -0.010736 | 0.0013318 | 0.0096896 | 0.018047 | 0.030115
Residential | 100 | 2014-09-15 | Per Device | 5 | Residential¦100¦41897¦Per Device¦5 | 3.718 | 1.1779 | 0.63275 | 71.6405 | 0.63136 | 325 | 1900-01-02 15:22 | 1899-12-31 04:12 | 0.58097 | 71.9095 | 0.62485 | 307 | 15 | 18 | 0.94674 | 0.59905 | 10623 | 0.05178 | 0.018081 | 0.035021 | 0.035662 | 0.033156 | 0.049983 | 0.048694 | -0.012276 | 0.025569 | 0.05178 | 0.077991 | 0.11584 | -0.044323 | -0.007454 | 0.018081 | 0.043617 | 0.080485
Residential | 100 | 2014-09-15 | Per Ton | 5 | Residential¦100¦41897¦Per Ton¦5 | 3.718 | 1.1779 | 0.17435 | 71.6405 | 0.17396 | 325 | 1900-01-02 15:22 | 1899-12-31 04:12 | 0.16008 | 71.9095 | 0.17217 | 307 | 15 | 18 | 0.94674 | 0.16506 | 10623 | 0.014267 | 0.0049821 | 0.0096497 | 0.0098262 | 0.0091358 | 0.013772 | 0.013417 | -0.0033824 | 0.0070452 | 0.014267 | 0.021489 | 0.031917 | -0.012213 | -0.0020539 | 0.0049821 | 0.012018 | 0.022177
All | All | 2014-09-15 | Per Device | 6 | All¦All¦41897¦Per Device¦6 | 3.5974 | 1.3709 | 0.97855 | 71.8577 | 3.0385 | 1340 | 1900-01-02 14:55 | 1899-12-31 08:42 | 0.89761 | 71.9426 | 2.5856 | 1323 | 15 | 18 | 0.9972 | 0.97581 | 27058 | 0.080947 | 0.078206 | 0.083004 | 0.071085 | 0.082772 | 0.10928 | 0.10911 | -0.059105 | 0.023639 | 0.080947 | 0.13826 | 0.221 | -0.06162 | 0.02099 | 0.078206 | 0.13542 | 0.21803
All | All | 2014-09-15 | Per Ton | 6 | All¦All¦41897¦Per Ton¦6 | 3.5974 | 1.3709 | 0.26729 | 71.8577 | 0.82996 | 1340 | 1900-01-02 14:55 | 1899-12-31 08:42 | 0.24518 | 71.9426 | 0.70625 | 1323 | 15 | 18 | 0.9972 | 0.26654 | 27058 | 0.022111 | 0.021362 | 0.022673 | 0.019417 | 0.022609 | 0.029851 | 0.029802 | -0.016145 | 0.0064569 | 0.022111 | 0.037764 | 0.060366 | -0.016832 | 0.0057334 | 0.021362 | 0.03699 | 0.059555
Non-Residential | All | 2014-09-15 | Per Device | 6 | Non-Residential¦All¦41897¦Per Device¦6 | 3.7115 | 2.3975 | 1.7163 | 72.0097 | 4.036 | 699 | 1900-01-02 15:50 | 1900-01-01 07:23 | 1.4142 | 72.1634 | 3.3875 | 699 | 15 | 18 | 0.92791 | 1.5926 | 4663 | 0.30205 | 0.17832 | 0.15265 | 0.12813 | 0.14165 | 0.1993 | 0.191 | 0.046641 | 0.19754 | 0.30205 | 0.40656 | 0.55746 | -0.066452 | 0.078164 | 0.17832 | 0.27848 | 0.4231
Non-Residential | All | 2014-09-15 | Per Ton | 6 | Non-Residential¦All¦41897¦Per Ton¦6 | 3.7115 | 2.3975 | 0.44226 | 72.0097 | 1.04 | 699 | 1900-01-02 15:50 | 1900-01-01 07:23 | 0.36443 | 72.1634 | 0.87292 | 699 | 15 | 18 | 0.92791 | 0.41038 | 4663 | 0.077835 | 0.045952 | 0.039337 | 0.033017 | 0.036501 | 0.051357 | 0.049218 | 0.012019 | 0.050903 | 0.077835 | 0.10477 | 0.14365 | -0.017124 | 0.020142 | 0.045952 | 0.071762 | 0.10903
Non-Residential | 30 | 2014-09-15 | Per Device | 6 | Non-Residential¦30¦41897¦Per Device¦6 | 3.6744 | 2.5214 | 1.6195 | 71.9763 | 3.2441 | 356 | 1900-01-02 19:09 | 1900-01-01 14:38 | 1.7127 | 72.0591 | 4.2203 | 353 | 15 | 18 | 1.0324 | 1.672 | 1336 | -0.093193 | -0.040653 | 0.17194 | 0.22463 | 0.17752 | 0.28288 | 0.2863 | -0.45571 | -0.24153 | -0.093193 | 0.055147 | 0.26933 | -0.40756 | -0.19079 | -0.040653 | 0.10948 | 0.32626
Non-Residential | 30 | 2014-09-15 | Per Ton | 6 | Non-Residential¦30¦41897¦Per Ton¦6 | 3.6744 | 2.5214 | 0.41681 | 71.9763 | 0.83494 | 356 | 1900-01-02 19:09 | 1900-01-01 14:38 | 0.44079 | 72.0591 | 1.0862 | 353 | 15 | 18 | 1.0324 | 0.43033 | 1336 | -0.023985 | -0.010463 | 0.044252 | 0.057812 | 0.045687 | 0.072804 | 0.073685 | -0.11729 | -0.062163 | -0.023985 | 0.014193 | 0.069317 | -0.10489 | -0.049103 | -0.010463 | 0.028178 | 0.083968
Non-Residential | 50 | 2014-09-15 | Per Device | 6 | Non-Residential¦50¦41897¦Per Device¦6 | 3.7275 | 2.3439 | 1.759 | 72.0242 | 4.4282 | 343 | 1900-01-02 14:26 | 1900-01-01 04:19 | 1.2551 | 72.2076 | 2.6584 | 346 | 15 | 18 | 0.87656 | 1.5419 | 3327 | 0.5039 | 0.28676 | 0.2391 | 0.14292 | 0.20958 | 0.27856 | 0.25367 | 0.14691 | 0.35782 | 0.5039 | 0.64997 | 0.86088 | -0.038339 | 0.15373 | 0.28676 | 0.41979 | 0.61186
Non-Residential | 50 | 2014-09-15 | Per Ton | 6 | Non-Residential¦50¦41897¦Per Ton¦6 | 3.7275 | 2.3439 | 0.45355 | 72.0242 | 1.1418 | 343 | 1900-01-02 14:26 | 1900-01-01 04:19 | 0.32362 | 72.2076 | 0.68546 | 346 | 15 | 18 | 0.87656 | 0.39756 | 3327 | 0.12993 | 0.073939 | 0.06165 | 0.03685 | 0.05404 | 0.071824 | 0.065408 | 0.03788 | 0.092262 | 0.12993 | 0.16759 | 0.22197 | -0.0098854 | 0.039639 | 0.073939 | 0.10824 | 0.15776
Residential | All | 2014-09-15 | Per Device | 6 | Residential¦All¦41897¦Per Device¦6 | 3.5732 | 1.1531 | 0.66462 | 71.8254 | 0.61261 | 641 | 1900-01-02 14:42 | 1899-12-31 03:44 | 0.66601 | 71.8944 | 0.666 | 624 | 15 | 18 | 1.0482 | 0.69665 | 22395 | -0.0013975 | 0.030636 | 0.024197 | 0.026661 | 0.025363 | 0.036004 | 0.036798 | -0.047539 | -0.020278 | -0.0013975 | 0.017483 | 0.044744 | -0.016522 | 0.011339 | 0.030636 | 0.049933 | 0.077795
Residential | All | 2014-09-15 | Per Ton | 6 | Residential¦All¦41897¦Per Ton¦6 | 3.5732 | 1.1531 | 0.18616 | 71.8254 | 0.17159 | 641 | 1900-01-02 14:42 | 1899-12-31 03:44 | 0.18655 | 71.8944 | 0.18655 | 624 | 15 | 18 | 1.0482 | 0.19513 | 22395 | -0.0003914 | 0.0085812 | 0.0067775 | 0.0074679 | 0.0071042 | 0.010085 | 0.010307 | -0.013316 | -0.0056799 | -0.0003914 | 0.004897 | 0.012533 | -0.004628 | 0.0031761 | 0.0085812 | 0.013986 | 0.02179
Residential | 50 | 2014-09-15 | Per Device | 6 | Residential¦50¦41897¦Per Device¦6 | 3.4384 | 1.1301 | 0.69569 | 71.9704 | 0.64027 | 316 | 1900-01-02 14:07 | 1899-12-31 03:20 | 0.70321 | 71.8757 | 0.6475 | 317 | 15 | 18 | 1.1209 | 0.77981 | 11772 | -0.0075245 | 0.076596 | 0.036018 | 0.036367 | 0.040373 | 0.051185 | 0.054337 | -0.07312 | -0.034366 | -0.0075245 | 0.019317 | 0.058071 | 0.0069604 | 0.048102 | 0.076596 | 0.10509 | 0.14623
Residential | 50 | 2014-09-15 | Per Ton | 6 | Residential¦50¦41897¦Per Ton¦6 | 3.4384 | 1.1301 | 0.19799 | 71.9704 | 0.18222 | 316 | 1900-01-02 14:07 | 1899-12-31 03:20 | 0.20013 | 71.8757 | 0.18427 | 317 | 15 | 18 | 1.1209 | 0.22193 | 11772 | -0.0021414 | 0.021799 | 0.01025 | 0.01035 | 0.01149 | 0.014567 | 0.015464 | -0.02081 | -0.0097802 | -0.0021414 | 0.0054974 | 0.016527 | 0.0019809 | 0.01369 | 0.021799 | 0.029908 | 0.041617
Residential | 100 | 2014-09-15 | Per Device | 6 | Residential¦100¦41897¦Per Device¦6 | 3.718 | 1.1779 | 0.63244 | 71.6697 | 0.5844 | 325 | 1900-01-02 15:22 | 1899-12-31 04:12 | 0.62641 | 71.9157 | 0.68482 | 307 | 15 | 18 | 0.94674 | 0.59876 | 10623 | 0.0060327 | -0.02765 | 0.032417 | 0.039085 | 0.03069 | 0.050778 | 0.049694 | -0.059043 | -0.020596 | 0.0060327 | 0.032661 | 0.071108 | -0.091335 | -0.053709 | -0.02765 | -0.0015899 | 0.036036
Residential | 100 | 2014-09-15 | Per Ton | 6 | Residential¦100¦41897¦Per Ton¦6 | 3.718 | 1.1779 | 0.17426 | 71.6697 | 0.16102 | 325 | 1900-01-02 15:22 | 1899-12-31 04:12 | 0.1726 | 71.9157 | 0.18869 | 307 | 15 | 18 | 0.94674 | 0.16498 | 10623 | 0.0016622 | -0.0076185 | 0.008932 | 0.010769 | 0.0084563 | 0.013991 | 0.013693 | -0.016268 | -0.0056749 | 0.0016622 | 0.0089993 | 0.019593 | -0.025166 | -0.014799 | -0.0076185 | -0.0004381 | 0.0099293
All | All | 2014-09-15 | Per Device | 7 | All¦All¦41897¦Per Device¦7 | 3.5974 | 1.3709 | 1.1427 | 75.3079 | 3.4585 | 1340 | 1900-01-02 14:55 | 1899-12-31 08:42 | 1.0517 | 75.3294 | 3.0602 | 1323 | 15 | 18 | 0.9972 | 1.1395 | 27058 | 0.091018 | 0.087816 | 0.094478 | 0.084133 | 0.094213 | 0.12651 | 0.12631 | -0.07111 | 0.024676 | 0.091018 | 0.15736 | 0.25315 | -0.074058 | 0.021579 | 0.087816 | 0.15405 | 0.24969
All | All | 2014-09-15 | Per Ton | 7 | All¦All¦41897¦Per Ton¦7 | 3.5974 | 1.3709 | 0.31214 | 75.3079 | 0.94468 | 1340 | 1900-01-02 14:55 | 1899-12-31 08:42 | 0.28728 | 75.3294 | 0.83589 | 1323 | 15 | 18 | 0.9972 | 0.31127 | 27058 | 0.024861 | 0.023987 | 0.025807 | 0.022981 | 0.025734 | 0.034556 | 0.034502 | -0.019424 | 0.0067403 | 0.024861 | 0.042982 | 0.069146 | -0.020229 | 0.0058942 | 0.023987 | 0.04208 | 0.068203
Non-Residential | All | 2014-09-15 | Per Device | 7 | Non-Residential¦All¦41897¦Per Device¦7 | 3.7115 | 2.3975 | 2.026 | 75.3903 | 4.5765 | 699 | 1900-01-02 15:50 | 1900-01-01 07:23 | 1.6304 | 75.3783 | 4.0273 | 699 | 15 | 18 | 0.92791 | 1.8799 | 4663 | 0.39552 | 0.24946 | 0.1731 | 0.15233 | 0.16062 | 0.23058 | 0.22137 | 0.10001 | 0.2746 | 0.39552 | 0.51643 | 0.69102 | -0.03423 | 0.13338 | 0.24946 | 0.36555 | 0.53315
Non-Residential | All | 2014-09-15 | Per Ton | 7 | Non-Residential¦All¦41897¦Per Ton¦7 | 3.7115 | 2.3975 | 0.52206 | 75.3903 | 1.1793 | 699 | 1900-01-02 15:50 | 1900-01-01 07:23 | 0.42014 | 75.3783 | 1.0378 | 699 | 15 | 18 | 0.92791 | 0.48443 | 4663 | 0.10192 | 0.064283 | 0.044606 | 0.039253 | 0.04139 | 0.059418 | 0.057043 | 0.025772 | 0.070761 | 0.10192 | 0.13308 | 0.17807 | -0.0088205 | 0.03437 | 0.064283 | 0.094197 | 0.13739
Non-Residential | 30 | 2014-09-15 | Per Device | 7 | Non-Residential¦30¦41897¦Per Device¦7 | 3.6744 | 2.5214 | 1.9704 | 75.2946 | 4.0882 | 356 | 1900-01-02 19:09 | 1900-01-01 14:38 | 1.954 | 75.306 | 5.1241 | 353 | 15 | 18 | 1.0324 | 2.0343 | 1336 | 0.016416 | 0.08034 | 0.21667 | 0.27273 | 0.2237 | 0.34832 | 0.35274 | -0.42998 | -0.16624 | 0.016416 | 0.19908 | 0.46281 | -0.37171 | -0.10464 | 0.08034 | 0.26532 | 0.53239
Non-Residential | 30 | 2014-09-15 | Per Ton | 7 | Non-Residential¦30¦41897¦Per Ton¦7 | 3.6744 | 2.5214 | 0.50711 | 75.2946 | 1.0522 | 356 | 1900-01-02 19:09 | 1900-01-01 14:38 | 0.50289 | 75.306 | 1.3188 | 353 | 15 | 18 | 1.0324 | 0.52357 | 1336 | 0.004225 | 0.020677 | 0.055765 | 0.070192 | 0.057574 | 0.089647 | 0.090784 | -0.11066 | -0.042786 | 0.004225 | 0.051236 | 0.11911 | -0.095667 | -0.02693 | 0.020677 | 0.068284 | 0.13702
Non-Residential | 50 | 2014-09-15 | Per Device | 7 | Non-Residential¦50¦41897¦Per Device¦7 | 3.7275 | 2.3439 | 2.0455 | 75.4316 | 4.812 | 343 | 1900-01-02 14:26 | 1900-01-01 04:19 | 1.4576 | 75.409 | 3.0573 | 346 | 15 | 18 | 0.87656 | 1.793 | 3327 | 0.5879 | 0.33539 | 0.25982 | 0.16436 | 0.22775 | 0.30744 | 0.28086 | 0.19389 | 0.42667 | 0.5879 | 0.74912 | 0.9819 | -0.02455 | 0.18811 | 0.33539 | 0.48268 | 0.69533
Non-Residential | 50 | 2014-09-15 | Per Ton | 7 | Non-Residential¦50¦41897¦Per Ton¦7 | 3.7275 | 2.3439 | 0.52742 | 75.4316 | 1.2407 | 343 | 1900-01-02 14:26 | 1900-01-01 04:19 | 0.37584 | 75.409 | 0.7883 | 346 | 15 | 18 | 0.87656 | 0.46232 | 3327 | 0.15159 | 0.086478 | 0.066994 | 0.042379 | 0.058724 | 0.079273 | 0.072419 | 0.049994 | 0.11002 | 0.15159 | 0.19316 | 0.25318 | -0.00633 | 0.048502 | 0.086478 | 0.12445 | 0.17929
Residential | All | 2014-09-15 | Per Device | 7 | Residential¦All¦41897¦Per Device¦7 | 3.5732 | 1.1531 | 0.76698 | 75.2904 | 0.68553 | 641 | 1900-01-02 14:42 | 1899-12-31 03:44 | 0.79191 | 75.3187 | 0.75936 | 624 | 15 | 18 | 1.0482 | 0.80395 | 22395 | -0.024927 | 0.01204 | 0.027077 | 0.030399 | 0.028382 | 0.040709 | 0.041589 | -0.077098 | -0.046275 | -0.024927 | -0.0035794 | 0.027244 | -0.041258 | -0.0097689 | 0.01204 | 0.033849 | 0.065338
Residential | All | 2014-09-15 | Per Ton | 7 | Residential¦All¦41897¦Per Ton¦7 | 3.5732 | 1.1531 | 0.21483 | 75.2904 | 0.19202 | 641 | 1900-01-02 14:42 | 1899-12-31 03:44 | 0.22182 | 75.3187 | 0.2127 | 624 | 15 | 18 | 1.0482 | 0.22519 | 22395 | -0.0069822 | 0.0033725 | 0.0075842 | 0.0085147 | 0.0079498 | 0.011403 | 0.011649 | -0.021595 | -0.012962 | -0.0069822 | -0.0010026 | 0.007631 | -0.011556 | -0.0027363 | 0.0033725 | 0.0094812 | 0.018301
Residential | 50 | 2014-09-15 | Per Device | 7 | Residential¦50¦41897¦Per Device¦7 | 3.4384 | 1.1301 | 0.81859 | 75.2478 | 0.70531 | 316 | 1900-01-02 14:07 | 1899-12-31 03:20 | 0.84557 | 75.3159 | 0.76156 | 317 | 15 | 18 | 1.1209 | 0.91757 | 11772 | -0.026974 | 0.072008 | 0.039677 | 0.042773 | 0.044474 | 0.058342 | 0.061705 | -0.10174 | -0.057569 | -0.026974 | 0.0036204 | 0.047794 | -0.0070701 | 0.03965 | 0.072008 | 0.10437 | 0.15109
Residential | 50 | 2014-09-15 | Per Ton | 7 | Residential¦50¦41897¦Per Ton¦7 | 3.4384 | 1.1301 | 0.23297 | 75.2478 | 0.20073 | 316 | 1900-01-02 14:07 | 1899-12-31 03:20 | 0.24064 | 75.3159 | 0.21673 | 317 | 15 | 18 | 1.1209 | 0.26114 | 11772 | -0.0076767 | 0.020493 | 0.011292 | 0.012173 | 0.012657 | 0.016604 | 0.017561 | -0.028955 | -0.016384 | -0.0076767 | 0.0010303 | 0.013602 | -0.0020121 | 0.011284 | 0.020493 | 0.029702 | 0.042998
Residential | 100 | 2014-09-15 | Per Device | 7 | Residential¦100¦41897¦Per Device¦7 | 3.718 | 1.1779 | 0.71383 | 75.3361 | 0.66443 | 325 | 1900-01-02 15:22 | 1899-12-31 04:12 | 0.73465 | 75.3219 | 0.7568 | 307 | 15 | 18 | 0.94674 | 0.67581 | 10623 | -0.020824 | -0.058841 | 0.036856 | 0.043193 | 0.034893 | 0.05678 | 0.055526 | -0.093591 | -0.0506 | -0.020824 | 0.008951 | 0.051942 | -0.13 | -0.087959 | -0.058841 | -0.029723 | 0.012318
Residential | 100 | 2014-09-15 | Per Ton | 7 | Residential¦100¦41897¦Per Ton¦7 | 3.718 | 1.1779 | 0.19669 | 75.3361 | 0.18307 | 325 | 1900-01-02 15:22 | 1899-12-31 04:12 | 0.20242 | 75.3219 | 0.20853 | 307 | 15 | 18 | 0.94674 | 0.18621 | 10623 | -0.0057379 | -0.016213 | 0.010155 | 0.011901 | 0.0096143 | 0.015645 | 0.015299 | -0.025788 | -0.013942 | -0.0057379 | 0.0024663 | 0.014312 | -0.03582 | -0.024236 | -0.016213 | -0.0081899 | 0.0033941
All | All | 2014-09-15 | Per Device | 8 | All¦All¦41897¦Per Device¦8 | 3.5974 | 1.3709 | 1.3149 | 81.0708 | 4.1422 | 1340 | 1900-01-02 14:55 | 1899-12-31 08:42 | 1.2445 | 81.0241 | 4.0918 | 1323 | 15 | 18 | 0.9972 | 1.3112 | 27058 | 0.070432 | 0.066748 | 0.11316 | 0.1125 | 0.11284 | 0.15956 | 0.15934 | -0.13405 | -0.013241 | 0.070432 | 0.1541 | 0.27492 | -0.13745 | -0.016807 | 0.066748 | 0.1503 | 0.27094
All | All | 2014-09-15 | Per Ton | 8 | All¦All¦41897¦Per Ton¦8 | 3.5974 | 1.3709 | 0.35917 | 81.0708 | 1.1314 | 1340 | 1900-01-02 14:55 | 1899-12-31 08:42 | 0.33993 | 81.0241 | 1.1177 | 1323 | 15 | 18 | 0.9972 | 0.35816 | 27058 | 0.019238 | 0.018232 | 0.030908 | 0.030728 | 0.030822 | 0.043584 | 0.043522 | -0.036616 | -0.0036169 | 0.019238 | 0.042094 | 0.075093 | -0.037544 | -0.0045908 | 0.018232 | 0.041055 | 0.074008
Non-Residential | All | 2014-09-15 | Per Device | 8 | Non-Residential¦All¦41897¦Per Device¦8 | 3.7115 | 2.3975 | 2.5175 | 80.698 | 5.451 | 699 | 1900-01-02 15:50 | 1900-01-01 07:23 | 2.1869 | 80.5039 | 5.4001 | 699 | 15 | 18 | 0.92791 | 2.336 | 4663 | 0.33062 | 0.14913 | 0.20618 | 0.20425 | 0.19131 | 0.29022 | 0.27986 | -0.041313 | 0.17843 | 0.33062 | 0.48281 | 0.70255 | -0.20952 | 0.0023749 | 0.14913 | 0.29589 | 0.50778
Non-Residential | All | 2014-09-15 | Per Ton | 8 | Non-Residential¦All¦41897¦Per Ton¦8 | 3.7115 | 2.3975 | 0.64872 | 80.698 | 1.4047 | 699 | 1900-01-02 15:50 | 1900-01-01 07:23 | 0.56353 | 80.5039 | 1.3915 | 699 | 15 | 18 | 0.92791 | 0.60195 | 4663 | 0.085196 | 0.038429 | 0.053129 | 0.052633 | 0.049299 | 0.074786 | 0.072115 | -0.010646 | 0.045978 | 0.085196 | 0.12441 | 0.18104 | -0.05399 | 0.000612 | 0.038429 | 0.076246 | 0.13085
Non-Residential | 30 | 2014-09-15 | Per Device | 8 | Non-Residential¦30¦41897¦Per Device¦8 | 3.6744 | 2.5214 | 2.3858 | 80.8575 | 5.0697 | 356 | 1900-01-02 19:09 | 1900-01-01 14:38 | 2.5584 | 80.8265 | 6.7192 | 353 | 15 | 18 | 1.0324 | 2.4632 | 1336 | -0.17261 | -0.095209 | 0.2687 | 0.35762 | 0.27741 | 0.44732 | 0.45261 | -0.74587 | -0.40718 | -0.17261 | 0.061965 | 0.40065 | -0.67525 | -0.33256 | -0.095209 | 0.14214 | 0.48483
Non-Residential | 30 | 2014-09-15 | Per Ton | 8 | Non-Residential¦30¦41897¦Per Ton¦8 | 3.6744 | 2.5214 | 0.61402 | 80.8575 | 1.3048 | 356 | 1900-01-02 19:09 | 1900-01-01 14:38 | 0.65844 | 80.8265 | 1.7293 | 353 | 15 | 18 | 1.0324 | 0.63394 | 1336 | -0.044424 | -0.024504 | 0.069154 | 0.092041 | 0.071397 | 0.11513 | 0.11649 | -0.19196 | -0.1048 | -0.044424 | 0.015948 | 0.10312 | -0.17379 | -0.08559 | -0.024504 | 0.036582 | 0.12478
Non-Residential | 50 | 2014-09-15 | Per Device | 8 | Non-Residential¦50¦41897¦Per Device¦8 | 3.7275 | 2.3439 | 2.5748 | 80.6291 | 5.6209 | 343 | 1900-01-02 14:26 | 1900-01-01 04:19 | 1.9873 | 80.3671 | 4.2633 | 346 | 15 | 18 | 0.87656 | 2.2569 | 3327 | 0.58746 | 0.26963 | 0.3035 | 0.22919 | 0.26604 | 0.38032 | 0.35115 | 0.10006 | 0.38802 | 0.58746 | 0.7869 | 1.0749 | -0.18039 | 0.085483 | 0.26963 | 0.45377 | 0.71964
Non-Residential | 50 | 2014-09-15 | Per Ton | 8 | Non-Residential¦50¦41897¦Per Ton¦8 | 3.7275 | 2.3439 | 0.66388 | 80.6291 | 1.4493 | 343 | 1900-01-02 14:26 | 1900-01-01 04:19 | 0.51241 | 80.3671 | 1.0993 | 346 | 15 | 18 | 0.87656 | 0.58193 | 3327 | 0.15147 | 0.069521 | 0.078256 | 0.059096 | 0.068596 | 0.098063 | 0.090541 | 0.025801 | 0.10005 | 0.15147 | 0.2029 | 0.27715 | -0.046512 | 0.022041 | 0.069521 | 0.117 | 0.18555
Residential | All | 2014-09-15 | Per Device | 8 | Residential¦All¦41897¦Per Device¦8 | 3.5732 | 1.1531 | 0.80406 | 81.1499 | 0.72934 | 641 | 1900-01-02 14:42 | 1899-12-31 03:44 | 0.8253 | 81.1377 | 0.76746 | 624 | 15 | 18 | 1.0482 | 0.84281 | 22395 | -0.02124 | 0.017515 | 0.028807 | 0.030723 | 0.030196 | 0.042116 | 0.043077 | -0.075213 | -0.043325 | -0.02124 | 0.000846 | 0.032734 | -0.037691 | -0.005075 | 0.017515 | 0.040105 | 0.072721
Residential | All | 2014-09-15 | Per Ton | 8 | Residential¦All¦41897¦Per Ton¦8 | 3.5732 | 1.1531 | 0.22522 | 81.1499 | 0.20429 | 641 | 1900-01-02 14:42 | 1899-12-31 03:44 | 0.23117 | 81.1377 | 0.21497 | 624 | 15 | 18 | 1.0482 | 0.23607 | 22395 | -0.0059492 | 0.0049059 | 0.0080689 | 0.0086055 | 0.0084578 | 0.011797 | 0.012066 | -0.021067 | -0.012135 | -0.0059492 | 0.000237 | 0.0091688 | -0.010557 | -0.0014215 | 0.0049059 | 0.011233 | 0.020369
Residential | 50 | 2014-09-15 | Per Device | 8 | Residential¦50¦41897¦Per Device¦8 | 3.4384 | 1.1301 | 0.83465 | 81.1615 | 0.72994 | 316 | 1900-01-02 14:07 | 1899-12-31 03:20 | 0.90854 | 81.3467 | 0.82097 | 317 | 15 | 18 | 1.1209 | 0.93557 | 11772 | -0.073889 | 0.027035 | 0.041062 | 0.04611 | 0.046027 | 0.061744 | 0.065151 | -0.15302 | -0.10627 | -0.073889 | -0.041511 | 0.0052387 | -0.056459 | -0.00713 | 0.027035 | 0.061201 | 0.11053
Residential | 50 | 2014-09-15 | Per Ton | 8 | Residential¦50¦41897¦Per Ton¦8 | 3.4384 | 1.1301 | 0.23754 | 81.1615 | 0.20774 | 316 | 1900-01-02 14:07 | 1899-12-31 03:20 | 0.25856 | 81.3467 | 0.23364 | 317 | 15 | 18 | 1.1209 | 0.26626 | 11772 | -0.021028 | 0.0076941 | 0.011686 | 0.013123 | 0.013099 | 0.017572 | 0.018542 | -0.043547 | -0.030243 | -0.021028 | -0.011814 | 0.0014909 | -0.016068 | -0.0020291 | 0.0076941 | 0.017417 | 0.031456
Residential | 100 | 2014-09-15 | Per Device | 8 | Residential¦100¦41897¦Per Device¦8 | 3.718 | 1.1779 | 0.77225 | 81.1373 | 0.72862 | 325 | 1900-01-02 15:22 | 1899-12-31 04:12 | 0.73616 | 80.8997 | 0.70414 | 307 | 15 | 18 | 0.94674 | 0.73112 | 10623 | 0.03609 | -0.0050381 | 0.040417 | 0.040188 | 0.038264 | 0.056996 | 0.05549 | -0.036954 | 0.0062011 | 0.03609 | 0.065979 | 0.10913 | -0.076152 | -0.034137 | -0.0050381 | 0.024061 | 0.066076
Residential | 100 | 2014-09-15 | Per Ton | 8 | Residential¦100¦41897¦Per Ton¦8 | 3.718 | 1.1779 | 0.21278 | 81.1373 | 0.20076 | 325 | 1900-01-02 15:22 | 1899-12-31 04:12 | 0.20284 | 80.8997 | 0.19402 | 307 | 15 | 18 | 0.94674 | 0.20145 | 10623 | 0.0099441 | -0.0013882 | 0.011136 | 0.011073 | 0.010543 | 0.015704 | 0.01529 | -0.010182 | 0.0017086 | 0.0099441 | 0.01818 | 0.03007 | -0.020983 | -0.0094061 | -0.0013882 | 0.0066297 | 0.018206
All | All | 2014-09-15 | Per Device | 9 | All¦All¦41897¦Per Device¦9 | 3.5974 | 1.3709 | 1.601 | 86.4385 | 4.8534 | 1340 | 1900-01-02 14:55 | 1899-12-31 08:42 | 1.5629 | 86.6564 | 4.9922 | 1323 | 15 | 18 | 0.9972 | 1.5965 | 27058 | 0.038076 | 0.033591 | 0.13259 | 0.13725 | 0.13221 | 0.19083 | 0.19057 | -0.20648 | -0.061996 | 0.038076 | 0.13815 | 0.28263 | -0.21064 | -0.066346 | 0.033591 | 0.13353 | 0.27782
All | All | 2014-09-15 | Per Ton | 9 | All¦All¦41897¦Per Ton¦9 | 3.5974 | 1.3709 | 0.4373 | 86.4385 | 1.3257 | 1340 | 1900-01-02 14:55 | 1899-12-31 08:42 | 0.4269 | 86.6564 | 1.3636 | 1323 | 15 | 18 | 0.9972 | 0.43608 | 27058 | 0.0104 | 0.0091753 | 0.036216 | 0.03749 | 0.036114 | 0.052125 | 0.052055 | -0.056401 | -0.016934 | 0.0104 | 0.037735 | 0.077202 | -0.057536 | -0.018122 | 0.0091753 | 0.036473 | 0.075886
Non-Residential | All | 2014-09-15 | Per Device | 9 | Non-Residential¦All¦41897¦Per Device¦9 | 3.7115 | 2.3975 | 3.2913 | 85.8897 | 6.258 | 699 | 1900-01-02 15:50 | 1900-01-01 07:23 | 3.0416 | 85.5723 | 6.4715 | 699 | 15 | 18 | 0.92791 | 3.054 | 4663 | 0.2497 | 0.012425 | 0.2367 | 0.24477 | 0.21963 | 0.3405 | 0.32887 | -0.18667 | 0.071138 | 0.2497 | 0.42825 | 0.68606 | -0.40904 | -0.16003 | 0.012425 | 0.18488 | 0.43389
Non-Residential | All | 2014-09-15 | Per Ton | 9 | Non-Residential¦All¦41897¦Per Ton¦9 | 3.7115 | 2.3975 | 0.84812 | 85.8897 | 1.6126 | 699 | 1900-01-02 15:50 | 1900-01-01 07:23 | 0.78378 | 85.5723 | 1.6676 | 699 | 15 | 18 | 0.92791 | 0.78698 | 4663 | 0.064343 | 0.0032018 | 0.060994 | 0.063075 | 0.056597 | 0.087743 | 0.084745 | -0.048103 | 0.018331 | 0.064343 | 0.11036 | 0.17679 | -0.1054 | -0.041238 | 0.0032018 | 0.047642 | 0.11181
Non-Residential | 30 | 2014-09-15 | Per Device | 9 | Non-Residential¦30¦41897¦Per Device¦9 | 3.6744 | 2.5214 | 3.192 | 86.4287 | 6.2674 | 356 | 1900-01-02 19:09 | 1900-01-01 14:38 | 3.3113 | 86.0141 | 7.2786 | 353 | 15 | 18 | 1.0324 | 3.2955 | 1336 | -0.11933 | -0.015773 | 0.33217 | 0.3874 | 0.34295 | 0.51031 | 0.51739 | -0.77332 | -0.38693 | -0.11933 | 0.14828 | 0.53466 | -0.67883 | -0.28709 | -0.015773 | 0.25555 | 0.64729
Non-Residential | 30 | 2014-09-15 | Per Ton | 9 | Non-Residential¦30¦41897¦Per Ton¦9 | 3.6744 | 2.5214 | 0.82151 | 86.4287 | 1.613 | 356 | 1900-01-02 19:09 | 1900-01-01 14:38 | 0.85222 | 86.0141 | 1.8733 | 353 | 15 | 18 | 1.0324 | 0.84816 | 1336 | -0.030711 | -0.0040595 | 0.08549 | 0.099704 | 0.088264 | 0.13134 | 0.13316 | -0.19903 | -0.099585 | -0.030711 | 0.038162 | 0.1376 | -0.17471 | -0.073888 | -0.0040595 | 0.065769 | 0.16659
Non-Residential | 50 | 2014-09-15 | Per Device | 9 | Non-Residential¦50¦41897¦Per Device¦9 | 3.7275 | 2.3439 | 3.3278 | 85.6567 | 6.1749 | 343 | 1900-01-02 14:26 | 1900-01-01 04:19 | 2.8916 | 85.3849 | 5.8064 | 346 | 15 | 18 | 0.87656 | 2.917 | 3327 | 0.43623 | 0.025434 | 0.33341 | 0.31215 | 0.29225 | 0.45673 | 0.42761 | -0.14909 | 0.19672 | 0.43623 | 0.67574 | 1.0216 | -0.52257 | -0.19881 | 0.025434 | 0.24967 | 0.57344
Non-Residential | 50 | 2014-09-15 | Per Ton | 9 | Non-Residential¦50¦41897¦Per Ton¦9 | 3.7275 | 2.3439 | 0.85806 | 85.6567 | 1.5922 | 343 | 1900-01-02 14:26 | 1900-01-01 04:19 | 0.74558 | 85.3849 | 1.4971 | 346 | 15 | 18 | 0.87656 | 0.75213 | 3327 | 0.11248 | 0.006558 | 0.085968 | 0.080487 | 0.075356 | 0.11777 | 0.11026 | -0.038442 | 0.050724 | 0.11248 | 0.17424 | 0.2634 | -0.13474 | -0.051261 | 0.006558 | 0.064377 | 0.14786
Residential | All | 2014-09-15 | Per Device | 9 | Residential¦All¦41897¦Per Device¦9 | 3.5732 | 1.1531 | 0.8837 | 86.5548 | 0.85493 | 641 | 1900-01-02 14:42 | 1899-12-31 03:44 | 0.90839 | 86.8931 | 0.87765 | 624 | 15 | 18 | 1.0482 | 0.92629 | 22395 | -0.024688 | 0.017905 | 0.033767 | 0.035134 | 0.035395 | 0.048731 | 0.049872 | -0.087139 | -0.050243 | -0.024688 | 0.0008661 | 0.037762 | -0.046009 | -0.0082482 | 0.017905 | 0.044058 | 0.081818
Residential | All | 2014-09-15 | Per Ton | 9 | Residential¦All¦41897¦Per Ton¦9 | 3.5732 | 1.1531 | 0.24752 | 86.5548 | 0.23947 | 641 | 1900-01-02 14:42 | 1899-12-31 03:44 | 0.25444 | 86.8931 | 0.24583 | 624 | 15 | 18 | 1.0482 | 0.25946 | 22395 | -0.0069152 | 0.0050151 | 0.0094583 | 0.0098411 | 0.0099142 | 0.01365 | 0.013969 | -0.024408 | -0.014073 | -0.0069152 | 0.0002426 | 0.010577 | -0.012887 | -0.0023103 | 0.0050151 | 0.012341 | 0.022917
Residential | 50 | 2014-09-15 | Per Device | 9 | Residential¦50¦41897¦Per Device¦9 | 3.4384 | 1.1301 | 0.92877 | 86.7391 | 0.84183 | 316 | 1900-01-02 14:07 | 1899-12-31 03:20 | 1.0109 | 87.5299 | 0.95247 | 317 | 15 | 18 | 1.1209 | 1.0411 | 11772 | -0.082098 | 0.030207 | 0.047356 | 0.053496 | 0.053083 | 0.071446 | 0.075363 | -0.17366 | -0.11956 | -0.082098 | -0.044632 | 0.009463 | -0.066375 | -0.0093131 | 0.030207 | 0.069728 | 0.12679
Residential | 50 | 2014-09-15 | Per Ton | 9 | Residential¦50¦41897¦Per Ton¦9 | 3.4384 | 1.1301 | 0.26432 | 86.7391 | 0.23958 | 316 | 1900-01-02 14:07 | 1899-12-31 03:20 | 0.28769 | 87.5299 | 0.27107 | 317 | 15 | 18 | 1.1209 | 0.29628 | 11772 | -0.023365 | 0.0085968 | 0.013477 | 0.015225 | 0.015107 | 0.020333 | 0.021448 | -0.049422 | -0.034027 | -0.023365 | -0.012702 | 0.0026931 | -0.01889 | -0.0026505 | 0.0085968 | 0.019844 | 0.036083
Residential | 100 | 2014-09-15 | Per Device | 9 | Residential¦100¦41897¦Per Device¦9 | 3.718 | 1.1779 | 0.83709 | 86.3569 | 0.8668 | 325 | 1900-01-02 15:22 | 1899-12-31 04:12 | 0.79856 | 86.1682 | 0.78703 | 307 | 15 | 18 | 0.94674 | 0.79251 | 10623 | 0.03853 | -0.0060513 | 0.048081 | 0.044918 | 0.04552 | 0.065799 | 0.063951 | -0.045795 | 0.0040249 | 0.03853 | 0.073035 | 0.12285 | -0.088008 | -0.039587 | -0.0060513 | 0.027485 | 0.075906
Residential | 100 | 2014-09-15 | Per Ton | 9 | Residential¦100¦41897¦Per Ton¦9 | 3.718 | 1.1779 | 0.23065 | 86.3569 | 0.23883 | 325 | 1900-01-02 15:22 | 1899-12-31 04:12 | 0.22003 | 86.1682 | 0.21686 | 307 | 15 | 18 | 0.94674 | 0.21836 | 10623 | 0.010616 | -0.0016674 | 0.013248 | 0.012377 | 0.012543 | 0.01813 | 0.017621 | -0.012618 | 0.001109 | 0.010616 | 0.020124 | 0.033851 | -0.02425 | -0.010908 | -0.0016674 | 0.0075731 | 0.020915
All | All | 2014-09-15 | Per Device | 10 | All¦All¦41897¦Per Device¦10 | 3.5974 | 1.3709 | 1.8604 | 90.7517 | 5.1212 | 1340 | 1900-01-02 14:55 | 1899-12-31 08:42 | 1.8322 | 90.9354 | 5.6009 | 1323 | 15 | 18 | 0.9972 | 1.8552 | 27058 | 0.028247 | 0.023036 | 0.1399 | 0.15398 | 0.13951 | 0.20805 | 0.20778 | -0.23838 | -0.080853 | 0.028247 | 0.13735 | 0.29487 | -0.24325 | -0.085927 | 0.023036 | 0.132 | 0.28932
All | All | 2014-09-15 | Per Ton | 10 | All¦All¦41897¦Per Ton¦10 | 3.5974 | 1.3709 | 0.50818 | 90.7517 | 1.3989 | 1340 | 1900-01-02 14:55 | 1899-12-31 08:42 | 0.50046 | 90.9354 | 1.5299 | 1323 | 15 | 18 | 0.9972 | 0.50675 | 27058 | 0.0077157 | 0.0062921 | 0.038214 | 0.042061 | 0.038107 | 0.056828 | 0.056756 | -0.065112 | -0.022085 | 0.0077157 | 0.037516 | 0.080544 | -0.066444 | -0.023471 | 0.0062921 | 0.036055 | 0.079028
Non-Residential | All | 2014-09-15 | Per Device | 10 | Non-Residential¦All¦41897¦Per Device¦10 | 3.7115 | 2.3975 | 3.8818 | 89.1283 | 6.4281 | 699 | 1900-01-02 15:50 | 1900-01-01 07:23 | 3.6496 | 88.6798 | 7.1702 | 699 | 15 | 18 | 0.92791 | 3.602 | 4663 | 0.23223 | -0.047618 | 0.24313 | 0.2712 | 0.22561 | 0.36423 | 0.35277 | -0.23455 | 0.041223 | 0.23223 | 0.42323 | 0.69901 | -0.49971 | -0.23261 | -0.047618 | 0.13738 | 0.40448
Non-Residential | All | 2014-09-15 | Per Ton | 10 | Non-Residential¦All¦41897¦Per Ton¦10 | 3.7115 | 2.3975 | 1.0003 | 89.1283 | 1.6564 | 699 | 1900-01-02 15:50 | 1900-01-01 07:23 | 0.94045 | 88.6798 | 1.8477 | 699 | 15 | 18 | 0.92791 | 0.92818 | 4663 | 0.059841 | -0.01227 | 0.062652 | 0.069885 | 0.058136 | 0.093858 | 0.090905 | -0.060442 | 0.010623 | 0.059841 | 0.10906 | 0.18012 | -0.12877 | -0.059941 | -0.01227 | 0.0354 | 0.10423
Non-Residential | 30 | 2014-09-15 | Per Device | 10 | Non-Residential¦30¦41897¦Per Device¦10 | 3.6744 | 2.5214 | 3.8698 | 89.979 | 6.7338 | 356 | 1900-01-02 19:09 | 1900-01-01 14:38 | 3.8751 | 89.6233 | 8.1992 | 353 | 15 | 18 | 1.0324 | 3.9953 | 1336 | -0.0053054 | 0.12024 | 0.35689 | 0.4364 | 0.36847 | 0.56375 | 0.57115 | -0.72778 | -0.30094 | -0.0053054 | 0.29033 | 0.71717 | -0.61172 | -0.17927 | 0.12024 | 0.41975 | 0.8522
Non-Residential | 30 | 2014-09-15 | Per Ton | 10 | Non-Residential¦30¦41897¦Per Ton¦10 | 3.6744 | 2.5214 | 0.99595 | 89.979 | 1.7331 | 356 | 1900-01-02 19:09 | 1900-01-01 14:38 | 0.99732 | 89.6233 | 2.1102 | 353 | 15 | 18 | 1.0324 | 1.0283 | 1336 | -0.0013655 | 0.030946 | 0.091852 | 0.11232 | 0.094832 | 0.14509 | 0.147 | -0.18731 | -0.077452 | -0.0013655 | 0.074721 | 0.18458 | -0.15744 | -0.046139 | 0.030946 | 0.10803 | 0.21933
Non-Residential | 50 | 2014-09-15 | Per Device | 10 | Non-Residential¦50¦41897¦Per Device¦10 | 3.7275 | 2.3439 | 3.8696 | 88.7604 | 6.1334 | 343 | 1900-01-02 14:26 | 1900-01-01 04:19 | 3.5203 | 88.2795 | 6.3291 | 346 | 15 | 18 | 0.87656 | 3.3919 | 3327 | 0.34932 | -0.12836 | 0.33117 | 0.34025 | 0.29029 | 0.47481 | 0.44726 | -0.25918 | 0.10033 | 0.34932 | 0.59831 | 0.95782 | -0.70155 | -0.3629 | -0.12836 | 0.10618 | 0.44483
Non-Residential | 50 | 2014-09-15 | Per Ton | 10 | Non-Residential¦50¦41897¦Per Ton¦10 | 3.7275 | 2.3439 | 0.99775 | 88.7604 | 1.5815 | 343 | 1900-01-02 14:26 | 1900-01-01 04:19 | 0.90768 | 88.2795 | 1.6319 | 346 | 15 | 18 | 0.87656 | 0.87459 | 3327 | 0.09007 | -0.033097 | 0.085391 | 0.087732 | 0.07485 | 0.12243 | 0.11532 | -0.066828 | 0.025868 | 0.09007 | 0.15427 | 0.24697 | -0.18089 | -0.093573 | -0.033097 | 0.027379 | 0.1147
Residential | All | 2014-09-15 | Per Device | 10 | Residential¦All¦41897¦Per Device¦10 | 3.5732 | 1.1531 | 1.0028 | 91.096 | 1.0377 | 641 | 1900-01-02 14:42 | 1899-12-31 03:44 | 1.0285 | 91.428 | 1.049 | 624 | 15 | 18 | 1.0482 | 1.0512 | 22395 | -0.025646 | 0.022689 | 0.040986 | 0.041993 | 0.042962 | 0.05868 | 0.060076 | -0.10085 | -0.056418 | -0.025646 | 0.0051253 | 0.049555 | -0.054302 | -0.0088151 | 0.022689 | 0.054193 | 0.099679
Residential | All | 2014-09-15 | Per Ton | 10 | Residential¦All¦41897¦Per Ton¦10 | 3.5732 | 1.1531 | 0.2809 | 91.096 | 0.29066 | 641 | 1900-01-02 14:42 | 1899-12-31 03:44 | 0.28808 | 91.428 | 0.29382 | 624 | 15 | 18 | 1.0482 | 0.29443 | 22395 | -0.0071836 | 0.0063552 | 0.01148 | 0.011762 | 0.012034 | 0.016436 | 0.016827 | -0.028247 | -0.015803 | -0.0071836 | 0.0014356 | 0.01388 | -0.01521 | -0.0024691 | 0.0063552 | 0.01518 | 0.02792
Residential | 50 | 2014-09-15 | Per Device | 10 | Residential¦50¦41897¦Per Device¦10 | 3.4384 | 1.1301 | 1.1133 | 91.5187 | 1.1059 | 316 | 1900-01-02 14:07 | 1899-12-31 03:20 | 1.1422 | 92.3869 | 1.1743 | 317 | 15 | 18 | 1.1209 | 1.2479 | 11772 | -0.028915 | 0.10571 | 0.062209 | 0.065953 | 0.069732 | 0.090663 | 0.095981 | -0.14511 | -0.076459 | -0.028915 | 0.018629 | 0.087275 | -0.017299 | 0.055373 | 0.10571 | 0.15604 | 0.22871
Residential | 50 | 2014-09-15 | Per Ton | 10 | Residential¦50¦41897¦Per Ton¦10 | 3.4384 | 1.1301 | 0.31684 | 91.5187 | 0.31472 | 316 | 1900-01-02 14:07 | 1899-12-31 03:20 | 0.32507 | 92.3869 | 0.33419 | 317 | 15 | 18 | 1.1209 | 0.35516 | 11772 | -0.0082291 | 0.030083 | 0.017704 | 0.01877 | 0.019845 | 0.025802 | 0.027315 | -0.041296 | -0.02176 | -0.0082291 | 0.0053016 | 0.024838 | -0.0049232 | 0.015759 | 0.030083 | 0.044407 | 0.065089
Residential | 100 | 2014-09-15 | Per Device | 10 | Residential¦100¦41897¦Per Device¦10 | 3.718 | 1.1779 | 0.88958 | 90.642 | 0.96013 | 325 | 1900-01-02 15:22 | 1899-12-31 04:12 | 0.90659 | 90.3362 | 0.89613 | 307 | 15 | 18 | 0.94674 | 0.84221 | 10623 | -0.017006 | -0.064383 | 0.053259 | 0.051145 | 0.050422 | 0.07384 | 0.07182 | -0.11164 | -0.055728 | -0.017006 | 0.021715 | 0.077623 | -0.15642 | -0.10205 | -0.064383 | -0.02672 | 0.027659
Residential | 100 | 2014-09-15 | Per Ton | 10 | Residential¦100¦41897¦Per Ton¦10 | 3.718 | 1.1779 | 0.24511 | 90.642 | 0.26455 | 325 | 1900-01-02 15:22 | 1899-12-31 04:12 | 0.2498 | 90.3362 | 0.24692 | 307 | 15 | 18 | 0.94674 | 0.23206 | 10623 | -0.0046859 | -0.01774 | 0.014675 | 0.014092 | 0.013893 | 0.020345 | 0.019789 | -0.03076 | -0.015355 | -0.0046859 | 0.0059833 | 0.021388 | -0.043101 | -0.028117 | -0.01774 | -0.0073624 | 0.007621
All | All | 2014-09-15 | Per Device | 11 | All¦All¦41897¦Per Device¦11 | 3.5974 | 1.3709 | 2.1558 | 92.8303 | 5.5315 | 1340 | 1900-01-02 14:55 | 1899-12-31 08:42 | 2.1061 | 92.9242 | 5.9518 | 1323 | 15 | 18 | 0.9972 | 2.1498 | 27058 | 0.049757 | 0.043718 | 0.15111 | 0.16363 | 0.15069 | 0.22273 | 0.22245 | -0.23569 | -0.067044 | 0.049757 | 0.16656 | 0.3352 | -0.24136 | -0.072933 | 0.043718 | 0.16037 | 0.32879
All | All | 2014-09-15 | Per Ton | 11 | All¦All¦41897¦Per Ton¦11 | 3.5974 | 1.3709 | 0.58886 | 92.8303 | 1.5109 | 1340 | 1900-01-02 14:55 | 1899-12-31 08:42 | 0.57527 | 92.9242 | 1.6257 | 1323 | 15 | 18 | 0.9972 | 0.58721 | 27058 | 0.013591 | 0.011942 | 0.041275 | 0.044696 | 0.04116 | 0.060839 | 0.060761 | -0.064378 | -0.018313 | 0.013591 | 0.045495 | 0.09156 | -0.065927 | -0.019922 | 0.011942 | 0.043805 | 0.08981
Non-Residential | All | 2014-09-15 | Per Device | 11 | Non-Residential¦All¦41897¦Per Device¦11 | 3.7115 | 2.3975 | 4.3215 | 90.9157 | 6.8974 | 699 | 1900-01-02 15:50 | 1900-01-01 07:23 | 4.0473 | 90.4246 | 7.5519 | 699 | 15 | 18 | 0.92791 | 4.01 | 4663 | 0.27425 | -0.03729 | 0.26088 | 0.28564 | 0.24208 | 0.38685 | 0.37442 | -0.22151 | 0.071388 | 0.27425 | 0.47711 | 0.77002 | -0.51713 | -0.23364 | -0.03729 | 0.15906 | 0.44255
Non-Residential | All | 2014-09-15 | Per Ton | 11 | Non-Residential¦All¦41897¦Per Ton¦11 | 3.7115 | 2.3975 | 1.1136 | 90.9157 | 1.7774 | 699 | 1900-01-02 15:50 | 1900-01-01 07:23 | 1.0429 | 90.4246 | 1.946 | 699 | 15 | 18 | 0.92791 | 1.0333 | 4663 | 0.070671 | -0.0096091 | 0.067226 | 0.073606 | 0.06238 | 0.099686 | 0.096484 | -0.057081 | 0.018396 | 0.070671 | 0.12295 | 0.19842 | -0.13326 | -0.060205 | -0.0096091 | 0.040987 | 0.11404
Non-Residential | 30 | 2014-09-15 | Per Device | 11 | Non-Residential¦30¦41897¦Per Device¦11 | 3.6744 | 2.5214 | 4.2778 | 91.742 | 7.0534 | 356 | 1900-01-02 19:09 | 1900-01-01 14:38 | 4.3286 | 91.4839 | 8.7678 | 353 | 15 | 18 | 1.0324 | 4.4166 | 1336 | -0.050736 | 0.088047 | 0.37383 | 0.46666 | 0.38596 | 0.59793 | 0.60559 | -0.81701 | -0.36429 | -0.050736 | 0.26282 | 0.71554 | -0.68804 | -0.22952 | 0.088047 | 0.40562 | 0.86414
Non-Residential | 30 | 2014-09-15 | Per Ton | 11 | Non-Residential¦30¦41897¦Per Ton¦11 | 3.6744 | 2.5214 | 1.101 | 91.742 | 1.8153 | 356 | 1900-01-02 19:09 | 1900-01-01 14:38 | 1.114 | 91.4839 | 2.2565 | 353 | 15 | 18 | 1.0324 | 1.1367 | 1336 | -0.013058 | 0.022661 | 0.096212 | 0.1201 | 0.099333 | 0.15389 | 0.15586 | -0.21027 | -0.093757 | -0.013058 | 0.067641 | 0.18416 | -0.17708 | -0.059072 | 0.022661 | 0.10439 | 0.2224
Non-Residential | 50 | 2014-09-15 | Per Device | 11 | Non-Residential¦50¦41897¦Per Device¦11 | 3.7275 | 2.3439 | 4.3238 | 90.5584 | 6.7005 | 343 | 1900-01-02 14:26 | 1900-01-01 04:19 | 3.8877 | 89.9751 | 6.5496 | 346 | 15 | 18 | 0.87656 | 3.7901 | 3327 | 0.43612 | -0.097632 | 0.36179 | 0.35211 | 0.31713 | 0.50485 | 0.47387 | -0.21087 | 0.17138 | 0.43612 | 0.70086 | 1.0831 | -0.70492 | -0.34613 | -0.097632 | 0.15086 | 0.50965
Non-Residential | 50 | 2014-09-15 | Per Ton | 11 | Non-Residential¦50¦41897¦Per Ton¦11 | 3.7275 | 2.3439 | 1.1149 | 90.5584 | 1.7277 | 343 | 1900-01-02 14:26 | 1900-01-01 04:19 | 1.0024 | 89.9751 | 1.6888 | 346 | 15 | 18 | 0.87656 | 0.97725 | 3327 | 0.11245 | -0.025174 | 0.093285 | 0.090788 | 0.08177 | 0.13017 | 0.12218 | -0.054371 | 0.044189 | 0.11245 | 0.18071 | 0.27927 | -0.18176 | -0.089247 | -0.025174 | 0.038899 | 0.13141
Residential | All | 2014-09-15 | Per Device | 11 | Residential¦All¦41897¦Per Device¦11 | 3.5732 | 1.1531 | 1.2365 | 93.2363 | 1.2342 | 641 | 1900-01-02 14:42 | 1899-12-31 03:44 | 1.2464 | 93.4701 | 1.2989 | 624 | 15 | 18 | 1.0482 | 1.2961 | 22395 | -0.0098935 | 0.049703 | 0.048748 | 0.051999 | 0.051098 | 0.071276 | 0.072903 | -0.10124 | -0.047271 | -0.0098935 | 0.027484 | 0.08145 | -0.043727 | 0.011472 | 0.049703 | 0.087933 | 0.14313
Residential | All | 2014-09-15 | Per Ton | 11 | Residential¦All¦41897¦Per Ton¦11 | 3.5732 | 1.1531 | 0.34634 | 93.2363 | 0.3457 | 641 | 1900-01-02 14:42 | 1899-12-31 03:44 | 0.34911 | 93.4701 | 0.36383 | 624 | 15 | 18 | 1.0482 | 0.36303 | 22395 | -0.0027712 | 0.013922 | 0.013654 | 0.014565 | 0.014313 | 0.019964 | 0.02042 | -0.028357 | -0.013241 | -0.0027712 | 0.0076982 | 0.022814 | -0.012248 | 0.0032134 | 0.013922 | 0.02463 | 0.040091
Residential | 50 | 2014-09-15 | Per Device | 11 | Residential¦50¦41897¦Per Device¦11 | 3.4384 | 1.1301 | 1.3683 | 93.6346 | 1.2808 | 316 | 1900-01-02 14:07 | 1899-12-31 03:20 | 1.3752 | 94.4051 | 1.4066 | 317 | 15 | 18 | 1.1209 | 1.5337 | 11772 | -0.0068736 | 0.15858 | 0.072048 | 0.079 | 0.08076 | 0.10692 | 0.11297 | -0.1439 | -0.062942 | -0.0068736 | 0.049195 | 0.13015 | 0.013796 | 0.099334 | 0.15858 | 0.21782 | 0.30336
Residential | 50 | 2014-09-15 | Per Ton | 11 | Residential¦50¦41897¦Per Ton¦11 | 3.4384 | 1.1301 | 0.38941 | 93.6346 | 0.36449 | 316 | 1900-01-02 14:07 | 1899-12-31 03:20 | 0.39136 | 94.4051 | 0.40029 | 317 | 15 | 18 | 1.1209 | 0.43649 | 11772 | -0.0019562 | 0.04513 | 0.020504 | 0.022483 | 0.022984 | 0.030429 | 0.032152 | -0.040952 | -0.017913 | -0.0019562 | 0.014001 | 0.03704 | 0.0039261 | 0.02827 | 0.04513 | 0.06199 | 0.086334
Residential | 100 | 2014-09-15 | Per Device | 11 | Residential¦100¦41897¦Per Device¦11 | 3.718 | 1.1779 | 1.1013 | 92.8086 | 1.1793 | 325 | 1900-01-02 15:22 | 1899-12-31 04:12 | 1.1084 | 92.4055 | 1.1727 | 307 | 15 | 18 | 0.94674 | 1.0427 | 10623 | -0.0070972 | -0.065751 | 0.065415 | 0.06693 | 0.061931 | 0.093588 | 0.091187 | -0.12704 | -0.056175 | -0.0070972 | 0.04198 | 0.11284 | -0.18261 | -0.11357 | -0.065751 | -0.017932 | 0.05111
Residential | 100 | 2014-09-15 | Per Ton | 11 | Residential¦100¦41897¦Per Ton¦11 | 3.718 | 1.1779 | 0.30345 | 92.8086 | 0.32494 | 325 | 1900-01-02 15:22 | 1899-12-31 04:12 | 0.30541 | 92.4055 | 0.32312 | 307 | 15 | 18 | 0.94674 | 0.28729 | 10623 | -0.0019555 | -0.018117 | 0.018024 | 0.018441 | 0.017064 | 0.025787 | 0.025125 | -0.035003 | -0.015478 | -0.0019555 | 0.011567 | 0.031092 | -0.050316 | -0.031293 | -0.018117 | -0.004941 | 0.014083
All | All | 2014-09-15 | Per Device | 12 | All¦All¦41897¦Per Device¦12 | 3.5974 | 1.3709 | 2.4121 | 93.6264 | 5.7445 | 1340 | 1900-01-02 14:55 | 1899-12-31 08:42 | 2.4095 | 93.6297 | 6.1992 | 1323 | 15 | 18 | 0.9972 | 2.4053 | 27058 | 0.0025704 | -0.0041866 | 0.15693 | 0.17043 | 0.15649 | 0.23168 | 0.23138 | -0.29433 | -0.11892 | 0.0025704 | 0.12406 | 0.29947 | -0.30071 | -0.12552 | -0.0041866 | 0.11715 | 0.29234
All | All | 2014-09-15 | Per Ton | 12 | All¦All¦41897¦Per Ton¦12 | 3.5974 | 1.3709 | 0.65885 | 93.6264 | 1.5691 | 1340 | 1900-01-02 14:55 | 1899-12-31 08:42 | 0.65815 | 93.6297 | 1.6933 | 1323 | 15 | 18 | 0.9972 | 0.65701 | 27058 | 0.0007021 | -0.0011436 | 0.042865 | 0.046554 | 0.042744 | 0.063282 | 0.063201 | -0.080397 | -0.032483 | 0.0007021 | 0.033887 | 0.081801 | -0.082139 | -0.034286 | -0.0011436 | 0.031999 | 0.079852
Non-Residential | All | 2014-09-15 | Per Device | 12 | Non-Residential¦All¦41897¦Per Device¦12 | 3.7115 | 2.3975 | 4.5799 | 91.3204 | 7.1213 | 699 | 1900-01-02 15:50 | 1900-01-01 07:23 | 4.2966 | 90.7516 | 7.8295 | 699 | 15 | 18 | 0.92791 | 4.2498 | 4663 | 0.28335 | -0.046825 | 0.26935 | 0.29614 | 0.24993 | 0.40031 | 0.38751 | -0.22967 | 0.073423 | 0.28335 | 0.49327 | 0.79637 | -0.54344 | -0.25004 | -0.046825 | 0.15639 | 0.44979
Non-Residential | All | 2014-09-15 | Per Ton | 12 | Non-Residential¦All¦41897¦Per Ton¦12 | 3.7115 | 2.3975 | 1.1802 | 91.3204 | 1.8351 | 699 | 1900-01-02 15:50 | 1900-01-01 07:23 | 1.1072 | 90.7516 | 2.0176 | 699 | 15 | 18 | 0.92791 | 1.0951 | 4663 | 0.073015 | -0.012066 | 0.069408 | 0.076311 | 0.064405 | 0.10315 | 0.099857 | -0.059184 | 0.01892 | 0.073015 | 0.12711 | 0.20521 | -0.14004 | -0.064431 | -0.012066 | 0.040299 | 0.11591
Non-Residential | 30 | 2014-09-15 | Per Device | 12 | Non-Residential¦30¦41897¦Per Device¦12 | 3.6744 | 2.5214 | 4.4573 | 92.7506 | 7.1984 | 356 | 1900-01-02 19:09 | 1900-01-01 14:38 | 4.6679 | 92.386 | 9.1639 | 353 | 15 | 18 | 1.0324 | 4.602 | 1336 | -0.21059 | -0.065981 | 0.38151 | 0.48774 | 0.39389 | 0.61923 | 0.62693 | -1.0042 | -0.53531 | -0.21059 | 0.11414 | 0.58299 | -0.86943 | -0.39474 | -0.065981 | 0.26278 | 0.73746
Non-Residential | 30 | 2014-09-15 | Per Ton | 12 | Non-Residential¦30¦41897¦Per Ton¦12 | 3.6744 | 2.5214 | 1.1472 | 92.7506 | 1.8526 | 356 | 1900-01-02 19:09 | 1900-01-01 14:38 | 1.2014 | 92.386 | 2.3585 | 353 | 15 | 18 | 1.0324 | 1.1844 | 1336 | -0.054199 | -0.016982 | 0.098189 | 0.12553 | 0.10137 | 0.15937 | 0.16135 | -0.25844 | -0.13777 | -0.054199 | 0.029375 | 0.15004 | -0.22376 | -0.10159 | -0.016982 | 0.067632 | 0.1898
Non-Residential | 50 | 2014-09-15 | Per Device | 12 | Non-Residential¦50¦41897¦Per Device¦12 | 3.7275 | 2.3439 | 4.6226 | 90.7019 | 6.978 | 343 | 1900-01-02 14:26 | 1900-01-01 04:19 | 4.0897 | 90.0581 | 6.7169 | 346 | 15 | 18 | 0.87656 | 4.0519 | 3327 | 0.53288 | -0.037743 | 0.37678 | 0.3611 | 0.33027 | 0.52188 | 0.48936 | -0.13593 | 0.25921 | 0.53288 | 0.80656 | 1.2017 | -0.66488 | -0.29436 | -0.037743 | 0.21888 | 0.58939
Non-Residential | 50 | 2014-09-15 | Per Ton | 12 | Non-Residential¦50¦41897¦Per Ton¦12 | 3.7275 | 2.3439 | 1.1919 | 90.7019 | 1.7992 | 343 | 1900-01-02 14:26 | 1900-01-01 04:19 | 1.0545 | 90.0581 | 1.7319 | 346 | 15 | 18 | 0.87656 | 1.0448 | 3327 | 0.1374 | -0.0097318 | 0.09715 | 0.093108 | 0.085157 | 0.13456 | 0.12618 | -0.035049 | 0.066836 | 0.1374 | 0.20797 | 0.30985 | -0.17144 | -0.075899 | -0.0097318 | 0.056436 | 0.15197
Residential | All | 2014-09-15 | Per Device | 12 | Residential¦All¦41897¦Per Device¦12 | 3.5732 | 1.1531 | 1.491 | 94.1155 | 1.4851 | 641 | 1900-01-02 14:42 | 1899-12-31 03:44 | 1.5708 | 94.2583 | 1.6131 | 624 | 15 | 18 | 1.0482 | 1.5629 | 22395 | -0.079761 | -0.0078974 | 0.058656 | 0.064577 | 0.061483 | 0.087239 | 0.089165 | -0.19156 | -0.12551 | -0.079761 | -0.034013 | 0.03204 | -0.12217 | -0.054655 | -0.0078974 | 0.038861 | 0.10637
Residential | All | 2014-09-15 | Per Ton | 12 | Residential¦All¦41897¦Per Ton¦12 | 3.5732 | 1.1531 | 0.41763 | 94.1155 | 0.41597 | 641 | 1900-01-02 14:42 | 1899-12-31 03:44 | 0.43997 | 94.2583 | 0.45184 | 624 | 15 | 18 | 1.0482 | 0.43776 | 22395 | -0.022341 | -0.0022121 | 0.01643 | 0.018088 | 0.017222 | 0.024436 | 0.024975 | -0.053657 | -0.035155 | -0.022341 | -0.0095271 | 0.0089746 | -0.034219 | -0.015309 | -0.0022121 | 0.010885 | 0.029795
Residential | 50 | 2014-09-15 | Per Device | 12 | Residential¦50¦41897¦Per Device¦12 | 3.4384 | 1.1301 | 1.6308 | 94.848 | 1.5203 | 316 | 1900-01-02 14:07 | 1899-12-31 03:20 | 1.8203 | 95.5637 | 1.7261 | 317 | 15 | 18 | 1.1209 | 1.828 | 11772 | -0.18946 | 0.0077308 | 0.085523 | 0.096948 | 0.095864 | 0.12928 | 0.13634 | -0.35514 | -0.25726 | -0.18946 | -0.12167 | -0.023786 | -0.167 | -0.063767 | 0.0077308 | 0.079228 | 0.18246
Residential | 50 | 2014-09-15 | Per Ton | 12 | Residential¦50¦41897¦Per Ton¦12 | 3.4384 | 1.1301 | 0.46412 | 94.848 | 0.43266 | 316 | 1900-01-02 14:07 | 1899-12-31 03:20 | 0.51804 | 95.5637 | 0.49124 | 317 | 15 | 18 | 1.1209 | 0.52024 | 11772 | -0.05392 | 0.0022001 | 0.024339 | 0.027591 | 0.027282 | 0.036792 | 0.038802 | -0.10107 | -0.073214 | -0.05392 | -0.034626 | -0.0067692 | -0.047526 | -0.018148 | 0.0022001 | 0.022548 | 0.051927
Residential | 100 | 2014-09-15 | Per Device | 12 | Residential¦100¦41897¦Per Device¦12 | 3.718 | 1.1779 | 1.3475 | 93.3287 | 1.4433 | 325 | 1900-01-02 15:22 | 1899-12-31 04:12 | 1.3029 | 92.7719 | 1.4596 | 307 | 15 | 18 | 0.94674 | 1.2757 | 10623 | 0.044619 | -0.027145 | 0.08006 | 0.083305 | 0.075796 | 0.11554 | 0.11263 | -0.10345 | -0.01597 | 0.044619 | 0.10521 | 0.19269 | -0.17148 | -0.086207 | -0.027145 | 0.031916 | 0.11719
Residential | 100 | 2014-09-15 | Per Ton | 12 | Residential¦100¦41897¦Per Ton¦12 | 3.718 | 1.1779 | 0.37129 | 93.3287 | 0.39768 | 325 | 1900-01-02 15:22 | 1899-12-31 04:12 | 0.35899 | 92.7719 | 0.40218 | 307 | 15 | 18 | 0.94674 | 0.35151 | 10623 | 0.012294 | -0.0074796 | 0.022059 | 0.022954 | 0.020885 | 0.031835 | 0.031033 | -0.028504 | -0.0044003 | 0.012294 | 0.028989 | 0.053093 | -0.04725 | -0.023753 | -0.0074796 | 0.008794 | 0.03229
All | All | 2014-09-15 | Per Device | 13 | All¦All¦41897¦Per Device¦13 | 3.5974 | 1.3709 | 2.6216 | 92.5542 | 5.7756 | 1340 | 1900-01-02 14:55 | 1899-12-31 08:42 | 2.6154 | 92.6746 | 6.129 | 1323 | 15 | 18 | 0.9972 | 2.6142 | 27058 | 0.0061708 | -0.0011732 | 0.15778 | 0.1685 | 0.15734 | 0.23084 | 0.23054 | -0.28966 | -0.11488 | 0.0061708 | 0.12722 | 0.302 | -0.29662 | -0.12207 | -0.0011732 | 0.11972 | 0.29427
All | All | 2014-09-15 | Per Ton | 13 | All¦All¦41897¦Per Ton¦13 | 3.5974 | 1.3709 | 0.71608 | 92.5542 | 1.5776 | 1340 | 1900-01-02 14:55 | 1899-12-31 08:42 | 0.71439 | 92.6746 | 1.6741 | 1323 | 15 | 18 | 0.9972 | 0.71407 | 27058 | 0.0016856 | -0.0003204 | 0.043097 | 0.046026 | 0.042976 | 0.063054 | 0.062971 | -0.079121 | -0.03138 | 0.0016856 | 0.034751 | 0.082492 | -0.081021 | -0.033343 | -0.0003204 | 0.032702 | 0.080381
Non-Residential | All | 2014-09-15 | Per Device | 13 | Non-Residential¦All¦41897¦Per Device¦13 | 3.7115 | 2.3975 | 4.6109 | 90.6096 | 7.1642 | 699 | 1900-01-02 15:50 | 1900-01-01 07:23 | 4.2811 | 90.0148 | 7.7466 | 699 | 15 | 18 | 0.92791 | 4.2785 | 4663 | 0.32978 | -0.0026234 | 0.27098 | 0.293 | 0.25144 | 0.3991 | 0.3861 | -0.18168 | 0.12049 | 0.32978 | 0.53907 | 0.84124 | -0.49743 | -0.20509 | -0.0026234 | 0.19985 | 0.49218
Non-Residential | All | 2014-09-15 | Per Ton | 13 | Non-Residential¦All¦41897¦Per Ton¦13 | 3.7115 | 2.3975 | 1.1882 | 90.6096 | 1.8461 | 699 | 1900-01-02 15:50 | 1900-01-01 07:23 | 1.1032 | 90.0148 | 1.9962 | 699 | 15 | 18 | 0.92791 | 1.1025 | 4663 | 0.08498 | -0.000676 | 0.069827 | 0.075503 | 0.064793 | 0.10284 | 0.099493 | -0.046818 | 0.031049 | 0.08498 | 0.13891 | 0.21678 | -0.12818 | -0.05285 | -0.000676 | 0.051498 | 0.12683
Non-Residential | 30 | 2014-09-15 | Per Device | 13 | Non-Residential¦30¦41897¦Per Device¦13 | 3.6744 | 2.5214 | 4.4793 | 91.9498 | 7.1439 | 356 | 1900-01-02 19:09 | 1900-01-01 14:38 | 4.6967 | 91.3971 | 8.9399 | 353 | 15 | 18 | 1.0324 | 4.6246 | 1336 | -0.21744 | -0.072119 | 0.37863 | 0.47582 | 0.39091 | 0.60808 | 0.61581 | -0.99672 | -0.53632 | -0.21744 | 0.10144 | 0.56185 | -0.8613 | -0.39505 | -0.072119 | 0.25081 | 0.71707
Non-Residential | 30 | 2014-09-15 | Per Ton | 13 | Non-Residential¦30¦41897¦Per Ton¦13 | 3.6744 | 2.5214 | 1.1528 | 91.9498 | 1.8386 | 356 | 1900-01-02 19:09 | 1900-01-01 14:38 | 1.2088 | 91.3971 | 2.3008 | 353 | 15 | 18 | 1.0324 | 1.1902 | 1336 | -0.055961 | -0.018561 | 0.097446 | 0.12246 | 0.10061 | 0.1565 | 0.15849 | -0.25653 | -0.13803 | -0.055961 | 0.026108 | 0.1446 | -0.22167 | -0.10167 | -0.018561 | 0.064551 | 0.18455
Non-Residential | 50 | 2014-09-15 | Per Device | 13 | Non-Residential¦50¦41897¦Per Device¦13 | 3.7275 | 2.3439 | 4.6581 | 90.03 | 7.0845 | 343 | 1900-01-02 14:26 | 1900-01-01 04:19 | 4.0514 | 89.4282 | 6.7464 | 346 | 15 | 18 | 0.87656 | 4.0831 | 3327 | 0.60672 | 0.031702 | 0.38253 | 0.36269 | 0.33531 | 0.52714 | 0.49394 | -0.068835 | 0.33029 | 0.60672 | 0.88315 | 1.2823 | -0.60131 | -0.22732 | 0.031702 | 0.29072 | 0.66471
Non-Residential | 50 | 2014-09-15 | Per Ton | 13 | Non-Residential¦50¦41897¦Per Ton¦13 | 3.7275 | 2.3439 | 1.2011 | 90.03 | 1.8267 | 343 | 1900-01-02 14:26 | 1900-01-01 04:19 | 1.0446 | 89.4282 | 1.7395 | 346 | 15 | 18 | 0.87656 | 1.0528 | 3327 | 0.15644 | 0.0081741 | 0.098633 | 0.093517 | 0.086457 | 0.13592 | 0.12736 | -0.017749 | 0.085162 | 0.15644 | 0.22771 | 0.33063 | -0.15504 | -0.058613 | 0.0081741 | 0.074961 | 0.17139
Residential | All | 2014-09-15 | Per Device | 13 | Residential¦All¦41897¦Per Device¦13 | 3.5732 | 1.1531 | 1.7751 | 92.9667 | 1.6947 | 641 | 1900-01-02 14:42 | 1899-12-31 03:44 | 1.871 | 93.2555 | 1.7547 | 624 | 15 | 18 | 1.0482 | 1.8606 | 22395 | -0.095929 | -0.010374 | 0.066936 | 0.070245 | 0.070162 | 0.09703 | 0.099283 | -0.22028 | -0.14681 | -0.095929 | -0.045047 | 0.028419 | -0.13761 | -0.062437 | -0.010374 | 0.04169 | 0.11686
Residential | All | 2014-09-15 | Per Ton | 13 | Residential¦All¦41897¦Per Ton¦13 | 3.5732 | 1.1531 | 0.4972 | 92.9667 | 0.47468 | 641 | 1900-01-02 14:42 | 1899-12-31 03:44 | 0.52407 | 93.2555 | 0.4915 | 624 | 15 | 18 | 1.0482 | 0.52116 | 22395 | -0.02687 | -0.0029056 | 0.018749 | 0.019676 | 0.019652 | 0.027178 | 0.027809 | -0.0617 | -0.041122 | -0.02687 | -0.012618 | 0.0079603 | -0.038545 | -0.017489 | -0.0029056 | 0.011678 | 0.032733
Residential | 50 | 2014-09-15 | Per Device | 13 | Residential¦50¦41897¦Per Device¦13 | 3.4384 | 1.1301 | 1.9061 | 93.5894 | 1.6809 | 316 | 1900-01-02 14:07 | 1899-12-31 03:20 | 2.1857 | 94.5888 | 1.8898 | 317 | 15 | 18 | 1.1209 | 2.1366 | 11772 | -0.27955 | -0.049066 | 0.094561 | 0.10614 | 0.10599 | 0.14215 | 0.15 | -0.46172 | -0.35409 | -0.27955 | -0.205 | -0.097374 | -0.2413 | -0.12773 | -0.049066 | 0.029594 | 0.14317
Residential | 50 | 2014-09-15 | Per Ton | 13 | Residential¦50¦41897¦Per Ton¦13 | 3.4384 | 1.1301 | 0.54246 | 93.5894 | 0.47839 | 316 | 1900-01-02 14:07 | 1899-12-31 03:20 | 0.62202 | 94.5888 | 0.53781 | 317 | 15 | 18 | 1.1209 | 0.60806 | 11772 | -0.079558 | -0.013964 | 0.026911 | 0.030206 | 0.030165 | 0.040455 | 0.042689 | -0.1314 | -0.10077 | -0.079558 | -0.058343 | -0.027712 | -0.068672 | -0.03635 | -0.013964 | 0.0084224 | 0.040745
Residential | 100 | 2014-09-15 | Per Device | 13 | Residential¦100¦41897¦Per Device¦13 | 3.718 | 1.1779 | 1.6403 | 92.2979 | 1.7036 | 325 | 1900-01-02 15:22 | 1899-12-31 04:12 | 1.5331 | 91.7375 | 1.5596 | 307 | 15 | 18 | 0.94674 | 1.5529 | 10623 | 0.10715 | 0.019798 | 0.0945 | 0.08901 | 0.089467 | 0.12982 | 0.1262 | -0.059216 | 0.039077 | 0.10715 | 0.17523 | 0.27352 | -0.14194 | -0.046383 | 0.019798 | 0.085979 | 0.18153
Residential | 100 | 2014-09-15 | Per Ton | 13 | Residential¦100¦41897¦Per Ton¦13 | 3.718 | 1.1779 | 0.45195 | 92.2979 | 0.46941 | 325 | 1900-01-02 15:22 | 1899-12-31 04:12 | 0.42243 | 91.7375 | 0.42972 | 307 | 15 | 18 | 0.94674 | 0.42788 | 10623 | 0.029525 | 0.0054552 | 0.026038 | 0.024525 | 0.024652 | 0.03577 | 0.034774 | -0.016316 | 0.010767 | 0.029525 | 0.048283 | 0.075366 | -0.039109 | -0.01278 | 0.0054552 | 0.02369 | 0.050019
All | All | 2014-09-15 | Per Device | 14 | All¦All¦41897¦Per Device¦14 | 3.5974 | 1.3709 | 2.8168 | 91.4822 | 6.0262 | 1340 | 1900-01-02 14:55 | 1899-12-31 08:42 | 2.8089 | 91.6776 | 6.2123 | 1323 | 15 | 18 | 0.9972 | 2.8089 | 27058 | 0.0078908 | -7.64e-08 | 0.16462 | 0.17079 | 0.16416 | 0.23722 | 0.2369 | -0.29611 | -0.1165 | 0.0078908 | 0.13229 | 0.31189 | -0.30359 | -0.12423 | -7.64e-08 | 0.12423 | 0.30359
All | All | 2014-09-15 | Per Ton | 14 | All¦All¦41897¦Per Ton¦14 | 3.5974 | 1.3709 | 0.76941 | 91.4822 | 1.6461 | 1340 | 1900-01-02 14:55 | 1899-12-31 08:42 | 0.76725 | 91.6776 | 1.6969 | 1323 | 15 | 18 | 0.9972 | 0.76725 | 27058 | 0.0021554 | -1.96e-08 | 0.044967 | 0.046652 | 0.044841 | 0.064795 | 0.064708 | -0.080883 | -0.031823 | 0.0021554 | 0.036134 | 0.085194 | -0.082926 | -0.033933 | -1.96e-08 | 0.033933 | 0.082926
Non-Residential | All | 2014-09-15 | Per Device | 14 | Non-Residential¦All¦41897¦Per Device¦14 | 3.7115 | 2.3975 | 4.6837 | 90.314 | 7.5343 | 699 | 1900-01-02 15:50 | 1900-01-01 07:23 | 4.3461 | 89.8592 | 7.8632 | 699 | 15 | 18 | 0.92791 | 4.3461 | 4663 | 0.33765 | -4.99e-07 | 0.28497 | 0.29741 | 0.26443 | 0.4119 | 0.39797 | -0.19022 | 0.12165 | 0.33765 | 0.55366 | 0.86553 | -0.51002 | -0.2087 | -4.99e-07 | 0.20869 | 0.51002
Non-Residential | All | 2014-09-15 | Per Ton | 14 | Non-Residential¦All¦41897¦Per Ton¦14 | 3.7115 | 2.3975 | 1.2069 | 90.314 | 1.9415 | 699 | 1900-01-02 15:50 | 1900-01-01 07:23 | 1.1199 | 89.8592 | 2.0263 | 699 | 15 | 18 | 0.92791 | 1.1199 | 4663 | 0.087009 | -4.47e-08 | 0.073434 | 0.07664 | 0.06814 | 0.10614 | 0.10255 | -0.049018 | 0.031348 | 0.087009 | 0.14267 | 0.22304 | -0.13142 | -0.053778 | -4.47e-08 | 0.053778 | 0.13142
Non-Residential | 30 | 2014-09-15 | Per Device | 14 | Non-Residential¦30¦41897¦Per Device¦14 | 3.6744 | 2.5214 | 4.5723 | 91.0767 | 7.3165 | 356 | 1900-01-02 19:09 | 1900-01-01 14:38 | 4.7206 | 90.5811 | 8.801 | 353 | 15 | 18 | 1.0324 | 4.7206 | 1336 | -0.14834 | -3.49e-07 | 0.38777 | 0.46843 | 0.40035 | 0.60811 | 0.6162 | -0.92766 | -0.46723 | -0.14834 | 0.17056 | 0.63098 | -0.7897 | -0.32314 | -3.49e-07 | 0.32314 | 0.7897
Non-Residential | 30 | 2014-09-15 | Per Ton | 14 | Non-Residential¦30¦41897¦Per Ton¦14 | 3.6744 | 2.5214 | 1.1768 | 91.0767 | 1.883 | 356 | 1900-01-02 19:09 | 1900-01-01 14:38 | 1.2149 | 90.5811 | 2.2651 | 353 | 15 | 18 | 1.0324 | 1.2149 | 1336 | -0.038177 | -6.25e-08 | 0.0998 | 0.12056 | 0.10304 | 0.15651 | 0.15859 | -0.23875 | -0.12025 | -0.038177 | 0.043896 | 0.1624 | -0.20324 | -0.083166 | -6.25e-08 | 0.083166 | 0.20324
Non-Residential | 50 | 2014-09-15 | Per Device | 14 | Non-Residential¦50¦41897¦Per Device¦14 | 3.7275 | 2.3439 | 4.72 | 89.9842 | 7.5744 | 343 | 1900-01-02 14:26 | 1900-01-01 04:19 | 4.1374 | 89.5529 | 7.0746 | 346 | 15 | 18 | 0.87656 | 4.1374 | 3327 | 0.58266 | 1.98e-07 | 0.40898 | 0.38033 | 0.35849 | 0.55849 | 0.52265 | -0.13308 | 0.28978 | 0.58266 | 0.87553 | 1.2984 | -0.66981 | -0.27408 | 1.98e-07 | 0.27408 | 0.66981
Non-Residential | 50 | 2014-09-15 | Per Ton | 14 | Non-Residential¦50¦41897¦Per Ton¦14 | 3.7275 | 2.3439 | 1.217 | 89.9842 | 1.953 | 343 | 1900-01-02 14:26 | 1900-01-01 04:19 | 1.0668 | 89.5529 | 1.8241 | 346 | 15 | 18 | 0.87656 | 1.0668 | 3327 | 0.15023 | 4.41e-08 | 0.10545 | 0.098066 | 0.092435 | 0.144 | 0.13476 | -0.034313 | 0.074719 | 0.15023 | 0.22575 | 0.33478 | -0.17271 | -0.07067 | 4.41e-08 | 0.07067 | 0.17271
Residential | All | 2014-09-15 | Per Device | 14 | Residential¦All¦41897¦Per Device¦14 | 3.5732 | 1.1531 | 2.0212 | 91.73 | 1.8682 | 641 | 1900-01-02 14:42 | 1899-12-31 03:44 | 2.1187 | 92.0747 | 1.8722 | 624 | 15 | 18 | 1.0482 | 2.1187 | 22395 | -0.097421 | 8.82e-08 | 0.07379 | 0.074946 | 0.077347 | 0.10518 | 0.1077 | -0.23221 | -0.15257 | -0.097421 | -0.042266 | 0.037367 | -0.13802 | -0.056478 | 8.82e-08 | 0.056479 | 0.13802
Residential | All | 2014-09-15 | Per Ton | 14 | Residential¦All¦41897¦Per Ton¦14 | 3.5732 | 1.1531 | 0.56615 | 91.73 | 0.52329 | 641 | 1900-01-02 14:42 | 1899-12-31 03:44 | 0.59344 | 92.0747 | 0.5244 | 624 | 15 | 18 | 1.0482 | 0.59344 | 22395 | -0.027288 | 4.85e-08 | 0.020669 | 0.020993 | 0.021665 | 0.02946 | 0.030167 | -0.065042 | -0.042736 | -0.027288 | -0.011839 | 0.010467 | -0.038661 | -0.01582 | 4.85e-08 | 0.01582 | 0.038661
Residential | 50 | 2014-09-15 | Per Device | 14 | Residential¦50¦41897¦Per Device¦14 | 3.4384 | 1.1301 | 2.2239 | 92.0669 | 1.9084 | 316 | 1900-01-02 14:07 | 1899-12-31 03:20 | 2.4929 | 93.0698 | 2.0202 | 317 | 15 | 18 | 1.1209 | 2.4929 | 11772 | -0.26892 | -2.46e-08 | 0.10736 | 0.11346 | 0.12034 | 0.1562 | 0.16539 | -0.4691 | -0.35083 | -0.26892 | -0.187 | -0.068734 | -0.21196 | -0.086733 | -2.46e-08 | 0.086732 | 0.21196
Residential | 50 | 2014-09-15 | Per Ton | 14 | Residential¦50¦41897¦Per Ton¦14 | 3.4384 | 1.1301 | 0.63292 | 92.0669 | 0.54311 | 316 | 1900-01-02 14:07 | 1899-12-31 03:20 | 0.70945 | 93.0698 | 0.57493 | 317 | 15 | 18 | 1.1209 | 0.70945 | 11772 | -0.076532 | 6.06e-09 | 0.030552 | 0.032291 | 0.034247 | 0.044454 | 0.04707 | -0.1335 | -0.099844 | -0.076532 | -0.05322 | -0.019561 | -0.060323 | -0.024684 | 6.06e-09 | 0.024684 | 0.060323
Residential | 100 | 2014-09-15 | Per Device | 14 | Residential¦100¦41897¦Per Device¦14 | 3.718 | 1.1779 | 1.8133 | 91.3681 | 1.8164 | 325 | 1900-01-02 15:22 | 1899-12-31 04:12 | 1.7167 | 90.9416 | 1.645 | 307 | 15 | 18 | 0.94674 | 1.7167 | 10623 | 0.096572 | 5.4e-08 | 0.10076 | 0.093887 | 0.09539 | 0.13772 | 0.13384 | -0.079922 | 0.024352 | 0.096572 | 0.16879 | 0.27307 | -0.17153 | -0.070187 | 5.4e-08 | 0.070187 | 0.17153
Residential | 100 | 2014-09-15 | Per Ton | 14 | Residential¦100¦41897¦Per Ton¦14 | 3.718 | 1.1779 | 0.49963 | 91.3681 | 0.50049 | 325 | 1900-01-02 15:22 | 1899-12-31 04:12 | 0.47302 | 90.9416 | 0.45327 | 307 | 15 | 18 | 0.94674 | 0.47302 | 10623 | 0.026609 | 1.73e-08 | 0.027762 | 0.025869 | 0.026284 | 0.037947 | 0.036879 | -0.022021 | 0.0067098 | 0.026609 | 0.046508 | 0.07524 | -0.047262 | -0.019339 | 1.73e-08 | 0.019339 | 0.047262
All | All | 2014-09-15 | Per Device | 15 | All¦All¦41897¦Per Device¦15 | 3.5974 | 1.3709 | 2.8862 | 91.6997 | 5.9743 | 1340 | 1900-01-02 14:55 | 1899-12-31 08:42 | 2.439 | 91.873 | 5.8144 | 1323 | 15 | 18 | 0.9972 | 2.8781 | 27058 | 0.44716 | 0.43907 | 0.1632 | 0.15985 | 0.16275 | 0.22845 | 0.22812 | 0.15439 | 0.32736 | 0.44716 | 0.56695 | 0.73992 | 0.14672 | 0.31944 | 0.43907 | 0.5587 | 0.73142
All | All | 2014-09-15 | Per Ton | 15 | All¦All¦41897¦Per Ton¦15 | 3.5974 | 1.3709 | 0.78836 | 91.6997 | 1.6319 | 1340 | 1900-01-02 14:55 | 1899-12-31 08:42 | 0.66622 | 91.873 | 1.5882 | 1323 | 15 | 18 | 0.9972 | 0.78615 | 27058 | 0.12214 | 0.11993 | 0.044579 | 0.043664 | 0.044454 | 0.062401 | 0.062311 | 0.042171 | 0.089417 | 0.12214 | 0.15486 | 0.20211 | 0.040077 | 0.087256 | 0.11993 | 0.15261 | 0.19979
Non-Residential | All | 2014-09-15 | Per Device | 15 | Non-Residential¦All¦41897¦Per Device¦15 | 3.7115 | 2.3975 | 4.6077 | 90.3237 | 7.5016 | 699 | 1900-01-02 15:50 | 1900-01-01 07:23 | 4.0304 | 89.9098 | 7.3904 | 699 | 15 | 18 | 0.92791 | 4.2755 | 4663 | 0.57726 | 0.24509 | 0.28374 | 0.27953 | 0.26328 | 0.3983 | 0.384 | 0.066814 | 0.36839 | 0.57726 | 0.78613 | 1.0877 | -0.24703 | 0.043717 | 0.24509 | 0.44646 | 0.7372
Non-Residential | All | 2014-09-15 | Per Ton | 15 | Non-Residential¦All¦41897¦Per Ton¦15 | 3.7115 | 2.3975 | 1.1873 | 90.3237 | 1.9331 | 699 | 1900-01-02 15:50 | 1900-01-01 07:23 | 1.0386 | 89.9098 | 1.9044 | 699 | 15 | 18 | 0.92791 | 1.1017 | 4663 | 0.14875 | 0.063156 | 0.073115 | 0.072031 | 0.067845 | 0.10264 | 0.098952 | 0.017217 | 0.094929 | 0.14875 | 0.20258 | 0.28029 | -0.063656 | 0.011265 | 0.063156 | 0.11505 | 0.18997
Non-Residential | 30 | 2014-09-15 | Per Device | 15 | Non-Residential¦30¦41897¦Per Device¦15 | 3.6744 | 2.5214 | 4.5816 | 91.1349 | 7.4763 | 356 | 1900-01-02 19:09 | 1900-01-01 14:38 | 4.4478 | 90.7339 | 8.5647 | 353 | 15 | 18 | 1.0324 | 4.7302 | 1336 | 0.1338 | 0.28244 | 0.39624 | 0.45585 | 0.4091 | 0.60399 | 0.6125 | -0.64025 | -0.18293 | 0.1338 | 0.45054 | 0.90785 | -0.50252 | -0.038758 | 0.28244 | 0.60364 | 1.0674
Non-Residential | 30 | 2014-09-15 | Per Ton | 15 | Non-Residential¦30¦41897¦Per Ton¦15 | 3.6744 | 2.5214 | 1.1792 | 91.1349 | 1.9242 | 356 | 1900-01-02 19:09 | 1900-01-01 14:38 | 1.1447 | 90.7339 | 2.2043 | 353 | 15 | 18 | 1.0324 | 1.2174 | 1336 | 0.034436 | 0.072691 | 0.10198 | 0.11732 | 0.10529 | 0.15545 | 0.15764 | -0.16478 | -0.047081 | 0.034436 | 0.11595 | 0.23365 | -0.12933 | -0.0099751 | 0.072691 | 0.15536 | 0.27471
Non-Residential | 50 | 2014-09-15 | Per Device | 15 | Non-Residential¦50¦41897¦Per Device¦15 | 3.7275 | 2.3439 | 4.5994 | 89.9729 | 7.4154 | 343 | 1900-01-02 14:26 | 1900-01-01 04:19 | 3.8007 | 89.5601 | 6.4045 | 346 | 15 | 18 | 0.87656 | 4.0316 | 3327 | 0.79871 | 0.23094 | 0.4004 | 0.34431 | 0.35097 | 0.52808 | 0.49166 | 0.12195 | 0.52178 | 0.79871 | 1.0756 | 1.4755 | -0.39915 | -0.026888 | 0.23094 | 0.48876 | 0.86102
Non-Residential | 50 | 2014-09-15 | Per Ton | 15 | Non-Residential¦50¦41897¦Per Ton¦15 | 3.7275 | 2.3439 | 1.1859 | 89.9729 | 1.912 | 343 | 1900-01-02 14:26 | 1900-01-01 04:19 | 0.97998 | 89.5601 | 1.6513 | 346 | 15 | 18 | 0.87656 | 1.0395 | 3327 | 0.20594 | 0.059546 | 0.10324 | 0.088777 | 0.090495 | 0.13616 | 0.12677 | 0.031444 | 0.13454 | 0.20594 | 0.27734 | 0.38044 | -0.10292 | -0.0069327 | 0.059546 | 0.12602 | 0.22201
Residential | All | 2014-09-15 | Per Device | 15 | Residential¦All¦41897¦Per Device¦15 | 3.5732 | 1.1531 | 2.1517 | 91.9915 | 1.8899 | 641 | 1900-01-02 14:42 | 1899-12-31 03:44 | 1.7283 | 92.3018 | 1.5091 | 624 | 15 | 18 | 1.0482 | 2.2554 | 22395 | 0.42335 | 0.52706 | 0.074645 | 0.060412 | 0.078243 | 0.096029 | 0.098851 | 0.30029 | 0.373 | 0.42335 | 0.47371 | 0.54642 | 0.40038 | 0.47522 | 0.52706 | 0.5789 | 0.65374
Residential | All | 2014-09-15 | Per Ton | 15 | Residential¦All¦41897¦Per Ton¦15 | 3.5732 | 1.1531 | 0.60269 | 91.9915 | 0.52935 | 641 | 1900-01-02 14:42 | 1899-12-31 03:44 | 0.48411 | 92.3018 | 0.4227 | 624 | 15 | 18 | 1.0482 | 0.63174 | 22395 | 0.11858 | 0.14763 | 0.020908 | 0.016921 | 0.021916 | 0.026898 | 0.027688 | 0.084111 | 0.10448 | 0.11858 | 0.13269 | 0.15305 | 0.11215 | 0.13311 | 0.14763 | 0.16215 | 0.18311
Residential | 50 | 2014-09-15 | Per Device | 15 | Residential¦50¦41897¦Per Device¦15 | 3.4384 | 1.1301 | 2.4656 | 92.4254 | 1.9081 | 316 | 1900-01-02 14:07 | 1899-12-31 03:20 | 2.1277 | 93.3045 | 1.6975 | 317 | 15 | 18 | 1.1209 | 2.7637 | 11772 | 0.33792 | 0.63606 | 0.10734 | 0.095341 | 0.12032 | 0.14357 | 0.15351 | 0.15394 | 0.26264 | 0.33792 | 0.41321 | 0.52191 | 0.43933 | 0.55556 | 0.63606 | 0.71656 | 0.8328
Residential | 50 | 2014-09-15 | Per Ton | 15 | Residential¦50¦41897¦Per Ton¦15 | 3.4384 | 1.1301 | 0.7017 | 92.4254 | 0.54303 | 316 | 1900-01-02 14:07 | 1899-12-31 03:20 | 0.60552 | 93.3045 | 0.4831 | 317 | 15 | 18 | 1.1209 | 0.78654 | 11772 | 0.096171 | 0.18102 | 0.030548 | 0.027133 | 0.034242 | 0.040858 | 0.043689 | 0.043809 | 0.074745 | 0.096171 | 0.1176 | 0.14853 | 0.12503 | 0.15811 | 0.18102 | 0.20393 | 0.23701
Residential | 100 | 2014-09-15 | Per Device | 15 | Residential¦100¦41897¦Per Device¦15 | 3.718 | 1.1779 | 1.8305 | 91.5255 | 1.8364 | 325 | 1900-01-02 15:22 | 1899-12-31 04:12 | 1.299 | 91.1601 | 1.1805 | 307 | 15 | 18 | 0.94674 | 1.733 | 10623 | 0.53152 | 0.43403 | 0.10186 | 0.067377 | 0.09644 | 0.12213 | 0.11764 | 0.375 | 0.46748 | 0.53152 | 0.59557 | 0.68804 | 0.28326 | 0.37234 | 0.43403 | 0.49573 | 0.5848
Residential | 100 | 2014-09-15 | Per Ton | 15 | Residential¦100¦41897¦Per Ton¦15 | 3.718 | 1.1779 | 0.50438 | 91.5255 | 0.50599 | 325 | 1900-01-02 15:22 | 1899-12-31 04:12 | 0.35792 | 91.1601 | 0.32528 | 307 | 15 | 18 | 0.94674 | 0.47751 | 10623 | 0.14645 | 0.11959 | 0.028067 | 0.018565 | 0.026573 | 0.033652 | 0.032415 | 0.10333 | 0.12881 | 0.14645 | 0.1641 | 0.18958 | 0.07805 | 0.10259 | 0.11959 | 0.13659 | 0.16113
All | All | 2014-09-15 | Per Device | 16 | All¦All¦41897¦Per Device¦16 | 3.5974 | 1.3709 | 2.8923 | 89.6394 | 5.94 | 1340 | 1900-01-02 14:55 | 1899-12-31 08:42 | 2.2925 | 89.9201 | 5.5666 | 1323 | 15 | 18 | 0.9972 | 2.8842 | 27058 | 0.59987 | 0.59177 | 0.16227 | 0.15304 | 0.16181 | 0.22305 | 0.22272 | 0.31402 | 0.4829 | 0.59987 | 0.71684 | 0.88573 | 0.30634 | 0.47498 | 0.59177 | 0.70857 | 0.8772
All | All | 2014-09-15 | Per Ton | 16 | All¦All¦41897¦Per Ton¦16 | 3.5974 | 1.3709 | 0.79004 | 89.6394 | 1.6225 | 1340 | 1900-01-02 14:55 | 1899-12-31 08:42 | 0.62618 | 89.9201 | 1.5205 | 1323 | 15 | 18 | 0.9972 | 0.78782 | 27058 | 0.16386 | 0.16164 | 0.044324 | 0.041803 | 0.044199 | 0.060927 | 0.060837 | 0.085775 | 0.13191 | 0.16386 | 0.19581 | 0.24194 | 0.083677 | 0.12974 | 0.16164 | 0.19354 | 0.23961
Non-Residential | All | 2014-09-15 | Per Device | 16 | Non-Residential¦All¦41897¦Per Device¦16 | 3.7115 | 2.3975 | 4.4307 | 88.4316 | 7.5293 | 699 | 1900-01-02 15:50 | 1900-01-01 07:23 | 3.8525 | 88.0496 | 7.0668 | 699 | 15 | 18 | 0.92791 | 4.1113 | 4663 | 0.57821 | 0.25879 | 0.28478 | 0.26729 | 0.26425 | 0.39057 | 0.37586 | 0.077671 | 0.37339 | 0.57821 | 0.78302 | 1.0787 | -0.22289 | 0.061691 | 0.25879 | 0.4559 | 0.74048
Non-Residential | All | 2014-09-15 | Per Ton | 16 | Non-Residential¦All¦41897¦Per Ton¦16 | 3.7115 | 2.3975 | 1.1417 | 88.4316 | 1.9402 | 699 | 1900-01-02 15:50 | 1900-01-01 07:23 | 0.99274 | 88.0496 | 1.821 | 699 | 15 | 18 | 0.92791 | 1.0594 | 4663 | 0.149 | 0.066688 | 0.073385 | 0.068877 | 0.068095 | 0.10064 | 0.096855 | 0.020015 | 0.096218 | 0.149 | 0.20178 | 0.27798 | -0.057437 | 0.015897 | 0.066688 | 0.11748 | 0.19081
Non-Residential | 30 | 2014-09-15 | Per Device | 16 | Non-Residential¦30¦41897¦Per Device¦16 | 3.6744 | 2.5214 | 4.4754 | 89.2892 | 7.3573 | 356 | 1900-01-02 19:09 | 1900-01-01 14:38 | 4.4044 | 88.8351 | 8.5625 | 353 | 15 | 18 | 1.0324 | 4.6206 | 1336 | 0.070988 | 0.21618 | 0.38993 | 0.45573 | 0.40259 | 0.59979 | 0.60809 | -0.69767 | -0.24354 | 0.070988 | 0.38552 | 0.83964 | -0.56311 | -0.1027 | 0.21618 | 0.53506 | 0.99547
Non-Residential | 30 | 2014-09-15 | Per Ton | 16 | Non-Residential¦30¦41897¦Per Ton¦16 | 3.6744 | 2.5214 | 1.1518 | 89.2892 | 1.8935 | 356 | 1900-01-02 19:09 | 1900-01-01 14:38 | 1.1336 | 88.8351 | 2.2037 | 353 | 15 | 18 | 1.0324 | 1.1892 | 1336 | 0.01827 | 0.055638 | 0.10036 | 0.11729 | 0.10361 | 0.15437 | 0.1565 | -0.17956 | -0.062679 | 0.01827 | 0.09922 | 0.2161 | -0.14493 | -0.026432 | 0.055638 | 0.13771 | 0.2562
Non-Residential | 50 | 2014-09-15 | Per Device | 16 | Non-Residential¦50¦41897¦Per Device¦16 | 3.7275 | 2.3439 | 4.386 | 88.0607 | 7.5326 | 343 | 1900-01-02 14:26 | 1900-01-01 04:19 | 3.5539 | 87.7162 | 5.7718 | 346 | 15 | 18 | 0.87656 | 3.8446 | 3327 | 0.8321 | 0.29068 | 0.40672 | 0.31029 | 0.35651 | 0.51157 | 0.47264 | 0.1765 | 0.56384 | 0.8321 | 1.1004 | 1.4877 | -0.31503 | 0.042826 | 0.29068 | 0.53853 | 0.89638
Non-Residential | 50 | 2014-09-15 | Per Ton | 16 | Non-Residential¦50¦41897¦Per Ton¦16 | 3.7275 | 2.3439 | 1.1309 | 88.0607 | 1.9422 | 343 | 1900-01-02 14:26 | 1900-01-01 04:19 | 0.91635 | 87.7162 | 1.4882 | 346 | 15 | 18 | 0.87656 | 0.9913 | 3327 | 0.21455 | 0.074949 | 0.10487 | 0.080007 | 0.091925 | 0.1319 | 0.12187 | 0.045509 | 0.14538 | 0.21455 | 0.28372 | 0.3836 | -0.081228 | 0.011042 | 0.074949 | 0.13886 | 0.23113
Residential | All | 2014-09-15 | Per Device | 16 | Residential¦All¦41897¦Per Device¦16 | 3.5732 | 1.1531 | 2.235 | 89.8956 | 1.892 | 641 | 1900-01-02 14:42 | 1899-12-31 03:44 | 1.5966 | 90.3286 | 1.447 | 624 | 15 | 18 | 1.0482 | 2.3427 | 22395 | 0.63839 | 0.74611 | 0.07473 | 0.057927 | 0.078332 | 0.094552 | 0.097424 | 0.51721 | 0.5888 | 0.63839 | 0.68797 | 0.75956 | 0.62126 | 0.69502 | 0.74611 | 0.7972 | 0.87096
Residential | All | 2014-09-15 | Per Ton | 16 | Residential¦All¦41897¦Per Ton¦16 | 3.5732 | 1.1531 | 0.62602 | 89.8956 | 0.52995 | 641 | 1900-01-02 14:42 | 1899-12-31 03:44 | 0.4472 | 90.3286 | 0.40531 | 624 | 15 | 18 | 1.0482 | 0.65619 | 22395 | 0.17881 | 0.20899 | 0.020932 | 0.016226 | 0.021941 | 0.026484 | 0.027289 | 0.14487 | 0.16492 | 0.17881 | 0.1927 | 0.21275 | 0.17401 | 0.19468 | 0.20899 | 0.2233 | 0.24396
Residential | 50 | 2014-09-15 | Per Device | 16 | Residential¦50¦41897¦Per Device¦16 | 3.4384 | 1.1301 | 2.5511 | 90.3641 | 1.9406 | 316 | 1900-01-02 14:07 | 1899-12-31 03:20 | 2.0889 | 91.3303 | 1.6086 | 317 | 15 | 18 | 1.1209 | 2.8595 | 11772 | 0.46214 | 0.77062 | 0.10917 | 0.090348 | 0.12237 | 0.1417 | 0.15211 | 0.28054 | 0.38784 | 0.46214 | 0.53645 | 0.64375 | 0.57568 | 0.69085 | 0.77062 | 0.85038 | 0.96555
Residential | 50 | 2014-09-15 | Per Ton | 16 | Residential¦50¦41897¦Per Ton¦16 | 3.4384 | 1.1301 | 0.72602 | 90.3641 | 0.55227 | 316 | 1900-01-02 14:07 | 1899-12-31 03:20 | 0.59449 | 91.3303 | 0.4578 | 317 | 15 | 18 | 1.1209 | 0.81381 | 11772 | 0.13152 | 0.21931 | 0.031068 | 0.025712 | 0.034825 | 0.040328 | 0.043288 | 0.079841 | 0.11038 | 0.13152 | 0.15267 | 0.18321 | 0.16384 | 0.19661 | 0.21931 | 0.24201 | 0.27479
Residential | 100 | 2014-09-15 | Per Device | 16 | Residential¦100¦41897¦Per Device¦16 | 3.718 | 1.1779 | 1.9115 | 89.3923 | 1.8077 | 325 | 1900-01-02 15:22 | 1899-12-31 04:12 | 1.0668 | 89.1879 | 1.0735 | 307 | 15 | 18 | 0.94674 | 1.8097 | 10623 | 0.84465 | 0.74285 | 0.10028 | 0.061269 | 0.094935 | 0.11751 | 0.11299 | 0.69406 | 0.78303 | 0.84465 | 0.90628 | 0.99525 | 0.59805 | 0.6836 | 0.74285 | 0.8021 | 0.88765
Residential | 100 | 2014-09-15 | Per Ton | 16 | Residential¦100¦41897¦Per Ton¦16 | 3.718 | 1.1779 | 0.52669 | 89.3923 | 0.4981 | 325 | 1900-01-02 15:22 | 1899-12-31 04:12 | 0.29396 | 89.1879 | 0.29579 | 307 | 15 | 18 | 0.94674 | 0.49864 | 10623 | 0.23273 | 0.20468 | 0.02763 | 0.016882 | 0.026158 | 0.032379 | 0.031133 | 0.19124 | 0.21575 | 0.23273 | 0.24971 | 0.27423 | 0.16478 | 0.18836 | 0.20468 | 0.22101 | 0.24458
All | All | 2014-09-15 | Per Device | 17 | All¦All¦41897¦Per Device¦17 | 3.5974 | 1.3709 | 2.8712 | 86.8512 | 5.8394 | 1340 | 1900-01-02 14:55 | 1899-12-31 08:42 | 2.2998 | 87.1608 | 5.2768 | 1323 | 15 | 18 | 0.9972 | 2.8631 | 27058 | 0.57134 | 0.5633 | 0.15952 | 0.14507 | 0.15907 | 0.21562 | 0.21529 | 0.29501 | 0.45827 | 0.57134 | 0.68442 | 0.84767 | 0.28739 | 0.4504 | 0.5633 | 0.6762 | 0.83921
All | All | 2014-09-15 | Per Ton | 17 | All¦All¦41897¦Per Ton¦17 | 3.5974 | 1.3709 | 0.78426 | 86.8512 | 1.595 | 1340 | 1900-01-02 14:55 | 1899-12-31 08:42 | 0.6282 | 87.1608 | 1.4414 | 1323 | 15 | 18 | 0.9972 | 0.78206 | 27058 | 0.15606 | 0.15387 | 0.043573 | 0.039627 | 0.043451 | 0.058897 | 0.058807 | 0.080582 | 0.12518 | 0.15606 | 0.18695 | 0.23154 | 0.078501 | 0.12303 | 0.15387 | 0.1847 | 0.22923
Non-Residential | All | 2014-09-15 | Per Device | 17 | Non-Residential¦All¦41897¦Per Device¦17 | 3.7115 | 2.3975 | 4.1333 | 85.7281 | 7.4768 | 699 | 1900-01-02 15:50 | 1900-01-01 07:23 | 3.6237 | 85.3744 | 6.6996 | 699 | 15 | 18 | 0.92791 | 3.8353 | 4663 | 0.50964 | 0.21166 | 0.2828 | 0.2534 | 0.26241 | 0.37972 | 0.36479 | 0.023004 | 0.31051 | 0.50964 | 0.70876 | 0.99627 | -0.25583 | 0.020367 | 0.21166 | 0.40296 | 0.67916
Non-Residential | All | 2014-09-15 | Per Ton | 17 | Non-Residential¦All¦41897¦Per Ton¦17 | 3.7115 | 2.3975 | 1.0651 | 85.7281 | 1.9267 | 699 | 1900-01-02 15:50 | 1900-01-01 07:23 | 0.93377 | 85.3744 | 1.7264 | 699 | 15 | 18 | 0.92791 | 0.98831 | 4663 | 0.13133 | 0.054543 | 0.072873 | 0.065299 | 0.06762 | 0.097849 | 0.094002 | 0.0059279 | 0.080015 | 0.13133 | 0.18264 | 0.25673 | -0.065925 | 0.0052483 | 0.054543 | 0.10384 | 0.17501
Non-Residential | 30 | 2014-09-15 | Per Device | 17 | Non-Residential¦30¦41897¦Per Device¦17 | 3.6744 | 2.5214 | 4.1512 | 86.6435 | 6.9074 | 356 | 1900-01-02 19:09 | 1900-01-01 14:38 | 4.1627 | 86.1347 | 8.2508 | 353 | 15 | 18 | 1.0324 | 4.2859 | 1336 | -0.011511 | 0.12316 | 0.36609 | 0.43915 | 0.37797 | 0.57173 | 0.57941 | -0.74421 | -0.31133 | -0.011511 | 0.28831 | 0.72119 | -0.61938 | -0.18068 | 0.12316 | 0.42701 | 0.86571
Non-Residential | 30 | 2014-09-15 | Per Ton | 17 | Non-Residential¦30¦41897¦Per Ton¦17 | 3.6744 | 2.5214 | 1.0684 | 86.6435 | 1.7778 | 356 | 1900-01-02 19:09 | 1900-01-01 14:38 | 1.0714 | 86.1347 | 2.1235 | 353 | 15 | 18 | 1.0324 | 1.1031 | 1336 | -0.0029625 | 0.031699 | 0.094221 | 0.11302 | 0.097278 | 0.14715 | 0.14912 | -0.19154 | -0.080126 | -0.0029625 | 0.074201 | 0.18561 | -0.15941 | -0.046501 | 0.031699 | 0.1099 | 0.22281
Non-Residential | 50 | 2014-09-15 | Per Device | 17 | Non-Residential¦50¦41897¦Per Device¦17 | 3.7275 | 2.3439 | 4.1041 | 85.3322 | 7.7229 | 343 | 1900-01-02 14:26 | 1900-01-01 04:19 | 3.3325 | 85.0518 | 5.3432 | 346 | 15 | 18 | 0.87656 | 3.5975 | 3327 | 0.7716 | 0.26498 | 0.417 | 0.28725 | 0.36552 | 0.50636 | 0.46489 | 0.12268 | 0.50607 | 0.7716 | 1.0371 | 1.4205 | -0.3308 | 0.021188 | 0.26498 | 0.50876 | 0.86075
Non-Residential | 50 | 2014-09-15 | Per Ton | 17 | Non-Residential¦50¦41897¦Per Ton¦17 | 3.7275 | 2.3439 | 1.0582 | 85.3322 | 1.9913 | 343 | 1900-01-02 14:26 | 1900-01-01 04:19 | 0.85926 | 85.0518 | 1.3777 | 346 | 15 | 18 | 0.87656 | 0.92758 | 3327 | 0.19895 | 0.068322 | 0.10752 | 0.074066 | 0.094247 | 0.13056 | 0.11987 | 0.031631 | 0.13049 | 0.19895 | 0.26742 | 0.36627 | -0.085295 | 0.0054632 | 0.068322 | 0.13118 | 0.22194
Residential | All | 2014-09-15 | Per Device | 17 | Residential¦All¦41897¦Per Device¦17 | 3.5732 | 1.1531 | 2.3303 | 87.0894 | 1.9411 | 641 | 1900-01-02 14:42 | 1899-12-31 03:44 | 1.7064 | 87.5509 | 1.5412 | 624 | 15 | 18 | 1.0482 | 2.4426 | 22395 | 0.6239 | 0.73622 | 0.076669 | 0.061696 | 0.080365 | 0.098411 | 0.10132 | 0.49778 | 0.5723 | 0.6239 | 0.67551 | 0.75002 | 0.60638 | 0.68309 | 0.73622 | 0.78935 | 0.86606
Residential | All | 2014-09-15 | Per Ton | 17 | Residential¦All¦41897¦Per Ton¦17 | 3.5732 | 1.1531 | 0.65271 | 87.0894 | 0.54371 | 641 | 1900-01-02 14:42 | 1899-12-31 03:44 | 0.47796 | 87.5509 | 0.43169 | 624 | 15 | 18 | 1.0482 | 0.68417 | 22395 | 0.17476 | 0.20622 | 0.021475 | 0.017281 | 0.02251 | 0.027565 | 0.028379 | 0.13943 | 0.1603 | 0.17476 | 0.18921 | 0.21008 | 0.16985 | 0.19133 | 0.20622 | 0.2211 | 0.24258
Residential | 50 | 2014-09-15 | Per Device | 17 | Residential¦50¦41897¦Per Device¦17 | 3.4384 | 1.1301 | 2.656 | 87.6191 | 2.0213 | 316 | 1900-01-02 14:07 | 1899-12-31 03:20 | 2.2061 | 88.6166 | 1.7084 | 317 | 15 | 18 | 1.1209 | 2.9772 | 11772 | 0.44995 | 0.77111 | 0.11371 | 0.095953 | 0.12746 | 0.14878 | 0.15954 | 0.25928 | 0.37193 | 0.44995 | 0.52797 | 0.64062 | 0.56665 | 0.68745 | 0.77111 | 0.85477 | 0.97556
Residential | 50 | 2014-09-15 | Per Ton | 17 | Residential¦50¦41897¦Per Ton¦17 | 3.4384 | 1.1301 | 0.75588 | 87.6191 | 0.57525 | 316 | 1900-01-02 14:07 | 1899-12-31 03:20 | 0.62783 | 88.6166 | 0.4862 | 317 | 15 | 18 | 1.1209 | 0.84728 | 11772 | 0.12805 | 0.21945 | 0.03236 | 0.027308 | 0.036273 | 0.042342 | 0.045403 | 0.073789 | 0.10585 | 0.12805 | 0.15026 | 0.18232 | 0.16127 | 0.19564 | 0.21945 | 0.24326 | 0.27764
Residential | 100 | 2014-09-15 | Per Device | 17 | Residential¦100¦41897¦Per Device¦17 | 3.718 | 1.1779 | 1.9969 | 86.5205 | 1.8226 | 325 | 1900-01-02 15:22 | 1899-12-31 04:12 | 1.1688 | 86.3376 | 1.1727 | 307 | 15 | 18 | 0.94674 | 1.8906 | 10623 | 0.82812 | 0.72177 | 0.1011 | 0.066928 | 0.095717 | 0.12125 | 0.1168 | 0.67274 | 0.76454 | 0.82812 | 0.8917 | 0.9835 | 0.57209 | 0.66052 | 0.72177 | 0.78302 | 0.87145
Residential | 100 | 2014-09-15 | Per Ton | 17 | Residential¦100¦41897¦Per Ton¦17 | 3.718 | 1.1779 | 0.55023 | 86.5205 | 0.5022 | 325 | 1900-01-02 15:22 | 1899-12-31 04:12 | 0.32205 | 86.3376 | 0.32312 | 307 | 15 | 18 | 0.94674 | 0.52092 | 10623 | 0.22818 | 0.19887 | 0.027857 | 0.018441 | 0.026374 | 0.033408 | 0.032181 | 0.18536 | 0.21066 | 0.22818 | 0.2457 | 0.27099 | 0.15763 | 0.182 | 0.19887 | 0.21575 | 0.24012
All | All | 2014-09-15 | Per Device | 18 | All¦All¦41897¦Per Device¦18 | 3.5974 | 1.3709 | 2.7043 | 82.7636 | 5.5974 | 1340 | 1900-01-02 14:55 | 1899-12-31 08:42 | 2.1589 | 83.042 | 4.5688 | 1323 | 15 | 18 | 0.9972 | 2.6967 | 27058 | 0.54542 | 0.53784 | 0.15291 | 0.12561 | 0.15248 | 0.19789 | 0.19755 | 0.29182 | 0.44165 | 0.54542 | 0.64919 | 0.79902 | 0.28467 | 0.43425 | 0.53784 | 0.64144 | 0.79102
All | All | 2014-09-15 | Per Ton | 18 | All¦All¦41897¦Per Ton¦18 | 3.5974 | 1.3709 | 0.73867 | 82.7636 | 1.5289 | 1340 | 1900-01-02 14:55 | 1899-12-31 08:42 | 0.58969 | 83.042 | 1.248 | 1323 | 15 | 18 | 0.9972 | 0.7366 | 27058 | 0.14898 | 0.14691 | 0.041767 | 0.03431 | 0.04165 | 0.054052 | 0.053962 | 0.07971 | 0.12064 | 0.14898 | 0.17733 | 0.21825 | 0.077757 | 0.11861 | 0.14691 | 0.17521 | 0.21607
Non-Residential | All | 2014-09-15 | Per Device | 18 | Non-Residential¦All¦41897¦Per Device¦18 | 3.7115 | 2.3975 | 3.6505 | 82.283 | 7.2714 | 699 | 1900-01-02 15:50 | 1900-01-01 07:23 | 3.1551 | 82.0461 | 5.7929 | 699 | 15 | 18 | 0.92791 | 3.3873 | 4663 | 0.49532 | 0.23215 | 0.27503 | 0.21911 | 0.2552 | 0.35164 | 0.33636 | 0.044675 | 0.31092 | 0.49532 | 0.67971 | 0.94596 | -0.19891 | 0.055766 | 0.23215 | 0.40854 | 0.66321
Non-Residential | All | 2014-09-15 | Per Ton | 18 | Non-Residential¦All¦41897¦Per Ton¦18 | 3.7115 | 2.3975 | 0.94068 | 82.283 | 1.8737 | 699 | 1900-01-02 15:50 | 1900-01-01 07:23 | 0.81304 | 82.0461 | 1.4928 | 699 | 15 | 18 | 0.92791 | 0.87286 | 4663 | 0.12764 | 0.059823 | 0.070871 | 0.056461 | 0.065762 | 0.090612 | 0.086675 | 0.011512 | 0.080119 | 0.12764 | 0.17515 | 0.24376 | -0.051256 | 0.01437 | 0.059823 | 0.10527 | 0.1709
Non-Residential | 30 | 2014-09-15 | Per Device | 18 | Non-Residential¦30¦41897¦Per Device¦18 | 3.6744 | 2.5214 | 3.5598 | 82.8105 | 6.3234 | 356 | 1900-01-02 19:09 | 1900-01-01 14:38 | 3.6117 | 82.355 | 7.3705 | 353 | 15 | 18 | 1.0324 | 3.6753 | 1336 | -0.051911 | 0.063577 | 0.33514 | 0.39229 | 0.34601 | 0.51596 | 0.52309 | -0.71314 | -0.32248 | -0.051911 | 0.21866 | 0.60932 | -0.60679 | -0.21073 | 0.063577 | 0.33788 | 0.73394
Non-Residential | 30 | 2014-09-15 | Per Ton | 18 | Non-Residential¦30¦41897¦Per Ton¦18 | 3.6744 | 2.5214 | 0.91618 | 82.8105 | 1.6275 | 356 | 1900-01-02 19:09 | 1900-01-01 14:38 | 0.92954 | 82.355 | 1.8969 | 353 | 15 | 18 | 1.0324 | 0.94591 | 1336 | -0.01336 | 0.016363 | 0.086255 | 0.10096 | 0.089053 | 0.13279 | 0.13463 | -0.18354 | -0.082996 | -0.01336 | 0.056276 | 0.15682 | -0.15617 | -0.054235 | 0.016363 | 0.086961 | 0.18889
Non-Residential | 50 | 2014-09-15 | Per Device | 18 | Non-Residential¦50¦41897¦Per Device¦18 | 3.7275 | 2.3439 | 3.6807 | 82.0549 | 7.7352 | 343 | 1900-01-02 14:26 | 1900-01-01 04:19 | 2.9082 | 81.915 | 4.3818 | 346 | 15 | 18 | 0.87656 | 3.2263 | 3327 | 0.77248 | 0.31812 | 0.41766 | 0.23557 | 0.3661 | 0.47951 | 0.43534 | 0.15796 | 0.52102 | 0.77248 | 1.0239 | 1.387 | -0.2398 | 0.089822 | 0.31812 | 0.54641 | 0.87603
Non-Residential | 50 | 2014-09-15 | Per Ton | 18 | Non-Residential¦50¦41897¦Per Ton¦18 | 3.7275 | 2.3439 | 0.94904 | 82.0549 | 1.9945 | 343 | 1900-01-02 14:26 | 1900-01-01 04:19 | 0.74987 | 81.915 | 1.1298 | 346 | 15 | 18 | 0.87656 | 0.83189 | 3327 | 0.19918 | 0.082024 | 0.10769 | 0.060739 | 0.094397 | 0.12364 | 0.11225 | 0.040729 | 0.13434 | 0.19918 | 0.26401 | 0.35763 | -0.06183 | 0.02316 | 0.082024 | 0.14089 | 0.22588
Residential | All | 2014-09-15 | Per Device | 18 | Residential¦All¦41897¦Per Device¦18 | 3.5732 | 1.1531 | 2.297 | 82.8656 | 1.8618 | 641 | 3.6128 | 1.1558 | 1.7087 | 83.2595 | 1.4787 | 624 | 15 | 18 | 1.0482 | 2.4078 | 22395 | 0.58835 | 0.69907 | 0.073537 | 0.059196 | 0.077082 | 0.094403 | 0.097189 | 0.46737 | 0.53885 | 0.58835 | 0.63786 | 0.70933 | 0.57451 | 0.6481 | 0.69907 | 0.75003 | 0.82362
Residential | All | 2014-09-15 | Per Ton | 18 | Residential¦All¦41897¦Per Ton¦18 | 3.5732 | 1.1531 | 0.6434 | 82.8656 | 0.5215 | 641 | 3.6128 | 1.1558 | 0.47861 | 83.2595 | 0.41419 | 624 | 15 | 18 | 1.0482 | 0.67442 | 22395 | 0.1648 | 0.19581 | 0.020598 | 0.016581 | 0.021591 | 0.026442 | 0.027223 | 0.13091 | 0.15093 | 0.1648 | 0.17866 | 0.19869 | 0.16092 | 0.18153 | 0.19581 | 0.21009 | 0.2307
Residential | 50 | 2014-09-15 | Per Device | 18 | Residential¦50¦41897¦Per Device¦18 | 3.4384 | 1.1301 | 2.613 | 83.1331 | 1.9356 | 316 | 3.5885 | 1.139 | 2.2038 | 83.9551 | 1.6215 | 317 | 15 | 18 | 1.1209 | 2.929 | 11772 | 0.40919 | 0.72515 | 0.10889 | 0.09107 | 0.12205 | 0.14195 | 0.15229 | 0.22727 | 0.33475 | 0.40919 | 0.48363 | 0.59111 | 0.52998 | 0.64529 | 0.72515 | 0.80501 | 0.92031
Residential | 50 | 2014-09-15 | Per Ton | 18 | Residential¦50¦41897¦Per Ton¦18 | 3.4384 | 1.1301 | 0.74364 | 83.1331 | 0.55087 | 316 | 3.5885 | 1.139 | 0.62719 | 83.9551 | 0.46145 | 317 | 15 | 18 | 1.1209 | 0.83356 | 11772 | 0.11645 | 0.20637 | 0.030989 | 0.025918 | 0.034736 | 0.040399 | 0.04334 | 0.064679 | 0.095267 | 0.11645 | 0.13764 | 0.16823 | 0.15083 | 0.18364 | 0.20637 | 0.2291 | 0.26191
Residential | 100 | 2014-09-15 | Per Device | 18 | Residential¦100¦41897¦Per Device¦18 | 3.718 | 1.1779 | 1.9737 | 82.5782 | 1.7509 | 325 | 3.6405 | 1.1748 | 1.1761 | 82.4675 | 1.1394 | 307 | 15 | 18 | 0.94674 | 1.8686 | 10623 | 0.79762 | 0.69251 | 0.097123 | 0.065028 | 0.09195 | 0.11688 | 0.11262 | 0.64783 | 0.73633 | 0.79762 | 0.85891 | 0.94741 | 0.54818 | 0.63345 | 0.69251 | 0.75157 | 0.83684
Residential | 100 | 2014-09-15 | Per Ton | 18 | Residential¦100¦41897¦Per Ton¦18 | 3.718 | 1.1779 | 0.54382 | 82.5782 | 0.48244 | 325 | 3.6405 | 1.1748 | 0.32405 | 82.4675 | 0.31394 | 307 | 15 | 18 | 0.94674 | 0.51486 | 10623 | 0.21977 | 0.19081 | 0.026761 | 0.017918 | 0.025336 | 0.032205 | 0.031031 | 0.1785 | 0.20289 | 0.21977 | 0.23666 | 0.26105 | 0.15104 | 0.17454 | 0.19081 | 0.20708 | 0.23058
All | All | 2014-09-15 | Per Device | 19 | All¦All¦41897¦Per Device¦19 | 3.5974 | 1.3709 | 2.6189 | 80.1528 | 5.405 | 1340 | 3.6212 | 1.3623 | 2.8112 | 80.4508 | 4.4382 | 1323 | 15 | 18 | 0.9972 | 2.6116 | 27058 | -0.19227 | -0.19961 | 0.14765 | 0.12202 | 0.14724 | 0.19155 | 0.19123 | -0.43775 | -0.29272 | -0.19227 | -0.091827 | 0.053202 | -0.44468 | -0.29989 | -0.19961 | -0.099331 | 0.045457
All | All | 2014-09-15 | Per Ton | 19 | All¦All¦41897¦Per Ton¦19 | 3.5974 | 1.3709 | 0.71535 | 80.1528 | 1.4764 | 1340 | 3.6212 | 1.3623 | 0.76787 | 80.4508 | 1.2123 | 1323 | 15 | 18 | 0.9972 | 0.71335 | 27058 | -0.05252 | -0.054524 | 0.040332 | 0.033329 | 0.040219 | 0.052321 | 0.052234 | -0.11957 | -0.079957 | -0.05252 | -0.025083 | 0.014532 | -0.12146 | -0.081915 | -0.054524 | -0.027132 | 0.012417
Non-Residential | All | 2014-09-15 | Per Device | 19 | Non-Residential¦All¦41897¦Per Device¦19 | 3.7115 | 2.3975 | 3.2315 | 80.1488 | 7.1266 | 699 | 3.6598 | 2.3078 | 2.9753 | 79.9733 | 5.5739 | 699 | 15 | 18 | 0.92791 | 2.9985 | 4663 | 0.25618 | 0.023216 | 0.26955 | 0.21082 | 0.25012 | 0.34221 | 0.32712 | -0.18238 | 0.076724 | 0.25618 | 0.43563 | 0.69473 | -0.396 | -0.14833 | 0.023216 | 0.19476 | 0.44244
Non-Residential | All | 2014-09-15 | Per Ton | 19 | Non-Residential¦All¦41897¦Per Ton¦19 | 3.7115 | 2.3975 | 0.83272 | 80.1488 | 1.8364 | 699 | 3.6598 | 2.3078 | 0.7667 | 79.9733 | 1.4363 | 699 | 15 | 18 | 0.92791 | 0.77269 | 4663 | 0.066014 | 0.0059826 | 0.069461 | 0.054327 | 0.064453 | 0.088183 | 0.084295 | -0.046997 | 0.019771 | 0.066014 | 0.11226 | 0.17902 | -0.10205 | -0.038222 | 0.0059826 | 0.050187 | 0.11401
Non-Residential | 30 | 2014-09-15 | Per Device | 19 | Non-Residential¦30¦41897¦Per Device¦19 | 3.6744 | 2.5214 | 3.1025 | 80.4356 | 5.9603 | 356 | 3.7979 | 2.6098 | 3.3827 | 79.9867 | 6.8762 | 353 | 15 | 18 | 1.0324 | 3.2032 | 1336 | -0.28018 | -0.17953 | 0.31589 | 0.36599 | 0.32614 | 0.48346 | 0.49022 | -0.89976 | -0.53371 | -0.28018 | -0.026656 | 0.3394 | -0.80777 | -0.4366 | -0.17953 | 0.077541 | 0.44871
Non-Residential | 30 | 2014-09-15 | Per Ton | 19 | Non-Residential¦30¦41897¦Per Ton¦19 | 3.6744 | 2.5214 | 0.79849 | 80.4356 | 1.534 | 356 | 3.7979 | 2.6098 | 0.87061 | 79.9867 | 1.7697 | 353 | 15 | 18 | 1.0324 | 0.8244 | 1336 | -0.07211 | -0.046205 | 0.081301 | 0.094193 | 0.083939 | 0.12443 | 0.12617 | -0.23157 | -0.13736 | -0.07211 | -0.0068605 | 0.08735 | -0.20789 | -0.11237 | -0.046205 | 0.019957 | 0.11548
Non-Residential | 50 | 2014-09-15 | Per Device | 19 | Non-Residential¦50¦41897¦Per Device¦19 | 3.7275 | 2.3439 | 3.2839 | 80.0248 | 7.7054 | 343 | 3.6011 | 2.1796 | 2.7545 | 79.9677 | 4.4415 | 346 | 15 | 18 | 0.87656 | 2.8785 | 3327 | 0.52948 | 0.12409 | 0.41605 | 0.23877 | 0.36469 | 0.4797 | 0.43591 | -0.085284 | 0.27792 | 0.52948 | 0.78103 | 1.1442 | -0.43454 | -0.1045 | 0.12409 | 0.35268 | 0.68273
Non-Residential | 50 | 2014-09-15 | Per Ton | 19 | Non-Residential¦50¦41897¦Per Ton¦19 | 3.7275 | 2.3439 | 0.84674 | 80.0248 | 1.9868 | 343 | 3.6011 | 2.1796 | 0.71022 | 79.9677 | 1.1452 | 346 | 15 | 18 | 0.87656 | 0.74221 | 3327 | 0.13652 | 0.031997 | 0.10728 | 0.061566 | 0.094033 | 0.12369 | 0.1124 | -0.02199 | 0.07166 | 0.13652 | 0.20138 | 0.29503 | -0.11204 | -0.026943 | 0.031997 | 0.090937 | 0.17604
Residential | All | 2014-09-15 | Per Device | 19 | Residential¦All¦41897¦Per Device¦19 | 3.5732 | 1.1531 | 2.3525 | 80.1537 | 1.7605 | 641 | 3.6128 | 1.1558 | 2.7166 | 80.555 | 2.0661 | 624 | 15 | 18 | 1.0482 | 2.4659 | 22395 | -0.36412 | -0.25073 | 0.069536 | 0.082711 | 0.072887 | 0.10806 | 0.11024 | -0.5026 | -0.42078 | -0.36412 | -0.30745 | -0.22564 | -0.39201 | -0.30854 | -0.25073 | -0.19292 | -0.10945
Residential | All | 2014-09-15 | Per Ton | 19 | Residential¦All¦41897¦Per Ton¦19 | 3.5732 | 1.1531 | 0.65894 | 80.1537 | 0.49312 | 641 | 3.6128 | 1.1558 | 0.76093 | 80.555 | 0.57872 | 624 | 15 | 18 | 1.0482 | 0.6907 | 22395 | -0.10199 | -0.07023 | 0.019477 | 0.023167 | 0.020416 | 0.030267 | 0.030879 | -0.14078 | -0.11786 | -0.10199 | -0.086117 | -0.063201 | -0.1098 | -0.086423 | -0.07023 | -0.054036 | -0.030656
Residential | 50 | 2014-09-15 | Per Device | 19 | Residential¦50¦41897¦Per Device¦19 | 3.4384 | 1.1301 | 2.617 | 80.2617 | 1.8248 | 316 | 3.5885 | 1.139 | 3.0515 | 81.0541 | 2.0364 | 317 | 15 | 18 | 1.1209 | 2.9334 | 11772 | -0.43458 | -0.11814 | 0.10265 | 0.11438 | 0.11507 | 0.15369 | 0.16224 | -0.63154 | -0.51517 | -0.43458 | -0.35398 | -0.23762 | -0.32606 | -0.20322 | -0.11814 | -0.03306 | 0.089781
Residential | 50 | 2014-09-15 | Per Ton | 19 | Residential¦50¦41897¦Per Ton¦19 | 3.4384 | 1.1301 | 0.74477 | 80.2617 | 0.51933 | 316 | 3.5885 | 1.139 | 0.86845 | 81.0541 | 0.57955 | 317 | 15 | 18 | 1.1209 | 0.83482 | 11772 | -0.12368 | -0.033622 | 0.029215 | 0.032551 | 0.032747 | 0.043738 | 0.046173 | -0.17973 | -0.14661 | -0.12368 | -0.10074 | -0.067625 | -0.092795 | -0.057835 | -0.033622 | -0.0094087 | 0.025551
Residential | 100 | 2014-09-15 | Per Device | 19 | Residential¦100¦41897¦Per Device¦19 | 3.718 | 1.1779 | 2.0815 | 80.0376 | 1.6719 | 325 | 3.6405 | 1.1748 | 2.3575 | 79.9867 | 2.0629 | 307 | 15 | 18 | 0.94674 | 1.9706 | 10623 | -0.27604 | -0.38689 | 0.09274 | 0.11774 | 0.087801 | 0.14987 | 0.14687 | -0.46811 | -0.35463 | -0.27604 | -0.19745 | -0.083968 | -0.57511 | -0.46391 | -0.38689 | -0.30987 | -0.19867
Residential | 100 | 2014-09-15 | Per Ton | 19 | Residential¦100¦41897¦Per Ton¦19 | 3.718 | 1.1779 | 0.57352 | 80.0376 | 0.46067 | 325 | 3.6405 | 1.1748 | 0.64958 | 79.9867 | 0.5684 | 307 | 15 | 18 | 0.94674 | 0.54297 | 10623 | -0.076059 | -0.1066 | 0.025553 | 0.032441 | 0.024192 | 0.041296 | 0.040468 | -0.12898 | -0.097715 | -0.076059 | -0.054404 | -0.023136 | -0.15847 | -0.12782 | -0.1066 | -0.085382 | -0.054741
All | All | 2014-09-15 | Per Device | 20 | All¦All¦41897¦Per Device¦20 | 3.5974 | 1.3709 | 2.5236 | 78.9288 | 5.2838 | 1340 | 3.6212 | 1.3623 | 2.6953 | 79.2147 | 4.1076 | 1323 | 15 | 18 | 0.9972 | 2.5165 | 27058 | -0.17169 | -0.17876 | 0.14434 | 0.11293 | 0.14394 | 0.18327 | 0.18295 | -0.40656 | -0.2678 | -0.17169 | -0.075585 | 0.063177 | -0.41322 | -0.2747 | -0.17876 | -0.082821 | 0.0557
All | All | 2014-09-15 | Per Ton | 20 | All¦All¦41897¦Per Ton¦20 | 3.5974 | 1.3709 | 0.68931 | 78.9288 | 1.4433 | 1340 | 3.6212 | 1.3623 | 0.73621 | 79.2147 | 1.122 | 1323 | 15 | 18 | 0.9972 | 0.68738 | 27058 | -0.046897 | -0.048828 | 0.039427 | 0.030847 | 0.039316 | 0.05006 | 0.049973 | -0.11105 | -0.073149 | -0.046897 | -0.020646 | 0.017257 | -0.11287 | -0.075034 | -0.048828 | -0.022623 | 0.015214
Non-Residential | All | 2014-09-15 | Per Device | 20 | Non-Residential¦All¦41897¦Per Device¦20 | 3.7115 | 2.3975 | 3.034 | 79.2008 | 7.0272 | 699 | 3.6598 | 2.3078 | 2.7841 | 79.0995 | 5.1681 | 699 | 15 | 18 | 0.92791 | 2.8152 | 4663 | 0.24987 | 0.031154 | 0.26579 | 0.19547 | 0.24663 | 0.32993 | 0.3147 | -0.17295 | 0.076858 | 0.24987 | 0.42289 | 0.6727 | -0.37215 | -0.13388 | 0.031154 | 0.19618 | 0.43446
Non-Residential | All | 2014-09-15 | Per Ton | 20 | Non-Residential¦All¦41897¦Per Ton¦20 | 3.7115 | 2.3975 | 0.78182 | 79.2008 | 1.8108 | 699 | 3.6598 | 2.3078 | 0.71743 | 79.0995 | 1.3317 | 699 | 15 | 18 | 0.92791 | 0.72545 | 4663 | 0.06439 | 0.0080279 | 0.068491 | 0.050371 | 0.063554 | 0.085019 | 0.081095 | -0.044567 | 0.019805 | 0.06439 | 0.10897 | 0.17335 | -0.095899 | -0.034498 | 0.0080279 | 0.050554 | 0.11195
Non-Residential | 30 | 2014-09-15 | Per Device | 20 | Non-Residential¦30¦41897¦Per Device¦20 | 3.6744 | 2.5214 | 2.8908 | 79.3939 | 5.5324 | 356 | 3.7979 | 2.6098 | 3.1308 | 78.9583 | 5.9252 | 353 | 15 | 18 | 1.0324 | 2.9846 | 1336 | -0.23992 | -0.14614 | 0.29322 | 0.31537 | 0.30273 | 0.43062 | 0.43715 | -0.79179 | -0.46574 | -0.23992 | -0.014107 | 0.31194 | -0.70637 | -0.37538 | -0.14614 | 0.083104 | 0.4141
Non-Residential | 30 | 2014-09-15 | Per Ton | 20 | Non-Residential¦30¦41897¦Per Ton¦20 | 3.6744 | 2.5214 | 0.74401 | 79.3939 | 1.4239 | 356 | 3.7979 | 2.6098 | 0.80576 | 78.9583 | 1.525 | 353 | 15 | 18 | 1.0324 | 0.76815 | 1336 | -0.061749 | -0.037611 | 0.075465 | 0.081166 | 0.077913 | 0.11083 | 0.11251 | -0.20378 | -0.11987 | -0.061749 | -0.0036307 | 0.080283 | -0.1818 | -0.096612 | -0.037611 | 0.021389 | 0.10658
Non-Residential | 50 | 2014-09-15 | Per Device | 20 | Non-Residential¦50¦41897¦Per Device¦20 | 3.7275 | 2.3439 | 3.0948 | 79.1173 | 7.7629 | 343 | 3.6011 | 2.1796 | 2.5953 | 79.1594 | 4.525 | 346 | 15 | 18 | 0.87656 | 2.7128 | 3327 | 0.49954 | 0.1175 | 0.41916 | 0.24327 | 0.36742 | 0.48464 | 0.44065 | -0.12155 | 0.24539 | 0.49954 | 0.75368 | 1.1206 | -0.44722 | -0.11358 | 0.1175 | 0.34858 | 0.68222
Non-Residential | 50 | 2014-09-15 | Per Ton | 20 | Non-Residential¦50¦41897¦Per Ton¦20 | 3.7275 | 2.3439 | 0.79797 | 79.1173 | 2.0016 | 343 | 3.6011 | 2.1796 | 0.66917 | 79.1594 | 1.1668 | 346 | 15 | 18 | 0.87656 | 0.69947 | 3327 | 0.1288 | 0.030297 | 0.10808 | 0.062725 | 0.094736 | 0.12496 | 0.11362 | -0.031341 | 0.063273 | 0.1288 | 0.19433 | 0.28895 | -0.11531 | -0.029285 | 0.030297 | 0.089879 | 0.17591
Residential | All | 2014-09-15 | Per Device | 20 | Residential¦All¦41897¦Per Device¦20 | 3.5732 | 1.1531 | 2.3005 | 78.8711 | 1.6094 | 641 | 3.6128 | 1.1558 | 2.6343 | 79.2399 | 1.9069 | 624 | 15 | 18 | 1.0482 | 2.4114 | 22395 | -0.33381 | -0.22293 | 0.063568 | 0.076338 | 0.066632 | 0.09934 | 0.10133 | -0.46112 | -0.3859 | -0.33381 | -0.28171 | -0.2065 | -0.35278 | -0.27606 | -0.22293 | -0.16979 | -0.093068
Residential | All | 2014-09-15 | Per Ton | 20 | Residential¦All¦41897¦Per Ton¦20 | 3.5732 | 1.1531 | 0.64438 | 78.8711 | 0.4508 | 641 | 3.6128 | 1.1558 | 0.73788 | 79.2399 | 0.53413 | 624 | 15 | 18 | 1.0482 | 0.67543 | 22395 | -0.0935 | -0.062442 | 0.017806 | 0.021382 | 0.018664 | 0.027825 | 0.028382 | -0.12916 | -0.10809 | -0.0935 | -0.078908 | -0.05784 | -0.098815 | -0.077325 | -0.062442 | -0.047558 | -0.026069
Residential | 50 | 2014-09-15 | Per Device | 20 | Residential¦50¦41897¦Per Device¦20 | 3.4384 | 1.1301 | 2.563 | 78.9373 | 1.67 | 316 | 3.5885 | 1.139 | 2.876 | 79.627 | 1.8944 | 317 | 15 | 18 | 1.1209 | 2.8729 | 11772 | -0.31306 | -0.0031463 | 0.093944 | 0.1064 | 0.1053 | 0.14194 | 0.1497 | -0.49496 | -0.38749 | -0.31306 | -0.23863 | -0.13116 | -0.19499 | -0.081649 | -0.0031463 | 0.075357 | 0.1887
Residential | 50 | 2014-09-15 | Per Ton | 20 | Residential¦50¦41897¦Per Ton¦20 | 3.4384 | 1.1301 | 0.72941 | 78.9373 | 0.47527 | 316 | 3.5885 | 1.139 | 0.8185 | 79.627 | 0.53914 | 317 | 15 | 18 | 1.1209 | 0.81761 | 11772 | -0.089094 | -0.0008954 | 0.026736 | 0.030281 | 0.029969 | 0.040395 | 0.042604 | -0.14086 | -0.11028 | -0.089094 | -0.067911 | -0.037326 | -0.055494 | -0.023237 | -0.0008954 | 0.021446 | 0.053703
Residential | 100 | 2014-09-15 | Per Device | 20 | Residential¦100¦41897¦Per Device¦20 | 3.718 | 1.1779 | 2.0315 | 78.8 | 1.5223 | 325 | 3.6405 | 1.1748 | 2.3756 | 78.7991 | 1.9058 | 307 | 15 | 18 | 0.94674 | 1.9233 | 10623 | -0.34411 | -0.4523 | 0.084442 | 0.10877 | 0.079945 | 0.1377 | 0.13499 | -0.52057 | -0.41632 | -0.34411 | -0.2719 | -0.16764 | -0.62529 | -0.52309 | -0.4523 | -0.38151 | -0.27931
Residential | 100 | 2014-09-15 | Per Ton | 20 | Residential¦100¦41897¦Per Ton¦20 | 3.718 | 1.1779 | 0.55977 | 78.8 | 0.41945 | 325 | 3.6405 | 1.1748 | 0.65458 | 78.7991 | 0.52511 | 307 | 15 | 18 | 0.94674 | 0.52995 | 10623 | -0.094814 | -0.12463 | 0.023267 | 0.029969 | 0.022028 | 0.037941 | 0.037194 | -0.14344 | -0.11471 | -0.094814 | -0.074918 | -0.046191 | -0.17229 | -0.14413 | -0.12463 | -0.10512 | -0.07696
All | All | 2014-09-15 | Per Device | 21 | All¦All¦41897¦Per Device¦21 | 3.5974 | 1.3709 | 2.3295 | 78.575 | 4.2943 | 1340 | 3.6212 | 1.3623 | 2.4285 | 78.8173 | 3.6539 | 1323 | 15 | 18 | 0.9972 | 2.3229 | 27058 | -0.099018 | -0.10554 | 0.11731 | 0.10046 | 0.11698 | 0.15445 | 0.1542 | -0.29695 | -0.18001 | -0.099018 | -0.018027 | 0.098912 | -0.30315 | -0.1864 | -0.10554 | -0.024683 | 0.092066
All | All | 2014-09-15 | Per Ton | 21 | All¦All¦41897¦Per Ton¦21 | 3.5974 | 1.3709 | 0.63629 | 78.575 | 1.173 | 1340 | 3.6212 | 1.3623 | 0.66334 | 78.8173 | 0.99806 | 1323 | 15 | 18 | 0.9972 | 0.63451 | 27058 | -0.027047 | -0.028829 | 0.032044 | 0.027439 | 0.031954 | 0.042187 | 0.042119 | -0.081111 | -0.049169 | -0.027047 | -0.0049239 | 0.027018 | -0.082806 | -0.050916 | -0.028829 | -0.0067421 | 0.025148
Non-Residential | All | 2014-09-15 | Per Device | 21 | Non-Residential¦All¦41897¦Per Device¦21 | 3.7115 | 2.3975 | 2.6381 | 78.5676 | 5.6435 | 699 | 3.6598 | 2.3078 | 2.4161 | 78.539 | 4.6017 | 699 | 15 | 18 | 0.92791 | 2.4479 | 4663 | 0.22192 | 0.031744 | 0.21346 | 0.17405 | 0.19807 | 0.27542 | 0.26368 | -0.13105 | 0.077491 | 0.22192 | 0.36636 | 0.57489 | -0.30617 | -0.10653 | 0.031744 | 0.17002 | 0.36966
Non-Residential | All | 2014-09-15 | Per Ton | 21 | Non-Residential¦All¦41897¦Per Ton¦21 | 3.7115 | 2.3975 | 0.67979 | 78.5676 | 1.4543 | 699 | 3.6598 | 2.3078 | 0.62261 | 78.539 | 1.1858 | 699 | 15 | 18 | 0.92791 | 0.63079 | 4663 | 0.057187 | 0.00818 | 0.055005 | 0.044851 | 0.05104 | 0.070973 | 0.067947 | -0.033769 | 0.019968 | 0.057187 | 0.094405 | 0.14814 | -0.078897 | -0.027451 | 0.00818 | 0.043811 | 0.095257
Non-Residential | 30 | 2014-09-15 | Per Device | 21 | Non-Residential¦30¦41897¦Per Device¦21 | 3.6744 | 2.5214 | 2.5057 | 78.6955 | 4.7542 | 356 | 3.7979 | 2.6098 | 2.8044 | 78.4937 | 5.3793 | 353 | 15 | 18 | 1.0324 | 2.587 | 1336 | -0.29873 | -0.21744 | 0.25197 | 0.28631 | 0.26015 | 0.3814 | 0.38685 | -0.78751 | -0.49874 | -0.29873 | -0.098724 | 0.19005 | -0.71321 | -0.4203 | -0.21744 | -0.014576 | 0.27833
Non-Residential | 30 | 2014-09-15 | Per Ton | 21 | Non-Residential¦30¦41897¦Per Ton¦21 | 3.6744 | 2.5214 | 0.64488 | 78.6955 | 1.2236 | 356 | 3.7979 | 2.6098 | 0.72176 | 78.4937 | 1.3845 | 353 | 15 | 18 | 1.0324 | 0.6658 | 1336 | -0.076884 | -0.055962 | 0.06485 | 0.073688 | 0.066954 | 0.09816 | 0.099562 | -0.20268 | -0.12836 | -0.076884 | -0.025408 | 0.048914 | -0.18356 | -0.10817 | -0.055962 | -0.0037516 | 0.071632
Non-Residential | 50 | 2014-09-15 | Per Device | 21 | Non-Residential¦50¦41897¦Per Device¦21 | 3.7275 | 2.3439 | 2.6951 | 78.5123 | 6.0854 | 343 | 3.6011 | 2.1796 | 2.2071 | 78.5582 | 3.9316 | 346 | 15 | 18 | 0.87656 | 2.3624 | 3327 | 0.48801 | 0.15531 | 0.32858 | 0.21136 | 0.28802 | 0.39069 | 0.35725 | -0.012681 | 0.28313 | 0.48801 | 0.69289 | 0.9887 | -0.30253 | -0.032032 | 0.15531 | 0.34265 | 0.61315
Non-Residential | 50 | 2014-09-15 | Per Ton | 21 | Non-Residential¦50¦41897¦Per Ton¦21 | 3.7275 | 2.3439 | 0.69492 | 78.5123 | 1.5691 | 343 | 3.6011 | 2.1796 | 0.56909 | 78.5582 | 1.0137 | 346 | 15 | 18 | 0.87656 | 0.60914 | 3327 | 0.12583 | 0.040046 | 0.084722 | 0.054498 | 0.074264 | 0.10074 | 0.092115 | -0.0032698 | 0.073003 | 0.12583 | 0.17866 | 0.25493 | -0.078004 | -0.0082592 | 0.040046 | 0.088351 | 0.1581
Residential | All | 2014-09-15 | Per Device | 21 | Residential¦All¦41897¦Per Device¦21 | 3.5732 | 1.1531 | 2.192 | 78.5766 | 1.5276 | 641 | 3.6128 | 1.1558 | 2.4136 | 78.8781 | 1.7353 | 624 | 15 | 18 | 1.0482 | 2.2977 | 22395 | -0.2216 | -0.11595 | 0.060337 | 0.069468 | 0.063245 | 0.092013 | 0.093946 | -0.33952 | -0.26985 | -0.2216 | -0.17335 | -0.10368 | -0.23635 | -0.16521 | -0.11595 | -0.066685 | 0.0044461
Residential | All | 2014-09-15 | Per Ton | 21 | Residential¦All¦41897¦Per Ton¦21 | 3.5732 | 1.1531 | 0.61399 | 78.5766 | 0.42789 | 641 | 3.6128 | 1.1558 | 0.67606 | 78.8781 | 0.48606 | 624 | 15 | 18 | 1.0482 | 0.64359 | 22395 | -0.062071 | -0.032478 | 0.0169 | 0.019458 | 0.017715 | 0.025773 | 0.026314 | -0.095101 | -0.075587 | -0.062071 | -0.048556 | -0.029042 | -0.066201 | -0.046277 | -0.032478 | -0.018679 | 0.0012454
Residential | 50 | 2014-09-15 | Per Device | 21 | Residential¦50¦41897¦Per Device¦21 | 3.4384 | 1.1301 | 2.4108 | 78.6995 | 1.5881 | 316 | 3.5885 | 1.139 | 2.633 | 79.134 | 1.7633 | 317 | 15 | 18 | 1.1209 | 2.7023 | 11772 | -0.22225 | 0.069263 | 0.08934 | 0.099037 | 0.10014 | 0.13338 | 0.14084 | -0.39318 | -0.29219 | -0.22225 | -0.1523 | -0.051314 | -0.11124 | -0.0045953 | 0.069263 | 0.14312 | 0.24976
Residential | 50 | 2014-09-15 | Per Ton | 21 | Residential¦50¦41897¦Per Ton¦21 | 3.4384 | 1.1301 | 0.6861 | 78.6995 | 0.45198 | 316 | 3.5885 | 1.139 | 0.74935 | 79.134 | 0.50182 | 317 | 15 | 18 | 1.1209 | 0.76906 | 11772 | -0.06325 | 0.019712 | 0.025426 | 0.028185 | 0.0285 | 0.037959 | 0.040083 | -0.1119 | -0.083155 | -0.06325 | -0.043344 | -0.014604 | -0.031657 | -0.0013078 | 0.019712 | 0.040731 | 0.07108
Residential | 100 | 2014-09-15 | Per Device | 21 | Residential¦100¦41897¦Per Device¦21 | 3.718 | 1.1779 | 1.9676 | 78.4447 | 1.4491 | 325 | 3.6405 | 1.1748 | 2.1789 | 78.5867 | 1.6935 | 307 | 15 | 18 | 0.94674 | 1.8628 | 10623 | -0.21125 | -0.31604 | 0.080384 | 0.096656 | 0.076103 | 0.12571 | 0.12302 | -0.37236 | -0.27717 | -0.21125 | -0.14532 | -0.050139 | -0.4737 | -0.38055 | -0.31604 | -0.25153 | -0.15838
Residential | 100 | 2014-09-15 | Per Ton | 21 | Residential¦100¦41897¦Per Ton¦21 | 3.718 | 1.1779 | 0.54216 | 78.4447 | 0.39929 | 325 | 3.6405 | 1.1748 | 0.60036 | 78.5867 | 0.46663 | 307 | 15 | 18 | 0.94674 | 0.51328 | 10623 | -0.058207 | -0.08708 | 0.022149 | 0.026632 | 0.020969 | 0.034639 | 0.033897 | -0.1026 | -0.076371 | -0.058207 | -0.040042 | -0.013815 | -0.13052 | -0.10486 | -0.08708 | -0.069305 | -0.04364
All | All | 2014-09-15 | Per Device | 22 | All¦All¦41897¦Per Device¦22 | 3.5974 | 1.3709 | 1.9666 | 77.3397 | 3.638 | 1340 | 3.6212 | 1.3623 | 2.0951 | 77.5106 | 3.2696 | 1323 | 15 | 18 | 0.9972 | 1.9611 | 27058 | -0.12849 | -0.134 | 0.099382 | 0.089891 | 0.099104 | 0.134 | 0.1338 | -0.30022 | -0.19876 | -0.12849 | -0.058215 | 0.043246 | -0.30547 | -0.20416 | -0.134 | -0.063833 | 0.037472
All | All | 2014-09-15 | Per Ton | 22 | All¦All¦41897¦Per Ton¦22 | 3.5974 | 1.3709 | 0.53718 | 77.3397 | 0.99371 | 1340 | 3.6212 | 1.3623 | 0.57228 | 77.5106 | 0.89309 | 1323 | 15 | 18 | 0.9972 | 0.53568 | 27058 | -0.035096 | -0.036601 | 0.027146 | 0.024554 | 0.02707 | 0.036603 | 0.036547 | -0.082005 | -0.054291 | -0.035096 | -0.015901 | 0.011813 | -0.083438 | -0.055766 | -0.036601 | -0.017436 | 0.010236
Non-Residential | All | 2014-09-15 | Per Device | 22 | Non-Residential¦All¦41897¦Per Device¦22 | 3.7115 | 2.3975 | 2.239 | 77.3522 | 4.744 | 699 | 3.6598 | 2.3078 | 2.0497 | 77.383 | 4.113 | 699 | 15 | 18 | 0.92791 | 2.0776 | 4663 | 0.1893 | 0.027894 | 0.17943 | 0.15557 | 0.1665 | 0.23748 | 0.22787 | -0.11504 | 0.064766 | 0.1893 | 0.31384 | 0.49365 | -0.26413 | -0.0916 | 0.027894 | 0.14739 | 0.31992
Non-Residential | All | 2014-09-15 | Per Ton | 22 | Non-Residential¦All¦41897¦Per Ton¦22 | 3.7115 | 2.3975 | 0.57695 | 77.3522 | 1.2225 | 699 | 3.6598 | 2.3078 | 0.52817 | 77.383 | 1.0599 | 699 | 15 | 18 | 0.92791 | 0.53536 | 4663 | 0.048781 | 0.007188 | 0.046238 | 0.040088 | 0.042905 | 0.061197 | 0.058719 | -0.029646 | 0.016689 | 0.048781 | 0.080872 | 0.12721 | -0.068063 | -0.023604 | 0.007188 | 0.03798 | 0.082439
Non-Residential | 30 | 2014-09-15 | Per Device | 22 | Non-Residential¦30¦41897¦Per Device¦22 | 3.6744 | 2.5214 | 2.1197 | 77.6549 | 4.212 | 356 | 3.7979 | 2.6098 | 2.4239 | 77.4865 | 4.8782 | 353 | 15 | 18 | 1.0324 | 2.1884 | 1336 | -0.30427 | -0.23551 | 0.22324 | 0.25964 | 0.23048 | 0.34242 | 0.34718 | -0.7431 | -0.48384 | -0.30427 | -0.12471 | 0.13455 | -0.68044 | -0.41757 | -0.23551 | -0.053444 | 0.20942
Non-Residential | 30 | 2014-09-15 | Per Ton | 22 | Non-Residential¦30¦41897¦Per Ton¦22 | 3.6744 | 2.5214 | 0.54553 | 77.6549 | 1.084 | 356 | 3.7979 | 2.6098 | 0.62384 | 77.4865 | 1.2555 | 353 | 15 | 18 | 1.0324 | 0.56323 | 1336 | -0.07831 | -0.060612 | 0.057454 | 0.066824 | 0.059318 | 0.088127 | 0.089353 | -0.19125 | -0.12452 | -0.07831 | -0.032096 | 0.034629 | -0.17512 | -0.10747 | -0.060612 | -0.013755 | 0.053899
Non-Residential | 50 | 2014-09-15 | Per Device | 22 | Non-Residential¦50¦41897¦Per Device¦22 | 3.7275 | 2.3439 | 2.291 | 77.2213 | 5.0036 | 343 | 3.6011 | 2.1796 | 1.8492 | 77.339 | 3.4505 | 346 | 15 | 18 | 0.87656 | 2.0082 | 3327 | 0.44189 | 0.15907 | 0.27017 | 0.1855 | 0.23682 | 0.32772 | 0.30082 | 0.021899 | 0.27003 | 0.44189 | 0.61375 | 0.86188 | -0.22644 | 0.0013242 | 0.15907 | 0.31683 | 0.54459
Non-Residential | 50 | 2014-09-15 | Per Ton | 22 | Non-Residential¦50¦41897¦Per Ton¦22 | 3.7275 | 2.3439 | 0.59073 | 77.2213 | 1.2901 | 343 | 3.6011 | 2.1796 | 0.47679 | 77.339 | 0.88968 | 346 | 15 | 18 | 0.87656 | 0.51781 | 3327 | 0.11394 | 0.041016 | 0.069662 | 0.04783 | 0.061062 | 0.084501 | 0.077565 | 0.0056464 | 0.069626 | 0.11394 | 0.15825 | 0.22223 | -0.058387 | 0.0003414 | 0.041016 | 0.081691 | 0.14042
Residential | All | 2014-09-15 | Per Device | 22 | Residential¦All¦41897¦Per Device¦22 | 3.5732 | 1.1531 | 1.8456 | 77.3371 | 1.3971 | 641 | 3.6128 | 1.1558 | 2.0974 | 77.5385 | 1.6011 | 624 | 15 | 18 | 1.0482 | 1.9346 | 22395 | -0.25178 | -0.16282 | 0.055183 | 0.064095 | 0.057842 | 0.084577 | 0.086336 | -0.36017 | -0.29613 | -0.25178 | -0.20743 | -0.14339 | -0.27347 | -0.2081 | -0.16282 | -0.11755 | -0.052177
Residential | All | 2014-09-15 | Per Ton | 22 | Residential¦All¦41897¦Per Ton¦22 | 3.5732 | 1.1531 | 0.51696 | 77.3371 | 0.39133 | 641 | 3.6128 | 1.1558 | 0.58749 | 77.5385 | 0.44847 | 624 | 15 | 18 | 1.0482 | 0.54188 | 22395 | -0.070524 | -0.045607 | 0.015457 | 0.017953 | 0.016202 | 0.02369 | 0.024183 | -0.10088 | -0.082947 | -0.070524 | -0.0581 | -0.040163 | -0.076598 | -0.058288 | -0.045607 | -0.032925 | -0.014615
Residential | 50 | 2014-09-15 | Per Device | 22 | Residential¦50¦41897¦Per Device¦22 | 3.4384 | 1.1301 | 2.0326 | 77.5942 | 1.4582 | 316 | 3.5885 | 1.139 | 2.275 | 77.8192 | 1.6178 | 317 | 15 | 18 | 1.1209 | 2.2784 | 11772 | -0.24245 | 0.0033226 | 0.082028 | 0.090866 | 0.091947 | 0.12241 | 0.12927 | -0.39933 | -0.30665 | -0.24245 | -0.17826 | -0.085575 | -0.16234 | -0.064467 | 0.0033226 | 0.071112 | 0.16899
Residential | 50 | 2014-09-15 | Per Ton | 22 | Residential¦50¦41897¦Per Ton¦22 | 3.4384 | 1.1301 | 0.57846 | 77.5942 | 0.41498 | 316 | 3.5885 | 1.139 | 0.64746 | 77.8192 | 0.46042 | 317 | 15 | 18 | 1.1209 | 0.64841 | 11772 | -0.069001 | 0.0009456 | 0.023345 | 0.02586 | 0.026167 | 0.034838 | 0.036789 | -0.11365 | -0.08727 | -0.069001 | -0.050732 | -0.024354 | -0.046202 | -0.018347 | 0.0009456 | 0.020238 | 0.048093
Residential | 100 | 2014-09-15 | Per Device | 22 | Residential¦100¦41897¦Per Device¦22 | 3.718 | 1.1779 | 1.6539 | 77.0609 | 1.3212 | 325 | 3.6405 | 1.1748 | 1.9075 | 77.219 | 1.5761 | 307 | 15 | 18 | 0.94674 | 1.5658 | 10623 | -0.25358 | -0.34166 | 0.073289 | 0.089955 | 0.069386 | 0.11603 | 0.11361 | -0.40228 | -0.31443 | -0.25358 | -0.19273 | -0.10488 | -0.48725 | -0.40124 | -0.34166 | -0.28209 | -0.19607
Residential | 100 | 2014-09-15 | Per Ton | 22 | Residential¦100¦41897¦Per Ton¦22 | 3.718 | 1.1779 | 0.45571 | 77.0609 | 0.36405 | 325 | 3.6405 | 1.1748 | 0.52558 | 77.219 | 0.43429 | 307 | 15 | 18 | 0.94674 | 0.43144 | 10623 | -0.069871 | -0.09414 | 0.020194 | 0.024786 | 0.019118 | 0.031971 | 0.031303 | -0.11084 | -0.086636 | -0.069871 | -0.053105 | -0.028898 | -0.13426 | -0.11056 | -0.09414 | -0.077725 | -0.054024
All | All | 2014-09-15 | Per Device | 23 | All¦All¦41897¦Per Device¦23 | 3.5974 | 1.3709 | 1.6665 | 76.5225 | 3.4933 | 1340 | 3.6212 | 1.3623 | 1.7234 | 76.6771 | 3.0125 | 1323 | 15 | 18 | 0.9972 | 1.6618 | 27058 | -0.056966 | -0.061634 | 0.095429 | 0.082821 | 0.095162 | 0.12636 | 0.12616 | -0.2189 | -0.12323 | -0.056966 | 0.0092959 | 0.10497 | -0.22331 | -0.12779 | -0.061634 | 0.0045217 | 0.10004
All | All | 2014-09-15 | Per Ton | 23 | All¦All¦41897¦Per Ton¦23 | 3.5974 | 1.3709 | 0.45519 | 76.5225 | 0.95419 | 1340 | 3.6212 | 1.3623 | 0.47075 | 76.6771 | 0.82285 | 1323 | 15 | 18 | 0.9972 | 0.45392 | 27058 | -0.01556 | -0.016835 | 0.026066 | 0.022623 | 0.025993 | 0.034514 | 0.034459 | -0.059792 | -0.03366 | -0.01556 | 0.0025392 | 0.028672 | -0.060997 | -0.034906 | -0.016835 | 0.0012351 | 0.027326
Non-Residential | All | 2014-09-15 | Per Device | 23 | Non-Residential¦All¦41897¦Per Device¦23 | 3.7115 | 2.3975 | 2.0249 | 76.2918 | 4.5847 | 699 | 3.6598 | 2.3078 | 1.7708 | 76.2485 | 3.7955 | 699 | 15 | 18 | 0.92791 | 1.8789 | 4663 | 0.25405 | 0.10807 | 0.17341 | 0.14356 | 0.16091 | 0.22512 | 0.21564 | -0.034456 | 0.136 | 0.25405 | 0.3721 | 0.54255 | -0.16828 | -0.0050082 | 0.10807 | 0.22116 | 0.38443
Non-Residential | All | 2014-09-15 | Per Ton | 23 | Non-Residential¦All¦41897¦Per Ton¦23 | 3.7115 | 2.3975 | 0.52179 | 76.2918 | 1.1814 | 699 | 3.6598 | 2.3078 | 0.45632 | 76.2485 | 0.97806 | 699 | 15 | 18 | 0.92791 | 0.48417 | 4663 | 0.065465 | 0.027849 | 0.044685 | 0.036994 | 0.041464 | 0.058011 | 0.055568 | -0.008879 | 0.035044 | 0.065465 | 0.095886 | 0.13981 | -0.043364 | -0.0012906 | 0.027849 | 0.056989 | 0.099062
Non-Residential | 30 | 2014-09-15 | Per Device | 23 | Non-Residential¦30¦41897¦Per Device¦23 | 3.6744 | 2.5214 | 1.8361 | 76.4317 | 3.8215 | 356 | 3.7979 | 2.6098 | 2.1142 | 76.3281 | 4.6005 | 353 | 15 | 18 | 1.0324 | 1.8956 | 1336 | -0.27816 | -0.2186 | 0.20254 | 0.24486 | 0.20911 | 0.31777 | 0.322 | -0.6854 | -0.4448 | -0.27816 | -0.11153 | 0.12907 | -0.63125 | -0.38745 | -0.2186 | -0.049743 | 0.19406
Non-Residential | 30 | 2014-09-15 | Per Ton | 23 | Non-Residential¦30¦41897¦Per Ton¦23 | 3.6744 | 2.5214 | 0.47254 | 76.4317 | 0.98353 | 356 | 3.7979 | 2.6098 | 0.54413 | 76.3281 | 1.184 | 353 | 15 | 18 | 1.0324 | 0.48787 | 1336 | -0.071591 | -0.05626 | 0.052127 | 0.063019 | 0.053818 | 0.081784 | 0.082872 | -0.1764 | -0.11448 | -0.071591 | -0.028703 | 0.033219 | -0.16246 | -0.099718 | -0.05626 | -0.012802 | 0.049944
Non-Residential | 50 | 2014-09-15 | Per Device | 23 | Non-Residential¦50¦41897¦Per Device¦23 | 3.7275 | 2.3439 | 2.1146 | 76.2313 | 4.966 | 343 | 3.6011 | 2.1796 | 1.5873 | 76.2147 | 3.097 | 346 | 15 | 18 | 0.87656 | 1.8536 | 3327 | 0.52732 | 0.26628 | 0.26814 | 0.1665 | 0.23504 | 0.31562 | 0.28803 | 0.12283 | 0.3618 | 0.52732 | 0.69283 | 0.9318 | -0.10285 | 0.11524 | 0.26628 | 0.41733 | 0.63541
Non-Residential | 50 | 2014-09-15 | Per Ton | 23 | Non-Residential¦50¦41897¦Per Ton¦23 | 3.7275 | 2.3439 | 0.54523 | 76.2313 | 1.2804 | 343 | 3.6011 | 2.1796 | 0.40927 | 76.2147 | 0.79855 | 346 | 15 | 18 | 0.87656 | 0.47793 | 3327 | 0.13596 | 0.068659 | 0.069137 | 0.04293 | 0.060603 | 0.081382 | 0.074268 | 0.03167 | 0.093288 | 0.13596 | 0.17864 | 0.24026 | -0.026519 | 0.029713 | 0.068659 | 0.10761 | 0.16384
Residential | All | 2014-09-15 | Per Device | 23 | Residential¦All¦41897¦Per Device¦23 | 3.5732 | 1.1531 | 1.5102 | 76.5715 | 1.2502 | 641 | 3.6128 | 1.1558 | 1.6885 | 76.7707 | 1.4595 | 624 | 15 | 18 | 1.0482 | 1.5829 | 22395 | -0.17838 | -0.10559 | 0.049382 | 0.058428 | 0.051762 | 0.076501 | 0.078059 | -0.27642 | -0.2185 | -0.17838 | -0.13826 | -0.080338 | -0.20563 | -0.14652 | -0.10559 | -0.064657 | -0.0055544
Residential | All | 2014-09-15 | Per Ton | 23 | Residential¦All¦41897¦Per Ton¦23 | 3.5732 | 1.1531 | 0.423 | 76.5715 | 0.35019 | 641 | 3.6128 | 1.1558 | 0.47296 | 76.7707 | 0.40882 | 624 | 15 | 18 | 1.0482 | 0.44339 | 22395 | -0.049964 | -0.029576 | 0.013832 | 0.016366 | 0.014498 | 0.021428 | 0.021864 | -0.077425 | -0.061201 | -0.049964 | -0.038727 | -0.022503 | -0.057596 | -0.041042 | -0.029576 | -0.01811 | -0.0015558
Residential | 50 | 2014-09-15 | Per Device | 23 | Residential¦50¦41897¦Per Device¦23 | 3.4384 | 1.1301 | 1.6476 | 76.6981 | 1.2796 | 316 | 3.5885 | 1.139 | 1.808 | 76.9881 | 1.5201 | 317 | 15 | 18 | 1.1209 | 1.8469 | 11772 | -0.16042 | 0.038811 | 0.071986 | 0.085377 | 0.08069 | 0.11167 | 0.11747 | -0.30353 | -0.21898 | -0.16042 | -0.10186 | -0.017302 | -0.11174 | -0.022793 | 0.038811 | 0.10041 | 0.18936
Residential | 50 | 2014-09-15 | Per Ton | 23 | Residential¦50¦41897¦Per Ton¦23 | 3.4384 | 1.1301 | 0.4689 | 76.6981 | 0.36418 | 316 | 3.5885 | 1.139 | 0.51456 | 76.9881 | 0.43261 | 317 | 15 | 18 | 1.1209 | 0.5256 | 11772 | -0.045654 | 0.011045 | 0.020487 | 0.024298 | 0.022964 | 0.031782 | 0.033432 | -0.086384 | -0.06232 | -0.045654 | -0.028987 | -0.0049239 | -0.0318 | -0.0064867 | 0.011045 | 0.028577 | 0.05389
Residential | 100 | 2014-09-15 | Per Device | 23 | Residential¦100¦41897¦Per Device¦23 | 3.718 | 1.1779 | 1.369 | 76.4355 | 1.2134 | 325 | 3.6405 | 1.1748 | 1.561 | 76.5231 | 1.3931 | 307 | 15 | 18 | 0.94674 | 1.2961 | 10623 | -0.19192 | -0.26483 | 0.067307 | 0.079506 | 0.063723 | 0.10417 | 0.10189 | -0.32542 | -0.24655 | -0.19192 | -0.13729 | -0.05842 | -0.39541 | -0.31826 | -0.26483 | -0.2114 | -0.13425
Residential | 100 | 2014-09-15 | Per Ton | 23 | Residential¦100¦41897¦Per Ton¦23 | 3.718 | 1.1779 | 0.37722 | 76.4355 | 0.33434 | 325 | 3.6405 | 1.1748 | 0.4301 | 76.5231 | 0.38384 | 307 | 15 | 18 | 0.94674 | 0.35713 | 10623 | -0.052881 | -0.072971 | 0.018546 | 0.021907 | 0.017558 | 0.028703 | 0.028075 | -0.089665 | -0.067933 | -0.052881 | -0.037829 | -0.016097 | -0.10895 | -0.087693 | -0.072971 | -0.058248 | -0.036991
All | All | 2014-09-15 | Per Device | 24 | All¦All¦41897¦Per Device¦24 | 3.5974 | 1.3709 | 1.3842 | 75.0858 | 3.073 | 1340 | 3.6212 | 1.3623 | 1.4395 | 75.2155 | 2.7452 | 1323 | 15 | 18 | 0.9972 | 1.3803 | 27058 | -0.055281 | -0.059159 | 0.083949 | 0.075474 | 0.083713 | 0.11289 | 0.11271 | -0.19995 | -0.11448 | -0.055281 | 0.0039171 | 0.08939 | -0.20361 | -0.11827 | -0.059159 | -5.21e-05 | 0.085289
All | All | 2014-09-15 | Per Ton | 24 | All¦All¦41897¦Per Ton¦24 | 3.5974 | 1.3709 | 0.37809 | 75.0858 | 0.83939 | 1340 | 3.6212 | 1.3623 | 0.39319 | 75.2155 | 0.74986 | 1323 | 15 | 18 | 0.9972 | 0.37703 | 27058 | -0.0151 | -0.016159 | 0.02293 | 0.020616 | 0.022866 | 0.030835 | 0.030788 | -0.054617 | -0.03127 | -0.0151 | 0.00107 | 0.024417 | -0.055615 | -0.032304 | -0.016159 | -1.42e-05 | 0.023297
Non-Residential | All | 2014-09-15 | Per Device | 24 | Non-Residential¦All¦41897¦Per Device¦24 | 3.7115 | 2.3975 | 1.7909 | 74.9363 | 4.008 | 699 | 3.6598 | 2.3078 | 1.5801 | 74.94 | 3.4641 | 699 | 15 | 18 | 0.92791 | 1.6618 | 4663 | 0.21076 | 0.081652 | 0.1516 | 0.13102 | 0.14067 | 0.20037 | 0.19223 | -0.046027 | 0.10568 | 0.21076 | 0.31583 | 0.46754 | -0.16471 | -0.019156 | 0.081652 | 0.18246 | 0.32801
Non-Residential | All | 2014-09-15 | Per Ton | 24 | Non-Residential¦All¦41897¦Per Ton¦24 | 3.7115 | 2.3975 | 0.46149 | 74.9363 | 1.0328 | 699 | 3.6598 | 2.3078 | 0.40718 | 74.94 | 0.89265 | 699 | 15 | 18 | 0.92791 | 0.42822 | 4663 | 0.05431 | 0.021041 | 0.039064 | 0.033763 | 0.036248 | 0.051633 | 0.049536 | -0.01186 | 0.027233 | 0.05431 | 0.081386 | 0.12048 | -0.042443 | -0.0049363 | 0.021041 | 0.047018 | 0.084524
Non-Residential | 30 | 2014-09-15 | Per Device | 24 | Non-Residential¦30¦41897¦Per Device¦24 | 3.6744 | 2.5214 | 1.674 | 75.0452 | 3.6056 | 356 | 3.7979 | 2.6098 | 1.8678 | 74.9776 | 4.0857 | 353 | 15 | 18 | 1.0324 | 1.7284 | 1336 | -0.19371 | -0.1394 | 0.1911 | 0.21746 | 0.1973 | 0.28949 | 0.29362 | -0.56471 | -0.34552 | -0.19371 | -0.041901 | 0.17729 | -0.51569 | -0.29338 | -0.1394 | 0.014574 | 0.23689
Non-Residential | 30 | 2014-09-15 | Per Ton | 24 | Non-Residential¦30¦41897¦Per Ton¦24 | 3.6744 | 2.5214 | 0.43085 | 75.0452 | 0.92796 | 356 | 3.7979 | 2.6098 | 0.4807 | 74.9776 | 1.0515 | 353 | 15 | 18 | 1.0324 | 0.44482 | 1336 | -0.049855 | -0.035877 | 0.049182 | 0.055967 | 0.050778 | 0.074506 | 0.075569 | -0.14534 | -0.088926 | -0.049855 | -0.010784 | 0.045628 | -0.13272 | -0.075506 | -0.035877 | 0.003751 | 0.060968
Non-Residential | 50 | 2014-09-15 | Per Device | 24 | Non-Residential¦50¦41897¦Per Device¦24 | 3.7275 | 2.3439 | 1.8438 | 74.8892 | 4.2025 | 343 | 3.6011 | 2.1796 | 1.426 | 74.9241 | 2.9335 | 346 | 15 | 18 | 0.87656 | 1.6162 | 3327 | 0.41779 | 0.19018 | 0.22691 | 0.15771 | 0.1989 | 0.27633 | 0.25384 | 0.063657 | 0.27288 | 0.41779 | 0.5627 | 0.77193 | -0.13512 | 0.057072 | 0.19018 | 0.3233 | 0.51549
Non-Residential | 50 | 2014-09-15 | Per Ton | 24 | Non-Residential¦50¦41897¦Per Ton¦24 | 3.7275 | 2.3439 | 0.47542 | 74.8892 | 1.0836 | 343 | 3.6011 | 2.1796 | 0.36769 | 74.9241 | 0.75639 | 346 | 15 | 18 | 0.87656 | 0.41673 | 3327 | 0.10773 | 0.049038 | 0.058508 | 0.040663 | 0.051285 | 0.071251 | 0.06545 | 0.016413 | 0.070361 | 0.10773 | 0.14509 | 0.19904 | -0.03484 | 0.014716 | 0.049038 | 0.08336 | 0.13292
Residential | All | 2014-09-15 | Per Device | 24 | Residential¦All¦41897¦Per Device¦24 | 3.5732 | 1.1531 | 1.2084 | 75.1175 | 1.1259 | 641 | 3.6128 | 1.1558 | 1.3665 | 75.2757 | 1.2933 | 624 | 15 | 18 | 1.0482 | 1.2667 | 22395 | -0.15804 | -0.099798 | 0.044471 | 0.051775 | 0.046614 | 0.068252 | 0.069667 | -0.24551 | -0.19383 | -0.15804 | -0.12225 | -0.070575 | -0.18908 | -0.13633 | -0.099798 | -0.063264 | -0.010516
Residential | All | 2014-09-15 | Per Ton | 24 | Residential¦All¦41897¦Per Ton¦24 | 3.5732 | 1.1531 | 0.33848 | 75.1175 | 0.31537 | 641 | 3.6128 | 1.1558 | 0.38275 | 75.2757 | 0.36227 | 624 | 15 | 18 | 1.0482 | 0.3548 | 22395 | -0.044268 | -0.027953 | 0.012456 | 0.014502 | 0.013057 | 0.019117 | 0.019514 | -0.068768 | -0.054293 | -0.044268 | -0.034243 | -0.019768 | -0.052962 | -0.038187 | -0.027953 | -0.01772 | -0.0029455
Residential | 50 | 2014-09-15 | Per Device | 24 | Residential¦50¦41897¦Per Device¦24 | 3.4384 | 1.1301 | 1.3217 | 75.2425 | 1.1444 | 316 | 3.5885 | 1.139 | 1.4544 | 75.4271 | 1.3225 | 317 | 15 | 18 | 1.1209 | 1.4815 | 11772 | -0.1327 | 0.027117 | 0.064377 | 0.074279 | 0.072161 | 0.098294 | 0.10356 | -0.25867 | -0.18425 | -0.1327 | -0.081155 | -0.006731 | -0.1056 | -0.02719 | 0.027117 | 0.081423 | 0.15983
Residential | 50 | 2014-09-15 | Per Ton | 24 | Residential¦50¦41897¦Per Ton¦24 | 3.4384 | 1.1301 | 0.37614 | 75.2425 | 0.32568 | 316 | 3.5885 | 1.139 | 0.41391 | 75.4271 | 0.37637 | 317 | 15 | 18 | 1.1209 | 0.42163 | 11772 | -0.037766 | 0.0077172 | 0.018321 | 0.021139 | 0.020537 | 0.027974 | 0.029472 | -0.073615 | -0.052435 | -0.037766 | -0.023096 | -0.0019156 | -0.030053 | -0.0077382 | 0.0077172 | 0.023172 | 0.045488
Residential | 100 | 2014-09-15 | Per Device | 24 | Residential¦100¦41897¦Per Device¦24 | 3.718 | 1.1779 | 1.0922 | 74.9833 | 1.1018 | 325 | 3.6405 | 1.1748 | 1.2727 | 75.1033 | 1.2627 | 307 | 15 | 18 | 0.94674 | 1.034 | 10623 | -0.18052 | -0.23869 | 0.061116 | 0.072066 | 0.057862 | 0.094492 | 0.09242 | -0.30162 | -0.23007 | -0.18052 | -0.13097 | -0.059427 | -0.35713 | -0.28715 | -0.23869 | -0.19023 | -0.12025
Residential | 100 | 2014-09-15 | Per Ton | 24 | Residential¦100¦41897¦Per Ton¦24 | 3.718 | 1.1779 | 0.30094 | 74.9833 | 0.30358 | 325 | 3.6405 | 1.1748 | 0.35068 | 75.1033 | 0.34792 | 307 | 15 | 18 | 0.94674 | 0.28491 | 10623 | -0.049741 | -0.065768 | 0.01684 | 0.019857 | 0.015943 | 0.026036 | 0.025465 | -0.083107 | -0.063394 | -0.049741 | -0.036087 | -0.016374 | -0.098403 | -0.079122 | -0.065768 | -0.052414 | -0.033133
All | All | 2014-09-15 | Per Device | 100 | All¦All¦41897¦Per Device¦100 | 3.5974 | 1.3709 | 2.8385 | 87.7385 | 5.8385 | 5360 | 3.6212 | 1.3623 | 2.2975 | 87.999 | 5.3265 | 5292 | 15 | 18 | 0.9972 | 2.8305 | 27058 | 0.54095 | 0.533 | 0.079748 | 0.07322 | 0.079524 | 0.10826 | 0.1081 | 0.4022 | 0.48417 | 0.54095 | 0.59772 | 0.67969 | 0.39446 | 0.47631 | 0.533 | 0.58968 | 0.67153
All | All | 2014-09-15 | Per Ton | 100 | All¦All¦41897¦Per Ton¦100 | 3.5974 | 1.3709 | 0.77533 | 87.7385 | 1.5948 | 5360 | 3.6212 | 1.3623 | 0.62757 | 87.999 | 1.4549 | 5292 | 15 | 18 | 0.9972 | 0.77316 | 27058 | 0.14776 | 0.14559 | 0.021783 | 0.02 | 0.021722 | 0.029572 | 0.029527 | 0.10986 | 0.13225 | 0.14776 | 0.16327 | 0.18566 | 0.10775 | 0.1301 | 0.14559 | 0.16107 | 0.18343
Non-Residential | All | 2014-09-15 | Per Device | 100 | Non-Residential¦All¦41897¦Per Device¦100 | 3.7115 | 2.3975 | 4.2055 | 86.6916 | 7.4503 | 2796 | 3.6598 | 2.3078 | 3.6654 | 86.345 | 6.7682 | 2796 | 15 | 18 | 0.92791 | 3.9024 | 4663 | 0.5401 | 0.23692 | 0.1409 | 0.128 | 0.13074 | 0.19036 | 0.18297 | 0.29615 | 0.44028 | 0.5401 | 0.63993 | 0.78406 | 0.0024434 | 0.14098 | 0.23692 | 0.33287 | 0.4714
Non-Residential | All | 2014-09-15 | Per Ton | 100 | Non-Residential¦All¦41897¦Per Ton¦100 | 3.7115 | 2.3975 | 1.0837 | 86.6916 | 1.9198 | 2796 | 3.6598 | 2.3078 | 0.94454 | 86.345 | 1.7441 | 2796 | 15 | 18 | 0.92791 | 1.0056 | 4663 | 0.13918 | 0.061052 | 0.036308 | 0.032983 | 0.03369 | 0.049053 | 0.047148 | 0.076315 | 0.11345 | 0.13918 | 0.1649 | 0.20204 | 0.0006297 | 0.036328 | 0.061052 | 0.085777 | 0.12148
Non-Residential | 30 | 2014-09-15 | Per Device | 100 | Non-Residential¦30¦41897¦Per Device¦100 | 3.6744 | 2.5214 | 4.192 | 87.4695 | 7.0345 | 1424 | 3.7979 | 2.6098 | 4.1567 | 87.0147 | 8.1997 | 1412 | 15 | 18 | 1.0324 | 4.328 | 1336 | 0.035342 | 0.17134 | 0.18642 | 0.21821 | 0.19246 | 0.287 | 0.29096 | -0.33246 | -0.11516 | 0.035342 | 0.18584 | 0.40314 | -0.20154 | 0.018759 | 0.17134 | 0.32392 | 0.54422
Non-Residential | 30 | 2014-09-15 | Per Ton | 100 | Non-Residential¦30¦41897¦Per Ton¦100 | 3.6744 | 2.5214 | 1.0789 | 87.4695 | 1.8105 | 1424 | 3.7979 | 2.6098 | 1.0698 | 87.0147 | 2.1104 | 1412 | 15 | 18 | 1.0324 | 1.1139 | 1336 | 0.0090959 | 0.044097 | 0.047977 | 0.056161 | 0.049534 | 0.073864 | 0.074885 | -0.085565 | -0.029639 | 0.0090959 | 0.04783 | 0.10376 | -0.051871 | 0.004828 | 0.044097 | 0.083367 | 0.14007
Non-Residential | 50 | 2014-09-15 | Per Device | 100 | Non-Residential¦50¦41897¦Per Device¦100 | 3.7275 | 2.3439 | 4.1926 | 86.3552 | 7.6022 | 1372 | 1900-01-02 14:26 | 1900-01-01 04:19 | 3.3988 | 86.0608 | 5.5283 | 1384 | 15 | 18 | 0.87656 | 3.675 | 3327 | 0.79372 | 0.27618 | 0.20524 | 0.1486 | 0.1799 | 0.25339 | 0.23334 | 0.46899 | 0.66085 | 0.79372 | 0.9266 | 1.1185 | -0.022861 | 0.15381 | 0.27618 | 0.39854 | 0.57521
Non-Residential | 50 | 2014-09-15 | Per Ton | 100 | Non-Residential¦50¦41897¦Per Ton¦100 | 3.7275 | 2.3439 | 1.081 | 86.3552 | 1.9602 | 1372 | 1900-01-02 14:26 | 1900-01-01 04:19 | 0.87637 | 86.0608 | 1.4254 | 1384 | 15 | 18 | 0.87656 | 0.94758 | 3327 | 0.20466 | 0.07121 | 0.05292 | 0.038316 | 0.046387 | 0.065334 | 0.060165 | 0.12093 | 0.17039 | 0.20466 | 0.23892 | 0.28839 | -0.0058945 | 0.03966 | 0.07121 | 0.10276 | 0.14831
Residential | All | 2014-09-15 | Per Device | 100 | Residential¦All¦41897¦Per Device¦100 | 3.5732 | 1.1531 | 2.2535 | 87.9605 | 1.8965 | 2564 | 1900-01-02 14:42 | 1899-12-31 03:44 | 1.685 | 88.3602 | 1.4944 | 2496 | 15 | 18 | 1.0482 | 2.3621 | 22395 | 0.5685 | 0.67711 | 0.037454 | 0.029912 | 0.039259 | 0.047933 | 0.049356 | 0.50707 | 0.54336 | 0.5685 | 0.59363 | 0.62993 | 0.61386 | 0.65123 | 0.67711 | 0.703 | 0.74037
Residential | All | 2014-09-15 | Per Ton | 100 | Residential¦All¦41897¦Per Ton¦100 | 3.5732 | 1.1531 | 0.63121 | 87.9605 | 0.53122 | 2564 | 1900-01-02 14:42 | 1899-12-31 03:44 | 0.47197 | 88.3602 | 0.41859 | 2496 | 15 | 18 | 1.0482 | 0.66163 | 22395 | 0.15924 | 0.18966 | 0.010491 | 0.0083784 | 0.010997 | 0.013426 | 0.013825 | 0.14203 | 0.1522 | 0.15924 | 0.16628 | 0.17644 | 0.17194 | 0.18241 | 0.18966 | 0.19691 | 0.20738
Residential | 50 | 2014-09-15 | Per Device | 100 | Residential¦50¦41897¦Per Device¦100 | 3.4384 | 1.1301 | 2.5714 | 88.3854 | 1.9509 | 1264 | 1900-01-02 14:07 | 1899-12-31 03:20 | 2.1566 | 89.3016 | 1.6584 | 1268 | 15 | 18 | 1.1209 | 2.8824 | 11772 | 0.4148 | 0.72573 | 0.054872 | 0.046572 | 0.061507 | 0.071971 | 0.07715 | 0.32257 | 0.37706 | 0.4148 | 0.45254 | 0.50704 | 0.62686 | 0.68528 | 0.72573 | 0.76619 | 0.8246
Residential | 50 | 2014-09-15 | Per Ton | 100 | Residential¦50¦41897¦Per Ton¦100 | 3.4384 | 1.1301 | 0.73181 | 88.3854 | 0.5552 | 1264 | 1900-01-02 14:07 | 1899-12-31 03:20 | 0.61376 | 89.3016 | 0.47196 | 1268 | 15 | 18 | 1.1209 | 0.8203 | 11772 | 0.11805 | 0.20654 | 0.015616 | 0.013254 | 0.017504 | 0.020483 | 0.021956 | 0.0918 | 0.10731 | 0.11805 | 0.12879 | 0.1443 | 0.1784 | 0.19502 | 0.20654 | 0.21805 | 0.23468
Residential | 100 | 2014-09-15 | Per Device | 100 | Residential¦100¦41897¦Per Device¦100 | 3.718 | 1.1779 | 1.9282 | 87.5041 | 1.8038 | 1300 | 1900-01-02 15:22 | 1899-12-31 04:12 | 1.1777 | 87.2883 | 1.1439 | 1228 | 15 | 18 | 0.94674 | 1.8255 | 10623 | 0.75048 | 0.64779 | 0.050028 | 0.032642 | 0.047363 | 0.059735 | 0.057522 | 0.67392 | 0.71915 | 0.75048 | 0.7818 | 0.82703 | 0.57407 | 0.61763 | 0.64779 | 0.67795 | 0.72151
Residential | 100 | 2014-09-15 | Per Ton | 100 | Residential¦100¦41897¦Per Ton¦100 | 3.718 | 1.1779 | 0.53128 | 87.5041 | 0.49701 | 1300 | 1900-01-02 15:22 | 1899-12-31 04:12 | 0.32449 | 87.2883 | 0.31518 | 1228 | 15 | 18 | 0.94674 | 0.50298 | 10623 | 0.20678 | 0.17849 | 0.013784 | 0.0089942 | 0.01305 | 0.016459 | 0.015849 | 0.18569 | 0.19815 | 0.20678 | 0.21542 | 0.22788 | 0.15818 | 0.17018 | 0.17849 | 0.1868 | 0.1988
All | All | 2014-09-16 | Per Device | 1 | All¦All¦41898¦Per Device¦1 | 3.6188 | 1.3624 | 1.2366 | 74.1464 | 2.5679 | 1321 | 1900-01-02 14:17 | 1899-12-31 08:53 | 1.1843 | 74.0169 | 2.8605 | 1337 | 16 | 19 | 1.0461 | 1.2936 | 27058 | 0.052287 | 0.10935 | 0.070653 | 0.078229 | 0.073914 | 0.10541 | 0.10762 | -0.082804 | -0.0029911 | 0.052287 | 0.10757 | 0.18738 | -0.028579 | 0.052909 | 0.10935 | 0.16579 | 0.24727
All | All | 2014-09-16 | Per Ton | 1 | All¦All¦41898¦Per Ton¦1 | 3.6188 | 1.3624 | 0.33777 | 74.1464 | 0.70143 | 1321 | 1900-01-02 14:17 | 1899-12-31 08:53 | 0.32349 | 74.0169 | 0.78133 | 1337 | 16 | 19 | 1.0461 | 0.35336 | 27058 | 0.014282 | 0.029868 | 0.019299 | 0.021368 | 0.020189 | 0.028793 | 0.029398 | -0.022618 | -0.000817 | 0.014282 | 0.029381 | 0.051182 | -0.0078064 | 0.014452 | 0.029868 | 0.045284 | 0.067543
Non-Residential | All | 2014-09-16 | Per Device | 1 | Non-Residential¦All¦41898¦Per Device¦1 | 3.6591 | 2.3084 | 1.5038 | 74.3591 | 3.2619 | 698 | 1900-01-02 17:03 | 1900-01-01 09:33 | 1.6559 | 74.2693 | 3.7421 | 698 | 16 | 19 | 1.1294 | 1.6983 | 4663 | -0.15214 | 0.04239 | 0.12347 | 0.14164 | 0.13944 | 0.1879 | 0.19876 | -0.39295 | -0.25068 | -0.15214 | -0.053609 | 0.08866 | -0.21233 | -0.061839 | 0.04239 | 0.14662 | 0.29711
Non-Residential | All | 2014-09-16 | Per Ton | 1 | Non-Residential¦All¦41898¦Per Ton¦1 | 3.6591 | 2.3084 | 0.3875 | 74.3591 | 0.84056 | 698 | 1900-01-02 17:03 | 1900-01-01 09:33 | 0.42671 | 74.2693 | 0.9643 | 698 | 16 | 19 | 1.1294 | 0.43763 | 4663 | -0.039205 | 0.010923 | 0.031815 | 0.036499 | 0.035931 | 0.048419 | 0.051218 | -0.10126 | -0.064596 | -0.039205 | -0.013814 | 0.022846 | -0.054715 | -0.015935 | 0.010923 | 0.037782 | 0.076562
Non-Residential | 30 | 2014-09-16 | Per Device | 1 | Non-Residential¦30¦41898¦Per Device¦1 | 3.7979 | 2.6098 | 1.7539 | 74.1596 | 3.8697 | 353 | 1900-01-02 16:06 | 1900-01-01 12:33 | 1.5748 | 74.2266 | 3.3843 | 355 | 16 | 19 | 0.99888 | 1.7519 | 1336 | 0.1791 | 0.17714 | 0.20596 | 0.17962 | 0.20573 | 0.27328 | 0.27311 | -0.17112 | 0.035794 | 0.1791 | 0.32242 | 0.52933 | -0.17286 | 0.033925 | 0.17714 | 0.32036 | 0.52715
Non-Residential | 30 | 2014-09-16 | Per Ton | 1 | Non-Residential¦30¦41898¦Per Ton¦1 | 3.7979 | 2.6098 | 0.45139 | 74.1596 | 0.99594 | 353 | 1900-01-02 16:06 | 1900-01-01 12:33 | 0.4053 | 74.2266 | 0.87102 | 355 | 16 | 19 | 0.99888 | 0.45089 | 1336 | 0.046096 | 0.045592 | 0.053008 | 0.046229 | 0.052949 | 0.070335 | 0.07029 | -0.044042 | 0.0092123 | 0.046096 | 0.082979 | 0.13623 | -0.044489 | 0.0087313 | 0.045592 | 0.082452 | 0.13567
Non-Residential | 50 | 2014-09-16 | Per Device | 1 | Non-Residential¦50¦41898¦Per Device¦1 | 3.5998 | 2.1802 | 1.3686 | 74.4441 | 2.7427 | 345 | 1900-01-02 17:28 | 1900-01-01 08:15 | 1.6909 | 74.2877 | 3.9133 | 343 | 16 | 19 | 1.2057 | 1.6502 | 3327 | -0.3223 | -0.040741 | 0.14766 | 0.2113 | 0.17804 | 0.25778 | 0.27631 | -0.65266 | -0.45748 | -0.3223 | -0.18711 | 0.0080675 | -0.39485 | -0.18564 | -0.040741 | 0.10416 | 0.31336
Non-Residential | 50 | 2014-09-16 | Per Ton | 1 | Non-Residential¦50¦41898¦Per Ton¦1 | 3.5998 | 2.1802 | 0.35289 | 74.4441 | 0.7072 | 345 | 1900-01-02 17:28 | 1900-01-01 08:15 | 0.43599 | 74.2877 | 1.009 | 343 | 16 | 19 | 1.2057 | 0.42548 | 3327 | -0.083102 | -0.010505 | 0.038074 | 0.054482 | 0.045907 | 0.066468 | 0.071244 | -0.16828 | -0.11796 | -0.083102 | -0.048246 | 0.0020801 | -0.10181 | -0.047865 | -0.010505 | 0.026856 | 0.080799
Residential | All | 2014-09-16 | Per Device | 1 | Residential¦All¦41898¦Per Device¦1 | 3.61 | 1.156 | 1.1106 | 74.1 | 1.0998 | 623 | 1900-01-02 13:42 | 1899-12-31 03:39 | 0.98086 | 73.9632 | 0.95226 | 639 | 16 | 19 | 0.98883 | 1.0982 | 22395 | 0.12978 | 0.11737 | 0.044064 | 0.037671 | 0.043572 | 0.057972 | 0.057599 | 0.055482 | 0.099375 | 0.12978 | 0.16018 | 0.20407 | 0.043553 | 0.087164 | 0.11737 | 0.14757 | 0.19118
Residential | All | 2014-09-16 | Per Ton | 1 | Residential¦All¦41898¦Per Ton¦1 | 3.61 | 1.156 | 0.31109 | 74.1 | 0.30807 | 623 | 1900-01-02 13:42 | 1899-12-31 03:39 | 0.27474 | 73.9632 | 0.26673 | 639 | 16 | 19 | 0.98883 | 0.30761 | 22395 | 0.03635 | 0.032875 | 0.012342 | 0.010552 | 0.012205 | 0.016238 | 0.016133 | 0.015541 | 0.027835 | 0.03635 | 0.044866 | 0.05716 | 0.012199 | 0.024415 | 0.032875 | 0.041335 | 0.053551
Residential | 50 | 2014-09-16 | Per Device | 1 | Residential¦50¦41898¦Per Device¦1 | 3.5869 | 1.139 | 1.2023 | 74.136 | 1.1458 | 317 | 1900-01-02 10:24 | 1899-12-31 03:04 | 1.0465 | 74.0231 | 0.96965 | 314 | 16 | 19 | 0.96516 | 1.1604 | 11772 | 0.15578 | 0.11389 | 0.064353 | 0.05472 | 0.062111 | 0.084473 | 0.082777 | 0.047521 | 0.11148 | 0.15578 | 0.20007 | 0.26403 | 0.0078032 | 0.070478 | 0.11389 | 0.1573 | 0.21997
Residential | 50 | 2014-09-16 | Per Ton | 1 | Residential¦50¦41898¦Per Ton¦1 | 3.5869 | 1.139 | 0.34216 | 74.136 | 0.32608 | 317 | 1900-01-02 10:24 | 1899-12-31 03:04 | 0.29782 | 74.0231 | 0.27596 | 314 | 16 | 19 | 0.96516 | 0.33023 | 11772 | 0.044333 | 0.032411 | 0.018315 | 0.015573 | 0.017676 | 0.02404 | 0.023558 | 0.013524 | 0.031726 | 0.044333 | 0.05694 | 0.075142 | 0.0022207 | 0.020058 | 0.032411 | 0.044765 | 0.062602
Residential | 100 | 2014-09-16 | Per Device | 1 | Residential¦100¦41898¦Per Device¦1 | 3.6363 | 1.1754 | 1.0125 | 74.0589 | 1.0486 | 306 | 1900-01-02 17:14 | 1899-12-31 04:16 | 0.91351 | 73.8994 | 0.93347 | 325 | 16 | 19 | 1.0267 | 1.0395 | 10623 | 0.098947 | 0.12596 | 0.059945 | 0.051779 | 0.061544 | 0.079212 | 0.080429 | -0.0025666 | 0.057409 | 0.098947 | 0.14049 | 0.20046 | 0.022885 | 0.083782 | 0.12596 | 0.16814 | 0.22903
Residential | 100 | 2014-09-16 | Per Ton | 1 | Residential¦100¦41898¦Per Ton¦1 | 3.6363 | 1.1754 | 0.27897 | 74.0589 | 0.28893 | 306 | 1900-01-02 17:14 | 1899-12-31 04:16 | 0.25171 | 73.8994 | 0.2572 | 325 | 16 | 19 | 1.0267 | 0.28641 | 10623 | 0.027264 | 0.034706 | 0.016517 | 0.014267 | 0.016958 | 0.021826 | 0.022161 | -0.0007072 | 0.015818 | 0.027264 | 0.038709 | 0.055235 | 0.0063057 | 0.023085 | 0.034706 | 0.046328 | 0.063107
All | All | 2014-09-16 | Per Device | 2 | All¦All¦41898¦Per Device¦2 | 3.6188 | 1.3624 | 1.0643 | 73.8344 | 2.403 | 1321 | 1900-01-02 14:17 | 1899-12-31 08:53 | 1.0437 | 73.6667 | 2.6627 | 1337 | 16 | 19 | 1.0461 | 1.1134 | 27058 | 0.020586 | 0.069695 | 0.066115 | 0.072821 | 0.069166 | 0.098357 | 0.10043 | -0.10546 | -0.030992 | 0.020586 | 0.072164 | 0.14664 | -0.059015 | 0.017028 | 0.069695 | 0.12236 | 0.1984
All | All | 2014-09-16 | Per Ton | 2 | All¦All¦41898¦Per Ton¦2 | 3.6188 | 1.3624 | 0.2907 | 73.8344 | 0.65638 | 1321 | 1900-01-02 14:17 | 1899-12-31 08:53 | 0.28508 | 73.6667 | 0.72731 | 1337 | 16 | 19 | 1.0461 | 0.30412 | 27058 | 0.005623 | 0.019037 | 0.018059 | 0.019891 | 0.018893 | 0.026866 | 0.027433 | -0.028807 | -0.0084656 | 0.005623 | 0.019712 | 0.040053 | -0.01612 | 0.0046511 | 0.019037 | 0.033423 | 0.054194
Non-Residential | All | 2014-09-16 | Per Device | 2 | Non-Residential¦All¦41898¦Per Device¦2 | 3.6591 | 2.3084 | 1.4332 | 74.1017 | 3.0723 | 698 | 1900-01-02 17:03 | 1900-01-01 09:33 | 1.5617 | 74.0321 | 3.4883 | 698 | 16 | 19 | 1.1294 | 1.6185 | 4663 | -0.12857 | 0.056829 | 0.11629 | 0.13203 | 0.13133 | 0.17594 | 0.18623 | -0.35405 | -0.22083 | -0.12857 | -0.036303 | 0.096913 | -0.18183 | -0.040829 | 0.056829 | 0.15449 | 0.29549
Non-Residential | All | 2014-09-16 | Per Ton | 2 | Non-Residential¦All¦41898¦Per Ton¦2 | 3.6591 | 2.3084 | 0.36931 | 74.1017 | 0.7917 | 698 | 1900-01-02 17:03 | 1900-01-01 09:33 | 0.40244 | 74.0321 | 0.89889 | 698 | 16 | 19 | 1.1294 | 0.41708 | 4663 | -0.03313 | 0.014644 | 0.029966 | 0.034023 | 0.033843 | 0.045338 | 0.047989 | -0.091233 | -0.056906 | -0.03313 | -0.0093547 | 0.024973 | -0.046856 | -0.010521 | 0.014644 | 0.039809 | 0.076144
Non-Residential | 30 | 2014-09-16 | Per Device | 2 | Non-Residential¦30¦41898¦Per Device¦2 | 3.7979 | 2.6098 | 1.6438 | 73.8322 | 3.5576 | 353 | 1900-01-02 16:06 | 1900-01-01 12:33 | 1.4391 | 73.9571 | 2.9007 | 355 | 16 | 19 | 0.99888 | 1.642 | 1336 | 0.20471 | 0.20287 | 0.18935 | 0.15395 | 0.18914 | 0.24404 | 0.24388 | -0.10804 | 0.076733 | 0.20471 | 0.33268 | 0.51746 | -0.10967 | 0.074982 | 0.20287 | 0.33076 | 0.51541
Non-Residential | 30 | 2014-09-16 | Per Ton | 2 | Non-Residential¦30¦41898¦Per Ton¦2 | 3.7979 | 2.6098 | 0.42306 | 73.8322 | 0.91562 | 353 | 1900-01-02 16:06 | 1900-01-01 12:33 | 0.37038 | 73.9571 | 0.74655 | 355 | 16 | 19 | 0.99888 | 0.42259 | 1336 | 0.052686 | 0.052213 | 0.048734 | 0.039623 | 0.048679 | 0.062809 | 0.062766 | -0.027807 | 0.019749 | 0.052686 | 0.085623 | 0.13318 | -0.028226 | 0.019298 | 0.052213 | 0.085128 | 0.13265
Non-Residential | 50 | 2014-09-16 | Per Device | 2 | Non-Residential¦50¦41898¦Per Device¦2 | 3.5998 | 2.1802 | 1.3187 | 74.2164 | 2.6619 | 345 | 1900-01-02 17:28 | 1900-01-01 08:15 | 1.6189 | 74.0645 | 3.7812 | 343 | 16 | 19 | 1.2057 | 1.59 | 3327 | -0.30022 | -0.028935 | 0.14331 | 0.20417 | 0.1728 | 0.24944 | 0.26747 | -0.61989 | -0.43103 | -0.30022 | -0.16941 | 0.019457 | -0.37172 | -0.1692 | -0.028935 | 0.11133 | 0.31385
Non-Residential | 50 | 2014-09-16 | Per Ton | 2 | Non-Residential¦50¦41898¦Per Ton¦2 | 3.5998 | 2.1802 | 0.34001 | 74.2164 | 0.68636 | 345 | 1900-01-02 17:28 | 1900-01-01 08:15 | 0.41742 | 74.0645 | 0.97496 | 343 | 16 | 19 | 1.2057 | 0.40996 | 3327 | -0.077409 | -0.0074607 | 0.036952 | 0.052643 | 0.044554 | 0.064317 | 0.068966 | -0.15984 | -0.11114 | -0.077409 | -0.043681 | 0.0050169 | -0.095845 | -0.043627 | -0.0074607 | 0.028705 | 0.080923
Residential | All | 2014-09-16 | Per Device | 2 | Residential¦All¦41898¦Per Device¦2 | 3.61 | 1.156 | 0.89564 | 73.7761 | 0.90786 | 623 | 1900-01-02 13:42 | 1899-12-31 03:39 | 0.82114 | 73.589 | 0.80894 | 639 | 16 | 19 | 0.98883 | 0.88563 | 22395 | 0.074497 | 0.064492 | 0.036373 | 0.032001 | 0.035966 | 0.048446 | 0.048142 | 0.012411 | 0.049092 | 0.074497 | 0.099903 | 0.13658 | 0.0027955 | 0.039246 | 0.064492 | 0.089737 | 0.12619
Residential | All | 2014-09-16 | Per Ton | 2 | Residential¦All¦41898¦Per Ton¦2 | 3.61 | 1.156 | 0.25087 | 73.7761 | 0.25429 | 623 | 1900-01-02 13:42 | 1899-12-31 03:39 | 0.23 | 73.589 | 0.22658 | 639 | 16 | 19 | 0.98883 | 0.24807 | 22395 | 0.020867 | 0.018064 | 0.010188 | 0.0089635 | 0.010074 | 0.01357 | 0.013485 | 0.0034764 | 0.013751 | 0.020867 | 0.027983 | 0.038257 | 0.000783 | 0.010993 | 0.018064 | 0.025136 | 0.035345
Residential | 50 | 2014-09-16 | Per Device | 2 | Residential¦50¦41898¦Per Device¦2 | 3.5869 | 1.139 | 0.98418 | 73.834 | 0.99511 | 317 | 1900-01-02 10:24 | 1899-12-31 03:04 | 0.86604 | 73.6103 | 0.82923 | 314 | 16 | 19 | 0.96516 | 0.94989 | 11772 | 0.11814 | 0.083847 | 0.055891 | 0.046796 | 0.053943 | 0.072895 | 0.071413 | 0.024721 | 0.079913 | 0.11814 | 0.15637 | 0.21156 | -0.0076716 | 0.046399 | 0.083847 | 0.1213 | 0.17537
Residential | 50 | 2014-09-16 | Per Ton | 2 | Residential¦50¦41898¦Per Ton¦2 | 3.5869 | 1.139 | 0.28009 | 73.834 | 0.2832 | 317 | 1900-01-02 10:24 | 1899-12-31 03:04 | 0.24647 | 73.6103 | 0.23599 | 314 | 16 | 19 | 0.96516 | 0.27033 | 11772 | 0.033622 | 0.023862 | 0.015906 | 0.013318 | 0.015352 | 0.020745 | 0.020324 | 0.0070353 | 0.022743 | 0.033622 | 0.0445 | 0.060208 | -0.0021833 | 0.013205 | 0.023862 | 0.03452 | 0.049908
Residential | 100 | 2014-09-16 | Per Device | 2 | Residential¦100¦41898¦Per Device¦2 | 3.6363 | 1.1754 | 0.80062 | 73.7099 | 0.80477 | 306 | 1900-01-02 17:14 | 1899-12-31 04:16 | 0.77491 | 73.5662 | 0.78819 | 325 | 16 | 19 | 1.0267 | 0.82198 | 10623 | 0.025709 | 0.047069 | 0.046005 | 0.043721 | 0.047233 | 0.063467 | 0.064362 | -0.055627 | -0.0075728 | 0.025709 | 0.058991 | 0.10705 | -0.035414 | 0.013318 | 0.047069 | 0.080821 | 0.12955
Residential | 100 | 2014-09-16 | Per Ton | 2 | Residential¦100¦41898¦Per Ton¦2 | 3.6363 | 1.1754 | 0.2206 | 73.7099 | 0.22174 | 306 | 1900-01-02 17:14 | 1899-12-31 04:16 | 0.21352 | 73.5662 | 0.21718 | 325 | 16 | 19 | 1.0267 | 0.22649 | 10623 | 0.0070839 | 0.012969 | 0.012676 | 0.012047 | 0.013014 | 0.017487 | 0.017734 | -0.015327 | -0.0020866 | 0.0070839 | 0.016254 | 0.029495 | -0.0097579 | 0.0036695 | 0.012969 | 0.022269 | 0.035696
All | All | 2014-09-16 | Per Device | 3 | All¦All¦41898¦Per Device¦3 | 3.6188 | 1.3624 | 0.9566 | 72.9216 | 2.1414 | 1321 | 1900-01-02 14:17 | 1899-12-31 08:53 | 0.95856 | 72.6436 | 2.6665 | 1337 | 16 | 19 | 1.0461 | 1.0007 | 27058 | -0.0019568 | 0.042184 | 0.058917 | 0.072924 | 0.061635 | 0.09375 | 0.095482 | -0.1221 | -0.051119 | -0.0019568 | 0.047206 | 0.11819 | -0.080181 | -0.0078866 | 0.042184 | 0.092255 | 0.16455
All | All | 2014-09-16 | Per Ton | 3 | All¦All¦41898¦Per Ton¦3 | 3.6188 | 1.3624 | 0.2613 | 72.9216 | 0.58491 | 1321 | 1900-01-02 14:17 | 1899-12-31 08:53 | 0.26183 | 72.6436 | 0.72834 | 1337 | 16 | 19 | 1.0461 | 0.27335 | 27058 | -0.0005345 | 0.011523 | 0.016093 | 0.019919 | 0.016836 | 0.025608 | 0.026081 | -0.033352 | -0.013963 | -0.0005345 | 0.012894 | 0.032283 | -0.021901 | -0.0021542 | 0.011523 | 0.025199 | 0.044947
Non-Residential | All | 2014-09-16 | Per Device | 3 | Non-Residential¦All¦41898¦Per Device¦3 | 3.6591 | 2.3084 | 1.3312 | 73.3289 | 2.7245 | 698 | 1900-01-02 17:03 | 1900-01-01 09:33 | 1.5296 | 73.2076 | 3.5148 | 698 | 16 | 19 | 1.1294 | 1.5034 | 4663 | -0.19835 | -0.02614 | 0.10312 | 0.13304 | 0.11646 | 0.16832 | 0.17681 | -0.41406 | -0.28662 | -0.19835 | -0.11008 | 0.017368 | -0.25273 | -0.11886 | -0.02614 | 0.06658 | 0.20045
Non-Residential | All | 2014-09-16 | Per Ton | 3 | Non-Residential¦All¦41898¦Per Ton¦3 | 3.6591 | 2.3084 | 0.34303 | 73.3289 | 0.70207 | 698 | 1900-01-02 17:03 | 1900-01-01 09:33 | 0.39415 | 73.2076 | 0.90571 | 698 | 16 | 19 | 1.1294 | 0.38741 | 4663 | -0.051112 | -0.006736 | 0.026574 | 0.034282 | 0.030011 | 0.043375 | 0.045562 | -0.1067 | -0.073858 | -0.051112 | -0.028366 | 0.0044755 | -0.065126 | -0.030629 | -0.006736 | 0.017157 | 0.051654
Non-Residential | 30 | 2014-09-16 | Per Device | 3 | Non-Residential¦30¦41898¦Per Device¦3 | 3.7979 | 2.6098 | 1.5453 | 72.9348 | 3.1717 | 353 | 1900-01-02 16:06 | 1900-01-01 12:33 | 1.404 | 73.1333 | 2.9394 | 355 | 16 | 19 | 0.99888 | 1.5436 | 1336 | 0.14133 | 0.1396 | 0.16881 | 0.15601 | 0.16862 | 0.22986 | 0.22972 | -0.15325 | 0.020789 | 0.14133 | 0.26187 | 0.43591 | -0.1548 | 0.019135 | 0.1396 | 0.26007 | 0.434
Non-Residential | 30 | 2014-09-16 | Per Ton | 3 | Non-Residential¦30¦41898¦Per Ton¦3 | 3.7979 | 2.6098 | 0.39772 | 72.9348 | 0.8163 | 353 | 1900-01-02 16:06 | 1900-01-01 12:33 | 0.36134 | 73.1333 | 0.75651 | 355 | 16 | 19 | 0.99888 | 0.39727 | 1336 | 0.036373 | 0.035929 | 0.043447 | 0.040151 | 0.043399 | 0.059159 | 0.059123 | -0.039442 | 0.0053505 | 0.036373 | 0.067396 | 0.11219 | -0.03984 | 0.0049248 | 0.035929 | 0.066933 | 0.1117
Non-Residential | 50 | 2014-09-16 | Per Device | 3 | Non-Residential¦50¦41898¦Per Device¦3 | 3.5998 | 2.1802 | 1.2153 | 73.4966 | 2.3414 | 345 | 1900-01-02 17:28 | 1900-01-01 08:15 | 1.5884 | 73.2397 | 3.8018 | 343 | 16 | 19 | 1.2057 | 1.4653 | 3327 | -0.3731 | -0.12308 | 0.12606 | 0.20528 | 0.15199 | 0.24089 | 0.25542 | -0.68182 | -0.49943 | -0.3731 | -0.24678 | -0.064384 | -0.45042 | -0.25703 | -0.12308 | 0.010861 | 0.20425
Non-Residential | 50 | 2014-09-16 | Per Ton | 3 | Non-Residential¦50¦41898¦Per Ton¦3 | 3.5998 | 2.1802 | 0.31336 | 73.4966 | 0.60371 | 345 | 1900-01-02 17:28 | 1900-01-01 08:15 | 0.40956 | 73.2397 | 0.98028 | 343 | 16 | 19 | 1.2057 | 0.37783 | 3327 | -0.096202 | -0.031736 | 0.032503 | 0.05293 | 0.039189 | 0.062113 | 0.065859 | -0.1758 | -0.12877 | -0.096202 | -0.06363 | -0.016601 | -0.11614 | -0.066272 | -0.031736 | 0.0028005 | 0.052665
Residential | All | 2014-09-16 | Per Device | 3 | Residential¦All¦41898¦Per Device¦3 | 3.61 | 1.156 | 0.78638 | 72.8327 | 0.80016 | 623 | 1900-01-02 13:42 | 1899-12-31 03:39 | 0.71396 | 72.5237 | 0.70505 | 639 | 16 | 19 | 0.98883 | 0.77759 | 22395 | 0.072417 | 0.063632 | 0.032058 | 0.027891 | 0.0317 | 0.042493 | 0.042223 | 0.017961 | 0.050134 | 0.072417 | 0.0947 | 0.12687 | 0.0095211 | 0.04149 | 0.063632 | 0.085774 | 0.11774
Residential | All | 2014-09-16 | Per Ton | 3 | Residential¦All¦41898¦Per Ton¦3 | 3.61 | 1.156 | 0.22027 | 72.8327 | 0.22413 | 623 | 1900-01-02 13:42 | 1899-12-31 03:39 | 0.19998 | 72.5237 | 0.19748 | 639 | 16 | 19 | 0.98883 | 0.21781 | 22395 | 0.020284 | 0.017823 | 0.0089795 | 0.0078124 | 0.0088791 | 0.011902 | 0.011827 | 0.0050308 | 0.014043 | 0.020284 | 0.026526 | 0.035537 | 0.0026669 | 0.011621 | 0.017823 | 0.024025 | 0.03298
Residential | 50 | 2014-09-16 | Per Device | 3 | Residential¦50¦41898¦Per Device¦3 | 3.5869 | 1.139 | 0.85352 | 72.9197 | 0.82505 | 317 | 1900-01-02 10:24 | 1899-12-31 03:04 | 0.74512 | 72.5828 | 0.7059 | 314 | 16 | 19 | 0.96516 | 0.82378 | 11772 | 0.1084 | 0.078661 | 0.046339 | 0.039836 | 0.044725 | 0.061109 | 0.059894 | 0.030086 | 0.076355 | 0.1084 | 0.14045 | 0.18671 | 0.0019042 | 0.047253 | 0.078661 | 0.11007 | 0.15542
Residential | 50 | 2014-09-16 | Per Ton | 3 | Residential¦50¦41898¦Per Ton¦3 | 3.5869 | 1.139 | 0.24291 | 72.9197 | 0.2348 | 317 | 1900-01-02 10:24 | 1899-12-31 03:04 | 0.21206 | 72.5828 | 0.20089 | 314 | 16 | 19 | 0.96516 | 0.23444 | 11772 | 0.03085 | 0.022386 | 0.013188 | 0.011337 | 0.012728 | 0.017391 | 0.017045 | 0.0085623 | 0.02173 | 0.03085 | 0.03997 | 0.053137 | 0.0005419 | 0.013448 | 0.022386 | 0.031325 | 0.044231
Residential | 100 | 2014-09-16 | Per Device | 3 | Residential¦100¦41898¦Per Device¦3 | 3.6363 | 1.1754 | 0.71442 | 72.7334 | 0.7722 | 306 | 1900-01-02 17:14 | 1899-12-31 04:16 | 0.68174 | 72.4606 | 0.70389 | 325 | 16 | 19 | 1.0267 | 0.73348 | 10623 | 0.032686 | 0.051746 | 0.044144 | 0.039045 | 0.045322 | 0.058933 | 0.059821 | -0.04284 | 0.0017815 | 0.032686 | 0.063591 | 0.10821 | -0.024917 | 0.020376 | 0.051746 | 0.083116 | 0.12841
Residential | 100 | 2014-09-16 | Per Ton | 3 | Residential¦100¦41898¦Per Ton¦3 | 3.6363 | 1.1754 | 0.19685 | 72.7334 | 0.21277 | 306 | 1900-01-02 17:14 | 1899-12-31 04:16 | 0.18784 | 72.4606 | 0.19395 | 325 | 16 | 19 | 1.0267 | 0.2021 | 10623 | 0.0090063 | 0.014258 | 0.012163 | 0.010758 | 0.012488 | 0.016238 | 0.016483 | -0.011804 | 0.0004909 | 0.0090063 | 0.017522 | 0.029817 | -0.0068656 | 0.0056144 | 0.014258 | 0.022902 | 0.035382
All | All | 2014-09-16 | Per Device | 4 | All¦All¦41898¦Per Device¦4 | 3.6188 | 1.3624 | 0.91014 | 72.9711 | 2.1233 | 1321 | 1900-01-02 14:17 | 1899-12-31 08:53 | 0.91948 | 72.8326 | 2.6575 | 1337 | 16 | 19 | 1.0461 | 0.95213 | 27058 | -0.0093474 | 0.032649 | 0.058419 | 0.07268 | 0.061115 | 0.093248 | 0.09496 | -0.12885 | -0.058247 | -0.0093474 | 0.039552 | 0.11015 | -0.089047 | -0.017148 | 0.032649 | 0.082447 | 0.15435
All | All | 2014-09-16 | Per Ton | 4 | All¦All¦41898¦Per Ton¦4 | 3.6188 | 1.3624 | 0.2486 | 72.9711 | 0.57998 | 1321 | 1900-01-02 14:17 | 1899-12-31 08:53 | 0.25116 | 72.8326 | 0.72591 | 1337 | 16 | 19 | 1.0461 | 0.26007 | 27058 | -0.0025532 | 0.0089182 | 0.015957 | 0.019852 | 0.016694 | 0.025471 | 0.025938 | -0.035195 | -0.01591 | -0.0025532 | 0.010804 | 0.030089 | -0.024323 | -0.0046839 | 0.0089182 | 0.02252 | 0.04216
Non-Residential | All | 2014-09-16 | Per Device | 4 | Non-Residential¦All¦41898¦Per Device¦4 | 3.6591 | 2.3084 | 1.3219 | 73.3712 | 2.7269 | 698 | 1900-01-02 17:03 | 1900-01-01 09:33 | 1.4923 | 73.2237 | 3.5183 | 698 | 16 | 19 | 1.1294 | 1.4929 | 4663 | -0.17037 | 0.0006376 | 0.10322 | 0.13317 | 0.11657 | 0.16849 | 0.17698 | -0.38629 | -0.25872 | -0.17037 | -0.082013 | 0.045556 | -0.22617 | -0.092171 | 0.0006376 | 0.093446 | 0.22745
Non-Residential | All | 2014-09-16 | Per Ton | 4 | Non-Residential¦All¦41898¦Per Ton¦4 | 3.6591 | 2.3084 | 0.34064 | 73.3712 | 0.70269 | 698 | 1900-01-02 17:03 | 1900-01-01 09:33 | 0.38454 | 73.2237 | 0.90662 | 698 | 16 | 19 | 1.1294 | 0.3847 | 4663 | -0.043901 | 0.0001643 | 0.026597 | 0.034316 | 0.030038 | 0.043416 | 0.045606 | -0.099542 | -0.066669 | -0.043901 | -0.021134 | 0.011739 | -0.058281 | -0.023751 | 0.0001643 | 0.02408 | 0.05861
Non-Residential | 30 | 2014-09-16 | Per Device | 4 | Non-Residential¦30¦41898¦Per Device¦4 | 3.7979 | 2.6098 | 1.5584 | 73.0661 | 3.2489 | 353 | 1900-01-02 16:06 | 1900-01-01 12:33 | 1.362 | 73.0628 | 2.7597 | 355 | 16 | 19 | 0.99888 | 1.5567 | 1336 | 0.19639 | 0.19465 | 0.17292 | 0.14647 | 0.17273 | 0.22662 | 0.22647 | -0.094024 | 0.077557 | 0.19639 | 0.31523 | 0.48681 | -0.095577 | 0.075893 | 0.19465 | 0.31341 | 0.48488
Non-Residential | 30 | 2014-09-16 | Per Ton | 4 | Non-Residential¦30¦41898¦Per Ton¦4 | 3.7979 | 2.6098 | 0.40109 | 73.0661 | 0.83615 | 353 | 1900-01-02 16:06 | 1900-01-01 12:33 | 0.35054 | 73.0628 | 0.71026 | 355 | 16 | 19 | 0.99888 | 0.40064 | 1336 | 0.050546 | 0.050098 | 0.044504 | 0.037697 | 0.044454 | 0.058324 | 0.058286 | -0.024199 | 0.019961 | 0.050546 | 0.081131 | 0.12529 | -0.024598 | 0.019533 | 0.050098 | 0.080663 | 0.12479
Non-Residential | 50 | 2014-09-16 | Per Device | 4 | Non-Residential¦50¦41898¦Per Device¦4 | 3.5998 | 2.1802 | 1.1944 | 73.5011 | 2.275 | 345 | 1900-01-02 17:28 | 1900-01-01 08:15 | 1.5538 | 73.293 | 3.8922 | 343 | 16 | 19 | 1.2057 | 1.4402 | 3327 | -0.35932 | -0.1136 | 0.12248 | 0.21016 | 0.14768 | 0.24325 | 0.25686 | -0.67105 | -0.48688 | -0.35932 | -0.23176 | -0.047586 | -0.44277 | -0.24829 | -0.1136 | 0.021102 | 0.21558
Non-Residential | 50 | 2014-09-16 | Per Ton | 4 | Non-Residential¦50¦41898¦Per Ton¦4 | 3.5998 | 2.1802 | 0.30798 | 73.5011 | 0.5866 | 345 | 1900-01-02 17:28 | 1900-01-01 08:15 | 0.40063 | 73.293 | 1.0036 | 343 | 16 | 19 | 1.2057 | 0.37134 | 3327 | -0.092648 | -0.02929 | 0.031582 | 0.054188 | 0.038079 | 0.06272 | 0.066229 | -0.17303 | -0.12554 | -0.092648 | -0.059758 | -0.01227 | -0.11417 | -0.06402 | -0.02929 | 0.005441 | 0.055587
Residential | All | 2014-09-16 | Per Device | 4 | Residential¦All¦41898¦Per Device¦4 | 3.61 | 1.156 | 0.72418 | 72.8838 | 0.68616 | 623 | 1900-01-02 13:42 | 1899-12-31 03:39 | 0.67427 | 72.7494 | 0.65215 | 639 | 16 | 19 | 0.98883 | 0.71609 | 22395 | 0.049912 | 0.041822 | 0.027491 | 0.025799 | 0.027183 | 0.0377 | 0.037477 | 0.001597 | 0.030142 | 0.049912 | 0.069682 | 0.098227 | -0.0062069 | 0.022169 | 0.041822 | 0.061475 | 0.08985
Residential | All | 2014-09-16 | Per Ton | 4 | Residential¦All¦41898¦Per Ton¦4 | 3.61 | 1.156 | 0.20284 | 72.8838 | 0.1922 | 623 | 1900-01-02 13:42 | 1899-12-31 03:39 | 0.18886 | 72.7494 | 0.18267 | 639 | 16 | 19 | 0.98883 | 0.20058 | 22395 | 0.01398 | 0.011714 | 0.0077001 | 0.0072263 | 0.0076141 | 0.01056 | 0.010497 | 0.0004473 | 0.0084428 | 0.01398 | 0.019518 | 0.027513 | -0.0017386 | 0.0062095 | 0.011714 | 0.017219 | 0.025167
Residential | 50 | 2014-09-16 | Per Device | 4 | Residential¦50¦41898¦Per Device¦4 | 3.5869 | 1.139 | 0.78605 | 72.8465 | 0.73097 | 317 | 1900-01-02 10:24 | 1899-12-31 03:04 | 0.69476 | 72.7979 | 0.66111 | 314 | 16 | 19 | 0.96516 | 0.75866 | 11772 | 0.091286 | 0.063898 | 0.041055 | 0.037309 | 0.039625 | 0.055475 | 0.054425 | 0.020192 | 0.062195 | 0.091286 | 0.12038 | 0.16238 | -0.0058502 | 0.035357 | 0.063898 | 0.092438 | 0.13365
Residential | 50 | 2014-09-16 | Per Ton | 4 | Residential¦50¦41898¦Per Ton¦4 | 3.5869 | 1.139 | 0.2237 | 72.8465 | 0.20803 | 317 | 1900-01-02 10:24 | 1899-12-31 03:04 | 0.19772 | 72.7979 | 0.18815 | 314 | 16 | 19 | 0.96516 | 0.21591 | 11772 | 0.025979 | 0.018185 | 0.011684 | 0.010618 | 0.011277 | 0.015788 | 0.015489 | 0.0057465 | 0.0177 | 0.025979 | 0.034258 | 0.046212 | -0.001665 | 0.010063 | 0.018185 | 0.026307 | 0.038035
Residential | 100 | 2014-09-16 | Per Device | 4 | Residential¦100¦41898¦Per Device¦4 | 3.6363 | 1.1754 | 0.65788 | 72.9265 | 0.63511 | 306 | 1900-01-02 17:14 | 1899-12-31 04:16 | 0.65286 | 72.6977 | 0.64333 | 325 | 16 | 19 | 1.0267 | 0.67543 | 10623 | 0.0050113 | 0.022563 | 0.036307 | 0.035686 | 0.037276 | 0.050908 | 0.051603 | -0.06023 | -0.021685 | 0.0050113 | 0.031708 | 0.070253 | -0.04357 | -0.004498 | 0.022563 | 0.049624 | 0.088695
Residential | 100 | 2014-09-16 | Per Ton | 4 | Residential¦100¦41898¦Per Ton¦4 | 3.6363 | 1.1754 | 0.18127 | 72.9265 | 0.175 | 306 | 1900-01-02 17:14 | 1899-12-31 04:16 | 0.17989 | 72.6977 | 0.17726 | 325 | 16 | 19 | 1.0267 | 0.18611 | 10623 | 0.0013808 | 0.0062169 | 0.010004 | 0.0098327 | 0.010271 | 0.014027 | 0.014219 | -0.016596 | -0.005975 | 0.0013808 | 0.0087366 | 0.019357 | -0.012005 | -0.0012394 | 0.0062169 | 0.013673 | 0.024439
All | All | 2014-09-16 | Per Device | 5 | All¦All¦41898¦Per Device¦5 | 3.6188 | 1.3624 | 0.88738 | 72.6813 | 2.213 | 1321 | 1900-01-02 14:17 | 1899-12-31 08:53 | 0.9184 | 72.5494 | 2.8322 | 1337 | 16 | 19 | 1.0461 | 0.92833 | 27058 | -0.031019 | 0.0099277 | 0.060889 | 0.077457 | 0.063698 | 0.098524 | 0.10029 | -0.15728 | -0.082685 | -0.031019 | 0.020647 | 0.095245 | -0.11859 | -0.042662 | 0.0099277 | 0.062517 | 0.13845
All | All | 2014-09-16 | Per Ton | 5 | All¦All¦41898¦Per Ton¦5 | 3.6188 | 1.3624 | 0.24239 | 72.6813 | 0.60449 | 1321 | 1900-01-02 14:17 | 1899-12-31 08:53 | 0.25086 | 72.5494 | 0.77362 | 1337 | 16 | 19 | 1.0461 | 0.25357 | 27058 | -0.0084728 | 0.0027118 | 0.016632 | 0.021157 | 0.017399 | 0.026912 | 0.027393 | -0.042962 | -0.022586 | -0.0084728 | 0.0056398 | 0.026016 | -0.032394 | -0.011653 | 0.0027118 | 0.017077 | 0.037817
Non-Residential | All | 2014-09-16 | Per Device | 5 | Non-Residential¦All¦41898¦Per Device¦5 | 3.6591 | 2.3084 | 1.3562 | 73.214 | 2.8624 | 698 | 1900-01-02 17:03 | 1900-01-01 09:33 | 1.5587 | 73.0323 | 3.7595 | 698 | 16 | 19 | 1.1294 | 1.5316 | 4663 | -0.2025 | -0.02706 | 0.10834 | 0.1423 | 0.12236 | 0.17885 | 0.18767 | -0.4317 | -0.29629 | -0.2025 | -0.10871 | 0.026705 | -0.26757 | -0.12547 | -0.02706 | 0.071354 | 0.21345
Non-Residential | All | 2014-09-16 | Per Ton | 5 | Non-Residential¦All¦41898¦Per Ton¦5 | 3.6591 | 2.3084 | 0.34947 | 73.214 | 0.73759 | 698 | 1900-01-02 17:03 | 1900-01-01 09:33 | 0.40165 | 73.0323 | 0.96876 | 698 | 16 | 19 | 1.1294 | 0.39467 | 4663 | -0.052181 | -0.0069731 | 0.027918 | 0.036668 | 0.03153 | 0.046087 | 0.04836 | -0.11124 | -0.076349 | -0.052181 | -0.028013 | 0.0068815 | -0.068949 | -0.032333 | -0.0069731 | 0.018387 | 0.055003
Non-Residential | 30 | 2014-09-16 | Per Device | 5 | Non-Residential¦30¦41898¦Per Device¦5 | 3.7979 | 2.6098 | 1.5674 | 72.9371 | 3.3982 | 353 | 1900-01-02 16:06 | 1900-01-01 12:33 | 1.4234 | 72.9473 | 2.887 | 355 | 16 | 19 | 0.99888 | 1.5657 | 1336 | 0.14409 | 0.14234 | 0.18087 | 0.15322 | 0.18067 | 0.23705 | 0.23689 | -0.1597 | 0.019783 | 0.14409 | 0.2684 | 0.44788 | -0.16125 | 0.018112 | 0.14234 | 0.26657 | 0.44593
Non-Residential | 30 | 2014-09-16 | Per Ton | 5 | Non-Residential¦30¦41898¦Per Ton¦5 | 3.7979 | 2.6098 | 0.40341 | 72.9371 | 0.8746 | 353 | 1900-01-02 16:06 | 1900-01-01 12:33 | 0.36633 | 72.9473 | 0.74301 | 355 | 16 | 19 | 0.99888 | 0.40296 | 1336 | 0.037084 | 0.036633 | 0.04655 | 0.039435 | 0.046498 | 0.061009 | 0.060969 | -0.041101 | 0.0050914 | 0.037084 | 0.069077 | 0.11527 | -0.041501 | 0.0046614 | 0.036633 | 0.068606 | 0.11477
Non-Residential | 50 | 2014-09-16 | Per Device | 5 | Non-Residential¦50¦41898¦Per Device¦5 | 3.5998 | 2.1802 | 1.2417 | 73.3319 | 2.405 | 345 | 1900-01-02 17:28 | 1900-01-01 08:15 | 1.6225 | 73.0689 | 4.1867 | 343 | 16 | 19 | 1.2057 | 1.4971 | 3327 | -0.38086 | -0.12542 | 0.12948 | 0.22606 | 0.15612 | 0.26051 | 0.27473 | -0.71472 | -0.51747 | -0.38086 | -0.24424 | -0.046994 | -0.4775 | -0.26949 | -0.12542 | 0.018648 | 0.22666
Non-Residential | 50 | 2014-09-16 | Per Ton | 5 | Non-Residential¦50¦41898¦Per Ton¦5 | 3.5998 | 2.1802 | 0.32015 | 73.3319 | 0.62012 | 345 | 1900-01-02 17:28 | 1900-01-01 08:15 | 0.41836 | 73.0689 | 1.0795 | 343 | 16 | 19 | 1.2057 | 0.38602 | 3327 | -0.098201 | -0.032338 | 0.033386 | 0.058288 | 0.040254 | 0.067172 | 0.070837 | -0.18429 | -0.13343 | -0.098201 | -0.062976 | -0.012117 | -0.12312 | -0.069486 | -0.032338 | 0.0048084 | 0.058443
Residential | All | 2014-09-16 | Per Device | 5 | Residential¦All¦41898¦Per Device¦5 | 3.61 | 1.156 | 0.67689 | 72.565 | 0.62224 | 623 | 1900-01-02 13:42 | 1899-12-31 03:39 | 0.64469 | 72.4467 | 0.64121 | 639 | 16 | 19 | 0.98883 | 0.66933 | 22395 | 0.032203 | 0.024641 | 0.02493 | 0.025366 | 0.024651 | 0.035566 | 0.035371 | -0.013376 | 0.013552 | 0.032203 | 0.050854 | 0.077782 | -0.020689 | 0.0060923 | 0.024641 | 0.04319 | 0.069971
Residential | All | 2014-09-16 | Per Ton | 5 | Residential¦All¦41898¦Per Ton¦5 | 3.61 | 1.156 | 0.1896 | 72.565 | 0.17429 | 623 | 1900-01-02 13:42 | 1899-12-31 03:39 | 0.18058 | 72.4467 | 0.1796 | 639 | 16 | 19 | 0.98883 | 0.18748 | 22395 | 0.0090201 | 0.006902 | 0.0069828 | 0.0071051 | 0.0069048 | 0.009962 | 0.0099075 | -0.0037468 | 0.003796 | 0.0090201 | 0.014244 | 0.021787 | -0.005795 | 0.0017065 | 0.006902 | 0.012098 | 0.019599
Residential | 50 | 2014-09-16 | Per Device | 5 | Residential¦50¦41898¦Per Device¦5 | 3.5869 | 1.139 | 0.73763 | 72.5304 | 0.66432 | 317 | 1900-01-02 10:24 | 1899-12-31 03:04 | 0.65802 | 72.5452 | 0.66089 | 314 | 16 | 19 | 0.96516 | 0.71193 | 11772 | 0.079611 | 0.05391 | 0.037312 | 0.037296 | 0.036012 | 0.052756 | 0.051844 | 0.012002 | 0.051946 | 0.079611 | 0.10728 | 0.14722 | -0.012531 | 0.026723 | 0.05391 | 0.081097 | 0.12035
Residential | 50 | 2014-09-16 | Per Ton | 5 | Residential¦50¦41898¦Per Ton¦5 | 3.5869 | 1.139 | 0.20992 | 72.5304 | 0.18906 | 317 | 1900-01-02 10:24 | 1899-12-31 03:04 | 0.18727 | 72.5452 | 0.18809 | 314 | 16 | 19 | 0.96516 | 0.20261 | 11772 | 0.022657 | 0.015342 | 0.010619 | 0.010614 | 0.010249 | 0.015014 | 0.014755 | 0.0034157 | 0.014783 | 0.022657 | 0.03053 | 0.041898 | -0.0035663 | 0.0076051 | 0.015342 | 0.02308 | 0.034251
Residential | 100 | 2014-09-16 | Per Device | 5 | Residential¦100¦41898¦Per Device¦5 | 3.6363 | 1.1754 | 0.61176 | 72.6045 | 0.5736 | 306 | 1900-01-02 17:14 | 1899-12-31 04:16 | 0.63055 | 72.3415 | 0.62165 | 325 | 16 | 19 | 1.0267 | 0.62808 | 10623 | -0.018788 | -0.0024669 | 0.032791 | 0.034483 | 0.033665 | 0.047585 | 0.048191 | -0.07977 | -0.043742 | -0.018788 | 0.0061652 | 0.042194 | -0.064227 | -0.027739 | -0.0024669 | 0.022805 | 0.059293
Residential | 100 | 2014-09-16 | Per Ton | 5 | Residential¦100¦41898¦Per Ton¦5 | 3.6363 | 1.1754 | 0.16856 | 72.6045 | 0.15805 | 306 | 1900-01-02 17:14 | 1899-12-31 04:16 | 0.17374 | 72.3415 | 0.17129 | 325 | 16 | 19 | 1.0267 | 0.17306 | 10623 | -0.0051768 | -0.0006797 | 0.009035 | 0.0095013 | 0.009276 | 0.013111 | 0.013279 | -0.02198 | -0.012052 | -0.0051768 | 0.0016987 | 0.011626 | -0.017697 | -0.007643 | -0.0006797 | 0.0062835 | 0.016337
All | All | 2014-09-16 | Per Device | 6 | All¦All¦41898¦Per Device¦6 | 3.6188 | 1.3624 | 0.94368 | 73.7397 | 2.5906 | 1321 | 1900-01-02 14:17 | 1899-12-31 08:53 | 1.0166 | 73.6609 | 3.192 | 1337 | 16 | 19 | 1.0461 | 0.98722 | 27058 | -0.072891 | -0.029346 | 0.071278 | 0.087297 | 0.074567 | 0.1127 | 0.11481 | -0.21732 | -0.13199 | -0.072891 | -0.013791 | 0.07154 | -0.17648 | -0.089552 | -0.029346 | 0.030859 | 0.11779
All | All | 2014-09-16 | Per Ton | 6 | All¦All¦41898¦Per Ton¦6 | 3.6188 | 1.3624 | 0.25777 | 73.7397 | 0.70763 | 1321 | 1900-01-02 14:17 | 1899-12-31 08:53 | 0.27768 | 73.6609 | 0.87189 | 1337 | 16 | 19 | 1.0461 | 0.26966 | 27058 | -0.01991 | -0.0080159 | 0.01947 | 0.023845 | 0.020368 | 0.030784 | 0.03136 | -0.059361 | -0.036053 | -0.01991 | -0.003767 | 0.019541 | -0.048205 | -0.024461 | -0.0080159 | 0.0084292 | 0.032173
Non-Residential | All | 2014-09-16 | Per Device | 6 | Non-Residential¦All¦41898¦Per Device¦6 | 3.6591 | 2.3084 | 1.453 | 73.891 | 3.3862 | 698 | 1900-01-02 17:03 | 1900-01-01 09:33 | 1.8029 | 73.8793 | 4.2345 | 698 | 16 | 19 | 1.1294 | 1.6409 | 4663 | -0.34991 | -0.16195 | 0.12817 | 0.16028 | 0.14475 | 0.20522 | 0.21597 | -0.61291 | -0.45752 | -0.34991 | -0.24229 | -0.086904 | -0.43872 | -0.2752 | -0.16195 | -0.048693 | 0.11483
Non-Residential | All | 2014-09-16 | Per Ton | 6 | Non-Residential¦All¦41898¦Per Ton¦6 | 3.6591 | 2.3084 | 0.37441 | 73.891 | 0.87257 | 698 | 1900-01-02 17:03 | 1900-01-01 09:33 | 0.46458 | 73.8793 | 1.0912 | 698 | 16 | 19 | 1.1294 | 0.42285 | 4663 | -0.090166 | -0.041731 | 0.033027 | 0.041301 | 0.0373 | 0.052883 | 0.055651 | -0.15794 | -0.1179 | -0.090166 | -0.062434 | -0.022394 | -0.11305 | -0.070915 | -0.041731 | -0.012547 | 0.029589
Non-Residential | 30 | 2014-09-16 | Per Device | 6 | Non-Residential¦30¦41898¦Per Device¦6 | 3.7979 | 2.6098 | 1.7257 | 73.7171 | 4.1736 | 353 | 1900-01-02 16:06 | 1900-01-01 12:33 | 1.6215 | 73.6427 | 3.1606 | 355 | 16 | 19 | 0.99888 | 1.7237 | 1336 | 0.10412 | 0.1022 | 0.22214 | 0.16775 | 0.22189 | 0.27836 | 0.27816 | -0.25261 | -0.041847 | 0.10412 | 0.2501 | 0.46086 | -0.25428 | -0.043671 | 0.1022 | 0.24806 | 0.45868
Non-Residential | 30 | 2014-09-16 | Per Ton | 6 | Non-Residential¦30¦41898¦Per Ton¦6 | 3.7979 | 2.6098 | 0.44413 | 73.7171 | 1.0742 | 353 | 1900-01-02 16:06 | 1900-01-01 12:33 | 0.41733 | 73.6427 | 0.81343 | 355 | 16 | 19 | 0.99888 | 0.44363 | 1336 | 0.026798 | 0.026302 | 0.057171 | 0.043173 | 0.057108 | 0.071641 | 0.07159 | -0.065013 | -0.01077 | 0.026798 | 0.064367 | 0.11861 | -0.065444 | -0.01124 | 0.026302 | 0.063844 | 0.11805
Non-Residential | 50 | 2014-09-16 | Per Device | 6 | Non-Residential¦50¦41898¦Per Device¦6 | 3.5998 | 2.1802 | 1.3063 | 73.9651 | 2.7017 | 345 | 1900-01-02 17:28 | 1900-01-01 08:15 | 1.8898 | 73.9813 | 4.7553 | 343 | 16 | 19 | 1.2057 | 1.575 | 3327 | -0.58347 | -0.31474 | 0.14545 | 0.25676 | 0.17538 | 0.2951 | 0.31094 | -0.96166 | -0.73822 | -0.58347 | -0.42872 | -0.20529 | -0.71323 | -0.4778 | -0.31474 | -0.15168 | 0.083751
Non-Residential | 50 | 2014-09-16 | Per Ton | 6 | Non-Residential¦50¦41898¦Per Ton¦6 | 3.5998 | 2.1802 | 0.33682 | 73.9651 | 0.69661 | 345 | 1900-01-02 17:28 | 1900-01-01 08:15 | 0.48727 | 73.9813 | 1.2261 | 343 | 16 | 19 | 1.2057 | 0.40611 | 3327 | -0.15044 | -0.081153 | 0.037504 | 0.066205 | 0.04522 | 0.07609 | 0.080174 | -0.24796 | -0.19035 | -0.15044 | -0.11054 | -0.052932 | -0.1839 | -0.1232 | -0.081153 | -0.039109 | 0.021595
Residential | All | 2014-09-16 | Per Device | 6 | Residential¦All¦41898¦Per Device¦6 | 3.61 | 1.156 | 0.71516 | 73.7067 | 0.69257 | 623 | 1900-01-02 13:42 | 1899-12-31 03:39 | 0.68082 | 73.6145 | 0.63522 | 639 | 16 | 19 | 0.98883 | 0.70717 | 22395 | 0.034344 | 0.026354 | 0.027747 | 0.025129 | 0.027437 | 0.037435 | 0.037206 | -0.013631 | 0.014713 | 0.034344 | 0.053975 | 0.082318 | -0.021327 | 0.0068436 | 0.026354 | 0.045865 | 0.074035
Residential | All | 2014-09-16 | Per Ton | 6 | Residential¦All¦41898¦Per Ton¦6 | 3.61 | 1.156 | 0.20032 | 73.7067 | 0.19399 | 623 | 1900-01-02 13:42 | 1899-12-31 03:39 | 0.1907 | 73.6145 | 0.17793 | 639 | 16 | 19 | 0.98883 | 0.19808 | 22395 | 0.0096197 | 0.0073819 | 0.007772 | 0.0070386 | 0.0076852 | 0.010486 | 0.010421 | -0.0038181 | 0.0041211 | 0.0096197 | 0.015118 | 0.023058 | -0.0059736 | 0.0019169 | 0.0073819 | 0.012847 | 0.020737
Residential | 50 | 2014-09-16 | Per Device | 6 | Residential¦50¦41898¦Per Device¦6 | 3.5869 | 1.139 | 0.76277 | 73.7131 | 0.6609 | 317 | 1900-01-02 10:24 | 1899-12-31 03:04 | 0.71119 | 73.5749 | 0.66894 | 314 | 16 | 19 | 0.96516 | 0.7362 | 11772 | 0.051586 | 0.025009 | 0.03712 | 0.03775 | 0.035826 | 0.052943 | 0.052045 | -0.016263 | 0.023823 | 0.051586 | 0.07935 | 0.11944 | -0.041689 | -0.0022831 | 0.025009 | 0.052301 | 0.091707
Residential | 50 | 2014-09-16 | Per Ton | 6 | Residential¦50¦41898¦Per Ton¦6 | 3.5869 | 1.139 | 0.21708 | 73.7131 | 0.18809 | 317 | 1900-01-02 10:24 | 1899-12-31 03:04 | 0.2024 | 73.5749 | 0.19038 | 314 | 16 | 19 | 0.96516 | 0.20952 | 11772 | 0.014681 | 0.0071174 | 0.010564 | 0.010743 | 0.010196 | 0.015067 | 0.014812 | -0.0046284 | 0.0067798 | 0.014681 | 0.022582 | 0.033991 | -0.011864 | -0.0006498 | 0.0071174 | 0.014885 | 0.026099
Residential | 100 | 2014-09-16 | Per Device | 6 | Residential¦100¦41898¦Per Device¦6 | 3.6363 | 1.1754 | 0.66427 | 73.6993 | 0.72347 | 306 | 1900-01-02 17:14 | 1899-12-31 04:16 | 0.64943 | 73.6568 | 0.60079 | 325 | 16 | 19 | 1.0267 | 0.68199 | 10623 | 0.014846 | 0.032568 | 0.041358 | 0.033326 | 0.042461 | 0.053114 | 0.053978 | -0.053222 | -0.013007 | 0.014846 | 0.042699 | 0.082914 | -0.036607 | 0.0042621 | 0.032568 | 0.060874 | 0.10174
Residential | 100 | 2014-09-16 | Per Ton | 6 | Residential¦100¦41898¦Per Ton¦6 | 3.6363 | 1.1754 | 0.18303 | 73.6993 | 0.19934 | 306 | 1900-01-02 17:14 | 1899-12-31 04:16 | 0.17894 | 73.6568 | 0.16554 | 325 | 16 | 19 | 1.0267 | 0.18791 | 10623 | 0.0040906 | 0.0089737 | 0.011396 | 0.0091826 | 0.0117 | 0.014635 | 0.014873 | -0.014665 | -0.003584 | 0.0040906 | 0.011765 | 0.022846 | -0.010087 | 0.0011744 | 0.0089737 | 0.016773 | 0.028034
All | All | 2014-09-16 | Per Device | 7 | All¦All¦41898¦Per Device¦7 | 3.6188 | 1.3624 | 1.0748 | 79.8621 | 3.0486 | 1321 | 1900-01-02 14:17 | 1899-12-31 08:53 | 1.1814 | 79.8865 | 3.6737 | 1337 | 16 | 19 | 1.0461 | 1.1244 | 27058 | -0.10661 | -0.057015 | 0.083878 | 0.10047 | 0.087748 | 0.13088 | 0.13339 | -0.27434 | -0.17524 | -0.10661 | -0.037975 | 0.061121 | -0.22797 | -0.12697 | -0.057015 | 0.012937 | 0.11394
All | All | 2014-09-16 | Per Ton | 7 | All¦All¦41898¦Per Ton¦7 | 3.6188 | 1.3624 | 0.29357 | 79.8621 | 0.83272 | 1321 | 1900-01-02 14:17 | 1899-12-31 08:53 | 0.32269 | 79.8865 | 1.0035 | 1337 | 16 | 19 | 1.0461 | 0.30712 | 27058 | -0.02912 | -0.015574 | 0.022911 | 0.027443 | 0.023968 | 0.03575 | 0.036436 | -0.074935 | -0.047867 | -0.02912 | -0.010373 | 0.016695 | -0.062269 | -0.034681 | -0.015574 | 0.0035338 | 0.031122
Non-Residential | All | 2014-09-16 | Per Device | 7 | Non-Residential¦All¦41898¦Per Device¦7 | 3.6591 | 2.3084 | 1.6607 | 79.534 | 4.0154 | 698 | 1900-01-02 17:03 | 1900-01-01 09:33 | 2.1334 | 79.6438 | 4.8658 | 698 | 16 | 19 | 1.1294 | 1.8755 | 4663 | -0.47279 | -0.25796 | 0.15199 | 0.18417 | 0.17165 | 0.23879 | 0.25176 | -0.77881 | -0.59801 | -0.47279 | -0.34756 | -0.16677 | -0.5806 | -0.38998 | -0.25796 | -0.12593 | 0.064686
Non-Residential | All | 2014-09-16 | Per Ton | 7 | Non-Residential¦All¦41898¦Per Ton¦7 | 3.6591 | 2.3084 | 0.42793 | 79.534 | 1.0347 | 698 | 1900-01-02 17:03 | 1900-01-01 09:33 | 0.54976 | 79.6438 | 1.2539 | 698 | 16 | 19 | 1.1294 | 0.48329 | 4663 | -0.12183 | -0.066473 | 0.039165 | 0.047459 | 0.044232 | 0.061533 | 0.064875 | -0.20069 | -0.1541 | -0.12183 | -0.089563 | -0.042973 | -0.14961 | -0.10049 | -0.066473 | -0.032452 | 0.016669
Non-Residential | 30 | 2014-09-16 | Per Device | 7 | Non-Residential¦30¦41898¦Per Device¦7 | 3.7979 | 2.6098 | 2.0068 | 79.6698 | 5.2544 | 353 | 1900-01-02 16:06 | 1900-01-01 12:33 | 1.9777 | 79.5445 | 4.014 | 355 | 16 | 19 | 0.99888 | 2.0046 | 1336 | 0.029115 | 0.026872 | 0.27967 | 0.21304 | 0.27935 | 0.35157 | 0.35132 | -0.42144 | -0.15525 | 0.029115 | 0.21348 | 0.47967 | -0.42336 | -0.15736 | 0.026872 | 0.2111 | 0.4771
Non-Residential | 30 | 2014-09-16 | Per Ton | 7 | Non-Residential¦30¦41898¦Per Ton¦7 | 3.7979 | 2.6098 | 0.51649 | 79.6698 | 1.3523 | 353 | 1900-01-02 16:06 | 1900-01-01 12:33 | 0.509 | 79.5445 | 1.0331 | 355 | 16 | 19 | 0.99888 | 0.51591 | 1336 | 0.0074932 | 0.0069161 | 0.071977 | 0.05483 | 0.071897 | 0.090482 | 0.090418 | -0.10846 | -0.039956 | 0.0074932 | 0.054942 | 0.12345 | -0.10896 | -0.040499 | 0.0069161 | 0.054331 | 0.12279
Non-Residential | 50 | 2014-09-16 | Per Device | 7 | Non-Residential¦50¦41898¦Per Device¦7 | 3.5998 | 2.1802 | 1.4752 | 79.4761 | 2.8785 | 345 | 1900-01-02 17:28 | 1900-01-01 08:15 | 2.2054 | 79.6866 | 5.2899 | 343 | 16 | 19 | 1.2057 | 1.7786 | 3327 | -0.73024 | -0.42676 | 0.15497 | 0.28563 | 0.18685 | 0.32496 | 0.34132 | -1.1467 | -0.90065 | -0.73024 | -0.55983 | -0.31378 | -0.86418 | -0.60575 | -0.42676 | -0.24778 | 0.010655
Non-Residential | 50 | 2014-09-16 | Per Ton | 7 | Non-Residential¦50¦41898¦Per Ton¦7 | 3.5998 | 2.1802 | 0.38036 | 79.4761 | 0.7422 | 345 | 1900-01-02 17:28 | 1900-01-01 08:15 | 0.56865 | 79.6866 | 1.364 | 343 | 16 | 19 | 1.2057 | 0.45861 | 3327 | -0.18829 | -0.11004 | 0.039959 | 0.073648 | 0.048179 | 0.08379 | 0.088007 | -0.29567 | -0.23223 | -0.18829 | -0.14435 | -0.080906 | -0.22282 | -0.15619 | -0.11004 | -0.063887 | 0.0027472
Residential | All | 2014-09-16 | Per Device | 7 | Residential¦All¦41898¦Per Device¦7 | 3.61 | 1.156 | 0.81198 | 79.9337 | 0.71703 | 623 | 1900-01-02 13:42 | 1899-12-31 03:39 | 0.77503 | 79.9381 | 0.66918 | 639 | 16 | 19 | 0.98883 | 0.8029 | 22395 | 0.036948 | 0.027877 | 0.028727 | 0.026472 | 0.028406 | 0.039065 | 0.038829 | -0.013116 | 0.016462 | 0.036948 | 0.057433 | 0.087011 | -0.021885 | 0.0075145 | 0.027877 | 0.048239 | 0.077638
Residential | All | 2014-09-16 | Per Ton | 7 | Residential¦All¦41898¦Per Ton¦7 | 3.61 | 1.156 | 0.22744 | 79.9337 | 0.20084 | 623 | 1900-01-02 13:42 | 1899-12-31 03:39 | 0.21709 | 79.9381 | 0.18744 | 639 | 16 | 19 | 0.98883 | 0.22489 | 22395 | 0.010349 | 0.0078083 | 0.0080465 | 0.007415 | 0.0079566 | 0.010942 | 0.010876 | -0.0036737 | 0.004611 | 0.010349 | 0.016087 | 0.024372 | -0.00613 | 0.0021048 | 0.0078083 | 0.013512 | 0.021746
Residential | 50 | 2014-09-16 | Per Device | 7 | Residential¦50¦41898¦Per Device¦7 | 3.5869 | 1.139 | 0.86573 | 79.961 | 0.7203 | 317 | 1900-01-02 10:24 | 1899-12-31 03:04 | 0.80814 | 79.8825 | 0.6854 | 314 | 16 | 19 | 0.96516 | 0.83556 | 11772 | 0.05759 | 0.027426 | 0.040456 | 0.038679 | 0.039046 | 0.055971 | 0.054961 | -0.014139 | 0.028239 | 0.05759 | 0.086942 | 0.12932 | -0.043009 | -0.0013957 | 0.027426 | 0.056247 | 0.097861
Residential | 50 | 2014-09-16 | Per Ton | 7 | Residential¦50¦41898¦Per Ton¦7 | 3.5869 | 1.139 | 0.24638 | 79.961 | 0.20499 | 317 | 1900-01-02 10:24 | 1899-12-31 03:04 | 0.22999 | 79.8825 | 0.19506 | 314 | 16 | 19 | 0.96516 | 0.2378 | 11772 | 0.01639 | 0.0078052 | 0.011513 | 0.011008 | 0.011112 | 0.015929 | 0.015641 | -0.004024 | 0.0080367 | 0.01639 | 0.024743 | 0.036804 | -0.01224 | -0.0003972 | 0.0078052 | 0.016008 | 0.027851
Residential | 100 | 2014-09-16 | Per Device | 7 | Residential¦100¦41898¦Per Device¦7 | 3.6363 | 1.1754 | 0.75452 | 79.9026 | 0.71329 | 306 | 1900-01-02 17:14 | 1899-12-31 04:16 | 0.74076 | 79.9975 | 0.65292 | 325 | 16 | 19 | 1.0267 | 0.77465 | 10623 | 0.013756 | 0.033886 | 0.040776 | 0.036217 | 0.041864 | 0.054538 | 0.055356 | -0.056137 | -0.014844 | 0.013756 | 0.042356 | 0.08365 | -0.037056 | 0.0048572 | 0.033886 | 0.062915 | 0.10483
Residential | 100 | 2014-09-16 | Per Ton | 7 | Residential¦100¦41898¦Per Ton¦7 | 3.6363 | 1.1754 | 0.2079 | 79.9026 | 0.19654 | 306 | 1900-01-02 17:14 | 1899-12-31 04:16 | 0.20411 | 79.9975 | 0.1799 | 325 | 16 | 19 | 1.0267 | 0.21344 | 10623 | 0.0037903 | 0.0093369 | 0.011235 | 0.0099792 | 0.011535 | 0.015027 | 0.015253 | -0.015468 | -0.00409 | 0.0037903 | 0.011671 | 0.023048 | -0.01021 | 0.0013383 | 0.0093369 | 0.017335 | 0.028884
All | All | 2014-09-16 | Per Device | 8 | All¦All¦41898¦Per Device¦8 | 3.6188 | 1.3624 | 1.2769 | 86.3577 | 4.1852 | 1321 | 1900-01-02 14:17 | 1899-12-31 08:53 | 1.3446 | 86.4797 | 4.1656 | 1337 | 16 | 19 | 1.0461 | 1.3359 | 27058 | -0.067625 | -0.0087031 | 0.11515 | 0.11392 | 0.12046 | 0.16198 | 0.1658 | -0.27521 | -0.15257 | -0.067625 | 0.017318 | 0.13996 | -0.22118 | -0.095649 | -0.0087031 | 0.078243 | 0.20378
All | All | 2014-09-16 | Per Ton | 8 | All¦All¦41898¦Per Ton¦8 | 3.6188 | 1.3624 | 0.34879 | 86.3577 | 1.1432 | 1321 | 1900-01-02 14:17 | 1899-12-31 08:53 | 0.36727 | 86.4797 | 1.1378 | 1337 | 16 | 19 | 1.0461 | 0.36489 | 27058 | -0.018472 | -0.0023772 | 0.031453 | 0.031118 | 0.032904 | 0.044245 | 0.045288 | -0.075174 | -0.041674 | -0.018472 | 0.0047303 | 0.03823 | -0.060416 | -0.026126 | -0.0023772 | 0.021372 | 0.055662
Non-Residential | All | 2014-09-16 | Per Device | 8 | Non-Residential¦All¦41898¦Per Device¦8 | 3.6591 | 2.3084 | 2.2185 | 85.4923 | 5.529 | 698 | 1900-01-02 17:03 | 1900-01-01 09:33 | 2.5572 | 85.6291 | 5.4694 | 698 | 16 | 19 | 1.1294 | 2.5055 | 4663 | -0.33872 | -0.051735 | 0.20928 | 0.20702 | 0.23635 | 0.29437 | 0.31419 | -0.71598 | -0.49309 | -0.33872 | -0.18436 | 0.038528 | -0.45439 | -0.2165 | -0.051735 | 0.11303 | 0.35092
Non-Residential | All | 2014-09-16 | Per Ton | 8 | Non-Residential¦All¦41898¦Per Ton¦8 | 3.6591 | 2.3084 | 0.57167 | 85.4923 | 1.4248 | 698 | 1900-01-02 17:03 | 1900-01-01 09:33 | 0.65896 | 85.6291 | 1.4094 | 698 | 16 | 19 | 1.1294 | 0.64563 | 4663 | -0.087285 | -0.013331 | 0.053928 | 0.053347 | 0.060904 | 0.075856 | 0.080964 | -0.1845 | -0.12706 | -0.087285 | -0.047506 | 0.0099281 | -0.11709 | -0.055789 | -0.013331 | 0.029126 | 0.090428
Non-Residential | 30 | 2014-09-16 | Per Device | 8 | Non-Residential¦30¦41898¦Per Device¦8 | 3.7979 | 2.6098 | 2.594 | 85.9777 | 6.9193 | 353 | 1900-01-02 16:06 | 1900-01-01 12:33 | 2.3676 | 85.7842 | 4.9391 | 355 | 16 | 19 | 0.99888 | 2.5911 | 1336 | 0.22638 | 0.22349 | 0.36828 | 0.26214 | 0.36787 | 0.45205 | 0.45171 | -0.35294 | -0.010669 | 0.22638 | 0.46344 | 0.80571 | -0.35541 | -0.013392 | 0.22349 | 0.46036 | 0.80238
Non-Residential | 30 | 2014-09-16 | Per Ton | 8 | Non-Residential¦30¦41898¦Per Ton¦8 | 3.7979 | 2.6098 | 0.66762 | 85.9777 | 1.7808 | 353 | 1900-01-02 16:06 | 1900-01-01 12:33 | 0.60936 | 85.7842 | 1.2712 | 355 | 16 | 19 | 0.99888 | 0.66688 | 1336 | 0.058264 | 0.057518 | 0.094784 | 0.067466 | 0.094678 | 0.11634 | 0.11626 | -0.090835 | -0.0027459 | 0.058264 | 0.11927 | 0.20736 | -0.09147 | -0.0034467 | 0.057518 | 0.11848 | 0.20651
Non-Residential | 50 | 2014-09-16 | Per Device | 8 | Non-Residential¦50¦41898¦Per Device¦8 | 3.5998 | 2.1802 | 2.0157 | 85.2857 | 4.3206 | 345 | 1900-01-02 17:28 | 1900-01-01 08:15 | 2.6449 | 85.5622 | 5.7251 | 343 | 16 | 19 | 1.2057 | 2.4303 | 3327 | -0.62928 | -0.21462 | 0.23261 | 0.30913 | 0.28047 | 0.38687 | 0.4174 | -1.1251 | -0.83216 | -0.62928 | -0.42641 | -0.13349 | -0.74953 | -0.4335 | -0.21462 | 0.0042692 | 0.3203
Non-Residential | 50 | 2014-09-16 | Per Ton | 8 | Non-Residential¦50¦41898¦Per Ton¦8 | 3.5998 | 2.1802 | 0.51973 | 85.2857 | 1.114 | 345 | 1900-01-02 17:28 | 1900-01-01 08:15 | 0.68198 | 85.5622 | 1.4762 | 343 | 16 | 19 | 1.2057 | 0.62664 | 3327 | -0.16226 | -0.055337 | 0.059978 | 0.079706 | 0.072317 | 0.099752 | 0.10762 | -0.29009 | -0.21457 | -0.16226 | -0.10995 | -0.034419 | -0.19326 | -0.11177 | -0.055337 | 0.0011008 | 0.082588
Residential | All | 2014-09-16 | Per Device | 8 | Residential¦All¦41898¦Per Device¦8 | 3.61 | 1.156 | 0.8583 | 86.5466 | 0.80224 | 623 | 1900-01-02 13:42 | 1899-12-31 03:39 | 0.82757 | 86.6606 | 0.74194 | 639 | 16 | 19 | 0.98883 | 0.84871 | 22395 | 0.030731 | 0.021143 | 0.032141 | 0.029351 | 0.031782 | 0.043526 | 0.043262 | -0.02505 | 0.007906 | 0.030731 | 0.053556 | 0.086512 | -0.034299 | -0.0015438 | 0.021143 | 0.043829 | 0.076585
Residential | All | 2014-09-16 | Per Ton | 8 | Residential¦All¦41898¦Per Ton¦8 | 3.61 | 1.156 | 0.24041 | 86.5466 | 0.22471 | 623 | 1900-01-02 13:42 | 1899-12-31 03:39 | 0.2318 | 86.6606 | 0.20782 | 639 | 16 | 19 | 0.98883 | 0.23773 | 22395 | 0.0086078 | 0.0059221 | 0.0090028 | 0.0082212 | 0.0089022 | 0.012192 | 0.012118 | -0.0070165 | 0.0022145 | 0.0086078 | 0.015001 | 0.024232 | -0.0096073 | -0.0004324 | 0.0059221 | 0.012277 | 0.021451
Residential | 50 | 2014-09-16 | Per Device | 8 | Residential¦50¦41898¦Per Device¦8 | 3.5869 | 1.139 | 0.9345 | 86.6576 | 0.79572 | 317 | 1900-01-02 10:24 | 1899-12-31 03:04 | 0.87712 | 86.7562 | 0.77112 | 314 | 16 | 19 | 0.96516 | 0.90194 | 11772 | 0.057377 | 0.024817 | 0.044692 | 0.043517 | 0.043135 | 0.062379 | 0.061273 | -0.022564 | 0.024666 | 0.057377 | 0.090089 | 0.13732 | -0.053708 | -0.0073149 | 0.024817 | 0.056948 | 0.10334
Residential | 50 | 2014-09-16 | Per Ton | 8 | Residential¦50¦41898¦Per Ton¦8 | 3.5869 | 1.139 | 0.26595 | 86.6576 | 0.22646 | 317 | 1900-01-02 10:24 | 1899-12-31 03:04 | 0.24962 | 86.7562 | 0.21946 | 314 | 16 | 19 | 0.96516 | 0.25669 | 11772 | 0.016329 | 0.0070626 | 0.012719 | 0.012385 | 0.012276 | 0.017753 | 0.017438 | -0.0064216 | 0.0070198 | 0.016329 | 0.025639 | 0.03908 | -0.015285 | -0.0020818 | 0.0070626 | 0.016207 | 0.02941
Residential | 100 | 2014-09-16 | Per Device | 8 | Residential¦100¦41898¦Per Device¦8 | 3.6363 | 1.1754 | 0.77661 | 86.4198 | 0.80634 | 306 | 1900-01-02 17:14 | 1899-12-31 04:16 | 0.77663 | 86.5586 | 0.71168 | 325 | 16 | 19 | 1.0267 | 0.79733 | 10623 | -2.75e-05 | 0.020692 | 0.046095 | 0.039477 | 0.047325 | 0.060689 | 0.061629 | -0.077804 | -0.031853 | -2.75e-05 | 0.031798 | 0.077749 | -0.058289 | -0.011626 | 0.020692 | 0.05301 | 0.099672
Residential | 100 | 2014-09-16 | Per Ton | 8 | Residential¦100¦41898¦Per Ton¦8 | 3.6363 | 1.1754 | 0.21398 | 86.4198 | 0.22218 | 306 | 1900-01-02 17:14 | 1899-12-31 04:16 | 0.21399 | 86.5586 | 0.19609 | 325 | 16 | 19 | 1.0267 | 0.21969 | 10623 | -7.57e-06 | 0.0057013 | 0.012701 | 0.010877 | 0.01304 | 0.016722 | 0.016981 | -0.021438 | -0.0087767 | -7.57e-06 | 0.0087615 | 0.021423 | -0.016061 | -0.0032035 | 0.0057013 | 0.014606 | 0.027463
All | All | 2014-09-16 | Per Device | 9 | All¦All¦41898¦Per Device¦9 | 3.6188 | 1.3624 | 1.6156 | 90.267 | 5.0957 | 1321 | 1900-01-02 14:17 | 1899-12-31 08:53 | 1.6531 | 90.2275 | 4.9387 | 1337 | 16 | 19 | 1.0461 | 1.6902 | 27058 | -0.037451 | 0.037099 | 0.1402 | 0.13507 | 0.14667 | 0.19468 | 0.19939 | -0.28694 | -0.13954 | -0.037451 | 0.064638 | 0.21204 | -0.21842 | -0.067459 | 0.037099 | 0.14166 | 0.29262
All | All | 2014-09-16 | Per Ton | 9 | All¦All¦41898¦Per Ton¦9 | 3.6188 | 1.3624 | 0.44131 | 90.267 | 1.3919 | 1321 | 1900-01-02 14:17 | 1899-12-31 08:53 | 0.45154 | 90.2275 | 1.349 | 1337 | 16 | 19 | 1.0461 | 0.46167 | 27058 | -0.01023 | 0.010134 | 0.038296 | 0.036893 | 0.040063 | 0.053176 | 0.054462 | -0.078377 | -0.038115 | -0.01023 | 0.017656 | 0.057918 | -0.059663 | -0.018426 | 0.010134 | 0.038694 | 0.07993
Non-Residential | All | 2014-09-16 | Per Device | 9 | Non-Residential¦All¦41898¦Per Device¦9 | 3.6591 | 2.3084 | 3.0352 | 88.8669 | 6.6203 | 698 | 1900-01-02 17:03 | 1900-01-01 09:33 | 3.3407 | 89.1837 | 6.3601 | 698 | 16 | 19 | 1.1294 | 3.4279 | 4663 | -0.30552 | 0.087127 | 0.25058 | 0.24073 | 0.283 | 0.34748 | 0.37154 | -0.75084 | -0.48774 | -0.30552 | -0.1233 | 0.1398 | -0.38902 | -0.10771 | 0.087127 | 0.28196 | 0.56327
Non-Residential | All | 2014-09-16 | Per Ton | 9 | Non-Residential¦All¦41898¦Per Ton¦9 | 3.6591 | 2.3084 | 0.78214 | 88.8669 | 1.706 | 698 | 1900-01-02 17:03 | 1900-01-01 09:33 | 0.86086 | 89.1837 | 1.6389 | 698 | 16 | 19 | 1.1294 | 0.88332 | 4663 | -0.078728 | 0.022451 | 0.064572 | 0.062034 | 0.072925 | 0.089542 | 0.095741 | -0.19348 | -0.12568 | -0.078728 | -0.031772 | 0.036025 | -0.10025 | -0.027755 | 0.022451 | 0.072658 | 0.14515
Non-Residential | 30 | 2014-09-16 | Per Device | 9 | Non-Residential¦30¦41898¦Per Device¦9 | 3.7979 | 2.6098 | 3.4085 | 89.5024 | 7.9104 | 353 | 1900-01-02 16:06 | 1900-01-01 12:33 | 3.2211 | 89.757 | 6.1816 | 355 | 16 | 19 | 0.99888 | 3.4047 | 1336 | 0.18747 | 0.18366 | 0.42103 | 0.32808 | 0.42056 | 0.53376 | 0.53339 | -0.49658 | -0.09244 | 0.18747 | 0.46737 | 0.87151 | -0.49991 | -0.096054 | 0.18366 | 0.46337 | 0.86723
Non-Residential | 30 | 2014-09-16 | Per Ton | 9 | Non-Residential¦30¦41898¦Per Ton¦9 | 3.7979 | 2.6098 | 0.87725 | 89.5024 | 2.0359 | 353 | 1900-01-02 16:06 | 1900-01-01 12:33 | 0.829 | 89.757 | 1.5909 | 355 | 16 | 19 | 0.99888 | 0.87627 | 1336 | 0.048248 | 0.047268 | 0.10836 | 0.084439 | 0.10824 | 0.13737 | 0.13728 | -0.1278 | -0.023791 | 0.048248 | 0.12029 | 0.2243 | -0.12866 | -0.024721 | 0.047268 | 0.11926 | 0.2232
Non-Residential | 50 | 2014-09-16 | Per Device | 9 | Non-Residential¦50¦41898¦Per Device¦9 | 3.5998 | 2.1802 | 2.8305 | 88.5964 | 5.5343 | 345 | 1900-01-02 17:28 | 1900-01-01 08:15 | 3.3882 | 88.9365 | 6.397 | 343 | 16 | 19 | 1.2057 | 3.4128 | 3327 | -0.5577 | 0.024605 | 0.29796 | 0.34541 | 0.35925 | 0.45616 | 0.49837 | -1.1423 | -0.79691 | -0.5577 | -0.31848 | 0.026901 | -0.61408 | -0.23674 | 0.024605 | 0.28595 | 0.66329
Non-Residential | 50 | 2014-09-16 | Per Ton | 9 | Non-Residential¦50¦41898¦Per Ton¦9 | 3.5998 | 2.1802 | 0.72983 | 88.5964 | 1.427 | 345 | 1900-01-02 17:28 | 1900-01-01 08:15 | 0.87363 | 88.9365 | 1.6494 | 343 | 16 | 19 | 1.2057 | 0.87997 | 3327 | -0.1438 | 0.0063442 | 0.076826 | 0.089061 | 0.092631 | 0.11762 | 0.1285 | -0.29453 | -0.20548 | -0.1438 | -0.082119 | 0.0069363 | -0.15834 | -0.061042 | 0.0063442 | 0.07373 | 0.17102
Residential | All | 2014-09-16 | Per Device | 9 | Residential¦All¦41898¦Per Device¦9 | 3.61 | 1.156 | 0.98697 | 90.5725 | 1.0123 | 623 | 1900-01-02 13:42 | 1899-12-31 03:39 | 0.93435 | 90.4494 | 0.93171 | 639 | 16 | 19 | 0.98883 | 0.97594 | 22395 | 0.052619 | 0.041593 | 0.040557 | 0.036858 | 0.040104 | 0.054803 | 0.054468 | -0.017614 | 0.02388 | 0.052619 | 0.081357 | 0.12285 | -0.028211 | 0.013029 | 0.041593 | 0.070156 | 0.1114
Residential | All | 2014-09-16 | Per Ton | 9 | Residential¦All¦41898¦Per Ton¦9 | 3.61 | 1.156 | 0.27645 | 90.5725 | 0.28355 | 623 | 1900-01-02 13:42 | 1899-12-31 03:39 | 0.26171 | 90.4494 | 0.26097 | 639 | 16 | 19 | 0.98883 | 0.27336 | 22395 | 0.014739 | 0.01165 | 0.01136 | 0.010324 | 0.011233 | 0.01535 | 0.015257 | -0.0049337 | 0.0066888 | 0.014739 | 0.022788 | 0.034411 | -0.007902 | 0.0036496 | 0.01165 | 0.019651 | 0.031202
Residential | 50 | 2014-09-16 | Per Device | 9 | Residential¦50¦41898¦Per Device¦9 | 3.5869 | 1.139 | 1.1105 | 91.1375 | 1.0862 | 317 | 1900-01-02 10:24 | 1899-12-31 03:04 | 0.97347 | 90.648 | 0.93943 | 314 | 16 | 19 | 0.96516 | 1.0718 | 11772 | 0.137 | 0.098306 | 0.061008 | 0.053015 | 0.058882 | 0.080824 | 0.079232 | 0.033418 | 0.094614 | 0.137 | 0.17938 | 0.24058 | -0.0032339 | 0.056757 | 0.098306 | 0.13985 | 0.19985
Residential | 50 | 2014-09-16 | Per Ton | 9 | Residential¦50¦41898¦Per Ton¦9 | 3.5869 | 1.139 | 0.31603 | 91.1375 | 0.30913 | 317 | 1900-01-02 10:24 | 1899-12-31 03:04 | 0.27704 | 90.648 | 0.26735 | 314 | 16 | 19 | 0.96516 | 0.30502 | 11772 | 0.038989 | 0.027977 | 0.017362 | 0.015088 | 0.016757 | 0.023002 | 0.022549 | 0.0095104 | 0.026926 | 0.038989 | 0.051051 | 0.068467 | -0.0009203 | 0.016153 | 0.027977 | 0.039802 | 0.056875
Residential | 100 | 2014-09-16 | Per Device | 9 | Residential¦100¦41898¦Per Device¦9 | 3.6363 | 1.1754 | 0.85422 | 89.9273 | 0.92111 | 306 | 1900-01-02 17:14 | 1899-12-31 04:16 | 0.89385 | 90.2375 | 0.92386 | 325 | 16 | 19 | 1.0267 | 0.87701 | 10623 | -0.039632 | -0.016842 | 0.052657 | 0.051247 | 0.054061 | 0.073478 | 0.074491 | -0.1338 | -0.078164 | -0.039632 | -0.0011005 | 0.054533 | -0.11231 | -0.055905 | -0.016842 | 0.022221 | 0.078621
Residential | 100 | 2014-09-16 | Per Ton | 9 | Residential¦100¦41898¦Per Ton¦9 | 3.6363 | 1.1754 | 0.23537 | 89.9273 | 0.2538 | 306 | 1900-01-02 17:14 | 1899-12-31 04:16 | 0.24629 | 90.2375 | 0.25456 | 325 | 16 | 19 | 1.0267 | 0.24165 | 10623 | -0.01092 | -0.0046407 | 0.014509 | 0.01412 | 0.014896 | 0.020246 | 0.020525 | -0.036866 | -0.021537 | -0.01092 | -0.0003032 | 0.015026 | -0.030944 | -0.015404 | -0.0046407 | 0.0061226 | 0.021663
All | All | 2014-09-16 | Per Device | 10 | All¦All¦41898¦Per Device¦10 | 3.6188 | 1.3624 | 1.9636 | 95.1539 | 5.8437 | 1321 | 1900-01-02 14:17 | 1899-12-31 08:53 | 2.0142 | 94.888 | 5.3779 | 1337 | 16 | 19 | 1.0461 | 2.0542 | 27058 | -0.050597 | 0.040009 | 0.16078 | 0.14708 | 0.1682 | 0.21791 | 0.22344 | -0.32985 | -0.16487 | -0.050597 | 0.063673 | 0.22866 | -0.24634 | -0.077161 | 0.040009 | 0.15718 | 0.32635
All | All | 2014-09-16 | Per Ton | 10 | All¦All¦41898¦Per Ton¦10 | 3.6188 | 1.3624 | 0.53635 | 95.1539 | 1.5962 | 1321 | 1900-01-02 14:17 | 1899-12-31 08:53 | 0.55017 | 94.888 | 1.469 | 1337 | 16 | 19 | 1.0461 | 0.5611 | 27058 | -0.01382 | 0.010929 | 0.043918 | 0.040174 | 0.045944 | 0.059521 | 0.061031 | -0.090099 | -0.045033 | -0.01382 | 0.017392 | 0.062459 | -0.067286 | -0.021076 | 0.010929 | 0.042933 | 0.089144
Non-Residential | All | 2014-09-16 | Per Device | 10 | Non-Residential¦All¦41898¦Per Device¦10 | 3.6591 | 2.3084 | 3.783 | 92.4687 | 7.4811 | 698 | 1900-01-02 17:03 | 1900-01-01 09:33 | 4.0269 | 92.8933 | 6.7643 | 698 | 16 | 19 | 1.1294 | 4.2724 | 4663 | -0.2439 | 0.24548 | 0.28316 | 0.25603 | 0.3198 | 0.38175 | 0.40966 | -0.73313 | -0.44409 | -0.2439 | -0.043707 | 0.24534 | -0.27952 | 0.030658 | 0.24548 | 0.46031 | 0.77048
Non-Residential | All | 2014-09-16 | Per Ton | 10 | Non-Residential¦All¦41898¦Per Ton¦10 | 3.6591 | 2.3084 | 0.97484 | 92.4687 | 1.9278 | 698 | 1900-01-02 17:03 | 1900-01-01 09:33 | 1.0377 | 92.8933 | 1.7431 | 698 | 16 | 19 | 1.1294 | 1.1009 | 4663 | -0.062849 | 0.063258 | 0.072968 | 0.065976 | 0.082407 | 0.098373 | 0.10556 | -0.18892 | -0.11444 | -0.062849 | -0.011263 | 0.06322 | -0.072028 | 0.0079003 | 0.063258 | 0.11862 | 0.19854
Non-Residential | 30 | 2014-09-16 | Per Device | 10 | Non-Residential¦30¦41898¦Per Device¦10 | 3.7979 | 2.6098 | 4.0526 | 93.5175 | 8.7451 | 353 | 1900-01-02 16:06 | 1900-01-01 12:33 | 3.9289 | 93.8285 | 6.7058 | 355 | 16 | 19 | 0.99888 | 4.048 | 1336 | 0.12369 | 0.11916 | 0.46546 | 0.35591 | 0.46493 | 0.58593 | 0.58552 | -0.62722 | -0.18358 | 0.12369 | 0.43095 | 0.87459 | -0.63122 | -0.18789 | 0.11916 | 0.4262 | 0.86953
Non-Residential | 30 | 2014-09-16 | Per Ton | 10 | Non-Residential¦30¦41898¦Per Ton¦10 | 3.7979 | 2.6098 | 1.043 | 93.5175 | 2.2507 | 353 | 1900-01-02 16:06 | 1900-01-01 12:33 | 1.0112 | 93.8285 | 1.7259 | 355 | 16 | 19 | 0.99888 | 1.0418 | 1336 | 0.031833 | 0.030667 | 0.11979 | 0.091599 | 0.11966 | 0.1508 | 0.15069 | -0.16143 | -0.047247 | 0.031833 | 0.11091 | 0.22509 | -0.16246 | -0.048357 | 0.030667 | 0.10969 | 0.22379
Non-Residential | 50 | 2014-09-16 | Per Device | 10 | Non-Residential¦50¦41898¦Per Device¦10 | 3.5998 | 2.1802 | 3.6293 | 92.0223 | 6.4365 | 345 | 1900-01-02 17:28 | 1900-01-01 08:15 | 4.0599 | 92.49 | 6.7166 | 343 | 16 | 19 | 1.2057 | 4.3759 | 3327 | -0.43061 | 0.31601 | 0.34653 | 0.36266 | 0.41782 | 0.5016 | 0.55326 | -1.0734 | -0.69365 | -0.43061 | -0.16757 | 0.21222 | -0.39302 | 0.025884 | 0.31601 | 0.60614 | 1.025
Non-Residential | 50 | 2014-09-16 | Per Ton | 10 | Non-Residential¦50¦41898¦Per Ton¦10 | 3.5998 | 2.1802 | 0.93579 | 92.0223 | 1.6596 | 345 | 1900-01-02 17:28 | 1900-01-01 08:15 | 1.0468 | 92.49 | 1.7318 | 343 | 16 | 19 | 1.2057 | 1.1283 | 3327 | -0.11103 | 0.081482 | 0.08935 | 0.09351 | 0.10773 | 0.12933 | 0.14265 | -0.27678 | -0.17885 | -0.11103 | -0.043208 | 0.054718 | -0.10134 | 0.0066739 | 0.081482 | 0.15629 | 0.2643
Residential | All | 2014-09-16 | Per Device | 10 | Residential¦All¦41898¦Per Device¦10 | 3.61 | 1.156 | 1.1587 | 95.7398 | 1.2415 | 623 | 1900-01-02 13:42 | 1899-12-31 03:39 | 1.1569 | 95.3121 | 1.1967 | 639 | 16 | 19 | 0.98883 | 1.1458 | 22395 | 0.0018769 | -0.011068 | 0.04974 | 0.047341 | 0.049184 | 0.068667 | 0.068266 | -0.086124 | -0.034132 | 0.0018769 | 0.037886 | 0.089878 | -0.098554 | -0.046867 | -0.011068 | 0.024731 | 0.076418
Residential | All | 2014-09-16 | Per Ton | 10 | Residential¦All¦41898¦Per Ton¦10 | 3.61 | 1.156 | 0.32456 | 95.7398 | 0.34775 | 623 | 1900-01-02 13:42 | 1899-12-31 03:39 | 0.32404 | 95.3121 | 0.3352 | 639 | 16 | 19 | 0.98883 | 0.32094 | 22395 | 0.0005257 | -0.0031002 | 0.013932 | 0.01326 | 0.013777 | 0.019234 | 0.019121 | -0.024123 | -0.0095605 | 0.0005257 | 0.010612 | 0.025175 | -0.027605 | -0.013127 | -0.0031002 | 0.0069271 | 0.021405
Residential | 50 | 2014-09-16 | Per Device | 10 | Residential¦50¦41898¦Per Device¦10 | 3.5869 | 1.139 | 1.2728 | 96.7732 | 1.2971 | 317 | 1900-01-02 10:24 | 1899-12-31 03:04 | 1.2662 | 95.852 | 1.2332 | 314 | 16 | 19 | 0.96516 | 1.2284 | 11772 | 0.0065552 | -0.037792 | 0.072854 | 0.069596 | 0.070315 | 0.10075 | 0.098933 | -0.12257 | -0.04628 | 0.0065552 | 0.05939 | 0.13568 | -0.16458 | -0.089672 | -0.037792 | 0.014089 | 0.088997
Residential | 50 | 2014-09-16 | Per Ton | 10 | Residential¦50¦41898¦Per Ton¦10 | 3.5869 | 1.139 | 0.36222 | 96.7732 | 0.36915 | 317 | 1900-01-02 10:24 | 1899-12-31 03:04 | 0.36035 | 95.852 | 0.35097 | 314 | 16 | 19 | 0.96516 | 0.3496 | 11772 | 0.0018656 | -0.010755 | 0.020734 | 0.019807 | 0.020011 | 0.028674 | 0.028156 | -0.034881 | -0.013171 | 0.0018656 | 0.016902 | 0.038613 | -0.046838 | -0.02552 | -0.010755 | 0.0040097 | 0.025328
Residential | 100 | 2014-09-16 | Per Device | 10 | Residential¦100¦41898¦Per Device¦10 | 3.6363 | 1.1754 | 1.0364 | 94.5596 | 1.1776 | 306 | 1900-01-02 17:14 | 1899-12-31 04:16 | 1.0451 | 94.7359 | 1.1551 | 325 | 16 | 19 | 1.0267 | 1.064 | 10623 | -0.0087654 | 0.018884 | 0.067317 | 0.064073 | 0.069113 | 0.092935 | 0.094244 | -0.12787 | -0.057501 | -0.0087654 | 0.03997 | 0.11034 | -0.10189 | -0.030538 | 0.018884 | 0.068306 | 0.13966
Residential | 100 | 2014-09-16 | Per Ton | 10 | Residential¦100¦41898¦Per Ton¦10 | 3.6363 | 1.1754 | 0.28556 | 94.5596 | 0.32446 | 306 | 1900-01-02 17:14 | 1899-12-31 04:16 | 0.28798 | 94.7359 | 0.31827 | 325 | 16 | 19 | 1.0267 | 0.29318 | 10623 | -0.0024152 | 0.0052033 | 0.018548 | 0.017655 | 0.019043 | 0.025607 | 0.025968 | -0.035232 | -0.015844 | -0.0024152 | 0.011013 | 0.030402 | -0.028076 | -0.0084142 | 0.0052033 | 0.018821 | 0.038482
All | All | 2014-09-16 | Per Device | 11 | All¦All¦41898¦Per Device¦11 | 3.6188 | 1.3624 | 2.3059 | 96.7159 | 6.2088 | 1321 | 1900-01-02 14:17 | 1899-12-31 08:53 | 2.3959 | 96.6489 | 5.9177 | 1337 | 16 | 19 | 1.0461 | 2.4123 | 27058 | -0.089948 | 0.016454 | 0.17083 | 0.16184 | 0.17871 | 0.23532 | 0.2411 | -0.39152 | -0.21335 | -0.089948 | 0.033452 | 0.21162 | -0.29253 | -0.10998 | 0.016454 | 0.14289 | 0.32544
All | All | 2014-09-16 | Per Ton | 11 | All¦All¦41898¦Per Ton¦11 | 3.6188 | 1.3624 | 0.62986 | 96.7159 | 1.6959 | 1321 | 1900-01-02 14:17 | 1899-12-31 08:53 | 0.65443 | 96.6489 | 1.6164 | 1337 | 16 | 19 | 1.0461 | 0.65892 | 27058 | -0.024569 | 0.0044944 | 0.046661 | 0.044206 | 0.048814 | 0.064277 | 0.065856 | -0.10694 | -0.058276 | -0.024569 | 0.0091373 | 0.057804 | -0.079904 | -0.030041 | 0.0044944 | 0.03903 | 0.088893
Non-Residential | All | 2014-09-16 | Per Device | 11 | Non-Residential¦All¦41898¦Per Device¦11 | 3.6591 | 2.3084 | 4.2397 | 93.8152 | 7.8758 | 698 | 1900-01-02 17:03 | 1900-01-01 09:33 | 4.6254 | 94.2954 | 7.3617 | 698 | 16 | 19 | 1.1294 | 4.7882 | 4663 | -0.38567 | 0.16279 | 0.2981 | 0.27864 | 0.33667 | 0.40805 | 0.43702 | -0.90861 | -0.59966 | -0.38567 | -0.17169 | 0.13727 | -0.39727 | -0.066384 | 0.16279 | 0.39196 | 0.72285
Non-Residential | All | 2014-09-16 | Per Ton | 11 | Non-Residential¦All¦41898¦Per Ton¦11 | 3.6591 | 2.3084 | 1.0925 | 93.8152 | 2.0295 | 698 | 1900-01-02 17:03 | 1900-01-01 09:33 | 1.1919 | 94.2954 | 1.897 | 698 | 16 | 19 | 1.1294 | 1.2339 | 4663 | -0.099383 | 0.041948 | 0.076817 | 0.071803 | 0.086754 | 0.10515 | 0.11261 | -0.23414 | -0.15452 | -0.099383 | -0.044242 | 0.035372 | -0.10237 | -0.017106 | 0.041948 | 0.101 | 0.18627
Non-Residential | 30 | 2014-09-16 | Per Device | 11 | Non-Residential¦30¦41898¦Per Device¦11 | 3.7979 | 2.6098 | 4.5891 | 95.2866 | 9.4212 | 353 | 1900-01-02 16:06 | 1900-01-01 12:33 | 4.4831 | 95.5729 | 7.3186 | 355 | 16 | 19 | 0.99888 | 4.584 | 1336 | 0.10603 | 0.10091 | 0.50144 | 0.38843 | 0.50088 | 0.63429 | 0.63384 | -0.70684 | -0.22659 | 0.10603 | 0.43865 | 0.9189 | -0.7114 | -0.23148 | 0.10091 | 0.43329 | 0.91321
Non-Residential | 30 | 2014-09-16 | Per Ton | 11 | Non-Residential¦30¦41898¦Per Ton¦11 | 3.7979 | 2.6098 | 1.1811 | 95.2866 | 2.4247 | 353 | 1900-01-02 16:06 | 1900-01-01 12:33 | 1.1538 | 95.5729 | 1.8836 | 355 | 16 | 19 | 0.99888 | 1.1798 | 1336 | 0.02729 | 0.02597 | 0.12905 | 0.09997 | 0.12891 | 0.16325 | 0.16313 | -0.18192 | -0.058316 | 0.02729 | 0.1129 | 0.2365 | -0.18309 | -0.059576 | 0.02597 | 0.11152 | 0.23503
Non-Residential | 50 | 2014-09-16 | Per Device | 11 | Non-Residential¦50¦41898¦Per Device¦11 | 3.5998 | 2.1802 | 4.0429 | 93.1888 | 6.576 | 345 | 1900-01-02 17:28 | 1900-01-01 08:15 | 4.6788 | 93.7446 | 7.2969 | 343 | 16 | 19 | 1.2057 | 4.8746 | 3327 | -0.63594 | 0.19577 | 0.35404 | 0.39399 | 0.42687 | 0.52969 | 0.58091 | -1.3148 | -0.91371 | -0.63594 | -0.35817 | 0.042886 | -0.54869 | -0.10886 | 0.19577 | 0.5004 | 0.94023
Non-Residential | 50 | 2014-09-16 | Per Ton | 11 | Non-Residential¦50¦41898¦Per Ton¦11 | 3.5998 | 2.1802 | 1.0424 | 93.1888 | 1.6956 | 345 | 1900-01-02 17:28 | 1900-01-01 08:15 | 1.2064 | 93.7446 | 1.8815 | 343 | 16 | 19 | 1.2057 | 1.2569 | 3327 | -0.16397 | 0.050479 | 0.091287 | 0.10159 | 0.11007 | 0.13658 | 0.14978 | -0.33901 | -0.2356 | -0.16397 | -0.092352 | 0.011058 | -0.14148 | -0.028068 | 0.050479 | 0.12902 | 0.24243
Residential | All | 2014-09-16 | Per Device | 11 | Residential¦All¦41898¦Per Device¦11 | 3.61 | 1.156 | 1.4487 | 97.349 | 1.4793 | 623 | 1900-01-02 13:42 | 1899-12-31 03:39 | 1.4456 | 97.1493 | 1.4747 | 639 | 16 | 19 | 0.98883 | 1.4325 | 22395 | 0.0030751 | -0.013109 | 0.059267 | 0.058338 | 0.058605 | 0.083162 | 0.082691 | -0.1035 | -0.040535 | 0.0030751 | 0.046685 | 0.10965 | -0.11908 | -0.056472 | -0.013109 | 0.030255 | 0.092864
Residential | All | 2014-09-16 | Per Ton | 11 | Residential¦All¦41898¦Per Ton¦11 | 3.61 | 1.156 | 0.40578 | 97.349 | 0.41436 | 623 | 1900-01-02 13:42 | 1899-12-31 03:39 | 0.40492 | 97.1493 | 0.41306 | 639 | 16 | 19 | 0.98883 | 0.40125 | 22395 | 0.0008613 | -0.0036718 | 0.016601 | 0.016341 | 0.016415 | 0.023294 | 0.023162 | -0.028991 | -0.011354 | 0.0008613 | 0.013077 | 0.030714 | -0.033355 | -0.015818 | -0.0036718 | 0.0084743 | 0.026011
Residential | 50 | 2014-09-16 | Per Device | 11 | Residential¦50¦41898¦Per Device¦11 | 3.5869 | 1.139 | 1.6221 | 98.5032 | 1.5639 | 317 | 1900-01-02 10:24 | 1899-12-31 03:04 | 1.5567 | 97.8344 | 1.4676 | 314 | 16 | 19 | 0.96516 | 1.5656 | 11772 | 0.065448 | 0.0089283 | 0.087836 | 0.08282 | 0.084775 | 0.12072 | 0.11852 | -0.089266 | 0.0021403 | 0.065448 | 0.12876 | 0.22016 | -0.14296 | -0.053221 | 0.0089283 | 0.071078 | 0.16081
Residential | 50 | 2014-09-16 | Per Ton | 11 | Residential¦50¦41898¦Per Ton¦11 | 3.5869 | 1.139 | 0.46165 | 98.5032 | 0.44507 | 317 | 1900-01-02 10:24 | 1899-12-31 03:04 | 0.44302 | 97.8344 | 0.41766 | 314 | 16 | 19 | 0.96516 | 0.44556 | 11772 | 0.018626 | 0.0025409 | 0.024997 | 0.02357 | 0.024126 | 0.034357 | 0.033729 | -0.025404 | 0.0006091 | 0.018626 | 0.036643 | 0.062657 | -0.040684 | -0.015147 | 0.0025409 | 0.020228 | 0.045766
Residential | 100 | 2014-09-16 | Per Device | 11 | Residential¦100¦41898¦Per Device¦11 | 3.6363 | 1.1754 | 1.2623 | 96.0307 | 1.3755 | 306 | 1900-01-02 17:14 | 1899-12-31 04:16 | 1.3319 | 96.4181 | 1.4776 | 325 | 16 | 19 | 1.0267 | 1.296 | 10623 | -0.069557 | -0.03588 | 0.078631 | 0.081965 | 0.080729 | 0.11358 | 0.11505 | -0.21512 | -0.12912 | -0.069557 | -0.0099937 | 0.076006 | -0.18332 | -0.09621 | -0.03588 | 0.02445 | 0.11156
Residential | 100 | 2014-09-16 | Per Ton | 11 | Residential¦100¦41898¦Per Ton¦11 | 3.6363 | 1.1754 | 0.34781 | 96.0307 | 0.379 | 306 | 1900-01-02 17:14 | 1899-12-31 04:16 | 0.36698 | 96.4181 | 0.40714 | 325 | 16 | 19 | 1.0267 | 0.35709 | 10623 | -0.019165 | -0.0098862 | 0.021666 | 0.022584 | 0.022244 | 0.031296 | 0.031699 | -0.059273 | -0.035577 | -0.019165 | -0.0027536 | 0.020942 | -0.05051 | -0.026509 | -0.0098862 | 0.0067369 | 0.030738
All | All | 2014-09-16 | Per Device | 12 | All¦All¦41898¦Per Device¦12 | 3.6188 | 1.3624 | 2.5868 | 99.017 | 6.4341 | 1321 | 1900-01-02 14:17 | 1899-12-31 08:53 | 2.6481 | 99.0923 | 6.3611 | 1337 | 16 | 19 | 1.0461 | 2.7061 | 27058 | -0.061275 | 0.058088 | 0.17703 | 0.17397 | 0.1852 | 0.2482 | 0.25409 | -0.37936 | -0.19143 | -0.061275 | 0.068881 | 0.25681 | -0.26754 | -0.075158 | 0.058088 | 0.19133 | 0.38372
All | All | 2014-09-16 | Per Ton | 12 | All¦All¦41898¦Per Ton¦12 | 3.6188 | 1.3624 | 0.70658 | 99.017 | 1.7575 | 1321 | 1900-01-02 14:17 | 1899-12-31 08:53 | 0.72331 | 99.0923 | 1.7375 | 1337 | 16 | 19 | 1.0461 | 0.73918 | 27058 | -0.016737 | 0.015867 | 0.048355 | 0.047519 | 0.050586 | 0.067796 | 0.069405 | -0.10362 | -0.052289 | -0.016737 | 0.018815 | 0.070147 | -0.073079 | -0.020529 | 0.015867 | 0.052263 | 0.10481
Non-Residential | All | 2014-09-16 | Per Device | 12 | Non-Residential¦All¦41898¦Per Device¦12 | 3.6591 | 2.3084 | 4.51 | 95.8383 | 8.1172 | 698 | 1900-01-02 17:03 | 1900-01-01 09:33 | 4.9096 | 96.2856 | 7.9549 | 698 | 16 | 19 | 1.1294 | 5.0934 | 4663 | -0.39968 | 0.18374 | 0.30724 | 0.3011 | 0.34698 | 0.43018 | 0.45941 | -0.95098 | -0.62526 | -0.39968 | -0.17409 | 0.15162 | -0.40502 | -0.057171 | 0.18374 | 0.42466 | 0.7725
Non-Residential | All | 2014-09-16 | Per Ton | 12 | Non-Residential¦All¦41898¦Per Ton¦12 | 3.6591 | 2.3084 | 1.1622 | 95.8383 | 2.0917 | 698 | 1900-01-02 17:03 | 1900-01-01 09:33 | 1.2651 | 96.2856 | 2.0499 | 698 | 16 | 19 | 1.1294 | 1.3125 | 4663 | -0.10299 | 0.047349 | 0.079172 | 0.077589 | 0.089414 | 0.11085 | 0.11838 | -0.24505 | -0.16112 | -0.10299 | -0.04486 | 0.039072 | -0.10437 | -0.014732 | 0.047349 | 0.10943 | 0.19906
Non-Residential | 30 | 2014-09-16 | Per Device | 12 | Non-Residential¦30¦41898¦Per Device¦12 | 3.7979 | 2.6098 | 4.8846 | 97.6947 | 9.8155 | 353 | 1900-01-02 16:06 | 1900-01-01 12:33 | 4.7054 | 97.7841 | 7.3598 | 355 | 16 | 19 | 0.99888 | 4.8791 | 1336 | 0.17919 | 0.17373 | 0.52243 | 0.39062 | 0.52184 | 0.65231 | 0.65184 | -0.65678 | -0.16288 | 0.17919 | 0.52126 | 1.0152 | -0.66164 | -0.1681 | 0.17373 | 0.51556 | 1.0091
Non-Residential | 30 | 2014-09-16 | Per Ton | 12 | Non-Residential¦30¦41898¦Per Ton¦12 | 3.7979 | 2.6098 | 1.2571 | 97.6947 | 2.5262 | 353 | 1900-01-02 16:06 | 1900-01-01 12:33 | 1.211 | 97.7841 | 1.8942 | 355 | 16 | 19 | 0.99888 | 1.2557 | 1336 | 0.046117 | 0.044713 | 0.13446 | 0.10053 | 0.13431 | 0.16788 | 0.16776 | -0.16903 | -0.041921 | 0.046117 | 0.13416 | 0.26127 | -0.17029 | -0.043263 | 0.044713 | 0.13269 | 0.25971
Non-Residential | 50 | 2014-09-16 | Per Device | 12 | Non-Residential¦50¦41898¦Per Device¦12 | 3.5998 | 2.1802 | 4.2991 | 95.0481 | 6.6769 | 345 | 1900-01-02 17:28 | 1900-01-01 08:15 | 4.9943 | 95.6395 | 8.2203 | 343 | 16 | 19 | 1.2057 | 5.1835 | 3327 | -0.69522 | 0.1892 | 0.35947 | 0.44385 | 0.43343 | 0.57116 | 0.62037 | -1.4272 | -0.99474 | -0.69522 | -0.3957 | 0.036758 | -0.60584 | -0.13613 | 0.1892 | 0.51452 | 0.98424
Non-Residential | 50 | 2014-09-16 | Per Ton | 12 | Non-Residential¦50¦41898¦Per Ton¦12 | 3.5998 | 2.1802 | 1.1085 | 95.0481 | 1.7216 | 345 | 1900-01-02 17:28 | 1900-01-01 08:15 | 1.2877 | 95.6395 | 2.1195 | 343 | 16 | 19 | 1.2057 | 1.3365 | 3327 | -0.17926 | 0.048783 | 0.092688 | 0.11444 | 0.11176 | 0.14727 | 0.15996 | -0.36799 | -0.25649 | -0.17926 | -0.10203 | 0.0094779 | -0.15621 | -0.035099 | 0.048783 | 0.13267 | 0.25378
Residential | All | 2014-09-16 | Per Device | 12 | Residential¦All¦41898¦Per Device¦12 | 3.61 | 1.156 | 1.7319 | 99.7107 | 1.7239 | 623 | 1900-01-02 13:42 | 1899-12-31 03:39 | 1.6834 | 99.689 | 1.6397 | 639 | 16 | 19 | 0.98883 | 1.7125 | 22395 | 0.048499 | 0.029151 | 0.069065 | 0.064866 | 0.068293 | 0.09475 | 0.094188 | -0.072928 | -0.0011879 | 0.048499 | 0.098185 | 0.16993 | -0.091556 | -0.020241 | 0.029151 | 0.078544 | 0.14986
Residential | All | 2014-09-16 | Per Ton | 12 | Residential¦All¦41898¦Per Ton¦12 | 3.61 | 1.156 | 0.4851 | 99.7107 | 0.48285 | 623 | 1900-01-02 13:42 | 1899-12-31 03:39 | 0.47151 | 99.689 | 0.45928 | 639 | 16 | 19 | 0.98883 | 0.47968 | 22395 | 0.013585 | 0.0081653 | 0.019345 | 0.018169 | 0.019129 | 0.02654 | 0.026382 | -0.020427 | -0.0003327 | 0.013585 | 0.027502 | 0.047596 | -0.025645 | -0.0056696 | 0.0081653 | 0.022 | 0.041976
Residential | 50 | 2014-09-16 | Per Device | 12 | Residential¦50¦41898¦Per Device¦12 | 3.5869 | 1.139 | 1.9874 | 100.9634 | 1.827 | 317 | 1900-01-02 10:24 | 1899-12-31 03:04 | 1.8701 | 100.6154 | 1.7037 | 314 | 16 | 19 | 0.96516 | 1.9181 | 11772 | 0.11722 | 0.047971 | 0.10261 | 0.096145 | 0.099038 | 0.14062 | 0.13803 | -0.062993 | 0.043476 | 0.11722 | 0.19096 | 0.29743 | -0.12892 | -0.024413 | 0.047971 | 0.12035 | 0.22486
Residential | 50 | 2014-09-16 | Per Ton | 12 | Residential¦50¦41898¦Per Ton¦12 | 3.5869 | 1.139 | 0.56559 | 100.9634 | 0.51995 | 317 | 1900-01-02 10:24 | 1899-12-31 03:04 | 0.53223 | 100.6154 | 0.48486 | 314 | 16 | 19 | 0.96516 | 0.54588 | 11772 | 0.033359 | 0.013652 | 0.029203 | 0.027362 | 0.028186 | 0.040019 | 0.039283 | -0.017927 | 0.012373 | 0.033359 | 0.054345 | 0.084645 | -0.036691 | -0.0069476 | 0.013652 | 0.034252 | 0.063995
Residential | 100 | 2014-09-16 | Per Device | 12 | Residential¦100¦41898¦Per Device¦12 | 3.6363 | 1.1754 | 1.457 | 98.28 | 1.5843 | 306 | 1900-01-02 17:14 | 1899-12-31 04:16 | 1.4929 | 98.7003 | 1.5629 | 325 | 16 | 19 | 1.0267 | 1.4959 | 10623 | -0.03588 | 0.0029907 | 0.090566 | 0.086694 | 0.092982 | 0.12537 | 0.12713 | -0.19655 | -0.10163 | -0.03588 | 0.029865 | 0.12479 | -0.15993 | -0.063675 | 0.0029907 | 0.069657 | 0.16591
Residential | 100 | 2014-09-16 | Per Ton | 12 | Residential¦100¦41898¦Per Ton¦12 | 3.6363 | 1.1754 | 0.40145 | 98.28 | 0.43652 | 306 | 1900-01-02 17:14 | 1899-12-31 04:16 | 0.41134 | 98.7003 | 0.43064 | 325 | 16 | 19 | 1.0267 | 0.41216 | 10623 | -0.0098863 | 0.0008241 | 0.024954 | 0.023887 | 0.02562 | 0.034544 | 0.035028 | -0.054157 | -0.028001 | -0.0098863 | 0.0082289 | 0.034384 | -0.044067 | -0.017545 | 0.0008241 | 0.019193 | 0.045715
All | All | 2014-09-16 | Per Device | 13 | All¦All¦41898¦Per Device¦13 | 3.6188 | 1.3624 | 2.7897 | 91.6783 | 6.4779 | 1321 | 1900-01-02 14:17 | 1899-12-31 08:53 | 2.8803 | 92.1913 | 6.5748 | 1337 | 16 | 19 | 1.0461 | 2.9184 | 27058 | -0.090609 | 0.038116 | 0.17823 | 0.17981 | 0.18645 | 0.25318 | 0.25903 | -0.41507 | -0.22337 | -0.090609 | 0.042156 | 0.23385 | -0.29385 | -0.09772 | 0.038116 | 0.17395 | 0.37008
All | All | 2014-09-16 | Per Ton | 13 | All¦All¦41898¦Per Ton¦13 | 3.6188 | 1.3624 | 0.762 | 91.6783 | 1.7694 | 1321 | 1900-01-02 14:17 | 1899-12-31 08:53 | 0.78675 | 92.1913 | 1.7959 | 1337 | 16 | 19 | 1.0461 | 0.79716 | 27058 | -0.02475 | 0.010411 | 0.048683 | 0.049115 | 0.05093 | 0.069155 | 0.070754 | -0.11338 | -0.061015 | -0.02475 | 0.011515 | 0.063876 | -0.080264 | -0.026692 | 0.010411 | 0.047515 | 0.10109
Non-Residential | All | 2014-09-16 | Per Device | 13 | Non-Residential¦All¦41898¦Per Device¦13 | 3.6591 | 2.3084 | 4.5726 | 91.0925 | 8.1683 | 698 | 1900-01-02 17:03 | 1900-01-01 09:33 | 5.0207 | 91.1506 | 8.259 | 698 | 16 | 19 | 1.1294 | 5.1641 | 4663 | -0.44818 | 0.14334 | 0.30917 | 0.31261 | 0.34917 | 0.43967 | 0.46866 | -1.0116 | -0.67875 | -0.44818 | -0.21762 | 0.11528 | -0.45727 | -0.10243 | 0.14334 | 0.3891 | 0.74395
Non-Residential | All | 2014-09-16 | Per Ton | 13 | Non-Residential¦All¦41898¦Per Ton¦13 | 3.6591 | 2.3084 | 1.1783 | 91.0925 | 2.1049 | 698 | 1900-01-02 17:03 | 1900-01-01 09:33 | 1.2938 | 91.1506 | 2.1282 | 698 | 16 | 19 | 1.1294 | 1.3307 | 4663 | -0.11549 | 0.036936 | 0.07967 | 0.080555 | 0.089976 | 0.1133 | 0.12077 | -0.26069 | -0.1749 | -0.11549 | -0.056077 | 0.029706 | -0.11783 | -0.026394 | 0.036936 | 0.10027 | 0.19171
Non-Residential | 30 | 2014-09-16 | Per Device | 13 | Non-Residential¦30¦41898¦Per Device¦13 | 3.7979 | 2.6098 | 4.9824 | 91.4356 | 9.6467 | 353 | 1900-01-02 16:06 | 1900-01-01 12:33 | 4.7841 | 90.7112 | 7.505 | 355 | 16 | 19 | 0.99888 | 4.9768 | 1336 | 0.19827 | 0.19271 | 0.51344 | 0.39832 | 0.51287 | 0.64983 | 0.64938 | -0.63452 | -0.1425 | 0.19827 | 0.53905 | 1.0311 | -0.63951 | -0.14783 | 0.19271 | 0.53324 | 1.0249
Non-Residential | 30 | 2014-09-16 | Per Ton | 13 | Non-Residential¦30¦41898¦Per Ton¦13 | 3.7979 | 2.6098 | 1.2823 | 91.4356 | 2.4827 | 353 | 1900-01-02 16:06 | 1900-01-01 12:33 | 1.2313 | 90.7112 | 1.9315 | 355 | 16 | 19 | 0.99888 | 1.2809 | 1336 | 0.051029 | 0.049596 | 0.13214 | 0.10252 | 0.132 | 0.16725 | 0.16713 | -0.16331 | -0.036675 | 0.051029 | 0.13873 | 0.26536 | -0.16459 | -0.038047 | 0.049596 | 0.13724 | 0.26378
Non-Residential | 50 | 2014-09-16 | Per Device | 13 | Non-Residential¦50¦41898¦Per Device¦13 | 3.5998 | 2.1802 | 4.3432 | 90.9464 | 6.9223 | 345 | 1900-01-02 17:28 | 1900-01-01 08:15 | 5.1219 | 91.3401 | 8.6128 | 343 | 16 | 19 | 1.2057 | 5.2367 | 3327 | -0.77868 | 0.11482 | 0.37268 | 0.46505 | 0.44935 | 0.59595 | 0.64667 | -1.5424 | -1.0912 | -0.77868 | -0.46616 | -0.014932 | -0.71393 | -0.2243 | 0.11482 | 0.45393 | 0.94356
Non-Residential | 50 | 2014-09-16 | Per Ton | 13 | Non-Residential¦50¦41898¦Per Ton¦13 | 3.5998 | 2.1802 | 1.1199 | 90.9464 | 1.7849 | 345 | 1900-01-02 17:28 | 1900-01-01 08:15 | 1.3206 | 91.3401 | 2.2207 | 343 | 16 | 19 | 1.2057 | 1.3502 | 3327 | -0.20078 | 0.029605 | 0.096094 | 0.11991 | 0.11586 | 0.15366 | 0.16674 | -0.3977 | -0.28136 | -0.20078 | -0.1202 | -0.0038503 | -0.18408 | -0.057833 | 0.029605 | 0.11704 | 0.24329
Residential | All | 2014-09-16 | Per Device | 13 | Residential¦All¦41898¦Per Device¦13 | 3.61 | 1.156 | 1.9939 | 91.8061 | 1.8845 | 623 | 1900-01-02 13:42 | 1899-12-31 03:39 | 1.9659 | 92.4126 | 1.8214 | 639 | 16 | 19 | 0.98883 | 1.9716 | 22395 | 0.028003 | 0.005728 | 0.0755 | 0.072054 | 0.074657 | 0.10436 | 0.10376 | -0.10575 | -0.026726 | 0.028003 | 0.082732 | 0.16175 | -0.12724 | -0.048682 | 0.005728 | 0.060138 | 0.1387
Residential | All | 2014-09-16 | Per Ton | 13 | Residential¦All¦41898¦Per Ton¦13 | 3.61 | 1.156 | 0.5585 | 91.8061 | 0.52785 | 623 | 1900-01-02 13:42 | 1899-12-31 03:39 | 0.55066 | 92.4126 | 0.51018 | 639 | 16 | 19 | 0.98883 | 0.55226 | 22395 | 0.0078437 | 0.0016044 | 0.021148 | 0.020182 | 0.020911 | 0.029233 | 0.029062 | -0.02962 | -0.007486 | 0.0078437 | 0.023173 | 0.045307 | -0.03564 | -0.013636 | 0.0016044 | 0.016845 | 0.038849
Residential | 50 | 2014-09-16 | Per Device | 13 | Residential¦50¦41898¦Per Device¦13 | 3.5869 | 1.139 | 2.2641 | 91.4368 | 1.9892 | 317 | 1900-01-02 10:24 | 1899-12-31 03:04 | 2.141 | 92.2504 | 1.8475 | 314 | 16 | 19 | 0.96516 | 2.1852 | 11772 | 0.12318 | 0.044293 | 0.11172 | 0.10426 | 0.10783 | 0.15282 | 0.14999 | -0.072661 | 0.043045 | 0.12318 | 0.20332 | 0.31903 | -0.14793 | -0.034364 | 0.044293 | 0.12295 | 0.23652
Residential | 50 | 2014-09-16 | Per Ton | 13 | Residential¦50¦41898¦Per Ton¦13 | 3.5869 | 1.139 | 0.64436 | 91.4368 | 0.56611 | 317 | 1900-01-02 10:24 | 1899-12-31 03:04 | 0.6093 | 92.2504 | 0.5258 | 314 | 16 | 19 | 0.96516 | 0.62191 | 11772 | 0.035057 | 0.012606 | 0.031796 | 0.029673 | 0.030688 | 0.043491 | 0.042688 | -0.020679 | 0.01225 | 0.035057 | 0.057863 | 0.090793 | -0.042101 | -0.0097799 | 0.012606 | 0.034991 | 0.067312
Residential | 100 | 2014-09-16 | Per Device | 13 | Residential¦100¦41898¦Per Device¦13 | 3.6363 | 1.1754 | 1.7033 | 92.228 | 1.7446 | 306 | 1900-01-02 17:14 | 1899-12-31 04:16 | 1.787 | 92.5857 | 1.7873 | 325 | 16 | 19 | 1.0267 | 1.7488 | 10623 | -0.083656 | -0.038213 | 0.099734 | 0.099142 | 0.10239 | 0.14063 | 0.14253 | -0.26388 | -0.1574 | -0.083656 | -0.0099105 | 0.096566 | -0.22087 | -0.11295 | -0.038213 | 0.036528 | 0.14444
Residential | 100 | 2014-09-16 | Per Ton | 13 | Residential¦100¦41898¦Per Ton¦13 | 3.6363 | 1.1754 | 0.46933 | 92.228 | 0.48071 | 306 | 1900-01-02 17:14 | 1899-12-31 04:16 | 0.49238 | 92.5857 | 0.49247 | 325 | 16 | 19 | 1.0267 | 0.48185 | 10623 | -0.02305 | -0.010529 | 0.02748 | 0.027317 | 0.028214 | 0.038748 | 0.039271 | -0.072708 | -0.04337 | -0.02305 | -0.0027307 | 0.026607 | -0.060857 | -0.031123 | -0.010529 | 0.010065 | 0.039799
All | All | 2014-09-16 | Per Device | 14 | All¦All¦41898¦Per Device¦14 | 3.6188 | 1.3624 | 2.8583 | 95.4502 | 6.5056 | 1321 | 1900-01-02 14:17 | 1899-12-31 08:53 | 2.9378 | 95.4072 | 6.5987 | 1337 | 16 | 19 | 1.0461 | 2.9902 | 27058 | -0.079492 | 0.0524 | 0.17899 | 0.18047 | 0.18725 | 0.25418 | 0.26006 | -0.40523 | -0.21278 | -0.079492 | 0.053799 | 0.24625 | -0.28088 | -0.083975 | 0.0524 | 0.18878 | 0.38568
All | All | 2014-09-16 | Per Ton | 14 | All¦All¦41898¦Per Ton¦14 | 3.6188 | 1.3624 | 0.78074 | 95.4502 | 1.777 | 1321 | 1900-01-02 14:17 | 1899-12-31 08:53 | 0.80246 | 95.4072 | 1.8024 | 1337 | 16 | 19 | 1.0461 | 0.81677 | 27058 | -0.021713 | 0.014313 | 0.048892 | 0.049294 | 0.051148 | 0.069429 | 0.071035 | -0.11069 | -0.058121 | -0.021713 | 0.014695 | 0.067263 | -0.076722 | -0.022938 | 0.014313 | 0.051564 | 0.10535
Non-Residential | All | 2014-09-16 | Per Device | 14 | Non-Residential¦All¦41898¦Per Device¦14 | 3.6591 | 2.3084 | 4.5172 | 93.5819 | 8.2458 | 698 | 1900-01-02 17:03 | 1900-01-01 09:33 | 5.0221 | 93.88 | 8.3139 | 698 | 16 | 19 | 1.1294 | 5.1015 | 4663 | -0.50495 | 0.079405 | 0.31211 | 0.31469 | 0.35248 | 0.44321 | 0.47252 | -1.073 | -0.73737 | -0.50495 | -0.27253 | 0.063051 | -0.52615 | -0.16838 | 0.079405 | 0.32719 | 0.68496
Non-Residential | All | 2014-09-16 | Per Ton | 14 | Non-Residential¦All¦41898¦Per Ton¦14 | 3.6591 | 2.3084 | 1.164 | 93.5819 | 2.1248 | 698 | 1900-01-02 17:03 | 1900-01-01 09:33 | 1.2941 | 93.88 | 2.1424 | 698 | 16 | 19 | 1.1294 | 1.3146 | 4663 | -0.13012 | 0.020462 | 0.080426 | 0.081091 | 0.09083 | 0.11421 | 0.12176 | -0.27649 | -0.19001 | -0.13012 | -0.070227 | 0.016248 | -0.13558 | -0.04339 | 0.020462 | 0.084313 | 0.1765
Non-Residential | 30 | 2014-09-16 | Per Device | 14 | Non-Residential¦30¦41898¦Per Device¦14 | 3.7979 | 2.6098 | 4.9464 | 94.2977 | 9.6099 | 353 | 1900-01-02 16:06 | 1900-01-01 12:33 | 4.8322 | 94.2957 | 7.8846 | 355 | 16 | 19 | 0.99888 | 4.9409 | 1336 | 0.11416 | 0.10863 | 0.51148 | 0.41847 | 0.51091 | 0.66086 | 0.66041 | -0.73276 | -0.23239 | 0.11416 | 0.46071 | 0.96108 | -0.73772 | -0.23769 | 0.10863 | 0.45495 | 0.95499
Non-Residential | 30 | 2014-09-16 | Per Ton | 14 | Non-Residential¦30¦41898¦Per Ton¦14 | 3.7979 | 2.6098 | 1.273 | 94.2977 | 2.4733 | 353 | 1900-01-02 16:06 | 1900-01-01 12:33 | 1.2437 | 94.2957 | 2.0292 | 355 | 16 | 19 | 0.99888 | 1.2716 | 1336 | 0.029381 | 0.027958 | 0.13164 | 0.1077 | 0.13149 | 0.17008 | 0.16997 | -0.18859 | -0.059811 | 0.029381 | 0.11857 | 0.24735 | -0.18987 | -0.061174 | 0.027958 | 0.11709 | 0.24578
Non-Residential | 50 | 2014-09-16 | Per Device | 14 | Non-Residential¦50¦41898¦Per Device¦14 | 3.5998 | 2.1802 | 4.278 | 93.2772 | 7.0987 | 345 | 1900-01-02 17:28 | 1900-01-01 08:15 | 5.0987 | 93.7008 | 8.4785 | 343 | 16 | 19 | 1.2057 | 5.1581 | 3327 | -0.82075 | 0.059325 | 0.38218 | 0.4578 | 0.46081 | 0.59636 | 0.64955 | -1.585 | -1.1335 | -0.82075 | -0.50802 | -0.056493 | -0.77311 | -0.2813 | 0.059325 | 0.39995 | 0.89176
Non-Residential | 50 | 2014-09-16 | Per Ton | 14 | Non-Residential¦50¦41898¦Per Ton¦14 | 3.5998 | 2.1802 | 1.103 | 93.2772 | 1.8304 | 345 | 1900-01-02 17:28 | 1900-01-01 08:15 | 1.3147 | 93.7008 | 2.1861 | 343 | 16 | 19 | 1.2057 | 1.33 | 3327 | -0.21163 | 0.015297 | 0.098543 | 0.11804 | 0.11882 | 0.15377 | 0.16748 | -0.40869 | -0.29226 | -0.21163 | -0.13099 | -0.014566 | -0.19934 | -0.072531 | 0.015297 | 0.10312 | 0.22993
Residential | All | 2014-09-16 | Per Device | 14 | Residential¦All¦41898¦Per Device¦14 | 3.61 | 1.156 | 2.1158 | 95.8579 | 1.907 | 623 | 1900-01-02 13:42 | 1899-12-31 03:39 | 2.0469 | 95.7318 | 1.8157 | 639 | 16 | 19 | 0.98883 | 2.0921 | 22395 | 0.068823 | 0.045187 | 0.076403 | 0.071827 | 0.075549 | 0.10486 | 0.10424 | -0.065566 | 0.013832 | 0.068823 | 0.12381 | 0.20321 | -0.088407 | -0.009479 | 0.045187 | 0.099852 | 0.17878
Residential | All | 2014-09-16 | Per Ton | 14 | Residential¦All¦41898¦Per Ton¦14 | 3.61 | 1.156 | 0.59263 | 95.8579 | 0.53416 | 623 | 1900-01-02 13:42 | 1899-12-31 03:39 | 0.57335 | 95.7318 | 0.50857 | 639 | 16 | 19 | 0.98883 | 0.58601 | 22395 | 0.019277 | 0.012657 | 0.021401 | 0.020119 | 0.021161 | 0.029373 | 0.029199 | -0.018365 | 0.0038743 | 0.019277 | 0.03468 | 0.05692 | -0.024763 | -0.0026551 | 0.012657 | 0.027969 | 0.050077
Residential | 50 | 2014-09-16 | Per Device | 14 | Residential¦50¦41898¦Per Device¦14 | 3.5869 | 1.139 | 2.3795 | 96.4902 | 1.9884 | 317 | 1900-01-02 10:24 | 1899-12-31 03:04 | 2.1997 | 96.0425 | 1.806 | 314 | 16 | 19 | 0.96516 | 2.2966 | 11772 | 0.1798 | 0.096894 | 0.11168 | 0.10192 | 0.10779 | 0.15119 | 0.14834 | -0.013957 | 0.10052 | 0.1798 | 0.25909 | 0.37357 | -0.093213 | 0.019104 | 0.096894 | 0.17468 | 0.287
Residential | 50 | 2014-09-16 | Per Ton | 14 | Residential¦50¦41898¦Per Ton¦14 | 3.5869 | 1.139 | 0.6772 | 96.4902 | 0.56588 | 317 | 1900-01-02 10:24 | 1899-12-31 03:04 | 0.62603 | 96.0425 | 0.51397 | 314 | 16 | 19 | 0.96516 | 0.6536 | 11772 | 0.051171 | 0.027575 | 0.031783 | 0.029005 | 0.030676 | 0.043028 | 0.042217 | -0.003972 | 0.028607 | 0.051171 | 0.073735 | 0.10631 | -0.026528 | 0.0054369 | 0.027575 | 0.049714 | 0.081679
Residential | 100 | 2014-09-16 | Per Device | 14 | Residential¦100¦41898¦Per Device¦14 | 3.6363 | 1.1754 | 1.8322 | 95.1358 | 1.7971 | 306 | 1900-01-02 17:14 | 1899-12-31 04:16 | 1.8904 | 95.4003 | 1.8193 | 325 | 16 | 19 | 1.0267 | 1.8811 | 10623 | -0.058165 | -0.0092833 | 0.10273 | 0.10091 | 0.10547 | 0.144 | 0.14597 | -0.24271 | -0.13368 | -0.058165 | 0.017351 | 0.12638 | -0.19635 | -0.085832 | -0.0092833 | 0.067265 | 0.17779
Residential | 100 | 2014-09-16 | Per Ton | 14 | Residential¦100¦41898¦Per Ton¦14 | 3.6363 | 1.1754 | 0.50485 | 95.1358 | 0.49515 | 306 | 1900-01-02 17:14 | 1899-12-31 04:16 | 0.52087 | 95.4003 | 0.50128 | 325 | 16 | 19 | 1.0267 | 0.51831 | 10623 | -0.016027 | -0.0025579 | 0.028306 | 0.027806 | 0.029061 | 0.039679 | 0.040221 | -0.066877 | -0.036834 | -0.016027 | 0.0047809 | 0.034824 | -0.054103 | -0.02365 | -0.0025579 | 0.018534 | 0.048987
All | All | 2014-09-16 | Per Device | 15 | All¦All¦41898¦Per Device¦15 | 3.6188 | 1.3624 | 2.8769 | 94.7224 | 6.3036 | 1321 | 1900-01-02 14:17 | 1899-12-31 08:53 | 3.0096 | 94.3706 | 6.6873 | 1337 | 16 | 19 | 1.0461 | 3.0096 | 27058 | -0.13275 | -9.05e-08 | 0.17343 | 0.18289 | 0.18144 | 0.25205 | 0.25762 | -0.45576 | -0.26492 | -0.13275 | -0.0005745 | 0.19026 | -0.33015 | -0.1351 | -9.05e-08 | 0.1351 | 0.33015
All | All | 2014-09-16 | Per Ton | 15 | All¦All¦41898¦Per Ton¦15 | 3.6188 | 1.3624 | 0.78581 | 94.7224 | 1.7218 | 1321 | 1900-01-02 14:17 | 1899-12-31 08:53 | 0.82207 | 94.3706 | 1.8266 | 1337 | 16 | 19 | 1.0461 | 0.82207 | 27058 | -0.03626 | -6.62e-08 | 0.047373 | 0.049956 | 0.049559 | 0.068847 | 0.070369 | -0.12449 | -0.072363 | -0.03626 | -0.0001569 | 0.05197 | -0.090181 | -0.036901 | -6.62e-08 | 0.036901 | 0.090181
Non-Residential | All | 2014-09-16 | Per Device | 15 | Non-Residential¦All¦41898¦Per Device¦15 | 3.6591 | 2.3084 | 4.4553 | 92.6401 | 7.9679 | 698 | 1900-01-02 17:03 | 1900-01-01 09:33 | 5.0316 | 93.0633 | 8.4529 | 698 | 16 | 19 | 1.1294 | 5.0316 | 4663 | -0.57634 | -4.76e-07 | 0.30159 | 0.31995 | 0.34061 | 0.43969 | 0.46731 | -1.1398 | -0.80692 | -0.57634 | -0.34577 | -0.012862 | -0.59888 | -0.24506 | -4.76e-07 | 0.24506 | 0.59888
Non-Residential | All | 2014-09-16 | Per Ton | 15 | Non-Residential¦All¦41898¦Per Ton¦15 | 3.6591 | 2.3084 | 1.1481 | 92.6401 | 2.0532 | 698 | 1900-01-02 17:03 | 1900-01-01 09:33 | 1.2966 | 93.0633 | 2.1782 | 698 | 16 | 19 | 1.1294 | 1.2966 | 4663 | -0.14852 | -4.85e-08 | 0.077716 | 0.082447 | 0.08777 | 0.1133 | 0.12042 | -0.29372 | -0.20793 | -0.14852 | -0.089101 | -0.0033145 | -0.15432 | -0.063148 | -4.85e-08 | 0.063148 | 0.15432
Non-Residential | 30 | 2014-09-16 | Per Device | 15 | Non-Residential¦30¦41898¦Per Device¦15 | 3.7979 | 2.6098 | 4.8356 | 93.3985 | 9.0029 | 353 | 1900-01-02 16:06 | 1900-01-01 12:33 | 4.8302 | 93.8769 | 7.8913 | 355 | 16 | 19 | 0.99888 | 4.8302 | 1336 | 0.0054034 | 1.87e-07 | 0.47917 | 0.41883 | 0.47864 | 0.63641 | 0.63601 | -0.8102 | -0.32833 | 0.0054034 | 0.33914 | 0.821 | -0.81508 | -0.33352 | 1.87e-07 | 0.33353 | 0.81508
Non-Residential | 30 | 2014-09-16 | Per Ton | 15 | Non-Residential¦30¦41898¦Per Ton¦15 | 3.7979 | 2.6098 | 1.2445 | 93.3985 | 2.3171 | 353 | 1900-01-02 16:06 | 1900-01-01 12:33 | 1.2431 | 93.8769 | 2.031 | 355 | 16 | 19 | 0.99888 | 1.2431 | 1336 | 0.0013907 | 4.44e-08 | 0.12332 | 0.10779 | 0.12319 | 0.16379 | 0.16369 | -0.20852 | -0.084503 | 0.0013907 | 0.087284 | 0.2113 | -0.20978 | -0.085839 | 4.44e-08 | 0.085839 | 0.20978
Non-Residential | 50 | 2014-09-16 | Per Device | 15 | Non-Residential¦50¦41898¦Per Device¦15 | 3.5998 | 2.1802 | 4.2416 | 92.3173 | 7.0964 | 345 | 1900-01-02 17:28 | 1900-01-01 08:15 | 5.1142 | 92.7124 | 8.6945 | 343 | 16 | 19 | 1.2057 | 5.1142 | 3327 | -0.8726 | 1.12e-07 | 0.38205 | 0.46946 | 0.46065 | 0.60528 | 0.65772 | -1.6483 | -1.19 | -0.8726 | -0.55519 | -0.096903 | -0.8429 | -0.34491 | 1.12e-07 | 0.34491 | 0.8429
Non-Residential | 50 | 2014-09-16 | Per Ton | 15 | Non-Residential¦50¦41898¦Per Ton¦15 | 3.5998 | 2.1802 | 1.0937 | 92.3173 | 1.8297 | 345 | 1900-01-02 17:28 | 1900-01-01 08:15 | 1.3187 | 92.7124 | 2.2418 | 343 | 16 | 19 | 1.2057 | 1.3187 | 3327 | -0.22499 | 7.39e-08 | 0.09851 | 0.12105 | 0.11878 | 0.15607 | 0.16959 | -0.425 | -0.30683 | -0.22499 | -0.14315 | -0.024986 | -0.21734 | -0.088932 | 7.39e-08 | 0.088932 | 0.21734
Residential | All | 2014-09-16 | Per Device | 15 | Residential¦All¦41898¦Per Device¦15 | 3.61 | 1.156 | 2.1691 | 95.1769 | 1.9041 | 623 | 1900-01-02 13:42 | 1899-12-31 03:39 | 2.1448 | 94.6486 | 1.8751 | 639 | 16 | 19 | 0.98883 | 2.1448 | 22395 | 0.024231 | -1.54e-08 | 0.076287 | 0.074178 | 0.075435 | 0.10641 | 0.1058 | -0.11213 | -0.031568 | 0.024231 | 0.080031 | 0.1606 | -0.13558 | -0.05548 | -1.54e-08 | 0.05548 | 0.13558
Residential | All | 2014-09-16 | Per Ton | 15 | Residential¦All¦41898¦Per Ton¦15 | 3.61 | 1.156 | 0.60756 | 95.1769 | 0.53335 | 623 | 1900-01-02 13:42 | 1899-12-31 03:39 | 0.60077 | 94.6486 | 0.52522 | 639 | 16 | 19 | 0.98883 | 0.60077 | 22395 | 0.0067873 | -5.57e-08 | 0.021368 | 0.020778 | 0.021129 | 0.029804 | 0.029634 | -0.031408 | -0.0088421 | 0.0067873 | 0.022417 | 0.044983 | -0.037977 | -0.01554 | -5.57e-08 | 0.01554 | 0.037977
Residential | 50 | 2014-09-16 | Per Device | 15 | Residential¦50¦41898¦Per Device¦15 | 3.5869 | 1.139 | 2.4231 | 96.2051 | 1.949 | 317 | 1900-01-02 10:24 | 1899-12-31 03:04 | 2.3387 | 95.0659 | 1.8643 | 314 | 16 | 19 | 0.96516 | 2.3387 | 11772 | 0.084428 | 7.42e-08 | 0.10946 | 0.10521 | 0.10565 | 0.15182 | 0.1491 | -0.11014 | 0.0048111 | 0.084428 | 0.16404 | 0.279 | -0.19108 | -0.078187 | 7.42e-08 | 0.078187 | 0.19108
Residential | 50 | 2014-09-16 | Per Ton | 15 | Residential¦50¦41898¦Per Ton¦15 | 3.5869 | 1.139 | 0.6896 | 96.2051 | 0.55466 | 317 | 1900-01-02 10:24 | 1899-12-31 03:04 | 0.66557 | 95.0659 | 0.53055 | 314 | 16 | 19 | 0.96516 | 0.66557 | 11772 | 0.024028 | -8.38e-09 | 0.031153 | 0.029941 | 0.030067 | 0.043208 | 0.042432 | -0.031346 | 0.0013692 | 0.024028 | 0.046686 | 0.079401 | -0.054379 | -0.022252 | -8.38e-09 | 0.022252 | 0.054379
Residential | 100 | 2014-09-16 | Per Device | 15 | Residential¦100¦41898¦Per Device¦15 | 3.6363 | 1.1754 | 1.8961 | 94.0025 | 1.8374 | 306 | 1900-01-02 17:14 | 1899-12-31 04:16 | 1.9467 | 94.2032 | 1.8752 | 325 | 16 | 19 | 1.0267 | 1.9467 | 10623 | -0.050586 | 6.08e-08 | 0.10504 | 0.10402 | 0.10784 | 0.14782 | 0.14983 | -0.24003 | -0.12811 | -0.050586 | 0.026933 | 0.13886 | -0.19201 | -0.07857 | 6.08e-08 | 0.07857 | 0.19201
Residential | 100 | 2014-09-16 | Per Ton | 15 | Residential¦100¦41898¦Per Ton¦15 | 3.6363 | 1.1754 | 0.52245 | 94.0025 | 0.50626 | 306 | 1900-01-02 17:14 | 1899-12-31 04:16 | 0.53638 | 94.2032 | 0.51669 | 325 | 16 | 19 | 1.0267 | 0.53638 | 10623 | -0.013938 | 2.77e-08 | 0.028941 | 0.028661 | 0.029713 | 0.040731 | 0.041283 | -0.066137 | -0.035298 | -0.013938 | 0.0074211 | 0.038261 | -0.052907 | -0.021649 | 2.77e-08 | 0.021649 | 0.052907
All | All | 2014-09-16 | Per Device | 16 | All¦All¦41898¦Per Device¦16 | 3.6188 | 1.3624 | 2.9451 | 92.1798 | 6.1328 | 1321 | 1900-01-02 14:17 | 1899-12-31 08:53 | 2.5242 | 91.8253 | 6.1268 | 1337 | 16 | 19 | 1.0461 | 3.081 | 27058 | 0.42087 | 0.55677 | 0.16874 | 0.16756 | 0.17652 | 0.2378 | 0.24338 | 0.11612 | 0.29617 | 0.42087 | 0.54557 | 0.72562 | 0.24486 | 0.42914 | 0.55677 | 0.6844 | 0.86868
All | All | 2014-09-16 | Per Ton | 16 | All¦All¦41898¦Per Ton¦16 | 3.6188 | 1.3624 | 0.80446 | 92.1798 | 1.6752 | 1321 | 1900-01-02 14:17 | 1899-12-31 08:53 | 0.6895 | 91.8253 | 1.6735 | 1337 | 16 | 19 | 1.0461 | 0.84158 | 27058 | 0.11496 | 0.15208 | 0.04609 | 0.045768 | 0.048217 | 0.064954 | 0.06648 | 0.031718 | 0.080898 | 0.11496 | 0.14902 | 0.1982 | 0.066883 | 0.11722 | 0.15208 | 0.18694 | 0.23728
Non-Residential | All | 2014-09-16 | Per Device | 16 | Non-Residential¦All¦41898¦Per Device¦16 | 3.6591 | 2.3084 | 4.3308 | 91.4996 | 7.7498 | 698 | 1900-01-02 17:03 | 1900-01-01 09:33 | 4.4671 | 91.5603 | 7.8157 | 698 | 16 | 19 | 1.1294 | 4.891 | 4663 | -0.13635 | 0.42389 | 0.29333 | 0.29583 | 0.33128 | 0.4166 | 0.44414 | -0.67025 | -0.35482 | -0.13635 | 0.082118 | 0.39755 | -0.1453 | 0.19098 | 0.42389 | 0.6568 | 0.99308
Non-Residential | All | 2014-09-16 | Per Ton | 16 | Non-Residential¦All¦41898¦Per Ton¦16 | 3.6591 | 2.3084 | 1.116 | 91.4996 | 1.997 | 698 | 1900-01-02 17:03 | 1900-01-01 09:33 | 1.1511 | 91.5603 | 2.014 | 698 | 16 | 19 | 1.1294 | 1.2603 | 4663 | -0.035135 | 0.10923 | 0.075589 | 0.076231 | 0.085367 | 0.10735 | 0.11445 | -0.17271 | -0.091432 | -0.035135 | 0.021161 | 0.10244 | -0.037442 | 0.049213 | 0.10923 | 0.16925 | 0.2559
Non-Residential | 30 | 2014-09-16 | Per Device | 16 | Non-Residential¦30¦41898¦Per Device¦16 | 3.7979 | 2.6098 | 4.8012 | 91.8656 | 9.0837 | 353 | 1900-01-02 16:06 | 1900-01-01 12:33 | 4.3356 | 91.9942 | 7.1868 | 355 | 16 | 19 | 0.99888 | 4.7959 | 1336 | 0.46564 | 0.46027 | 0.48347 | 0.38144 | 0.48293 | 0.61583 | 0.6154 | -0.32358 | 0.1427 | 0.46564 | 0.78857 | 1.2548 | -0.3284 | 0.13755 | 0.46027 | 0.78299 | 1.2489
Non-Residential | 30 | 2014-09-16 | Per Ton | 16 | Non-Residential¦30¦41898¦Per Ton¦16 | 3.7979 | 2.6098 | 1.2357 | 91.8656 | 2.3378 | 353 | 1900-01-02 16:06 | 1900-01-01 12:33 | 1.1158 | 91.9942 | 1.8497 | 355 | 16 | 19 | 0.99888 | 1.2343 | 1336 | 0.11984 | 0.11846 | 0.12443 | 0.09817 | 0.12429 | 0.15849 | 0.15838 | -0.083278 | 0.036726 | 0.11984 | 0.20295 | 0.32296 | -0.084519 | 0.035402 | 0.11846 | 0.20152 | 0.32144
Non-Residential | 50 | 2014-09-16 | Per Device | 16 | Non-Residential¦50¦41898¦Per Device¦16 | 3.5998 | 2.1802 | 4.0709 | 91.3439 | 6.6168 | 345 | 1900-01-02 17:28 | 1900-01-01 08:15 | 4.5156 | 91.3732 | 8.1003 | 343 | 16 | 19 | 1.2057 | 4.9083 | 3327 | -0.44474 | 0.39273 | 0.35624 | 0.43738 | 0.42952 | 0.5641 | 0.61302 | -1.1677 | -0.74055 | -0.44474 | -0.14893 | 0.27818 | -0.39288 | 0.071267 | 0.39273 | 0.7142 | 1.1783
Non-Residential | 50 | 2014-09-16 | Per Ton | 16 | Non-Residential¦50¦41898¦Per Ton¦16 | 3.5998 | 2.1802 | 1.0496 | 91.3439 | 1.7061 | 345 | 1900-01-02 17:28 | 1900-01-01 08:15 | 1.1643 | 91.3732 | 2.0886 | 343 | 16 | 19 | 1.2057 | 1.2656 | 3327 | -0.11467 | 0.10126 | 0.091853 | 0.11277 | 0.11075 | 0.14545 | 0.15806 | -0.30107 | -0.19095 | -0.11467 | -0.0384 | 0.071726 | -0.1013 | 0.018376 | 0.10126 | 0.18415 | 0.30383
Residential | All | 2014-09-16 | Per Device | 16 | Residential¦All¦41898¦Per Device¦16 | 3.61 | 1.156 | 2.3203 | 92.3282 | 1.9904 | 623 | 1900-01-02 13:42 | 1899-12-31 03:39 | 1.6946 | 91.8816 | 1.4329 | 639 | 16 | 19 | 0.98883 | 2.2944 | 22395 | 0.62569 | 0.59977 | 0.079744 | 0.056686 | 0.078853 | 0.097839 | 0.097114 | 0.50031 | 0.57439 | 0.62569 | 0.677 | 0.75108 | 0.47531 | 0.54884 | 0.59977 | 0.6507 | 0.72423
Residential | All | 2014-09-16 | Per Ton | 16 | Residential¦All¦41898¦Per Ton¦16 | 3.61 | 1.156 | 0.64992 | 92.3282 | 0.55752 | 623 | 1900-01-02 13:42 | 1899-12-31 03:39 | 0.47467 | 91.8816 | 0.40137 | 639 | 16 | 19 | 0.98883 | 0.64266 | 22395 | 0.17526 | 0.168 | 0.022336 | 0.015878 | 0.022087 | 0.027405 | 0.027202 | 0.14014 | 0.16089 | 0.17526 | 0.18963 | 0.21038 | 0.13314 | 0.15373 | 0.168 | 0.18226 | 0.20286
Residential | 50 | 2014-09-16 | Per Device | 16 | Residential¦50¦41898¦Per Device¦16 | 3.5869 | 1.139 | 2.6546 | 92.6388 | 2.0709 | 317 | 1900-01-02 10:24 | 1899-12-31 03:04 | 2.015 | 92.1756 | 1.5308 | 314 | 16 | 19 | 0.96516 | 2.5621 | 11772 | 0.63962 | 0.54713 | 0.11632 | 0.08639 | 0.11226 | 0.14489 | 0.14165 | 0.45394 | 0.56364 | 0.63962 | 0.7156 | 0.8253 | 0.36559 | 0.47284 | 0.54713 | 0.62141 | 0.72867
Residential | 50 | 2014-09-16 | Per Ton | 16 | Residential¦50¦41898¦Per Ton¦16 | 3.5869 | 1.139 | 0.75549 | 92.6388 | 0.58937 | 317 | 1900-01-02 10:24 | 1899-12-31 03:04 | 0.57346 | 92.1756 | 0.43566 | 314 | 16 | 19 | 0.96516 | 0.72917 | 11772 | 0.18203 | 0.15571 | 0.033103 | 0.024586 | 0.031949 | 0.041234 | 0.040314 | 0.12919 | 0.16041 | 0.18203 | 0.20366 | 0.23488 | 0.10404 | 0.13457 | 0.15571 | 0.17685 | 0.20737
Residential | 100 | 2014-09-16 | Per Device | 16 | Residential¦100¦41898¦Per Device¦16 | 3.6363 | 1.1754 | 1.9606 | 91.9734 | 1.8645 | 306 | 1900-01-02 17:14 | 1899-12-31 04:16 | 1.369 | 91.5678 | 1.2744 | 325 | 16 | 19 | 1.0267 | 2.013 | 10623 | 0.59161 | 0.64392 | 0.10658 | 0.070692 | 0.10943 | 0.1279 | 0.13028 | 0.42771 | 0.52454 | 0.59161 | 0.65868 | 0.75552 | 0.47696 | 0.5756 | 0.64392 | 0.71224 | 0.81088
Residential | 100 | 2014-09-16 | Per Ton | 16 | Residential¦100¦41898¦Per Ton¦16 | 3.6363 | 1.1754 | 0.54023 | 91.9734 | 0.51373 | 306 | 1900-01-02 17:14 | 1899-12-31 04:16 | 0.37722 | 91.5678 | 0.35115 | 325 | 16 | 19 | 1.0267 | 0.55464 | 10623 | 0.16301 | 0.17742 | 0.029368 | 0.019478 | 0.030152 | 0.03524 | 0.035896 | 0.11785 | 0.14453 | 0.16301 | 0.18149 | 0.20817 | 0.13142 | 0.1586 | 0.17742 | 0.19625 | 0.22343
All | All | 2014-09-16 | Per Device | 17 | All¦All¦41898¦Per Device¦17 | 3.6188 | 1.3624 | 2.931 | 88.1693 | 5.6751 | 1321 | 1900-01-02 14:17 | 1899-12-31 08:53 | 2.3178 | 88.1111 | 5.8439 | 1337 | 16 | 19 | 1.0461 | 3.0663 | 27058 | 0.6132 | 0.74844 | 0.15614 | 0.15982 | 0.16335 | 0.22344 | 0.22853 | 0.32685 | 0.49603 | 0.6132 | 0.73037 | 0.89954 | 0.45557 | 0.6286 | 0.74844 | 0.86829 | 1.0413
All | All | 2014-09-16 | Per Ton | 17 | All¦All¦41898¦Per Ton¦17 | 3.6188 | 1.3624 | 0.80061 | 88.1693 | 1.5502 | 1321 | 1900-01-02 14:17 | 1899-12-31 08:53 | 0.63311 | 88.1111 | 1.5963 | 1337 | 16 | 19 | 1.0461 | 0.83755 | 27058 | 0.16749 | 0.20444 | 0.042651 | 0.043655 | 0.044618 | 0.061032 | 0.062423 | 0.089279 | 0.13549 | 0.16749 | 0.1995 | 0.24571 | 0.12444 | 0.1717 | 0.20444 | 0.23717 | 0.28444
Non-Residential | All | 2014-09-16 | Per Device | 17 | Non-Residential¦All¦41898¦Per Device¦17 | 3.6591 | 2.3084 | 4.0505 | 88.9052 | 7.1552 | 698 | 1900-01-02 17:03 | 1900-01-01 09:33 | 4.1172 | 88.9954 | 7.5041 | 698 | 16 | 19 | 1.1294 | 4.5745 | 4663 | -0.066746 | 0.45724 | 0.27083 | 0.28403 | 0.30586 | 0.39246 | 0.41741 | -0.5697 | -0.27255 | -0.066746 | 0.13906 | 0.43621 | -0.07769 | 0.23835 | 0.45724 | 0.67613 | 0.99216
Non-Residential | All | 2014-09-16 | Per Ton | 17 | Non-Residential¦All¦41898¦Per Ton¦17 | 3.6591 | 2.3084 | 1.0438 | 88.9052 | 1.8438 | 698 | 1900-01-02 17:03 | 1900-01-01 09:33 | 1.061 | 88.9954 | 1.9337 | 698 | 16 | 19 | 1.1294 | 1.1788 | 4663 | -0.0172 | 0.11782 | 0.069789 | 0.073192 | 0.078817 | 0.10113 | 0.10756 | -0.1468 | -0.070233 | -0.0172 | 0.035834 | 0.11241 | -0.02002 | 0.06142 | 0.11782 | 0.17423 | 0.25567
Non-Residential | 30 | 2014-09-16 | Per Device | 17 | Non-Residential¦30¦41898¦Per Device¦17 | 3.7979 | 2.6098 | 4.4954 | 88.6149 | 8.7326 | 353 | 1900-01-02 16:06 | 1900-01-01 12:33 | 4.0309 | 88.8439 | 6.7299 | 355 | 16 | 19 | 0.99888 | 4.4904 | 1336 | 0.46453 | 0.45951 | 0.46479 | 0.35718 | 0.46427 | 0.58618 | 0.58577 | -0.28669 | 0.15714 | 0.46453 | 0.77192 | 1.2158 | -0.29119 | 0.15233 | 0.45951 | 0.76669 | 1.2102
Non-Residential | 30 | 2014-09-16 | Per Ton | 17 | Non-Residential¦30¦41898¦Per Ton¦17 | 3.7979 | 2.6098 | 1.157 | 88.6149 | 2.2475 | 353 | 1900-01-02 16:06 | 1900-01-01 12:33 | 1.0374 | 88.8439 | 1.7321 | 355 | 16 | 19 | 0.99888 | 1.1557 | 1336 | 0.11956 | 0.11826 | 0.11962 | 0.091928 | 0.11949 | 0.15086 | 0.15076 | -0.073786 | 0.040442 | 0.11956 | 0.19867 | 0.3129 | -0.074942 | 0.039205 | 0.11826 | 0.19732 | 0.31147
Non-Residential | 50 | 2014-09-16 | Per Device | 17 | Non-Residential¦50¦41898¦Per Device¦17 | 3.5998 | 2.1802 | 3.8049 | 89.0288 | 5.793 | 345 | 1900-01-02 17:28 | 1900-01-01 08:15 | 4.1437 | 89.0607 | 7.8714 | 343 | 16 | 19 | 1.2057 | 4.5877 | 3327 | -0.33876 | 0.444 | 0.31188 | 0.42501 | 0.37605 | 0.52717 | 0.56749 | -1.0144 | -0.61521 | -0.33876 | -0.062316 | 0.33683 | -0.28327 | 0.1464 | 0.444 | 0.74159 | 1.1713
Non-Residential | 50 | 2014-09-16 | Per Ton | 17 | Non-Residential¦50¦41898¦Per Ton¦17 | 3.5998 | 2.1802 | 0.98108 | 89.0288 | 1.4937 | 345 | 1900-01-02 17:28 | 1900-01-01 08:15 | 1.0684 | 89.0607 | 2.0296 | 343 | 16 | 19 | 1.2057 | 1.1829 | 3327 | -0.087348 | 0.11448 | 0.080418 | 0.10959 | 0.096961 | 0.13593 | 0.14632 | -0.26155 | -0.15863 | -0.087348 | -0.016068 | 0.08685 | -0.07304 | 0.037749 | 0.11448 | 0.19121 | 0.302
Residential | All | 2014-09-16 | Per Device | 17 | Residential¦All¦41898¦Per Device¦17 | 3.61 | 1.156 | 2.4217 | 88.0087 | 1.9953 | 623 | 1900-01-02 13:42 | 1899-12-31 03:39 | 1.5495 | 87.923 | 1.3292 | 639 | 16 | 19 | 0.98883 | 2.3947 | 22395 | 0.8722 | 0.84515 | 0.07994 | 0.052582 | 0.079047 | 0.095683 | 0.094938 | 0.74958 | 0.82203 | 0.8722 | 0.92238 | 0.99482 | 0.72348 | 0.79536 | 0.84515 | 0.89493 | 0.96682
Residential | All | 2014-09-16 | Per Ton | 17 | Residential¦All¦41898¦Per Ton¦17 | 3.61 | 1.156 | 0.67833 | 88.0087 | 0.55889 | 623 | 1900-01-02 13:42 | 1899-12-31 03:39 | 0.43402 | 87.923 | 0.37231 | 639 | 16 | 19 | 0.98883 | 0.67075 | 22395 | 0.2443 | 0.23673 | 0.022391 | 0.014728 | 0.022141 | 0.026801 | 0.026592 | 0.20996 | 0.23025 | 0.2443 | 0.25836 | 0.27865 | 0.20265 | 0.22278 | 0.23673 | 0.25067 | 0.27081
Residential | 50 | 2014-09-16 | Per Device | 17 | Residential¦50¦41898¦Per Device¦17 | 3.5869 | 1.139 | 2.8765 | 87.8061 | 2.0881 | 317 | 1900-01-02 10:24 | 1899-12-31 03:04 | 2.0071 | 87.5715 | 1.459 | 314 | 16 | 19 | 0.96516 | 2.7763 | 11772 | 0.86934 | 0.76911 | 0.11728 | 0.082336 | 0.11319 | 0.14329 | 0.13997 | 0.6857 | 0.79419 | 0.86934 | 0.94448 | 1.053 | 0.58973 | 0.69571 | 0.76911 | 0.84251 | 0.94849
Residential | 50 | 2014-09-16 | Per Ton | 17 | Residential¦50¦41898¦Per Ton¦17 | 3.5869 | 1.139 | 0.81863 | 87.8061 | 0.59425 | 317 | 1900-01-02 10:24 | 1899-12-31 03:04 | 0.57122 | 87.5715 | 0.41522 | 314 | 16 | 19 | 0.96516 | 0.7901 | 11772 | 0.24741 | 0.21888 | 0.033376 | 0.023432 | 0.032213 | 0.040781 | 0.039834 | 0.19515 | 0.22602 | 0.24741 | 0.26879 | 0.29967 | 0.16783 | 0.198 | 0.21888 | 0.23977 | 0.26993
Residential | 100 | 2014-09-16 | Per Device | 17 | Residential¦100¦41898¦Per Device¦17 | 3.6363 | 1.1754 | 1.9318 | 88.2402 | 1.8085 | 306 | 1900-01-02 17:14 | 1899-12-31 04:16 | 1.0853 | 88.2983 | 1.0369 | 325 | 16 | 19 | 1.0267 | 1.9834 | 10623 | 0.84649 | 0.89803 | 0.10339 | 0.057515 | 0.10614 | 0.11831 | 0.12073 | 0.69488 | 0.78445 | 0.84649 | 0.90853 | 0.99811 | 0.74332 | 0.83472 | 0.89803 | 0.96134 | 1.0527
Residential | 100 | 2014-09-16 | Per Ton | 17 | Residential¦100¦41898¦Per Ton¦17 | 3.6363 | 1.1754 | 0.53229 | 88.2402 | 0.49831 | 306 | 1900-01-02 17:14 | 1899-12-31 04:16 | 0.29905 | 88.2983 | 0.28569 | 325 | 16 | 19 | 1.0267 | 0.54649 | 10623 | 0.23324 | 0.24744 | 0.028487 | 0.015848 | 0.029247 | 0.032598 | 0.033264 | 0.19146 | 0.21615 | 0.23324 | 0.25033 | 0.27502 | 0.20481 | 0.23 | 0.24744 | 0.26488 | 0.29007
All | All | 2014-09-16 | Per Device | 18 | All¦All¦41898¦Per Device¦18 | 3.6188 | 1.3624 | 2.7553 | 88.1564 | 5.0727 | 1321 | 1900-01-02 14:17 | 1899-12-31 08:53 | 2.2357 | 88.2247 | 5.5569 | 1337 | 16 | 19 | 1.0461 | 2.8825 | 27058 | 0.5196 | 0.64675 | 0.13957 | 0.15197 | 0.14601 | 0.20634 | 0.21075 | 0.25517 | 0.4114 | 0.5196 | 0.62781 | 0.78404 | 0.37666 | 0.53623 | 0.64675 | 0.75726 | 0.91683
All | All | 2014-09-16 | Per Ton | 18 | All¦All¦41898¦Per Ton¦18 | 3.6188 | 1.3624 | 0.75262 | 88.1564 | 1.3856 | 1321 | 1900-01-02 14:17 | 1899-12-31 08:53 | 0.61069 | 88.2247 | 1.5179 | 1337 | 16 | 19 | 1.0461 | 0.78735 | 27058 | 0.14193 | 0.17666 | 0.038123 | 0.041511 | 0.039882 | 0.056361 | 0.057565 | 0.0697 | 0.11237 | 0.14193 | 0.17149 | 0.21416 | 0.10289 | 0.14647 | 0.17666 | 0.20685 | 0.25043
Non-Residential | All | 2014-09-16 | Per Device | 18 | Non-Residential¦All¦41898¦Per Device¦18 | 3.6591 | 2.3084 | 3.5489 | 88.1822 | 6.4152 | 698 | 1900-01-02 17:03 | 1900-01-01 09:33 | 3.6524 | 88.2826 | 7.2324 | 698 | 16 | 19 | 1.1294 | 4.008 | 4663 | -0.10345 | 0.35565 | 0.24282 | 0.27375 | 0.27423 | 0.36592 | 0.38748 | -0.5724 | -0.29534 | -0.10345 | 0.088442 | 0.3655 | -0.14093 | 0.15246 | 0.35565 | 0.55885 | 0.85223
Non-Residential | All | 2014-09-16 | Per Ton | 18 | Non-Residential¦All¦41898¦Per Ton¦18 | 3.6591 | 2.3084 | 0.91452 | 88.1822 | 1.6531 | 698 | 1900-01-02 17:03 | 1900-01-01 09:33 | 0.94117 | 88.2826 | 1.8637 | 698 | 16 | 19 | 1.1294 | 1.0328 | 4663 | -0.026657 | 0.091647 | 0.062571 | 0.070542 | 0.070666 | 0.094294 | 0.099849 | -0.1475 | -0.076105 | -0.026657 | 0.02279 | 0.094185 | -0.036315 | 0.039286 | 0.091647 | 0.14401 | 0.21961
Non-Residential | 30 | 2014-09-16 | Per Device | 18 | Non-Residential¦30¦41898¦Per Device¦18 | 3.7979 | 2.6098 | 3.867 | 88.0995 | 7.9208 | 353 | 1900-01-02 16:06 | 1900-01-01 12:33 | 3.4543 | 88.2023 | 6.1045 | 355 | 16 | 19 | 0.99888 | 3.8627 | 1336 | 0.41269 | 0.40837 | 0.42158 | 0.32399 | 0.42111 | 0.5317 | 0.53132 | -0.26871 | 0.13387 | 0.41269 | 0.69151 | 1.0941 | -0.27255 | 0.12974 | 0.40837 | 0.68699 | 1.0893
Non-Residential | 30 | 2014-09-16 | Per Ton | 18 | Non-Residential¦30¦41898¦Per Ton¦18 | 3.7979 | 2.6098 | 0.99525 | 88.0995 | 2.0386 | 353 | 1900-01-02 16:06 | 1900-01-01 12:33 | 0.88904 | 88.2023 | 1.5711 | 355 | 16 | 19 | 0.99888 | 0.99414 | 1336 | 0.10621 | 0.1051 | 0.1085 | 0.083385 | 0.10838 | 0.13684 | 0.13675 | -0.069157 | 0.034453 | 0.10621 | 0.17797 | 0.28158 | -0.070145 | 0.033391 | 0.1051 | 0.17681 | 0.28035
Non-Residential | 50 | 2014-09-16 | Per Device | 18 | Non-Residential¦50¦41898¦Per Device¦18 | 3.5998 | 2.1802 | 3.3709 | 88.2174 | 5.119 | 345 | 1900-01-02 17:28 | 1900-01-01 08:15 | 3.7396 | 88.3172 | 7.7923 | 343 | 16 | 19 | 1.2057 | 4.0644 | 3327 | -0.36864 | 0.32484 | 0.2756 | 0.42074 | 0.3323 | 0.50297 | 0.53614 | -1.0132 | -0.63239 | -0.36864 | -0.10488 | 0.27595 | -0.36225 | 0.043687 | 0.32484 | 0.60599 | 1.0119
Non-Residential | 50 | 2014-09-16 | Per Ton | 18 | Non-Residential¦50¦41898¦Per Ton¦18 | 3.5998 | 2.1802 | 0.86917 | 88.2174 | 1.3199 | 345 | 1900-01-02 17:28 | 1900-01-01 08:15 | 0.96422 | 88.3172 | 2.0092 | 343 | 16 | 19 | 1.2057 | 1.048 | 3327 | -0.09505 | 0.083758 | 0.071061 | 0.10849 | 0.08568 | 0.12969 | 0.13824 | -0.26125 | -0.16306 | -0.09505 | -0.027042 | 0.071152 | -0.093404 | 0.011264 | 0.083758 | 0.15625 | 0.26092
Residential | All | 2014-09-16 | Per Device | 18 | Residential¦All¦41898¦Per Device¦18 | 3.61 | 1.156 | 2.3888 | 88.1508 | 1.898 | 623 | 1900-01-02 13:42 | 1899-12-31 03:39 | 1.6294 | 88.2124 | 1.3598 | 639 | 16 | 19 | 0.98883 | 2.3621 | 22395 | 0.75937 | 0.73268 | 0.076044 | 0.053792 | 0.075194 | 0.093146 | 0.092454 | 0.63999 | 0.71052 | 0.75937 | 0.80821 | 0.87874 | 0.6142 | 0.6842 | 0.73268 | 0.78116 | 0.85116
Residential | All | 2014-09-16 | Per Ton | 18 | Residential¦All¦41898¦Per Ton¦18 | 3.61 | 1.156 | 0.66909 | 88.1508 | 0.53165 | 623 | 1900-01-02 13:42 | 1899-12-31 03:39 | 0.45639 | 88.2124 | 0.38087 | 639 | 16 | 19 | 0.98883 | 0.66162 | 22395 | 0.2127 | 0.20522 | 0.0213 | 0.015067 | 0.021062 | 0.02609 | 0.025896 | 0.17926 | 0.19902 | 0.2127 | 0.22638 | 0.24614 | 0.17204 | 0.19164 | 0.20522 | 0.2188 | 0.23841
Residential | 50 | 2014-09-16 | Per Device | 18 | Residential¦50¦41898¦Per Device¦18 | 3.5869 | 1.139 | 2.8237 | 88.2402 | 2.0007 | 317 | 1900-01-02 10:24 | 1899-12-31 03:04 | 2.1452 | 88.0946 | 1.5052 | 314 | 16 | 19 | 0.96516 | 2.7253 | 11772 | 0.67844 | 0.58006 | 0.11237 | 0.084944 | 0.10845 | 0.14086 | 0.13776 | 0.49792 | 0.60457 | 0.67844 | 0.75231 | 0.85896 | 0.40351 | 0.50782 | 0.58006 | 0.6523 | 0.7566
Residential | 50 | 2014-09-16 | Per Ton | 18 | Residential¦50¦41898¦Per Ton¦18 | 3.5869 | 1.139 | 0.80359 | 88.2402 | 0.56937 | 317 | 1900-01-02 10:24 | 1899-12-31 03:04 | 0.61051 | 88.0946 | 0.42838 | 314 | 16 | 19 | 0.96516 | 0.77559 | 11772 | 0.19308 | 0.16508 | 0.031979 | 0.024175 | 0.030865 | 0.040088 | 0.039205 | 0.1417 | 0.17206 | 0.19308 | 0.2141 | 0.24446 | 0.11484 | 0.14452 | 0.16508 | 0.18564 | 0.21532
Residential | 100 | 2014-09-16 | Per Device | 18 | Residential¦100¦41898¦Per Device¦18 | 3.6363 | 1.1754 | 1.9203 | 88.0487 | 1.7032 | 306 | 1900-01-02 17:14 | 1899-12-31 04:16 | 1.1063 | 88.3382 | 1.0029 | 325 | 16 | 19 | 1.0267 | 1.9716 | 10623 | 0.81402 | 0.86526 | 0.097365 | 0.055633 | 0.099963 | 0.11214 | 0.1144 | 0.67031 | 0.75522 | 0.81402 | 0.87283 | 0.95773 | 0.71865 | 0.80526 | 0.86526 | 0.92525 | 1.0119
Residential | 100 | 2014-09-16 | Per Ton | 18 | Residential¦100¦41898¦Per Ton¦18 | 3.6363 | 1.1754 | 0.52912 | 88.0487 | 0.46929 | 306 | 1900-01-02 17:14 | 1899-12-31 04:16 | 0.30483 | 88.3382 | 0.27634 | 325 | 16 | 19 | 1.0267 | 0.54324 | 10623 | 0.22429 | 0.23841 | 0.026828 | 0.015329 | 0.027543 | 0.030898 | 0.031522 | 0.1847 | 0.20809 | 0.22429 | 0.2405 | 0.26389 | 0.19801 | 0.22188 | 0.23841 | 0.25494 | 0.27881
All | All | 2014-09-16 | Per Device | 19 | All¦All¦41898¦Per Device¦19 | 3.6188 | 1.3624 | 2.6556 | 87.1674 | 4.5846 | 1321 | 1900-01-02 14:17 | 1899-12-31 08:53 | 2.1736 | 87.1843 | 5.3715 | 1337 | 16 | 19 | 1.0461 | 2.7781 | 27058 | 0.48198 | 0.60452 | 0.12614 | 0.1469 | 0.13196 | 0.19363 | 0.19747 | 0.23384 | 0.38044 | 0.48198 | 0.58352 | 0.73012 | 0.35146 | 0.50097 | 0.60452 | 0.70807 | 0.85759
All | All | 2014-09-16 | Per Ton | 19 | All¦All¦41898¦Per Ton¦19 | 3.6188 | 1.3624 | 0.72538 | 87.1674 | 1.2523 | 1321 | 1900-01-02 14:17 | 1899-12-31 08:53 | 0.59373 | 87.1843 | 1.4672 | 1337 | 16 | 19 | 1.0461 | 0.75885 | 27058 | 0.13165 | 0.16512 | 0.034455 | 0.040126 | 0.036044 | 0.052889 | 0.053938 | 0.063873 | 0.10392 | 0.13165 | 0.15939 | 0.19943 | 0.096 | 0.13684 | 0.16512 | 0.19341 | 0.23425
Non-Residential | All | 2014-09-16 | Per Device | 19 | Non-Residential¦All¦41898¦Per Device¦19 | 3.6591 | 2.3084 | 3.1025 | 86.8985 | 5.7984 | 698 | 1900-01-02 17:03 | 1900-01-01 09:33 | 3.3108 | 86.9862 | 7.0653 | 698 | 16 | 19 | 1.1294 | 3.5039 | 4663 | -0.20828 | 0.19307 | 0.21947 | 0.26743 | 0.24787 | 0.34596 | 0.36463 | -0.65164 | -0.3897 | -0.20828 | -0.026861 | 0.23508 | -0.27422 | 0.0018586 | 0.19307 | 0.38428 | 0.66036
Non-Residential | All | 2014-09-16 | Per Ton | 19 | Non-Residential¦All¦41898¦Per Ton¦19 | 3.6591 | 2.3084 | 0.79948 | 86.8985 | 1.4942 | 698 | 1900-01-02 17:03 | 1900-01-01 09:33 | 0.85315 | 86.9862 | 1.8206 | 698 | 16 | 19 | 1.1294 | 0.9029 | 4663 | -0.053671 | 0.049752 | 0.056556 | 0.068913 | 0.063872 | 0.089149 | 0.09396 | -0.16792 | -0.10042 | -0.053671 | -0.0069217 | 0.060577 | -0.070663 | 0.0004789 | 0.049752 | 0.099025 | 0.17017
Non-Residential | 30 | 2014-09-16 | Per Device | 19 | Non-Residential¦30¦41898¦Per Device¦19 | 3.7979 | 2.6098 | 3.3353 | 86.9899 | 6.8119 | 353 | 1900-01-02 16:06 | 1900-01-01 12:33 | 3.0268 | 87.0571 | 5.7802 | 355 | 16 | 19 | 0.99888 | 3.3316 | 1336 | 0.30854 | 0.30481 | 0.36256 | 0.30678 | 0.36216 | 0.47494 | 0.47463 | -0.30013 | 0.059476 | 0.30854 | 0.55759 | 0.9172 | -0.30346 | 0.055911 | 0.30481 | 0.55371 | 0.91307
Non-Residential | 30 | 2014-09-16 | Per Ton | 19 | Non-Residential¦30¦41898¦Per Ton¦19 | 3.7979 | 2.6098 | 0.85841 | 86.9899 | 1.7532 | 353 | 1900-01-02 16:06 | 1900-01-01 12:33 | 0.779 | 87.0571 | 1.4877 | 355 | 16 | 19 | 0.99888 | 0.85745 | 1336 | 0.079407 | 0.078448 | 0.093312 | 0.078956 | 0.093208 | 0.12223 | 0.12216 | -0.077243 | 0.015307 | 0.079407 | 0.14351 | 0.23606 | -0.0781 | 0.01439 | 0.078448 | 0.14251 | 0.235
Non-Residential | 50 | 2014-09-16 | Per Device | 19 | Non-Residential¦50¦41898¦Per Device¦19 | 3.5998 | 2.1802 | 2.9704 | 86.8596 | 4.9546 | 345 | 1900-01-02 17:28 | 1900-01-01 08:15 | 3.4447 | 86.9556 | 7.7049 | 343 | 16 | 19 | 1.2057 | 3.5814 | 3327 | -0.4743 | 0.13677 | 0.26675 | 0.41603 | 0.32162 | 0.4942 | 0.52585 | -1.1076 | -0.73346 | -0.4743 | -0.21514 | 0.15904 | -0.53714 | -0.13899 | 0.13677 | 0.41253 | 0.81068
Non-Residential | 50 | 2014-09-16 | Per Ton | 19 | Non-Residential¦50¦41898¦Per Ton¦19 | 3.5998 | 2.1802 | 0.76589 | 86.8596 | 1.2775 | 345 | 1900-01-02 17:28 | 1900-01-01 08:15 | 0.88818 | 86.9556 | 1.9867 | 343 | 16 | 19 | 1.2057 | 0.92345 | 3327 | -0.1223 | 0.035265 | 0.068779 | 0.10727 | 0.082928 | 0.12743 | 0.13559 | -0.2856 | -0.18912 | -0.1223 | -0.055473 | 0.041008 | -0.1385 | -0.035837 | 0.035265 | 0.10637 | 0.20903
Residential | All | 2014-09-16 | Per Device | 19 | Residential¦All¦41898¦Per Device¦19 | 3.61 | 1.156 | 2.4401 | 87.2261 | 1.9063 | 623 | 1900-01-02 13:42 | 1899-12-31 03:39 | 1.6855 | 87.2265 | 1.3582 | 639 | 16 | 19 | 0.98883 | 2.4129 | 22395 | 0.75459 | 0.72733 | 0.076373 | 0.05373 | 0.07552 | 0.09338 | 0.092683 | 0.63492 | 0.70563 | 0.75459 | 0.80356 | 0.87427 | 0.60856 | 0.67873 | 0.72733 | 0.77594 | 0.84611
Residential | All | 2014-09-16 | Per Ton | 19 | Residential¦All¦41898¦Per Ton¦19 | 3.61 | 1.156 | 0.68349 | 87.2261 | 0.53395 | 623 | 1900-01-02 13:42 | 1899-12-31 03:39 | 0.47212 | 87.2265 | 0.38044 | 639 | 16 | 19 | 0.98883 | 0.67585 | 22395 | 0.21136 | 0.20373 | 0.021392 | 0.01505 | 0.021153 | 0.026156 | 0.025961 | 0.17784 | 0.19765 | 0.21136 | 0.22508 | 0.24488 | 0.17046 | 0.19011 | 0.20373 | 0.21734 | 0.237
Residential | 50 | 2014-09-16 | Per Device | 19 | Residential¦50¦41898¦Per Device¦19 | 3.5869 | 1.139 | 2.762 | 87.3985 | 1.991 | 317 | 1900-01-02 10:24 | 1899-12-31 03:04 | 2.2135 | 87.2517 | 1.4797 | 314 | 16 | 19 | 0.96516 | 2.6657 | 11772 | 0.54848 | 0.45225 | 0.11182 | 0.083505 | 0.10793 | 0.13956 | 0.13646 | 0.36963 | 0.4753 | 0.54848 | 0.62167 | 0.72734 | 0.27737 | 0.38069 | 0.45225 | 0.52381 | 0.62713
Residential | 50 | 2014-09-16 | Per Ton | 19 | Residential¦50¦41898¦Per Ton¦19 | 3.5869 | 1.139 | 0.78604 | 87.3985 | 0.56661 | 317 | 1900-01-02 10:24 | 1899-12-31 03:04 | 0.62994 | 87.2517 | 0.42112 | 314 | 16 | 19 | 0.96516 | 0.75865 | 11772 | 0.15609 | 0.12871 | 0.031824 | 0.023765 | 0.030715 | 0.039718 | 0.038836 | 0.10519 | 0.13527 | 0.15609 | 0.17692 | 0.207 | 0.078937 | 0.10834 | 0.12871 | 0.14907 | 0.17848
Residential | 100 | 2014-09-16 | Per Device | 19 | Residential¦100¦41898¦Per Device¦19 | 3.6363 | 1.1754 | 2.0941 | 87.0292 | 1.7784 | 306 | 1900-01-02 17:14 | 1899-12-31 04:16 | 1.1502 | 87.1996 | 1.0248 | 325 | 16 | 19 | 1.0267 | 2.15 | 10623 | 0.94392 | 0.99978 | 0.10166 | 0.056847 | 0.10437 | 0.11648 | 0.11885 | 0.79465 | 0.88284 | 0.94392 | 1.005 | 1.0932 | 0.84747 | 0.93746 | 0.99978 | 1.0621 | 1.1521
Residential | 100 | 2014-09-16 | Per Ton | 19 | Residential¦100¦41898¦Per Ton¦19 | 3.6363 | 1.1754 | 0.577 | 87.0292 | 0.49 | 306 | 1900-01-02 17:14 | 1899-12-31 04:16 | 0.31691 | 87.1996 | 0.28238 | 325 | 16 | 19 | 1.0267 | 0.59239 | 10623 | 0.26008 | 0.27548 | 0.028012 | 0.015664 | 0.028759 | 0.032093 | 0.032748 | 0.21895 | 0.24325 | 0.26008 | 0.27691 | 0.30121 | 0.23351 | 0.2583 | 0.27548 | 0.29265 | 0.31745
All | All | 2014-09-16 | Per Device | 20 | All¦All¦41898¦Per Device¦20 | 3.6188 | 1.3624 | 2.6731 | 84.9971 | 4.4413 | 1321 | 1900-01-02 14:17 | 1899-12-31 08:53 | 3.0524 | 85.0478 | 5.5102 | 1337 | 16 | 19 | 1.0461 | 2.7965 | 27058 | -0.37927 | -0.25592 | 0.1222 | 0.1507 | 0.12783 | 0.19401 | 0.19761 | -0.62791 | -0.48101 | -0.37927 | -0.27753 | -0.13063 | -0.50917 | -0.35955 | -0.25592 | -0.1523 | -0.0026726
All | All | 2014-09-16 | Per Ton | 20 | All¦All¦41898¦Per Ton¦20 | 3.6188 | 1.3624 | 0.73017 | 84.9971 | 1.2131 | 1321 | 1900-01-02 14:17 | 1899-12-31 08:53 | 0.83376 | 85.0478 | 1.5051 | 1337 | 16 | 19 | 1.0461 | 0.76386 | 27058 | -0.1036 | -0.069905 | 0.033378 | 0.041162 | 0.034918 | 0.052994 | 0.053978 | -0.17151 | -0.13139 | -0.1036 | -0.075807 | -0.035682 | -0.13908 | -0.098211 | -0.069905 | -0.041599 | -0.00073
Non-Residential | All | 2014-09-16 | Per Device | 20 | Non-Residential¦All¦41898¦Per Device¦20 | 3.6591 | 2.3084 | 2.9397 | 84.5414 | 5.6525 | 698 | 1900-01-02 17:03 | 1900-01-01 09:33 | 3.5009 | 84.7109 | 7.1948 | 698 | 16 | 19 | 1.1294 | 3.32 | 4663 | -0.56114 | -0.18085 | 0.21395 | 0.27233 | 0.24163 | 0.34632 | 0.36407 | -1.005 | -0.74275 | -0.56114 | -0.37953 | -0.11731 | -0.64742 | -0.37176 | -0.18085 | 0.010073 | 0.28573
Non-Residential | All | 2014-09-16 | Per Ton | 20 | Non-Residential¦All¦41898¦Per Ton¦20 | 3.6591 | 2.3084 | 0.75753 | 84.5414 | 1.4566 | 698 | 1900-01-02 17:03 | 1900-01-01 09:33 | 0.90213 | 84.7109 | 1.854 | 698 | 16 | 19 | 1.1294 | 0.85553 | 4663 | -0.1446 | -0.046601 | 0.055133 | 0.070175 | 0.062265 | 0.089242 | 0.093816 | -0.25897 | -0.1914 | -0.1446 | -0.097799 | -0.030229 | -0.16683 | -0.095799 | -0.046601 | 0.0025956 | 0.073628
Non-Residential | 30 | 2014-09-16 | Per Device | 20 | Non-Residential¦30¦41898¦Per Device¦20 | 3.7979 | 2.6098 | 3.2685 | 84.8607 | 6.6681 | 353 | 1900-01-02 16:06 | 1900-01-01 12:33 | 3.1288 | 84.9182 | 5.9489 | 355 | 16 | 19 | 0.99888 | 3.2648 | 1336 | 0.13968 | 0.13603 | 0.35491 | 0.31573 | 0.35451 | 0.47502 | 0.47473 | -0.46908 | -0.10942 | 0.13968 | 0.38879 | 0.74845 | -0.47236 | -0.11292 | 0.13603 | 0.38498 | 0.74442
Non-Residential | 30 | 2014-09-16 | Per Ton | 20 | Non-Residential¦30¦41898¦Per Ton¦20 | 3.7979 | 2.6098 | 0.8412 | 84.8607 | 1.7162 | 353 | 1900-01-02 16:06 | 1900-01-01 12:33 | 0.80525 | 84.9182 | 1.5311 | 355 | 16 | 19 | 0.99888 | 0.84026 | 1336 | 0.03595 | 0.03501 | 0.091342 | 0.08126 | 0.09124 | 0.12226 | 0.12218 | -0.12073 | -0.028161 | 0.03595 | 0.10006 | 0.19263 | -0.12157 | -0.029061 | 0.03501 | 0.099081 | 0.19159
Non-Residential | 50 | 2014-09-16 | Per Device | 20 | Non-Residential¦50¦41898¦Per Device¦20 | 3.5998 | 2.1802 | 2.7585 | 84.4054 | 4.7947 | 345 | 1900-01-02 17:28 | 1900-01-01 08:15 | 3.6801 | 84.6216 | 7.8167 | 343 | 16 | 19 | 1.2057 | 3.326 | 3327 | -0.92159 | -0.35411 | 0.25814 | 0.42206 | 0.31124 | 0.49474 | 0.52441 | -1.5556 | -1.181 | -0.92159 | -0.66214 | -0.28755 | -1.0262 | -0.62911 | -0.35411 | -0.079105 | 0.31795
Non-Residential | 50 | 2014-09-16 | Per Ton | 20 | Non-Residential¦50¦41898¦Per Ton¦20 | 3.5998 | 2.1802 | 0.71125 | 84.4054 | 1.2363 | 345 | 1900-01-02 17:28 | 1900-01-01 08:15 | 0.94888 | 84.6216 | 2.0155 | 343 | 16 | 19 | 1.2057 | 0.85757 | 3327 | -0.23763 | -0.091304 | 0.066559 | 0.10883 | 0.080252 | 0.12757 | 0.13522 | -0.40111 | -0.30452 | -0.23763 | -0.17073 | -0.074143 | -0.26459 | -0.16221 | -0.091304 | -0.020397 | 0.081982
Residential | All | 2014-09-16 | Per Device | 20 | Residential¦All¦41898¦Per Device¦20 | 3.61 | 1.156 | 2.5357 | 85.0965 | 1.8553 | 623 | 1900-01-02 13:42 | 1899-12-31 03:39 | 2.852 | 85.1195 | 2.0123 | 639 | 16 | 19 | 0.98883 | 2.5074 | 22395 | -0.31635 | -0.34468 | 0.074332 | 0.079604 | 0.073501 | 0.10891 | 0.10835 | -0.45593 | -0.37347 | -0.31635 | -0.25924 | -0.17678 | -0.48354 | -0.4015 | -0.34468 | -0.28786 | -0.20583
Residential | All | 2014-09-16 | Per Ton | 20 | Residential¦All¦41898¦Per Ton¦20 | 3.61 | 1.156 | 0.71025 | 85.0965 | 0.51968 | 623 | 1900-01-02 13:42 | 1899-12-31 03:39 | 0.79886 | 85.1195 | 0.56364 | 639 | 16 | 19 | 0.98883 | 0.70232 | 22395 | -0.088611 | -0.096546 | 0.02082 | 0.022297 | 0.020588 | 0.030507 | 0.030348 | -0.12771 | -0.10461 | -0.088611 | -0.072614 | -0.049515 | -0.13544 | -0.11246 | -0.096546 | -0.080631 | -0.057653
Residential | 50 | 2014-09-16 | Per Device | 20 | Residential¦50¦41898¦Per Device¦20 | 3.5869 | 1.139 | 2.7643 | 85.219 | 1.9206 | 317 | 1900-01-02 10:24 | 1899-12-31 03:04 | 3.1118 | 85.107 | 2.0074 | 314 | 16 | 19 | 0.96516 | 2.668 | 11772 | -0.34744 | -0.44376 | 0.10787 | 0.11328 | 0.10411 | 0.15643 | 0.15386 | -0.54791 | -0.42947 | -0.34744 | -0.26541 | -0.14697 | -0.64094 | -0.52444 | -0.44376 | -0.36307 | -0.24658
Residential | 50 | 2014-09-16 | Per Ton | 20 | Residential¦50¦41898¦Per Ton¦20 | 3.5869 | 1.139 | 0.78671 | 85.219 | 0.54659 | 317 | 1900-01-02 10:24 | 1899-12-31 03:04 | 0.88559 | 85.107 | 0.57129 | 314 | 16 | 19 | 0.96516 | 0.7593 | 11772 | -0.098879 | -0.12629 | 0.0307 | 0.03224 | 0.02963 | 0.044518 | 0.043787 | -0.15593 | -0.12222 | -0.098879 | -0.075534 | -0.041827 | -0.18241 | -0.14925 | -0.12629 | -0.10333 | -0.070175
Residential | 100 | 2014-09-16 | Per Device | 20 | Residential¦100¦41898¦Per Device¦20 | 3.6363 | 1.1754 | 2.2905 | 84.9566 | 1.7731 | 306 | 1900-01-02 17:14 | 1899-12-31 04:16 | 2.5866 | 85.1328 | 1.9998 | 325 | 16 | 19 | 1.0267 | 2.3516 | 10623 | -0.29606 | -0.23495 | 0.10136 | 0.11093 | 0.10407 | 0.15027 | 0.1521 | -0.48863 | -0.37486 | -0.29606 | -0.21726 | -0.10349 | -0.42988 | -0.31471 | -0.23495 | -0.15519 | -0.040025
Residential | 100 | 2014-09-16 | Per Ton | 20 | Residential¦100¦41898¦Per Ton¦20 | 3.6363 | 1.1754 | 0.63113 | 84.9566 | 0.48856 | 306 | 1900-01-02 17:14 | 1899-12-31 04:16 | 0.7127 | 85.1328 | 0.55102 | 325 | 16 | 19 | 1.0267 | 0.64797 | 10623 | -0.081576 | -0.064738 | 0.027929 | 0.030565 | 0.028674 | 0.041404 | 0.04191 | -0.13464 | -0.10329 | -0.081576 | -0.059864 | -0.028515 | -0.11845 | -0.086716 | -0.064738 | -0.04276 | -0.011028
All | All | 2014-09-16 | Per Device | 21 | All¦All¦41898¦Per Device¦21 | 3.6188 | 1.3624 | 2.5559 | 81.7594 | 4.0195 | 1321 | 1900-01-02 14:17 | 1899-12-31 08:53 | 2.8723 | 81.6422 | 4.7267 | 1337 | 16 | 19 | 1.0461 | 2.6738 | 27058 | -0.3164 | -0.19847 | 0.11059 | 0.12927 | 0.11569 | 0.17012 | 0.17348 | -0.53442 | -0.40562 | -0.3164 | -0.22719 | -0.098388 | -0.42079 | -0.28944 | -0.19847 | -0.10749 | 0.023857
All | All | 2014-09-16 | Per Ton | 21 | All¦All¦41898¦Per Ton¦21 | 3.6188 | 1.3624 | 0.69814 | 81.7594 | 1.0979 | 1321 | 1900-01-02 14:17 | 1899-12-31 08:53 | 0.78457 | 81.6422 | 1.2911 | 1337 | 16 | 19 | 1.0461 | 0.73035 | 27058 | -0.086426 | -0.054211 | 0.030208 | 0.03531 | 0.031602 | 0.046468 | 0.047386 | -0.14598 | -0.11079 | -0.086426 | -0.062058 | -0.026874 | -0.11494 | -0.079061 | -0.054211 | -0.029362 | 0.0065164
Non-Residential | All | 2014-09-16 | Per Device | 21 | Non-Residential¦All¦41898¦Per Device¦21 | 3.6591 | 2.3084 | 2.5984 | 81.6233 | 5.1171 | 698 | 1900-01-02 17:03 | 1900-01-01 09:33 | 3.0202 | 81.7279 | 6.1483 | 698 | 16 | 19 | 1.1294 | 2.9345 | 4663 | -0.42182 | -0.08568 | 0.19368 | 0.23272 | 0.21874 | 0.30277 | 0.31938 | -0.80983 | -0.58059 | -0.42182 | -0.26304 | -0.033798 | -0.49498 | -0.25316 | -0.08568 | 0.081804 | 0.32362
Non-Residential | All | 2014-09-16 | Per Ton | 21 | Non-Residential¦All¦41898¦Per Ton¦21 | 3.6591 | 2.3084 | 0.66958 | 81.6233 | 1.3186 | 698 | 1900-01-02 17:03 | 1900-01-01 09:33 | 0.77827 | 81.7279 | 1.5843 | 698 | 16 | 19 | 1.1294 | 0.75619 | 4663 | -0.1087 | -0.022079 | 0.04991 | 0.059968 | 0.056366 | 0.078021 | 0.0823 | -0.20868 | -0.14961 | -0.1087 | -0.067783 | -0.0087093 | -0.12755 | -0.065237 | -0.022079 | 0.02108 | 0.083394
Non-Residential | 30 | 2014-09-16 | Per Device | 21 | Non-Residential¦30¦41898¦Per Device¦21 | 3.7979 | 2.6098 | 2.9618 | 81.6676 | 6.0353 | 353 | 1900-01-02 16:06 | 1900-01-01 12:33 | 2.718 | 81.8454 | 5.1464 | 355 | 16 | 19 | 0.99888 | 2.9585 | 1336 | 0.24376 | 0.24045 | 0.32122 | 0.27314 | 0.32087 | 0.42165 | 0.42138 | -0.29661 | 0.022646 | 0.24376 | 0.46488 | 0.78413 | -0.29957 | 0.01948 | 0.24045 | 0.46142 | 0.78047
Non-Residential | 30 | 2014-09-16 | Per Ton | 21 | Non-Residential¦30¦41898¦Per Ton¦21 | 3.7979 | 2.6098 | 0.76227 | 81.6676 | 1.5533 | 353 | 1900-01-02 16:06 | 1900-01-01 12:33 | 0.69954 | 81.8454 | 1.3245 | 355 | 16 | 19 | 0.99888 | 0.76142 | 1336 | 0.062736 | 0.061885 | 0.082673 | 0.070298 | 0.082581 | 0.10852 | 0.10845 | -0.076338 | 0.0058284 | 0.062736 | 0.11964 | 0.20181 | -0.077099 | 0.0050134 | 0.061885 | 0.11876 | 0.20087
Non-Residential | 50 | 2014-09-16 | Per Device | 21 | Non-Residential¦50¦41898¦Per Device¦21 | 3.5998 | 2.1802 | 2.4005 | 81.6045 | 4.3336 | 345 | 1900-01-02 17:28 | 1900-01-01 08:15 | 3.1649 | 81.6772 | 6.6488 | 343 | 16 | 19 | 1.2057 | 2.8943 | 3327 | -0.76447 | -0.27064 | 0.23331 | 0.359 | 0.28131 | 0.42815 | 0.45609 | -1.3132 | -0.989 | -0.76447 | -0.53995 | -0.21577 | -0.85514 | -0.50981 | -0.27064 | -0.031468 | 0.31386
Non-Residential | 50 | 2014-09-16 | Per Ton | 21 | Non-Residential¦50¦41898¦Per Ton¦21 | 3.5998 | 2.1802 | 0.61894 | 81.6045 | 1.1174 | 345 | 1900-01-02 17:28 | 1900-01-01 08:15 | 0.81606 | 81.6772 | 1.7144 | 343 | 16 | 19 | 1.2057 | 0.74627 | 3327 | -0.19711 | -0.069783 | 0.060158 | 0.092566 | 0.072534 | 0.1104 | 0.1176 | -0.33859 | -0.25501 | -0.19711 | -0.13922 | -0.055635 | -0.22049 | -0.13145 | -0.069783 | -0.0081137 | 0.080927
Residential | All | 2014-09-16 | Per Device | 21 | Residential¦All¦41898¦Per Device¦21 | 3.61 | 1.156 | 2.5165 | 81.789 | 1.7768 | 623 | 1900-01-02 13:42 | 1899-12-31 03:39 | 2.7995 | 81.624 | 1.8968 | 639 | 16 | 19 | 0.98883 | 2.4884 | 22395 | -0.28296 | -0.31108 | 0.071186 | 0.075038 | 0.070391 | 0.10343 | 0.10289 | -0.41552 | -0.3372 | -0.28296 | -0.22872 | -0.15041 | -0.44293 | -0.36503 | -0.31108 | -0.25712 | -0.17922
Residential | All | 2014-09-16 | Per Ton | 21 | Residential¦All¦41898¦Per Ton¦21 | 3.61 | 1.156 | 0.70489 | 81.789 | 0.49769 | 623 | 1900-01-02 13:42 | 1899-12-31 03:39 | 0.78415 | 81.624 | 0.53131 | 639 | 16 | 19 | 0.98883 | 0.69701 | 22395 | -0.079258 | -0.087133 | 0.019939 | 0.021018 | 0.019717 | 0.028971 | 0.028819 | -0.11639 | -0.094451 | -0.079258 | -0.064066 | -0.04213 | -0.12407 | -0.10225 | -0.087133 | -0.07202 | -0.0502
Residential | 50 | 2014-09-16 | Per Device | 21 | Residential¦50¦41898¦Per Device¦21 | 3.5869 | 1.139 | 2.7136 | 82.0359 | 1.8118 | 317 | 1900-01-02 10:24 | 1899-12-31 03:04 | 2.9492 | 81.6614 | 1.8863 | 314 | 16 | 19 | 0.96516 | 2.619 | 11772 | -0.2356 | -0.33015 | 0.10176 | 0.10645 | 0.098216 | 0.14727 | 0.14484 | -0.42433 | -0.31283 | -0.2356 | -0.15837 | -0.046872 | -0.51577 | -0.4061 | -0.33015 | -0.2542 | -0.14453
Residential | 50 | 2014-09-16 | Per Ton | 21 | Residential¦50¦41898¦Per Ton¦21 | 3.5869 | 1.139 | 0.77226 | 82.0359 | 0.51563 | 317 | 1900-01-02 10:24 | 1899-12-31 03:04 | 0.83931 | 81.6614 | 0.53683 | 314 | 16 | 19 | 0.96516 | 0.74536 | 11772 | -0.06705 | -0.093958 | 0.028961 | 0.030295 | 0.027952 | 0.041911 | 0.04122 | -0.12076 | -0.089028 | -0.06705 | -0.045072 | -0.01334 | -0.14678 | -0.11557 | -0.093958 | -0.072342 | -0.041133
Residential | 100 | 2014-09-16 | Per Device | 21 | Residential¦100¦41898¦Per Device¦21 | 3.6363 | 1.1754 | 2.3056 | 81.5071 | 1.7326 | 306 | 1900-01-02 17:14 | 1899-12-31 04:16 | 2.6454 | 81.5841 | 1.9035 | 325 | 16 | 19 | 1.0267 | 2.3671 | 10623 | -0.33979 | -0.27828 | 0.099043 | 0.10559 | 0.10169 | 0.14477 | 0.14659 | -0.52533 | -0.41571 | -0.33979 | -0.26388 | -0.15426 | -0.46615 | -0.35516 | -0.27828 | -0.20141 | -0.09042
Residential | 100 | 2014-09-16 | Per Ton | 21 | Residential¦100¦41898¦Per Ton¦21 | 3.6363 | 1.1754 | 0.63527 | 81.5071 | 0.47738 | 306 | 1900-01-02 17:14 | 1899-12-31 04:16 | 0.72889 | 81.5841 | 0.5245 | 325 | 16 | 19 | 1.0267 | 0.65222 | 10623 | -0.093626 | -0.076678 | 0.02729 | 0.029094 | 0.028018 | 0.03989 | 0.040391 | -0.14475 | -0.11454 | -0.093626 | -0.072708 | -0.042505 | -0.12844 | -0.097859 | -0.076678 | -0.055496 | -0.024914
All | All | 2014-09-16 | Per Device | 22 | All¦All¦41898¦Per Device¦22 | 3.6188 | 1.3624 | 2.2185 | 80.0566 | 3.5933 | 1321 | 1900-01-02 14:17 | 1899-12-31 08:53 | 2.461 | 80.0879 | 4.1417 | 1337 | 16 | 19 | 1.0461 | 2.3209 | 27058 | -0.24249 | -0.14012 | 0.098866 | 0.11327 | 0.10343 | 0.15035 | 0.15339 | -0.43517 | -0.32133 | -0.24249 | -0.16365 | -0.049812 | -0.33669 | -0.22056 | -0.14012 | -0.059686 | 0.056451
All | All | 2014-09-16 | Per Ton | 22 | All¦All¦41898¦Per Ton¦22 | 3.6188 | 1.3624 | 0.60598 | 80.0566 | 0.98152 | 1321 | 1900-01-02 14:17 | 1899-12-31 08:53 | 0.67221 | 80.0879 | 1.1313 | 1337 | 16 | 19 | 1.0461 | 0.63394 | 27058 | -0.066236 | -0.038274 | 0.027005 | 0.030939 | 0.028251 | 0.041067 | 0.041897 | -0.11887 | -0.087772 | -0.066236 | -0.0447 | -0.013606 | -0.091967 | -0.060245 | -0.038274 | -0.016303 | 0.015419
Non-Residential | All | 2014-09-16 | Per Device | 22 | Non-Residential¦All¦41898¦Per Device¦22 | 3.6591 | 2.3084 | 2.1213 | 79.6496 | 4.5683 | 698 | 1900-01-02 17:03 | 1900-01-01 09:33 | 2.5411 | 79.8 | 5.3718 | 698 | 16 | 19 | 1.1294 | 2.3957 | 4663 | -0.41985 | -0.14544 | 0.17291 | 0.20332 | 0.19528 | 0.26691 | 0.28191 | -0.76191 | -0.55982 | -0.41985 | -0.27988 | -0.077794 | -0.50673 | -0.29327 | -0.14544 | 0.0023972 | 0.21585
Non-Residential | All | 2014-09-16 | Per Ton | 22 | Non-Residential¦All¦41898¦Per Ton¦22 | 3.6591 | 2.3084 | 0.54662 | 79.6496 | 1.1772 | 698 | 1900-01-02 17:03 | 1900-01-01 09:33 | 0.65481 | 79.8 | 1.3842 | 698 | 16 | 19 | 1.1294 | 0.61733 | 4663 | -0.10819 | -0.037478 | 0.044557 | 0.052394 | 0.050321 | 0.068779 | 0.072646 | -0.19633 | -0.14426 | -0.10819 | -0.072122 | -0.020046 | -0.13058 | -0.075573 | -0.037478 | 0.0006177 | 0.055621
Non-Residential | 30 | 2014-09-16 | Per Device | 22 | Non-Residential¦30¦41898¦Per Device¦22 | 3.7979 | 2.6098 | 2.6207 | 79.9399 | 5.8695 | 353 | 1900-01-02 16:06 | 1900-01-01 12:33 | 2.374 | 80.0616 | 4.5492 | 355 | 16 | 19 | 0.99888 | 2.6177 | 1336 | 0.24669 | 0.24376 | 0.3124 | 0.24145 | 0.31205 | 0.39483 | 0.39456 | -0.25931 | 0.039638 | 0.24669 | 0.45374 | 0.75269 | -0.26188 | 0.036854 | 0.24376 | 0.45067 | 0.7494
Non-Residential | 30 | 2014-09-16 | Per Ton | 22 | Non-Residential¦30¦41898¦Per Ton¦22 | 3.7979 | 2.6098 | 0.67447 | 79.9399 | 1.5106 | 353 | 1900-01-02 16:06 | 1900-01-01 12:33 | 0.61098 | 80.0616 | 1.1708 | 355 | 16 | 19 | 0.99888 | 0.67372 | 1336 | 0.06349 | 0.062736 | 0.080403 | 0.062141 | 0.080313 | 0.10162 | 0.10155 | -0.066738 | 0.010202 | 0.06349 | 0.11678 | 0.19372 | -0.067401 | 0.0094851 | 0.062736 | 0.11599 | 0.19287
Non-Residential | 50 | 2014-09-16 | Per Device | 22 | Non-Residential¦50¦41898¦Per Device¦22 | 3.5998 | 2.1802 | 1.8546 | 79.526 | 3.3709 | 345 | 1900-01-02 17:28 | 1900-01-01 08:15 | 2.6171 | 79.6873 | 5.7812 | 343 | 16 | 19 | 1.2057 | 2.2362 | 3327 | -0.76251 | -0.38097 | 0.18148 | 0.31215 | 0.21882 | 0.36108 | 0.38121 | -1.2252 | -0.95186 | -0.76251 | -0.57316 | -0.29977 | -0.86951 | -0.58088 | -0.38097 | -0.18106 | 0.10757
Non-Residential | 50 | 2014-09-16 | Per Ton | 22 | Non-Residential¦50¦41898¦Per Ton¦22 | 3.5998 | 2.1802 | 0.47821 | 79.526 | 0.86917 | 345 | 1900-01-02 17:28 | 1900-01-01 08:15 | 0.67481 | 79.6873 | 1.4906 | 343 | 16 | 19 | 1.2057 | 0.57658 | 3327 | -0.19661 | -0.09823 | 0.046794 | 0.080487 | 0.056421 | 0.093101 | 0.098293 | -0.31592 | -0.24543 | -0.19661 | -0.14779 | -0.077294 | -0.2242 | -0.14977 | -0.09823 | -0.046686 | 0.027737
Residential | All | 2014-09-16 | Per Device | 22 | Residential¦All¦41898¦Per Device¦22 | 3.61 | 1.156 | 2.2425 | 80.1454 | 1.6965 | 623 | 1900-01-02 13:42 | 1899-12-31 03:39 | 2.4183 | 80.1491 | 1.7521 | 639 | 16 | 19 | 0.98883 | 2.2174 | 22395 | -0.17581 | -0.20087 | 0.067969 | 0.06931 | 0.067209 | 0.097076 | 0.096546 | -0.30022 | -0.22672 | -0.17581 | -0.12491 | -0.051406 | -0.32459 | -0.25149 | -0.20087 | -0.15024 | -0.077137
Residential | All | 2014-09-16 | Per Ton | 22 | Residential¦All¦41898¦Per Ton¦22 | 3.61 | 1.156 | 0.62812 | 80.1454 | 0.47519 | 623 | 1900-01-02 13:42 | 1899-12-31 03:39 | 0.67737 | 80.1491 | 0.49075 | 639 | 16 | 19 | 0.98883 | 0.62111 | 22395 | -0.049246 | -0.056263 | 0.019038 | 0.019414 | 0.018825 | 0.027191 | 0.027043 | -0.084092 | -0.063505 | -0.049246 | -0.034987 | -0.014399 | -0.090919 | -0.070444 | -0.056263 | -0.042082 | -0.021606
Residential | 50 | 2014-09-16 | Per Device | 22 | Residential¦50¦41898¦Per Device¦22 | 3.5869 | 1.139 | 2.411 | 80.4402 | 1.7118 | 317 | 1900-01-02 10:24 | 1899-12-31 03:04 | 2.5173 | 80.2427 | 1.7323 | 314 | 16 | 19 | 0.96516 | 2.327 | 11772 | -0.10622 | -0.19022 | 0.096145 | 0.097761 | 0.092795 | 0.13712 | 0.13479 | -0.28194 | -0.17812 | -0.10622 | -0.034311 | 0.069507 | -0.36296 | -0.26091 | -0.19022 | -0.11954 | -0.017484
Residential | 50 | 2014-09-16 | Per Ton | 22 | Residential¦50¦41898¦Per Ton¦22 | 3.5869 | 1.139 | 0.68617 | 80.4402 | 0.48717 | 317 | 1900-01-02 10:24 | 1899-12-31 03:04 | 0.71639 | 80.2427 | 0.49301 | 314 | 16 | 19 | 0.96516 | 0.66226 | 11772 | -0.030228 | -0.054136 | 0.027362 | 0.027822 | 0.026409 | 0.039023 | 0.03836 | -0.080238 | -0.050692 | -0.030228 | -0.0097647 | 0.019781 | -0.1033 | -0.074252 | -0.054136 | -0.03402 | -0.0049758
Residential | 100 | 2014-09-16 | Per Device | 22 | Residential¦100¦41898¦Per Device¦22 | 3.6363 | 1.1754 | 2.0621 | 79.8086 | 1.6758 | 306 | 1900-01-02 17:14 | 1899-12-31 04:16 | 2.3158 | 80.0492 | 1.7697 | 325 | 16 | 19 | 1.0267 | 2.1171 | 10623 | -0.25373 | -0.19871 | 0.095798 | 0.098167 | 0.098353 | 0.13716 | 0.13896 | -0.42951 | -0.32566 | -0.25373 | -0.1818 | -0.077944 | -0.3768 | -0.27158 | -0.19871 | -0.12584 | -0.020627
Residential | 100 | 2014-09-16 | Per Ton | 22 | Residential¦100¦41898¦Per Ton¦22 | 3.6363 | 1.1754 | 0.56818 | 79.8086 | 0.46174 | 306 | 1900-01-02 17:14 | 1899-12-31 04:16 | 0.63809 | 80.0492 | 0.48763 | 325 | 16 | 19 | 1.0267 | 0.58333 | 10623 | -0.069911 | -0.054753 | 0.026396 | 0.027049 | 0.0271 | 0.037794 | 0.038289 | -0.11835 | -0.08973 | -0.069911 | -0.050092 | -0.021476 | -0.10382 | -0.074831 | -0.054753 | -0.034674 | -0.0056834
All | All | 2014-09-16 | Per Device | 23 | All¦All¦41898¦Per Device¦23 | 3.6188 | 1.3624 | 1.8617 | 79.8325 | 3.2575 | 1321 | 1900-01-02 14:17 | 1899-12-31 08:53 | 2.0228 | 79.8781 | 3.8807 | 1337 | 16 | 19 | 1.0461 | 1.9476 | 27058 | -0.16111 | -0.075201 | 0.089625 | 0.10613 | 0.093761 | 0.13891 | 0.14162 | -0.33913 | -0.23395 | -0.16111 | -0.088261 | 0.016917 | -0.25669 | -0.14946 | -0.075201 | -0.0009374 | 0.10629
All | All | 2014-09-16 | Per Ton | 23 | All¦All¦41898¦Per Ton¦23 | 3.6188 | 1.3624 | 0.50853 | 79.8325 | 0.88978 | 1321 | 1900-01-02 14:17 | 1899-12-31 08:53 | 0.55254 | 79.8781 | 1.06 | 1337 | 16 | 19 | 1.0461 | 0.53199 | 27058 | -0.044006 | -0.020541 | 0.024481 | 0.02899 | 0.025611 | 0.037944 | 0.038682 | -0.092634 | -0.063904 | -0.044006 | -0.024109 | 0.0046208 | -0.070115 | -0.040826 | -0.020541 | -0.0002561 | 0.029032
Non-Residential | All | 2014-09-16 | Per Device | 23 | Non-Residential¦All¦41898¦Per Device¦23 | 3.6591 | 2.3084 | 1.8216 | 79.4067 | 4.1515 | 698 | 1900-01-02 17:03 | 1900-01-01 09:33 | 2.1917 | 79.5489 | 5.0593 | 698 | 16 | 19 | 1.1294 | 2.0572 | 4663 | -0.37014 | -0.13449 | 0.15714 | 0.1915 | 0.17747 | 0.24772 | 0.26109 | -0.6876 | -0.50004 | -0.37014 | -0.24024 | -0.052678 | -0.46909 | -0.27141 | -0.13449 | 0.0024197 | 0.2001
Non-Residential | All | 2014-09-16 | Per Ton | 23 | Non-Residential¦All¦41898¦Per Ton¦23 | 3.6591 | 2.3084 | 0.4694 | 79.4067 | 1.0698 | 698 | 1900-01-02 17:03 | 1900-01-01 09:33 | 0.56478 | 79.5489 | 1.3037 | 698 | 16 | 19 | 1.1294 | 0.53013 | 4663 | -0.095381 | -0.034657 | 0.040493 | 0.049347 | 0.045731 | 0.063834 | 0.067279 | -0.17719 | -0.12886 | -0.095381 | -0.061906 | -0.013574 | -0.12088 | -0.069938 | -0.034657 | 0.0006235 | 0.051563
Non-Residential | 30 | 2014-09-16 | Per Device | 23 | Non-Residential¦30¦41898¦Per Device¦23 | 3.7979 | 2.6098 | 2.2854 | 79.7031 | 5.5059 | 353 | 1900-01-02 16:06 | 1900-01-01 12:33 | 2.0226 | 79.7543 | 4.059 | 355 | 16 | 19 | 0.99888 | 2.2828 | 1336 | 0.26274 | 0.26018 | 0.29305 | 0.21543 | 0.29272 | 0.36371 | 0.36345 | -0.20338 | 0.072005 | 0.26274 | 0.45347 | 0.72885 | -0.2056 | 0.06959 | 0.26018 | 0.45077 | 0.72596
Non-Residential | 30 | 2014-09-16 | Per Ton | 23 | Non-Residential¦30¦41898¦Per Ton¦23 | 3.7979 | 2.6098 | 0.58818 | 79.7031 | 1.417 | 353 | 1900-01-02 16:06 | 1900-01-01 12:33 | 0.52056 | 79.7543 | 1.0447 | 355 | 16 | 19 | 0.99888 | 0.58752 | 1336 | 0.06762 | 0.066963 | 0.075421 | 0.055444 | 0.075337 | 0.093608 | 0.09354 | -0.052344 | 0.018532 | 0.06762 | 0.11671 | 0.18758 | -0.052914 | 0.01791 | 0.066963 | 0.11602 | 0.18684
Non-Residential | 50 | 2014-09-16 | Per Device | 23 | Non-Residential¦50¦41898¦Per Device¦23 | 3.5998 | 2.1802 | 1.5746 | 79.2805 | 2.8661 | 345 | 1900-01-02 17:28 | 1900-01-01 08:15 | 2.2704 | 79.4603 | 5.555 | 343 | 16 | 19 | 1.2057 | 1.8985 | 3327 | -0.69586 | -0.37194 | 0.15431 | 0.29994 | 0.18605 | 0.33731 | 0.35296 | -1.1281 | -0.87275 | -0.69586 | -0.51898 | -0.26359 | -0.82427 | -0.55703 | -0.37194 | -0.18685 | 0.080398
Non-Residential | 50 | 2014-09-16 | Per Ton | 23 | Non-Residential¦50¦41898¦Per Ton¦23 | 3.5998 | 2.1802 | 0.40599 | 79.2805 | 0.73901 | 345 | 1900-01-02 17:28 | 1900-01-01 08:15 | 0.58542 | 79.4603 | 1.4323 | 343 | 16 | 19 | 1.2057 | 0.48951 | 3327 | -0.17942 | -0.095902 | 0.039787 | 0.077338 | 0.047972 | 0.086972 | 0.091008 | -0.29088 | -0.22503 | -0.17942 | -0.13382 | -0.067964 | -0.21253 | -0.14363 | -0.095902 | -0.048177 | 0.02073
Residential | All | 2014-09-16 | Per Device | 23 | Residential¦All¦41898¦Per Device¦23 | 3.61 | 1.156 | 1.8639 | 79.9255 | 1.5208 | 623 | 1900-01-02 13:42 | 1899-12-31 03:39 | 1.9442 | 79.9481 | 1.5879 | 639 | 16 | 19 | 0.98883 | 1.8431 | 22395 | -0.080346 | -0.10117 | 0.060929 | 0.062816 | 0.060248 | 0.087511 | 0.087038 | -0.1925 | -0.12624 | -0.080346 | -0.034455 | 0.031804 | -0.21271 | -0.14681 | -0.10117 | -0.055525 | 0.010376
Residential | All | 2014-09-16 | Per Ton | 23 | Residential¦All¦41898¦Per Ton¦23 | 3.61 | 1.156 | 0.52208 | 79.9255 | 0.42597 | 623 | 1900-01-02 13:42 | 1899-12-31 03:39 | 0.54458 | 79.9481 | 0.44477 | 639 | 16 | 19 | 0.98883 | 0.51625 | 22395 | -0.022505 | -0.028337 | 0.017066 | 0.017595 | 0.016876 | 0.024512 | 0.024379 | -0.053918 | -0.035359 | -0.022505 | -0.0096509 | 0.0089083 | -0.059581 | -0.041122 | -0.028337 | -0.015553 | 0.0029063
Residential | 50 | 2014-09-16 | Per Device | 23 | Residential¦50¦41898¦Per Device¦23 | 3.5869 | 1.139 | 2.03 | 80.1134 | 1.5539 | 317 | 1900-01-02 10:24 | 1899-12-31 03:04 | 2.0517 | 79.9964 | 1.5939 | 314 | 16 | 19 | 0.96516 | 1.9593 | 11772 | -0.02165 | -0.092382 | 0.087273 | 0.089948 | 0.084232 | 0.12533 | 0.12323 | -0.18227 | -0.087373 | -0.02165 | 0.044072 | 0.13896 | -0.25031 | -0.157 | -0.092382 | -0.02776 | 0.065544
Residential | 50 | 2014-09-16 | Per Ton | 23 | Residential¦50¦41898¦Per Ton¦23 | 3.5869 | 1.139 | 0.57773 | 80.1134 | 0.44222 | 317 | 1900-01-02 10:24 | 1899-12-31 03:04 | 0.58389 | 79.9964 | 0.45361 | 314 | 16 | 19 | 0.96516 | 0.5576 | 11772 | -0.0061616 | -0.026291 | 0.024837 | 0.025599 | 0.023972 | 0.035668 | 0.03507 | -0.051871 | -0.024866 | -0.0061616 | 0.012542 | 0.039548 | -0.071236 | -0.044682 | -0.026291 | -0.0079003 | 0.018653
Residential | 100 | 2014-09-16 | Per Device | 23 | Residential¦100¦41898¦Per Device¦23 | 3.6363 | 1.1754 | 1.6858 | 79.7108 | 1.4787 | 306 | 1900-01-02 17:14 | 1899-12-31 04:16 | 1.8337 | 79.8964 | 1.5799 | 325 | 16 | 19 | 1.0267 | 1.7308 | 10623 | -0.14787 | -0.1029 | 0.084531 | 0.087635 | 0.086786 | 0.12176 | 0.12334 | -0.30392 | -0.21173 | -0.14787 | -0.084024 | 0.008166 | -0.26096 | -0.16758 | -0.1029 | -0.038222 | 0.055161
Residential | 100 | 2014-09-16 | Per Ton | 23 | Residential¦100¦41898¦Per Ton¦23 | 3.6363 | 1.1754 | 0.46449 | 79.7108 | 0.40743 | 306 | 1900-01-02 17:14 | 1899-12-31 04:16 | 0.50524 | 79.8964 | 0.43531 | 325 | 16 | 19 | 1.0267 | 0.47689 | 10623 | -0.040745 | -0.028353 | 0.023291 | 0.024147 | 0.023913 | 0.033549 | 0.033983 | -0.08374 | -0.058338 | -0.040745 | -0.023152 | 0.00225 | -0.071904 | -0.046174 | -0.028353 | -0.010532 | 0.015199
All | All | 2014-09-16 | Per Device | 24 | All¦All¦41898¦Per Device¦24 | 3.6188 | 1.3624 | 1.5866 | 80.5396 | 3.0098 | 1321 | 1900-01-02 14:17 | 1899-12-31 08:53 | 1.6492 | 80.6223 | 3.4192 | 1337 | 16 | 19 | 1.0461 | 1.6599 | 27058 | -0.062508 | 0.010705 | 0.082809 | 0.093509 | 0.08663 | 0.12491 | 0.12747 | -0.22258 | -0.12801 | -0.062508 | 0.0029922 | 0.097565 | -0.15266 | -0.056141 | 0.010705 | 0.077551 | 0.17407
All | All | 2014-09-16 | Per Ton | 24 | All¦All¦41898¦Per Ton¦24 | 3.6188 | 1.3624 | 0.43339 | 80.5396 | 0.82211 | 1321 | 1900-01-02 14:17 | 1899-12-31 08:53 | 0.45046 | 80.6223 | 0.93395 | 1337 | 16 | 19 | 1.0461 | 0.45339 | 27058 | -0.017074 | 0.002924 | 0.022619 | 0.025542 | 0.023663 | 0.034118 | 0.034819 | -0.060798 | -0.034966 | -0.017074 | 0.0008173 | 0.02665 | -0.041698 | -0.015335 | 0.002924 | 0.021183 | 0.047546
Non-Residential | All | 2014-09-16 | Per Device | 24 | Non-Residential¦All¦41898¦Per Device¦24 | 3.6591 | 2.3084 | 1.6312 | 80.0586 | 3.8275 | 698 | 1900-01-02 17:03 | 1900-01-01 09:33 | 1.9375 | 80.1231 | 4.456 | 698 | 16 | 19 | 1.1294 | 1.8422 | 4663 | -0.30632 | -0.09531 | 0.14487 | 0.16866 | 0.16362 | 0.22234 | 0.23498 | -0.59127 | -0.42292 | -0.30632 | -0.18973 | -0.021381 | -0.39645 | -0.21854 | -0.09531 | 0.027916 | 0.20583
Non-Residential | All | 2014-09-16 | Per Ton | 24 | Non-Residential¦All¦41898¦Per Ton¦24 | 3.6591 | 2.3084 | 0.42033 | 80.0586 | 0.98631 | 698 | 1900-01-02 17:03 | 1900-01-01 09:33 | 0.49927 | 80.1231 | 1.1483 | 698 | 16 | 19 | 1.1294 | 0.47471 | 4663 | -0.078936 | -0.02456 | 0.037332 | 0.043462 | 0.042162 | 0.057295 | 0.060553 | -0.15236 | -0.10898 | -0.078936 | -0.04889 | -0.0055095 | -0.10216 | -0.056314 | -0.02456 | 0.0071935 | 0.053041
Non-Residential | 30 | 2014-09-16 | Per Device | 24 | Non-Residential¦30¦41898¦Per Device¦24 | 3.7979 | 2.6098 | 2.0458 | 80.4631 | 5.0796 | 353 | 1900-01-02 16:06 | 1900-01-01 12:33 | 1.8242 | 80.3509 | 3.7835 | 355 | 16 | 19 | 0.99888 | 2.0435 | 1336 | 0.22156 | 0.21927 | 0.27036 | 0.20081 | 0.27006 | 0.33677 | 0.33653 | -0.21004 | 0.044951 | 0.22156 | 0.39816 | 0.65315 | -0.21201 | 0.042792 | 0.21927 | 0.39575 | 0.65055
Non-Residential | 30 | 2014-09-16 | Per Ton | 24 | Non-Residential¦30¦41898¦Per Ton¦24 | 3.7979 | 2.6098 | 0.52652 | 80.4631 | 1.3073 | 353 | 1900-01-02 16:06 | 1900-01-01 12:33 | 0.4695 | 80.3509 | 0.97375 | 355 | 16 | 19 | 0.99888 | 0.52593 | 1336 | 0.057022 | 0.056433 | 0.069582 | 0.051681 | 0.069504 | 0.086675 | 0.086613 | -0.054057 | 0.011569 | 0.057022 | 0.10247 | 0.1681 | -0.054566 | 0.011013 | 0.056433 | 0.10185 | 0.16743
Non-Residential | 50 | 2014-09-16 | Per Device | 24 | Non-Residential¦50¦41898¦Per Device¦24 | 3.5998 | 2.1802 | 1.4103 | 79.8864 | 2.6424 | 345 | 3.7275 | 2.3439 | 1.988 | 80.0248 | 4.7906 | 343 | 16 | 19 | 1.2057 | 1.7004 | 3327 | -0.57773 | -0.2876 | 0.14226 | 0.25867 | 0.17153 | 0.29521 | 0.31037 | -0.95606 | -0.73254 | -0.57773 | -0.42293 | -0.19941 | -0.68536 | -0.45036 | -0.2876 | -0.12484 | 0.11016
Non-Residential | 50 | 2014-09-16 | Per Ton | 24 | Non-Residential¦50¦41898¦Per Ton¦24 | 3.5998 | 2.1802 | 0.36364 | 79.8864 | 0.68133 | 345 | 3.7275 | 2.3439 | 0.5126 | 80.0248 | 1.2352 | 343 | 16 | 19 | 1.2057 | 0.43845 | 3327 | -0.14897 | -0.074156 | 0.036681 | 0.066696 | 0.044228 | 0.076118 | 0.080028 | -0.24651 | -0.18888 | -0.14897 | -0.10905 | -0.051416 | -0.17672 | -0.11612 | -0.074156 | -0.032189 | 0.028404
Residential | All | 2014-09-16 | Per Device | 24 | Residential¦All¦41898¦Per Device¦24 | 3.61 | 1.156 | 1.5544 | 80.6446 | 1.4109 | 623 | 3.571 | 1.152 | 1.5214 | 80.7284 | 1.3451 | 639 | 16 | 19 | 0.98883 | 1.537 | 22395 | 0.032907 | 0.015543 | 0.056526 | 0.05321 | 0.055895 | 0.07763 | 0.077172 | -0.06658 | -0.0078023 | 0.032907 | 0.073617 | 0.13239 | -0.083357 | -0.024926 | 0.015543 | 0.056012 | 0.11444
Residential | All | 2014-09-16 | Per Ton | 24 | Residential¦All¦41898¦Per Ton¦24 | 3.61 | 1.156 | 0.43538 | 80.6446 | 0.39519 | 623 | 3.571 | 1.152 | 0.42616 | 80.7284 | 0.37675 | 639 | 16 | 19 | 0.98883 | 0.43051 | 22395 | 0.0092173 | 0.0043535 | 0.015833 | 0.014904 | 0.015656 | 0.021744 | 0.021616 | -0.018649 | -0.0021854 | 0.0092173 | 0.02062 | 0.037084 | -0.023348 | -0.0069819 | 0.0043535 | 0.015689 | 0.032056
Residential | 50 | 2014-09-16 | Per Device | 24 | Residential¦50¦41898¦Per Device¦24 | 3.5869 | 1.139 | 1.6499 | 80.7988 | 1.3947 | 317 | 3.4333 | 1.1277 | 1.6619 | 80.8981 | 1.3807 | 314 | 16 | 19 | 0.96516 | 1.5925 | 11772 | -0.011989 | -0.069478 | 0.078335 | 0.077916 | 0.075605 | 0.11049 | 0.10857 | -0.15358 | -0.069928 | -0.011989 | 0.04595 | 0.1296 | -0.20861 | -0.12641 | -0.069478 | -0.012545 | 0.069657
Residential | 50 | 2014-09-16 | Per Ton | 24 | Residential¦50¦41898¦Per Ton¦24 | 3.5869 | 1.139 | 0.46956 | 80.7988 | 0.39692 | 317 | 3.4333 | 1.1277 | 0.47298 | 80.8981 | 0.39293 | 314 | 16 | 19 | 0.96516 | 0.4532 | 11772 | -0.0034121 | -0.019773 | 0.022294 | 0.022174 | 0.021517 | 0.031444 | 0.030898 | -0.043709 | -0.019901 | -0.0034121 | 0.013077 | 0.036885 | -0.05937 | -0.035976 | -0.019773 | -0.0035703 | 0.019824
Residential | 100 | 2014-09-16 | Per Device | 24 | Residential¦100¦41898¦Per Device¦24 | 3.6363 | 1.1754 | 1.4523 | 80.4685 | 1.4274 | 306 | 3.718 | 1.1779 | 1.3779 | 80.5473 | 1.3022 | 325 | 16 | 19 | 1.0267 | 1.491 | 10623 | 0.074395 | 0.11314 | 0.081599 | 0.072231 | 0.083776 | 0.10898 | 0.11062 | -0.065264 | 0.017248 | 0.074395 | 0.13154 | 0.21405 | -0.028619 | 0.055133 | 0.11314 | 0.17115 | 0.2549
Residential | 100 | 2014-09-16 | Per Ton | 24 | Residential¦100¦41898¦Per Ton¦24 | 3.6363 | 1.1754 | 0.40016 | 80.4685 | 0.3933 | 306 | 3.718 | 1.1779 | 0.37966 | 80.5473 | 0.3588 | 325 | 16 | 19 | 1.0267 | 0.41083 | 10623 | 0.020498 | 0.031174 | 0.022484 | 0.019902 | 0.023083 | 0.030027 | 0.030479 | -0.017982 | 0.0047524 | 0.020498 | 0.036245 | 0.058979 | -0.0078857 | 0.015191 | 0.031174 | 0.047157 | 0.070234
All | All | 2014-09-16 | Per Device | 100 | All¦All¦41898¦Per Device¦100 | 3.6188 | 1.3624 | 2.8218 | 88.9182 | 5.3982 | 5284 | 3.5954 | 1.3704 | 2.3129 | 88.8364 | 5.7319 | 5348 | 16 | 19 | 1.0461 | 2.952 | 27058 | 0.50891 | 0.63912 | 0.074262 | 0.078379 | 0.077689 | 0.10797 | 0.11036 | 0.37054 | 0.45229 | 0.50891 | 0.56553 | 0.64729 | 0.49769 | 0.58125 | 0.63912 | 0.69699 | 0.78055
All | All | 2014-09-16 | Per Ton | 100 | All¦All¦41898¦Per Ton¦100 | 3.6188 | 1.3624 | 0.77077 | 88.9182 | 1.4745 | 5284 | 3.5954 | 1.3704 | 0.63176 | 88.8364 | 1.5657 | 5348 | 16 | 19 | 1.0461 | 0.80633 | 27058 | 0.13901 | 0.17458 | 0.020285 | 0.021409 | 0.021221 | 0.029493 | 0.030144 | 0.10121 | 0.12354 | 0.13901 | 0.15448 | 0.17681 | 0.13594 | 0.15877 | 0.17458 | 0.19038 | 0.21321
Non-Residential | All | 2014-09-16 | Per Device | 100 | Non-Residential¦All¦41898¦Per Device¦100 | 3.6591 | 2.3084 | 3.7582 | 88.8714 | 6.8323 | 2792 | 3.7103 | 2.3979 | 3.8869 | 88.9561 | 7.419 | 2792 | 16 | 19 | 1.1294 | 4.2443 | 4663 | -0.12871 | 0.35746 | 0.1293 | 0.14041 | 0.14603 | 0.19087 | 0.20258 | -0.37332 | -0.2288 | -0.12871 | -0.028612 | 0.11591 | 0.097846 | 0.25123 | 0.35746 | 0.46369 | 0.61708
Non-Residential | All | 2014-09-16 | Per Ton | 100 | Non-Residential¦All¦41898¦Per Ton¦100 | 3.6591 | 2.3084 | 0.96843 | 88.8714 | 1.7606 | 2792 | 3.7103 | 2.3979 | 1.0016 | 88.9561 | 1.9118 | 2792 | 16 | 19 | 1.1294 | 1.0937 | 4663 | -0.033166 | 0.092113 | 0.03332 | 0.036181 | 0.03763 | 0.049186 | 0.052202 | -0.0962 | -0.058959 | -0.033166 | -0.0073728 | 0.029868 | 0.025214 | 0.064739 | 0.092113 | 0.11949 | 0.15901
Non-Residential | 30 | 2014-09-16 | Per Device | 100 | Non-Residential¦30¦41898¦Per Device¦100 | 3.7979 | 2.6098 | 4.1247 | 88.8925 | 8.1949 | 1412 | 3.6705 | 2.5229 | 3.7119 | 89.0244 | 6.4863 | 1420 | 16 | 19 | 0.99888 | 4.1201 | 1336 | 0.41285 | 0.40824 | 0.21809 | 0.17213 | 0.21784 | 0.27783 | 0.27764 | 0.056792 | 0.26715 | 0.41285 | 0.55854 | 0.7689 | 0.052429 | 0.26264 | 0.40824 | 0.55383 | 0.76405
Non-Residential | 30 | 2014-09-16 | Per Ton | 100 | Non-Residential¦30¦41898¦Per Ton¦100 | 3.7979 | 2.6098 | 1.0616 | 88.8925 | 2.1091 | 1412 | 3.6705 | 2.5229 | 0.95532 | 89.0244 | 1.6694 | 1420 | 16 | 19 | 0.99888 | 1.0604 | 1336 | 0.10625 | 0.10507 | 0.056129 | 0.044301 | 0.056066 | 0.071505 | 0.071456 | 0.014617 | 0.068757 | 0.10625 | 0.14375 | 0.19789 | 0.013493 | 0.067596 | 0.10507 | 0.14254 | 0.19664
Non-Residential | 50 | 2014-09-16 | Per Device | 100 | Non-Residential¦50¦41898¦Per Device¦100 | 3.5998 | 2.1802 | 3.5543 | 88.8624 | 5.6683 | 1380 | 3.7275 | 2.3439 | 3.9609 | 88.9267 | 7.8704 | 1372 | 16 | 19 | 1.2057 | 4.2855 | 3327 | -0.40661 | 0.32458 | 0.15259 | 0.21248 | 0.18398 | 0.26159 | 0.28106 | -0.74185 | -0.54379 | -0.40661 | -0.26943 | -0.071364 | -0.035611 | 0.1772 | 0.32458 | 0.47197 | 0.68478
Non-Residential | 50 | 2014-09-16 | Per Ton | 100 | Non-Residential¦50¦41898¦Per Ton¦100 | 3.5998 | 2.1802 | 0.91645 | 88.8624 | 1.4615 | 1380 | 3.7275 | 2.3439 | 1.0213 | 88.9267 | 2.0293 | 1372 | 16 | 19 | 1.2057 | 1.105 | 3327 | -0.10484 | 0.083692 | 0.039343 | 0.054787 | 0.047437 | 0.06745 | 0.07247 | -0.19128 | -0.14021 | -0.10484 | -0.069471 | -0.018401 | -0.009182 | 0.045689 | 0.083692 | 0.1217 | 0.17657
Residential | All | 2014-09-16 | Per Device | 100 | Residential¦All¦41898¦Per Device¦100 | 3.61 | 1.156 | 2.3927 | 88.9285 | 1.9474 | 2492 | 3.571 | 1.152 | 1.6398 | 88.8109 | 1.371 | 2556 | 16 | 19 | 0.98883 | 2.366 | 22395 | 0.75296 | 0.72623 | 0.03901 | 0.027117 | 0.038575 | 0.04751 | 0.047153 | 0.69208 | 0.72805 | 0.75296 | 0.77788 | 0.81385 | 0.6658 | 0.70151 | 0.72623 | 0.75096 | 0.78666
Residential | All | 2014-09-16 | Per Ton | 100 | Residential¦All¦41898¦Per Ton¦100 | 3.61 | 1.156 | 0.67021 | 88.9285 | 0.54547 | 2492 | 3.571 | 1.152 | 0.4593 | 88.8109 | 0.38401 | 2556 | 16 | 19 | 0.98883 | 0.66272 | 22395 | 0.21091 | 0.20342 | 0.010927 | 0.0075956 | 0.010805 | 0.013308 | 0.013208 | 0.19385 | 0.20393 | 0.21091 | 0.21788 | 0.22796 | 0.18649 | 0.19649 | 0.20342 | 0.21035 | 0.22035
Residential | 50 | 2014-09-16 | Per Device | 100 | Residential¦50¦41898¦Per Device¦100 | 3.5869 | 1.139 | 2.7792 | 89.0209 | 2.0374 | 1268 | 3.4333 | 1.1277 | 2.0952 | 88.7733 | 1.4947 | 1256 | 16 | 19 | 0.96516 | 2.6823 | 11772 | 0.68397 | 0.58714 | 0.057215 | 0.042176 | 0.055221 | 0.07108 | 0.069485 | 0.59288 | 0.6467 | 0.68397 | 0.72125 | 0.77506 | 0.49809 | 0.5507 | 0.58714 | 0.62357 | 0.67619
Residential | 50 | 2014-09-16 | Per Ton | 100 | Residential¦50¦41898¦Per Ton¦100 | 3.5869 | 1.139 | 0.79094 | 89.0209 | 0.57982 | 1268 | 3.4333 | 1.1277 | 0.59628 | 88.7733 | 0.42539 | 1256 | 16 | 19 | 0.96516 | 0.76338 | 11772 | 0.19465 | 0.1671 | 0.016283 | 0.012003 | 0.015716 | 0.020229 | 0.019775 | 0.16873 | 0.18405 | 0.19465 | 0.20526 | 0.22058 | 0.14175 | 0.15673 | 0.1671 | 0.17747 | 0.19244
Residential | 100 | 2014-09-16 | Per Device | 100 | Residential¦100¦41898¦Per Device¦100 | 3.6363 | 1.1754 | 1.9767 | 88.8229 | 1.7887 | 1224 | 3.718 | 1.1779 | 1.1777 | 88.851 | 1.0949 | 1300 | 16 | 19 | 1.0267 | 2.0295 | 10623 | 0.79901 | 0.85175 | 0.051127 | 0.030368 | 0.052492 | 0.059466 | 0.060643 | 0.7228 | 0.76783 | 0.79901 | 0.8302 | 0.87522 | 0.77403 | 0.81995 | 0.85175 | 0.88355 | 0.92947
Residential | 100 | 2014-09-16 | Per Ton | 100 | Residential¦100¦41898¦Per Ton¦100 | 3.6363 | 1.1754 | 0.54466 | 88.8229 | 0.49286 | 1224 | 3.718 | 1.1779 | 0.3245 | 88.851 | 0.30169 | 1300 | 16 | 19 | 1.0267 | 0.55919 | 10623 | 0.22016 | 0.23469 | 0.014087 | 0.0083674 | 0.014463 | 0.016385 | 0.016709 | 0.19916 | 0.21156 | 0.22016 | 0.22875 | 0.24116 | 0.21327 | 0.22593 | 0.23469 | 0.24345 | 0.2561
All | All | 2014-09-17 | Per Device | 1 | All¦All¦41899¦Per Device¦1 | 3.596 | 1.3715 | 1.4506 | 80.7243 | 3.226 | 1339 | 3.6219 | 1.3626 | 1.3617 | 80.5785 | 2.8926 | 1320 | 15 | 18 | 0.98198 | 1.4245 | 27058 | 0.08896 | 0.062814 | 0.088161 | 0.079616 | 0.086572 | 0.11879 | 0.11762 | -0.063276 | 0.026666 | 0.08896 | 0.15125 | 0.2412 | -0.087916 | 0.0011364 | 0.062814 | 0.12449 | 0.21354
All | All | 2014-09-17 | Per Ton | 1 | All¦All¦41899¦Per Ton¦1 | 3.596 | 1.3715 | 0.39624 | 80.7243 | 0.88118 | 1339 | 3.6219 | 1.3626 | 0.37194 | 80.5785 | 0.79011 | 1320 | 15 | 18 | 0.98198 | 0.3891 | 27058 | 0.024299 | 0.017158 | 0.024081 | 0.021747 | 0.023647 | 0.032447 | 0.032127 | -0.017284 | 0.0072839 | 0.024299 | 0.041315 | 0.065882 | -0.024014 | 0.0003104 | 0.017158 | 0.034005 | 0.058329
Non-Residential | All | 2014-09-17 | Per Device | 1 | Non-Residential¦All¦41899¦Per Device¦1 | 3.7062 | 2.3971 | 1.7921 | 80.036 | 4.2053 | 699 | 3.6594 | 2.3109 | 1.5588 | 79.9867 | 3.7355 | 697 | 15 | 18 | 0.94259 | 1.6892 | 4663 | 0.23338 | 0.13049 | 0.15906 | 0.14149 | 0.14993 | 0.21288 | 0.20615 | -0.039443 | 0.12174 | 0.23338 | 0.34501 | 0.5062 | -0.1337 | 0.022385 | 0.13049 | 0.2386 | 0.39468
Non-Residential | All | 2014-09-17 | Per Ton | 1 | Non-Residential¦All¦41899¦Per Ton¦1 | 3.7062 | 2.3971 | 0.46181 | 80.036 | 1.0837 | 699 | 3.6594 | 2.3109 | 0.40167 | 79.9867 | 0.96259 | 697 | 15 | 18 | 0.94259 | 0.4353 | 4663 | 0.060139 | 0.033626 | 0.040988 | 0.036461 | 0.038634 | 0.054857 | 0.053122 | -0.010164 | 0.031371 | 0.060139 | 0.088906 | 0.13044 | -0.034453 | 0.0057683 | 0.033626 | 0.061483 | 0.1017
Non-Residential | 30 | 2014-09-17 | Per Device | 1 | Non-Residential¦30¦41899¦Per Device¦1 | 3.6705 | 2.5229 | 1.7084 | 80.3438 | 3.6342 | 355 | 3.7979 | 2.6098 | 1.943 | 80.4926 | 4.9636 | 353 | 15 | 18 | 1.0362 | 1.7703 | 1336 | -0.23457 | -0.17264 | 0.19288 | 0.26418 | 0.19988 | 0.3271 | 0.33128 | -0.65377 | -0.4061 | -0.23457 | -0.063034 | 0.18463 | -0.59719 | -0.34636 | -0.17264 | 0.0010814 | 0.25191
Non-Residential | 30 | 2014-09-17 | Per Ton | 1 | Non-Residential¦30¦41899¦Per Ton¦1 | 3.6705 | 2.5229 | 0.43969 | 80.3438 | 0.93533 | 355 | 3.7979 | 2.6098 | 0.50006 | 80.4926 | 1.2775 | 353 | 15 | 18 | 1.0362 | 0.45562 | 1336 | -0.06037 | -0.044432 | 0.049642 | 0.067993 | 0.051442 | 0.084186 | 0.08526 | -0.16826 | -0.10452 | -0.06037 | -0.016223 | 0.047519 | -0.1537 | -0.089142 | -0.044432 | 0.0002783 | 0.064833
Non-Residential | 50 | 2014-09-17 | Per Device | 1 | Non-Residential¦50¦41899¦Per Device¦1 | 3.7215 | 2.343 | 1.8281 | 79.9036 | 4.488 | 344 | 3.6001 | 2.1833 | 1.3531 | 79.7707 | 2.5717 | 344 | 15 | 18 | 0.89609 | 1.6381 | 3327 | 0.47496 | 0.285 | 0.24198 | 0.13866 | 0.21683 | 0.27889 | 0.25738 | 0.11755 | 0.32871 | 0.47496 | 0.6212 | 0.83236 | -0.044839 | 0.15003 | 0.285 | 0.41997 | 0.61484
Non-Residential | 50 | 2014-09-17 | Per Ton | 1 | Non-Residential¦50¦41899¦Per Ton¦1 | 3.7215 | 2.343 | 0.47135 | 79.9036 | 1.1572 | 344 | 3.6001 | 2.1833 | 0.34889 | 79.7707 | 0.66309 | 344 | 15 | 18 | 0.89609 | 0.42238 | 3327 | 0.12246 | 0.073486 | 0.062392 | 0.035752 | 0.055909 | 0.071909 | 0.066363 | 0.030309 | 0.084755 | 0.12246 | 0.16017 | 0.21462 | -0.011562 | 0.038685 | 0.073486 | 0.10829 | 0.15853
Residential | All | 2014-09-17 | Per Device | 1 | Residential¦All¦41899¦Per Device¦1 | 3.5725 | 1.1534 | 1.3011 | 80.8706 | 1.2454 | 640 | 3.6137 | 1.156 | 1.2656 | 80.7074 | 1.1667 | 623 | 15 | 18 | 1.006 | 1.3088 | 22395 | 0.035462 | 0.043215 | 0.04923 | 0.046744 | 0.049523 | 0.067886 | 0.068099 | -0.051538 | -0.0001374 | 0.035462 | 0.071062 | 0.12246 | -0.044058 | 0.0075035 | 0.043215 | 0.078926 | 0.13049
Residential | All | 2014-09-17 | Per Ton | 1 | Residential¦All¦41899¦Per Ton¦1 | 3.5725 | 1.1534 | 0.36444 | 80.8706 | 0.34885 | 640 | 3.6137 | 1.156 | 0.35451 | 80.7074 | 0.3268 | 623 | 15 | 18 | 1.006 | 0.36661 | 22395 | 0.009933 | 0.012105 | 0.013789 | 0.013093 | 0.013872 | 0.019015 | 0.019075 | -0.014436 | -3.85e-05 | 0.009933 | 0.019904 | 0.034302 | -0.012341 | 0.0021017 | 0.012105 | 0.022107 | 0.03655
Residential | 50 | 2014-09-17 | Per Device | 1 | Residential¦50¦41899¦Per Device¦1 | 3.4367 | 1.1305 | 1.3861 | 81.1204 | 1.26 | 315 | 3.5888 | 1.1394 | 1.381 | 80.8975 | 1.1942 | 316 | 15 | 18 | 1.0604 | 1.4699 | 11772 | 0.0051438 | 0.088869 | 0.070992 | 0.06718 | 0.07528 | 0.097739 | 0.1009 | -0.12011 | -0.046111 | 0.0051438 | 0.056398 | 0.1304 | -0.040435 | 0.035959 | 0.088869 | 0.14178 | 0.21817
Residential | 50 | 2014-09-17 | Per Ton | 1 | Residential¦50¦41899¦Per Ton¦1 | 3.4367 | 1.1305 | 0.39449 | 81.1204 | 0.35858 | 315 | 3.5888 | 1.1394 | 0.39302 | 80.8975 | 0.33986 | 316 | 15 | 18 | 1.0604 | 0.41831 | 11772 | 0.0014639 | 0.025292 | 0.020204 | 0.019119 | 0.021424 | 0.027816 | 0.028715 | -0.034184 | -0.013123 | 0.0014639 | 0.016051 | 0.037111 | -0.011508 | 0.010234 | 0.025292 | 0.04035 | 0.062091
Residential | 100 | 2014-09-17 | Per Device | 1 | Residential¦100¦41899¦Per Device¦1 | 3.718 | 1.1779 | 1.2136 | 80.6032 | 1.2291 | 325 | 3.6421 | 1.1748 | 1.1425 | 80.4917 | 1.1335 | 307 | 15 | 18 | 0.93138 | 1.1304 | 10623 | 0.071164 | -0.01211 | 0.068177 | 0.06469 | 0.063499 | 0.093984 | 0.090647 | -0.049281 | 0.021879 | 0.071164 | 0.12045 | 0.19161 | -0.12828 | -0.059645 | -0.01211 | 0.035426 | 0.10406
Residential | 100 | 2014-09-17 | Per Ton | 1 | Residential¦100¦41899¦Per Ton¦1 | 3.718 | 1.1779 | 0.3344 | 80.6032 | 0.33866 | 325 | 3.6421 | 1.1748 | 0.31479 | 80.4917 | 0.31231 | 307 | 15 | 18 | 0.93138 | 0.31145 | 10623 | 0.019608 | -0.0033366 | 0.018785 | 0.017825 | 0.017496 | 0.025896 | 0.024977 | -0.013579 | 0.0060285 | 0.019608 | 0.033188 | 0.052795 | -0.035346 | -0.016435 | -0.0033366 | 0.0097612 | 0.028672
All | All | 2014-09-17 | Per Device | 2 | All¦All¦41899¦Per Device¦2 | 3.596 | 1.3715 | 1.3067 | 79.5362 | 3.1139 | 1339 | 3.6219 | 1.3626 | 1.2121 | 79.3921 | 2.7616 | 1320 | 15 | 18 | 0.98198 | 1.2832 | 27058 | 0.094678 | 0.071126 | 0.085096 | 0.076009 | 0.083562 | 0.1141 | 0.11296 | -0.051546 | 0.034845 | 0.094678 | 0.15451 | 0.2409 | -0.073639 | 0.01189 | 0.071126 | 0.13036 | 0.21589
All | All | 2014-09-17 | Per Ton | 2 | All¦All¦41899¦Per Ton¦2 | 3.596 | 1.3715 | 0.35694 | 79.5362 | 0.85055 | 1339 | 3.6219 | 1.3626 | 0.33108 | 79.3921 | 0.75432 | 1320 | 15 | 18 | 0.98198 | 0.3505 | 27058 | 0.025861 | 0.019428 | 0.023244 | 0.020762 | 0.022825 | 0.031166 | 0.030855 | -0.01408 | 0.0095178 | 0.025861 | 0.042205 | 0.065803 | -0.020114 | 0.0032476 | 0.019428 | 0.035609 | 0.058971
Non-Residential | All | 2014-09-17 | Per Device | 2 | Non-Residential¦All¦41899¦Per Device¦2 | 3.7062 | 2.3971 | 1.7082 | 78.8296 | 4.0806 | 699 | 3.6594 | 2.3109 | 1.5208 | 78.7943 | 3.5716 | 697 | 15 | 18 | 0.94259 | 1.6102 | 4663 | 0.18744 | 0.089372 | 0.15434 | 0.13528 | 0.14548 | 0.20524 | 0.19866 | -0.075581 | 0.079816 | 0.18744 | 0.29507 | 0.45047 | -0.16522 | -0.014806 | 0.089372 | 0.19355 | 0.34397
Non-Residential | All | 2014-09-17 | Per Ton | 2 | Non-Residential¦All¦41899¦Per Ton¦2 | 3.7062 | 2.3971 | 0.44019 | 78.8296 | 1.0515 | 699 | 3.6594 | 2.3109 | 0.39189 | 78.7943 | 0.92035 | 697 | 15 | 18 | 0.94259 | 0.41492 | 4663 | 0.048302 | 0.02303 | 0.039772 | 0.034861 | 0.037489 | 0.052887 | 0.051192 | -0.019476 | 0.020567 | 0.048302 | 0.076036 | 0.11608 | -0.042576 | -0.0038154 | 0.02303 | 0.049875 | 0.088636
Non-Residential | 30 | 2014-09-17 | Per Device | 2 | Non-Residential¦30¦41899¦Per Device¦2 | 3.6705 | 2.5229 | 1.6349 | 79.0822 | 3.4211 | 355 | 3.7979 | 2.6098 | 1.8241 | 79.3252 | 4.4572 | 353 | 15 | 18 | 1.0362 | 1.6942 | 1336 | -0.1892 | -0.12993 | 0.18157 | 0.23723 | 0.18816 | 0.29875 | 0.30279 | -0.57206 | -0.34586 | -0.1892 | -0.032537 | 0.19366 | -0.51798 | -0.28872 | -0.12993 | 0.028849 | 0.25811
Non-Residential | 30 | 2014-09-17 | Per Ton | 2 | Non-Residential¦30¦41899¦Per Ton¦2 | 3.6705 | 2.5229 | 0.42078 | 79.0822 | 0.88048 | 355 | 3.7979 | 2.6098 | 0.46947 | 79.3252 | 1.1472 | 353 | 15 | 18 | 1.0362 | 0.43603 | 1336 | -0.048694 | -0.033441 | 0.046731 | 0.061057 | 0.048425 | 0.076888 | 0.077929 | -0.14723 | -0.089014 | -0.048694 | -0.008374 | 0.049842 | -0.13331 | -0.074307 | -0.033441 | 0.0074249 | 0.066429
Non-Residential | 50 | 2014-09-17 | Per Device | 2 | Non-Residential¦50¦41899¦Per Device¦2 | 3.7215 | 2.343 | 1.7391 | 78.721 | 4.408 | 344 | 3.6001 | 2.1833 | 1.3573 | 78.5677 | 2.7896 | 344 | 15 | 18 | 0.89609 | 1.5584 | 3327 | 0.38178 | 0.20107 | 0.23766 | 0.1504 | 0.21297 | 0.28126 | 0.26072 | 0.021333 | 0.23429 | 0.38178 | 0.52927 | 0.74222 | -0.13306 | 0.064346 | 0.20107 | 0.33779 | 0.5352
Non-Residential | 50 | 2014-09-17 | Per Ton | 2 | Non-Residential¦50¦41899¦Per Ton¦2 | 3.7215 | 2.343 | 0.44841 | 78.721 | 1.1366 | 344 | 3.6001 | 2.1833 | 0.34997 | 78.5677 | 0.71927 | 344 | 15 | 18 | 0.89609 | 0.40181 | 3327 | 0.098439 | 0.051844 | 0.06128 | 0.038781 | 0.054912 | 0.07252 | 0.067226 | 0.0055005 | 0.060409 | 0.098439 | 0.13647 | 0.19138 | -0.034309 | 0.016591 | 0.051844 | 0.087097 | 0.138
Residential | All | 2014-09-17 | Per Device | 2 | Residential¦All¦41899¦Per Device¦2 | 3.5725 | 1.1534 | 1.1324 | 79.6864 | 1.1115 | 640 | 3.6137 | 1.156 | 1.0689 | 79.5224 | 1.0358 | 623 | 15 | 18 | 1.006 | 1.1391 | 22395 | 0.063501 | 0.070249 | 0.043937 | 0.041498 | 0.044198 | 0.060436 | 0.060627 | -0.013951 | 0.031808 | 0.063501 | 0.095194 | 0.14095 | -0.0074477 | 0.038456 | 0.070249 | 0.10204 | 0.14794
Residential | All | 2014-09-17 | Per Ton | 2 | Residential¦All¦41899¦Per Ton¦2 | 3.5725 | 1.1534 | 0.31718 | 79.6864 | 0.31134 | 640 | 3.6137 | 1.156 | 0.2994 | 79.5224 | 0.29013 | 623 | 15 | 18 | 1.006 | 0.31907 | 22395 | 0.017787 | 0.019677 | 0.012307 | 0.011624 | 0.01238 | 0.016928 | 0.016982 | -0.0039077 | 0.0089096 | 0.017787 | 0.026664 | 0.039481 | -0.0020861 | 0.010772 | 0.019677 | 0.028582 | 0.04144
Residential | 50 | 2014-09-17 | Per Device | 2 | Residential¦50¦41899¦Per Device¦2 | 3.4367 | 1.1305 | 1.2072 | 79.9007 | 1.0932 | 315 | 3.5888 | 1.1394 | 1.164 | 79.5949 | 1.0771 | 316 | 15 | 18 | 1.0604 | 1.2801 | 11772 | 0.043229 | 0.11615 | 0.061597 | 0.060594 | 0.065317 | 0.086405 | 0.089095 | -0.067503 | -0.0020816 | 0.043229 | 0.08854 | 0.15396 | 0.001966 | 0.069425 | 0.11615 | 0.16287 | 0.23033
Residential | 50 | 2014-09-17 | Per Ton | 2 | Residential¦50¦41899¦Per Ton¦2 | 3.4367 | 1.1305 | 0.34356 | 79.9007 | 0.31113 | 315 | 3.5888 | 1.1394 | 0.33126 | 79.5949 | 0.30655 | 316 | 15 | 18 | 1.0604 | 0.36431 | 11772 | 0.012303 | 0.033055 | 0.01753 | 0.017245 | 0.018589 | 0.02459 | 0.025356 | -0.019211 | -0.0005924 | 0.012303 | 0.025198 | 0.043816 | 0.0005595 | 0.019758 | 0.033055 | 0.046351 | 0.065549
Residential | 100 | 2014-09-17 | Per Device | 2 | Residential¦100¦41899¦Per Device¦2 | 3.718 | 1.1779 | 1.0555 | 79.4571 | 1.1269 | 325 | 3.6421 | 1.1748 | 0.96739 | 79.4401 | 0.98868 | 307 | 15 | 18 | 0.93138 | 0.98304 | 10623 | 0.08807 | 0.01565 | 0.062509 | 0.056427 | 0.05822 | 0.084211 | 0.081078 | -0.01985 | 0.04391 | 0.08807 | 0.13223 | 0.19599 | -0.088256 | -0.026867 | 0.01565 | 0.058167 | 0.11955
Residential | 100 | 2014-09-17 | Per Ton | 2 | Residential¦100¦41899¦Per Ton¦2 | 3.718 | 1.1779 | 0.29082 | 79.4571 | 0.3105 | 325 | 3.6421 | 1.1748 | 0.26655 | 79.4401 | 0.27242 | 307 | 15 | 18 | 0.93138 | 0.27086 | 10623 | 0.024267 | 0.0043121 | 0.017224 | 0.015548 | 0.016042 | 0.023203 | 0.02234 | -0.0054693 | 0.012099 | 0.024267 | 0.036434 | 0.054003 | -0.024318 | -0.007403 | 0.0043121 | 0.016027 | 0.032942
All | All | 2014-09-17 | Per Device | 3 | All¦All¦41899¦Per Device¦3 | 3.596 | 1.3715 | 1.2136 | 79.2884 | 3.1439 | 1339 | 3.6219 | 1.3626 | 1.1199 | 79.1392 | 2.6393 | 1320 | 15 | 18 | 0.98198 | 1.1917 | 27058 | 0.093729 | 0.071855 | 0.085916 | 0.072646 | 0.084368 | 0.11251 | 0.11133 | -0.050462 | 0.034727 | 0.093729 | 0.15273 | 0.23792 | -0.070826 | 0.013471 | 0.071855 | 0.13024 | 0.21454
All | All | 2014-09-17 | Per Ton | 3 | All¦All¦41899¦Per Ton¦3 | 3.596 | 1.3715 | 0.33149 | 79.2884 | 0.85875 | 1339 | 3.6219 | 1.3626 | 0.30589 | 79.1392 | 0.72094 | 1320 | 15 | 18 | 0.98198 | 0.32552 | 27058 | 0.025602 | 0.019627 | 0.023468 | 0.019843 | 0.023045 | 0.030733 | 0.030411 | -0.013784 | 0.0094857 | 0.025602 | 0.041718 | 0.064987 | -0.019346 | 0.0036797 | 0.019627 | 0.035575 | 0.0586
Non-Residential | All | 2014-09-17 | Per Device | 3 | Non-Residential¦All¦41899¦Per Device¦3 | 3.7062 | 2.3971 | 1.6886 | 78.5341 | 4.1471 | 699 | 3.6594 | 2.3109 | 1.4549 | 78.515 | 3.4201 | 697 | 15 | 18 | 0.94259 | 1.5916 | 4663 | 0.23372 | 0.13677 | 0.15686 | 0.12955 | 0.14785 | 0.20344 | 0.19658 | -0.026999 | 0.12703 | 0.23372 | 0.3404 | 0.49443 | -0.11515 | 0.033689 | 0.13677 | 0.23986 | 0.3887
Non-Residential | All | 2014-09-17 | Per Ton | 3 | Non-Residential¦All¦41899¦Per Ton¦3 | 3.7062 | 2.3971 | 0.43512 | 78.5341 | 1.0687 | 699 | 3.6594 | 2.3109 | 0.3749 | 78.515 | 0.88132 | 697 | 15 | 18 | 0.94259 | 0.41014 | 4663 | 0.060226 | 0.035245 | 0.04042 | 0.033382 | 0.0381 | 0.052423 | 0.050655 | -0.0069572 | 0.032735 | 0.060226 | 0.087717 | 0.12741 | -0.029673 | 0.0086813 | 0.035245 | 0.061809 | 0.10016
Non-Residential | 30 | 2014-09-17 | Per Device | 3 | Non-Residential¦30¦41899¦Per Device¦3 | 3.6705 | 2.5229 | 1.5529 | 78.8347 | 3.1914 | 355 | 3.7979 | 2.6098 | 1.7514 | 79.0829 | 4.3308 | 353 | 15 | 18 | 1.0362 | 1.6092 | 1336 | -0.19856 | -0.14227 | 0.16938 | 0.2305 | 0.17552 | 0.28605 | 0.28972 | -0.56514 | -0.34856 | -0.19856 | -0.048556 | 0.16802 | -0.51356 | -0.2942 | -0.14227 | 0.0096634 | 0.22903
Non-Residential | 30 | 2014-09-17 | Per Ton | 3 | Non-Residential¦30¦41899¦Per Ton¦3 | 3.6705 | 2.5229 | 0.39966 | 78.8347 | 0.82137 | 355 | 3.7979 | 2.6098 | 0.45076 | 79.0829 | 1.1146 | 353 | 15 | 18 | 1.0362 | 0.41415 | 1336 | -0.051103 | -0.036615 | 0.043594 | 0.059324 | 0.045174 | 0.073619 | 0.074566 | -0.14545 | -0.089709 | -0.051103 | -0.012497 | 0.043244 | -0.13217 | -0.075717 | -0.036615 | 0.0024871 | 0.058945
Non-Residential | 50 | 2014-09-17 | Per Device | 3 | Non-Residential¦50¦41899¦Per Device¦3 | 3.7215 | 2.343 | 1.7521 | 78.4049 | 4.6147 | 344 | 3.6001 | 2.1833 | 1.2951 | 78.2726 | 2.6059 | 344 | 15 | 18 | 0.89609 | 1.5701 | 3327 | 0.45702 | 0.27496 | 0.24881 | 0.1405 | 0.22295 | 0.28574 | 0.26353 | 0.090833 | 0.30718 | 0.45702 | 0.60686 | 0.82321 | -0.062775 | 0.13676 | 0.27496 | 0.41315 | 0.61269
Non-Residential | 50 | 2014-09-17 | Per Ton | 3 | Non-Residential¦50¦41899¦Per Ton¦3 | 3.7215 | 2.343 | 0.45178 | 78.4049 | 1.1899 | 344 | 3.6001 | 2.1833 | 0.33394 | 78.2726 | 0.67192 | 344 | 15 | 18 | 0.89609 | 0.40483 | 3327 | 0.11784 | 0.070895 | 0.064153 | 0.036228 | 0.057487 | 0.073676 | 0.06795 | 0.023421 | 0.079204 | 0.11784 | 0.15648 | 0.21226 | -0.016186 | 0.035262 | 0.070895 | 0.10653 | 0.15798
Residential | All | 2014-09-17 | Per Device | 3 | Residential¦All¦41899¦Per Device¦3 | 3.5725 | 1.1534 | 1.0085 | 79.4488 | 1.0097 | 640 | 3.6137 | 1.156 | 0.96604 | 79.2752 | 0.94951 | 623 | 15 | 18 | 1.006 | 1.0145 | 22395 | 0.042484 | 0.048493 | 0.039912 | 0.038041 | 0.04015 | 0.055137 | 0.05531 | -0.028177 | 0.01357 | 0.042484 | 0.071398 | 0.11315 | -0.022389 | 0.019489 | 0.048493 | 0.077498 | 0.11938
Residential | All | 2014-09-17 | Per Ton | 3 | Residential¦All¦41899¦Per Ton¦3 | 3.5725 | 1.1534 | 0.28249 | 79.4488 | 0.28282 | 640 | 3.6137 | 1.156 | 0.27059 | 79.2752 | 0.26596 | 623 | 15 | 18 | 1.006 | 0.28417 | 22395 | 0.0119 | 0.013583 | 0.011179 | 0.010656 | 0.011246 | 0.015444 | 0.015492 | -0.0078925 | 0.003801 | 0.0119 | 0.019999 | 0.031692 | -0.0062711 | 0.0054589 | 0.013583 | 0.021707 | 0.033437
Residential | 50 | 2014-09-17 | Per Device | 3 | Residential¦50¦41899¦Per Device¦3 | 3.4367 | 1.1305 | 1.0545 | 79.7211 | 0.94686 | 315 | 3.5888 | 1.1394 | 1.0438 | 79.3879 | 0.95112 | 316 | 15 | 18 | 1.0604 | 1.1182 | 11772 | 0.010748 | 0.074442 | 0.05335 | 0.053504 | 0.056572 | 0.075557 | 0.077866 | -0.086083 | -0.028875 | 0.010748 | 0.05037 | 0.10758 | -0.025347 | 0.033609 | 0.074442 | 0.11528 | 0.17423
Residential | 50 | 2014-09-17 | Per Ton | 3 | Residential¦50¦41899¦Per Ton¦3 | 3.4367 | 1.1305 | 0.30011 | 79.7211 | 0.26947 | 315 | 3.5888 | 1.1394 | 0.29705 | 79.3879 | 0.27068 | 316 | 15 | 18 | 1.0604 | 0.31823 | 11772 | 0.0030587 | 0.021186 | 0.015183 | 0.015227 | 0.0161 | 0.021503 | 0.02216 | -0.024499 | -0.0082175 | 0.0030587 | 0.014335 | 0.030616 | -0.0072136 | 0.0095649 | 0.021186 | 0.032807 | 0.049585
Residential | 100 | 2014-09-17 | Per Device | 3 | Residential¦100¦41899¦Per Device¦3 | 3.718 | 1.1779 | 0.96094 | 79.1573 | 1.0661 | 325 | 3.6421 | 1.1748 | 0.88314 | 79.1474 | 0.94621 | 307 | 15 | 18 | 0.93138 | 0.89501 | 10623 | 0.077805 | 0.01187 | 0.059138 | 0.054003 | 0.05508 | 0.080085 | 0.077137 | -0.024828 | 0.035809 | 0.077805 | 0.1198 | 0.18044 | -0.086986 | -0.028581 | 0.01187 | 0.05232 | 0.11073
Residential | 100 | 2014-09-17 | Per Ton | 3 | Residential¦100¦41899¦Per Ton¦3 | 3.718 | 1.1779 | 0.26478 | 79.1573 | 0.29376 | 325 | 3.6421 | 1.1748 | 0.24334 | 79.1474 | 0.26072 | 307 | 15 | 18 | 0.93138 | 0.24661 | 10623 | 0.021438 | 0.0032705 | 0.016295 | 0.01488 | 0.015177 | 0.022066 | 0.021254 | -0.006841 | 0.0098666 | 0.021438 | 0.03301 | 0.049717 | -0.023968 | -0.0078752 | 0.0032705 | 0.014416 | 0.030509
All | All | 2014-09-17 | Per Device | 4 | All¦All¦41899¦Per Device¦4 | 3.596 | 1.3715 | 1.1446 | 78.3719 | 3.0219 | 1339 | 3.6219 | 1.3626 | 1.0734 | 78.2853 | 2.6019 | 1320 | 15 | 18 | 0.98198 | 1.124 | 27058 | 0.071232 | 0.050602 | 0.082584 | 0.071614 | 0.081096 | 0.10931 | 0.10819 | -0.068855 | 0.013909 | 0.071232 | 0.12855 | 0.21132 | -0.088049 | -0.0061329 | 0.050602 | 0.10734 | 0.18925
All | All | 2014-09-17 | Per Ton | 4 | All¦All¦41899¦Per Ton¦4 | 3.596 | 1.3715 | 0.31265 | 78.3719 | 0.82544 | 1339 | 3.6219 | 1.3626 | 0.29319 | 78.2853 | 0.7107 | 1320 | 15 | 18 | 0.98198 | 0.30701 | 27058 | 0.019457 | 0.013822 | 0.022558 | 0.019561 | 0.022151 | 0.029858 | 0.029552 | -0.018808 | 0.0037994 | 0.019457 | 0.035114 | 0.057722 | -0.02405 | -0.0016752 | 0.013822 | 0.029319 | 0.051694
Non-Residential | All | 2014-09-17 | Per Device | 4 | Non-Residential¦All¦41899¦Per Device¦4 | 3.7062 | 2.3971 | 1.6542 | 77.6718 | 3.9878 | 699 | 3.6594 | 2.3109 | 1.4383 | 77.6065 | 3.3861 | 697 | 15 | 18 | 0.94259 | 1.5592 | 4663 | 0.21587 | 0.12091 | 0.15083 | 0.12826 | 0.14217 | 0.19799 | 0.19148 | -0.037862 | 0.11205 | 0.21587 | 0.3197 | 0.46961 | -0.12448 | 0.020495 | 0.12091 | 0.22132 | 0.36629
Non-Residential | All | 2014-09-17 | Per Ton | 4 | Non-Residential¦All¦41899¦Per Ton¦4 | 3.7062 | 2.3971 | 0.42626 | 77.6718 | 1.0276 | 699 | 3.6594 | 2.3109 | 0.37064 | 77.6065 | 0.87256 | 697 | 15 | 18 | 0.94259 | 0.40179 | 4663 | 0.055628 | 0.031156 | 0.038868 | 0.03305 | 0.036636 | 0.05102 | 0.049341 | -0.0097566 | 0.028873 | 0.055628 | 0.082383 | 0.12101 | -0.032077 | 0.0052813 | 0.031156 | 0.05703 | 0.094389
Non-Residential | 30 | 2014-09-17 | Per Device | 4 | Non-Residential¦30¦41899¦Per Device¦4 | 3.6705 | 2.5229 | 1.55 | 77.9719 | 3.1833 | 355 | 3.7979 | 2.6098 | 1.7405 | 78.1132 | 4.282 | 353 | 15 | 18 | 1.0362 | 1.6061 | 1336 | -0.19056 | -0.13437 | 0.16895 | 0.22791 | 0.17508 | 0.2837 | 0.28739 | -0.55413 | -0.33933 | -0.19056 | -0.041783 | 0.17302 | -0.50268 | -0.28508 | -0.13437 | 0.016337 | 0.23393
Non-Residential | 30 | 2014-09-17 | Per Ton | 4 | Non-Residential¦30¦41899¦Per Ton¦4 | 3.6705 | 2.5229 | 0.39891 | 77.9719 | 0.81928 | 355 | 3.7979 | 2.6098 | 0.44795 | 78.1132 | 1.102 | 353 | 15 | 18 | 1.0362 | 0.41337 | 1336 | -0.049043 | -0.034583 | 0.043483 | 0.058656 | 0.045059 | 0.073016 | 0.073965 | -0.14262 | -0.087332 | -0.049043 | -0.010754 | 0.04453 | -0.12937 | -0.07337 | -0.034583 | 0.0042046 | 0.060207
Non-Residential | 50 | 2014-09-17 | Per Device | 4 | Non-Residential¦50¦41899¦Per Device¦4 | 3.7215 | 2.343 | 1.7015 | 77.5428 | 4.3852 | 344 | 3.6001 | 2.1833 | 1.2757 | 77.3902 | 2.5846 | 344 | 15 | 18 | 0.89609 | 1.5247 | 3327 | 0.42572 | 0.24892 | 0.23643 | 0.13935 | 0.21186 | 0.27444 | 0.25359 | 0.074002 | 0.2818 | 0.42572 | 0.56964 | 0.77743 | -0.076065 | 0.11594 | 0.24892 | 0.3819 | 0.5739
Non-Residential | 50 | 2014-09-17 | Per Ton | 4 | Non-Residential¦50¦41899¦Per Ton¦4 | 3.7215 | 2.343 | 0.43871 | 77.5428 | 1.1307 | 344 | 3.6001 | 2.1833 | 0.32894 | 77.3902 | 0.66643 | 344 | 15 | 18 | 0.89609 | 0.39312 | 3327 | 0.10977 | 0.064182 | 0.060963 | 0.035931 | 0.054628 | 0.070764 | 0.065385 | 0.019081 | 0.07266 | 0.10977 | 0.14688 | 0.20046 | -0.019613 | 0.029894 | 0.064182 | 0.09847 | 0.14798
Residential | All | 2014-09-17 | Per Device | 4 | Residential¦All¦41899¦Per Device¦4 | 3.5725 | 1.1534 | 0.92516 | 78.5208 | 0.91962 | 640 | 3.6137 | 1.156 | 0.90694 | 78.4332 | 0.86867 | 623 | 15 | 18 | 1.006 | 0.93067 | 22395 | 0.018215 | 0.023728 | 0.036351 | 0.034803 | 0.036568 | 0.050325 | 0.050482 | -0.046279 | -0.0081752 | 0.018215 | 0.044606 | 0.08271 | -0.040967 | -0.0027448 | 0.023728 | 0.050201 | 0.088423
Residential | All | 2014-09-17 | Per Ton | 4 | Residential¦All¦41899¦Per Ton¦4 | 3.5725 | 1.1534 | 0.25914 | 78.5208 | 0.25759 | 640 | 3.6137 | 1.156 | 0.25404 | 78.4332 | 0.24332 | 623 | 15 | 18 | 1.006 | 0.26068 | 22395 | 0.0051022 | 0.0066462 | 0.010182 | 0.0097482 | 0.010243 | 0.014096 | 0.01414 | -0.012963 | -0.0022899 | 0.0051022 | 0.012494 | 0.023167 | -0.011475 | -0.0007688 | 0.0066462 | 0.014061 | 0.024767
Residential | 50 | 2014-09-17 | Per Device | 4 | Residential¦50¦41899¦Per Device¦4 | 3.4367 | 1.1305 | 0.97775 | 78.7511 | 0.89349 | 315 | 3.5888 | 1.1394 | 0.97444 | 78.6134 | 0.87233 | 316 | 15 | 18 | 1.0604 | 1.0368 | 11772 | 0.0033052 | 0.062363 | 0.050343 | 0.049072 | 0.053383 | 0.070303 | 0.072511 | -0.086791 | -0.033562 | 0.0033052 | 0.040172 | 0.093402 | -0.030564 | 0.024338 | 0.062363 | 0.10039 | 0.15529
Residential | 50 | 2014-09-17 | Per Ton | 4 | Residential¦50¦41899¦Per Ton¦4 | 3.4367 | 1.1305 | 0.27826 | 78.7511 | 0.25428 | 315 | 3.5888 | 1.1394 | 0.27732 | 78.6134 | 0.24826 | 316 | 15 | 18 | 1.0604 | 0.29507 | 11772 | 0.0009406 | 0.017748 | 0.014327 | 0.013966 | 0.015193 | 0.020008 | 0.020636 | -0.0247 | -0.0095514 | 0.0009406 | 0.011433 | 0.026582 | -0.0086984 | 0.0069263 | 0.017748 | 0.02857 | 0.044194
Residential | 100 | 2014-09-17 | Per Device | 4 | Residential¦100¦41899¦Per Device¦4 | 3.718 | 1.1779 | 0.87096 | 78.2742 | 0.9431 | 325 | 3.6421 | 1.1748 | 0.83499 | 78.2286 | 0.86388 | 307 | 15 | 18 | 0.93138 | 0.8112 | 10623 | 0.035969 | -0.023792 | 0.052314 | 0.049305 | 0.048724 | 0.071887 | 0.069318 | -0.056157 | -0.0017282 | 0.035969 | 0.073667 | 0.1281 | -0.11263 | -0.060143 | -0.023792 | 0.012558 | 0.065043
Residential | 100 | 2014-09-17 | Per Ton | 4 | Residential¦100¦41899¦Per Ton¦4 | 3.718 | 1.1779 | 0.23998 | 78.2742 | 0.25986 | 325 | 3.6421 | 1.1748 | 0.23007 | 78.2286 | 0.23803 | 307 | 15 | 18 | 0.93138 | 0.22352 | 10623 | 0.0099108 | -0.0065556 | 0.014414 | 0.013585 | 0.013425 | 0.019807 | 0.0191 | -0.015473 | -0.0004762 | 0.0099108 | 0.020298 | 0.035295 | -0.031033 | -0.016571 | -0.0065556 | 0.0034603 | 0.017922
All | All | 2014-09-17 | Per Device | 5 | All¦All¦41899¦Per Device¦5 | 3.596 | 1.3715 | 1.1217 | 78.6625 | 3.1258 | 1339 | 3.6219 | 1.3626 | 1.0426 | 78.4803 | 2.7591 | 1320 | 15 | 18 | 0.98198 | 1.1015 | 27058 | 0.079159 | 0.058942 | 0.085423 | 0.075941 | 0.083883 | 0.1143 | 0.11315 | -0.06732 | 0.019221 | 0.079159 | 0.1391 | 0.22564 | -0.086069 | -0.0003956 | 0.058942 | 0.11828 | 0.20395
All | All | 2014-09-17 | Per Ton | 5 | All¦All¦41899¦Per Ton¦5 | 3.596 | 1.3715 | 0.3064 | 78.6625 | 0.85381 | 1339 | 3.6219 | 1.3626 | 0.28478 | 78.4803 | 0.75364 | 1320 | 15 | 18 | 0.98198 | 0.30088 | 27058 | 0.021622 | 0.0161 | 0.023333 | 0.020743 | 0.022913 | 0.031221 | 0.030908 | -0.018388 | 0.0052502 | 0.021622 | 0.037994 | 0.061633 | -0.02351 | -0.0001081 | 0.0161 | 0.032308 | 0.055709
Non-Residential | All | 2014-09-17 | Per Device | 5 | Non-Residential¦All¦41899¦Per Device¦5 | 3.7062 | 2.3971 | 1.6954 | 77.9564 | 4.1411 | 699 | 3.6594 | 2.3109 | 1.5106 | 78.0053 | 3.6093 | 697 | 15 | 18 | 0.94259 | 1.5981 | 4663 | 0.18481 | 0.087473 | 0.15663 | 0.13671 | 0.14764 | 0.2079 | 0.20121 | -0.081627 | 0.075785 | 0.18481 | 0.29383 | 0.45124 | -0.17039 | -0.018043 | 0.087473 | 0.19299 | 0.34534
Non-Residential | All | 2014-09-17 | Per Ton | 5 | Non-Residential¦All¦41899¦Per Ton¦5 | 3.7062 | 2.3971 | 0.43689 | 77.9564 | 1.0671 | 699 | 3.6594 | 2.3109 | 0.38926 | 78.0053 | 0.93006 | 697 | 15 | 18 | 0.94259 | 0.4118 | 4663 | 0.047623 | 0.022541 | 0.040361 | 0.035229 | 0.038044 | 0.053573 | 0.05185 | -0.021034 | 0.019529 | 0.047623 | 0.075717 | 0.11628 | -0.043908 | -0.0046494 | 0.022541 | 0.049731 | 0.088989
Non-Residential | 30 | 2014-09-17 | Per Device | 5 | Non-Residential¦30¦41899¦Per Device¦5 | 3.6705 | 2.5229 | 1.573 | 78.1256 | 3.206 | 355 | 3.7979 | 2.6098 | 1.8241 | 78.4758 | 4.4915 | 353 | 15 | 18 | 1.0362 | 1.6301 | 1336 | -0.25111 | -0.19409 | 0.17016 | 0.23906 | 0.17632 | 0.29343 | 0.29705 | -0.62715 | -0.40498 | -0.25111 | -0.097232 | 0.12494 | -0.57477 | -0.34986 | -0.19409 | -0.038312 | 0.1866
Non-Residential | 30 | 2014-09-17 | Per Ton | 5 | Non-Residential¦30¦41899¦Per Ton¦5 | 3.6705 | 2.5229 | 0.40485 | 78.1256 | 0.82512 | 355 | 3.7979 | 2.6098 | 0.46948 | 78.4758 | 1.156 | 353 | 15 | 18 | 1.0362 | 0.41952 | 1336 | -0.064627 | -0.049951 | 0.043793 | 0.061526 | 0.04538 | 0.07552 | 0.076451 | -0.16141 | -0.10423 | -0.064627 | -0.025024 | 0.032155 | -0.14793 | -0.090042 | -0.049951 | -0.0098604 | 0.048025
Non-Residential | 50 | 2014-09-17 | Per Device | 5 | Non-Residential¦50¦41899¦Per Device¦5 | 3.7215 | 2.343 | 1.752 | 77.8836 | 4.5992 | 344 | 3.6001 | 2.1833 | 1.3418 | 77.8045 | 2.8314 | 344 | 15 | 18 | 0.89609 | 1.5699 | 3327 | 0.41014 | 0.22809 | 0.24797 | 0.15266 | 0.22221 | 0.29119 | 0.26959 | 0.036957 | 0.25744 | 0.41014 | 0.56284 | 0.78332 | -0.11741 | 0.086715 | 0.22809 | 0.36946 | 0.57358
Non-Residential | 50 | 2014-09-17 | Per Ton | 5 | Non-Residential¦50¦41899¦Per Ton¦5 | 3.7215 | 2.343 | 0.45174 | 77.8836 | 1.1859 | 344 | 3.6001 | 2.1833 | 0.34599 | 77.8045 | 0.73005 | 344 | 15 | 18 | 0.89609 | 0.4048 | 3327 | 0.10575 | 0.058811 | 0.063938 | 0.039361 | 0.057294 | 0.075082 | 0.069512 | 0.0095292 | 0.066378 | 0.10575 | 0.14512 | 0.20197 | -0.030272 | 0.022359 | 0.058811 | 0.095263 | 0.14789
Residential | All | 2014-09-17 | Per Device | 5 | Residential¦All¦41899¦Per Device¦5 | 3.5725 | 1.1534 | 0.8753 | 78.8127 | 0.86527 | 640 | 3.6137 | 1.156 | 0.83178 | 78.5837 | 0.8106 | 623 | 15 | 18 | 1.006 | 0.88052 | 22395 | 0.043523 | 0.048739 | 0.034203 | 0.032476 | 0.034406 | 0.047165 | 0.047313 | -0.016921 | 0.01879 | 0.043523 | 0.068256 | 0.10397 | -0.011895 | 0.023928 | 0.048739 | 0.07355 | 0.10937
Residential | All | 2014-09-17 | Per Ton | 5 | Residential¦All¦41899¦Per Ton¦5 | 3.5725 | 1.1534 | 0.24517 | 78.8127 | 0.24236 | 640 | 3.6137 | 1.156 | 0.23298 | 78.5837 | 0.22705 | 623 | 15 | 18 | 1.006 | 0.24663 | 22395 | 0.012191 | 0.013652 | 0.0095802 | 0.0090965 | 0.0096373 | 0.013211 | 0.013252 | -0.0047395 | 0.0052632 | 0.012191 | 0.019119 | 0.029121 | -0.0033317 | 0.0067023 | 0.013652 | 0.020601 | 0.030635
Residential | 50 | 2014-09-17 | Per Device | 5 | Residential¦50¦41899¦Per Device¦5 | 3.4367 | 1.1305 | 0.93027 | 79.0555 | 0.86282 | 315 | 3.5888 | 1.1394 | 0.90413 | 78.5633 | 0.79303 | 316 | 15 | 18 | 1.0604 | 0.98646 | 11772 | 0.026142 | 0.082332 | 0.048614 | 0.044611 | 0.051551 | 0.065981 | 0.068174 | -0.058416 | -0.0084584 | 0.026142 | 0.060743 | 0.1107 | -0.0050363 | 0.046582 | 0.082332 | 0.11808 | 0.1697
Residential | 50 | 2014-09-17 | Per Ton | 5 | Residential¦50¦41899¦Per Ton¦5 | 3.4367 | 1.1305 | 0.26475 | 79.0555 | 0.24555 | 315 | 3.5888 | 1.1394 | 0.25731 | 78.5633 | 0.22569 | 316 | 15 | 18 | 1.0604 | 0.28074 | 11772 | 0.0074399 | 0.023431 | 0.013835 | 0.012696 | 0.014671 | 0.018778 | 0.019402 | -0.016625 | -0.0024072 | 0.0074399 | 0.017287 | 0.031505 | -0.0014333 | 0.013257 | 0.023431 | 0.033605 | 0.048295
Residential | 100 | 2014-09-17 | Per Device | 5 | Residential¦100¦41899¦Per Device¦5 | 3.718 | 1.1779 | 0.81874 | 78.5527 | 0.86635 | 325 | 3.6421 | 1.1748 | 0.75456 | 78.607 | 0.82598 | 307 | 15 | 18 | 0.93138 | 0.76256 | 10623 | 0.064176 | 0.0079983 | 0.048057 | 0.047141 | 0.044759 | 0.067318 | 0.065005 | -0.022096 | 0.028875 | 0.064176 | 0.099478 | 0.15045 | -0.075309 | -0.02609 | 0.0079983 | 0.042087 | 0.091306
Residential | 100 | 2014-09-17 | Per Ton | 5 | Residential¦100¦41899¦Per Ton¦5 | 3.718 | 1.1779 | 0.22559 | 78.5527 | 0.23871 | 325 | 3.6421 | 1.1748 | 0.20791 | 78.607 | 0.22759 | 307 | 15 | 18 | 0.93138 | 0.21011 | 10623 | 0.017683 | 0.0022038 | 0.013241 | 0.012989 | 0.012333 | 0.018549 | 0.017911 | -0.0060881 | 0.007956 | 0.017683 | 0.02741 | 0.041454 | -0.020751 | -0.0071889 | 0.0022038 | 0.011597 | 0.025158
All | All | 2014-09-17 | Per Device | 6 | All¦All¦41899¦Per Device¦6 | 3.596 | 1.3715 | 1.1881 | 76.9925 | 3.5515 | 1339 | 3.6219 | 1.3626 | 1.073 | 76.8314 | 3.0829 | 1320 | 15 | 18 | 0.98198 | 1.1667 | 27058 | 0.11511 | 0.093699 | 0.097055 | 0.084854 | 0.095306 | 0.12892 | 0.12761 | -0.050103 | 0.047508 | 0.11511 | 0.18272 | 0.28033 | -0.069836 | 0.026782 | 0.093699 | 0.16062 | 0.25723
All | All | 2014-09-17 | Per Ton | 6 | All¦All¦41899¦Per Ton¦6 | 3.596 | 1.3715 | 0.32453 | 76.9925 | 0.97008 | 1339 | 3.6219 | 1.3626 | 0.29308 | 76.8314 | 0.84209 | 1320 | 15 | 18 | 0.98198 | 0.31868 | 27058 | 0.031443 | 0.025594 | 0.02651 | 0.023178 | 0.026033 | 0.035214 | 0.034856 | -0.013685 | 0.012977 | 0.031443 | 0.049909 | 0.076571 | -0.019076 | 0.0073154 | 0.025594 | 0.043872 | 0.070263
Non-Residential | All | 2014-09-17 | Per Device | 6 | Non-Residential¦All¦41899¦Per Device¦6 | 3.7062 | 2.3971 | 1.9687 | 76.5986 | 4.7164 | 699 | 3.6594 | 2.3109 | 1.5938 | 76.6878 | 4.0762 | 697 | 15 | 18 | 0.94259 | 1.8557 | 4663 | 0.37484 | 0.26182 | 0.17839 | 0.1544 | 0.16815 | 0.23593 | 0.22828 | 0.072488 | 0.25112 | 0.37484 | 0.49856 | 0.67719 | -0.030737 | 0.14211 | 0.26182 | 0.38153 | 0.55437
Non-Residential | All | 2014-09-17 | Per Ton | 6 | Non-Residential¦All¦41899¦Per Ton¦6 | 3.7062 | 2.3971 | 0.5073 | 76.5986 | 1.2154 | 699 | 3.6594 | 2.3109 | 0.41071 | 76.6878 | 1.0504 | 697 | 15 | 18 | 0.94259 | 0.47818 | 4663 | 0.096592 | 0.067467 | 0.045969 | 0.039786 | 0.04333 | 0.060796 | 0.058825 | 0.018679 | 0.064711 | 0.096592 | 0.12847 | 0.1745 | -0.0079206 | 0.036619 | 0.067467 | 0.098315 | 0.14285
Non-Residential | 30 | 2014-09-17 | Per Device | 6 | Non-Residential¦30¦41899¦Per Device¦6 | 3.6705 | 2.5229 | 1.8146 | 76.695 | 3.6359 | 355 | 1900-01-02 19:09 | 1900-01-01 14:38 | 1.9917 | 77.0141 | 5.3161 | 353 | 15 | 18 | 1.0362 | 1.8804 | 1336 | -0.17714 | -0.11136 | 0.19297 | 0.28295 | 0.19997 | 0.34249 | 0.34648 | -0.61605 | -0.35674 | -0.17714 | 0.002462 | 0.26178 | -0.55539 | -0.29305 | -0.11136 | 0.070332 | 0.33267
Non-Residential | 30 | 2014-09-17 | Per Ton | 6 | Non-Residential¦30¦41899¦Per Ton¦6 | 3.6705 | 2.5229 | 0.46702 | 76.695 | 0.93577 | 355 | 1900-01-02 19:09 | 1900-01-01 14:38 | 0.51261 | 77.0141 | 1.3682 | 353 | 15 | 18 | 1.0362 | 0.48395 | 1336 | -0.04559 | -0.028661 | 0.049665 | 0.072821 | 0.051466 | 0.088145 | 0.089172 | -0.15855 | -0.091813 | -0.04559 | 0.0006336 | 0.067373 | -0.14294 | -0.075423 | -0.028661 | 0.018101 | 0.085618
Non-Residential | 50 | 2014-09-17 | Per Device | 6 | Non-Residential¦50¦41899¦Per Device¦6 | 3.7215 | 2.343 | 2.0406 | 76.5571 | 5.2453 | 344 | 1900-01-02 14:24 | 1900-01-01 04:24 | 1.3809 | 76.5485 | 2.9315 | 344 | 15 | 18 | 0.89609 | 1.8286 | 3327 | 0.6597 | 0.44766 | 0.28281 | 0.15806 | 0.25342 | 0.32398 | 0.29867 | 0.24451 | 0.48981 | 0.6597 | 0.8296 | 1.0749 | 0.064897 | 0.29104 | 0.44766 | 0.60428 | 0.83042
Non-Residential | 50 | 2014-09-17 | Per Ton | 6 | Non-Residential¦50¦41899¦Per Ton¦6 | 3.7215 | 2.343 | 0.52616 | 76.5571 | 1.3525 | 344 | 1900-01-02 14:24 | 1900-01-01 04:24 | 0.35606 | 76.5485 | 0.75588 | 344 | 15 | 18 | 0.89609 | 0.47149 | 3327 | 0.1701 | 0.11543 | 0.07292 | 0.040754 | 0.065343 | 0.083536 | 0.07701 | 0.063045 | 0.12629 | 0.1701 | 0.21391 | 0.27715 | 0.016733 | 0.075041 | 0.11543 | 0.15581 | 0.21412
Residential | All | 2014-09-17 | Per Device | 6 | Residential¦All¦41899¦Per Device¦6 | 3.5725 | 1.1534 | 0.85402 | 77.0763 | 0.80209 | 640 | 1900-01-02 14:44 | 1899-12-31 03:45 | 0.83909 | 76.8627 | 0.77489 | 623 | 15 | 18 | 1.006 | 0.85911 | 22395 | 0.01493 | 0.020019 | 0.031706 | 0.031046 | 0.031894 | 0.044374 | 0.044509 | -0.041938 | -0.0083397 | 0.01493 | 0.0382 | 0.071798 | -0.037022 | -0.0033219 | 0.020019 | 0.04336 | 0.07706
Residential | All | 2014-09-17 | Per Ton | 6 | Residential¦All¦41899¦Per Ton¦6 | 3.5725 | 1.1534 | 0.23921 | 77.0763 | 0.22467 | 640 | 1900-01-02 14:44 | 1899-12-31 03:45 | 0.23503 | 76.8627 | 0.21705 | 623 | 15 | 18 | 1.006 | 0.24064 | 22395 | 0.004182 | 0.0056073 | 0.0088808 | 0.0086959 | 0.0089337 | 0.012429 | 0.012467 | -0.011747 | -0.002336 | 0.004182 | 0.0107 | 0.020111 | -0.01037 | -0.0009305 | 0.0056073 | 0.012145 | 0.021585
Residential | 50 | 2014-09-17 | Per Device | 6 | Residential¦50¦41899¦Per Device¦6 | 3.4367 | 1.1305 | 0.89673 | 77.249 | 0.77008 | 315 | 1900-01-02 14:08 | 1899-12-31 03:21 | 0.91666 | 76.7398 | 0.75847 | 316 | 15 | 18 | 1.0604 | 0.9509 | 11772 | -0.019925 | 0.034239 | 0.043389 | 0.042667 | 0.04601 | 0.060853 | 0.062749 | -0.097911 | -0.051836 | -0.019925 | 0.011987 | 0.058062 | -0.046176 | 0.001334 | 0.034239 | 0.067145 | 0.11466
Residential | 50 | 2014-09-17 | Per Ton | 6 | Residential¦50¦41899¦Per Ton¦6 | 3.4367 | 1.1305 | 0.2552 | 77.249 | 0.21916 | 315 | 1900-01-02 14:08 | 1899-12-31 03:21 | 0.26087 | 76.7398 | 0.21585 | 316 | 15 | 18 | 1.0604 | 0.27062 | 11772 | -0.0056704 | 0.0097443 | 0.012348 | 0.012143 | 0.013094 | 0.017318 | 0.017858 | -0.027865 | -0.014752 | -0.0056704 | 0.0034114 | 0.016524 | -0.013141 | 0.0003797 | 0.0097443 | 0.019109 | 0.03263
Residential | 100 | 2014-09-17 | Per Device | 6 | Residential¦100¦41899¦Per Device¦6 | 3.718 | 1.1779 | 0.80991 | 76.8914 | 0.83111 | 325 | 1900-01-02 15:25 | 1899-12-31 04:12 | 0.75627 | 77.0022 | 0.78821 | 307 | 15 | 18 | 0.93138 | 0.75433 | 10623 | 0.053635 | -0.0019372 | 0.046102 | 0.044986 | 0.042939 | 0.064413 | 0.062189 | -0.028914 | 0.019856 | 0.053635 | 0.087413 | 0.13618 | -0.081635 | -0.034549 | -0.0019372 | 0.030675 | 0.077761
Residential | 100 | 2014-09-17 | Per Ton | 6 | Residential¦100¦41899¦Per Ton¦6 | 3.718 | 1.1779 | 0.22316 | 76.8914 | 0.229 | 325 | 1900-01-02 15:25 | 1899-12-31 04:12 | 0.20838 | 77.0022 | 0.21718 | 307 | 15 | 18 | 0.93138 | 0.20785 | 10623 | 0.014778 | -0.0005338 | 0.012703 | 0.012395 | 0.011831 | 0.017748 | 0.017135 | -0.007967 | 0.0054712 | 0.014778 | 0.024086 | 0.037524 | -0.022493 | -0.0095195 | -0.0005338 | 0.008452 | 0.021426
All | All | 2014-09-17 | Per Device | 7 | All¦All¦41899¦Per Device¦7 | 3.596 | 1.3715 | 1.3881 | 82.9297 | 4.3169 | 1339 | 1900-01-02 14:56 | 1899-12-31 08:42 | 1.1881 | 82.643 | 3.4942 | 1320 | 15 | 18 | 0.98198 | 1.3631 | 27058 | 0.19998 | 0.17496 | 0.11797 | 0.096176 | 0.11585 | 0.15221 | 0.15057 | 0.0049141 | 0.12016 | 0.19998 | 0.2798 | 0.39504 | -0.018 | 0.096002 | 0.17496 | 0.25392 | 0.36792
All | All | 2014-09-17 | Per Ton | 7 | All¦All¦41899¦Per Ton¦7 | 3.596 | 1.3715 | 0.37916 | 82.9297 | 1.1792 | 1339 | 1900-01-02 14:56 | 1899-12-31 08:42 | 0.32453 | 82.643 | 0.95445 | 1320 | 15 | 18 | 0.98198 | 0.37232 | 27058 | 0.054624 | 0.04779 | 0.032225 | 0.02627 | 0.031644 | 0.041576 | 0.041127 | 0.0013423 | 0.032822 | 0.054624 | 0.076426 | 0.10791 | -0.0049167 | 0.026223 | 0.04779 | 0.069357 | 0.1005
Non-Residential | All | 2014-09-17 | Per Device | 7 | Non-Residential¦All¦41899¦Per Device¦7 | 3.7062 | 2.3971 | 2.3356 | 81.9386 | 5.7631 | 699 | 1900-01-02 15:50 | 1900-01-01 07:28 | 1.8276 | 81.9021 | 4.6247 | 697 | 15 | 18 | 0.94259 | 2.2015 | 4663 | 0.50807 | 0.37398 | 0.21798 | 0.17517 | 0.20547 | 0.27965 | 0.27 | 0.14969 | 0.36142 | 0.50807 | 0.65471 | 0.86645 | 0.027953 | 0.23239 | 0.37398 | 0.51557 | 0.72
Non-Residential | All | 2014-09-17 | Per Ton | 7 | Non-Residential¦All¦41899¦Per Ton¦7 | 3.7062 | 2.3971 | 0.60186 | 81.9386 | 1.4851 | 699 | 1900-01-02 15:50 | 1900-01-01 07:28 | 0.47094 | 81.9021 | 1.1917 | 697 | 15 | 18 | 0.94259 | 0.56731 | 4663 | 0.13092 | 0.096369 | 0.056171 | 0.04514 | 0.052946 | 0.072061 | 0.069577 | 0.038573 | 0.093134 | 0.13092 | 0.16871 | 0.22327 | 0.007203 | 0.059883 | 0.096369 | 0.13286 | 0.18554
Non-Residential | 30 | 2014-09-17 | Per Device | 7 | Non-Residential¦30¦41899¦Per Device¦7 | 3.6705 | 2.5229 | 2.2043 | 82.1804 | 4.479 | 355 | 1900-01-02 19:09 | 1900-01-01 14:38 | 2.239 | 82.5375 | 6.0686 | 353 | 15 | 18 | 1.0362 | 2.2842 | 1336 | -0.034669 | 0.045235 | 0.23772 | 0.323 | 0.24634 | 0.40105 | 0.40621 | -0.54863 | -0.24498 | -0.034669 | 0.17564 | 0.47929 | -0.47535 | -0.16778 | 0.045235 | 0.25825 | 0.56582
Non-Residential | 30 | 2014-09-17 | Per Ton | 7 | Non-Residential¦30¦41899¦Per Ton¦7 | 3.6705 | 2.5229 | 0.56732 | 82.1804 | 1.1527 | 355 | 1900-01-02 19:09 | 1900-01-01 14:38 | 0.57624 | 82.5375 | 1.5619 | 353 | 15 | 18 | 1.0362 | 0.58788 | 1336 | -0.0089226 | 0.011642 | 0.061182 | 0.083129 | 0.063399 | 0.10322 | 0.10455 | -0.1412 | -0.063049 | -0.0089226 | 0.045204 | 0.12335 | -0.12234 | -0.043182 | 0.011642 | 0.066466 | 0.14562
Non-Residential | 50 | 2014-09-17 | Per Device | 7 | Non-Residential¦50¦41899¦Per Device¦7 | 3.7215 | 2.343 | 2.3941 | 81.8346 | 6.3923 | 344 | 1900-01-02 14:24 | 1900-01-01 04:24 | 1.6067 | 81.6309 | 3.29 | 344 | 15 | 18 | 0.89609 | 2.1453 | 3327 | 0.78733 | 0.53857 | 0.34465 | 0.17739 | 0.30883 | 0.38762 | 0.35615 | 0.29058 | 0.58407 | 0.78733 | 0.9906 | 1.2841 | 0.082137 | 0.3518 | 0.53857 | 0.72533 | 0.99499
Non-Residential | 50 | 2014-09-17 | Per Ton | 7 | Non-Residential¦50¦41899¦Per Ton¦7 | 3.7215 | 2.343 | 0.61729 | 81.8346 | 1.6482 | 344 | 1900-01-02 14:24 | 1900-01-01 04:24 | 0.41428 | 81.6309 | 0.84831 | 344 | 15 | 18 | 0.89609 | 0.55315 | 3327 | 0.20301 | 0.13887 | 0.088865 | 0.045738 | 0.079631 | 0.099945 | 0.091832 | 0.074924 | 0.1506 | 0.20301 | 0.25542 | 0.33109 | 0.021178 | 0.090709 | 0.13887 | 0.18702 | 0.25655
Residential | All | 2014-09-17 | Per Device | 7 | Residential¦All¦41899¦Per Device¦7 | 3.5725 | 1.1534 | 0.98276 | 83.1404 | 0.85796 | 640 | 1900-01-02 14:44 | 1899-12-31 03:45 | 0.90199 | 82.8045 | 0.80416 | 623 | 15 | 18 | 1.006 | 0.98862 | 22395 | 0.080775 | 0.086631 | 0.033914 | 0.032218 | 0.034116 | 0.046777 | 0.046924 | 0.020827 | 0.056245 | 0.080775 | 0.10531 | 0.14072 | 0.026495 | 0.062024 | 0.086631 | 0.11124 | 0.14677
Residential | All | 2014-09-17 | Per Ton | 7 | Residential¦All¦41899¦Per Ton¦7 | 3.5725 | 1.1534 | 0.27527 | 83.1404 | 0.24032 | 640 | 1900-01-02 14:44 | 1899-12-31 03:45 | 0.25265 | 82.8045 | 0.22525 | 623 | 15 | 18 | 1.006 | 0.27691 | 22395 | 0.022625 | 0.024265 | 0.0094993 | 0.0090243 | 0.0095559 | 0.013102 | 0.013144 | 0.0058338 | 0.015754 | 0.022625 | 0.029496 | 0.039417 | 0.0074214 | 0.017373 | 0.024265 | 0.031158 | 0.04111
Residential | 50 | 2014-09-17 | Per Device | 7 | Residential¦50¦41899¦Per Device¦7 | 3.4367 | 1.1305 | 1.0586 | 83.3704 | 0.877 | 315 | 1900-01-02 14:08 | 1899-12-31 03:21 | 0.98188 | 82.8436 | 0.82971 | 316 | 15 | 18 | 1.0604 | 1.1225 | 11772 | 0.076694 | 0.14063 | 0.049413 | 0.046675 | 0.052398 | 0.067973 | 0.070172 | -0.010416 | 0.04105 | 0.076694 | 0.11234 | 0.1638 | 0.050705 | 0.10384 | 0.14063 | 0.17743 | 0.23056
Residential | 50 | 2014-09-17 | Per Ton | 7 | Residential¦50¦41899¦Per Ton¦7 | 3.4367 | 1.1305 | 0.30126 | 83.3704 | 0.24959 | 315 | 1900-01-02 14:08 | 1899-12-31 03:21 | 0.27944 | 82.8436 | 0.23613 | 316 | 15 | 18 | 1.0604 | 0.31946 | 11772 | 0.021827 | 0.040023 | 0.014063 | 0.013283 | 0.014912 | 0.019345 | 0.01997 | -0.0029643 | 0.011682 | 0.021827 | 0.031971 | 0.046618 | 0.01443 | 0.029551 | 0.040023 | 0.050496 | 0.065617
Residential | 100 | 2014-09-17 | Per Device | 7 | Residential¦100¦41899¦Per Device¦7 | 3.718 | 1.1779 | 0.90496 | 82.8942 | 0.83622 | 325 | 1900-01-02 15:25 | 1899-12-31 04:12 | 0.8167 | 82.7601 | 0.77414 | 307 | 15 | 18 | 0.93138 | 0.84286 | 10623 | 0.088253 | 0.026159 | 0.046385 | 0.044183 | 0.043202 | 0.06406 | 0.061795 | 0.0061569 | 0.05466 | 0.088253 | 0.12185 | 0.17035 | -0.053034 | -0.006246 | 0.026159 | 0.058564 | 0.10535
Residential | 100 | 2014-09-17 | Per Ton | 7 | Residential¦100¦41899¦Per Ton¦7 | 3.718 | 1.1779 | 0.24935 | 82.8942 | 0.23041 | 325 | 1900-01-02 15:25 | 1899-12-31 04:12 | 0.22503 | 82.7601 | 0.21331 | 307 | 15 | 18 | 0.93138 | 0.23224 | 10623 | 0.024317 | 0.0072078 | 0.012781 | 0.012174 | 0.011904 | 0.017651 | 0.017027 | 0.0016964 | 0.015061 | 0.024317 | 0.033573 | 0.046938 | -0.014613 | -0.001721 | 0.0072078 | 0.016137 | 0.029028
All | All | 2014-09-17 | Per Device | 8 | All¦All¦41899¦Per Device¦8 | 3.596 | 1.3715 | 1.5723 | 87.4206 | 4.977 | 1339 | 1900-01-02 14:56 | 1899-12-31 08:42 | 1.4557 | 87.2181 | 4.3868 | 1320 | 15 | 18 | 0.98198 | 1.544 | 27058 | 0.11659 | 0.08825 | 0.13601 | 0.12074 | 0.13356 | 0.18187 | 0.18005 | -0.11649 | 0.021214 | 0.11659 | 0.21196 | 0.34967 | -0.14249 | -0.0061672 | 0.08825 | 0.18267 | 0.31899
All | All | 2014-09-17 | Per Ton | 8 | All¦All¦41899¦Per Ton¦8 | 3.596 | 1.3715 | 0.42948 | 87.4206 | 1.3595 | 1339 | 1900-01-02 14:56 | 1899-12-31 08:42 | 0.39763 | 87.2181 | 1.1983 | 1320 | 15 | 18 | 0.98198 | 0.42174 | 27058 | 0.031846 | 0.024105 | 0.037151 | 0.032981 | 0.036482 | 0.049679 | 0.04918 | -0.03182 | 0.0057946 | 0.031846 | 0.057897 | 0.095512 | -0.038921 | -0.0016846 | 0.024105 | 0.049895 | 0.087132
Non-Residential | All | 2014-09-17 | Per Device | 8 | Non-Residential¦All¦41899¦Per Device¦8 | 3.7062 | 2.3971 | 2.848 | 86.1116 | 6.5839 | 699 | 1900-01-02 15:50 | 1900-01-01 07:28 | 2.4647 | 85.9376 | 5.7543 | 697 | 15 | 18 | 0.94259 | 2.6845 | 4663 | 0.38327 | 0.21977 | 0.24903 | 0.21796 | 0.23473 | 0.33094 | 0.32032 | -0.040839 | 0.20973 | 0.38327 | 0.55682 | 0.80739 | -0.19074 | 0.051793 | 0.21977 | 0.38774 | 0.63027
Non-Residential | All | 2014-09-17 | Per Ton | 8 | Non-Residential¦All¦41899¦Per Ton¦8 | 3.7062 | 2.3971 | 0.73389 | 86.1116 | 1.6966 | 699 | 1900-01-02 15:50 | 1900-01-01 07:28 | 0.63513 | 85.9376 | 1.4828 | 697 | 15 | 18 | 0.94259 | 0.69176 | 4663 | 0.098765 | 0.056632 | 0.064171 | 0.056165 | 0.060486 | 0.085278 | 0.082542 | -0.010524 | 0.054045 | 0.098765 | 0.14349 | 0.20805 | -0.04915 | 0.013347 | 0.056632 | 0.099917 | 0.16241
Non-Residential | 30 | 2014-09-17 | Per Device | 8 | Non-Residential¦30¦41899¦Per Device¦8 | 3.6705 | 2.5229 | 2.6477 | 86.5713 | 5.4764 | 355 | 1900-01-02 19:09 | 1900-01-01 14:38 | 2.8493 | 86.7525 | 6.9146 | 353 | 15 | 18 | 1.0362 | 2.7437 | 1336 | -0.20159 | -0.10561 | 0.29065 | 0.36802 | 0.30119 | 0.46896 | 0.47556 | -0.80258 | -0.44751 | -0.20159 | 0.044334 | 0.39941 | -0.71507 | -0.355 | -0.10561 | 0.14377 | 0.50384
Non-Residential | 30 | 2014-09-17 | Per Ton | 8 | Non-Residential¦30¦41899¦Per Ton¦8 | 3.6705 | 2.5229 | 0.68143 | 86.5713 | 1.4094 | 355 | 1900-01-02 19:09 | 1900-01-01 14:38 | 0.73331 | 86.7525 | 1.7796 | 353 | 15 | 18 | 1.0362 | 0.70613 | 1336 | -0.051883 | -0.027181 | 0.074805 | 0.094718 | 0.077517 | 0.1207 | 0.12239 | -0.20656 | -0.11518 | -0.051883 | 0.01141 | 0.10279 | -0.18404 | -0.091365 | -0.027181 | 0.037003 | 0.12967
Non-Residential | 50 | 2014-09-17 | Per Device | 8 | Non-Residential¦50¦41899¦Per Device¦8 | 3.7215 | 2.343 | 2.9403 | 85.9139 | 7.1353 | 344 | 1900-01-02 14:24 | 1900-01-01 04:24 | 2.2554 | 85.5898 | 4.766 | 344 | 15 | 18 | 0.89609 | 2.6348 | 3327 | 0.68492 | 0.3794 | 0.38471 | 0.25697 | 0.34473 | 0.46264 | 0.42997 | 0.092034 | 0.44232 | 0.68492 | 0.92753 | 1.2778 | -0.17163 | 0.15392 | 0.3794 | 0.60487 | 0.93042
Non-Residential | 50 | 2014-09-17 | Per Ton | 8 | Non-Residential¦50¦41899¦Per Ton¦8 | 3.7215 | 2.343 | 0.75813 | 85.9139 | 1.8398 | 344 | 1900-01-02 14:24 | 1900-01-01 04:24 | 0.58153 | 85.5898 | 1.2289 | 344 | 15 | 18 | 0.89609 | 0.67935 | 3327 | 0.1766 | 0.097825 | 0.099194 | 0.066257 | 0.088887 | 0.11929 | 0.11086 | 0.02373 | 0.11405 | 0.1766 | 0.23916 | 0.32948 | -0.044253 | 0.039688 | 0.097825 | 0.15596 | 0.2399
Residential | All | 2014-09-17 | Per Device | 8 | Residential¦All¦41899¦Per Device¦8 | 3.5725 | 1.1534 | 1.0277 | 87.699 | 1.0027 | 640 | 1900-01-02 14:44 | 1899-12-31 03:45 | 1.0075 | 87.4971 | 0.9627 | 623 | 15 | 18 | 1.006 | 1.0338 | 22395 | 0.020145 | 0.026269 | 0.039637 | 0.03857 | 0.039873 | 0.055306 | 0.055475 | -0.050731 | -0.0088569 | 0.020145 | 0.049148 | 0.091022 | -0.044825 | -0.0028224 | 0.026269 | 0.05536 | 0.097363
Residential | All | 2014-09-17 | Per Ton | 8 | Residential¦All¦41899¦Per Ton¦8 | 3.5725 | 1.1534 | 0.28785 | 87.699 | 0.28087 | 640 | 1900-01-02 14:44 | 1899-12-31 03:45 | 0.28221 | 87.4971 | 0.26965 | 623 | 15 | 18 | 1.006 | 0.28957 | 22395 | 0.0056427 | 0.0073579 | 0.011102 | 0.010803 | 0.011168 | 0.015491 | 0.015539 | -0.01421 | -0.0024808 | 0.0056427 | 0.013766 | 0.025495 | -0.012556 | -0.0007905 | 0.0073579 | 0.015506 | 0.027272
Residential | 50 | 2014-09-17 | Per Device | 8 | Residential¦50¦41899¦Per Device¦8 | 3.4367 | 1.1305 | 1.1218 | 87.9543 | 1.0897 | 315 | 1900-01-02 14:08 | 1899-12-31 03:21 | 1.0823 | 87.7474 | 0.95972 | 316 | 15 | 18 | 1.0604 | 1.1896 | 11772 | 0.039495 | 0.10725 | 0.061398 | 0.053989 | 0.065106 | 0.081759 | 0.084579 | -0.065283 | -0.0033797 | 0.039495 | 0.082369 | 0.14427 | -0.0011391 | 0.0629 | 0.10725 | 0.15161 | 0.21565
Residential | 50 | 2014-09-17 | Per Ton | 8 | Residential¦50¦41899¦Per Ton¦8 | 3.4367 | 1.1305 | 0.31926 | 87.9543 | 0.31012 | 315 | 1900-01-02 14:08 | 1899-12-31 03:21 | 0.30802 | 87.7474 | 0.27313 | 316 | 15 | 18 | 1.0604 | 0.33854 | 11772 | 0.01124 | 0.030524 | 0.017473 | 0.015365 | 0.018529 | 0.023268 | 0.024071 | -0.018579 | -0.0009619 | 0.01124 | 0.023442 | 0.041059 | -0.0003242 | 0.017901 | 0.030524 | 0.043146 | 0.061371
Residential | 100 | 2014-09-17 | Per Device | 8 | Residential¦100¦41899¦Per Device¦8 | 3.718 | 1.1779 | 0.93127 | 87.4258 | 0.90643 | 325 | 1900-01-02 15:25 | 1899-12-31 04:12 | 0.92783 | 87.2131 | 0.96457 | 307 | 15 | 18 | 0.93138 | 0.86737 | 10623 | 0.003439 | -0.06046 | 0.05028 | 0.055051 | 0.04683 | 0.074557 | 0.072275 | -0.092109 | -0.035659 | 0.003439 | 0.042537 | 0.098987 | -0.15308 | -0.098361 | -0.06046 | -0.022559 | 0.032164
Residential | 100 | 2014-09-17 | Per Ton | 8 | Residential¦100¦41899¦Per Ton¦8 | 3.718 | 1.1779 | 0.2566 | 87.4258 | 0.24976 | 325 | 1900-01-02 15:25 | 1899-12-31 04:12 | 0.25565 | 87.2131 | 0.26578 | 307 | 15 | 18 | 0.93138 | 0.23899 | 10623 | 0.0009476 | -0.016659 | 0.013854 | 0.015169 | 0.012903 | 0.020543 | 0.019914 | -0.025379 | -0.0098252 | 0.0009476 | 0.01172 | 0.027275 | -0.04218 | -0.027102 | -0.016659 | -0.0062159 | 0.0088623
All | All | 2014-09-17 | Per Device | 9 | All¦All¦41899¦Per Device¦9 | 3.596 | 1.3715 | 1.8796 | 90.7154 | 5.7218 | 1339 | 1900-01-02 14:56 | 1899-12-31 08:42 | 1.8092 | 90.6814 | 5.4193 | 1320 | 15 | 18 | 0.98198 | 1.8458 | 27058 | 0.070496 | 0.036617 | 0.15637 | 0.14916 | 0.15355 | 0.2161 | 0.21407 | -0.20645 | -0.042828 | 0.070496 | 0.18382 | 0.34744 | -0.23773 | -0.075641 | 0.036617 | 0.14888 | 0.31096
All | All | 2014-09-17 | Per Ton | 9 | All¦All¦41899¦Per Ton¦9 | 3.596 | 1.3715 | 0.51342 | 90.7154 | 1.5629 | 1339 | 1900-01-02 14:56 | 1899-12-31 08:42 | 0.49417 | 90.6814 | 1.4803 | 1320 | 15 | 18 | 0.98198 | 0.50417 | 27058 | 0.019256 | 0.010002 | 0.042711 | 0.040744 | 0.041941 | 0.059028 | 0.058473 | -0.056391 | -0.011698 | 0.019256 | 0.05021 | 0.094903 | -0.064935 | -0.020661 | 0.010002 | 0.040665 | 0.084939
Non-Residential | All | 2014-09-17 | Per Device | 9 | Non-Residential¦All¦41899¦Per Device¦9 | 3.7062 | 2.3971 | 3.6478 | 89.2665 | 7.4412 | 699 | 1900-01-02 15:50 | 1900-01-01 07:28 | 3.2619 | 88.9873 | 7.0363 | 697 | 15 | 18 | 0.94259 | 3.4384 | 4663 | 0.38584 | 0.17642 | 0.28145 | 0.26652 | 0.26529 | 0.38762 | 0.37605 | -0.11091 | 0.18257 | 0.38584 | 0.5891 | 0.88259 | -0.30551 | -0.020784 | 0.17642 | 0.37362 | 0.65834
Non-Residential | All | 2014-09-17 | Per Ton | 9 | Non-Residential¦All¦41899¦Per Ton¦9 | 3.7062 | 2.3971 | 0.93998 | 89.2665 | 1.9175 | 699 | 1900-01-02 15:50 | 1900-01-01 07:28 | 0.84056 | 88.9873 | 1.8132 | 697 | 15 | 18 | 0.94259 | 0.88602 | 4663 | 0.099425 | 0.04546 | 0.072527 | 0.068678 | 0.068363 | 0.099884 | 0.096903 | -0.028581 | 0.047046 | 0.099425 | 0.1518 | 0.22743 | -0.078726 | -0.0053558 | 0.04546 | 0.096276 | 0.16965
Non-Residential | 30 | 2014-09-17 | Per Device | 9 | Non-Residential¦30¦41899¦Per Device¦9 | 3.6705 | 2.5229 | 3.4517 | 89.9793 | 6.629 | 355 | 1900-01-02 19:09 | 1900-01-01 14:38 | 3.6721 | 89.8907 | 8.0013 | 353 | 15 | 18 | 1.0362 | 3.5768 | 1336 | -0.2204 | -0.095276 | 0.35183 | 0.42587 | 0.36459 | 0.5524 | 0.56061 | -0.92833 | -0.51008 | -0.2204 | 0.069283 | 0.48753 | -0.81373 | -0.38926 | -0.095276 | 0.19871 | 0.62318
Non-Residential | 30 | 2014-09-17 | Per Ton | 9 | Non-Residential¦30¦41899¦Per Ton¦9 | 3.6705 | 2.5229 | 0.88835 | 89.9793 | 1.7061 | 355 | 1900-01-02 19:09 | 1900-01-01 14:38 | 0.94508 | 89.8907 | 2.0593 | 353 | 15 | 18 | 1.0362 | 0.92055 | 1336 | -0.056723 | -0.024521 | 0.090551 | 0.1096 | 0.093833 | 0.14217 | 0.14428 | -0.23892 | -0.13128 | -0.056723 | 0.017831 | 0.12548 | -0.20943 | -0.10018 | -0.024521 | 0.051141 | 0.16039
Non-Residential | 50 | 2014-09-17 | Per Device | 9 | Non-Residential¦50¦41899¦Per Device¦9 | 3.7215 | 2.343 | 3.7343 | 88.96 | 7.8365 | 344 | 1900-01-02 14:24 | 1900-01-01 04:24 | 3.0362 | 88.6018 | 6.2231 | 344 | 15 | 18 | 0.89609 | 3.3463 | 3327 | 0.69816 | 0.31013 | 0.42252 | 0.33553 | 0.37861 | 0.53953 | 0.50589 | 0.0067205 | 0.41523 | 0.69816 | 0.98109 | 1.3896 | -0.3382 | 0.044838 | 0.31013 | 0.57542 | 0.95845
Non-Residential | 50 | 2014-09-17 | Per Ton | 9 | Non-Residential¦50¦41899¦Per Ton¦9 | 3.7215 | 2.343 | 0.96287 | 88.96 | 2.0206 | 344 | 1900-01-02 14:24 | 1900-01-01 04:24 | 0.78285 | 88.6018 | 1.6046 | 344 | 15 | 18 | 0.89609 | 0.86282 | 3327 | 0.18002 | 0.079964 | 0.10894 | 0.086513 | 0.097623 | 0.13912 | 0.13044 | 0.0017328 | 0.10706 | 0.18002 | 0.25297 | 0.3583 | -0.087202 | 0.011561 | 0.079964 | 0.14837 | 0.24713
Residential | All | 2014-09-17 | Per Device | 9 | Residential¦All¦41899¦Per Device¦9 | 3.5725 | 1.1534 | 1.1259 | 91.0235 | 1.1567 | 640 | 1900-01-02 14:44 | 1899-12-31 03:45 | 1.1661 | 91.0505 | 1.1709 | 623 | 15 | 18 | 1.006 | 1.1326 | 22395 | -0.040236 | -0.033527 | 0.045722 | 0.046913 | 0.045995 | 0.065508 | 0.065699 | -0.12419 | -0.074589 | -0.040236 | -0.0058832 | 0.043717 | -0.11772 | -0.06798 | -0.033527 | 0.0009253 | 0.050669
Residential | All | 2014-09-17 | Per Ton | 9 | Residential¦All¦41899¦Per Ton¦9 | 3.5725 | 1.1534 | 0.31536 | 91.0235 | 0.32399 | 640 | 1900-01-02 14:44 | 1899-12-31 03:45 | 0.32663 | 91.0505 | 0.32798 | 623 | 15 | 18 | 1.006 | 0.31724 | 22395 | -0.01127 | -0.0093911 | 0.012807 | 0.01314 | 0.012883 | 0.018349 | 0.018402 | -0.034785 | -0.020892 | -0.01127 | -0.0016479 | 0.012245 | -0.032975 | -0.019041 | -0.0093911 | 0.0002591 | 0.014193
Residential | 50 | 2014-09-17 | Per Device | 9 | Residential¦50¦41899¦Per Device¦9 | 3.4367 | 1.1305 | 1.2056 | 91.3568 | 1.1568 | 315 | 1900-01-02 14:08 | 1899-12-31 03:21 | 1.3022 | 91.5938 | 1.2181 | 316 | 15 | 18 | 1.0604 | 1.2784 | 11772 | -0.096613 | -0.023794 | 0.065177 | 0.068525 | 0.069114 | 0.094572 | 0.097327 | -0.21781 | -0.14621 | -0.096613 | -0.047019 | 0.024585 | -0.14852 | -0.074832 | -0.023794 | 0.027244 | 0.10094
Residential | 50 | 2014-09-17 | Per Ton | 9 | Residential¦50¦41899¦Per Ton¦9 | 3.4367 | 1.1305 | 0.3431 | 91.3568 | 0.32921 | 315 | 1900-01-02 14:08 | 1899-12-31 03:21 | 0.3706 | 91.5938 | 0.34667 | 316 | 15 | 18 | 1.0604 | 0.36382 | 11772 | -0.027495 | -0.0067715 | 0.018549 | 0.019502 | 0.019669 | 0.026914 | 0.027699 | -0.061988 | -0.041609 | -0.027495 | -0.013381 | 0.0069968 | -0.042269 | -0.021297 | -0.0067715 | 0.0077536 | 0.028726
Residential | 100 | 2014-09-17 | Per Device | 9 | Residential¦100¦41899¦Per Device¦9 | 3.718 | 1.1779 | 1.044 | 90.6667 | 1.1543 | 325 | 1900-01-02 15:25 | 1899-12-31 04:12 | 1.0206 | 90.4338 | 1.1119 | 307 | 15 | 18 | 0.93138 | 0.97234 | 10623 | 0.023386 | -0.048246 | 0.064031 | 0.063462 | 0.059638 | 0.090152 | 0.087086 | -0.092148 | -0.02389 | 0.023386 | 0.070662 | 0.13892 | -0.15985 | -0.093914 | -0.048246 | -0.0025781 | 0.063359
Residential | 100 | 2014-09-17 | Per Ton | 9 | Residential¦100¦41899¦Per Ton¦9 | 3.718 | 1.1779 | 0.28765 | 90.6667 | 0.31806 | 325 | 1900-01-02 15:25 | 1899-12-31 04:12 | 0.28121 | 90.4338 | 0.30638 | 307 | 15 | 18 | 0.93138 | 0.26792 | 10623 | 0.0064438 | -0.013294 | 0.017643 | 0.017486 | 0.016432 | 0.02484 | 0.023995 | -0.02539 | -0.0065825 | 0.0064438 | 0.01947 | 0.038278 | -0.044045 | -0.025877 | -0.013294 | -0.0007104 | 0.017458
All | All | 2014-09-17 | Per Device | 10 | All¦All¦41899¦Per Device¦10 | 3.596 | 1.3715 | 2.1405 | 93.149 | 5.9972 | 1339 | 1900-01-02 14:56 | 1899-12-31 08:42 | 2.1341 | 93.1592 | 5.9573 | 1320 | 15 | 18 | 0.98198 | 2.1019 | 27058 | 0.0063716 | -0.032208 | 0.16389 | 0.16397 | 0.16094 | 0.23183 | 0.22976 | -0.29074 | -0.1152 | 0.0063716 | 0.12795 | 0.30348 | -0.32665 | -0.15269 | -0.032208 | 0.088276 | 0.26224
All | All | 2014-09-17 | Per Ton | 10 | All¦All¦41899¦Per Ton¦10 | 3.596 | 1.3715 | 0.58467 | 93.149 | 1.6381 | 1339 | 1900-01-02 14:56 | 1899-12-31 08:42 | 0.58293 | 93.1592 | 1.6272 | 1320 | 15 | 18 | 0.98198 | 0.57413 | 27058 | 0.0017404 | -0.0087975 | 0.044767 | 0.044788 | 0.04396 | 0.063326 | 0.062758 | -0.079414 | -0.031468 | 0.0017404 | 0.034948 | 0.082895 | -0.089225 | -0.041708 | -0.0087975 | 0.024113 | 0.07163
Non-Residential | All | 2014-09-17 | Per Device | 10 | Non-Residential¦All¦41899¦Per Device¦10 | 3.7062 | 2.3971 | 4.2403 | 91.5108 | 7.6536 | 699 | 1900-01-02 15:50 | 1900-01-01 07:28 | 3.9543 | 91.1869 | 7.5997 | 697 | 15 | 18 | 0.94259 | 3.9968 | 4663 | 0.28602 | 0.042579 | 0.28949 | 0.28786 | 0.27287 | 0.40825 | 0.39663 | -0.23717 | 0.071933 | 0.28602 | 0.5001 | 0.80921 | -0.46573 | -0.16542 | 0.042579 | 0.25057 | 0.55089
Non-Residential | All | 2014-09-17 | Per Ton | 10 | Non-Residential¦All¦41899¦Per Ton¦10 | 3.7062 | 2.3971 | 1.0927 | 91.5108 | 1.9722 | 699 | 1900-01-02 15:50 | 1900-01-01 07:28 | 1.019 | 91.1869 | 1.9583 | 697 | 15 | 18 | 0.94259 | 1.0299 | 4663 | 0.073703 | 0.010972 | 0.074597 | 0.074178 | 0.070314 | 0.1052 | 0.10221 | -0.061116 | 0.018536 | 0.073703 | 0.12887 | 0.20852 | -0.12001 | -0.042626 | 0.010972 | 0.06457 | 0.14196
Non-Residential | 30 | 2014-09-17 | Per Device | 10 | Non-Residential¦30¦41899¦Per Device¦10 | 3.6705 | 2.5229 | 4.0988 | 92.3764 | 6.9705 | 355 | 1900-01-02 19:09 | 1900-01-01 14:38 | 4.2278 | 92.2186 | 8.4544 | 353 | 15 | 18 | 1.0362 | 4.2474 | 1336 | -0.12904 | 0.019536 | 0.36996 | 0.44998 | 0.38337 | 0.58254 | 0.59115 | -0.8756 | -0.43453 | -0.12904 | 0.17644 | 0.61751 | -0.73805 | -0.29046 | 0.019536 | 0.32953 | 0.77712
Non-Residential | 30 | 2014-09-17 | Per Ton | 10 | Non-Residential¦30¦41899¦Per Ton¦10 | 3.6705 | 2.5229 | 1.0549 | 92.3764 | 1.794 | 355 | 1900-01-02 19:09 | 1900-01-01 14:38 | 1.0881 | 92.2186 | 2.1759 | 353 | 15 | 18 | 1.0362 | 1.0931 | 1336 | -0.033211 | 0.0050279 | 0.095215 | 0.11581 | 0.098667 | 0.14993 | 0.15214 | -0.22535 | -0.11183 | -0.033211 | 0.04541 | 0.15893 | -0.18995 | -0.074756 | 0.0050279 | 0.084811 | 0.20001
Non-Residential | 50 | 2014-09-17 | Per Device | 10 | Non-Residential¦50¦41899¦Per Device¦10 | 3.7215 | 2.343 | 4.2956 | 91.1385 | 7.9721 | 344 | 1900-01-02 14:24 | 1900-01-01 04:24 | 3.7967 | 90.7465 | 6.8831 | 344 | 15 | 18 | 0.89609 | 3.8493 | 3327 | 0.49892 | 0.052563 | 0.42982 | 0.37111 | 0.38516 | 0.56787 | 0.53486 | -0.22883 | 0.20113 | 0.49892 | 0.79671 | 1.2267 | -0.63289 | -0.22792 | 0.052563 | 0.33304 | 0.73801
Non-Residential | 50 | 2014-09-17 | Per Ton | 10 | Non-Residential¦50¦41899¦Per Ton¦10 | 3.7215 | 2.343 | 1.1076 | 91.1385 | 2.0555 | 344 | 1900-01-02 14:24 | 1900-01-01 04:24 | 0.97895 | 90.7465 | 1.7748 | 344 | 15 | 18 | 0.89609 | 0.99251 | 3327 | 0.12864 | 0.013553 | 0.11083 | 0.095689 | 0.099311 | 0.14642 | 0.13791 | -0.059002 | 0.051861 | 0.12864 | 0.20543 | 0.31629 | -0.16319 | -0.058767 | 0.013553 | 0.085873 | 0.19029
Residential | All | 2014-09-17 | Per Device | 10 | Residential¦All¦41899¦Per Device¦10 | 3.5725 | 1.1534 | 1.2456 | 93.4974 | 1.2412 | 640 | 1900-01-02 14:44 | 1899-12-31 03:45 | 1.3295 | 93.5889 | 1.3862 | 623 | 15 | 18 | 1.006 | 1.253 | 22395 | -0.08386 | -0.076438 | 0.049063 | 0.055538 | 0.049356 | 0.074106 | 0.0743 | -0.17883 | -0.12272 | -0.08386 | -0.044998 | 0.011111 | -0.17166 | -0.1154 | -0.076438 | -0.037475 | 0.018782
Residential | All | 2014-09-17 | Per Ton | 10 | Residential¦All¦41899¦Per Ton¦10 | 3.5725 | 1.1534 | 0.3489 | 93.4974 | 0.34767 | 640 | 1900-01-02 14:44 | 1899-12-31 03:45 | 0.37239 | 93.5889 | 0.38829 | 623 | 15 | 18 | 1.006 | 0.35098 | 22395 | -0.023489 | -0.02141 | 0.013743 | 0.015556 | 0.013825 | 0.020757 | 0.020812 | -0.050091 | -0.034374 | -0.023489 | -0.012604 | 0.0031123 | -0.048081 | -0.032324 | -0.02141 | -0.010497 | 0.0052608
Residential | 50 | 2014-09-17 | Per Device | 10 | Residential¦50¦41899¦Per Device¦10 | 3.4367 | 1.1305 | 1.3512 | 93.9317 | 1.2795 | 315 | 1900-01-02 14:08 | 1899-12-31 03:21 | 1.4746 | 94.3095 | 1.4064 | 316 | 15 | 18 | 1.0604 | 1.4328 | 11772 | -0.12343 | -0.041822 | 0.07209 | 0.079117 | 0.076445 | 0.10704 | 0.11002 | -0.2606 | -0.17956 | -0.12343 | -0.067304 | 0.013737 | -0.18281 | -0.099514 | -0.041822 | 0.01587 | 0.099168
Residential | 50 | 2014-09-17 | Per Ton | 10 | Residential¦50¦41899¦Per Ton¦10 | 3.4367 | 1.1305 | 0.38453 | 93.9317 | 0.36413 | 315 | 1900-01-02 14:08 | 1899-12-31 03:21 | 0.41966 | 94.3095 | 0.40026 | 316 | 15 | 18 | 1.0604 | 0.40776 | 11772 | -0.035128 | -0.011902 | 0.020516 | 0.022516 | 0.021756 | 0.030461 | 0.031309 | -0.074166 | -0.051102 | -0.035128 | -0.019154 | 0.0039096 | -0.052027 | -0.028321 | -0.011902 | 0.0045166 | 0.028223
Residential | 100 | 2014-09-17 | Per Device | 10 | Residential¦100¦41899¦Per Device¦10 | 3.718 | 1.1779 | 1.1374 | 93.0324 | 1.1988 | 325 | 1900-01-02 15:25 | 1899-12-31 04:12 | 1.1744 | 92.7711 | 1.3579 | 307 | 15 | 18 | 0.93138 | 1.0594 | 10623 | -0.036949 | -0.11499 | 0.066499 | 0.077498 | 0.061936 | 0.10212 | 0.099207 | -0.16782 | -0.090499 | -0.036949 | 0.016602 | 0.09392 | -0.24213 | -0.16702 | -0.11499 | -0.062969 | 0.012145
Residential | 100 | 2014-09-17 | Per Ton | 10 | Residential¦100¦41899¦Per Ton¦10 | 3.718 | 1.1779 | 0.3134 | 93.0324 | 0.33032 | 325 | 1900-01-02 15:25 | 1899-12-31 04:12 | 0.32358 | 92.7711 | 0.37415 | 307 | 15 | 18 | 0.93138 | 0.2919 | 10623 | -0.010181 | -0.031685 | 0.018323 | 0.021354 | 0.017066 | 0.028137 | 0.027335 | -0.04624 | -0.024936 | -0.010181 | 0.0045744 | 0.025878 | -0.066716 | -0.04602 | -0.031685 | -0.01735 | 0.0033464
All | All | 2014-09-17 | Per Device | 11 | All¦All¦41899¦Per Device¦11 | 3.596 | 1.3715 | 2.4496 | 94.3779 | 6.3643 | 1339 | 1900-01-02 14:56 | 1899-12-31 08:42 | 2.3717 | 94.4296 | 6.1647 | 1320 | 15 | 18 | 0.98198 | 2.4054 | 27058 | 0.077839 | 0.033689 | 0.17392 | 0.16968 | 0.17079 | 0.24298 | 0.24075 | -0.23356 | -0.049581 | 0.077839 | 0.20526 | 0.38923 | -0.27484 | -0.09256 | 0.033689 | 0.15994 | 0.34222
All | All | 2014-09-17 | Per Ton | 11 | All¦All¦41899¦Per Ton¦11 | 3.596 | 1.3715 | 0.6691 | 94.3779 | 1.7384 | 1339 | 1900-01-02 14:56 | 1899-12-31 08:42 | 0.64784 | 94.4296 | 1.6839 | 1320 | 15 | 18 | 0.98198 | 0.65704 | 27058 | 0.021262 | 0.009202 | 0.047508 | 0.046347 | 0.046651 | 0.06637 | 0.06576 | -0.063796 | -0.013543 | 0.021262 | 0.056066 | 0.10632 | -0.075073 | -0.025283 | 0.009202 | 0.043687 | 0.093477
Non-Residential | All | 2014-09-17 | Per Device | 11 | Non-Residential¦All¦41899¦Per Device¦11 | 3.7062 | 2.3971 | 4.7182 | 92.6477 | 8.0398 | 699 | 1900-01-02 15:50 | 1900-01-01 07:28 | 4.3345 | 92.3312 | 7.7735 | 697 | 15 | 18 | 0.94259 | 4.4473 | 4663 | 0.38367 | 0.1128 | 0.30409 | 0.29444 | 0.28664 | 0.42328 | 0.41092 | -0.15879 | 0.1617 | 0.38367 | 0.60565 | 0.92614 | -0.41382 | -0.10269 | 0.1128 | 0.32829 | 0.63942
Non-Residential | All | 2014-09-17 | Per Ton | 11 | Non-Residential¦All¦41899¦Per Ton¦11 | 3.7062 | 2.3971 | 1.2158 | 92.6477 | 2.0718 | 699 | 1900-01-02 15:50 | 1900-01-01 07:28 | 1.117 | 92.3312 | 2.0031 | 697 | 15 | 18 | 0.94259 | 1.146 | 4663 | 0.098868 | 0.029067 | 0.078361 | 0.075874 | 0.073863 | 0.10908 | 0.10589 | -0.040917 | 0.041669 | 0.098868 | 0.15607 | 0.23865 | -0.10664 | -0.026462 | 0.029067 | 0.084595 | 0.16477
Non-Residential | 30 | 2014-09-17 | Per Device | 11 | Non-Residential¦30¦41899¦Per Device¦11 | 3.6705 | 2.5229 | 4.5097 | 93.4492 | 7.297 | 355 | 1900-01-02 19:09 | 1900-01-01 14:38 | 4.6238 | 93.3542 | 8.738 | 353 | 15 | 18 | 1.0362 | 4.6732 | 1336 | -0.11414 | 0.049332 | 0.38728 | 0.46507 | 0.40132 | 0.60521 | 0.61429 | -0.88975 | -0.43151 | -0.11414 | 0.20323 | 0.66147 | -0.73791 | -0.2728 | 0.049332 | 0.37147 | 0.83658
Non-Residential | 30 | 2014-09-17 | Per Ton | 11 | Non-Residential¦30¦41899¦Per Ton¦11 | 3.6705 | 2.5229 | 1.1607 | 93.4492 | 1.878 | 355 | 1900-01-02 19:09 | 1900-01-01 14:38 | 1.19 | 93.3542 | 2.2489 | 353 | 15 | 18 | 1.0362 | 1.2027 | 1336 | -0.029376 | 0.012696 | 0.099674 | 0.1197 | 0.10329 | 0.15576 | 0.1581 | -0.22899 | -0.11106 | -0.029376 | 0.052306 | 0.17024 | -0.18992 | -0.070211 | 0.012696 | 0.095604 | 0.21531
Non-Residential | 50 | 2014-09-17 | Per Device | 11 | Non-Residential¦50¦41899¦Per Device¦11 | 3.7215 | 2.343 | 4.8065 | 92.303 | 8.3896 | 344 | 1900-01-02 14:24 | 1900-01-01 04:24 | 4.1673 | 91.8947 | 6.9648 | 344 | 15 | 18 | 0.89609 | 4.3071 | 3327 | 0.63921 | 0.13976 | 0.45234 | 0.37552 | 0.40533 | 0.5879 | 0.55255 | -0.11421 | 0.33091 | 0.63921 | 0.9475 | 1.3926 | -0.56836 | -0.15 | 0.13976 | 0.42952 | 0.84788
Non-Residential | 50 | 2014-09-17 | Per Ton | 11 | Non-Residential¦50¦41899¦Per Ton¦11 | 3.7215 | 2.343 | 1.2393 | 92.303 | 2.1632 | 344 | 1900-01-02 14:24 | 1900-01-01 04:24 | 1.0745 | 91.8947 | 1.7958 | 344 | 15 | 18 | 0.89609 | 1.1106 | 3327 | 0.16482 | 0.036036 | 0.11663 | 0.096825 | 0.10451 | 0.15159 | 0.14247 | -0.029449 | 0.085324 | 0.16482 | 0.24431 | 0.35908 | -0.14655 | -0.038676 | 0.036036 | 0.11075 | 0.21862
Residential | All | 2014-09-17 | Per Device | 11 | Residential¦All¦41899¦Per Device¦11 | 3.5725 | 1.1534 | 1.4823 | 94.7459 | 1.4511 | 640 | 1900-01-02 14:44 | 1899-12-31 03:45 | 1.5035 | 94.8868 | 1.5487 | 623 | 15 | 18 | 1.006 | 1.4911 | 22395 | -0.021227 | -0.012395 | 0.057358 | 0.062046 | 0.0577 | 0.084496 | 0.084729 | -0.12951 | -0.065537 | -0.021227 | 0.023083 | 0.087059 | -0.12098 | -0.056827 | -0.012395 | 0.032037 | 0.096189
Residential | All | 2014-09-17 | Per Ton | 11 | Residential¦All¦41899¦Per Ton¦11 | 3.5725 | 1.1534 | 0.41519 | 94.7459 | 0.40644 | 640 | 1900-01-02 14:44 | 1899-12-31 03:45 | 0.42114 | 94.8868 | 0.43378 | 623 | 15 | 18 | 1.006 | 0.41767 | 22395 | -0.0059458 | -0.0034718 | 0.016066 | 0.017379 | 0.016162 | 0.023668 | 0.023733 | -0.036277 | -0.018357 | -0.0059458 | 0.0064655 | 0.024385 | -0.033886 | -0.015917 | -0.0034718 | 0.0089736 | 0.026943
Residential | 50 | 2014-09-17 | Per Device | 11 | Residential¦50¦41899¦Per Device¦11 | 3.4367 | 1.1305 | 1.6189 | 95.1806 | 1.4664 | 315 | 1900-01-02 14:08 | 1899-12-31 03:21 | 1.6791 | 95.5818 | 1.5938 | 316 | 15 | 18 | 1.0604 | 1.7167 | 11772 | -0.060184 | 0.037602 | 0.082621 | 0.08966 | 0.087612 | 0.12192 | 0.12536 | -0.21643 | -0.12412 | -0.060184 | 0.0037523 | 0.096066 | -0.12305 | -0.028136 | 0.037602 | 0.10334 | 0.19825
Residential | 50 | 2014-09-17 | Per Ton | 11 | Residential¦50¦41899¦Per Ton¦11 | 3.4367 | 1.1305 | 0.46074 | 95.1806 | 0.41732 | 315 | 1900-01-02 14:08 | 1899-12-31 03:21 | 0.47786 | 95.5818 | 0.45359 | 316 | 15 | 18 | 1.0604 | 0.48856 | 11772 | -0.017128 | 0.010701 | 0.023513 | 0.025517 | 0.024934 | 0.034698 | 0.035676 | -0.061596 | -0.035324 | -0.017128 | 0.0010679 | 0.02734 | -0.03502 | -0.0080075 | 0.010701 | 0.02941 | 0.056422
Residential | 100 | 2014-09-17 | Per Device | 11 | Residential¦100¦41899¦Per Device¦11 | 3.718 | 1.1779 | 1.3424 | 94.2804 | 1.4294 | 325 | 1900-01-02 15:25 | 1899-12-31 04:12 | 1.3158 | 94.0978 | 1.4903 | 307 | 15 | 18 | 0.93138 | 1.2503 | 10623 | 0.026576 | -0.065531 | 0.079291 | 0.085056 | 0.07385 | 0.11628 | 0.11264 | -0.12245 | -0.034403 | 0.026576 | 0.087554 | 0.1756 | -0.20989 | -0.1246 | -0.065531 | -0.0064612 | 0.078826
Residential | 100 | 2014-09-17 | Per Ton | 11 | Residential¦100¦41899¦Per Ton¦11 | 3.718 | 1.1779 | 0.36987 | 94.2804 | 0.39386 | 325 | 1900-01-02 15:25 | 1899-12-31 04:12 | 0.36255 | 94.0978 | 0.41063 | 307 | 15 | 18 | 0.93138 | 0.34449 | 10623 | 0.0073226 | -0.018056 | 0.021848 | 0.023436 | 0.020348 | 0.03204 | 0.031037 | -0.033738 | -0.0094793 | 0.0073226 | 0.024124 | 0.048384 | -0.057832 | -0.034332 | -0.018056 | -0.0017803 | 0.02172
All | All | 2014-09-17 | Per Device | 12 | All¦All¦41899¦Per Device¦12 | 3.596 | 1.3715 | 2.6856 | 92.1892 | 6.4404 | 1339 | 1900-01-02 14:56 | 1899-12-31 08:42 | 2.595 | 92.2747 | 6.3156 | 1320 | 15 | 18 | 0.98198 | 2.6372 | 27058 | 0.090647 | 0.042243 | 0.176 | 0.17383 | 0.17283 | 0.24738 | 0.24513 | -0.22638 | -0.039077 | 0.090647 | 0.22037 | 0.40767 | -0.2719 | -0.086303 | 0.042243 | 0.17079 | 0.35639
All | All | 2014-09-17 | Per Ton | 12 | All¦All¦41899¦Per Ton¦12 | 3.596 | 1.3715 | 0.73357 | 92.1892 | 1.7592 | 1339 | 1900-01-02 14:56 | 1899-12-31 08:42 | 0.70881 | 92.2747 | 1.7251 | 1320 | 15 | 18 | 0.98198 | 0.72035 | 27058 | 0.02476 | 0.011539 | 0.048076 | 0.047482 | 0.047209 | 0.067571 | 0.066957 | -0.061835 | -0.010674 | 0.02476 | 0.060194 | 0.11136 | -0.07427 | -0.023574 | 0.011539 | 0.046651 | 0.097347
Non-Residential | All | 2014-09-17 | Per Device | 12 | Non-Residential¦All¦41899¦Per Device¦12 | 3.7062 | 2.3971 | 4.936 | 90.258 | 8.0854 | 699 | 1900-01-02 15:50 | 1900-01-01 07:28 | 4.5239 | 89.8242 | 7.9576 | 697 | 15 | 18 | 0.94259 | 4.6527 | 4663 | 0.41217 | 0.12878 | 0.30582 | 0.30142 | 0.28826 | 0.42939 | 0.41707 | -0.13812 | 0.18699 | 0.41217 | 0.63734 | 0.96245 | -0.40571 | -0.089927 | 0.12878 | 0.34749 | 0.66328
Non-Residential | All | 2014-09-17 | Per Ton | 12 | Non-Residential¦All¦41899¦Per Ton¦12 | 3.7062 | 2.3971 | 1.272 | 90.258 | 2.0835 | 699 | 1900-01-02 15:50 | 1900-01-01 07:28 | 1.1657 | 89.8242 | 2.0506 | 697 | 15 | 18 | 0.94259 | 1.1989 | 4663 | 0.10621 | 0.033186 | 0.078805 | 0.077671 | 0.074281 | 0.11065 | 0.10747 | -0.035592 | 0.048186 | 0.10621 | 0.16423 | 0.24801 | -0.10455 | -0.023173 | 0.033186 | 0.089545 | 0.17092
Non-Residential | 30 | 2014-09-17 | Per Device | 12 | Non-Residential¦30¦41899¦Per Device¦12 | 3.6705 | 2.5229 | 4.707 | 91.2664 | 7.3444 | 355 | 1900-01-02 19:09 | 1900-01-01 14:38 | 4.8554 | 91.0139 | 9.1845 | 353 | 15 | 18 | 1.0362 | 4.8776 | 1336 | -0.14834 | 0.022282 | 0.3898 | 0.48884 | 0.40393 | 0.62523 | 0.63413 | -0.94961 | -0.47621 | -0.14834 | 0.17953 | 0.65292 | -0.79039 | -0.31026 | 0.022282 | 0.35482 | 0.83496
Non-Residential | 30 | 2014-09-17 | Per Ton | 12 | Non-Residential¦30¦41899¦Per Ton¦12 | 3.6705 | 2.5229 | 1.2114 | 91.2664 | 1.8902 | 355 | 1900-01-02 19:09 | 1900-01-01 14:38 | 1.2496 | 91.0139 | 2.3638 | 353 | 15 | 18 | 1.0362 | 1.2553 | 1336 | -0.038179 | 0.0057347 | 0.10032 | 0.12581 | 0.10396 | 0.16091 | 0.16321 | -0.2444 | -0.12256 | -0.038179 | 0.046205 | 0.16804 | -0.20342 | -0.079851 | 0.0057347 | 0.09132 | 0.21489
Non-Residential | 50 | 2014-09-17 | Per Device | 12 | Non-Residential¦50¦41899¦Per Device¦12 | 3.7215 | 2.343 | 5.0341 | 89.8244 | 8.4335 | 344 | 1900-01-02 14:24 | 1900-01-01 04:24 | 4.334 | 89.3164 | 6.9293 | 344 | 15 | 18 | 0.89609 | 4.511 | 3327 | 0.70012 | 0.17702 | 0.45471 | 0.3736 | 0.40746 | 0.5885 | 0.55281 | -0.054073 | 0.39151 | 0.70012 | 1.0087 | 1.4543 | -0.53143 | -0.11287 | 0.17702 | 0.46692 | 0.88548
Non-Residential | 50 | 2014-09-17 | Per Ton | 12 | Non-Residential¦50¦41899¦Per Ton¦12 | 3.7215 | 2.343 | 1.298 | 89.8244 | 2.1745 | 344 | 1900-01-02 14:24 | 1900-01-01 04:24 | 1.1175 | 89.3164 | 1.7867 | 344 | 15 | 18 | 0.89609 | 1.1631 | 3327 | 0.18052 | 0.045644 | 0.11724 | 0.09633 | 0.10506 | 0.15174 | 0.14254 | -0.013943 | 0.10095 | 0.18052 | 0.2601 | 0.37499 | -0.13703 | -0.029103 | 0.045644 | 0.12039 | 0.22831
Residential | All | 2014-09-17 | Per Device | 12 | Residential¦All¦41899¦Per Device¦12 | 3.5725 | 1.1534 | 1.7252 | 92.5999 | 1.6048 | 640 | 1900-01-02 14:44 | 1899-12-31 03:45 | 1.7396 | 92.8086 | 1.64 | 623 | 15 | 18 | 1.006 | 1.7354 | 22395 | -0.014492 | -0.0042125 | 0.063435 | 0.065704 | 0.063813 | 0.091329 | 0.091592 | -0.13153 | -0.062385 | -0.014492 | 0.033401 | 0.10255 | -0.12159 | -0.052243 | -0.0042125 | 0.043818 | 0.11317
Residential | All | 2014-09-17 | Per Ton | 12 | Residential¦All¦41899¦Per Ton¦12 | 3.5725 | 1.1534 | 0.48322 | 92.5999 | 0.4495 | 640 | 1900-01-02 14:44 | 1899-12-31 03:45 | 0.48728 | 92.8086 | 0.45936 | 623 | 15 | 18 | 1.006 | 0.4861 | 22395 | -0.0040592 | -0.0011799 | 0.017768 | 0.018404 | 0.017874 | 0.025581 | 0.025655 | -0.036843 | -0.017474 | -0.0040592 | 0.0093557 | 0.028725 | -0.034058 | -0.014633 | -0.0011799 | 0.012274 | 0.031698
Residential | 50 | 2014-09-17 | Per Device | 12 | Residential¦50¦41899¦Per Device¦12 | 3.4367 | 1.1305 | 1.9354 | 93.1042 | 1.6383 | 315 | 1900-01-02 14:08 | 1899-12-31 03:21 | 1.993 | 93.7655 | 1.7055 | 316 | 15 | 18 | 1.0604 | 2.0523 | 11772 | -0.057546 | 0.059358 | 0.092309 | 0.095943 | 0.097884 | 0.13314 | 0.13706 | -0.22817 | -0.12736 | -0.057546 | 0.012272 | 0.11308 | -0.1163 | -0.012518 | 0.059358 | 0.13123 | 0.23501
Residential | 50 | 2014-09-17 | Per Ton | 12 | Residential¦50¦41899¦Per Ton¦12 | 3.4367 | 1.1305 | 0.55081 | 93.1042 | 0.46625 | 315 | 1900-01-02 14:08 | 1899-12-31 03:21 | 0.56719 | 93.7655 | 0.48538 | 316 | 15 | 18 | 1.0604 | 0.58408 | 11772 | -0.016377 | 0.016893 | 0.02627 | 0.027305 | 0.027857 | 0.03789 | 0.039007 | -0.064936 | -0.036247 | -0.016377 | 0.0034927 | 0.032181 | -0.033097 | -0.0035626 | 0.016893 | 0.037348 | 0.066883
Residential | 100 | 2014-09-17 | Per Device | 12 | Residential¦100¦41899¦Per Device¦12 | 3.718 | 1.1779 | 1.5103 | 92.0599 | 1.5545 | 325 | 1900-01-02 15:25 | 1899-12-31 04:12 | 1.4685 | 91.7225 | 1.543 | 307 | 15 | 18 | 0.93138 | 1.4067 | 10623 | 0.04182 | -0.061809 | 0.086226 | 0.088061 | 0.080309 | 0.12325 | 0.11918 | -0.11613 | -0.02281 | 0.04182 | 0.10645 | 0.19977 | -0.21455 | -0.12431 | -0.061809 | 0.0006898 | 0.090929
Residential | 100 | 2014-09-17 | Per Ton | 12 | Residential¦100¦41899¦Per Ton¦12 | 3.718 | 1.1779 | 0.41614 | 92.0599 | 0.42831 | 325 | 1900-01-02 15:25 | 1899-12-31 04:12 | 0.40462 | 91.7225 | 0.42514 | 307 | 15 | 18 | 0.93138 | 0.38759 | 10623 | 0.011523 | -0.017031 | 0.023758 | 0.024264 | 0.022128 | 0.033959 | 0.032839 | -0.031997 | -0.006285 | 0.011523 | 0.029331 | 0.055043 | -0.059116 | -0.034252 | -0.017031 | 0.0001901 | 0.025054
All | All | 2014-09-17 | Per Device | 13 | All¦All¦41899¦Per Device¦13 | 3.596 | 1.3715 | 2.8443 | 89.3937 | 6.3989 | 1339 | 1900-01-02 14:56 | 1899-12-31 08:42 | 2.7321 | 89.5867 | 6.257 | 1320 | 15 | 18 | 0.98198 | 2.793 | 27058 | 0.11215 | 0.060884 | 0.17487 | 0.17222 | 0.17172 | 0.24543 | 0.2432 | -0.20239 | -0.016558 | 0.11215 | 0.24085 | 0.42669 | -0.25079 | -0.06665 | 0.060884 | 0.18842 | 0.37256
All | All | 2014-09-17 | Per Ton | 13 | All¦All¦41899¦Per Ton¦13 | 3.596 | 1.3715 | 0.77692 | 89.3937 | 1.7479 | 1339 | 1900-01-02 14:56 | 1899-12-31 08:42 | 0.74628 | 89.5867 | 1.7091 | 1320 | 15 | 18 | 0.98198 | 0.76291 | 27058 | 0.030633 | 0.01663 | 0.047766 | 0.047041 | 0.046905 | 0.067041 | 0.06643 | -0.055283 | -0.0045228 | 0.030633 | 0.065789 | 0.11655 | -0.068503 | -0.018205 | 0.01663 | 0.051466 | 0.10176
Non-Residential | All | 2014-09-17 | Per Device | 13 | Non-Residential¦All¦41899¦Per Device¦13 | 3.7062 | 2.3971 | 4.8946 | 87.6987 | 8.0535 | 699 | 1900-01-02 15:50 | 1900-01-01 07:28 | 4.5131 | 87.2679 | 7.8632 | 697 | 15 | 18 | 0.94259 | 4.6136 | 4663 | 0.38146 | 0.10046 | 0.30461 | 0.29784 | 0.28712 | 0.42602 | 0.4137 | -0.16451 | 0.15805 | 0.38146 | 0.60487 | 0.92743 | -0.42972 | -0.11648 | 0.10046 | 0.31741 | 0.63064
Non-Residential | All | 2014-09-17 | Per Ton | 13 | Non-Residential¦All¦41899¦Per Ton¦13 | 3.7062 | 2.3971 | 1.2613 | 87.6987 | 2.0753 | 699 | 1900-01-02 15:50 | 1900-01-01 07:28 | 1.163 | 87.2679 | 2.0262 | 697 | 15 | 18 | 0.94259 | 1.1889 | 4663 | 0.098298 | 0.025887 | 0.078494 | 0.07675 | 0.073988 | 0.10978 | 0.10661 | -0.042392 | 0.040728 | 0.098298 | 0.15587 | 0.23899 | -0.11073 | -0.030017 | 0.025887 | 0.081791 | 0.16251
Non-Residential | 30 | 2014-09-17 | Per Device | 13 | Non-Residential¦30¦41899¦Per Device¦13 | 3.6705 | 2.5229 | 4.6961 | 88.8002 | 7.3828 | 355 | 1900-01-02 19:09 | 1900-01-01 14:38 | 4.8724 | 88.4009 | 8.9901 | 353 | 15 | 18 | 1.0362 | 4.8664 | 1336 | -0.17627 | -0.006036 | 0.39184 | 0.4785 | 0.40604 | 0.61846 | 0.62756 | -0.96886 | -0.50059 | -0.17627 | 0.14805 | 0.61632 | -0.81028 | -0.33513 | -0.006036 | 0.32306 | 0.79821
Non-Residential | 30 | 2014-09-17 | Per Ton | 13 | Non-Residential¦30¦41899¦Per Ton¦13 | 3.6705 | 2.5229 | 1.2086 | 88.8002 | 1.9001 | 355 | 1900-01-02 19:09 | 1900-01-01 14:38 | 1.254 | 88.4009 | 2.3138 | 353 | 15 | 18 | 1.0362 | 1.2525 | 1336 | -0.045366 | -0.0015534 | 0.10085 | 0.12315 | 0.1045 | 0.15917 | 0.16151 | -0.24935 | -0.12884 | -0.045366 | 0.038105 | 0.15862 | -0.20854 | -0.086251 | -0.0015534 | 0.083144 | 0.20543
Non-Residential | 50 | 2014-09-17 | Per Device | 13 | Non-Residential¦50¦41899¦Per Device¦13 | 3.7215 | 2.343 | 4.9768 | 87.225 | 8.3614 | 344 | 1900-01-02 14:24 | 1900-01-01 04:24 | 4.3088 | 86.7843 | 6.9134 | 344 | 15 | 18 | 0.89609 | 4.4597 | 3327 | 0.66799 | 0.15085 | 0.45082 | 0.37275 | 0.40397 | 0.58496 | 0.54967 | -0.081662 | 0.36124 | 0.66799 | 0.97475 | 1.4176 | -0.55358 | -0.1374 | 0.15085 | 0.4391 | 0.85528
Non-Residential | 50 | 2014-09-17 | Per Ton | 13 | Non-Residential¦50¦41899¦Per Ton¦13 | 3.7215 | 2.343 | 1.2832 | 87.225 | 2.1559 | 344 | 1900-01-02 14:24 | 1900-01-01 04:24 | 1.111 | 86.7843 | 1.7826 | 344 | 15 | 18 | 0.89609 | 1.1499 | 3327 | 0.17224 | 0.038896 | 0.11624 | 0.09611 | 0.10416 | 0.15083 | 0.14173 | -0.021056 | 0.093144 | 0.17224 | 0.25133 | 0.36553 | -0.14274 | -0.035426 | 0.038896 | 0.11322 | 0.22053
Residential | All | 2014-09-17 | Per Device | 13 | Residential¦All¦41899¦Per Device¦13 | 3.5725 | 1.1534 | 1.9678 | 89.7542 | 1.7397 | 640 | 1900-01-02 14:44 | 1899-12-31 03:45 | 1.9398 | 90.0919 | 1.8195 | 623 | 15 | 18 | 1.006 | 1.9795 | 22395 | 0.028037 | 0.039763 | 0.068769 | 0.072898 | 0.069179 | 0.10022 | 0.1005 | -0.10039 | -0.024516 | 0.028037 | 0.080591 | 0.15647 | -0.08903 | -0.012938 | 0.039763 | 0.092464 | 0.16856
Residential | All | 2014-09-17 | Per Ton | 13 | Residential¦All¦41899¦Per Ton¦13 | 3.5725 | 1.1534 | 0.55119 | 89.7542 | 0.4873 | 640 | 1900-01-02 14:44 | 1899-12-31 03:45 | 0.54333 | 90.0919 | 0.50965 | 623 | 15 | 18 | 1.006 | 0.55447 | 22395 | 0.0078534 | 0.011138 | 0.019262 | 0.020419 | 0.019377 | 0.028071 | 0.02815 | -0.02812 | -0.0068669 | 0.0078534 | 0.022574 | 0.043827 | -0.024937 | -0.003624 | 0.011138 | 0.025899 | 0.047213
Residential | 50 | 2014-09-17 | Per Device | 13 | Residential¦50¦41899¦Per Device¦13 | 3.4367 | 1.1305 | 2.1753 | 90.3044 | 1.7257 | 315 | 1900-01-02 14:08 | 1899-12-31 03:21 | 2.2174 | 91.1607 | 1.92 | 316 | 15 | 18 | 1.0604 | 2.3067 | 11772 | -0.042042 | 0.089352 | 0.097235 | 0.10801 | 0.10311 | 0.14533 | 0.14932 | -0.22829 | -0.11825 | -0.042042 | 0.034169 | 0.14421 | -0.10201 | 0.011047 | 0.089352 | 0.16766 | 0.28072
Residential | 50 | 2014-09-17 | Per Ton | 13 | Residential¦50¦41899¦Per Ton¦13 | 3.4367 | 1.1305 | 0.61909 | 90.3044 | 0.49114 | 315 | 1900-01-02 14:08 | 1899-12-31 03:21 | 0.63105 | 91.1607 | 0.54643 | 316 | 15 | 18 | 1.0604 | 0.65648 | 11772 | -0.011965 | 0.025429 | 0.027672 | 0.030739 | 0.029344 | 0.04136 | 0.042496 | -0.06497 | -0.033654 | -0.011965 | 0.0097242 | 0.04104 | -0.029032 | 0.003144 | 0.025429 | 0.047714 | 0.07989
Residential | 100 | 2014-09-17 | Per Device | 13 | Residential¦100¦41899¦Per Device¦13 | 3.718 | 1.1779 | 1.7555 | 89.1652 | 1.7391 | 325 | 1900-01-02 15:25 | 1899-12-31 04:12 | 1.6426 | 88.8788 | 1.6812 | 307 | 15 | 18 | 0.93138 | 1.6351 | 10623 | 0.11287 | -0.0075831 | 0.096466 | 0.095952 | 0.089847 | 0.13606 | 0.13145 | -0.061497 | 0.041522 | 0.11287 | 0.18422 | 0.28724 | -0.17604 | -0.076516 | -0.0075831 | 0.06135 | 0.16088
Residential | 100 | 2014-09-17 | Per Ton | 13 | Residential¦100¦41899¦Per Ton¦13 | 3.718 | 1.1779 | 0.48371 | 89.1652 | 0.47918 | 325 | 1900-01-02 15:25 | 1899-12-31 04:12 | 0.45261 | 88.8788 | 0.46324 | 307 | 15 | 18 | 0.93138 | 0.45052 | 10623 | 0.0311 | -0.0020895 | 0.02658 | 0.026438 | 0.024756 | 0.03749 | 0.03622 | -0.016945 | 0.011441 | 0.0311 | 0.05076 | 0.079145 | -0.048507 | -0.021083 | -0.0020895 | 0.016904 | 0.044328
All | All | 2014-09-17 | Per Device | 14 | All¦All¦41899¦Per Device¦14 | 3.596 | 1.3715 | 2.9256 | 87.3867 | 6.3174 | 1339 | 1900-01-02 14:56 | 1899-12-31 08:42 | 2.8728 | 87.521 | 6.2863 | 1320 | 15 | 18 | 0.98198 | 2.8728 | 27058 | 0.05273 | 7.35e-08 | 0.17264 | 0.17302 | 0.16953 | 0.24442 | 0.24223 | -0.26051 | -0.075446 | 0.05273 | 0.18091 | 0.36597 | -0.31044 | -0.12703 | 7.35e-08 | 0.12703 | 0.31044
All | All | 2014-09-17 | Per Ton | 14 | All¦All¦41899¦Per Ton¦14 | 3.596 | 1.3715 | 0.79912 | 87.3867 | 1.7256 | 1339 | 1900-01-02 14:56 | 1899-12-31 08:42 | 0.78472 | 87.521 | 1.7171 | 1320 | 15 | 18 | 0.98198 | 0.78472 | 27058 | 0.014403 | -2.56e-08 | 0.047157 | 0.047261 | 0.046307 | 0.066764 | 0.066166 | -0.071158 | -0.020608 | 0.014403 | 0.049414 | 0.099964 | -0.084795 | -0.034698 | -2.56e-08 | 0.034698 | 0.084795
Non-Residential | All | 2014-09-17 | Per Device | 14 | Non-Residential¦All¦41899¦Per Device¦14 | 3.7062 | 2.3971 | 4.8221 | 86.3535 | 7.9602 | 699 | 1900-01-02 15:50 | 1900-01-01 07:28 | 4.5453 | 85.9804 | 7.8993 | 697 | 15 | 18 | 0.94259 | 4.5453 | 4663 | 0.27684 | -1.7e-07 | 0.30108 | 0.29921 | 0.2838 | 0.42447 | 0.41239 | -0.26714 | 0.054249 | 0.27684 | 0.49943 | 0.82082 | -0.5285 | -0.21626 | -1.7e-07 | 0.21626 | 0.5285
Non-Residential | All | 2014-09-17 | Per Ton | 14 | Non-Residential¦All¦41899¦Per Ton¦14 | 3.7062 | 2.3971 | 1.2426 | 86.3535 | 2.0512 | 699 | 1900-01-02 15:50 | 1900-01-01 07:28 | 1.1713 | 85.9804 | 2.0355 | 697 | 15 | 18 | 0.94259 | 1.1713 | 4663 | 0.071338 | -5.04e-08 | 0.077585 | 0.077102 | 0.073131 | 0.10938 | 0.10627 | -0.068838 | 0.013979 | 0.071338 | 0.1287 | 0.21152 | -0.13619 | -0.055727 | -5.04e-08 | 0.055727 | 0.13619
Non-Residential | 30 | 2014-09-17 | Per Device | 14 | Non-Residential¦30¦41899¦Per Device¦14 | 3.6705 | 2.5229 | 4.6911 | 87.146 | 7.2799 | 355 | 1900-01-02 19:09 | 1900-01-01 14:38 | 4.8611 | 86.7064 | 8.809 | 353 | 15 | 18 | 1.0362 | 4.8611 | 1336 | -0.17005 | -2.15e-07 | 0.38638 | 0.46885 | 0.40038 | 0.60754 | 0.61655 | -0.94865 | -0.48865 | -0.17005 | 0.14855 | 0.60855 | -0.79014 | -0.32332 | -2.15e-07 | 0.32332 | 0.79014
Non-Residential | 30 | 2014-09-17 | Per Ton | 14 | Non-Residential¦30¦41899¦Per Ton¦14 | 3.6705 | 2.5229 | 1.2073 | 87.146 | 1.8736 | 355 | 1900-01-02 19:09 | 1900-01-01 14:38 | 1.2511 | 86.7064 | 2.2672 | 353 | 15 | 18 | 1.0362 | 1.2511 | 1336 | -0.043765 | -5.66e-08 | 0.099441 | 0.12067 | 0.10305 | 0.15636 | 0.15868 | -0.24415 | -0.12576 | -0.043765 | 0.038232 | 0.15662 | -0.20336 | -0.083212 | -5.66e-08 | 0.083212 | 0.20336
Non-Residential | 50 | 2014-09-17 | Per Device | 14 | Non-Residential¦50¦41899¦Per Device¦14 | 3.7215 | 2.343 | 4.8694 | 86.0127 | 8.2712 | 344 | 1900-01-02 14:24 | 1900-01-01 04:24 | 4.3634 | 85.6705 | 7.1285 | 344 | 15 | 18 | 0.89609 | 4.3634 | 3327 | 0.50598 | -2.83e-07 | 0.44595 | 0.38434 | 0.39961 | 0.58872 | 0.55444 | -0.24849 | 0.19726 | 0.50598 | 0.81471 | 1.2605 | -0.71055 | -0.29075 | -2.83e-07 | 0.29075 | 0.71055
Non-Residential | 50 | 2014-09-17 | Per Ton | 14 | Non-Residential¦50¦41899¦Per Ton¦14 | 3.7215 | 2.343 | 1.2555 | 86.0127 | 2.1327 | 344 | 1900-01-02 14:24 | 1900-01-01 04:24 | 1.1251 | 85.6705 | 1.838 | 344 | 15 | 18 | 0.89609 | 1.1251 | 3327 | 0.13046 | -7.48e-08 | 0.11499 | 0.0991 | 0.10304 | 0.1518 | 0.14296 | -0.064072 | 0.050862 | 0.13046 | 0.21007 | 0.325 | -0.18321 | -0.074968 | -7.48e-08 | 0.074968 | 0.18321
Residential | All | 2014-09-17 | Per Device | 14 | Residential¦All¦41899¦Per Device¦14 | 3.5725 | 1.1534 | 2.1137 | 87.6064 | 1.8255 | 640 | 1900-01-02 14:44 | 1899-12-31 03:45 | 2.1263 | 87.8567 | 1.9343 | 623 | 15 | 18 | 1.006 | 2.1263 | 22395 | -0.012595 | 1.85e-07 | 0.07216 | 0.077497 | 0.072589 | 0.10589 | 0.10618 | -0.1483 | -0.068124 | -0.012595 | 0.042934 | 0.12311 | -0.13608 | -0.055683 | 1.85e-07 | 0.055683 | 0.13608
Residential | All | 2014-09-17 | Per Ton | 14 | Residential¦All¦41899¦Per Ton¦14 | 3.5725 | 1.1534 | 0.59206 | 87.6064 | 0.51133 | 640 | 1900-01-02 14:44 | 1899-12-31 03:45 | 0.59559 | 87.8567 | 0.54181 | 623 | 15 | 18 | 1.006 | 0.59559 | 22395 | -0.0035278 | 6.67e-08 | 0.020212 | 0.021707 | 0.020332 | 0.02966 | 0.029742 | -0.041539 | -0.019082 | -0.0035278 | 0.012026 | 0.034483 | -0.038116 | -0.015597 | 6.67e-08 | 0.015597 | 0.038116
Residential | 50 | 2014-09-17 | Per Device | 14 | Residential¦50¦41899¦Per Device¦14 | 3.4367 | 1.1305 | 2.3041 | 87.9401 | 1.7941 | 315 | 1900-01-02 14:08 | 1899-12-31 03:21 | 2.4432 | 88.7321 | 2.0251 | 316 | 15 | 18 | 1.0604 | 2.4432 | 11772 | -0.13917 | 3.35e-07 | 0.10109 | 0.11392 | 0.10719 | 0.1523 | 0.15642 | -0.33435 | -0.21904 | -0.13917 | -0.059301 | 0.056016 | -0.20046 | -0.082028 | 3.35e-07 | 0.082029 | 0.20046
Residential | 50 | 2014-09-17 | Per Ton | 14 | Residential¦50¦41899¦Per Ton¦14 | 3.4367 | 1.1305 | 0.65572 | 87.9401 | 0.5106 | 315 | 1900-01-02 14:08 | 1899-12-31 03:21 | 0.69533 | 88.7321 | 0.57632 | 316 | 15 | 18 | 1.0604 | 0.69533 | 11772 | -0.039607 | 9.25e-08 | 0.028769 | 0.032421 | 0.030507 | 0.043345 | 0.044517 | -0.095155 | -0.062336 | -0.039607 | -0.016877 | 0.015942 | -0.057051 | -0.023345 | 9.25e-08 | 0.023345 | 0.057051
Residential | 100 | 2014-09-17 | Per Device | 14 | Residential¦100¦41899¦Per Device¦14 | 3.718 | 1.1779 | 1.9188 | 87.2491 | 1.8452 | 325 | 1900-01-02 15:25 | 1899-12-31 04:12 | 1.7871 | 86.863 | 1.7998 | 307 | 15 | 18 | 0.93138 | 1.7871 | 10623 | 0.13166 | 8.42e-08 | 0.10235 | 0.10272 | 0.095331 | 0.14501 | 0.14014 | -0.054177 | 0.055616 | 0.13166 | 0.2077 | 0.31749 | -0.1796 | -0.073489 | 8.42e-08 | 0.073489 | 0.1796
Residential | 100 | 2014-09-17 | Per Ton | 14 | Residential¦100¦41899¦Per Ton¦14 | 3.718 | 1.1779 | 0.52869 | 87.2491 | 0.50842 | 325 | 1900-01-02 15:25 | 1899-12-31 04:12 | 0.49242 | 86.863 | 0.4959 | 307 | 15 | 18 | 0.93138 | 0.49242 | 10623 | 0.036277 | 1.77e-08 | 0.028202 | 0.028303 | 0.026267 | 0.039955 | 0.038614 | -0.014928 | 0.015324 | 0.036277 | 0.057229 | 0.087481 | -0.049485 | -0.020249 | 1.77e-08 | 0.020249 | 0.049485
All | All | 2014-09-17 | Per Device | 15 | All¦All¦41899¦Per Device¦15 | 3.596 | 1.3715 | 2.9378 | 86.8377 | 6.1302 | 1339 | 1900-01-02 14:56 | 1899-12-31 08:42 | 2.4213 | 86.9381 | 5.8387 | 1320 | 15 | 18 | 0.98198 | 2.8848 | 27058 | 0.51648 | 0.46353 | 0.16753 | 0.16071 | 0.16451 | 0.23215 | 0.22998 | 0.21898 | 0.39475 | 0.51648 | 0.63822 | 0.81399 | 0.16881 | 0.34293 | 0.46353 | 0.58413 | 0.75826
All | All | 2014-09-17 | Per Ton | 15 | All¦All¦41899¦Per Ton¦15 | 3.596 | 1.3715 | 0.80245 | 86.8377 | 1.6745 | 1339 | 1900-01-02 14:56 | 1899-12-31 08:42 | 0.66137 | 86.9381 | 1.5948 | 1320 | 15 | 18 | 0.98198 | 0.78798 | 27058 | 0.14108 | 0.12661 | 0.04576 | 0.043897 | 0.044935 | 0.06341 | 0.062818 | 0.059813 | 0.10782 | 0.14108 | 0.17433 | 0.22234 | 0.04611 | 0.093672 | 0.12661 | 0.15956 | 0.20712
Non-Residential | All | 2014-09-17 | Per Device | 15 | Non-Residential¦All¦41899¦Per Device¦15 | 3.7062 | 2.3971 | 4.7208 | 85.9224 | 7.7126 | 699 | 1900-01-02 15:50 | 1900-01-01 07:28 | 4.0674 | 85.6197 | 7.4122 | 697 | 15 | 18 | 0.94259 | 4.4498 | 4663 | 0.65342 | 0.38239 | 0.29172 | 0.28076 | 0.27497 | 0.40488 | 0.39298 | 0.13455 | 0.4411 | 0.65342 | 0.86574 | 1.1723 | -0.12123 | 0.17631 | 0.38239 | 0.58847 | 0.88602
Non-Residential | All | 2014-09-17 | Per Ton | 15 | Non-Residential¦All¦41899¦Per Ton¦15 | 3.7062 | 2.3971 | 1.2165 | 85.9224 | 1.9874 | 699 | 1900-01-02 15:50 | 1900-01-01 07:28 | 1.0481 | 85.6197 | 1.91 | 697 | 15 | 18 | 0.94259 | 1.1466 | 4663 | 0.16838 | 0.098538 | 0.075172 | 0.072348 | 0.070856 | 0.10433 | 0.10127 | 0.034672 | 0.11367 | 0.16838 | 0.22309 | 0.30208 | -0.03124 | 0.045434 | 0.098538 | 0.15164 | 0.22832
Non-Residential | 30 | 2014-09-17 | Per Device | 15 | Non-Residential¦30¦41899¦Per Device¦15 | 3.6705 | 2.5229 | 4.5358 | 86.5763 | 6.7836 | 355 | 1900-01-02 19:09 | 1900-01-01 14:38 | 4.5051 | 86.225 | 8.7638 | 353 | 15 | 18 | 1.0362 | 4.7002 | 1336 | 0.030688 | 0.19511 | 0.36004 | 0.46645 | 0.37309 | 0.58924 | 0.5973 | -0.72445 | -0.27831 | 0.030688 | 0.33969 | 0.78583 | -0.57037 | -0.11812 | 0.19511 | 0.50833 | 0.96058
Non-Residential | 30 | 2014-09-17 | Per Ton | 15 | Non-Residential¦30¦41899¦Per Ton¦15 | 3.6705 | 2.5229 | 1.1674 | 86.5763 | 1.7459 | 355 | 1900-01-02 19:09 | 1900-01-01 14:38 | 1.1595 | 86.225 | 2.2555 | 353 | 15 | 18 | 1.0362 | 1.2097 | 1336 | 0.0078982 | 0.050215 | 0.092662 | 0.12005 | 0.096021 | 0.15165 | 0.15373 | -0.18645 | -0.071628 | 0.0078982 | 0.087424 | 0.20225 | -0.14679 | -0.0304 | 0.050215 | 0.13083 | 0.24722
Non-Residential | 50 | 2014-09-17 | Per Device | 15 | Non-Residential¦50¦41899¦Per Device¦15 | 3.7215 | 2.343 | 4.7968 | 85.6413 | 8.1636 | 344 | 1900-01-02 14:24 | 1900-01-01 04:24 | 3.8241 | 85.3614 | 6.2604 | 344 | 15 | 18 | 0.89609 | 4.2984 | 3327 | 0.97269 | 0.47425 | 0.44015 | 0.33754 | 0.39441 | 0.55467 | 0.51913 | 0.26184 | 0.68181 | 0.97269 | 1.2636 | 1.6835 | -0.19104 | 0.20202 | 0.47425 | 0.74648 | 1.1395
Non-Residential | 50 | 2014-09-17 | Per Ton | 15 | Non-Residential¦50¦41899¦Per Ton¦15 | 3.7215 | 2.343 | 1.2368 | 85.6413 | 2.1049 | 344 | 1900-01-02 14:24 | 1900-01-01 04:24 | 0.98602 | 85.3614 | 1.6142 | 344 | 15 | 18 | 0.89609 | 1.1083 | 3327 | 0.2508 | 0.12228 | 0.11349 | 0.087032 | 0.1017 | 0.14302 | 0.13385 | 0.067514 | 0.1758 | 0.2508 | 0.3258 | 0.43409 | -0.049259 | 0.052089 | 0.12228 | 0.19247 | 0.29382
Residential | All | 2014-09-17 | Per Device | 15 | Residential¦All¦41899¦Per Device¦15 | 3.5725 | 1.1534 | 2.1738 | 87.0324 | 1.8415 | 640 | 1900-01-02 14:44 | 1899-12-31 03:45 | 1.6897 | 87.2254 | 1.5237 | 623 | 15 | 18 | 1.006 | 2.1868 | 22395 | 0.48411 | 0.49706 | 0.072791 | 0.061044 | 0.073225 | 0.094999 | 0.095332 | 0.36236 | 0.43429 | 0.48411 | 0.53393 | 0.60585 | 0.37489 | 0.44707 | 0.49706 | 0.54705 | 0.61923
Residential | All | 2014-09-17 | Per Ton | 15 | Residential¦All¦41899¦Per Ton¦15 | 3.5725 | 1.1534 | 0.60889 | 87.0324 | 0.5158 | 640 | 1900-01-02 14:44 | 1899-12-31 03:45 | 0.47329 | 87.2254 | 0.42678 | 623 | 15 | 18 | 1.006 | 0.61252 | 22395 | 0.1356 | 0.13923 | 0.020389 | 0.017098 | 0.02051 | 0.02661 | 0.026703 | 0.1015 | 0.12165 | 0.1356 | 0.14955 | 0.1697 | 0.10501 | 0.12522 | 0.13923 | 0.15323 | 0.17345
Residential | 50 | 2014-09-17 | Per Device | 15 | Residential¦50¦41899¦Per Device¦15 | 3.4367 | 1.1305 | 2.4268 | 87.3104 | 1.8098 | 315 | 1900-01-02 14:08 | 1899-12-31 03:21 | 2.0499 | 87.9367 | 1.686 | 316 | 15 | 18 | 1.0604 | 2.5734 | 11772 | 0.37684 | 0.52342 | 0.10197 | 0.094844 | 0.10813 | 0.13926 | 0.14383 | 0.19837 | 0.30381 | 0.37684 | 0.44987 | 0.55531 | 0.33909 | 0.448 | 0.52342 | 0.59885 | 0.70775
Residential | 50 | 2014-09-17 | Per Ton | 15 | Residential¦50¦41899¦Per Ton¦15 | 3.4367 | 1.1305 | 0.69065 | 87.3104 | 0.51507 | 315 | 1900-01-02 14:08 | 1899-12-31 03:21 | 0.5834 | 87.9367 | 0.47982 | 316 | 15 | 18 | 1.0604 | 0.73236 | 11772 | 0.10725 | 0.14896 | 0.029021 | 0.026992 | 0.030774 | 0.039633 | 0.040934 | 0.056454 | 0.086463 | 0.10725 | 0.12803 | 0.15804 | 0.096503 | 0.1275 | 0.14896 | 0.17043 | 0.20142
Residential | 100 | 2014-09-17 | Per Device | 15 | Residential¦100¦41899¦Per Device¦15 | 3.718 | 1.1779 | 1.9153 | 86.7348 | 1.8507 | 325 | 1900-01-02 15:25 | 1899-12-31 04:12 | 1.3036 | 86.418 | 1.2574 | 307 | 15 | 18 | 0.93138 | 1.7839 | 10623 | 0.61166 | 0.48025 | 0.10266 | 0.071763 | 0.095615 | 0.12526 | 0.11955 | 0.45114 | 0.54598 | 0.61166 | 0.67735 | 0.77218 | 0.32704 | 0.41755 | 0.48025 | 0.54294 | 0.63345
Residential | 100 | 2014-09-17 | Per Ton | 15 | Residential¦100¦41899¦Per Ton¦15 | 3.718 | 1.1779 | 0.52773 | 86.7348 | 0.50994 | 325 | 1900-01-02 15:25 | 1899-12-31 04:12 | 0.35919 | 86.418 | 0.34646 | 307 | 15 | 18 | 0.93138 | 0.49152 | 10623 | 0.16854 | 0.13233 | 0.028286 | 0.019773 | 0.026346 | 0.034512 | 0.03294 | 0.12431 | 0.15044 | 0.16854 | 0.18663 | 0.21277 | 0.09011 | 0.11505 | 0.13233 | 0.1496 | 0.17454
All | All | 2014-09-17 | Per Device | 16 | All¦All¦41899¦Per Device¦16 | 3.596 | 1.3715 | 2.8858 | 84.1269 | 5.9281 | 1339 | 1900-01-02 14:56 | 1899-12-31 08:42 | 2.3073 | 84.2807 | 5.5671 | 1320 | 15 | 18 | 0.98198 | 2.8338 | 27058 | 0.57855 | 0.52653 | 0.162 | 0.15323 | 0.15908 | 0.22299 | 0.22088 | 0.29277 | 0.46161 | 0.57855 | 0.69548 | 0.86432 | 0.24347 | 0.4107 | 0.52653 | 0.64236 | 0.8096
All | All | 2014-09-17 | Per Ton | 16 | All¦All¦41899¦Per Ton¦16 | 3.596 | 1.3715 | 0.78827 | 84.1269 | 1.6193 | 1339 | 1900-01-02 14:56 | 1899-12-31 08:42 | 0.63024 | 84.2807 | 1.5206 | 1320 | 15 | 18 | 0.98198 | 0.77406 | 27058 | 0.15803 | 0.14382 | 0.044251 | 0.041855 | 0.043454 | 0.060909 | 0.060333 | 0.079971 | 0.12609 | 0.15803 | 0.18997 | 0.23609 | 0.066503 | 0.11218 | 0.14382 | 0.17546 | 0.22114
Non-Residential | All | 2014-09-17 | Per Device | 16 | Non-Residential¦All¦41899¦Per Device¦16 | 3.7062 | 2.3971 | 4.4841 | 83.2004 | 7.4829 | 699 | 1900-01-02 15:50 | 1900-01-01 07:28 | 3.9052 | 82.8931 | 7.0526 | 697 | 15 | 18 | 0.94259 | 4.2267 | 4663 | 0.57884 | 0.32141 | 0.28303 | 0.26714 | 0.26678 | 0.38919 | 0.37754 | 0.080079 | 0.37475 | 0.57884 | 0.78293 | 1.0776 | -0.16242 | 0.12343 | 0.32141 | 0.51939 | 0.80524
Non-Residential | All | 2014-09-17 | Per Ton | 16 | Non-Residential¦All¦41899¦Per Ton¦16 | 3.7062 | 2.3971 | 1.1555 | 83.2004 | 1.9282 | 699 | 1900-01-02 15:50 | 1900-01-01 07:28 | 1.0063 | 82.8931 | 1.8174 | 697 | 15 | 18 | 0.94259 | 1.0892 | 4663 | 0.14916 | 0.082823 | 0.072933 | 0.068838 | 0.068746 | 0.10029 | 0.097286 | 0.020635 | 0.096569 | 0.14916 | 0.20175 | 0.27769 | -0.041855 | 0.031806 | 0.082823 | 0.13384 | 0.2075
Non-Residential | 30 | 2014-09-17 | Per Device | 16 | Non-Residential¦30¦41899¦Per Device¦16 | 3.6705 | 2.5229 | 4.3319 | 83.9276 | 6.7069 | 355 | 1900-01-02 19:09 | 1900-01-01 14:38 | 4.441 | 83.5837 | 8.6966 | 353 | 15 | 18 | 1.0362 | 4.489 | 1336 | -0.10905 | 0.047978 | 0.35596 | 0.46287 | 0.36887 | 0.58392 | 0.59187 | -0.85737 | -0.41526 | -0.10905 | 0.19715 | 0.63927 | -0.71054 | -0.2624 | 0.047978 | 0.35836 | 0.80649
Non-Residential | 30 | 2014-09-17 | Per Ton | 16 | Non-Residential¦30¦41899¦Per Ton¦16 | 3.6705 | 2.5229 | 1.1149 | 83.9276 | 1.7261 | 355 | 1900-01-02 19:09 | 1900-01-01 14:38 | 1.143 | 83.5837 | 2.2382 | 353 | 15 | 18 | 1.0362 | 1.1553 | 1336 | -0.028067 | 0.012348 | 0.091614 | 0.11913 | 0.094935 | 0.15028 | 0.15233 | -0.22066 | -0.10687 | -0.028067 | 0.050741 | 0.16453 | -0.18287 | -0.067534 | 0.012348 | 0.09223 | 0.20757
Non-Residential | 50 | 2014-09-17 | Per Device | 16 | Non-Residential¦50¦41899¦Per Device¦16 | 3.7215 | 2.343 | 4.5439 | 82.8877 | 7.8524 | 344 | 1900-01-02 14:24 | 1900-01-01 04:24 | 3.6117 | 82.5984 | 5.6045 | 344 | 15 | 18 | 0.89609 | 4.0718 | 3327 | 0.93224 | 0.46008 | 0.42337 | 0.30218 | 0.37938 | 0.52015 | 0.48501 | 0.26564 | 0.65947 | 0.93224 | 1.205 | 1.5988 | -0.16149 | 0.20573 | 0.46008 | 0.71442 | 1.0816
Non-Residential | 50 | 2014-09-17 | Per Ton | 16 | Non-Residential¦50¦41899¦Per Ton¦16 | 3.7215 | 2.343 | 1.1716 | 82.8877 | 2.0247 | 344 | 1900-01-02 14:24 | 1900-01-01 04:24 | 0.93125 | 82.5984 | 1.4451 | 344 | 15 | 18 | 0.89609 | 1.0499 | 3327 | 0.24037 | 0.11863 | 0.10916 | 0.077914 | 0.09782 | 0.13412 | 0.12506 | 0.068494 | 0.17004 | 0.24037 | 0.3107 | 0.41225 | -0.04164 | 0.053047 | 0.11863 | 0.18421 | 0.2789
Residential | All | 2014-09-17 | Per Device | 16 | Residential¦All¦41899¦Per Device¦16 | 3.5725 | 1.1534 | 2.2002 | 84.324 | 1.8673 | 640 | 1900-01-02 14:44 | 1899-12-31 03:45 | 1.5975 | 84.583 | 1.4633 | 623 | 15 | 18 | 1.006 | 2.2133 | 22395 | 0.60269 | 0.6158 | 0.073811 | 0.058626 | 0.07425 | 0.094261 | 0.094605 | 0.48189 | 0.55326 | 0.60269 | 0.65212 | 0.72349 | 0.49456 | 0.56619 | 0.6158 | 0.66541 | 0.73704
Residential | All | 2014-09-17 | Per Ton | 16 | Residential¦All¦41899¦Per Ton¦16 | 3.5725 | 1.1534 | 0.61628 | 84.324 | 0.52303 | 640 | 1900-01-02 14:44 | 1899-12-31 03:45 | 0.44746 | 84.583 | 0.40988 | 623 | 15 | 18 | 1.006 | 0.61995 | 22395 | 0.16881 | 0.17249 | 0.020674 | 0.016421 | 0.020798 | 0.026402 | 0.026499 | 0.13498 | 0.15497 | 0.16881 | 0.18266 | 0.20265 | 0.13853 | 0.15859 | 0.17249 | 0.18638 | 0.20645
Residential | 50 | 2014-09-17 | Per Device | 16 | Residential¦50¦41899¦Per Device¦16 | 3.4367 | 1.1305 | 2.5509 | 84.6626 | 1.8483 | 315 | 1900-01-02 14:08 | 1899-12-31 03:21 | 2.0725 | 85.3406 | 1.6185 | 316 | 15 | 18 | 1.0604 | 2.705 | 11772 | 0.47843 | 0.63251 | 0.10414 | 0.091047 | 0.11043 | 0.13833 | 0.14312 | 0.30115 | 0.40589 | 0.47843 | 0.55097 | 0.6557 | 0.44908 | 0.55745 | 0.63251 | 0.70756 | 0.81593
Residential | 50 | 2014-09-17 | Per Ton | 16 | Residential¦50¦41899¦Per Ton¦16 | 3.4367 | 1.1305 | 0.72597 | 84.6626 | 0.52602 | 315 | 1900-01-02 14:08 | 1899-12-31 03:21 | 0.58981 | 85.3406 | 0.46061 | 316 | 15 | 18 | 1.0604 | 0.76982 | 11772 | 0.13616 | 0.18001 | 0.029638 | 0.025911 | 0.031428 | 0.039367 | 0.040732 | 0.085705 | 0.11551 | 0.13616 | 0.1568 | 0.18661 | 0.12781 | 0.15865 | 0.18001 | 0.20137 | 0.23221
Residential | 100 | 2014-09-17 | Per Device | 16 | Residential¦100¦41899¦Per Device¦16 | 3.718 | 1.1779 | 1.8425 | 83.9615 | 1.8393 | 325 | 1900-01-02 15:25 | 1899-12-31 04:12 | 1.088 | 83.7231 | 1.1192 | 307 | 15 | 18 | 0.93138 | 1.7161 | 10623 | 0.75451 | 0.62809 | 0.10203 | 0.063878 | 0.095025 | 0.12037 | 0.1145 | 0.60025 | 0.69139 | 0.75451 | 0.81764 | 0.90878 | 0.48135 | 0.56805 | 0.62809 | 0.68813 | 0.77483
Residential | 100 | 2014-09-17 | Per Ton | 16 | Residential¦100¦41899¦Per Ton¦16 | 3.718 | 1.1779 | 0.50767 | 83.9615 | 0.50679 | 325 | 1900-01-02 15:25 | 1899-12-31 04:12 | 0.29978 | 83.7231 | 0.30839 | 307 | 15 | 18 | 0.93138 | 0.47284 | 10623 | 0.2079 | 0.17306 | 0.028112 | 0.017601 | 0.026183 | 0.033167 | 0.031549 | 0.16539 | 0.1905 | 0.2079 | 0.22529 | 0.2504 | 0.13263 | 0.15652 | 0.17306 | 0.18961 | 0.21349
All | All | 2014-09-17 | Per Device | 17 | All¦All¦41899¦Per Device¦17 | 3.596 | 1.3715 | 2.7574 | 81.6488 | 5.7788 | 1339 | 1900-01-02 14:56 | 1899-12-31 08:42 | 2.2675 | 81.8533 | 5.2701 | 1320 | 15 | 18 | 0.98198 | 2.7077 | 27058 | 0.48992 | 0.44022 | 0.15792 | 0.14506 | 0.15508 | 0.21443 | 0.21234 | 0.21511 | 0.37747 | 0.48992 | 0.60237 | 0.76472 | 0.16809 | 0.32886 | 0.44022 | 0.55157 | 0.71235
All | All | 2014-09-17 | Per Ton | 17 | All¦All¦41899¦Per Ton¦17 | 3.596 | 1.3715 | 0.75319 | 81.6488 | 1.5785 | 1339 | 1900-01-02 14:56 | 1899-12-31 08:42 | 0.61937 | 81.8533 | 1.4395 | 1320 | 15 | 18 | 0.98198 | 0.73961 | 27058 | 0.13382 | 0.12025 | 0.043137 | 0.039622 | 0.042359 | 0.058572 | 0.058002 | 0.058758 | 0.10311 | 0.13382 | 0.16454 | 0.20888 | 0.045913 | 0.089829 | 0.12025 | 0.15066 | 0.19458
Non-Residential | All | 2014-09-17 | Per Device | 17 | Non-Residential¦All¦41899¦Per Device¦17 | 3.7062 | 2.3971 | 4.1981 | 81.0668 | 7.3625 | 699 | 1900-01-02 15:50 | 1900-01-01 07:28 | 3.6798 | 80.8321 | 6.6885 | 697 | 15 | 18 | 0.94259 | 3.9571 | 4663 | 0.51831 | 0.27729 | 0.27848 | 0.25335 | 0.26249 | 0.37647 | 0.36481 | 0.035842 | 0.32089 | 0.51831 | 0.71574 | 1.0008 | -0.19022 | 0.08599 | 0.27729 | 0.4686 | 0.74481
Non-Residential | All | 2014-09-17 | Per Ton | 17 | Non-Residential¦All¦41899¦Per Ton¦17 | 3.7062 | 2.3971 | 1.0818 | 81.0668 | 1.8972 | 699 | 1900-01-02 15:50 | 1900-01-01 07:28 | 0.94825 | 80.8321 | 1.7235 | 697 | 15 | 18 | 0.94259 | 1.0197 | 4663 | 0.13356 | 0.071455 | 0.07176 | 0.065284 | 0.06764 | 0.097013 | 0.094006 | 0.0092361 | 0.082689 | 0.13356 | 0.18444 | 0.25789 | -0.049018 | 0.022158 | 0.071455 | 0.12075 | 0.19193
Non-Residential | 30 | 2014-09-17 | Per Device | 17 | Non-Residential¦30¦41899¦Per Device¦17 | 3.6705 | 2.5229 | 4.0124 | 81.6389 | 6.3313 | 355 | 1900-01-02 19:09 | 1900-01-01 14:38 | 4.1733 | 81.2817 | 8.3375 | 353 | 15 | 18 | 1.0362 | 4.1578 | 1336 | -0.16095 | -0.015509 | 0.33603 | 0.44376 | 0.34821 | 0.55663 | 0.56407 | -0.87431 | -0.45285 | -0.16095 | 0.13095 | 0.5524 | -0.73839 | -0.31131 | -0.015509 | 0.28029 | 0.70738
Non-Residential | 30 | 2014-09-17 | Per Ton | 17 | Non-Residential¦30¦41899¦Per Ton¦17 | 3.6705 | 2.5229 | 1.0327 | 81.6389 | 1.6295 | 355 | 1900-01-02 19:09 | 1900-01-01 14:38 | 1.0741 | 81.2817 | 2.1458 | 353 | 15 | 18 | 1.0362 | 1.0701 | 1336 | -0.041424 | -0.0039914 | 0.086483 | 0.11421 | 0.089618 | 0.14326 | 0.14517 | -0.22502 | -0.11655 | -0.041424 | 0.033701 | 0.14217 | -0.19004 | -0.080121 | -0.0039914 | 0.072138 | 0.18206
Non-Residential | 50 | 2014-09-17 | Per Device | 17 | Non-Residential¦50¦41899¦Per Device¦17 | 3.7215 | 2.343 | 4.2769 | 80.8208 | 7.8703 | 344 | 1900-01-02 14:24 | 1900-01-01 04:24 | 3.4091 | 80.6402 | 5.2286 | 344 | 15 | 18 | 0.89609 | 3.8325 | 3327 | 0.86774 | 0.42333 | 0.42434 | 0.28191 | 0.38025 | 0.50945 | 0.47335 | 0.21486 | 0.60059 | 0.86774 | 1.1349 | 1.5206 | -0.18329 | 0.1751 | 0.42333 | 0.67155 | 1.0299
Non-Residential | 50 | 2014-09-17 | Per Ton | 17 | Non-Residential¦50¦41899¦Per Ton¦17 | 3.7215 | 2.343 | 1.1028 | 80.8208 | 2.0293 | 344 | 1900-01-02 14:24 | 1900-01-01 04:24 | 0.87902 | 80.6402 | 1.3482 | 344 | 15 | 18 | 0.89609 | 0.98817 | 3327 | 0.22374 | 0.10915 | 0.10941 | 0.072688 | 0.098044 | 0.13136 | 0.12205 | 0.055399 | 0.15486 | 0.22374 | 0.29262 | 0.39208 | -0.047261 | 0.045149 | 0.10915 | 0.17316 | 0.26557
Residential | All | 2014-09-17 | Per Device | 17 | Residential¦All¦41899¦Per Device¦17 | 3.5725 | 1.1534 | 2.1388 | 81.7725 | 1.7973 | 640 | 1900-01-02 14:44 | 1899-12-31 03:45 | 1.6383 | 82.0759 | 1.4524 | 623 | 15 | 18 | 1.006 | 2.1515 | 22395 | 0.50042 | 0.51316 | 0.071046 | 0.058191 | 0.071469 | 0.091835 | 0.092163 | 0.38272 | 0.45226 | 0.50042 | 0.54857 | 0.61811 | 0.39505 | 0.46483 | 0.51316 | 0.56149 | 0.63127
Residential | All | 2014-09-17 | Per Ton | 17 | Residential¦All¦41899¦Per Ton¦17 | 3.5725 | 1.1534 | 0.59907 | 81.7725 | 0.50344 | 640 | 1900-01-02 14:44 | 1899-12-31 03:45 | 0.4589 | 82.0759 | 0.40683 | 623 | 15 | 18 | 1.006 | 0.60264 | 22395 | 0.14017 | 0.14374 | 0.0199 | 0.016299 | 0.020019 | 0.025723 | 0.025815 | 0.1072 | 0.12668 | 0.14017 | 0.15366 | 0.17313 | 0.11065 | 0.1302 | 0.14374 | 0.15727 | 0.17682
Residential | 50 | 2014-09-17 | Per Device | 17 | Residential¦50¦41899¦Per Device¦17 | 3.4367 | 1.1305 | 2.4494 | 82.0406 | 1.8163 | 315 | 1900-01-02 14:08 | 1899-12-31 03:21 | 2.1351 | 82.72 | 1.5978 | 316 | 15 | 18 | 1.0604 | 2.5974 | 11772 | 0.31432 | 0.46227 | 0.10234 | 0.089885 | 0.10852 | 0.13621 | 0.14091 | 0.13976 | 0.24289 | 0.31432 | 0.38574 | 0.48887 | 0.28169 | 0.38837 | 0.46227 | 0.53616 | 0.64285
Residential | 50 | 2014-09-17 | Per Ton | 17 | Residential¦50¦41899¦Per Ton¦17 | 3.4367 | 1.1305 | 0.69709 | 82.0406 | 0.5169 | 315 | 1900-01-02 14:08 | 1899-12-31 03:21 | 0.60764 | 82.72 | 0.45473 | 316 | 15 | 18 | 1.0604 | 0.73919 | 11772 | 0.089453 | 0.13156 | 0.029124 | 0.025581 | 0.030883 | 0.038763 | 0.040102 | 0.039776 | 0.069125 | 0.089453 | 0.10978 | 0.13913 | 0.080166 | 0.11053 | 0.13156 | 0.15259 | 0.18295
Residential | 100 | 2014-09-17 | Per Device | 17 | Residential¦100¦41899¦Per Device¦17 | 3.718 | 1.1779 | 1.8217 | 81.4855 | 1.7422 | 325 | 1900-01-02 15:25 | 1899-12-31 04:12 | 1.1054 | 81.3447 | 1.1028 | 307 | 15 | 18 | 0.93138 | 1.6967 | 10623 | 0.7163 | 0.5913 | 0.096641 | 0.062941 | 0.09001 | 0.11533 | 0.10983 | 0.5685 | 0.65582 | 0.7163 | 0.77678 | 0.86411 | 0.45055 | 0.53371 | 0.5913 | 0.6489 | 0.73206
Residential | 100 | 2014-09-17 | Per Ton | 17 | Residential¦100¦41899¦Per Ton¦17 | 3.718 | 1.1779 | 0.50196 | 81.4855 | 0.48005 | 325 | 1900-01-02 15:25 | 1899-12-31 04:12 | 0.30459 | 81.3447 | 0.30387 | 307 | 15 | 18 | 0.93138 | 0.46751 | 10623 | 0.19737 | 0.16293 | 0.026628 | 0.017343 | 0.024801 | 0.031778 | 0.030263 | 0.15664 | 0.1807 | 0.19737 | 0.21403 | 0.23809 | 0.12414 | 0.14706 | 0.16293 | 0.1788 | 0.20171
All | All | 2014-09-17 | Per Device | 18 | All¦All¦41899¦Per Device¦18 | 3.596 | 1.3715 | 2.613 | 77.327 | 5.5452 | 1339 | 1900-01-02 14:56 | 1899-12-31 08:42 | 2.1307 | 77.5717 | 4.6656 | 1320 | 15 | 18 | 0.98198 | 2.5659 | 27058 | 0.48222 | 0.43513 | 0.15154 | 0.12842 | 0.14881 | 0.19863 | 0.19656 | 0.22767 | 0.37806 | 0.48222 | 0.58639 | 0.73678 | 0.18323 | 0.33205 | 0.43513 | 0.5382 | 0.68703
All | All | 2014-09-17 | Per Ton | 18 | All¦All¦41899¦Per Ton¦18 | 3.596 | 1.3715 | 0.71373 | 77.327 | 1.5147 | 1339 | 1900-01-02 14:56 | 1899-12-31 08:42 | 0.58201 | 77.5717 | 1.2744 | 1320 | 15 | 18 | 0.98198 | 0.70087 | 27058 | 0.13172 | 0.11886 | 0.041393 | 0.035077 | 0.040647 | 0.054256 | 0.053689 | 0.062187 | 0.10327 | 0.13172 | 0.16017 | 0.20125 | 0.05005 | 0.090701 | 0.11886 | 0.14701 | 0.18766
Non-Residential | All | 2014-09-17 | Per Device | 18 | Non-Residential¦All¦41899¦Per Device¦18 | 3.7062 | 2.3971 | 3.7519 | 77.3458 | 7.1664 | 699 | 1900-01-02 15:50 | 1900-01-01 07:28 | 3.245 | 77.2124 | 5.9353 | 697 | 15 | 18 | 0.94259 | 3.5365 | 4663 | 0.50689 | 0.29149 | 0.27106 | 0.22481 | 0.2555 | 0.35216 | 0.34032 | 0.055585 | 0.32222 | 0.50689 | 0.69156 | 0.9582 | -0.14465 | 0.11302 | 0.29149 | 0.46996 | 0.72763
Non-Residential | All | 2014-09-17 | Per Ton | 18 | Non-Residential¦All¦41899¦Per Ton¦18 | 3.7062 | 2.3971 | 0.96682 | 77.3458 | 1.8467 | 699 | 1900-01-02 15:50 | 1900-01-01 07:28 | 0.8362 | 77.2124 | 1.5294 | 697 | 15 | 18 | 0.94259 | 0.91132 | 4663 | 0.13062 | 0.075113 | 0.069848 | 0.057932 | 0.065838 | 0.090746 | 0.087697 | 0.014323 | 0.083032 | 0.13062 | 0.17821 | 0.24692 | -0.037275 | 0.029125 | 0.075113 | 0.1211 | 0.1875
Non-Residential | 30 | 2014-09-17 | Per Device | 18 | Non-Residential¦30¦41899¦Per Device¦18 | 3.6705 | 2.5229 | 3.6072 | 77.5829 | 6.1432 | 355 | 1900-01-02 19:09 | 1900-01-01 14:38 | 3.6347 | 77.2199 | 7.5026 | 353 | 15 | 18 | 1.0362 | 3.7379 | 1336 | -0.027529 | 0.10323 | 0.32605 | 0.39932 | 0.33787 | 0.51553 | 0.52308 | -0.6882 | -0.29787 | -0.027529 | 0.24281 | 0.63314 | -0.56712 | -0.17107 | 0.10323 | 0.37753 | 0.77358
Non-Residential | 30 | 2014-09-17 | Per Ton | 18 | Non-Residential¦30¦41899¦Per Ton¦18 | 3.6705 | 2.5229 | 0.92838 | 77.5829 | 1.5811 | 355 | 1900-01-02 19:09 | 1900-01-01 14:38 | 0.93546 | 77.2199 | 1.9309 | 353 | 15 | 18 | 1.0362 | 0.96203 | 1336 | -0.007085 | 0.026568 | 0.083915 | 0.10277 | 0.086956 | 0.13268 | 0.13462 | -0.17712 | -0.076662 | -0.007085 | 0.062492 | 0.16295 | -0.14596 | -0.044029 | 0.026568 | 0.097165 | 0.1991
Non-Residential | 50 | 2014-09-17 | Per Device | 18 | Non-Residential¦50¦41899¦Per Device¦18 | 3.7215 | 2.343 | 3.8111 | 77.2438 | 7.6708 | 344 | 1900-01-02 14:24 | 1900-01-01 04:24 | 3.0299 | 77.2092 | 4.5413 | 344 | 15 | 18 | 0.89609 | 3.4151 | 3327 | 0.78119 | 0.38517 | 0.41358 | 0.24485 | 0.37061 | 0.48063 | 0.44419 | 0.16524 | 0.52914 | 0.78119 | 1.0332 | 1.3971 | -0.18408 | 0.15224 | 0.38517 | 0.6181 | 0.95442
Non-Residential | 50 | 2014-09-17 | Per Ton | 18 | Non-Residential¦50¦41899¦Per Ton¦18 | 3.7215 | 2.343 | 0.98267 | 77.2438 | 1.9779 | 344 | 1900-01-02 14:24 | 1900-01-01 04:24 | 0.78125 | 77.2092 | 1.171 | 344 | 15 | 18 | 0.89609 | 0.88056 | 3327 | 0.20142 | 0.099314 | 0.10664 | 0.063134 | 0.095559 | 0.12393 | 0.11453 | 0.042605 | 0.13644 | 0.20142 | 0.26641 | 0.36024 | -0.047464 | 0.039254 | 0.099314 | 0.15937 | 0.24609
Residential | All | 2014-09-17 | Per Device | 18 | Residential¦All¦41899¦Per Device¦18 | 3.5725 | 1.1534 | 2.1223 | 77.323 | 1.7288 | 640 | 1900-01-02 14:44 | 1899-12-31 03:45 | 1.6317 | 77.65 | 1.3694 | 623 | 15 | 18 | 1.006 | 2.135 | 22395 | 0.49066 | 0.50331 | 0.068338 | 0.054865 | 0.068745 | 0.087637 | 0.087955 | 0.37835 | 0.4447 | 0.49066 | 0.53662 | 0.60297 | 0.39059 | 0.45718 | 0.50331 | 0.54943 | 0.61602
Residential | All | 2014-09-17 | Per Ton | 18 | Residential¦All¦41899¦Per Ton¦18 | 3.5725 | 1.1534 | 0.59446 | 77.323 | 0.48425 | 640 | 1900-01-02 14:44 | 1899-12-31 03:45 | 0.45703 | 77.65 | 0.38358 | 623 | 15 | 18 | 1.006 | 0.59801 | 22395 | 0.13743 | 0.14098 | 0.019142 | 0.015368 | 0.019256 | 0.024547 | 0.024636 | 0.10598 | 0.12456 | 0.13743 | 0.15031 | 0.16889 | 0.1094 | 0.12806 | 0.14098 | 0.1539 | 0.17255
Residential | 50 | 2014-09-17 | Per Device | 18 | Residential¦50¦41899¦Per Device¦18 | 3.4367 | 1.1305 | 2.4576 | 77.3934 | 1.798 | 315 | 1900-01-02 14:08 | 1899-12-31 03:21 | 2.0859 | 78.0425 | 1.4998 | 316 | 15 | 18 | 1.0604 | 2.606 | 11772 | 0.37162 | 0.52006 | 0.10131 | 0.084371 | 0.10743 | 0.13184 | 0.1366 | 0.20266 | 0.30249 | 0.37162 | 0.44076 | 0.54058 | 0.34501 | 0.44843 | 0.52006 | 0.59169 | 0.69512
Residential | 50 | 2014-09-17 | Per Ton | 18 | Residential¦50¦41899¦Per Ton¦18 | 3.4367 | 1.1305 | 0.6994 | 77.3934 | 0.5117 | 315 | 1900-01-02 14:08 | 1899-12-31 03:21 | 0.59364 | 78.0425 | 0.42683 | 316 | 15 | 18 | 1.0604 | 0.74165 | 11772 | 0.10576 | 0.14801 | 0.028831 | 0.024011 | 0.030573 | 0.03752 | 0.038875 | 0.057677 | 0.086086 | 0.10576 | 0.12544 | 0.15385 | 0.098187 | 0.12762 | 0.14801 | 0.16839 | 0.19783
Residential | 100 | 2014-09-17 | Per Device | 18 | Residential¦100¦41899¦Per Device¦18 | 3.718 | 1.1779 | 1.7804 | 77.2476 | 1.612 | 325 | 1900-01-02 15:25 | 1899-12-31 04:12 | 1.1444 | 77.2044 | 1.0638 | 307 | 15 | 18 | 0.93138 | 1.6582 | 10623 | 0.63597 | 0.51381 | 0.089418 | 0.060716 | 0.083283 | 0.10808 | 0.10307 | 0.49746 | 0.57929 | 0.63597 | 0.69265 | 0.77449 | 0.38173 | 0.45976 | 0.51381 | 0.56786 | 0.6459
Residential | 100 | 2014-09-17 | Per Ton | 18 | Residential¦100¦41899¦Per Ton¦18 | 3.718 | 1.1779 | 0.49056 | 77.2476 | 0.44417 | 325 | 1900-01-02 15:25 | 1899-12-31 04:12 | 0.31533 | 77.2044 | 0.29312 | 307 | 15 | 18 | 0.93138 | 0.4569 | 10623 | 0.17523 | 0.14157 | 0.024638 | 0.01673 | 0.022947 | 0.029781 | 0.028398 | 0.13707 | 0.15962 | 0.17523 | 0.19085 | 0.2134 | 0.10518 | 0.12668 | 0.14157 | 0.15647 | 0.17797
All | All | 2014-09-17 | Per Device | 19 | All¦All¦41899¦Per Device¦19 | 3.596 | 1.3715 | 2.5011 | 75.79 | 4.9491 | 1339 | 1900-01-02 14:56 | 1899-12-31 08:42 | 2.6097 | 76.0048 | 4.446 | 1320 | 15 | 18 | 0.98198 | 2.456 | 27058 | -0.10861 | -0.15369 | 0.13525 | 0.12237 | 0.13281 | 0.18239 | 0.18059 | -0.34235 | -0.20425 | -0.10861 | -0.01296 | 0.12514 | -0.38513 | -0.24839 | -0.15369 | -0.058983 | 0.077753
All | All | 2014-09-17 | Per Ton | 19 | All¦All¦41899¦Per Ton¦19 | 3.596 | 1.3715 | 0.68318 | 75.79 | 1.3518 | 1339 | 1900-01-02 14:56 | 1899-12-31 08:42 | 0.71285 | 76.0048 | 1.2144 | 1320 | 15 | 18 | 0.98198 | 0.67087 | 27058 | -0.029666 | -0.04198 | 0.036943 | 0.033426 | 0.036277 | 0.049821 | 0.049329 | -0.093514 | -0.055792 | -0.029666 | -0.00354 | 0.034182 | -0.1052 | -0.067848 | -0.04198 | -0.016111 | 0.021238
Non-Residential | All | 2014-09-17 | Per Device | 19 | Non-Residential¦All¦41899¦Per Device¦19 | 3.7062 | 2.3971 | 3.3415 | 75.6795 | 6.3935 | 699 | 1900-01-02 15:50 | 1900-01-01 07:28 | 3.0929 | 75.5615 | 5.5645 | 697 | 15 | 18 | 0.94259 | 3.1496 | 4663 | 0.24857 | 0.056734 | 0.24182 | 0.21077 | 0.22794 | 0.32078 | 0.31045 | -0.16253 | 0.080352 | 0.24857 | 0.41679 | 0.65967 | -0.34113 | -0.10607 | 0.056734 | 0.21953 | 0.45459
Non-Residential | All | 2014-09-17 | Per Ton | 19 | Non-Residential¦All¦41899¦Per Ton¦19 | 3.7062 | 2.3971 | 0.86106 | 75.6795 | 1.6475 | 699 | 1900-01-02 15:50 | 1900-01-01 07:28 | 0.797 | 75.5615 | 1.4339 | 697 | 15 | 18 | 0.94259 | 0.81162 | 4663 | 0.064054 | 0.01462 | 0.062315 | 0.054312 | 0.058737 | 0.082662 | 0.08 | -0.041882 | 0.020706 | 0.064054 | 0.1074 | 0.16999 | -0.087904 | -0.027332 | 0.01462 | 0.056571 | 0.11714
Non-Residential | 30 | 2014-09-17 | Per Device | 19 | Non-Residential¦30¦41899¦Per Device¦19 | 3.6705 | 2.5229 | 3.1667 | 76.0594 | 5.7297 | 355 | 1900-01-02 19:09 | 1900-01-01 14:38 | 3.4518 | 75.6854 | 7.0705 | 353 | 15 | 18 | 1.0362 | 3.2815 | 1336 | -0.28514 | -0.17036 | 0.3041 | 0.37633 | 0.31513 | 0.48384 | 0.49084 | -0.90521 | -0.53887 | -0.28514 | -0.03142 | 0.33492 | -0.79939 | -0.42775 | -0.17036 | 0.087042 | 0.45868
Non-Residential | 30 | 2014-09-17 | Per Ton | 19 | Non-Residential¦30¦41899¦Per Ton¦19 | 3.6705 | 2.5229 | 0.815 | 76.0594 | 1.4747 | 355 | 1900-01-02 19:09 | 1900-01-01 14:38 | 0.88839 | 75.6854 | 1.8197 | 353 | 15 | 18 | 1.0362 | 0.84454 | 1336 | -0.073387 | -0.043844 | 0.078266 | 0.096854 | 0.081103 | 0.12452 | 0.12633 | -0.23297 | -0.13869 | -0.073387 | -0.0080864 | 0.086198 | -0.20574 | -0.11009 | -0.043844 | 0.022402 | 0.11805
Non-Residential | 50 | 2014-09-17 | Per Device | 19 | Non-Residential¦50¦41899¦Per Device¦19 | 3.7215 | 2.343 | 3.4182 | 75.5161 | 6.714 | 344 | 1900-01-02 14:24 | 1900-01-01 04:24 | 2.8944 | 75.5085 | 4.2191 | 344 | 15 | 18 | 0.89609 | 3.0631 | 3327 | 0.52383 | 0.16864 | 0.362 | 0.22748 | 0.32438 | 0.42754 | 0.39619 | -0.024076 | 0.29963 | 0.52383 | 0.74804 | 1.0717 | -0.3391 | -0.039122 | 0.16864 | 0.37641 | 0.67639
Non-Residential | 50 | 2014-09-17 | Per Ton | 19 | Non-Residential¦50¦41899¦Per Ton¦19 | 3.7215 | 2.343 | 0.88137 | 75.5161 | 1.7312 | 344 | 1900-01-02 14:24 | 1900-01-01 04:24 | 0.74631 | 75.5085 | 1.0879 | 344 | 15 | 18 | 0.89609 | 0.78979 | 3327 | 0.13507 | 0.043483 | 0.093338 | 0.058654 | 0.08364 | 0.11024 | 0.10216 | -0.0062079 | 0.077259 | 0.13507 | 0.19288 | 0.27634 | -0.087435 | -0.010087 | 0.043483 | 0.097054 | 0.1744
Residential | All | 2014-09-17 | Per Device | 19 | Residential¦All¦41899¦Per Device¦19 | 3.5725 | 1.1534 | 2.137 | 75.8135 | 1.6812 | 640 | 1900-01-02 14:44 | 1899-12-31 03:45 | 2.38 | 76.1014 | 1.9541 | 623 | 15 | 18 | 1.006 | 2.1498 | 22395 | -0.243 | -0.23026 | 0.066456 | 0.078288 | 0.066852 | 0.10269 | 0.10295 | -0.3746 | -0.29685 | -0.243 | -0.18914 | -0.11139 | -0.36219 | -0.28425 | -0.23026 | -0.17628 | -0.09833
Residential | All | 2014-09-17 | Per Ton | 19 | Residential¦All¦41899¦Per Ton¦19 | 3.5725 | 1.1534 | 0.59858 | 75.8135 | 0.47091 | 640 | 1900-01-02 14:44 | 1899-12-31 03:45 | 0.66665 | 76.1014 | 0.54733 | 623 | 15 | 18 | 1.006 | 0.60215 | 22395 | -0.068063 | -0.064497 | 0.018614 | 0.021929 | 0.018725 | 0.028764 | 0.028836 | -0.10493 | -0.083147 | -0.068063 | -0.05298 | -0.031201 | -0.10145 | -0.079618 | -0.064497 | -0.049375 | -0.027542
Residential | 50 | 2014-09-17 | Per Device | 19 | Residential¦50¦41899¦Per Device¦19 | 3.4367 | 1.1305 | 2.4467 | 75.9748 | 1.7931 | 315 | 1900-01-02 14:08 | 1899-12-31 03:21 | 2.6826 | 76.5439 | 1.9807 | 316 | 15 | 18 | 1.0604 | 2.5945 | 11772 | -0.23586 | -0.08807 | 0.10103 | 0.11142 | 0.10713 | 0.15041 | 0.15457 | -0.42861 | -0.31473 | -0.23586 | -0.15698 | -0.043103 | -0.28616 | -0.16913 | -0.08807 | -0.0070129 | 0.11002
Residential | 50 | 2014-09-17 | Per Ton | 19 | Residential¦50¦41899¦Per Ton¦19 | 3.4367 | 1.1305 | 0.69632 | 75.9748 | 0.51031 | 315 | 1900-01-02 14:08 | 1899-12-31 03:21 | 0.76345 | 76.5439 | 0.56369 | 316 | 15 | 18 | 1.0604 | 0.73838 | 11772 | -0.067123 | -0.025064 | 0.028753 | 0.03171 | 0.030489 | 0.042805 | 0.04399 | -0.12198 | -0.08957 | -0.067123 | -0.044676 | -0.012267 | -0.08144 | -0.048133 | -0.025064 | -0.0019958 | 0.031311
Residential | 100 | 2014-09-17 | Per Device | 19 | Residential¦100¦41899¦Per Device¦19 | 3.718 | 1.1779 | 1.821 | 75.6409 | 1.5247 | 325 | 1900-01-02 15:25 | 1899-12-31 04:12 | 2.0564 | 75.5991 | 1.8969 | 307 | 15 | 18 | 0.93138 | 1.696 | 10623 | -0.2354 | -0.36034 | 0.084576 | 0.10826 | 0.078773 | 0.13738 | 0.13389 | -0.41146 | -0.30744 | -0.2354 | -0.16335 | -0.059334 | -0.53193 | -0.43055 | -0.36034 | -0.29013 | -0.18876
Residential | 100 | 2014-09-17 | Per Ton | 19 | Residential¦100¦41899¦Per Ton¦19 | 3.718 | 1.1779 | 0.50174 | 75.6409 | 0.42012 | 325 | 1900-01-02 15:25 | 1899-12-31 04:12 | 0.5666 | 75.5991 | 0.52267 | 307 | 15 | 18 | 0.93138 | 0.46732 | 10623 | -0.06486 | -0.099288 | 0.023304 | 0.02983 | 0.021705 | 0.037854 | 0.036891 | -0.11337 | -0.084711 | -0.06486 | -0.04501 | -0.016349 | -0.14657 | -0.11863 | -0.099288 | -0.079942 | -0.05201
All | All | 2014-09-17 | Per Device | 20 | All¦All¦41899¦Per Device¦20 | 3.596 | 1.3715 | 2.3453 | 74.4754 | 4.7897 | 1339 | 1900-01-02 14:56 | 1899-12-31 08:42 | 2.4746 | 74.6813 | 4.3524 | 1320 | 15 | 18 | 0.98198 | 2.303 | 27058 | -0.1293 | -0.17157 | 0.13089 | 0.1198 | 0.12853 | 0.17744 | 0.17571 | -0.3567 | -0.22235 | -0.1293 | -0.036255 | 0.098092 | -0.39675 | -0.26371 | -0.17157 | -0.079435 | 0.053601
All | All | 2014-09-17 | Per Ton | 20 | All¦All¦41899¦Per Ton¦20 | 3.596 | 1.3715 | 0.64061 | 74.4754 | 1.3083 | 1339 | 1900-01-02 14:56 | 1899-12-31 08:42 | 0.67593 | 74.6813 | 1.1889 | 1320 | 15 | 18 | 0.98198 | 0.62906 | 27058 | -0.035319 | -0.046866 | 0.035754 | 0.032723 | 0.035109 | 0.048467 | 0.047994 | -0.097433 | -0.060736 | -0.035319 | -0.0099031 | 0.026794 | -0.10837 | -0.072034 | -0.046866 | -0.021698 | 0.014641
Non-Residential | All | 2014-09-17 | Per Device | 20 | Non-Residential¦All¦41899¦Per Device¦20 | 3.7062 | 2.3971 | 3.1433 | 74.721 | 6.226 | 699 | 1900-01-02 15:50 | 1900-01-01 07:28 | 2.8559 | 74.7044 | 5.5071 | 697 | 15 | 18 | 0.94259 | 2.9628 | 4663 | 0.28742 | 0.10696 | 0.23549 | 0.2086 | 0.22197 | 0.31459 | 0.3046 | -0.11575 | 0.12244 | 0.28742 | 0.45239 | 0.69058 | -0.28341 | -0.052776 | 0.10696 | 0.26669 | 0.49732
Non-Residential | All | 2014-09-17 | Per Ton | 20 | Non-Residential¦All¦41899¦Per Ton¦20 | 3.7062 | 2.3971 | 0.80998 | 74.721 | 1.6044 | 699 | 1900-01-02 15:50 | 1900-01-01 07:28 | 0.73592 | 74.7044 | 1.4191 | 697 | 15 | 18 | 0.94259 | 0.76348 | 4663 | 0.074064 | 0.027561 | 0.060682 | 0.053753 | 0.057198 | 0.081066 | 0.078492 | -0.029827 | 0.031552 | 0.074064 | 0.11657 | 0.17795 | -0.07303 | -0.0136 | 0.027561 | 0.068723 | 0.12815
Non-Residential | 30 | 2014-09-17 | Per Device | 20 | Non-Residential¦30¦41899¦Per Device¦20 | 3.6705 | 2.5229 | 2.9528 | 74.996 | 5.4973 | 355 | 1900-01-02 19:09 | 1900-01-01 14:38 | 3.2556 | 74.625 | 6.8185 | 353 | 15 | 18 | 1.0362 | 3.0598 | 1336 | -0.30279 | -0.19576 | 0.29177 | 0.36291 | 0.30234 | 0.46565 | 0.47235 | -0.89955 | -0.54698 | -0.30279 | -0.058604 | 0.29397 | -0.8011 | -0.44346 | -0.19576 | 0.051945 | 0.40959
Non-Residential | 30 | 2014-09-17 | Per Ton | 20 | Non-Residential¦30¦41899¦Per Ton¦20 | 3.6705 | 2.5229 | 0.75995 | 74.996 | 1.4148 | 355 | 1900-01-02 19:09 | 1900-01-01 14:38 | 0.83788 | 74.625 | 1.7549 | 353 | 15 | 18 | 1.0362 | 0.7875 | 1336 | -0.077929 | -0.050382 | 0.075092 | 0.093402 | 0.077814 | 0.11984 | 0.12157 | -0.23152 | -0.14078 | -0.077929 | -0.015083 | 0.075657 | -0.20618 | -0.11413 | -0.050382 | 0.013369 | 0.10541
Non-Residential | 50 | 2014-09-17 | Per Device | 20 | Non-Residential¦50¦41899¦Per Device¦20 | 3.7215 | 2.343 | 3.2291 | 74.6028 | 6.5834 | 344 | 1900-01-02 14:24 | 1900-01-01 04:24 | 2.6371 | 74.7382 | 4.3561 | 344 | 15 | 18 | 0.89609 | 2.8936 | 3327 | 0.59203 | 0.25649 | 0.35495 | 0.23487 | 0.31807 | 0.42562 | 0.39539 | 0.046574 | 0.36883 | 0.59203 | 0.81523 | 1.1375 | -0.25022 | 0.04915 | 0.25649 | 0.46383 | 0.7632
Non-Residential | 50 | 2014-09-17 | Per Ton | 20 | Non-Residential¦50¦41899¦Per Ton¦20 | 3.7215 | 2.343 | 0.83261 | 74.6028 | 1.6975 | 344 | 1900-01-02 14:24 | 1900-01-01 04:24 | 0.67996 | 74.7382 | 1.1232 | 344 | 15 | 18 | 0.89609 | 0.74609 | 3327 | 0.15265 | 0.066135 | 0.091523 | 0.060559 | 0.082012 | 0.10974 | 0.10195 | 0.012009 | 0.095102 | 0.15265 | 0.2102 | 0.29329 | -0.064517 | 0.012673 | 0.066135 | 0.1196 | 0.19679
Residential | All | 2014-09-17 | Per Device | 20 | Residential¦All¦41899¦Per Device¦20 | 3.5725 | 1.1534 | 1.9996 | 74.4231 | 1.5543 | 640 | 1900-01-02 14:44 | 1899-12-31 03:45 | 2.29 | 74.6763 | 1.865 | 623 | 15 | 18 | 1.006 | 2.0115 | 22395 | -0.2904 | -0.27849 | 0.061439 | 0.074718 | 0.061805 | 0.096735 | 0.096968 | -0.41437 | -0.34113 | -0.2904 | -0.23967 | -0.16643 | -0.40276 | -0.32934 | -0.27849 | -0.22764 | -0.15422
Residential | All | 2014-09-17 | Per Ton | 20 | Residential¦All¦41899¦Per Ton¦20 | 3.5725 | 1.1534 | 0.5601 | 74.4231 | 0.43536 | 640 | 1900-01-02 14:44 | 1899-12-31 03:45 | 0.64144 | 74.6763 | 0.52238 | 623 | 15 | 18 | 1.006 | 0.56343 | 22395 | -0.081342 | -0.078004 | 0.017209 | 0.020929 | 0.017312 | 0.027096 | 0.027161 | -0.11607 | -0.095551 | -0.081342 | -0.067133 | -0.046617 | -0.11281 | -0.092247 | -0.078004 | -0.063761 | -0.043196
Residential | 50 | 2014-09-17 | Per Device | 20 | Residential¦50¦41899¦Per Device¦20 | 3.4367 | 1.1305 | 2.2651 | 74.5781 | 1.6967 | 315 | 1900-01-02 14:08 | 1899-12-31 03:21 | 2.487 | 75.0387 | 1.8514 | 316 | 15 | 18 | 1.0604 | 2.4019 | 11772 | -0.22196 | -0.085148 | 0.095599 | 0.10415 | 0.10137 | 0.14137 | 0.14534 | -0.40314 | -0.2961 | -0.22196 | -0.14782 | -0.040784 | -0.27141 | -0.16136 | -0.085148 | -0.0089314 | 0.10111
Residential | 50 | 2014-09-17 | Per Ton | 20 | Residential¦50¦41899¦Per Ton¦20 | 3.4367 | 1.1305 | 0.64462 | 74.5781 | 0.48287 | 315 | 1900-01-02 14:08 | 1899-12-31 03:21 | 0.70779 | 75.0387 | 0.5269 | 316 | 15 | 18 | 1.0604 | 0.68356 | 11772 | -0.063169 | -0.024233 | 0.027207 | 0.029641 | 0.02885 | 0.040234 | 0.041363 | -0.11473 | -0.084267 | -0.063169 | -0.04207 | -0.011607 | -0.077241 | -0.045923 | -0.024233 | -0.0025419 | 0.028776
Residential | 100 | 2014-09-17 | Per Device | 20 | Residential¦100¦41899¦Per Device¦20 | 3.718 | 1.1779 | 1.7286 | 74.2572 | 1.3714 | 325 | 1900-01-02 15:25 | 1899-12-31 04:12 | 2.0798 | 74.2649 | 1.8707 | 307 | 15 | 18 | 0.93138 | 1.61 | 10623 | -0.35121 | -0.46982 | 0.076072 | 0.10677 | 0.070852 | 0.13109 | 0.12814 | -0.51922 | -0.41996 | -0.35121 | -0.28247 | -0.18321 | -0.63403 | -0.53701 | -0.46982 | -0.40262 | -0.30561
Residential | 100 | 2014-09-17 | Per Ton | 20 | Residential¦100¦41899¦Per Ton¦20 | 3.718 | 1.1779 | 0.47629 | 74.2572 | 0.37787 | 325 | 1900-01-02 15:25 | 1899-12-31 04:12 | 0.57306 | 74.2649 | 0.51544 | 307 | 15 | 18 | 0.93138 | 0.44361 | 10623 | -0.096772 | -0.12945 | 0.020961 | 0.029418 | 0.019522 | 0.036122 | 0.035306 | -0.14306 | -0.11571 | -0.096772 | -0.07783 | -0.05048 | -0.1747 | -0.14797 | -0.12945 | -0.11094 | -0.084206
All | All | 2014-09-17 | Per Device | 21 | All¦All¦41899¦Per Device¦21 | 3.596 | 1.3715 | 2.149 | 73.2807 | 4.3334 | 1339 | 1900-01-02 14:56 | 1899-12-31 08:42 | 2.2262 | 73.3965 | 3.9176 | 1320 | 15 | 18 | 0.98198 | 2.1103 | 27058 | -0.07718 | -0.11591 | 0.11842 | 0.10783 | 0.11629 | 0.16016 | 0.15859 | -0.28243 | -0.16117 | -0.07718 | 0.0068083 | 0.12807 | -0.31915 | -0.19908 | -0.11591 | -0.032749 | 0.087326
All | All | 2014-09-17 | Per Ton | 21 | All¦All¦41899¦Per Ton¦21 | 3.596 | 1.3715 | 0.587 | 73.2807 | 1.1837 | 1339 | 1900-01-02 14:56 | 1899-12-31 08:42 | 0.60809 | 73.3965 | 1.0701 | 1320 | 15 | 18 | 0.98198 | 0.57642 | 27058 | -0.021082 | -0.031662 | 0.032347 | 0.029454 | 0.031764 | 0.043748 | 0.043318 | -0.077147 | -0.044023 | -0.021082 | 0.0018597 | 0.034983 | -0.087176 | -0.054378 | -0.031662 | -0.0089454 | 0.023853
Non-Residential | All | 2014-09-17 | Per Device | 21 | Non-Residential¦All¦41899¦Per Device¦21 | 3.7062 | 2.3971 | 2.7566 | 73.6166 | 5.6551 | 699 | 1900-01-02 15:50 | 1900-01-01 07:28 | 2.4559 | 73.6679 | 4.9823 | 697 | 15 | 18 | 0.94259 | 2.5983 | 4663 | 0.30064 | 0.14239 | 0.21389 | 0.18872 | 0.20161 | 0.28525 | 0.27616 | -0.064912 | 0.15106 | 0.30064 | 0.45023 | 0.6662 | -0.21152 | -0.0024305 | 0.14239 | 0.2872 | 0.4963
Non-Residential | All | 2014-09-17 | Per Ton | 21 | Non-Residential¦All¦41899¦Per Ton¦21 | 3.7062 | 2.3971 | 0.71034 | 73.6166 | 1.4572 | 699 | 1900-01-02 15:50 | 1900-01-01 07:28 | 0.63287 | 73.6679 | 1.2839 | 697 | 15 | 18 | 0.94259 | 0.66956 | 4663 | 0.077472 | 0.036691 | 0.055118 | 0.04863 | 0.051954 | 0.073504 | 0.071162 | -0.016727 | 0.038927 | 0.077472 | 0.11602 | 0.17167 | -0.054507 | -0.0006263 | 0.036691 | 0.074009 | 0.12789
Non-Residential | 30 | 2014-09-17 | Per Device | 21 | Non-Residential¦30¦41899¦Per Device¦21 | 3.6705 | 2.5229 | 2.5761 | 73.6614 | 4.7154 | 355 | 1900-01-02 19:09 | 1900-01-01 14:38 | 2.9195 | 73.4863 | 6.3086 | 353 | 15 | 18 | 1.0362 | 2.6695 | 1336 | -0.34339 | -0.25001 | 0.25027 | 0.33578 | 0.25934 | 0.41878 | 0.42427 | -0.88008 | -0.563 | -0.34339 | -0.12378 | 0.1933 | -0.79373 | -0.47249 | -0.25001 | -0.027523 | 0.29371
Non-Residential | 30 | 2014-09-17 | Per Ton | 21 | Non-Residential¦30¦41899¦Per Ton¦21 | 3.6705 | 2.5229 | 0.66301 | 73.6614 | 1.2136 | 355 | 1900-01-02 19:09 | 1900-01-01 14:38 | 0.75139 | 73.4863 | 1.6236 | 353 | 15 | 18 | 1.0362 | 0.68704 | 1336 | -0.088378 | -0.064344 | 0.064411 | 0.086418 | 0.066746 | 0.10778 | 0.10919 | -0.22651 | -0.1449 | -0.088378 | -0.031857 | 0.04975 | -0.20428 | -0.12161 | -0.064344 | -0.0070835 | 0.075592
Non-Residential | 50 | 2014-09-17 | Per Device | 21 | Non-Residential¦50¦41899¦Per Device¦21 | 3.7215 | 2.343 | 2.8389 | 73.5974 | 6.1223 | 344 | 1900-01-02 14:24 | 1900-01-01 04:24 | 2.2056 | 73.7454 | 3.7833 | 344 | 15 | 18 | 0.89609 | 2.5439 | 3327 | 0.63332 | 0.33833 | 0.33009 | 0.20398 | 0.29579 | 0.38803 | 0.35931 | 0.13604 | 0.42984 | 0.63332 | 0.8368 | 1.1306 | -0.12214 | 0.14991 | 0.33833 | 0.52675 | 0.7988
Non-Residential | 50 | 2014-09-17 | Per Ton | 21 | Non-Residential¦50¦41899¦Per Ton¦21 | 3.7215 | 2.343 | 0.73199 | 73.5974 | 1.5786 | 344 | 1900-01-02 14:24 | 1900-01-01 04:24 | 0.56869 | 73.7454 | 0.97549 | 344 | 15 | 18 | 0.89609 | 0.65593 | 3327 | 0.1633 | 0.087236 | 0.085112 | 0.052595 | 0.076268 | 0.10005 | 0.092645 | 0.035076 | 0.11083 | 0.1633 | 0.21576 | 0.29152 | -0.031493 | 0.038653 | 0.087236 | 0.13582 | 0.20596
Residential | All | 2014-09-17 | Per Device | 21 | Residential¦All¦41899¦Per Device¦21 | 3.5725 | 1.1534 | 1.8845 | 73.2093 | 1.4461 | 640 | 1900-01-02 14:44 | 1899-12-31 03:45 | 2.1092 | 73.3374 | 1.6996 | 623 | 15 | 18 | 1.006 | 1.8958 | 22395 | -0.22466 | -0.21343 | 0.057164 | 0.068094 | 0.057504 | 0.088907 | 0.089127 | -0.3386 | -0.27128 | -0.22466 | -0.17804 | -0.11072 | -0.32765 | -0.26017 | -0.21343 | -0.16669 | -0.09921
Residential | All | 2014-09-17 | Per Ton | 21 | Residential¦All¦41899¦Per Ton¦21 | 3.5725 | 1.1534 | 0.52786 | 73.2093 | 0.40507 | 640 | 1900-01-02 14:44 | 1899-12-31 03:45 | 0.59079 | 73.3374 | 0.47607 | 623 | 15 | 18 | 1.006 | 0.53101 | 22395 | -0.062928 | -0.059782 | 0.016012 | 0.019073 | 0.016107 | 0.024903 | 0.024965 | -0.094842 | -0.075987 | -0.062928 | -0.049868 | -0.031013 | -0.091776 | -0.072874 | -0.059782 | -0.046691 | -0.027789
Residential | 50 | 2014-09-17 | Per Device | 21 | Residential¦50¦41899¦Per Device¦21 | 3.4367 | 1.1305 | 2.0703 | 73.2511 | 1.4789 | 315 | 1900-01-02 14:08 | 1899-12-31 03:21 | 2.3246 | 73.4277 | 1.6726 | 316 | 15 | 18 | 1.0604 | 2.1954 | 11772 | -0.2543 | -0.12925 | 0.083328 | 0.094089 | 0.088361 | 0.12568 | 0.12908 | -0.41537 | -0.32021 | -0.2543 | -0.18839 | -0.093228 | -0.29466 | -0.19693 | -0.12925 | -0.06156 | 0.03617
Residential | 50 | 2014-09-17 | Per Ton | 21 | Residential¦50¦41899¦Per Ton¦21 | 3.4367 | 1.1305 | 0.5892 | 73.2511 | 0.42089 | 315 | 1900-01-02 14:08 | 1899-12-31 03:21 | 0.66157 | 73.4277 | 0.476 | 316 | 15 | 18 | 1.0604 | 0.62479 | 11772 | -0.072372 | -0.036783 | 0.023715 | 0.026777 | 0.025147 | 0.035769 | 0.036734 | -0.11821 | -0.091129 | -0.072372 | -0.053614 | -0.026532 | -0.083859 | -0.056046 | -0.036783 | -0.017519 | 0.010294
Residential | 100 | 2014-09-17 | Per Device | 21 | Residential¦100¦41899¦Per Device¦21 | 3.718 | 1.1779 | 1.6944 | 73.1645 | 1.4007 | 325 | 1900-01-02 15:25 | 1899-12-31 04:12 | 1.8791 | 73.2349 | 1.7132 | 307 | 15 | 18 | 0.93138 | 1.5781 | 10623 | -0.18466 | -0.30092 | 0.077697 | 0.097778 | 0.072366 | 0.12489 | 0.12164 | -0.34472 | -0.25016 | -0.18466 | -0.11917 | -0.024612 | -0.45682 | -0.36471 | -0.30092 | -0.23713 | -0.14503
Residential | 100 | 2014-09-17 | Per Ton | 21 | Residential¦100¦41899¦Per Ton¦21 | 3.718 | 1.1779 | 0.46687 | 73.1645 | 0.38594 | 325 | 1900-01-02 15:25 | 1899-12-31 04:12 | 0.51775 | 73.2349 | 0.47205 | 307 | 15 | 18 | 0.93138 | 0.43483 | 10623 | -0.050882 | -0.082916 | 0.021408 | 0.026941 | 0.019939 | 0.034411 | 0.033517 | -0.094982 | -0.068927 | -0.050882 | -0.032836 | -0.0067815 | -0.12587 | -0.10049 | -0.082916 | -0.065339 | -0.039962
All | All | 2014-09-17 | Per Device | 22 | All¦All¦41899¦Per Device¦22 | 3.596 | 1.3715 | 1.825 | 72.2112 | 3.7318 | 1339 | 1900-01-02 14:56 | 1899-12-31 08:42 | 1.9008 | 72.3257 | 3.4322 | 1320 | 15 | 18 | 0.98198 | 1.7921 | 27058 | -0.075757 | -0.10865 | 0.10198 | 0.094468 | 0.10014 | 0.13901 | 0.13767 | -0.25391 | -0.14866 | -0.075757 | -0.0028582 | 0.1024 | -0.28508 | -0.18084 | -0.10865 | -0.036456 | 0.067781
All | All | 2014-09-17 | Per Ton | 22 | All¦All¦41899¦Per Ton¦22 | 3.596 | 1.3715 | 0.4985 | 72.2112 | 1.0193 | 1339 | 1900-01-02 14:56 | 1899-12-31 08:42 | 0.51919 | 72.3257 | 0.9375 | 1320 | 15 | 18 | 0.98198 | 0.48951 | 27058 | -0.020693 | -0.029678 | 0.027856 | 0.025804 | 0.027354 | 0.037971 | 0.037604 | -0.069355 | -0.040605 | -0.020693 | -0.0007807 | 0.027969 | -0.07787 | -0.049397 | -0.029678 | -0.0099578 | 0.018514
Non-Residential | All | 2014-09-17 | Per Device | 22 | Non-Residential¦All¦41899¦Per Device¦22 | 3.7062 | 2.3971 | 2.3303 | 72.7799 | 4.8757 | 699 | 1900-01-02 15:50 | 1900-01-01 07:28 | 2.0335 | 72.881 | 4.3779 | 697 | 15 | 18 | 0.94259 | 2.1965 | 4663 | 0.29676 | 0.16297 | 0.18442 | 0.16583 | 0.17383 | 0.24801 | 0.24024 | -0.021077 | 0.1667 | 0.29676 | 0.42681 | 0.61459 | -0.14491 | 0.036992 | 0.16297 | 0.28895 | 0.47085
Non-Residential | All | 2014-09-17 | Per Ton | 22 | Non-Residential¦All¦41899¦Per Ton¦22 | 3.7062 | 2.3971 | 0.60049 | 72.7799 | 1.2564 | 699 | 1900-01-02 15:50 | 1900-01-01 07:28 | 0.52401 | 72.881 | 1.1281 | 697 | 15 | 18 | 0.94259 | 0.56601 | 4663 | 0.07647 | 0.041996 | 0.047522 | 0.042731 | 0.044794 | 0.063908 | 0.061907 | -0.0054314 | 0.042957 | 0.07647 | 0.10998 | 0.15837 | -0.03734 | 0.0095323 | 0.041996 | 0.07446 | 0.12133
Non-Residential | 30 | 2014-09-17 | Per Device | 22 | Non-Residential¦30¦41899¦Per Device¦22 | 3.6705 | 2.5229 | 2.1956 | 72.692 | 4.2027 | 355 | 1900-01-02 19:09 | 1900-01-01 14:38 | 2.4809 | 72.5535 | 5.6368 | 353 | 15 | 18 | 1.0362 | 2.2752 | 1336 | -0.28524 | -0.20565 | 0.22306 | 0.30002 | 0.23114 | 0.37385 | 0.37873 | -0.76435 | -0.48128 | -0.28524 | -0.089189 | 0.19387 | -0.69101 | -0.40425 | -0.20565 | -0.0070399 | 0.27972
Non-Residential | 30 | 2014-09-17 | Per Ton | 22 | Non-Residential¦30¦41899¦Per Ton¦22 | 3.6705 | 2.5229 | 0.56508 | 72.692 | 1.0816 | 355 | 1900-01-02 19:09 | 1900-01-01 14:38 | 0.63849 | 72.5535 | 1.4507 | 353 | 15 | 18 | 1.0362 | 0.58557 | 1336 | -0.073411 | -0.052927 | 0.057408 | 0.077215 | 0.059489 | 0.096217 | 0.097474 | -0.19672 | -0.12387 | -0.073411 | -0.022954 | 0.049897 | -0.17784 | -0.10404 | -0.052927 | -0.0018118 | 0.07199
Non-Residential | 50 | 2014-09-17 | Per Device | 22 | Non-Residential¦50¦41899¦Per Device¦22 | 3.7215 | 2.343 | 2.3905 | 72.8177 | 5.2093 | 344 | 1900-01-02 14:24 | 1900-01-01 04:24 | 1.7932 | 73.0208 | 3.2188 | 344 | 15 | 18 | 0.89609 | 2.1421 | 3327 | 0.59725 | 0.34886 | 0.28086 | 0.17355 | 0.25168 | 0.33016 | 0.30572 | 0.17414 | 0.42412 | 0.59725 | 0.77039 | 1.0204 | -0.042932 | 0.18854 | 0.34886 | 0.50918 | 0.74065
Non-Residential | 50 | 2014-09-17 | Per Ton | 22 | Non-Residential¦50¦41899¦Per Ton¦22 | 3.7215 | 2.343 | 0.61637 | 72.8177 | 1.3432 | 344 | 1900-01-02 14:24 | 1900-01-01 04:24 | 0.46237 | 73.0208 | 0.82996 | 344 | 15 | 18 | 0.89609 | 0.55232 | 3327 | 0.154 | 0.089951 | 0.072419 | 0.044748 | 0.064894 | 0.085129 | 0.078827 | 0.044901 | 0.10936 | 0.154 | 0.19864 | 0.2631 | -0.01107 | 0.048614 | 0.089951 | 0.13129 | 0.19097
Residential | All | 2014-09-17 | Per Device | 22 | Residential¦All¦41899¦Per Device¦22 | 3.5725 | 1.1534 | 1.6049 | 72.0902 | 1.256 | 640 | 1900-01-02 14:44 | 1899-12-31 03:45 | 1.8283 | 72.2047 | 1.5159 | 623 | 15 | 18 | 1.006 | 1.6145 | 22395 | -0.22339 | -0.21382 | 0.049646 | 0.060734 | 0.049942 | 0.078443 | 0.078631 | -0.32392 | -0.26452 | -0.22339 | -0.18225 | -0.12286 | -0.31459 | -0.25506 | -0.21382 | -0.17259 | -0.11306
Residential | All | 2014-09-17 | Per Ton | 22 | Residential¦All¦41899¦Per Ton¦22 | 3.5725 | 1.1534 | 0.44954 | 72.0902 | 0.35179 | 640 | 1900-01-02 14:44 | 1899-12-31 03:45 | 0.51211 | 72.2047 | 0.42461 | 623 | 15 | 18 | 1.006 | 0.45222 | 22395 | -0.062571 | -0.059893 | 0.013906 | 0.017012 | 0.013989 | 0.021972 | 0.022025 | -0.09073 | -0.074093 | -0.062571 | -0.051049 | -0.034413 | -0.088118 | -0.071442 | -0.059893 | -0.048343 | -0.031667
Residential | 50 | 2014-09-17 | Per Device | 22 | Residential¦50¦41899¦Per Device¦22 | 3.4367 | 1.1305 | 1.7475 | 72.0722 | 1.2833 | 315 | 1900-01-02 14:08 | 1899-12-31 03:21 | 2.0435 | 72.1859 | 1.5412 | 316 | 15 | 18 | 1.0604 | 1.853 | 11772 | -0.29599 | -0.19044 | 0.072307 | 0.0867 | 0.076674 | 0.11289 | 0.11574 | -0.44067 | -0.35519 | -0.29599 | -0.23679 | -0.15131 | -0.33877 | -0.25113 | -0.19044 | -0.12974 | -0.042112
Residential | 50 | 2014-09-17 | Per Ton | 22 | Residential¦50¦41899¦Per Ton¦22 | 3.4367 | 1.1305 | 0.49732 | 72.0722 | 0.36522 | 315 | 1900-01-02 14:08 | 1899-12-31 03:21 | 0.58156 | 72.1859 | 0.43862 | 316 | 15 | 18 | 1.0604 | 0.52736 | 11772 | -0.084237 | -0.054198 | 0.020578 | 0.024674 | 0.021821 | 0.032129 | 0.032939 | -0.12541 | -0.10109 | -0.084237 | -0.067388 | -0.043062 | -0.096411 | -0.071471 | -0.054198 | -0.036924 | -0.011985
Residential | 100 | 2014-09-17 | Per Device | 22 | Residential¦100¦41899¦Per Device¦22 | 3.718 | 1.1779 | 1.4588 | 72.1094 | 1.2208 | 325 | 1900-01-02 15:25 | 1899-12-31 04:12 | 1.5982 | 72.2261 | 1.4716 | 307 | 15 | 18 | 0.93138 | 1.3587 | 10623 | -0.13939 | -0.23949 | 0.067718 | 0.083991 | 0.063072 | 0.10789 | 0.10504 | -0.27765 | -0.19596 | -0.13939 | -0.082809 | -0.0011206 | -0.37409 | -0.29457 | -0.23949 | -0.1844 | -0.10488
Residential | 100 | 2014-09-17 | Per Ton | 22 | Residential¦100¦41899¦Per Ton¦22 | 3.718 | 1.1779 | 0.40196 | 72.1094 | 0.33638 | 325 | 1900-01-02 15:25 | 1899-12-31 04:12 | 0.44037 | 72.2261 | 0.40549 | 307 | 15 | 18 | 0.93138 | 0.37438 | 10623 | -0.038406 | -0.065987 | 0.018659 | 0.023142 | 0.017379 | 0.029728 | 0.028941 | -0.076504 | -0.053995 | -0.038406 | -0.022817 | -0.0003088 | -0.10308 | -0.081164 | -0.065987 | -0.05081 | -0.028897
All | All | 2014-09-17 | Per Device | 23 | All¦All¦41899¦Per Device¦23 | 3.596 | 1.3715 | 1.5072 | 71.7256 | 3.5132 | 1339 | 1900-01-02 14:56 | 1899-12-31 08:42 | 1.5052 | 71.8931 | 2.9599 | 1320 | 15 | 18 | 0.98198 | 1.4801 | 27058 | 0.0020682 | -0.025098 | 0.096009 | 0.081469 | 0.094278 | 0.12592 | 0.1246 | -0.1593 | -0.063962 | 0.0020682 | 0.068099 | 0.16344 | -0.18478 | -0.090439 | -0.025098 | 0.040244 | 0.13459
All | All | 2014-09-17 | Per Ton | 23 | All¦All¦41899¦Per Ton¦23 | 3.596 | 1.3715 | 0.4117 | 71.7256 | 0.95963 | 1339 | 1900-01-02 14:56 | 1899-12-31 08:42 | 0.41113 | 71.8931 | 0.8085 | 1320 | 15 | 18 | 0.98198 | 0.40428 | 27058 | 0.0005649 | -0.0068554 | 0.026225 | 0.022253 | 0.025752 | 0.034394 | 0.034035 | -0.043513 | -0.017471 | 0.0005649 | 0.018601 | 0.044643 | -0.050473 | -0.024703 | -0.0068554 | 0.010993 | 0.036762
Non-Residential | All | 2014-09-17 | Per Device | 23 | Non-Residential¦All¦41899¦Per Device¦23 | 3.7062 | 2.3971 | 2.0221 | 72.3363 | 4.6353 | 699 | 1900-01-02 15:50 | 1900-01-01 07:28 | 1.7017 | 72.4578 | 3.8058 | 697 | 15 | 18 | 0.94259 | 1.906 | 4663 | 0.32032 | 0.20423 | 0.17532 | 0.14416 | 0.16526 | 0.22698 | 0.2193 | 0.029431 | 0.20129 | 0.32032 | 0.43935 | 0.6112 | -0.076812 | 0.089229 | 0.20423 | 0.31923 | 0.48527
Non-Residential | All | 2014-09-17 | Per Ton | 23 | Non-Residential¦All¦41899¦Per Ton¦23 | 3.7062 | 2.3971 | 0.52106 | 72.3363 | 1.1945 | 699 | 1900-01-02 15:50 | 1900-01-01 07:28 | 0.43852 | 72.4578 | 0.98072 | 697 | 15 | 18 | 0.94259 | 0.49114 | 4663 | 0.082542 | 0.052627 | 0.045179 | 0.037147 | 0.042585 | 0.05849 | 0.05651 | 0.0075841 | 0.05187 | 0.082542 | 0.11321 | 0.1575 | -0.019793 | 0.022993 | 0.052627 | 0.082261 | 0.12505
Non-Residential | 30 | 2014-09-17 | Per Device | 23 | Non-Residential¦30¦41899¦Per Device¦23 | 3.6705 | 2.5229 | 1.8257 | 72.2334 | 3.6414 | 355 | 1900-01-02 19:09 | 1900-01-01 14:38 | 2.0836 | 72.0587 | 4.8776 | 353 | 15 | 18 | 1.0362 | 1.8919 | 1336 | -0.25787 | -0.19169 | 0.19327 | 0.25961 | 0.20027 | 0.32365 | 0.32788 | -0.67264 | -0.42759 | -0.25787 | -0.088149 | 0.1569 | -0.61189 | -0.36363 | -0.19169 | -0.019748 | 0.22851
Non-Residential | 30 | 2014-09-17 | Per Ton | 23 | Non-Residential¦30¦41899¦Per Ton¦23 | 3.6705 | 2.5229 | 0.46989 | 72.2334 | 0.93718 | 355 | 1900-01-02 19:09 | 1900-01-01 14:38 | 0.53626 | 72.0587 | 1.2553 | 353 | 15 | 18 | 1.0362 | 0.48692 | 1336 | -0.066368 | -0.049335 | 0.04974 | 0.066815 | 0.051543 | 0.083297 | 0.084386 | -0.17312 | -0.11005 | -0.066368 | -0.022687 | 0.040382 | -0.15748 | -0.093587 | -0.049335 | -0.0050825 | 0.058811
Non-Residential | 50 | 2014-09-17 | Per Device | 23 | Non-Residential¦50¦41899¦Per Device¦23 | 3.7215 | 2.343 | 2.1159 | 72.3806 | 5.1251 | 344 | 1900-01-02 14:24 | 1900-01-01 04:24 | 1.4967 | 72.6281 | 2.8261 | 344 | 15 | 18 | 0.89609 | 1.896 | 3327 | 0.61914 | 0.39928 | 0.27633 | 0.15237 | 0.24762 | 0.31555 | 0.29074 | 0.21474 | 0.45367 | 0.61914 | 0.78462 | 1.0235 | 0.026681 | 0.24682 | 0.39928 | 0.55175 | 0.77188
Non-Residential | 50 | 2014-09-17 | Per Ton | 23 | Non-Residential¦50¦41899¦Per Ton¦23 | 3.7215 | 2.343 | 0.54556 | 72.3806 | 1.3215 | 344 | 1900-01-02 14:24 | 1900-01-01 04:24 | 0.38592 | 72.6281 | 0.72868 | 344 | 15 | 18 | 0.89609 | 0.48887 | 3327 | 0.15964 | 0.10295 | 0.07125 | 0.039288 | 0.063846 | 0.081364 | 0.074966 | 0.05537 | 0.11697 | 0.15964 | 0.20231 | 0.26391 | 0.0068796 | 0.06364 | 0.10295 | 0.14226 | 0.19902
Residential | All | 2014-09-17 | Per Device | 23 | Residential¦All¦41899¦Per Device¦23 | 3.5725 | 1.1534 | 1.2843 | 71.5957 | 1.0772 | 640 | 1900-01-02 14:44 | 1899-12-31 03:45 | 1.4082 | 71.77 | 1.2108 | 623 | 15 | 18 | 1.006 | 1.2919 | 22395 | -0.12394 | -0.11629 | 0.04258 | 0.048509 | 0.042833 | 0.064545 | 0.064713 | -0.20666 | -0.15779 | -0.12394 | -0.090096 | -0.041226 | -0.19922 | -0.15023 | -0.11629 | -0.082356 | -0.033359
Residential | All | 2014-09-17 | Per Ton | 23 | Residential¦All¦41899¦Per Ton¦23 | 3.5725 | 1.1534 | 0.35972 | 71.5957 | 0.30172 | 640 | 1900-01-02 14:44 | 1899-12-31 03:45 | 0.39444 | 71.77 | 0.33914 | 623 | 15 | 18 | 1.006 | 0.36187 | 22395 | -0.034717 | -0.032573 | 0.011927 | 0.013587 | 0.011998 | 0.018079 | 0.018126 | -0.057886 | -0.044198 | -0.034717 | -0.025236 | -0.011547 | -0.055803 | -0.042079 | -0.032573 | -0.023068 | -0.0093438
Residential | 50 | 2014-09-17 | Per Device | 23 | Residential¦50¦41899¦Per Device¦23 | 3.4367 | 1.1305 | 1.4025 | 71.5933 | 1.1031 | 315 | 1900-01-02 14:08 | 1899-12-31 03:21 | 1.5558 | 71.7779 | 1.2379 | 316 | 15 | 18 | 1.0604 | 1.4872 | 11772 | -0.15331 | -0.068598 | 0.062153 | 0.069636 | 0.065907 | 0.093339 | 0.09588 | -0.27293 | -0.20226 | -0.15331 | -0.10436 | -0.033693 | -0.19147 | -0.11888 | -0.068598 | -0.018319 | 0.054276
Residential | 50 | 2014-09-17 | Per Ton | 23 | Residential¦50¦41899¦Per Ton¦23 | 3.4367 | 1.1305 | 0.39914 | 71.5933 | 0.31394 | 315 | 1900-01-02 14:08 | 1899-12-31 03:21 | 0.44277 | 71.7779 | 0.35229 | 316 | 15 | 18 | 1.0604 | 0.42325 | 11772 | -0.043631 | -0.019523 | 0.017688 | 0.019818 | 0.018757 | 0.026564 | 0.027287 | -0.077674 | -0.057561 | -0.043631 | -0.029701 | -0.0095888 | -0.054492 | -0.033832 | -0.019523 | -0.0052135 | 0.015447
Residential | 100 | 2014-09-17 | Per Device | 23 | Residential¦100¦41899¦Per Device¦23 | 3.718 | 1.1779 | 1.1632 | 71.5984 | 1.0448 | 325 | 1900-01-02 15:25 | 1899-12-31 04:12 | 1.2505 | 71.7612 | 1.1732 | 307 | 15 | 18 | 0.93138 | 1.0833 | 10623 | -0.08732 | -0.16713 | 0.057957 | 0.066957 | 0.05398 | 0.088557 | 0.086007 | -0.20081 | -0.13376 | -0.08732 | -0.040881 | 0.026169 | -0.27735 | -0.21223 | -0.16713 | -0.12203 | -0.056909
Residential | 100 | 2014-09-17 | Per Ton | 23 | Residential¦100¦41899¦Per Ton¦23 | 3.718 | 1.1779 | 0.32049 | 71.5984 | 0.28789 | 325 | 1900-01-02 15:25 | 1899-12-31 04:12 | 0.34455 | 71.7612 | 0.32326 | 307 | 15 | 18 | 0.93138 | 0.2985 | 10623 | -0.02406 | -0.046051 | 0.015969 | 0.018449 | 0.014873 | 0.024401 | 0.023698 | -0.055331 | -0.036856 | -0.02406 | -0.011264 | 0.0072106 | -0.076421 | -0.058478 | -0.046051 | -0.033624 | -0.015681
All | All | 2014-09-17 | Per Device | 24 | All¦All¦41899¦Per Device¦24 | 3.596 | 1.3715 | 1.2964 | 70.6718 | 3.2115 | 1339 | 1900-01-02 14:56 | 1899-12-31 08:42 | 1.23 | 70.8734 | 2.6482 | 1320 | 15 | 18 | 0.98198 | 1.273 | 27058 | 0.066417 | 0.043051 | 0.087765 | 0.072889 | 0.086183 | 0.11409 | 0.11287 | -0.079789 | 0.0065904 | 0.066417 | 0.12624 | 0.21262 | -0.1016 | -0.01614 | 0.043051 | 0.10224 | 0.1877
All | All | 2014-09-17 | Per Ton | 24 | All¦All¦41899¦Per Ton¦24 | 3.596 | 1.3715 | 0.35411 | 70.6718 | 0.87723 | 1339 | 1900-01-02 14:56 | 1899-12-31 08:42 | 0.33597 | 70.8734 | 0.72335 | 1320 | 15 | 18 | 0.98198 | 0.34773 | 27058 | 0.018142 | 0.011759 | 0.023973 | 0.01991 | 0.023541 | 0.031162 | 0.030831 | -0.021794 | 0.0018002 | 0.018142 | 0.034483 | 0.058078 | -0.027752 | -0.0044086 | 0.011759 | 0.027927 | 0.051271
Non-Residential | All | 2014-09-17 | Per Device | 24 | Non-Residential¦All¦41899¦Per Device¦24 | 3.7062 | 2.3971 | 1.8085 | 71.2822 | 4.2292 | 699 | 1900-01-02 15:50 | 1900-01-01 07:28 | 1.5261 | 71.4447 | 3.3977 | 697 | 15 | 18 | 0.94259 | 1.7047 | 4663 | 0.28241 | 0.17858 | 0.15996 | 0.1287 | 0.15078 | 0.20531 | 0.19824 | 0.019293 | 0.17474 | 0.28241 | 0.39007 | 0.54552 | -0.075473 | 0.074623 | 0.17858 | 0.28253 | 0.43263
Non-Residential | All | 2014-09-17 | Per Ton | 24 | Non-Residential¦All¦41899¦Per Ton¦24 | 3.7062 | 2.3971 | 0.46603 | 71.2822 | 1.0898 | 699 | 1900-01-02 15:50 | 1900-01-01 07:28 | 0.39326 | 71.4447 | 0.87556 | 697 | 15 | 18 | 0.94259 | 0.43928 | 4663 | 0.072773 | 0.046017 | 0.041221 | 0.033164 | 0.038854 | 0.052906 | 0.051083 | 0.0049715 | 0.045029 | 0.072773 | 0.10052 | 0.14057 | -0.019448 | 0.019229 | 0.046017 | 0.072805 | 0.11148
Non-Residential | 30 | 2014-09-17 | Per Device | 24 | Non-Residential¦30¦41899¦Per Device¦24 | 3.6705 | 2.5229 | 1.6479 | 71.1906 | 3.3189 | 355 | 1900-01-02 19:09 | 1900-01-01 14:38 | 1.8557 | 71.0652 | 4.2755 | 353 | 15 | 18 | 1.0362 | 1.7076 | 1336 | -0.20784 | -0.14811 | 0.17615 | 0.22756 | 0.18254 | 0.28777 | 0.29173 | -0.57664 | -0.35875 | -0.20784 | -0.056934 | 0.16095 | -0.52197 | -0.30109 | -0.14811 | 0.0048744 | 0.22576
Non-Residential | 30 | 2014-09-17 | Per Ton | 24 | Non-Residential¦30¦41899¦Per Ton¦24 | 3.6705 | 2.5229 | 0.42412 | 71.1906 | 0.85419 | 355 | 1900-01-02 19:09 | 1900-01-01 14:38 | 0.47761 | 71.0652 | 1.1004 | 353 | 15 | 18 | 1.0362 | 0.43949 | 1336 | -0.053492 | -0.038118 | 0.045336 | 0.058567 | 0.046979 | 0.074064 | 0.075081 | -0.14841 | -0.092331 | -0.053492 | -0.014653 | 0.041425 | -0.13434 | -0.077491 | -0.038118 | 0.0012545 | 0.058102
Non-Residential | 50 | 2014-09-17 | Per Device | 24 | Non-Residential¦50¦41899¦Per Device¦24 | 3.7215 | 2.343 | 1.8846 | 71.3216 | 4.6775 | 344 | 1900-01-02 14:24 | 1900-01-01 04:24 | 1.3489 | 71.6067 | 2.6091 | 344 | 15 | 18 | 0.89609 | 1.6888 | 3327 | 0.53567 | 0.33984 | 0.25219 | 0.14067 | 0.22599 | 0.28877 | 0.26619 | 0.16559 | 0.38424 | 0.53567 | 0.6871 | 0.90575 | -0.0012995 | 0.20025 | 0.33984 | 0.47943 | 0.68098
Non-Residential | 50 | 2014-09-17 | Per Ton | 24 | Non-Residential¦50¦41899¦Per Ton¦24 | 3.7215 | 2.343 | 0.48593 | 71.3216 | 1.2061 | 344 | 1900-01-02 14:24 | 1900-01-01 04:24 | 0.34781 | 71.6067 | 0.67273 | 344 | 15 | 18 | 0.89609 | 0.43544 | 3327 | 0.13812 | 0.087626 | 0.065027 | 0.036271 | 0.05827 | 0.074458 | 0.068636 | 0.042697 | 0.099073 | 0.13812 | 0.17717 | 0.23354 | -0.0003351 | 0.051633 | 0.087626 | 0.12362 | 0.17559
Residential | All | 2014-09-17 | Per Device | 24 | Residential¦All¦41899¦Per Device¦24 | 3.5725 | 1.1534 | 1.0753 | 70.542 | 1.005 | 640 | 1900-01-02 14:44 | 1899-12-31 03:45 | 1.0921 | 70.749 | 1.0488 | 623 | 15 | 18 | 1.006 | 1.0818 | 22395 | -0.01677 | -0.010362 | 0.039727 | 0.042018 | 0.039963 | 0.057825 | 0.057988 | -0.090876 | -0.047093 | -0.01677 | 0.013554 | 0.057336 | -0.084677 | -0.040771 | -0.010362 | 0.020047 | 0.063952
Residential | All | 2014-09-17 | Per Ton | 24 | Residential¦All¦41899¦Per Ton¦24 | 3.5725 | 1.1534 | 0.30121 | 70.542 | 0.28151 | 640 | 1900-01-02 14:44 | 1899-12-31 03:45 | 0.3059 | 70.749 | 0.29376 | 623 | 15 | 18 | 1.006 | 0.303 | 22395 | -0.0046972 | -0.0029025 | 0.011128 | 0.011769 | 0.011194 | 0.016197 | 0.016242 | -0.025454 | -0.013191 | -0.0046972 | 0.0037964 | 0.01606 | -0.023718 | -0.01142 | -0.0029025 | 0.0056151 | 0.017913
Residential | 50 | 2014-09-17 | Per Device | 24 | Residential¦50¦41899¦Per Device¦24 | 3.4367 | 1.1305 | 1.1519 | 70.5903 | 1.0084 | 315 | 1900-01-02 14:08 | 1899-12-31 03:21 | 1.1919 | 70.7331 | 1.0549 | 316 | 15 | 18 | 1.0604 | 1.2215 | 11772 | -0.03992 | 0.029658 | 0.056815 | 0.059342 | 0.060247 | 0.082155 | 0.084564 | -0.14521 | -0.083002 | -0.03992 | 0.0031618 | 0.065365 | -0.078715 | -0.014687 | 0.029658 | 0.074004 | 0.13803
Residential | 50 | 2014-09-17 | Per Ton | 24 | Residential¦50¦41899¦Per Ton¦24 | 3.4367 | 1.1305 | 0.32783 | 70.5903 | 0.28697 | 315 | 1900-01-02 14:08 | 1899-12-31 03:21 | 0.33919 | 70.7331 | 0.30021 | 316 | 15 | 18 | 1.0604 | 0.34763 | 11772 | -0.011361 | 0.0084406 | 0.016169 | 0.016888 | 0.017146 | 0.023381 | 0.024067 | -0.041325 | -0.023622 | -0.011361 | 0.0008998 | 0.018603 | -0.022402 | -0.0041799 | 0.0084406 | 0.021061 | 0.039283
Residential | 100 | 2014-09-17 | Per Device | 24 | Residential¦100¦41899¦Per Device¦24 | 3.718 | 1.1779 | 0.99667 | 70.4902 | 0.99938 | 325 | 1900-01-02 15:25 | 1899-12-31 04:12 | 0.98563 | 70.7669 | 1.0389 | 307 | 15 | 18 | 0.93138 | 0.92829 | 10623 | 0.01104 | -0.057347 | 0.055435 | 0.059292 | 0.051632 | 0.08117 | 0.078622 | -0.092984 | -0.031526 | 0.01104 | 0.053606 | 0.11506 | -0.1581 | -0.098576 | -0.057347 | -0.016118 | 0.04341
Residential | 100 | 2014-09-17 | Per Ton | 24 | Residential¦100¦41899¦Per Ton¦24 | 3.718 | 1.1779 | 0.27462 | 70.4902 | 0.27537 | 325 | 1900-01-02 15:25 | 1899-12-31 04:12 | 0.27158 | 70.7669 | 0.28625 | 307 | 15 | 18 | 0.93138 | 0.25578 | 10623 | 0.0030419 | -0.015801 | 0.015274 | 0.016337 | 0.014226 | 0.022365 | 0.021663 | -0.025621 | -0.0086865 | 0.0030419 | 0.01477 | 0.031704 | -0.043564 | -0.027161 | -0.015801 | -0.0044411 | 0.011961
All | All | 2014-09-17 | Per Device | 100 | All¦All¦41899¦Per Device¦100 | 3.596 | 1.3715 | 2.7985 | 82.4851 | 5.8492 | 5356 | 1900-01-02 14:56 | 1899-12-31 08:42 | 2.2817 | 82.661 | 5.3527 | 5280 | 15 | 18 | 0.98198 | 2.7481 | 27058 | 0.51679 | 0.46635 | 0.079923 | 0.073663 | 0.078483 | 0.10869 | 0.10764 | 0.3775 | 0.45979 | 0.51679 | 0.57379 | 0.65609 | 0.32841 | 0.40991 | 0.46635 | 0.5228 | 0.6043
All | All | 2014-09-17 | Per Ton | 100 | All¦All¦41899¦Per Ton¦100 | 3.596 | 1.3715 | 0.76441 | 82.4851 | 1.5977 | 5356 | 1900-01-02 14:56 | 1899-12-31 08:42 | 0.62325 | 82.661 | 1.4621 | 5280 | 15 | 18 | 0.98198 | 0.75063 | 27058 | 0.14116 | 0.12738 | 0.021831 | 0.020121 | 0.021438 | 0.029689 | 0.029401 | 0.10311 | 0.12559 | 0.14116 | 0.15673 | 0.17921 | 0.089705 | 0.11197 | 0.12738 | 0.1428 | 0.16506
Non-Residential | All | 2014-09-17 | Per Device | 100 | Non-Residential¦All¦41899¦Per Device¦100 | 3.7062 | 2.3971 | 4.2887 | 81.8839 | 7.4385 | 2796 | 1900-01-02 15:50 | 1900-01-01 07:28 | 3.7244 | 81.6393 | 6.7976 | 2788 | 15 | 18 | 0.94259 | 4.0425 | 4663 | 0.56437 | 0.31815 | 0.14068 | 0.12874 | 0.1326 | 0.19069 | 0.18481 | 0.31999 | 0.46437 | 0.56437 | 0.66437 | 0.80875 | 0.081298 | 0.22123 | 0.31815 | 0.41506 | 0.55499
Non-Residential | All | 2014-09-17 | Per Ton | 100 | Non-Residential¦All¦41899¦Per Ton¦100 | 3.7062 | 2.3971 | 1.1052 | 81.8839 | 1.9168 | 2796 | 1900-01-02 15:50 | 1900-01-01 07:28 | 0.95972 | 81.6393 | 1.7516 | 2788 | 15 | 18 | 0.94259 | 1.0417 | 4663 | 0.14543 | 0.081982 | 0.03625 | 0.033174 | 0.034169 | 0.049139 | 0.047624 | 0.082456 | 0.11966 | 0.14543 | 0.1712 | 0.2084 | 0.02095 | 0.057008 | 0.081982 | 0.10696 | 0.14302
Non-Residential | 30 | 2014-09-17 | Per Device | 100 | Non-Residential¦30¦41899¦Per Device¦100 | 3.6705 | 2.5229 | 4.1218 | 82.4314 | 6.4992 | 1420 | 1900-01-02 19:09 | 1900-01-01 14:38 | 4.1885 | 82.0776 | 8.3384 | 1412 | 15 | 18 | 1.0362 | 4.2712 | 1336 | -0.066712 | 0.082702 | 0.17247 | 0.22191 | 0.17872 | 0.28105 | 0.28493 | -0.42689 | -0.21409 | -0.066712 | 0.08067 | 0.29347 | -0.28245 | -0.066715 | 0.082702 | 0.23212 | 0.44785
Non-Residential | 30 | 2014-09-17 | Per Ton | 100 | Non-Residential¦30¦41899¦Per Ton¦100 | 3.6705 | 2.5229 | 1.0608 | 82.4314 | 1.6727 | 1420 | 1900-01-02 19:09 | 1900-01-01 14:38 | 1.078 | 82.0776 | 2.1461 | 1412 | 15 | 18 | 1.0362 | 1.0993 | 1336 | -0.01717 | 0.021285 | 0.044389 | 0.057111 | 0.045998 | 0.072333 | 0.073331 | -0.10987 | -0.055101 | -0.01717 | 0.020762 | 0.075529 | -0.072693 | -0.01717 | 0.021285 | 0.05974 | 0.11526
Non-Residential | 50 | 2014-09-17 | Per Device | 100 | Non-Residential¦50¦41899¦Per Device¦100 | 3.7215 | 2.343 | 4.3572 | 81.6484 | 7.8911 | 1376 | 1900-01-02 14:24 | 1900-01-01 04:24 | 3.4687 | 81.4523 | 5.4463 | 1376 | 15 | 18 | 0.89609 | 3.9044 | 3327 | 0.88846 | 0.43571 | 0.21273 | 0.14682 | 0.19062 | 0.25848 | 0.24061 | 0.55721 | 0.75292 | 0.88846 | 1.024 | 1.2197 | 0.12735 | 0.30953 | 0.43571 | 0.56188 | 0.74406
Non-Residential | 50 | 2014-09-17 | Per Ton | 100 | Non-Residential¦50¦41899¦Per Ton¦100 | 3.7215 | 2.343 | 1.1235 | 81.6484 | 2.0347 | 1376 | 1900-01-02 14:24 | 1900-01-01 04:24 | 0.89439 | 81.4523 | 1.4043 | 1376 | 15 | 18 | 0.89609 | 1.0067 | 3327 | 0.22908 | 0.11234 | 0.054851 | 0.037857 | 0.049151 | 0.066647 | 0.06204 | 0.14367 | 0.19413 | 0.22908 | 0.26403 | 0.3145 | 0.032836 | 0.07981 | 0.11234 | 0.14488 | 0.19185
Residential | All | 2014-09-17 | Per Device | 100 | Residential¦All¦41899¦Per Device¦100 | 3.5725 | 1.1534 | 2.1588 | 82.613 | 1.8087 | 2560 | 1900-01-02 14:44 | 1899-12-31 03:45 | 1.6393 | 82.8835 | 1.4527 | 2492 | 15 | 18 | 1.006 | 2.1716 | 22395 | 0.51947 | 0.53233 | 0.035747 | 0.029102 | 0.03596 | 0.046095 | 0.046261 | 0.46039 | 0.4953 | 0.51947 | 0.54364 | 0.57854 | 0.47305 | 0.50807 | 0.53233 | 0.55659 | 0.59162
Residential | All | 2014-09-17 | Per Ton | 100 | Residential¦All¦41899¦Per Ton¦100 | 3.5725 | 1.1534 | 0.60468 | 82.613 | 0.50662 | 2560 | 1900-01-02 14:44 | 1899-12-31 03:45 | 0.45917 | 82.8835 | 0.40692 | 2492 | 15 | 18 | 1.006 | 0.60828 | 22395 | 0.1455 | 0.14911 | 0.010013 | 0.0081514 | 0.010072 | 0.012911 | 0.012958 | 0.12896 | 0.13873 | 0.1455 | 0.15227 | 0.16205 | 0.1325 | 0.14231 | 0.14911 | 0.1559 | 0.16571
Residential | 50 | 2014-09-17 | Per Device | 100 | Residential¦50¦41899¦Per Device¦100 | 3.4367 | 1.1305 | 2.4712 | 82.8517 | 1.8167 | 1260 | 1900-01-02 14:08 | 1899-12-31 03:21 | 2.0859 | 83.51 | 1.6003 | 1264 | 15 | 18 | 1.0604 | 2.6204 | 11772 | 0.3853 | 0.53456 | 0.051179 | 0.045012 | 0.05427 | 0.068157 | 0.070508 | 0.29796 | 0.34956 | 0.3853 | 0.42104 | 0.47265 | 0.44421 | 0.49759 | 0.53456 | 0.57154 | 0.62492
Residential | 50 | 2014-09-17 | Per Ton | 100 | Residential¦50¦41899¦Per Ton¦100 | 3.4367 | 1.1305 | 0.70328 | 82.8517 | 0.51701 | 1260 | 1900-01-02 14:08 | 1899-12-31 03:21 | 0.59362 | 83.51 | 0.45544 | 1264 | 15 | 18 | 1.0604 | 0.74576 | 11772 | 0.10965 | 0.15213 | 0.014565 | 0.01281 | 0.015445 | 0.019397 | 0.020066 | 0.084796 | 0.099483 | 0.10965 | 0.11983 | 0.13451 | 0.12642 | 0.14161 | 0.15213 | 0.16266 | 0.17785
Residential | 100 | 2014-09-17 | Per Device | 100 | Residential¦100¦41899¦Per Device¦100 | 3.718 | 1.1779 | 1.84 | 82.3573 | 1.7623 | 1300 | 1900-01-02 15:25 | 1899-12-31 04:12 | 1.1604 | 82.1725 | 1.14 | 1228 | 15 | 18 | 0.93138 | 1.7137 | 10623 | 0.67961 | 0.55336 | 0.048878 | 0.03253 | 0.045524 | 0.058713 | 0.055952 | 0.60437 | 0.64882 | 0.67961 | 0.7104 | 0.75486 | 0.48166 | 0.52402 | 0.55336 | 0.5827 | 0.62507
Residential | 100 | 2014-09-17 | Per Ton | 100 | Residential¦100¦41899¦Per Ton¦100 | 3.718 | 1.1779 | 0.50698 | 82.3573 | 0.48558 | 1300 | 1900-01-02 15:25 | 1899-12-31 04:12 | 0.31972 | 82.1725 | 0.3141 | 1228 | 15 | 18 | 0.93138 | 0.47219 | 10623 | 0.18726 | 0.15247 | 0.013468 | 0.0089633 | 0.012544 | 0.016178 | 0.015417 | 0.16653 | 0.17877 | 0.18726 | 0.19574 | 0.20799 | 0.13271 | 0.14439 | 0.15247 | 0.16056 | 0.17223
All | All | Average Event Day | Per Premise | 19 | All¦All¦Average Event Day¦Per Premise¦19 | 3.6083 | 1.3671 | 3.1896 | 78.3907 | 6.3664 | 2664 | 1900-01-02 14:34 | 1899-12-31 08:47 | 3.4247 | 78.3973 | 6.3346 | 2672 | 15 | 18 | 0.98323 | 3.1361 | 27058 | -0.2351 | -0.28857 | 0.12335 | 0.12255 | 0.12128 | 0.17387 | 0.17241 | -0.45793 | -0.32628 | -0.2351 | -0.14392 | -0.012267 | -0.50953 | -0.37898 | -0.28857 | -0.19816 | -0.067614
All | All | 2014-08-27 | Per Premise | 18 | All¦All¦41878¦Per Premise¦18 | 3.6201 | 1.363 | 2.9549 | 81.941 | 5.9868 | 1323 | 1900-01-02 14:13 | 1899-12-31 08:52 | 2.531 | 81.7766 | 6.4666 | 1348 | 15 | 18 | 0.98291 | 2.9044 | 27058 | 0.4239 | 0.37339 | 0.1646 | 0.17613 | 0.16178 | 0.24107 | 0.23916 | 0.11496 | 0.29748 | 0.4239 | 0.55031 | 0.73284 | 0.066902 | 0.24798 | 0.37339 | 0.4988 | 0.67988
All | All | 2014-09-16 | Per Premise | 6 | All¦All¦41898¦Per Premise¦6 | 3.6188 | 1.3624 | 1.3253 | 73.7397 | 3.6384 | 1321 | 1900-01-02 14:17 | 1899-12-31 08:53 | 1.4277 | 73.6609 | 4.4829 | 1337 | 16 | 19 | 1.0461 | 1.3865 | 27058 | -0.10237 | -0.041215 | 0.1001 | 0.1226 | 0.10472 | 0.15828 | 0.16124 | -0.30521 | -0.18537 | -0.10237 | -0.019368 | 0.10047 | -0.24785 | -0.12577 | -0.041215 | 0.04334 | 0.16542
All | All | Average Event Day | Aggregate | 18 | All¦All¦Average Event Day¦Aggregate¦18 | 3.6083 | 1.3671 | 90.5743 | 80.9872 | 187.7492 | 2664 | 1900-01-02 14:34 | 1899-12-31 08:47 | 74.9002 | 81.0506 | 173.9218 | 2672 | 15 | 18 | 0.98323 | 89.0558 | 27058 | 15.6741 | 14.1555 | 3.6376 | 3.3646 | 3.5766 | 4.9551 | 4.9105 | 9.3239 | 13.0756 | 15.6741 | 18.2725 | 22.0242 | 7.8625 | 11.5805 | 14.1555 | 16.7306 | 20.4486
All | All | 2014-09-15 | Aggregate | 20 | All¦All¦41897¦Aggregate¦20 | 3.5974 | 1.3709 | 95.8981 | 78.9288 | 200.7878 | 1340 | 1900-01-02 14:55 | 1899-12-31 08:42 | 102.4226 | 79.2147 | 156.0927 | 1323 | 15 | 18 | 0.9972 | 95.6295 | 27058 | -6.5244 | -6.7931 | 5.4851 | 4.2914 | 5.4697 | 6.9644 | 6.9523 | -15.4497 | -10.1766 | -6.5244 | -2.8723 | 2.4008 | -15.7028 | -10.4389 | -6.7931 | -3.1473 | 2.1167
All | All | Average Event Day | Aggregate | 19 | All¦All¦Average Event Day¦Aggregate¦19 | 3.6083 | 1.3671 | 86.3037 | 78.3907 | 172.263 | 2664 | 1900-01-02 14:34 | 1899-12-31 08:47 | 92.6649 | 78.3973 | 171.4023 | 2672 | 15 | 18 | 0.98323 | 84.8568 | 27058 | -6.3612 | -7.8082 | 3.3375 | 3.3159 | 3.2816 | 4.7047 | 4.6652 | -12.3905 | -8.8284 | -6.3612 | -3.8941 | -0.33193 | -13.7868 | -10.2546 | -7.8082 | -5.3617 | -1.8295
All | All | 2014-08-27 | Per Premise | 17 | All¦All¦41878¦Per Premise¦17 | 3.6201 | 1.363 | 3.1085 | 85.0784 | 6.5287 | 1323 | 1900-01-02 14:13 | 1899-12-31 08:52 | 2.6031 | 84.9859 | 6.5961 | 1348 | 15 | 18 | 0.98291 | 3.0554 | 27058 | 0.5054 | 0.45227 | 0.17949 | 0.17966 | 0.17643 | 0.25396 | 0.2518 | 0.17994 | 0.37223 | 0.5054 | 0.63858 | 0.83086 | 0.12958 | 0.32022 | 0.45227 | 0.58431 | 0.77496
All | All | 2014-09-17 | Aggregate | 16 | All¦All¦41899¦Aggregate¦16 | 3.596 | 1.3715 | 109.6652 | 84.1269 | 225.2738 | 1339 | 1900-01-02 14:56 | 1899-12-31 08:42 | 87.6798 | 84.2807 | 211.5551 | 1320 | 15 | 18 | 0.98198 | 107.6886 | 27058 | 21.9854 | 20.0088 | 6.1563 | 5.8229 | 6.0453 | 8.4738 | 8.3936 | 11.1257 | 17.5417 | 21.9854 | 26.4291 | 32.845 | 9.252 | 15.6072 | 20.0088 | 24.4104 | 30.7656
All | All | 2014-09-15 | Aggregate | 15 | All¦All¦41897¦Aggregate¦15 | 3.5974 | 1.3709 | 109.6779 | 91.6997 | 227.0277 | 1340 | 1900-01-02 14:55 | 1899-12-31 08:42 | 92.6855 | 91.873 | 220.9512 | 1323 | 15 | 18 | 0.9972 | 109.3706 | 27058 | 16.9924 | 16.6851 | 6.2019 | 6.0746 | 6.1846 | 8.6813 | 8.6689 | 5.8669 | 12.4399 | 16.9924 | 21.5448 | 28.1179 | 5.5755 | 12.1392 | 16.6851 | 21.2311 | 27.7947
All | All | 2014-09-15 | Aggregate | 11 | All¦All¦41897¦Aggregate¦11 | 3.5974 | 1.3709 | 81.9229 | 92.8303 | 210.2033 | 1340 | 1900-01-02 14:55 | 1899-12-31 08:42 | 80.0321 | 92.9242 | 226.1753 | 1323 | 15 | 18 | 0.9972 | 81.6934 | 27058 | 1.8908 | 1.6613 | 5.7423 | 6.2182 | 5.7262 | 8.4641 | 8.4532 | -8.9563 | -2.5477 | 1.8908 | 6.3294 | 12.7379 | -9.1718 | -2.7715 | 1.6613 | 6.0942 | 12.4945
All | All | 2014-07-29 | Per Premise | 15 | All¦All¦41849¦Per Premise¦15 | 3.5996 | 1.3687 | 3.1857 | 86.6488 | 7.2847 | 1362 | 1900-01-02 14:54 | 1899-12-31 08:36 | 3.2007 | 86.8064 | 6.6977 | 1344 | 16 | 19 | 1.0047 | 3.2007 | 27058 | -0.014984 | 1.45e-07 | 0.19739 | 0.1827 | 0.19832 | 0.26896 | 0.26964 | -0.35967 | -0.15603 | -0.014984 | 0.12606 | 0.3297 | -0.34556 | -0.1414 | 1.45e-07 | 0.1414 | 0.34556
All | All | 2014-09-15 | Aggregate | 22 | All¦All¦41897¦Aggregate¦22 | 3.5974 | 1.3709 | 74.7336 | 77.3397 | 138.2468 | 1340 | 1900-01-02 14:55 | 1899-12-31 08:42 | 79.6162 | 77.5106 | 124.2484 | 1323 | 15 | 18 | 0.9972 | 74.5242 | 27058 | -4.8826 | -5.092 | 3.7766 | 3.4159 | 3.766 | 5.0923 | 5.0845 | -11.4087 | -7.553 | -4.8826 | -2.2122 | 1.6434 | -11.608 | -7.7583 | -5.092 | -2.4257 | 1.424
All | All | 2014-09-15 | Per Premise | 9 | All¦All¦41897¦Per Premise¦9 | 3.5974 | 1.3709 | 2.2484 | 86.4385 | 6.8163 | 1340 | 1900-01-02 14:55 | 1899-12-31 08:42 | 2.195 | 86.6564 | 7.0112 | 1323 | 15 | 18 | 0.9972 | 2.2422 | 27058 | 0.053474 | 0.047176 | 0.18621 | 0.19276 | 0.18569 | 0.26801 | 0.26765 | -0.28999 | -0.087069 | 0.053474 | 0.19402 | 0.39694 | -0.29583 | -0.093178 | 0.047176 | 0.18753 | 0.39018
All | All | 2014-07-29 | Aggregate | 13 | All¦All¦41849¦Aggregate¦13 | 3.5996 | 1.3687 | 77.9764 | 89.5058 | 199.8713 | 1362 | 1900-01-02 14:54 | 1899-12-31 08:36 | 77.0458 | 89.5666 | 182.5756 | 1344 | 16 | 19 | 1.0047 | 78.3432 | 27058 | 0.93063 | 1.2974 | 5.4158 | 4.9802 | 5.4413 | 7.3575 | 7.3763 | -8.4984 | -2.9276 | 0.93063 | 4.7889 | 10.3596 | -8.1557 | -2.5707 | 1.2974 | 5.1655 | 10.7505
All | All | Average Event Day | Aggregate | 17 | All¦All¦Average Event Day¦Aggregate¦17 | 3.6083 | 1.3671 | 95.62 | 84.6646 | 199.2097 | 2664 | 1900-01-02 14:34 | 1899-12-31 08:47 | 78.4831 | 84.7491 | 188.57 | 2672 | 15 | 18 | 0.98323 | 94.0169 | 27058 | 17.1369 | 15.5338 | 3.8596 | 3.648 | 3.7949 | 5.3108 | 5.2639 | 10.3309 | 14.352 | 17.1369 | 19.9219 | 23.943 | 8.7878 | 12.7734 | 15.5338 | 18.2942 | 22.2798
All | All | 2014-09-15 | Aggregate | 21 | All¦All¦41897¦Aggregate¦21 | 3.5974 | 1.3709 | 88.5216 | 78.575 | 163.1877 | 1340 | 1900-01-02 14:55 | 1899-12-31 08:42 | 92.2844 | 78.8173 | 138.8518 | 1323 | 15 | 18 | 0.9972 | 88.2736 | 27058 | -3.7628 | -4.0108 | 4.4579 | 3.8174 | 4.4455 | 5.8691 | 5.8596 | -11.2843 | -6.8405 | -3.7628 | -0.68503 | 3.7588 | -11.5201 | -7.0835 | -4.0108 | -0.93798 | 3.4986
All | All | Average Event Day | Aggregate | 2 | All¦All¦Average Event Day¦Aggregate¦2 | 3.6083 | 1.3671 | 36.4415 | 71.4014 | 94.7049 | 2664 | 1900-01-02 14:34 | 1899-12-31 08:47 | 36.0515 | 71.1633 | 94.614 | 2672 | 15 | 18 | 0.98323 | 35.8306 | 27058 | 0.39005 | -0.22091 | 1.8349 | 1.8304 | 1.8041 | 2.5917 | 2.57 | -2.9314 | -0.96905 | 0.39005 | 1.7491 | 3.7115 | -3.5145 | -1.5686 | -0.22091 | 1.1268 | 3.0727
All | All | Average Event Day | Aggregate | 15 | All¦All¦Average Event Day¦Aggregate¦15 | 3.6083 | 1.3671 | 97.1942 | 88.1963 | 214.4212 | 2664 | 1900-01-02 14:34 | 1899-12-31 08:47 | 82.9084 | 88.2032 | 210.1019 | 2672 | 15 | 18 | 0.98323 | 95.5647 | 27058 | 14.2858 | 12.6563 | 4.1543 | 4.0645 | 4.0847 | 5.812 | 5.7624 | 6.8375 | 11.238 | 14.2858 | 17.3336 | 21.7341 | 5.2715 | 9.6345 | 12.6563 | 15.6781 | 20.0411
All | All | 2014-08-27 | Aggregate | 23 | All¦All¦41878¦Aggregate¦23 | 3.6201 | 1.363 | 47.0696 | 74.8577 | 88.5945 | 1323 | 1900-01-02 14:13 | 1899-12-31 08:52 | 51.7777 | 74.7199 | 130.3279 | 1348 | 15 | 18 | 0.98291 | 46.2651 | 27058 | -4.708 | -5.5126 | 2.4357 | 3.5497 | 2.3941 | 4.305 | 4.2816 | -10.2251 | -6.9656 | -4.708 | -2.4505 | 0.80906 | -10.9997 | -7.7579 | -5.5126 | -3.2673 | -0.025499
All | All | 2014-07-29 | Per Premise | 9 | All¦All¦41849¦Per Premise¦9 | 3.5996 | 1.3687 | 1.8531 | 82.0805 | 6.0934 | 1362 | 1900-01-02 14:54 | 1899-12-31 08:36 | 1.7865 | 82.1981 | 5.793 | 1344 | 16 | 19 | 1.0047 | 1.8618 | 27058 | 0.066606 | 0.075323 | 0.16511 | 0.15802 | 0.16588 | 0.22854 | 0.2291 | -0.22628 | -0.05324 | 0.066606 | 0.18645 | 0.35949 | -0.21828 | -0.044818 | 0.075323 | 0.19546 | 0.36893
All | All | 2014-09-17 | Per Premise | 5 | All¦All¦41899¦Per Premise¦5 | 3.596 | 1.3715 | 1.5754 | 78.6625 | 4.39 | 1339 | 1900-01-02 14:56 | 1899-12-31 08:42 | 1.4642 | 78.4803 | 3.8749 | 1320 | 15 | 18 | 0.98198 | 1.547 | 27058 | 0.11117 | 0.082779 | 0.11997 | 0.10665 | 0.11781 | 0.16052 | 0.15891 | -0.094546 | 0.026995 | 0.11117 | 0.19535 | 0.31689 | -0.12088 | -0.0005557 | 0.082779 | 0.16611 | 0.28644
All | All | 2014-09-17 | Per Premise | 4 | All¦All¦41899¦Per Premise¦4 | 3.596 | 1.3715 | 1.6075 | 78.3719 | 4.2441 | 1339 | 1900-01-02 14:56 | 1899-12-31 08:42 | 1.5075 | 78.2853 | 3.6541 | 1320 | 15 | 18 | 0.98198 | 1.5785 | 27058 | 0.10004 | 0.071067 | 0.11598 | 0.10058 | 0.11389 | 0.15352 | 0.15194 | -0.096701 | 0.019535 | 0.10004 | 0.18054 | 0.29678 | -0.12366 | -0.0086132 | 0.071067 | 0.15075 | 0.26579
All | All | 2014-09-17 | Aggregate | 2 | All¦All¦41899¦Aggregate¦2 | 3.596 | 1.3715 | 49.6577 | 79.5362 | 118.33 | 1339 | 1900-01-02 14:56 | 1899-12-31 08:42 | 46.0598 | 79.3921 | 104.9421 | 1320 | 15 | 18 | 0.98198 | 48.7627 | 27058 | 3.5979 | 2.7029 | 3.2337 | 2.8884 | 3.1755 | 4.3359 | 4.2926 | -1.9588 | 1.3241 | 3.5979 | 5.8716 | 9.1546 | -2.7983 | 0.45181 | 2.7029 | 4.9539 | 8.2041
All | All | 2014-09-16 | Per Premise | 3 | All¦All¦41898¦Per Premise¦3 | 3.6188 | 1.3624 | 1.3435 | 72.9216 | 3.0074 | 1321 | 1900-01-02 14:17 | 1899-12-31 08:53 | 1.3462 | 72.6436 | 3.7448 | 1337 | 16 | 19 | 1.0461 | 1.4055 | 27058 | -0.0027482 | 0.059245 | 0.082744 | 0.10242 | 0.086562 | 0.13167 | 0.1341 | -0.17148 | -0.071793 | -0.0027482 | 0.066297 | 0.16599 | -0.11261 | -0.011076 | 0.059245 | 0.12957 | 0.2311
All | All | 2014-09-15 | Aggregate | 1 | All¦All¦41897¦Aggregate¦1 | 3.5974 | 1.3709 | 43.9771 | 74.2993 | 108.634 | 1340 | 1900-01-02 14:55 | 1899-12-31 08:42 | 40.9679 | 74.309 | 87.6874 | 1323 | 15 | 18 | 0.9972 | 43.8539 | 27058 | 3.0092 | 2.886 | 2.9677 | 2.4108 | 2.9593 | 3.8235 | 3.817 | -1.8908 | 1.0042 | 3.0092 | 5.0142 | 7.9092 | -2.0057 | 0.88436 | 2.886 | 4.8876 | 7.7777
All | All | 2014-07-29 | Aggregate | 21 | All¦All¦41849¦Aggregate¦21 | 3.5996 | 1.3687 | 66.7061 | 71.3463 | 146.9831 | 1362 | 1900-01-02 14:54 | 1899-12-31 08:36 | 68.8604 | 71.5349 | 121.617 | 1344 | 16 | 19 | 1.0047 | 67.0199 | 27058 | -2.1543 | -1.8406 | 3.9827 | 3.3174 | 4.0014 | 5.1833 | 5.1977 | -8.797 | -4.8725 | -2.1543 | 0.56383 | 4.4884 | -8.5017 | -4.5663 | -1.8406 | 0.88515 | 4.8206
All | All | 2014-09-16 | Aggregate | 16 | All¦All¦41898¦Aggregate¦16 | 3.6188 | 1.3624 | 111.9175 | 92.1798 | 233.0531 | 1321 | 1900-01-02 14:17 | 1899-12-31 08:53 | 95.924 | 91.8253 | 232.8233 | 1337 | 16 | 19 | 1.0461 | 117.0817 | 27058 | 15.9935 | 21.1577 | 6.4121 | 6.3674 | 6.708 | 9.0365 | 9.2488 | 4.4127 | 11.2547 | 15.9935 | 20.7322 | 27.5742 | 9.3048 | 16.3076 | 21.1577 | 26.0078 | 33.0106
All | All | 2014-09-17 | Per Premise | 14 | All¦All¦41899¦Per Premise¦14 | 3.596 | 1.3715 | 4.1088 | 87.3867 | 8.8723 | 1339 | 1900-01-02 14:56 | 1899-12-31 08:42 | 4.0347 | 87.521 | 8.8286 | 1320 | 15 | 18 | 0.98198 | 4.0347 | 27058 | 0.074055 | 1.96e-09 | 0.24246 | 0.243 | 0.23809 | 0.34327 | 0.3402 | -0.36587 | -0.10596 | 0.074055 | 0.25407 | 0.51398 | -0.43599 | -0.1784 | 1.96e-09 | 0.1784 | 0.43599
All | All | 2014-09-16 | Per Premise | 5 | All¦All¦41898¦Per Premise¦5 | 3.6188 | 1.3624 | 1.2463 | 72.6813 | 3.1081 | 1321 | 1900-01-02 14:17 | 1899-12-31 08:53 | 1.2898 | 72.5494 | 3.9777 | 1337 | 16 | 19 | 1.0461 | 1.3038 | 27058 | -0.043564 | 0.013943 | 0.085514 | 0.10878 | 0.08946 | 0.13837 | 0.14084 | -0.22089 | -0.11613 | -0.043564 | 0.028997 | 0.13376 | -0.16656 | -0.059915 | 0.013943 | 0.087801 | 0.19444
All | All | 2014-09-17 | Aggregate | 24 | All¦All¦41899¦Aggregate¦24 | 3.596 | 1.3715 | 49.2645 | 70.6718 | 122.0412 | 1339 | 1900-01-02 14:56 | 1899-12-31 08:42 | 46.7406 | 70.8734 | 100.6335 | 1320 | 15 | 18 | 0.98198 | 48.3766 | 27058 | 2.5239 | 1.636 | 3.3352 | 2.7698 | 3.275 | 4.3354 | 4.2893 | -3.0321 | 0.25044 | 2.5239 | 4.7974 | 8.0799 | -3.861 | -0.61333 | 1.636 | 3.8853 | 7.1329
All | All | 2014-09-15 | Aggregate | 12 | All¦All¦41897¦Aggregate¦12 | 3.5974 | 1.3709 | 91.6607 | 93.6264 | 218.296 | 1340 | 1900-01-02 14:55 | 1899-12-31 08:42 | 91.563 | 93.6297 | 235.5752 | 1323 | 15 | 18 | 0.9972 | 91.4039 | 27058 | 0.097678 | -0.1591 | 5.9634 | 6.4766 | 5.9467 | 8.8039 | 8.7926 | -11.185 | -4.5191 | 0.097678 | 4.7145 | 11.3803 | -11.4273 | -4.7699 | -0.1591 | 4.4517 | 11.1091
All | All | 2014-09-16 | Per Premise | 15 | All¦All¦41898¦Per Premise¦15 | 3.6188 | 1.3624 | 4.0403 | 94.7224 | 8.8529 | 1321 | 1900-01-02 14:17 | 1899-12-31 08:53 | 4.2268 | 94.3706 | 9.3919 | 1337 | 16 | 19 | 1.0461 | 4.2268 | 27058 | -0.18644 | -1.93e-07 | 0.24358 | 0.25685 | 0.25482 | 0.35398 | 0.36181 | -0.64008 | -0.37206 | -0.18644 | -0.0008068 | 0.26721 | -0.46368 | -0.18973 | -1.93e-07 | 0.18973 | 0.46368
All | All | 2014-09-17 | Per Premise | 17 | All¦All¦41899¦Per Premise¦17 | 3.596 | 1.3715 | 3.8726 | 81.6488 | 8.1159 | 1339 | 1900-01-02 14:56 | 1899-12-31 08:42 | 3.1845 | 81.8533 | 7.4015 | 1320 | 15 | 18 | 0.98198 | 3.8028 | 27058 | 0.68805 | 0.61825 | 0.22179 | 0.20372 | 0.21779 | 0.30115 | 0.29822 | 0.30211 | 0.53013 | 0.68805 | 0.84598 | 1.074 | 0.23607 | 0.46187 | 0.61825 | 0.77464 | 1.0004
All | All | 2014-09-17 | Aggregate | 5 | All¦All¦41899¦Aggregate¦5 | 3.596 | 1.3715 | 42.6268 | 78.6625 | 118.784 | 1339 | 1900-01-02 14:56 | 1899-12-31 08:42 | 39.6187 | 78.4803 | 104.8482 | 1320 | 15 | 18 | 0.98198 | 41.8585 | 27058 | 3.0081 | 2.2398 | 3.2461 | 2.8859 | 3.1876 | 4.3435 | 4.2999 | -2.5582 | 0.73042 | 3.0081 | 5.2858 | 8.5745 | -3.2707 | -0.015035 | 2.2398 | 4.4947 | 7.7504
All | All | Average Event Day | Aggregate | 1 | All¦All¦Average Event Day¦Aggregate¦1 | 3.6083 | 1.3671 | 40.2366 | 72.2508 | 97.3107 | 2664 | 1900-01-02 14:34 | 1899-12-31 08:47 | 39.7634 | 72.0057 | 97.8998 | 2672 | 15 | 18 | 0.98323 | 39.562 | 27058 | 0.47319 | -0.20139 | 1.8854 | 1.8939 | 1.8537 | 2.6724 | 2.6502 | -2.9516 | -0.9282 | 0.47319 | 1.8746 | 3.898 | -3.5977 | -1.5911 | -0.20139 | 1.1884 | 3.1949
All | All | 2014-07-29 | Aggregate | 22 | All¦All¦41849¦Aggregate¦22 | 3.5996 | 1.3687 | 60.6936 | 70.9715 | 129.9322 | 1362 | 1900-01-02 14:54 | 1899-12-31 08:36 | 60.0635 | 71.0984 | 106.2346 | 1344 | 16 | 19 | 1.0047 | 60.979 | 27058 | 0.63003 | 0.91552 | 3.5207 | 2.8978 | 3.5373 | 4.5599 | 4.5727 | -5.2137 | -1.7612 | 0.63003 | 3.0212 | 6.4737 | -4.9446 | -1.4824 | 0.91552 | 3.3134 | 6.7756
All | All | 2014-08-27 | Aggregate | 10 | All¦All¦41878¦Aggregate¦10 | 3.6201 | 1.363 | 53.3156 | 88.3443 | 178.8238 | 1323 | 1900-01-02 14:13 | 1899-12-31 08:52 | 57.1967 | 88.3101 | 195.324 | 1348 | 15 | 18 | 0.98291 | 52.4043 | 27058 | -3.8811 | -4.7924 | 4.9164 | 5.32 | 4.8323 | 7.2438 | 7.1871 | -13.1644 | -7.6797 | -3.8811 | -0.082404 | 5.4023 | -14.003 | -8.5613 | -4.7924 | -1.0235 | 4.4182
All | All | 2014-07-29 | Aggregate | 4 | All¦All¦41849¦Aggregate¦4 | 3.5996 | 1.3687 | 30.3834 | 68.9842 | 96.7097 | 1362 | 1900-01-02 14:54 | 1899-12-31 08:36 | 27.1109 | 69.0755 | 70.8861 | 1344 | 16 | 19 | 1.0047 | 30.5264 | 27058 | 3.2725 | 3.4154 | 2.6205 | 1.9336 | 2.6328 | 3.2566 | 3.2666 | -0.90101 | 1.5648 | 3.2725 | 4.9803 | 7.4461 | -0.77082 | 1.7025 | 3.4154 | 5.1284 | 7.6017
All | All | 2014-09-16 | Aggregate | 1 | All¦All¦41898¦Aggregate¦1 | 3.6188 | 1.3624 | 46.9915 | 74.1464 | 97.5842 | 1321 | 1900-01-02 14:17 | 1899-12-31 08:53 | 45.0045 | 74.0169 | 108.7003 | 1337 | 16 | 19 | 1.0461 | 49.1598 | 27058 | 1.987 | 4.1553 | 2.6849 | 2.9728 | 2.8088 | 4.0058 | 4.0898 | -3.1466 | -0.11366 | 1.987 | 4.0876 | 7.1206 | -1.086 | 2.0106 | 4.1553 | 6.3 | 9.3967
All | All | 2014-09-16 | Aggregate | 10 | All¦All¦41898¦Aggregate¦10 | 3.6188 | 1.3624 | 74.6179 | 95.1539 | 222.0678 | 1321 | 1900-01-02 14:17 | 1899-12-31 08:53 | 76.5406 | 94.888 | 204.3655 | 1337 | 16 | 19 | 1.0461 | 78.061 | 27058 | -1.9227 | 1.5204 | 6.1099 | 5.5891 | 6.3918 | 8.2806 | 8.4908 | -12.5348 | -6.2651 | -1.9227 | 2.4196 | 8.6893 | -9.361 | -2.9322 | 1.5204 | 5.973 | 12.4018
All | All | 2014-08-27 | Aggregate | 13 | All¦All¦41878¦Aggregate¦13 | 3.6201 | 1.363 | 75.0472 | 89.7498 | 192.2086 | 1323 | 1900-01-02 14:13 | 1899-12-31 08:52 | 77.1945 | 89.6174 | 211.3192 | 1348 | 15 | 18 | 0.98291 | 73.7644 | 27058 | -2.1474 | -3.4301 | 5.2844 | 5.7556 | 5.194 | 7.8136 | 7.7528 | -12.1609 | -6.2448 | -2.1474 | 1.9501 | 7.8661 | -13.3657 | -7.4957 | -3.4301 | 0.63543 | 6.5054
All | All | Average Event Day | Per Premise | 20 | All¦All¦Average Event Day¦Per Premise¦20 | 3.6083 | 1.3671 | 2.9875 | 77.593 | 6.1286 | 2664 | 1900-01-02 14:34 | 1899-12-31 08:47 | 3.2161 | 77.6523 | 6.1119 | 2672 | 15 | 18 | 0.98323 | 2.9374 | 27058 | -0.22855 | -0.27864 | 0.11874 | 0.11824 | 0.11675 | 0.16757 | 0.16616 | -0.4433 | -0.31642 | -0.22855 | -0.14068 | -0.013803 | -0.49158 | -0.36577 | -0.27864 | -0.1915 | -0.06569
All | All | 2014-09-16 | Per Premise | 4 | All¦All¦41898¦Per Premise¦4 | 3.6188 | 1.3624 | 1.2782 | 72.9711 | 2.982 | 1321 | 1900-01-02 14:17 | 1899-12-31 08:53 | 1.2913 | 72.8326 | 3.7323 | 1337 | 16 | 19 | 1.0461 | 1.3372 | 27058 | -0.013128 | 0.045854 | 0.082046 | 0.10207 | 0.085832 | 0.13096 | 0.13336 | -0.18096 | -0.081803 | -0.013128 | 0.055548 | 0.1547 | -0.12506 | -0.024083 | 0.045854 | 0.11579 | 0.21677
All | All | 2014-09-16 | Per Premise | 13 | All¦All¦41898¦Per Premise¦13 | 3.6188 | 1.3624 | 3.9179 | 91.6783 | 9.0977 | 1321 | 1900-01-02 14:17 | 1899-12-31 08:53 | 4.0451 | 92.1913 | 9.2338 | 1337 | 16 | 19 | 1.0461 | 4.0987 | 27058 | -0.12725 | 0.053531 | 0.25031 | 0.25253 | 0.26186 | 0.35557 | 0.36379 | -0.58293 | -0.31371 | -0.12725 | 0.059205 | 0.32842 | -0.41268 | -0.13724 | 0.053531 | 0.2443 | 0.51975
All | All | 2014-08-27 | Per Premise | 11 | All¦All¦41878¦Per Premise¦11 | 3.6201 | 1.363 | 2.2587 | 90.0198 | 6.8825 | 1323 | 1900-01-02 14:13 | 1899-12-31 08:52 | 2.4019 | 89.9544 | 7.7062 | 1348 | 15 | 18 | 0.98291 | 2.2201 | 27058 | -0.14321 | -0.18182 | 0.18922 | 0.20989 | 0.18598 | 0.28259 | 0.28044 | -0.50537 | -0.2914 | -0.14321 | 0.0049809 | 0.21895 | -0.54121 | -0.32888 | -0.18182 | -0.034756 | 0.17758
All | All | Average Event Day | Per Premise | 15 | All¦All¦Average Event Day¦Per Premise¦15 | 3.6083 | 1.3671 | 3.5921 | 88.1963 | 7.9245 | 2664 | 1900-01-02 14:34 | 1899-12-31 08:47 | 3.0641 | 88.2032 | 7.7649 | 2672 | 15 | 18 | 0.98323 | 3.5318 | 27058 | 0.52797 | 0.46775 | 0.15353 | 0.15022 | 0.15096 | 0.2148 | 0.21296 | 0.2527 | 0.41533 | 0.52797 | 0.64061 | 0.80324 | 0.19482 | 0.35607 | 0.46775 | 0.57943 | 0.74067
All | All | 2014-07-29 | Aggregate | 23 | All¦All¦41849¦Aggregate¦23 | 3.5996 | 1.3687 | 51.7023 | 70.238 | 122.0605 | 1362 | 1900-01-02 14:54 | 1899-12-31 08:36 | 50.0496 | 70.3949 | 93.6503 | 1344 | 16 | 19 | 1.0047 | 51.9455 | 27058 | 1.6527 | 1.8959 | 3.3074 | 2.5545 | 3.323 | 4.1791 | 4.1914 | -3.703 | -0.53879 | 1.6527 | 3.8442 | 7.0084 | -3.4756 | -0.30206 | 1.8959 | 4.0939 | 7.2674
All | All | 2014-09-15 | Per Premise | 20 | All¦All¦41897¦Per Premise¦20 | 3.5974 | 1.3709 | 3.5442 | 78.9288 | 7.4206 | 1340 | 1900-01-02 14:55 | 1899-12-31 08:42 | 3.7853 | 79.2147 | 5.7688 | 1323 | 15 | 18 | 0.9972 | 3.5342 | 27058 | -0.24113 | -0.25106 | 0.20272 | 0.1586 | 0.20215 | 0.25739 | 0.25694 | -0.57098 | -0.3761 | -0.24113 | -0.10615 | 0.088728 | -0.58034 | -0.3858 | -0.25106 | -0.11632 | 0.078227
All | All | 2014-08-27 | Per Premise | 10 | All¦All¦41878¦Per Premise¦10 | 3.6201 | 1.363 | 1.9704 | 88.3443 | 6.6089 | 1323 | 1900-01-02 14:13 | 1899-12-31 08:52 | 2.1139 | 88.3101 | 7.2187 | 1348 | 15 | 18 | 0.98291 | 1.9367 | 27058 | -0.14344 | -0.17712 | 0.1817 | 0.19661 | 0.17859 | 0.26771 | 0.26562 | -0.48653 | -0.28383 | -0.14344 | -0.0030455 | 0.19966 | -0.51752 | -0.3164 | -0.17712 | -0.037826 | 0.16329
All | All | Average Event Day | Per Premise | 7 | All¦All¦Average Event Day¦Per Premise¦7 | 3.6083 | 1.3671 | 1.4734 | 76.4532 | 4.4819 | 2664 | 1900-01-02 14:34 | 1899-12-31 08:47 | 1.4737 | 76.3363 | 4.7408 | 2672 | 15 | 18 | 0.98323 | 1.4487 | 27058 | -0.0002804 | -0.024982 | 0.086835 | 0.091714 | 0.08538 | 0.1263 | 0.1253 | -0.16214 | -0.066513 | -0.0002804 | 0.065952 | 0.16158 | -0.18557 | -0.090692 | -0.024982 | 0.040727 | 0.1356
All | All | 2014-09-17 | Per Premise | 12 | All¦All¦41899¦Per Premise¦12 | 3.596 | 1.3715 | 3.7717 | 92.1892 | 9.0451 | 1339 | 1900-01-02 14:56 | 1899-12-31 08:42 | 3.6444 | 92.2747 | 8.8698 | 1320 | 15 | 18 | 0.98198 | 3.7038 | 27058 | 0.12731 | 0.059327 | 0.24719 | 0.24413 | 0.24273 | 0.34742 | 0.34427 | -0.31793 | -0.05488 | 0.12731 | 0.3095 | 0.57255 | -0.38187 | -0.12121 | 0.059327 | 0.23986 | 0.50052
All | All | 2014-07-29 | Aggregate | 18 | All¦All¦41849¦Aggregate¦18 | 3.5996 | 1.3687 | 80.5877 | 78.0005 | 160.5273 | 1362 | 1900-01-02 14:54 | 1899-12-31 08:36 | 68.8872 | 78.0941 | 147.5361 | 1344 | 16 | 19 | 1.0047 | 80.9668 | 27058 | 11.7005 | 12.0796 | 4.3497 | 4.0244 | 4.3702 | 5.9258 | 5.9409 | 4.1062 | 8.593 | 11.7005 | 14.808 | 19.2948 | 4.466 | 8.9642 | 12.0796 | 15.195 | 19.6931
All | All | 2014-09-17 | Aggregate | 21 | All¦All¦41899¦Aggregate¦21 | 3.596 | 1.3715 | 81.665 | 73.2807 | 164.6738 | 1339 | 1900-01-02 14:56 | 1899-12-31 08:42 | 84.5979 | 73.3965 | 148.8736 | 1320 | 15 | 18 | 0.98198 | 80.1931 | 27058 | -2.9329 | -4.4048 | 4.5002 | 4.0976 | 4.4191 | 6.0862 | 6.0265 | -10.7327 | -6.1245 | -2.9329 | 0.25872 | 4.8669 | -12.1281 | -7.5651 | -4.4048 | -1.2445 | 3.3185
All | All | 2014-07-29 | Aggregate | 1 | All¦All¦41849¦Aggregate¦1 | 3.5996 | 1.3687 | 37.6664 | 70.4845 | 105.2452 | 1362 | 1900-01-02 14:54 | 1899-12-31 08:36 | 35.1572 | 70.6773 | 83.3945 | 1344 | 16 | 19 | 1.0047 | 37.8436 | 27058 | 2.5092 | 2.6864 | 2.8518 | 2.2748 | 2.8652 | 3.6479 | 3.6584 | -2.1658 | 0.59624 | 2.5092 | 4.4222 | 7.1842 | -2.002 | 0.76791 | 2.6864 | 4.6048 | 7.3748
All | All | 2014-09-16 | Per Premise | 16 | All¦All¦41898¦Per Premise¦16 | 3.6188 | 1.3624 | 4.1362 | 92.1798 | 8.6131 | 1321 | 1900-01-02 14:17 | 1899-12-31 08:53 | 3.5451 | 91.8253 | 8.6046 | 1337 | 16 | 19 | 1.0461 | 4.3271 | 27058 | 0.59108 | 0.78194 | 0.23698 | 0.23532 | 0.24791 | 0.33397 | 0.34182 | 0.16308 | 0.41595 | 0.59108 | 0.76621 | 1.0191 | 0.34388 | 0.60269 | 0.78194 | 0.96119 | 1.22
All | All | 2014-09-15 | Per Premise | 1 | All¦All¦41897¦Per Premise¦1 | 3.5974 | 1.3709 | 1.6253 | 74.2993 | 4.0149 | 1340 | 1900-01-02 14:55 | 1899-12-31 08:42 | 1.5141 | 74.309 | 3.2407 | 1323 | 15 | 18 | 0.9972 | 1.6207 | 27058 | 0.11121 | 0.10666 | 0.10968 | 0.089097 | 0.10937 | 0.14131 | 0.14107 | -0.069878 | 0.037112 | 0.11121 | 0.18531 | 0.2923 | -0.074125 | 0.032684 | 0.10666 | 0.18064 | 0.28745
All | All | 2014-09-17 | Per Premise | 8 | All¦All¦41899¦Per Premise¦8 | 3.596 | 1.3715 | 2.2082 | 87.4206 | 6.9898 | 1339 | 1900-01-02 14:56 | 1899-12-31 08:42 | 2.0445 | 87.2181 | 6.1609 | 1320 | 15 | 18 | 0.98198 | 2.1684 | 27058 | 0.16374 | 0.12394 | 0.19102 | 0.16957 | 0.18757 | 0.25543 | 0.25286 | -0.1636 | 0.029794 | 0.16374 | 0.29769 | 0.49108 | -0.20012 | -0.0086615 | 0.12394 | 0.25654 | 0.448
All | All | 2014-09-17 | Per Premise | 1 | All¦All¦41899¦Per Premise¦1 | 3.596 | 1.3715 | 2.0373 | 80.7243 | 4.5307 | 1339 | 1900-01-02 14:56 | 1899-12-31 08:42 | 1.9124 | 80.5785 | 4.0624 | 1320 | 15 | 18 | 0.98198 | 2.0006 | 27058 | 0.12494 | 0.088218 | 0.12382 | 0.11181 | 0.12158 | 0.16683 | 0.16518 | -0.088866 | 0.037451 | 0.12494 | 0.21242 | 0.33874 | -0.12347 | 0.001596 | 0.088218 | 0.17484 | 0.29991
All | All | 2014-08-27 | Per Premise | 13 | All¦All¦41878¦Per Premise¦13 | 3.6201 | 1.363 | 2.7736 | 89.7498 | 7.1036 | 1323 | 1900-01-02 14:13 | 1899-12-31 08:52 | 2.8529 | 89.6174 | 7.8099 | 1348 | 15 | 18 | 0.98291 | 2.7262 | 27058 | -0.079362 | -0.12677 | 0.1953 | 0.21272 | 0.19196 | 0.28877 | 0.28652 | -0.44944 | -0.23079 | -0.079362 | 0.07207 | 0.29071 | -0.49397 | -0.27702 | -0.12677 | 0.023484 | 0.24043
All | All | 2014-09-17 | Aggregate | 4 | All¦All¦41899¦Aggregate¦4 | 3.596 | 1.3715 | 43.4958 | 78.3719 | 114.837 | 1339 | 1900-01-02 14:56 | 1899-12-31 08:42 | 40.7889 | 78.2853 | 98.8734 | 1320 | 15 | 18 | 0.98198 | 42.7118 | 27058 | 2.7069 | 1.9229 | 3.1383 | 2.7214 | 3.0817 | 4.1539 | 4.1113 | -2.6165 | 0.52858 | 2.7069 | 4.8852 | 8.0303 | -3.346 | -0.23306 | 1.9229 | 4.0789 | 7.1918
All | All | 2014-09-16 | Per Premise | 100 | All¦All¦41898¦Per Premise¦100 | 3.6188 | 1.3624 | 3.963 | 88.9182 | 7.5814 | 5284 | 3.5954 | 1.3704 | 3.2482 | 88.8364 | 8.05 | 5348 | 16 | 19 | 1.0461 | 4.1458 | 27058 | 0.71473 | 0.8976 | 0.1043 | 0.11008 | 0.10911 | 0.15164 | 0.15499 | 0.5204 | 0.63521 | 0.71473 | 0.79425 | 0.90907 | 0.69897 | 0.81632 | 0.8976 | 0.97887 | 1.0962
All | All | 2014-09-15 | Per Premise | 15 | All¦All¦41897¦Per Premise¦15 | 3.5974 | 1.3709 | 4.0534 | 91.6997 | 8.3904 | 1340 | 3.6212 | 1.3623 | 3.4254 | 91.873 | 8.1658 | 1323 | 15 | 18 | 0.9972 | 4.0421 | 27058 | 0.628 | 0.61664 | 0.22921 | 0.2245 | 0.22857 | 0.32084 | 0.32038 | 0.21683 | 0.45975 | 0.628 | 0.79625 | 1.0392 | 0.20606 | 0.44863 | 0.61664 | 0.78465 | 1.0272
All | All | 2014-09-15 | Aggregate | 23 | All¦All¦41897¦Aggregate¦23 | 3.5974 | 1.3709 | 63.3274 | 76.5225 | 132.7479 | 1340 | 3.6212 | 1.3623 | 65.4921 | 76.6771 | 114.4768 | 1323 | 15 | 18 | 0.9972 | 63.15 | 27058 | -2.1648 | -2.3422 | 3.6264 | 3.1473 | 3.6162 | 4.8017 | 4.794 | -8.3184 | -4.6828 | -2.1648 | 0.35325 | 3.9889 | -8.4859 | -4.8561 | -2.3422 | 0.17183 | 3.8016
All | All | 2014-07-29 | Per Premise | 1 | All¦All¦41849¦Per Premise¦1 | 3.5996 | 1.3687 | 1.3921 | 70.4845 | 3.8896 | 1362 | 3.6209 | 1.3586 | 1.2993 | 70.6773 | 3.0821 | 1344 | 16 | 19 | 1.0047 | 1.3986 | 27058 | 0.092734 | 0.099282 | 0.10539 | 0.08407 | 0.10589 | 0.13482 | 0.13521 | -0.080042 | 0.022036 | 0.092734 | 0.16343 | 0.26551 | -0.073991 | 0.02838 | 0.099282 | 0.17018 | 0.27255
All | All | 2014-09-16 | Aggregate | 11 | All¦All¦41898¦Aggregate¦11 | 3.6188 | 1.3624 | 87.6268 | 96.7159 | 235.9403 | 1321 | 3.5954 | 1.3704 | 91.0449 | 96.6489 | 224.8772 | 1337 | 16 | 19 | 1.0461 | 91.6702 | 27058 | -3.4181 | 0.62527 | 6.4916 | 6.1501 | 6.7911 | 8.9423 | 9.162 | -14.8781 | -8.1075 | -3.4181 | 1.2712 | 8.0418 | -11.1163 | -4.1793 | 0.62527 | 5.4298 | 12.3669
All | All | 2014-09-15 | Aggregate | 8 | All¦All¦41897¦Aggregate¦8 | 3.5974 | 1.3709 | 49.9681 | 81.0708 | 157.4064 | 1340 | 3.6212 | 1.3623 | 47.2916 | 81.0241 | 155.4923 | 1323 | 15 | 18 | 0.9972 | 49.8282 | 27058 | 2.6765 | 2.5365 | 4.3 | 4.2749 | 4.288 | 6.0634 | 6.0549 | -5.0941 | -0.50318 | 2.6765 | 5.8561 | 10.4471 | -5.2232 | -0.63868 | 2.5365 | 5.7117 | 10.2962
All | All | 2014-09-17 | Aggregate | 14 | All¦All¦41899¦Aggregate¦14 | 3.596 | 1.3715 | 111.1747 | 87.3867 | 240.0661 | 1339 | 3.6219 | 1.3626 | 109.1709 | 87.521 | 238.8844 | 1320 | 15 | 18 | 0.98198 | 109.1709 | 27058 | 2.0038 | -1.87e-06 | 6.5606 | 6.5751 | 6.4423 | 9.2883 | 9.2052 | -9.8997 | -2.867 | 2.0038 | 6.8746 | 13.9072 | -11.7969 | -4.8272 | -1.87e-06 | 4.8272 | 11.7969
All | All | 2014-09-16 | Aggregate | 8 | All¦All¦41898¦Aggregate¦8 | 3.6188 | 1.3624 | 48.5248 | 86.3577 | 159.0399 | 1321 | 3.5954 | 1.3704 | 51.0946 | 86.4797 | 158.297 | 1337 | 16 | 19 | 1.0461 | 50.7639 | 27058 | -2.5698 | -0.33073 | 4.3758 | 4.3292 | 4.5777 | 6.1554 | 6.3006 | -10.4583 | -5.7977 | -2.5698 | 0.65809 | 5.3187 | -8.4052 | -3.6347 | -0.33073 | 2.9733 | 7.7438
All | All | 2014-09-16 | Per Premise | 21 | All¦All¦41898¦Per Premise¦21 | 3.6188 | 1.3624 | 3.5896 | 81.7594 | 5.6451 | 1321 | 3.5954 | 1.3704 | 4.0339 | 81.6422 | 6.6383 | 1337 | 16 | 19 | 1.0461 | 3.7552 | 27058 | -0.44437 | -0.27873 | 0.15532 | 0.18155 | 0.16248 | 0.23892 | 0.24364 | -0.75056 | -0.56966 | -0.44437 | -0.31908 | -0.13818 | -0.59097 | -0.4065 | -0.27873 | -0.15097 | 0.033505
All | All | 2014-09-17 | Aggregate | 8 | All¦All¦41899¦Aggregate¦8 | 3.596 | 1.3715 | 59.7494 | 87.4206 | 189.1297 | 1339 | 3.6219 | 1.3626 | 55.3189 | 87.2181 | 166.7027 | 1320 | 15 | 18 | 0.98198 | 58.6725 | 27058 | 4.4305 | 3.3536 | 5.1686 | 4.5883 | 5.0754 | 6.9114 | 6.842 | -4.4268 | 0.80616 | 4.4305 | 8.0548 | 13.2877 | -5.4148 | -0.23436 | 3.3536 | 6.9415 | 12.1219
All | All | 2014-08-27 | Aggregate | 17 | All¦All¦41878¦Aggregate¦17 | 3.6201 | 1.363 | 84.1099 | 85.0784 | 176.6549 | 1323 | 3.5927 | 1.3696 | 70.4347 | 84.9859 | 178.4776 | 1348 | 15 | 18 | 0.98291 | 82.6722 | 27058 | 13.6752 | 12.2375 | 4.8567 | 4.8611 | 4.7737 | 6.8716 | 6.8132 | 4.8689 | 10.0717 | 13.6752 | 17.2786 | 22.4814 | 3.5061 | 8.6646 | 12.2375 | 15.8103 | 20.9689
All | All | 2014-09-16 | Aggregate | 23 | All¦All¦41898¦Aggregate¦23 | 3.6188 | 1.3624 | 70.7474 | 79.8325 | 123.7874 | 1321 | 3.5954 | 1.3704 | 76.8696 | 79.8781 | 147.4718 | 1337 | 16 | 19 | 1.0461 | 74.0119 | 27058 | -6.1222 | -2.8577 | 3.4058 | 4.0331 | 3.563 | 5.2788 | 5.3816 | -12.8873 | -8.8905 | -6.1222 | -3.354 | 0.64285 | -9.7545 | -5.6798 | -2.8577 | -0.035628 | 4.039
All | All | 2014-09-15 | Aggregate | 10 | All¦All¦41897¦Aggregate¦10 | 3.5974 | 1.3709 | 70.6982 | 90.7517 | 194.6126 | 1340 | 3.6212 | 1.3623 | 69.6248 | 90.9354 | 212.8389 | 1323 | 15 | 18 | 0.9972 | 70.5001 | 27058 | 1.0734 | 0.87537 | 5.3164 | 5.8516 | 5.3015 | 7.906 | 7.896 | -9.0585 | -3.0725 | 1.0734 | 5.2193 | 11.2054 | -9.2438 | -3.2653 | 0.87537 | 5.016 | 10.9945
All | All | 2014-09-17 | Aggregate | 6 | All¦All¦41899¦Aggregate¦6 | 3.596 | 1.3715 | 45.1488 | 76.9925 | 134.9595 | 1339 | 3.6219 | 1.3626 | 40.7744 | 76.8314 | 117.153 | 1320 | 15 | 18 | 0.98198 | 44.3351 | 27058 | 4.3744 | 3.5606 | 3.6882 | 3.2245 | 3.6217 | 4.899 | 4.8492 | -1.904 | 1.8053 | 4.3744 | 6.9434 | 10.6527 | -2.6538 | 1.0177 | 3.5606 | 6.1035 | 9.7751
All | All | 2014-09-16 | Per Premise | 22 | All¦All¦41898¦Per Premise¦22 | 3.6188 | 1.3624 | 3.1157 | 80.0566 | 5.0466 | 1321 | 3.5954 | 1.3704 | 3.4563 | 80.0879 | 5.8167 | 1337 | 16 | 19 | 1.0461 | 3.2595 | 27058 | -0.34056 | -0.19679 | 0.13885 | 0.15908 | 0.14526 | 0.21115 | 0.21542 | -0.61116 | -0.45129 | -0.34056 | -0.22983 | -0.069957 | -0.47286 | -0.30976 | -0.19679 | -0.083824 | 0.079281
All | All | Average Event Day | Per Premise | 13 | All¦All¦Average Event Day¦Per Premise¦13 | 3.6083 | 1.3671 | 3.3105 | 90.3725 | 7.8213 | 2664 | 3.607 | 1.3658 | 3.2972 | 90.3636 | 8.2305 | 2672 | 15 | 18 | 0.98323 | 3.255 | 27058 | 0.013385 | -0.042117 | 0.15154 | 0.15922 | 0.14899 | 0.21981 | 0.21806 | -0.26831 | -0.10188 | 0.013385 | 0.12865 | 0.29508 | -0.32158 | -0.15647 | -0.042117 | 0.072235 | 0.23734
All | All | 2014-07-29 | Per Premise | 20 | All¦All¦41849¦Per Premise¦20 | 3.5996 | 1.3687 | 2.6053 | 73.6496 | 5.766 | 1362 | 3.6209 | 1.3586 | 2.7657 | 73.8029 | 5.0058 | 1344 | 16 | 19 | 1.0047 | 2.6176 | 27058 | -0.16036 | -0.1481 | 0.15624 | 0.13654 | 0.15697 | 0.2075 | 0.20805 | -0.42628 | -0.26917 | -0.16036 | -0.051548 | 0.10556 | -0.41473 | -0.25721 | -0.1481 | -0.039003 | 0.11852
All | All | 2014-09-15 | Aggregate | 3 | All¦All¦41897¦Aggregate¦3 | 3.5974 | 1.3709 | 37.3268 | 72.6383 | 103.0696 | 1340 | 3.6212 | 1.3623 | 33.556 | 72.7769 | 78.8724 | 1323 | 15 | 18 | 0.9972 | 37.2222 | 27058 | 3.7708 | 3.6662 | 2.8156 | 2.1684 | 2.8078 | 3.5539 | 3.5476 | -0.7837 | 1.9071 | 3.7708 | 5.6344 | 8.3252 | -0.88026 | 1.8058 | 3.6662 | 5.5266 | 8.2126
All | All | 2014-09-17 | Per Premise | 3 | All¦All¦41899¦Per Premise¦3 | 3.596 | 1.3715 | 1.7044 | 79.2884 | 4.4154 | 1339 | 3.6219 | 1.3626 | 1.5728 | 79.1392 | 3.7068 | 1320 | 15 | 18 | 0.98198 | 1.6737 | 27058 | 0.13163 | 0.10092 | 0.12066 | 0.10203 | 0.11849 | 0.15802 | 0.15636 | -0.07087 | 0.048772 | 0.13163 | 0.2145 | 0.33414 | -0.099469 | 0.018919 | 0.10092 | 0.18291 | 0.3013
All | All | 2014-08-27 | Aggregate | 2 | All¦All¦41878¦Aggregate¦2 | 3.6201 | 1.363 | 27.8685 | 66.1755 | 75.8577 | 1323 | 3.5927 | 1.3696 | 30.7433 | 65.9849 | 95.614 | 1348 | 15 | 18 | 0.98291 | 27.3921 | 27058 | -2.8748 | -3.3512 | 2.0855 | 2.6042 | 2.0499 | 3.3364 | 3.3142 | -7.1506 | -4.6244 | -2.8748 | -1.1252 | 1.4009 | -7.5985 | -5.0892 | -3.3512 | -1.6132 | 0.89615
All | All | 2014-07-29 | Aggregate | 19 | All¦All¦41849¦Aggregate¦19 | 3.5996 | 1.3687 | 75.1782 | 75.6667 | 155.2792 | 1362 | 3.6209 | 1.3586 | 64.4009 | 75.8186 | 133.8188 | 1344 | 16 | 19 | 1.0047 | 75.5318 | 27058 | 10.7773 | 11.1309 | 4.2075 | 3.6502 | 4.2273 | 5.5702 | 5.5852 | 3.6388 | 7.8562 | 10.7773 | 13.6983 | 17.9157 | 3.9732 | 8.202 | 11.1309 | 14.0597 | 18.2885
All | All | 2014-09-17 | Per Premise | 18 | All¦All¦41899¦Per Premise¦18 | 3.596 | 1.3715 | 3.6697 | 77.327 | 7.7878 | 1339 | 3.6219 | 1.3626 | 2.9925 | 77.5717 | 6.5525 | 1320 | 15 | 18 | 0.98198 | 3.6036 | 27058 | 0.67725 | 0.61111 | 0.21283 | 0.18035 | 0.20899 | 0.27897 | 0.27605 | 0.31974 | 0.53096 | 0.67725 | 0.82354 | 1.0348 | 0.25734 | 0.46635 | 0.61111 | 0.75587 | 0.96488
All | All | 2014-07-29 | Aggregate | 100 | All¦All¦41849¦Aggregate¦100 | 3.5996 | 1.3687 | 81.8836 | 79.3759 | 166.8969 | 5448 | 3.6209 | 1.3586 | 70.682 | 79.5309 | 153.1769 | 5376 | 16 | 19 | 1.0047 | 82.2687 | 27058 | 11.2017 | 11.5868 | 2.2612 | 2.0891 | 2.2718 | 3.0785 | 3.0863 | 7.2564 | 9.5873 | 11.2017 | 12.816 | 15.1469 | 7.6315 | 9.9683 | 11.5868 | 13.2053 | 15.5421
All | All | 2014-09-15 | Per Premise | 21 | All¦All¦41897¦Per Premise¦21 | 3.5974 | 1.3709 | 3.2716 | 78.575 | 6.031 | 1340 | 3.6212 | 1.3623 | 3.4106 | 78.8173 | 5.1316 | 1323 | 15 | 18 | 0.9972 | 3.2624 | 27058 | -0.13906 | -0.14823 | 0.16476 | 0.14108 | 0.16429 | 0.21691 | 0.21656 | -0.41704 | -0.25281 | -0.13906 | -0.025317 | 0.13891 | -0.42576 | -0.26179 | -0.14823 | -0.034666 | 0.1293
All | All | 2014-09-16 | Per Premise | 14 | All¦All¦41898¦Per Premise¦14 | 3.6188 | 1.3624 | 4.0143 | 95.4502 | 9.1367 | 1321 | 3.5954 | 1.3704 | 4.1259 | 95.4072 | 9.2674 | 1337 | 16 | 19 | 1.0461 | 4.1995 | 27058 | -0.11164 | 0.073592 | 0.25138 | 0.25345 | 0.26298 | 0.35697 | 0.36524 | -0.56912 | -0.29884 | -0.11164 | 0.075557 | 0.34584 | -0.39448 | -0.11794 | 0.073592 | 0.26512 | 0.54166
All | All | 2014-07-29 | Aggregate | 8 | All¦All¦41849¦Aggregate¦8 | 3.5996 | 1.3687 | 42.7472 | 79.2406 | 146.9172 | 1362 | 3.6209 | 1.3586 | 39.2656 | 79.2275 | 130.2838 | 1344 | 16 | 19 | 1.0047 | 42.9483 | 27058 | 3.4817 | 3.6827 | 3.9809 | 3.5538 | 3.9996 | 5.3364 | 5.3504 | -3.3572 | 0.68325 | 3.4817 | 6.2801 | 10.3205 | -3.1741 | 0.87698 | 3.6827 | 6.4885 | 10.5395
All | All | 2014-09-15 | Per Premise | 14 | All¦All¦41897¦Per Premise¦14 | 3.5974 | 1.3709 | 3.956 | 91.4822 | 8.4634 | 1340 | 3.6212 | 1.3623 | 3.9449 | 91.6776 | 8.7247 | 1323 | 15 | 18 | 0.9972 | 3.9449 | 27058 | 0.011082 | -7.39e-08 | 0.2312 | 0.23987 | 0.23055 | 0.33315 | 0.3327 | -0.41587 | -0.16362 | 0.011082 | 0.18579 | 0.43803 | -0.42638 | -0.17447 | -7.39e-08 | 0.17447 | 0.42637
All | All | Average Event Day | Per Premise | 1 | All¦All¦Average Event Day¦Per Premise¦1 | 3.6083 | 1.3671 | 1.487 | 72.2508 | 3.5964 | 2664 | 3.607 | 1.3658 | 1.4696 | 72.0057 | 3.6181 | 2672 | 15 | 18 | 0.98323 | 1.4621 | 27058 | 0.017488 | -0.0074429 | 0.069678 | 0.069995 | 0.06851 | 0.098764 | 0.097944 | -0.10908 | -0.034304 | 0.017488 | 0.06928 | 0.14406 | -0.13296 | -0.058805 | -0.0074429 | 0.043919 | 0.11808
All | All | 2014-07-29 | Aggregate | 24 | All¦All¦41849¦Aggregate¦24 | 3.5996 | 1.3687 | 42.0622 | 69.9115 | 103.8561 | 1362 | 3.6209 | 1.3586 | 41.1639 | 70.0557 | 83.441 | 1344 | 16 | 19 | 1.0047 | 42.26 | 27058 | 0.89826 | 1.0961 | 2.8141 | 2.276 | 2.8274 | 3.6193 | 3.6296 | -3.7401 | -0.99972 | 0.89826 | 2.7962 | 5.5366 | -3.5555 | -0.80728 | 1.0961 | 2.9995 | 5.7477
All | All | 2014-09-15 | Per Premise | 19 | All¦All¦41897¦Per Premise¦19 | 3.5974 | 1.3709 | 3.6781 | 80.1528 | 7.591 | 1340 | 3.6212 | 1.3623 | 3.9481 | 80.4508 | 6.2331 | 1323 | 15 | 18 | 0.9972 | 3.6678 | 27058 | -0.27004 | -0.28034 | 0.20737 | 0.17136 | 0.20679 | 0.26901 | 0.26857 | -0.61479 | -0.41111 | -0.27004 | -0.12896 | 0.074718 | -0.62452 | -0.42117 | -0.28034 | -0.1395 | 0.063841
All | All | 2014-09-15 | Per Premise | 4 | All¦All¦41897¦Per Premise¦4 | 3.5974 | 1.3709 | 1.287 | 72.5726 | 3.7022 | 1340 | 3.6212 | 1.3623 | 1.2197 | 72.6446 | 2.9687 | 1323 | 15 | 18 | 0.9972 | 1.2833 | 27058 | 0.067289 | 0.063684 | 0.10114 | 0.081618 | 0.10085 | 0.12996 | 0.12974 | -0.099264 | -0.0008631 | 0.067289 | 0.13544 | 0.23384 | -0.10259 | -0.0043527 | 0.063684 | 0.13172 | 0.22995
All | All | 2014-07-29 | Per Premise | 18 | All¦All¦41849¦Per Premise¦18 | 3.5996 | 1.3687 | 2.9783 | 78.0005 | 5.9327 | 1362 | 3.6209 | 1.3586 | 2.5459 | 78.0941 | 5.4526 | 1344 | 16 | 19 | 1.0047 | 2.9923 | 27058 | 0.43242 | 0.44643 | 0.16076 | 0.14873 | 0.16151 | 0.21901 | 0.21956 | 0.15176 | 0.31758 | 0.43242 | 0.54727 | 0.71309 | 0.16505 | 0.33129 | 0.44643 | 0.56157 | 0.72781
All | All | Average Event Day | Per Premise | 11 | All¦All¦Average Event Day¦Per Premise¦11 | 3.6083 | 1.3671 | 2.7508 | 91.8323 | 7.6091 | 2664 | 3.607 | 1.3658 | 2.7673 | 91.7928 | 8.0781 | 2672 | 15 | 18 | 0.98323 | 2.7047 | 27058 | -0.016483 | -0.062602 | 0.14742 | 0.15628 | 0.14495 | 0.21484 | 0.21315 | -0.29181 | -0.12914 | -0.016483 | 0.096178 | 0.25884 | -0.33576 | -0.17438 | -0.062602 | 0.049174 | 0.21056
All | All | 2014-07-29 | Aggregate | 6 | All¦All¦41849¦Aggregate¦6 | 3.5996 | 1.3687 | 32.4794 | 70.8554 | 112.7504 | 1362 | 3.6209 | 1.3586 | 28.5259 | 70.8493 | 80.7875 | 1344 | 16 | 19 | 1.0047 | 32.6321 | 27058 | 3.9534 | 4.1062 | 3.0551 | 2.2037 | 3.0695 | 3.767 | 3.7786 | -0.87411 | 1.978 | 3.9534 | 5.9288 | 8.781 | -0.73628 | 2.1247 | 4.1062 | 6.0877 | 8.9487
All | All | 2014-09-15 | Aggregate | 16 | All¦All¦41897¦Aggregate¦16 | 3.5974 | 1.3709 | 109.9112 | 89.6394 | 225.7256 | 1340 | 3.6212 | 1.3623 | 87.1154 | 89.9201 | 211.5352 | 1323 | 15 | 18 | 0.9972 | 109.6034 | 27058 | 22.7958 | 22.4879 | 6.1664 | 5.8157 | 6.1491 | 8.4762 | 8.4637 | 11.9331 | 18.3509 | 22.7958 | 27.2407 | 33.6585 | 11.6413 | 18.0495 | 22.4879 | 26.9263 | 33.3345
All | All | Average Event Day | Per Premise | 9 | All¦All¦Average Event Day¦Per Premise¦9 | 3.6083 | 1.3671 | 2.0531 | 86.5595 | 6.63 | 2664 | 3.607 | 1.3658 | 2.0985 | 86.5872 | 7.0242 | 2672 | 15 | 18 | 0.98323 | 2.0187 | 27058 | -0.04543 | -0.079851 | 0.12845 | 0.13589 | 0.1263 | 0.18699 | 0.18552 | -0.28507 | -0.14349 | -0.04543 | 0.052628 | 0.19421 | -0.3176 | -0.17714 | -0.079851 | 0.017435 | 0.1579
All | All | 2014-07-29 | Per Premise | 23 | All¦All¦41849¦Per Premise¦23 | 3.5996 | 1.3687 | 1.9108 | 70.238 | 4.5111 | 1362 | 3.6209 | 1.3586 | 1.8497 | 70.3949 | 3.4611 | 1344 | 16 | 19 | 1.0047 | 1.9198 | 27058 | 0.06108 | 0.070068 | 0.12223 | 0.094409 | 0.12281 | 0.15445 | 0.1549 | -0.13685 | -0.019912 | 0.06108 | 0.14207 | 0.25901 | -0.12845 | -0.011163 | 0.070068 | 0.1513 | 0.26858
All | All | Average Event Day | Per Premise | 5 | All¦All¦Average Event Day¦Per Premise¦5 | 3.6083 | 1.3671 | 1.1951 | 70.6167 | 3.5076 | 2664 | 3.607 | 1.3658 | 1.1828 | 70.4333 | 3.437 | 2672 | 15 | 18 | 0.98323 | 1.1751 | 27058 | 0.012299 | -0.0077374 | 0.067959 | 0.066491 | 0.06682 | 0.095077 | 0.094266 | -0.10955 | -0.037559 | 0.012299 | 0.062157 | 0.13414 | -0.12854 | -0.05717 | -0.0077374 | 0.041696 | 0.11307
All | All | Average Event Day | Per Premise | 10 | All¦All¦Average Event Day¦Per Premise¦10 | 3.6083 | 1.3671 | 2.3938 | 90.1679 | 7.1884 | 2664 | 3.607 | 1.3658 | 2.4447 | 90.1547 | 7.6412 | 2672 | 15 | 18 | 0.98323 | 2.3537 | 27058 | -0.050879 | -0.091012 | 0.13927 | 0.14782 | 0.13694 | 0.2031 | 0.2015 | -0.31116 | -0.15738 | -0.050879 | 0.055625 | 0.2094 | -0.34925 | -0.19668 | -0.091012 | 0.014656 | 0.16722
All | All | Average Event Day | Per Premise | 12 | All¦All¦Average Event Day¦Per Premise¦12 | 3.6083 | 1.3671 | 3.0679 | 91.9313 | 7.9085 | 2664 | 3.607 | 1.3658 | 3.0721 | 91.9002 | 8.3713 | 2672 | 15 | 18 | 0.98323 | 3.0165 | 27058 | -0.0041757 | -0.05561 | 0.15322 | 0.16195 | 0.15066 | 0.22295 | 0.22119 | -0.28989 | -0.12109 | -0.0041757 | 0.11274 | 0.28154 | -0.33907 | -0.1716 | -0.05561 | 0.060381 | 0.22785
All | All | Average Event Day | Per Premise | 21 | All¦All¦Average Event Day¦Per Premise¦21 | 3.6083 | 1.3671 | 2.7913 | 76.495 | 5.3736 | 2664 | 3.607 | 1.3658 | 2.9383 | 76.5115 | 5.5404 | 2672 | 15 | 18 | 0.98323 | 2.7445 | 27058 | -0.14699 | -0.19379 | 0.10411 | 0.10718 | 0.10237 | 0.14942 | 0.14821 | -0.33849 | -0.22535 | -0.14699 | -0.068637 | 0.044499 | -0.38373 | -0.27151 | -0.19379 | -0.11607 | -0.0038503
All | All | 2014-09-15 | Per Premise | 22 | All¦All¦41897¦Per Premise¦22 | 3.5974 | 1.3709 | 2.762 | 77.3397 | 5.1093 | 1340 | 3.6212 | 1.3623 | 2.9424 | 77.5106 | 4.5919 | 1323 | 15 | 18 | 0.9972 | 2.7542 | 27058 | -0.18045 | -0.18819 | 0.13957 | 0.12625 | 0.13918 | 0.1882 | 0.18791 | -0.42164 | -0.27914 | -0.18045 | -0.081759 | 0.060736 | -0.429 | -0.28673 | -0.18819 | -0.089649 | 0.052627
All | All | 2014-09-15 | Aggregate | 13 | All¦All¦41897¦Aggregate¦13 | 3.5974 | 1.3709 | 99.6222 | 92.5542 | 219.479 | 1340 | 3.6212 | 1.3623 | 99.3877 | 92.6746 | 232.907 | 1323 | 15 | 18 | 0.9972 | 99.3431 | 27058 | 0.2345 | -0.044579 | 5.9957 | 6.4033 | 5.9789 | 8.7721 | 8.7607 | -11.0075 | -4.3656 | 0.2345 | 4.8346 | 11.4764 | -11.2718 | -4.6387 | -0.044579 | 4.5495 | 11.1827
All | All | 2014-09-15 | Per Premise | 18 | All¦All¦41897¦Per Premise¦18 | 3.5974 | 1.3709 | 3.798 | 82.7636 | 7.8611 | 1340 | 3.6212 | 1.3623 | 3.032 | 83.042 | 6.4165 | 1323 | 15 | 18 | 0.9972 | 3.7873 | 27058 | 0.766 | 0.75536 | 0.21475 | 0.17641 | 0.21415 | 0.27792 | 0.27745 | 0.40984 | 0.62026 | 0.766 | 0.91174 | 1.1222 | 0.3998 | 0.60987 | 0.75536 | 0.90086 | 1.1109
All | All | 2014-07-29 | Per Premise | 5 | All¦All¦41849¦Per Premise¦5 | 3.5996 | 1.3687 | 1.1134 | 68.0838 | 3.7367 | 1362 | 3.6209 | 1.3586 | 0.99608 | 68.1818 | 2.7866 | 1344 | 16 | 19 | 1.0047 | 1.1186 | 27058 | 0.11729 | 0.12252 | 0.10125 | 0.076012 | 0.10173 | 0.12661 | 0.12699 | -0.044968 | 0.050893 | 0.11729 | 0.18368 | 0.27954 | -0.04022 | 0.05593 | 0.12252 | 0.18912 | 0.28526
All | All | 2014-07-29 | Per Premise | 13 | All¦All¦41849¦Per Premise¦13 | 3.5996 | 1.3687 | 2.8818 | 89.5058 | 7.3868 | 1362 | 3.6209 | 1.3586 | 2.8474 | 89.5666 | 6.7476 | 1344 | 16 | 19 | 1.0047 | 2.8954 | 27058 | 0.034394 | 0.047949 | 0.20015 | 0.18405 | 0.2011 | 0.27192 | 0.27261 | -0.31408 | -0.1082 | 0.034394 | 0.17699 | 0.38287 | -0.30141 | -0.095007 | 0.047949 | 0.19091 | 0.39731
All | All | 2014-07-29 | Per Premise | 19 | All¦All¦41849¦Per Premise¦19 | 3.5996 | 1.3687 | 2.7784 | 75.6667 | 5.7388 | 1362 | 3.6209 | 1.3586 | 2.3801 | 75.8186 | 4.9456 | 1344 | 16 | 19 | 1.0047 | 2.7915 | 27058 | 0.3983 | 0.41137 | 0.1555 | 0.1349 | 0.15623 | 0.20586 | 0.20641 | 0.13448 | 0.29035 | 0.3983 | 0.50626 | 0.66212 | 0.14684 | 0.30313 | 0.41137 | 0.51961 | 0.6759
All | All | 2014-07-29 | Per Premise | 21 | All¦All¦41849¦Per Premise¦21 | 3.5996 | 1.3687 | 2.4653 | 71.3463 | 5.4321 | 1362 | 3.6209 | 1.3586 | 2.5449 | 71.5349 | 4.4947 | 1344 | 16 | 19 | 1.0047 | 2.4769 | 27058 | -0.079618 | -0.068022 | 0.14719 | 0.1226 | 0.14788 | 0.19156 | 0.1921 | -0.32512 | -0.18007 | -0.079618 | 0.020838 | 0.16588 | -0.3142 | -0.16876 | -0.068022 | 0.032713 | 0.17816
All | All | 2014-09-17 | Aggregate | 15 | All¦All¦41899¦Aggregate¦15 | 3.596 | 1.3715 | 111.6375 | 86.8377 | 232.9525 | 1339 | 3.6219 | 1.3626 | 92.0106 | 86.9381 | 221.878 | 1320 | 15 | 18 | 0.98198 | 109.6253 | 27058 | 19.6268 | 17.6147 | 6.3662 | 6.107 | 6.2514 | 8.8217 | 8.7393 | 8.3213 | 15.0007 | 19.6268 | 24.253 | 30.9324 | 6.4149 | 13.0318 | 17.6147 | 22.1976 | 28.8146
All | All | 2014-08-27 | Per Premise | 1 | All¦All¦41878¦Per Premise¦1 | 3.6201 | 1.363 | 1.1358 | 66.8815 | 2.8247 | 1323 | 3.5927 | 1.3696 | 1.2324 | 66.7028 | 3.6515 | 1348 | 15 | 18 | 0.98291 | 1.1164 | 27058 | -0.096624 | -0.11604 | 0.077658 | 0.099456 | 0.076331 | 0.12618 | 0.12537 | -0.25833 | -0.16279 | -0.096624 | -0.030453 | 0.065087 | -0.27671 | -0.18178 | -0.11604 | -0.050294 | 0.044631
All | All | 2014-08-27 | Per Premise | 9 | All¦All¦41878¦Per Premise¦9 | 3.6201 | 1.363 | 1.6548 | 84.4983 | 5.8083 | 1323 | 3.5927 | 1.3696 | 1.836 | 84.5616 | 6.7842 | 1348 | 15 | 18 | 0.98291 | 1.6265 | 27058 | -0.18122 | -0.2095 | 0.15969 | 0.18478 | 0.15696 | 0.24422 | 0.24244 | -0.4942 | -0.30929 | -0.18122 | -0.053148 | 0.13176 | -0.52021 | -0.33664 | -0.2095 | -0.082364 | 0.1012
All | All | Average Event Day | Aggregate | 100 | All¦All¦Average Event Day¦Aggregate¦100 | 3.6083 | 1.3671 | 95.0885 | 85.141 | 199.0115 | 2664 | 3.607 | 1.3658 | 78.8742 | 85.1989 | 189.5576 | 2672 | 15 | 18 | 0.98323 | 93.4943 | 27058 | 16.2143 | 14.6201 | 3.8558 | 3.6671 | 3.7911 | 5.3211 | 5.2745 | 9.395 | 13.4239 | 16.2143 | 19.0047 | 23.0336 | 7.8605 | 11.8541 | 14.6201 | 17.386 | 21.3796
All | All | 2014-08-27 | Per Premise | 15 | All¦All¦41878¦Per Premise¦15 | 3.6201 | 1.363 | 3.0858 | 87.0931 | 7.3715 | 1323 | 3.5927 | 1.3696 | 2.7268 | 87.0277 | 7.386 | 1348 | 15 | 18 | 0.98291 | 3.0331 | 27058 | 0.35902 | 0.30628 | 0.20266 | 0.20117 | 0.1992 | 0.28555 | 0.28311 | -0.0069288 | 0.20928 | 0.35902 | 0.50877 | 0.72498 | -0.056537 | 0.15782 | 0.30628 | 0.45474 | 0.66909
All | All | 2014-08-27 | Per Premise | 23 | All¦All¦41878¦Per Premise¦23 | 3.6201 | 1.363 | 1.7396 | 74.8577 | 3.2742 | 1323 | 3.5927 | 1.3696 | 1.9136 | 74.7199 | 4.8166 | 1348 | 15 | 18 | 0.98291 | 1.7098 | 27058 | -0.174 | -0.20373 | 0.090018 | 0.13119 | 0.08848 | 0.1591 | 0.15824 | -0.3779 | -0.25743 | -0.174 | -0.090564 | 0.029901 | -0.40652 | -0.28671 | -0.20373 | -0.12075 | -0.0009424
All | All | 2014-09-15 | Per Premise | 2 | All¦All¦41897¦Per Premise¦2 | 3.5974 | 1.3709 | 1.4791 | 73.5088 | 3.8569 | 1340 | 3.6212 | 1.3623 | 1.3661 | 73.5504 | 3.1433 | 1323 | 15 | 18 | 0.9972 | 1.475 | 27058 | 0.11302 | 0.10887 | 0.10536 | 0.086418 | 0.10507 | 0.13627 | 0.13604 | -0.06162 | 0.041557 | 0.11302 | 0.18448 | 0.28765 | -0.065472 | 0.037533 | 0.10887 | 0.18021 | 0.28322
All | All | 2014-09-15 | Per Premise | 6 | All¦All¦41897¦Per Premise¦6 | 3.5974 | 1.3709 | 1.3743 | 71.8577 | 4.2673 | 1340 | 3.6212 | 1.3623 | 1.2606 | 71.9426 | 3.6313 | 1323 | 15 | 18 | 0.9972 | 1.3705 | 27058 | 0.11368 | 0.10983 | 0.11657 | 0.099834 | 0.11625 | 0.15348 | 0.15323 | -0.083009 | 0.033199 | 0.11368 | 0.19417 | 0.31038 | -0.086541 | 0.029479 | 0.10983 | 0.19019 | 0.30621
All | All | 2014-09-15 | Per Premise | 11 | All¦All¦41897¦Per Premise¦11 | 3.5974 | 1.3709 | 3.0277 | 92.8303 | 7.7686 | 1340 | 3.6212 | 1.3623 | 2.9578 | 92.9242 | 8.3589 | 1323 | 15 | 18 | 0.9972 | 3.0192 | 27058 | 0.06988 | 0.061398 | 0.21222 | 0.22981 | 0.21163 | 0.31281 | 0.31241 | -0.331 | -0.094159 | 0.06988 | 0.23392 | 0.47076 | -0.33897 | -0.10243 | 0.061398 | 0.22523 | 0.46177
All | All | 2014-09-15 | Per Premise | 17 | All¦All¦41897¦Per Premise¦17 | 3.5974 | 1.3709 | 4.0323 | 86.8512 | 8.201 | 1340 | 3.6212 | 1.3623 | 3.2299 | 87.1608 | 7.4109 | 1323 | 15 | 18 | 0.9972 | 4.021 | 27058 | 0.80241 | 0.79111 | 0.22403 | 0.20375 | 0.22341 | 0.30283 | 0.30236 | 0.41432 | 0.64361 | 0.80241 | 0.96121 | 1.1905 | 0.40362 | 0.63255 | 0.79111 | 0.94967 | 1.1786
All | All | 2014-08-27 | Per Premise | 100 | All¦All¦41878¦Per Premise¦100 | 3.6201 | 1.363 | 3.0627 | 85.1621 | 6.7351 | 5292 | 3.5927 | 1.3696 | 2.624 | 85.0703 | 6.8086 | 5392 | 15 | 18 | 0.98291 | 3.0103 | 27058 | 0.43863 | 0.38628 | 0.092584 | 0.092722 | 0.091002 | 0.13103 | 0.12992 | 0.2707 | 0.36991 | 0.43863 | 0.50734 | 0.60655 | 0.21978 | 0.31815 | 0.38628 | 0.4544 | 0.55277
All | All | 2014-09-15 | Per Premise | 24 | All¦All¦41897¦Per Premise¦24 | 3.5974 | 1.3709 | 1.944 | 75.0858 | 4.3158 | 1340 | 3.6212 | 1.3623 | 2.0216 | 75.2155 | 3.8555 | 1323 | 15 | 18 | 0.9972 | 1.9385 | 27058 | -0.077639 | -0.083085 | 0.1179 | 0.106 | 0.11757 | 0.15854 | 0.1583 | -0.28082 | -0.16078 | -0.077639 | 0.0055013 | 0.12554 | -0.28595 | -0.1661 | -0.083085 | -7.32e-05 | 0.11978
All | All | 2014-07-29 | Aggregate | 16 | All¦All¦41849¦Aggregate¦16 | 3.5996 | 1.3687 | 86.5659 | 83.2052 | 180.3055 | 1362 | 3.6209 | 1.3586 | 76.4279 | 83.3808 | 167.8798 | 1344 | 16 | 19 | 1.0047 | 86.9731 | 27058 | 10.1381 | 10.5452 | 4.8856 | 4.5793 | 4.9086 | 6.6962 | 6.713 | 1.5565 | 6.6266 | 10.1381 | 13.6496 | 18.7196 | 1.9422 | 7.0249 | 10.5452 | 14.0655 | 19.1483
All | All | Average Event Day | Per Premise | 100 | All¦All¦Average Event Day¦Per Premise¦100 | 3.6083 | 1.3671 | 3.5142 | 85.141 | 7.355 | 2664 | 3.607 | 1.3658 | 2.915 | 85.1989 | 7.0056 | 2672 | 15 | 18 | 0.98323 | 3.4553 | 27058 | 0.59924 | 0.54032 | 0.1425 | 0.13553 | 0.14011 | 0.19666 | 0.19493 | 0.34722 | 0.49611 | 0.59924 | 0.70237 | 0.85127 | 0.29051 | 0.4381 | 0.54032 | 0.64255 | 0.79014
All | All | 2014-09-16 | Per Premise | 2 | All¦All¦41898¦Per Premise¦2 | 3.6188 | 1.3624 | 1.4947 | 73.8344 | 3.3748 | 1321 | 3.5954 | 1.3704 | 1.4658 | 73.6667 | 3.7396 | 1337 | 16 | 19 | 1.0461 | 1.5637 | 27058 | 0.028911 | 0.097881 | 0.092854 | 0.10227 | 0.097138 | 0.13814 | 0.14105 | -0.14812 | -0.043527 | 0.028911 | 0.10135 | 0.20594 | -0.082883 | 0.023914 | 0.097881 | 0.17185 | 0.27865
All | All | 2014-09-16 | Per Premise | 7 | All¦All¦41898¦Per Premise¦7 | 3.6188 | 1.3624 | 1.5094 | 79.8621 | 4.2815 | 1321 | 3.5954 | 1.3704 | 1.6592 | 79.8865 | 5.1594 | 1337 | 16 | 19 | 1.0461 | 1.5791 | 27058 | -0.14972 | -0.080073 | 0.1178 | 0.1411 | 0.12324 | 0.18381 | 0.18734 | -0.38529 | -0.24611 | -0.14972 | -0.053332 | 0.085841 | -0.32016 | -0.17831 | -0.080073 | 0.018169 | 0.16002
All | All | 2014-09-16 | Per Premise | 8 | All¦All¦41898¦Per Premise¦8 | 3.6188 | 1.3624 | 1.7934 | 86.3577 | 5.8777 | 1321 | 3.5954 | 1.3704 | 1.8883 | 86.4797 | 5.8503 | 1337 | 16 | 19 | 1.0461 | 1.8761 | 27058 | -0.094975 | -0.012223 | 0.16172 | 0.16 | 0.16918 | 0.22749 | 0.23285 | -0.38651 | -0.21427 | -0.094975 | 0.024321 | 0.19657 | -0.31064 | -0.13433 | -0.012223 | 0.10989 | 0.28619
All | All | 2014-09-16 | Per Premise | 12 | All¦All¦41898¦Per Premise¦12 | 3.6188 | 1.3624 | 3.6329 | 99.017 | 9.0363 | 1321 | 3.5954 | 1.3704 | 3.719 | 99.0923 | 8.9338 | 1337 | 16 | 19 | 1.0461 | 3.8006 | 27058 | -0.086056 | 0.08158 | 0.24862 | 0.24433 | 0.26009 | 0.34858 | 0.35685 | -0.53278 | -0.26885 | -0.086056 | 0.096739 | 0.36067 | -0.37574 | -0.10555 | 0.08158 | 0.26871 | 0.5389
All | All | Average Event Day | Per Premise | 14 | All¦All¦Average Event Day¦Per Premise¦14 | 3.6083 | 1.3671 | 3.5362 | 88.8109 | 8.1519 | 2664 | 3.607 | 1.3658 | 3.4769 | 88.7952 | 8.1934 | 2672 | 15 | 18 | 0.98323 | 3.4769 | 27058 | 0.059285 | -2.69e-08 | 0.15794 | 0.15851 | 0.15529 | 0.22376 | 0.2219 | -0.22747 | -0.058055 | 0.059285 | 0.17663 | 0.34605 | -0.28438 | -0.11636 | -2.69e-08 | 0.11636 | 0.28438
All | All | 2014-09-16 | Per Premise | 19 | All¦All¦41898¦Per Premise¦19 | 3.6188 | 1.3624 | 3.7296 | 87.1674 | 6.4387 | 1321 | 3.5954 | 1.3704 | 3.0527 | 87.1843 | 7.5439 | 1337 | 16 | 19 | 1.0461 | 3.9017 | 27058 | 0.67691 | 0.849 | 0.17715 | 0.20631 | 0.18533 | 0.27193 | 0.27733 | 0.32841 | 0.53431 | 0.67691 | 0.81951 | 1.0254 | 0.49359 | 0.70357 | 0.849 | 0.99444 | 1.2044
All | All | 2014-09-16 | Aggregate | 17 | All¦All¦41898¦Aggregate¦17 | 3.6188 | 1.3624 | 111.3817 | 88.1693 | 215.6602 | 1321 | 3.5954 | 1.3704 | 88.0796 | 88.1111 | 222.0748 | 1337 | 16 | 19 | 1.0461 | 116.5212 | 27058 | 23.3021 | 28.4416 | 5.9336 | 6.0734 | 6.2074 | 8.4908 | 8.6844 | 12.4207 | 18.8495 | 23.3021 | 27.7547 | 34.1835 | 17.3122 | 23.8876 | 28.4416 | 32.9957 | 39.5711
All | All | 2014-09-15 | Aggregate | 7 | All¦All¦41897¦Aggregate¦7 | 3.5974 | 1.3709 | 43.4254 | 75.3079 | 131.4247 | 1340 | 3.6212 | 1.3623 | 39.9666 | 75.3294 | 116.2902 | 1323 | 15 | 18 | 0.9972 | 43.3037 | 27058 | 3.4588 | 3.3371 | 3.5903 | 3.1972 | 3.5802 | 4.8075 | 4.8 | -2.7023 | 0.93772 | 3.4588 | 5.9798 | 9.6198 | -2.8143 | 0.82001 | 3.3371 | 5.8542 | 9.4885
All | All | 2014-09-17 | Per Premise | 6 | All¦All¦41899¦Per Premise¦6 | 3.596 | 1.3715 | 1.6686 | 76.9925 | 4.9878 | 1339 | 3.6219 | 1.3626 | 1.5069 | 76.8314 | 4.3297 | 1320 | 15 | 18 | 0.98198 | 1.6385 | 27058 | 0.16167 | 0.13159 | 0.13631 | 0.11917 | 0.13385 | 0.18106 | 0.17921 | -0.070366 | 0.066721 | 0.16167 | 0.25661 | 0.3937 | -0.098079 | 0.037613 | 0.13159 | 0.22557 | 0.36126
All | All | 2014-09-17 | Per Premise | 9 | All¦All¦41899¦Per Premise¦9 | 3.596 | 1.3715 | 2.6398 | 90.7154 | 8.0358 | 1339 | 3.6219 | 1.3626 | 2.5408 | 90.6814 | 7.6111 | 1320 | 15 | 18 | 0.98198 | 2.5922 | 27058 | 0.099006 | 0.051426 | 0.2196 | 0.20949 | 0.21565 | 0.3035 | 0.30065 | -0.28994 | -0.060149 | 0.099006 | 0.25816 | 0.48795 | -0.33387 | -0.10623 | 0.051426 | 0.20909 | 0.43672
All | All | 2014-09-17 | Per Premise | 15 | All¦All¦41899¦Per Premise¦15 | 3.596 | 1.3715 | 4.1259 | 86.8377 | 8.6094 | 1339 | 3.6219 | 1.3626 | 3.4005 | 86.9381 | 8.2001 | 1320 | 15 | 18 | 0.98198 | 4.0515 | 27058 | 0.72536 | 0.651 | 0.23528 | 0.2257 | 0.23104 | 0.32603 | 0.32298 | 0.30754 | 0.55439 | 0.72536 | 0.89633 | 1.1432 | 0.23708 | 0.48163 | 0.651 | 0.82037 | 1.0649
All | All | 2014-09-16 | Aggregate | 3 | All¦All¦41898¦Aggregate¦3 | 3.6188 | 1.3624 | 36.3519 | 72.9216 | 81.3739 | 1321 | 3.5954 | 1.3704 | 36.4263 | 72.6436 | 101.3281 | 1337 | 16 | 19 | 1.0461 | 38.0293 | 27058 | -0.074361 | 1.603 | 2.2389 | 2.7712 | 2.3422 | 3.5626 | 3.6284 | -4.64 | -1.9426 | -0.074361 | 1.7939 | 4.4913 | -3.047 | -0.2997 | 1.603 | 3.5058 | 6.253
All | All | 2014-09-16 | Aggregate | 20 | All¦All¦41898¦Aggregate¦20 | 3.6188 | 1.3624 | 101.5819 | 84.9971 | 168.7722 | 1321 | 3.5954 | 1.3704 | 115.9946 | 85.0478 | 209.3926 | 1337 | 16 | 19 | 1.0461 | 106.2692 | 27058 | -14.4127 | -9.7253 | 4.6435 | 5.7266 | 4.8578 | 7.3727 | 7.5095 | -23.8611 | -18.2789 | -14.4127 | -10.5464 | -4.9642 | -19.3491 | -13.6633 | -9.7253 | -5.7874 | -0.10156
All | All | 2014-08-27 | Per Premise | 7 | All¦All¦41878¦Per Premise¦7 | 3.6201 | 1.363 | 1.1636 | 73.7361 | 3.3348 | 1323 | 3.5927 | 1.3696 | 1.3783 | 73.754 | 4.9195 | 1348 | 15 | 18 | 0.98291 | 1.1437 | 27058 | -0.21466 | -0.23455 | 0.091684 | 0.13399 | 0.090117 | 0.16236 | 0.16148 | -0.42273 | -0.2998 | -0.21466 | -0.12952 | -0.0065917 | -0.44149 | -0.31923 | -0.23455 | -0.14987 | -0.027609
All | All | Average Event Day | Per Premise | 3 | All¦All¦Average Event Day¦Per Premise¦3 | 3.6083 | 1.3671 | 1.2611 | 71.4033 | 3.4422 | 2664 | 3.607 | 1.3658 | 1.2329 | 71.2079 | 3.3367 | 2672 | 15 | 18 | 0.98323 | 1.24 | 27058 | 0.028196 | 0.0070533 | 0.066691 | 0.064551 | 0.065573 | 0.092814 | 0.092014 | -0.090749 | -0.020475 | 0.028196 | 0.076868 | 0.14714 | -0.11087 | -0.041199 | 0.0070533 | 0.055305 | 0.12497
All | All | 2014-09-16 | Aggregate | 6 | All¦All¦41898¦Aggregate¦6 | 3.6188 | 1.3624 | 35.8607 | 73.7397 | 98.4468 | 1321 | 3.5954 | 1.3704 | 38.6306 | 73.6609 | 121.2993 | 1337 | 16 | 19 | 1.0461 | 37.5154 | 27058 | -2.7699 | -1.1152 | 2.7086 | 3.3174 | 2.8336 | 4.2827 | 4.3628 | -8.2584 | -5.0158 | -2.7699 | -0.52407 | 2.7186 | -6.7064 | -3.4031 | -1.1152 | 1.1727 | 4.476
All | All | 2014-07-29 | Per Premise | 10 | All¦All¦41849¦Per Premise¦10 | 3.5996 | 1.3687 | 2.1372 | 84.638 | 6.4022 | 1362 | 3.6209 | 1.3586 | 2.1042 | 84.7561 | 6.4639 | 1344 | 16 | 19 | 1.0047 | 2.1473 | 27058 | 0.033015 | 0.043068 | 0.17348 | 0.17632 | 0.17429 | 0.24735 | 0.24792 | -0.28397 | -0.096695 | 0.033015 | 0.16273 | 0.35001 | -0.27466 | -0.086942 | 0.043068 | 0.17308 | 0.36079
All | All | 2014-08-27 | Aggregate | 9 | All¦All¦41878¦Aggregate¦9 | 3.6201 | 1.363 | 44.7746 | 84.4983 | 157.1609 | 1323 | 3.5927 | 1.3696 | 49.6779 | 84.5616 | 183.5681 | 1348 | 15 | 18 | 0.98291 | 44.0092 | 27058 | -4.9034 | -5.6687 | 4.3208 | 4.9998 | 4.247 | 6.6081 | 6.5601 | -13.372 | -8.3687 | -4.9034 | -1.4381 | 3.5653 | -14.0758 | -9.1088 | -5.6687 | -2.2286 | 2.7384
All | All | 2014-08-27 | Aggregate | 16 | All¦All¦41878¦Aggregate¦16 | 3.6201 | 1.363 | 83.9193 | 86.5361 | 188.8835 | 1323 | 3.5927 | 1.3696 | 71.3055 | 86.4911 | 182.7823 | 1348 | 15 | 18 | 0.98291 | 82.4849 | 27058 | 12.6138 | 11.1794 | 5.1929 | 4.9784 | 5.1042 | 7.1938 | 7.13 | 3.3946 | 8.8414 | 12.6138 | 16.3863 | 21.8331 | 2.0419 | 7.4404 | 11.1794 | 14.9184 | 20.3169
All | All | Average Event Day | Per Premise | 22 | All¦All¦Average Event Day¦Per Premise¦22 | 3.6083 | 1.3671 | 2.3834 | 75.7697 | 4.5151 | 2664 | 3.607 | 1.3658 | 2.5767 | 75.7574 | 4.9414 | 2672 | 15 | 18 | 0.98323 | 2.3435 | 27058 | -0.19324 | -0.2332 | 0.087478 | 0.095594 | 0.086011 | 0.12958 | 0.12859 | -0.35931 | -0.2612 | -0.19324 | -0.12529 | -0.027182 | -0.398 | -0.30064 | -0.2332 | -0.16577 | -0.068405
All | All | 2014-08-27 | Aggregate | 4 | All¦All¦41878¦Aggregate¦4 | 3.6201 | 1.363 | 25.5163 | 65.1464 | 72.3788 | 1323 | 3.5927 | 1.3696 | 28.0553 | 64.9064 | 89.3035 | 1348 | 15 | 18 | 0.98291 | 25.0801 | 27058 | -2.539 | -2.9752 | 1.9899 | 2.4323 | 1.9559 | 3.1426 | 3.1212 | -6.5664 | -4.187 | -2.539 | -0.89103 | 1.4884 | -6.9751 | -4.6119 | -2.9752 | -1.3384 | 1.0248
All | All | 2014-08-27 | Per Premise | 14 | All¦All¦41878¦Per Premise¦14 | 3.6201 | 1.363 | 3.0314 | 88.1663 | 7.6549 | 1323 | 3.5927 | 1.3696 | 2.9796 | 88.0102 | 7.64 | 1348 | 15 | 18 | 0.98291 | 2.9796 | 27058 | 0.051815 | 5.98e-08 | 0.21046 | 0.20809 | 0.20686 | 0.29596 | 0.29341 | -0.32747 | -0.10339 | 0.051815 | 0.20702 | 0.4311 | -0.37602 | -0.15387 | 5.98e-08 | 0.15387 | 0.37602
All | All | Average Event Day | Aggregate | 6 | All¦All¦Average Event Day¦Aggregate¦6 | 3.6083 | 1.3671 | 34.4351 | 70.2302 | 104.542 | 2664 | 3.607 | 1.3658 | 34.4591 | 70.0272 | 108.338 | 2672 | 15 | 18 | 0.98323 | 33.8578 | 27058 | -0.024048 | -0.60137 | 2.0255 | 2.0959 | 1.9915 | 2.9146 | 2.8911 | -3.7593 | -1.5525 | -0.024048 | 1.5044 | 3.7112 | -4.3065 | -2.1175 | -0.60137 | 0.91475 | 3.1038
All | All | Average Event Day | Aggregate | 16 | All¦All¦Average Event Day¦Aggregate¦16 | 3.6083 | 1.3671 | 96.9653 | 86.7159 | 207.2918 | 2664 | 3.607 | 1.3658 | 79.205 | 86.7927 | 196.8238 | 2672 | 15 | 18 | 0.98323 | 95.3397 | 27058 | 17.7603 | 16.1346 | 4.0162 | 3.8077 | 3.9489 | 5.5343 | 5.4856 | 10.6678 | 14.8581 | 17.7603 | 20.6625 | 24.8528 | 9.1045 | 13.258 | 16.1346 | 19.0113 | 23.1647
All | All | 2014-08-27 | Per Premise | 19 | All¦All¦41878¦Per Premise¦19 | 3.6201 | 1.363 | 2.7771 | 78.8124 | 5.4139 | 1323 | 3.5927 | 1.3696 | 3.0504 | 78.5634 | 6.6027 | 1348 | 15 | 18 | 0.98291 | 2.7297 | 27058 | -0.27328 | -0.32075 | 0.14884 | 0.17984 | 0.1463 | 0.23344 | 0.23183 | -0.57244 | -0.39569 | -0.27328 | -0.15086 | 0.02589 | -0.61785 | -0.44232 | -0.32075 | -0.19918 | -0.023647
All | All | 2014-08-27 | Aggregate | 22 | All¦All¦41878¦Aggregate¦22 | 3.6201 | 1.363 | 56.8029 | 76.7793 | 103.1598 | 1323 | 3.5927 | 1.3696 | 63.7152 | 76.5754 | 141.8081 | 1348 | 15 | 18 | 0.98291 | 55.8319 | 27058 | -6.9123 | -7.8833 | 2.8362 | 3.8624 | 2.7877 | 4.7919 | 4.7633 | -13.0534 | -9.4252 | -6.9123 | -4.3995 | -0.77134 | -13.9877 | -10.3812 | -7.8833 | -5.3854 | -1.7788
All | All | 2014-07-29 | Per Premise | 3 | All¦All¦41849¦Per Premise¦3 | 3.5996 | 1.3687 | 1.1839 | 69.3838 | 3.6446 | 1362 | 3.6209 | 1.3586 | 1.0619 | 69.4908 | 2.7287 | 1344 | 16 | 19 | 1.0047 | 1.1895 | 27058 | 0.12201 | 0.12758 | 0.098756 | 0.074431 | 0.099221 | 0.12366 | 0.12404 | -0.036468 | 0.057164 | 0.12201 | 0.18686 | 0.28049 | -0.031375 | 0.062538 | 0.12758 | 0.19263 | 0.28654
All | All | 2014-07-29 | Per Premise | 12 | All¦All¦41849¦Per Premise¦12 | 3.5996 | 1.3687 | 2.667 | 87.122 | 7.2844 | 1362 | 3.6209 | 1.3586 | 2.6302 | 87.224 | 6.979 | 1344 | 16 | 19 | 1.0047 | 2.6795 | 27058 | 0.036763 | 0.049308 | 0.19738 | 0.19037 | 0.19831 | 0.27422 | 0.27489 | -0.31467 | -0.10704 | 0.036763 | 0.18057 | 0.3882 | -0.30298 | -0.094846 | 0.049308 | 0.19346 | 0.4016
All | All | 2014-07-29 | Aggregate | 12 | All¦All¦41849¦Aggregate¦12 | 3.5996 | 1.3687 | 72.1631 | 87.122 | 197.1018 | 1362 | 3.6209 | 1.3586 | 71.1684 | 87.224 | 188.8365 | 1344 | 16 | 19 | 1.0047 | 72.5026 | 27058 | 0.99474 | 1.3342 | 5.3407 | 5.1509 | 5.3659 | 7.42 | 7.4381 | -8.5143 | -2.8963 | 0.99474 | 4.8858 | 10.5038 | -8.1981 | -2.5664 | 1.3342 | 5.2347 | 10.8664
All | All | 2014-07-29 | Aggregate | 9 | All¦All¦41849¦Aggregate¦9 | 3.5996 | 1.3687 | 50.1412 | 82.0805 | 164.8741 | 1362 | 3.6209 | 1.3586 | 48.3389 | 82.1981 | 156.7468 | 1344 | 16 | 19 | 1.0047 | 50.377 | 27058 | 1.8022 | 2.0381 | 4.4675 | 4.2756 | 4.4885 | 6.1838 | 6.199 | -6.1226 | -1.4406 | 1.8022 | 5.045 | 9.7271 | -5.9063 | -1.2127 | 2.0381 | 5.2888 | 9.9824
All | All | 2014-08-27 | Aggregate | 15 | All¦All¦41878¦Aggregate¦15 | 3.6201 | 1.363 | 83.4964 | 87.0931 | 199.4572 | 1323 | 3.5927 | 1.3696 | 73.7819 | 87.0277 | 199.8497 | 1348 | 15 | 18 | 0.98291 | 82.0692 | 27058 | 9.7145 | 8.2873 | 5.4837 | 5.4433 | 5.3899 | 7.7265 | 7.6603 | -0.18748 | 5.6627 | 9.7145 | 13.7663 | 19.6165 | -1.5298 | 4.2702 | 8.2873 | 12.3044 | 18.1044
All | All | Average Event Day | Aggregate | 12 | All¦All¦Average Event Day¦Aggregate¦12 | 3.6083 | 1.3671 | 83.011 | 91.9313 | 213.9882 | 2664 | 3.607 | 1.3658 | 83.124 | 91.9002 | 226.5103 | 2672 | 15 | 18 | 0.98323 | 81.6193 | 27058 | -0.11299 | -1.5047 | 4.1459 | 4.382 | 4.0764 | 6.0325 | 5.9849 | -7.8439 | -3.2764 | -0.11299 | 3.0504 | 7.6179 | -9.1746 | -4.6432 | -1.5047 | 1.6338 | 6.1653
All | All | Average Event Day | Aggregate | 10 | All¦All¦Average Event Day¦Aggregate¦10 | 3.6083 | 1.3671 | 64.772 | 90.1679 | 194.5028 | 2664 | 3.607 | 1.3658 | 66.1487 | 90.1547 | 206.7562 | 2672 | 15 | 18 | 0.98323 | 63.6861 | 27058 | -1.3767 | -2.4626 | 3.7684 | 3.9998 | 3.7052 | 5.4954 | 5.4523 | -8.4193 | -4.2585 | -1.3767 | 1.5051 | 5.666 | -9.45 | -5.3218 | -2.4626 | 0.39656 | 4.5248
All | All | 2014-07-29 | Aggregate | 10 | All¦All¦41849¦Aggregate¦10 | 3.5996 | 1.3687 | 57.8294 | 84.638 | 173.2294 | 1362 | 3.6209 | 1.3586 | 56.9361 | 84.7561 | 174.9 | 1344 | 16 | 19 | 1.0047 | 58.1014 | 27058 | 0.89332 | 1.1653 | 4.6939 | 4.7708 | 4.716 | 6.6928 | 6.7083 | -7.6838 | -2.6164 | 0.89332 | 4.403 | 9.4704 | -7.4317 | -2.3525 | 1.1653 | 4.6831 | 9.7623
All | All | 2014-09-17 | Aggregate | 13 | All¦All¦41899¦Aggregate¦13 | 3.596 | 1.3715 | 108.0857 | 89.3937 | 243.1654 | 1339 | 1900-01-02 14:56 | 1899-12-31 08:42 | 103.824 | 89.5867 | 237.7704 | 1320 | 15 | 18 | 0.98198 | 106.1376 | 27058 | 4.2617 | 2.3136 | 6.6453 | 6.5444 | 6.5255 | 9.3268 | 9.2418 | -7.691 | -0.62922 | 4.2617 | 9.1527 | 16.2145 | -9.5302 | -2.5328 | 2.3136 | 7.1601 | 14.1575
All | All | 2014-09-17 | Per Premise | 22 | All¦All¦41899¦Per Premise¦22 | 3.596 | 1.3715 | 2.5631 | 72.2112 | 5.241 | 1339 | 1900-01-02 14:56 | 1899-12-31 08:42 | 2.6695 | 72.3257 | 4.8202 | 1320 | 15 | 18 | 0.98198 | 2.5169 | 27058 | -0.10639 | -0.15259 | 0.14323 | 0.13267 | 0.14065 | 0.19523 | 0.19335 | -0.3566 | -0.20878 | -0.10639 | -0.0040142 | 0.14381 | -0.40038 | -0.25398 | -0.15259 | -0.051199 | 0.095194
All | All | 2014-08-27 | Per Premise | 6 | All¦All¦41878¦Per Premise¦6 | 3.6201 | 1.363 | 1.0186 | 65.9492 | 2.9371 | 1323 | 1900-01-02 14:13 | 1899-12-31 08:52 | 1.1672 | 65.7747 | 4.0791 | 1348 | 15 | 18 | 0.98291 | 1.0012 | 27058 | -0.14858 | -0.166 | 0.080748 | 0.1111 | 0.079368 | 0.13735 | 0.13654 | -0.3246 | -0.22061 | -0.14858 | -0.07656 | 0.027431 | -0.34098 | -0.2376 | -0.166 | -0.094394 | 0.0089866
All | All | 2014-07-29 | Aggregate | 5 | All¦All¦41849¦Aggregate¦5 | 3.5996 | 1.3687 | 30.1254 | 68.0838 | 101.1064 | 1362 | 1900-01-02 14:54 | 1899-12-31 08:36 | 26.9519 | 68.1818 | 75.4012 | 1344 | 16 | 19 | 1.0047 | 30.2671 | 27058 | 3.1735 | 3.3152 | 2.7396 | 2.0567 | 2.7525 | 3.4257 | 3.436 | -1.2167 | 1.3771 | 3.1735 | 4.97 | 7.5638 | -1.0883 | 1.5133 | 3.3152 | 5.1171 | 7.7187
All | All | 2014-09-17 | Per Premise | 24 | All¦All¦41899¦Per Premise¦24 | 3.596 | 1.3715 | 1.8207 | 70.6718 | 4.5104 | 1339 | 1900-01-02 14:56 | 1899-12-31 08:42 | 1.7274 | 70.8734 | 3.7192 | 1320 | 15 | 18 | 0.98198 | 1.7879 | 27058 | 0.093277 | 0.060462 | 0.12326 | 0.10237 | 0.12104 | 0.16022 | 0.15852 | -0.11206 | 0.0092557 | 0.093277 | 0.1773 | 0.29861 | -0.14269 | -0.022667 | 0.060462 | 0.14359 | 0.26362
All | All | 2014-09-15 | Per Premise | 12 | All¦All¦41897¦Per Premise¦12 | 3.5974 | 1.3709 | 3.3876 | 93.6264 | 8.0677 | 1340 | 1900-01-02 14:55 | 1899-12-31 08:42 | 3.384 | 93.6297 | 8.7063 | 1323 | 15 | 18 | 0.9972 | 3.3781 | 27058 | 0.0036099 | -0.0058799 | 0.22039 | 0.23936 | 0.21978 | 0.32537 | 0.32495 | -0.41337 | -0.16702 | 0.0036099 | 0.17424 | 0.42059 | -0.42233 | -0.17629 | -0.0058799 | 0.16453 | 0.41057
All | All | 2014-09-17 | Aggregate | 20 | All¦All¦41899¦Aggregate¦20 | 3.596 | 1.3715 | 89.1225 | 74.4754 | 182.0138 | 1339 | 1900-01-02 14:56 | 1899-12-31 08:42 | 94.0362 | 74.6813 | 165.397 | 1320 | 15 | 18 | 0.98198 | 87.5162 | 27058 | -4.9137 | -6.52 | 4.9741 | 4.5524 | 4.8844 | 6.7428 | 6.677 | -13.555 | -8.4496 | -4.9137 | -1.3777 | 3.7276 | -15.0769 | -10.0214 | -6.52 | -3.0186 | 2.0369
All | All | 2014-09-15 | Aggregate | 19 | All¦All¦41897¦Aggregate¦19 | 3.5974 | 1.3709 | 99.5212 | 80.1528 | 205.396 | 1340 | 1900-01-02 14:55 | 1899-12-31 08:42 | 106.8278 | 80.4508 | 168.6544 | 1323 | 15 | 18 | 0.9972 | 99.2424 | 27058 | -7.3066 | -7.5854 | 5.611 | 4.6368 | 5.5953 | 7.2789 | 7.2668 | -16.635 | -11.1237 | -7.3066 | -3.4895 | 2.0217 | -16.8982 | -11.3961 | -7.5854 | -3.7747 | 1.7274
All | All | 2014-09-15 | Per Premise | 7 | All¦All¦41897¦Per Premise¦7 | 3.5974 | 1.3709 | 1.6049 | 75.3079 | 4.8571 | 1340 | 1900-01-02 14:55 | 1899-12-31 08:42 | 1.4771 | 75.3294 | 4.2978 | 1323 | 15 | 18 | 0.9972 | 1.6004 | 27058 | 0.12783 | 0.12333 | 0.13269 | 0.11816 | 0.13232 | 0.17767 | 0.17739 | -0.099869 | 0.034656 | 0.12783 | 0.221 | 0.35552 | -0.10401 | 0.030305 | 0.12333 | 0.21636 | 0.35067
All | All | Average Event Day | Aggregate | 24 | All¦All¦Average Event Day¦Aggregate¦24 | 3.6083 | 1.3671 | 44.8665 | 73.1131 | 101.6439 | 2664 | 1900-01-02 14:34 | 1899-12-31 08:47 | 47.2074 | 73.1446 | 109.3492 | 2672 | 15 | 18 | 0.98323 | 44.1143 | 27058 | -2.3409 | -3.0931 | 1.9693 | 2.1154 | 1.9363 | 2.8902 | 2.8678 | -6.0448 | -3.8565 | -2.3409 | -0.82526 | 1.3631 | -6.7683 | -4.597 | -3.0931 | -1.5892 | 0.58215
All | All | 2014-09-15 | Per Premise | 10 | All¦All¦41897¦Per Premise¦10 | 3.5974 | 1.3709 | 2.6128 | 90.7517 | 7.1924 | 1340 | 1900-01-02 14:55 | 1899-12-31 08:42 | 2.5732 | 90.9354 | 7.866 | 1323 | 15 | 18 | 0.9972 | 2.6055 | 27058 | 0.039671 | 0.032352 | 0.19648 | 0.21626 | 0.19593 | 0.29219 | 0.29182 | -0.33478 | -0.11355 | 0.039671 | 0.19289 | 0.41412 | -0.34163 | -0.12068 | 0.032352 | 0.18538 | 0.40633
All | All | 2014-09-15 | Per Premise | 100 | All¦All¦41897¦Per Premise¦100 | 3.5974 | 1.3709 | 3.9865 | 87.7385 | 8.1997 | 5360 | 1900-01-02 14:55 | 1899-12-31 08:42 | 3.2267 | 87.999 | 7.4807 | 5292 | 15 | 18 | 0.9972 | 3.9753 | 27058 | 0.75972 | 0.74855 | 0.112 | 0.10283 | 0.11169 | 0.15205 | 0.15182 | 0.56487 | 0.67999 | 0.75972 | 0.83946 | 0.95458 | 0.55399 | 0.66894 | 0.74855 | 0.82817 | 0.94312
All | All | 2014-09-16 | Aggregate | 24 | All¦All¦41898¦Aggregate¦24 | 3.6188 | 1.3624 | 60.294 | 80.5396 | 114.3735 | 1321 | 1900-01-02 14:17 | 1899-12-31 08:53 | 62.6694 | 80.6223 | 129.932 | 1337 | 16 | 19 | 1.0461 | 63.0762 | 27058 | -2.3754 | 0.4068 | 3.1468 | 3.5535 | 3.292 | 4.7465 | 4.844 | -8.4583 | -4.8645 | -2.3754 | 0.11371 | 3.7076 | -5.8011 | -2.1334 | 0.4068 | 2.947 | 6.6147
All | All | 2014-09-17 | Aggregate | 7 | All¦All¦41899¦Aggregate¦7 | 3.596 | 1.3715 | 52.7489 | 82.9297 | 164.0479 | 1339 | 1900-01-02 14:56 | 1899-12-31 08:42 | 45.1496 | 82.643 | 132.7847 | 1320 | 15 | 18 | 0.98198 | 51.7982 | 27058 | 7.5994 | 6.6486 | 4.4831 | 3.6548 | 4.4023 | 5.7841 | 5.7217 | 0.18674 | 4.5662 | 7.5994 | 10.6325 | 15.012 | -0.68402 | 3.6482 | 6.6486 | 9.6491 | 13.9813
All | All | 2014-08-27 | Per Premise | 16 | All¦All¦41878¦Per Premise¦16 | 3.6201 | 1.363 | 3.1015 | 86.5361 | 6.9807 | 1323 | 1900-01-02 14:13 | 1899-12-31 08:52 | 2.6353 | 86.4911 | 6.7552 | 1348 | 15 | 18 | 0.98291 | 3.0484 | 27058 | 0.46618 | 0.41316 | 0.19192 | 0.18399 | 0.18864 | 0.26587 | 0.26351 | 0.12546 | 0.32676 | 0.46618 | 0.6056 | 0.8069 | 0.075465 | 0.27498 | 0.41316 | 0.55135 | 0.75086
All | All | Average Event Day | Aggregate | 13 | All¦All¦Average Event Day¦Aggregate¦13 | 3.6083 | 1.3671 | 89.5768 | 90.3725 | 211.6297 | 2664 | 1900-01-02 14:34 | 1899-12-31 08:47 | 89.2146 | 90.3636 | 222.7006 | 2672 | 15 | 18 | 0.98323 | 88.075 | 27058 | 0.36218 | -1.1396 | 4.1002 | 4.3083 | 4.0315 | 5.9475 | 5.9004 | -7.2599 | -2.7567 | 0.36218 | 3.4811 | 7.9843 | -8.7012 | -4.2338 | -1.1396 | 1.9545 | 6.422
All | All | 2014-08-27 | Aggregate | 8 | All¦All¦41878¦Aggregate¦8 | 3.6201 | 1.363 | 36.55 | 77.7972 | 124.711 | 1323 | 1900-01-02 14:13 | 1899-12-31 08:52 | 41.9745 | 77.8896 | 156.3719 | 1348 | 15 | 18 | 0.98291 | 35.9253 | 27058 | -5.4244 | -6.0492 | 3.4287 | 4.2591 | 3.3701 | 5.4677 | 5.4311 | -12.4315 | -8.2917 | -5.4244 | -2.5572 | 1.5826 | -13.0094 | -8.8973 | -6.0492 | -3.2011 | 0.91105
All | All | 2014-09-16 | Aggregate | 21 | All¦All¦41898¦Aggregate¦21 | 3.6188 | 1.3624 | 97.1262 | 81.7594 | 152.7456 | 1321 | 1900-01-02 14:17 | 1899-12-31 08:53 | 109.15 | 81.6422 | 179.6188 | 1337 | 16 | 19 | 1.0461 | 101.608 | 27058 | -12.0237 | -7.542 | 4.2026 | 4.9123 | 4.3965 | 6.4647 | 6.5924 | -20.3086 | -15.4138 | -12.0237 | -8.6336 | -3.7388 | -15.9905 | -10.999 | -7.542 | -4.0849 | 0.90658
All | All | Average Event Day | Aggregate | 9 | All¦All¦Average Event Day¦Aggregate¦9 | 3.6083 | 1.3671 | 55.5522 | 86.5595 | 179.3953 | 2664 | 1900-01-02 14:34 | 1899-12-31 08:47 | 56.7814 | 86.5872 | 190.0597 | 2672 | 15 | 18 | 0.98323 | 54.6208 | 27058 | -1.2293 | -2.1606 | 3.4757 | 3.6768 | 3.4174 | 5.0596 | 5.0197 | -7.7134 | -3.8825 | -1.2293 | 1.424 | 5.2549 | -8.5937 | -4.793 | -2.1606 | 0.47175 | 4.2725
All | All | 2014-07-29 | Aggregate | 20 | All¦All¦41849¦Aggregate¦20 | 3.5996 | 1.3687 | 70.4941 | 73.6496 | 156.0177 | 1362 | 1900-01-02 14:54 | 1899-12-31 08:36 | 74.8331 | 73.8029 | 135.4471 | 1344 | 16 | 19 | 1.0047 | 70.8257 | 27058 | -4.339 | -4.0074 | 4.2275 | 3.6946 | 4.2474 | 5.6145 | 5.6294 | -11.5342 | -7.2832 | -4.339 | -1.3948 | 2.8562 | -11.2218 | -6.9595 | -4.0074 | -1.0553 | 3.207
All | All | 2014-08-27 | Per Premise | 20 | All¦All¦41878¦Per Premise¦20 | 3.6201 | 1.363 | 2.5486 | 78.4966 | 5.1355 | 1323 | 1900-01-02 14:13 | 1899-12-31 08:52 | 2.8125 | 78.3405 | 6.4492 | 1348 | 15 | 18 | 0.98291 | 2.5051 | 27058 | -0.26387 | -0.30743 | 0.14119 | 0.17566 | 0.13878 | 0.22536 | 0.22386 | -0.55268 | -0.38205 | -0.26387 | -0.14569 | 0.024949 | -0.59432 | -0.42482 | -0.30743 | -0.19004 | -0.020542
All | All | 2014-07-29 | Aggregate | 11 | All¦All¦41849¦Aggregate¦11 | 3.5996 | 1.3687 | 66.2397 | 87.2571 | 188.5233 | 1362 | 1900-01-02 14:54 | 1899-12-31 08:36 | 64.937 | 87.3137 | 185.388 | 1344 | 16 | 19 | 1.0047 | 66.5513 | 27058 | 1.3027 | 1.6143 | 5.1083 | 5.0569 | 5.1323 | 7.188 | 7.2051 | -7.909 | -2.4667 | 1.3027 | 5.0721 | 10.5144 | -7.6194 | -2.1641 | 1.6143 | 5.3926 | 10.8479
All | All | 2014-08-27 | Aggregate | 14 | All¦All¦41878¦Aggregate¦14 | 3.6201 | 1.363 | 82.0238 | 88.1663 | 207.1266 | 1323 | 1900-01-02 14:13 | 1899-12-31 08:52 | 80.6218 | 88.0102 | 206.7243 | 1348 | 15 | 18 | 0.98291 | 80.6218 | 27058 | 1.402 | 3.45e-06 | 5.6945 | 5.6305 | 5.5972 | 8.0081 | 7.9392 | -8.8608 | -2.7974 | 1.402 | 5.6015 | 11.6648 | -10.1745 | -4.1633 | 3.45e-06 | 4.1633 | 10.1745
All | All | 2014-08-27 | Per Premise | 2 | All¦All¦41878¦Per Premise¦2 | 3.6201 | 1.363 | 1.03 | 66.1755 | 2.8035 | 1323 | 1900-01-02 14:13 | 1899-12-31 08:52 | 1.1362 | 65.9849 | 3.5337 | 1348 | 15 | 18 | 0.98291 | 1.0123 | 27058 | -0.10625 | -0.12385 | 0.077077 | 0.096246 | 0.075759 | 0.1233 | 0.12249 | -0.26427 | -0.17091 | -0.10625 | -0.041586 | 0.051774 | -0.28082 | -0.18808 | -0.12385 | -0.05962 | 0.03312
All | All | 2014-09-17 | Per Premise | 13 | All¦All¦41899¦Per Premise¦13 | 3.596 | 1.3715 | 3.9946 | 89.3937 | 8.9868 | 1339 | 1900-01-02 14:56 | 1899-12-31 08:42 | 3.8371 | 89.5867 | 8.7874 | 1320 | 15 | 18 | 0.98198 | 3.9226 | 27058 | 0.1575 | 0.085507 | 0.24559 | 0.24187 | 0.24117 | 0.3447 | 0.34156 | -0.28424 | -0.023255 | 0.1575 | 0.33826 | 0.59925 | -0.35221 | -0.093605 | 0.085507 | 0.26462 | 0.52323
All | All | 2014-07-29 | Per Premise | 17 | All¦All¦41849¦Per Premise¦17 | 3.5996 | 1.3687 | 3.1489 | 80.6313 | 6.2947 | 1362 | 1900-01-02 14:54 | 1899-12-31 08:36 | 2.6983 | 80.8301 | 5.9553 | 1344 | 16 | 19 | 1.0047 | 3.1637 | 27058 | 0.45054 | 0.46535 | 0.17056 | 0.16244 | 0.17137 | 0.23554 | 0.23612 | 0.14868 | 0.32702 | 0.45054 | 0.57406 | 0.7524 | 0.16275 | 0.34153 | 0.46535 | 0.58918 | 0.76796
All | All | 2014-08-27 | Aggregate | 5 | All¦All¦41878¦Aggregate¦5 | 3.6201 | 1.363 | 25.9004 | 65.8884 | 75.4126 | 1323 | 1900-01-02 14:13 | 1899-12-31 08:52 | 28.1363 | 65.7809 | 93.3198 | 1348 | 15 | 18 | 0.98291 | 25.4577 | 27058 | -2.2359 | -2.6787 | 2.0733 | 2.5417 | 2.0379 | 3.2801 | 3.2578 | -6.4395 | -3.956 | -2.2359 | -0.51586 | 1.9677 | -6.8537 | -4.387 | -2.6787 | -0.97026 | 1.4964
All | All | 2014-09-15 | Aggregate | 2 | All¦All¦41897¦Aggregate¦2 | 3.5974 | 1.3709 | 40.022 | 73.5088 | 104.361 | 1340 | 1900-01-02 14:55 | 1899-12-31 08:42 | 36.964 | 73.5504 | 85.0507 | 1323 | 15 | 18 | 0.9972 | 39.9099 | 27058 | 3.058 | 2.9459 | 2.8509 | 2.3383 | 2.8429 | 3.6872 | 3.681 | -1.6673 | 1.1244 | 3.058 | 4.9916 | 7.7833 | -1.7715 | 1.0156 | 2.9459 | 4.8762 | 7.6633
All | All | 2014-09-17 | Aggregate | 17 | All¦All¦41899¦Aggregate¦17 | 3.596 | 1.3715 | 104.7846 | 81.6488 | 219.5997 | 1339 | 1900-01-02 14:56 | 1899-12-31 08:42 | 86.1673 | 81.8533 | 200.2696 | 1320 | 15 | 18 | 0.98198 | 102.896 | 27058 | 18.6173 | 16.7287 | 6.0012 | 5.5122 | 5.8931 | 8.1486 | 8.0693 | 8.1745 | 14.3442 | 18.6173 | 22.8905 | 29.0602 | 6.3875 | 12.4972 | 16.7287 | 20.9603 | 27.0699
All | All | Average Event Day | Per Premise | 2 | All¦All¦Average Event Day¦Per Premise¦2 | 3.6083 | 1.3671 | 1.3468 | 71.4014 | 3.5001 | 2664 | 1900-01-02 14:34 | 1899-12-31 08:47 | 1.3324 | 71.1633 | 3.4967 | 2672 | 15 | 18 | 0.98323 | 1.3242 | 27058 | 0.014415 | -0.0081642 | 0.067812 | 0.067646 | 0.066676 | 0.095784 | 0.094982 | -0.10834 | -0.035814 | 0.014415 | 0.064644 | 0.13717 | -0.12989 | -0.057973 | -0.0081642 | 0.041644 | 0.11356
All | All | 2014-09-17 | Per Premise | 19 | All¦All¦41899¦Per Premise¦19 | 3.596 | 1.3715 | 3.5126 | 75.79 | 6.9506 | 1339 | 1900-01-02 14:56 | 1899-12-31 08:42 | 3.6652 | 76.0048 | 6.2441 | 1320 | 15 | 18 | 0.98198 | 3.4493 | 27058 | -0.15253 | -0.21584 | 0.18995 | 0.17186 | 0.18652 | 0.25616 | 0.25363 | -0.48081 | -0.28686 | -0.15253 | -0.018201 | 0.17575 | -0.54088 | -0.34885 | -0.21584 | -0.082838 | 0.1092
All | All | 2014-09-17 | Per Premise | 16 | All¦All¦41899¦Per Premise¦16 | 3.596 | 1.3715 | 4.053 | 84.1269 | 8.3256 | 1339 | 1900-01-02 14:56 | 1899-12-31 08:42 | 3.2404 | 84.2807 | 7.8186 | 1320 | 15 | 18 | 0.98198 | 3.9799 | 27058 | 0.81253 | 0.73948 | 0.22752 | 0.2152 | 0.22342 | 0.31317 | 0.31021 | 0.41118 | 0.6483 | 0.81253 | 0.97676 | 1.2139 | 0.34193 | 0.57681 | 0.73948 | 0.90215 | 1.137
All | All | 2014-07-29 | Per Premise | 6 | All¦All¦41849¦Per Premise¦6 | 3.5996 | 1.3687 | 1.2004 | 70.8554 | 4.167 | 1362 | 1900-01-02 14:54 | 1899-12-31 08:36 | 1.0543 | 70.8493 | 2.9857 | 1344 | 16 | 19 | 1.0047 | 1.206 | 27058 | 0.14611 | 0.15176 | 0.11291 | 0.081442 | 0.11344 | 0.13922 | 0.13965 | -0.032305 | 0.073104 | 0.14611 | 0.21912 | 0.32452 | -0.027211 | 0.078524 | 0.15176 | 0.22499 | 0.33072
All | All | 2014-09-17 | Aggregate | 1 | All¦All¦41899¦Aggregate¦1 | 3.596 | 1.3715 | 55.1255 | 80.7243 | 122.5918 | 1339 | 1900-01-02 14:56 | 1899-12-31 08:42 | 51.7449 | 80.5785 | 109.9212 | 1320 | 15 | 18 | 0.98198 | 54.1319 | 27058 | 3.3806 | 2.387 | 3.3502 | 3.0255 | 3.2898 | 4.5141 | 4.4695 | -2.4045 | 1.0133 | 3.3806 | 5.7478 | 9.1657 | -3.3409 | 0.043182 | 2.387 | 4.7308 | 8.1149
All | All | 2014-08-27 | Per Premise | 21 | All¦All¦41878¦Per Premise¦21 | 3.6201 | 1.363 | 2.4317 | 77.0684 | 4.6785 | 1323 | 1900-01-02 14:13 | 1899-12-31 08:52 | 2.6167 | 76.9031 | 5.8809 | 1348 | 15 | 18 | 0.98291 | 2.3902 | 27058 | -0.18498 | -0.22655 | 0.12863 | 0.16018 | 0.12643 | 0.20543 | 0.20406 | -0.44825 | -0.29271 | -0.18498 | -0.077258 | 0.078282 | -0.48806 | -0.33356 | -0.22655 | -0.11954 | 0.034962
All | All | 2014-07-29 | Aggregate | 7 | All¦All¦41849¦Aggregate¦7 | 3.5996 | 1.3687 | 36.504 | 74.7828 | 127.0017 | 1362 | 1900-01-02 14:54 | 1899-12-31 08:36 | 30.9382 | 74.684 | 83.938 | 1344 | 16 | 19 | 1.0047 | 36.6757 | 27058 | 5.5658 | 5.7375 | 3.4413 | 2.2896 | 3.4575 | 4.1334 | 4.1469 | 0.26866 | 3.3982 | 5.5658 | 7.7333 | 10.8629 | 0.42308 | 3.5629 | 5.7375 | 7.9121 | 11.0519
All | All | 2014-09-16 | Aggregate | 14 | All¦All¦41898¦Aggregate¦14 | 3.6188 | 1.3624 | 108.6184 | 95.4502 | 247.2197 | 1321 | 1900-01-02 14:17 | 1899-12-31 08:53 | 111.6392 | 95.4072 | 250.7578 | 1337 | 16 | 19 | 1.0461 | 113.6304 | 27058 | -3.0208 | 1.9913 | 6.8019 | 6.8579 | 7.1158 | 9.659 | 9.8825 | -15.3993 | -8.086 | -3.0208 | 2.0444 | 9.3577 | -10.6737 | -3.1912 | 1.9913 | 7.1737 | 14.6562
All | All | 2014-09-16 | Aggregate | 4 | All¦All¦41898¦Aggregate¦4 | 3.6188 | 1.3624 | 34.5861 | 72.9711 | 80.6871 | 1321 | 1900-01-02 14:17 | 1899-12-31 08:53 | 34.9413 | 72.8326 | 100.9892 | 1337 | 16 | 19 | 1.0461 | 36.182 | 27058 | -0.35521 | 1.2407 | 2.22 | 2.7619 | 2.3224 | 3.5435 | 3.6086 | -4.8964 | -2.2134 | -0.35521 | 1.503 | 4.186 | -3.3839 | -0.65163 | 1.2407 | 3.1331 | 5.8653
All | All | 2014-08-27 | Per Premise | 8 | All¦All¦41878¦Per Premise¦8 | 3.6201 | 1.363 | 1.3508 | 77.7972 | 4.609 | 1323 | 1900-01-02 14:13 | 1899-12-31 08:52 | 1.5513 | 77.8896 | 5.7791 | 1348 | 15 | 18 | 0.98291 | 1.3277 | 27058 | -0.20047 | -0.22356 | 0.12672 | 0.1574 | 0.12455 | 0.20207 | 0.20072 | -0.45944 | -0.30644 | -0.20047 | -0.094508 | 0.058491 | -0.4808 | -0.32882 | -0.22356 | -0.11831 | 0.03367
All | All | 2014-08-27 | Aggregate | 12 | All¦All¦41878¦Aggregate¦12 | 3.6201 | 1.363 | 68.9121 | 90.9277 | 197.4212 | 1323 | 1900-01-02 14:13 | 1899-12-31 08:52 | 71.554 | 90.8758 | 216.7606 | 1348 | 15 | 18 | 0.98291 | 67.7342 | 27058 | -2.642 | -3.8199 | 5.4277 | 5.9039 | 5.3349 | 8.0197 | 7.9572 | -12.9196 | -6.8475 | -2.642 | 1.5636 | 7.6357 | -14.0174 | -7.9926 | -3.8199 | 0.35288 | 6.3777
All | All | 2014-09-16 | Aggregate | 100 | All¦All¦41898¦Aggregate¦100 | 3.6188 | 1.3624 | 107.2302 | 88.9182 | 205.1369 | 5284 | 1900-01-02 14:17 | 1899-12-31 08:53 | 87.891 | 88.8364 | 217.8163 | 5348 | 16 | 19 | 1.0461 | 112.1781 | 27058 | 19.3392 | 24.2872 | 2.822 | 2.9785 | 2.9523 | 4.1031 | 4.1937 | 14.0809 | 17.1876 | 19.3392 | 21.4909 | 24.5975 | 18.9127 | 22.088 | 24.2872 | 26.4864 | 29.6616
All | All | 2014-08-27 | Per Premise | 3 | All¦All¦41878¦Per Premise¦3 | 3.6201 | 1.363 | 0.97439 | 66.7502 | 2.6497 | 1323 | 1900-01-02 14:13 | 1899-12-31 08:52 | 1.0644 | 66.5756 | 3.4156 | 1348 | 15 | 18 | 0.98291 | 0.95774 | 27058 | -0.089987 | -0.10664 | 0.072849 | 0.09303 | 0.071604 | 0.11816 | 0.1174 | -0.24141 | -0.15195 | -0.089987 | -0.028024 | 0.06144 | -0.25709 | -0.1682 | -0.10664 | -0.04508 | 0.043806
All | All | 2014-09-16 | Per Premise | 18 | All¦All¦41898¦Per Premise¦18 | 3.6188 | 1.3624 | 3.8697 | 88.1564 | 7.1243 | 1321 | 1900-01-02 14:17 | 1899-12-31 08:53 | 3.1399 | 88.2247 | 7.8042 | 1337 | 16 | 19 | 1.0461 | 4.0482 | 27058 | 0.72975 | 0.90831 | 0.19601 | 0.21343 | 0.20506 | 0.28979 | 0.29598 | 0.35837 | 0.57778 | 0.72975 | 0.88171 | 1.1011 | 0.52899 | 0.7531 | 0.90831 | 1.0635 | 1.2876
All | All | 2014-09-15 | Aggregate | 24 | All¦All¦41897¦Aggregate¦24 | 3.5974 | 1.3709 | 52.6005 | 75.0858 | 116.7779 | 1340 | 1900-01-02 14:55 | 1899-12-31 08:42 | 54.7012 | 75.2155 | 104.3215 | 1323 | 15 | 18 | 0.9972 | 52.4531 | 27058 | -2.1008 | -2.2481 | 3.1901 | 2.8681 | 3.1812 | 4.2899 | 4.2832 | -7.5984 | -4.3504 | -2.1008 | 0.14886 | 3.3969 | -7.7373 | -4.4942 | -2.2481 | -0.00198 | 3.2411
All | All | 2014-09-17 | Aggregate | 3 | All¦All¦41899¦Aggregate¦3 | 3.596 | 1.3715 | 46.1177 | 79.2884 | 119.4706 | 1339 | 1900-01-02 14:56 | 1899-12-31 08:42 | 42.5559 | 79.1392 | 100.2979 | 1320 | 15 | 18 | 0.98198 | 45.2864 | 27058 | 3.5618 | 2.7306 | 3.2649 | 2.7606 | 3.2061 | 4.2756 | 4.2308 | -1.9176 | 1.3197 | 3.5618 | 5.8039 | 9.0412 | -2.6914 | 0.51192 | 2.7306 | 4.9492 | 8.1526
All | All | 2014-09-17 | Aggregate | 12 | All¦All¦41899¦Aggregate¦12 | 3.596 | 1.3715 | 102.0559 | 92.1892 | 244.7421 | 1339 | 1900-01-02 14:56 | 1899-12-31 08:42 | 98.6113 | 92.2747 | 239.9986 | 1320 | 15 | 18 | 0.98198 | 100.2165 | 27058 | 3.4447 | 1.6053 | 6.6883 | 6.6057 | 6.5678 | 9.4005 | 9.3151 | -8.6026 | -1.4849 | 3.4447 | 8.3743 | 15.4919 | -10.3326 | -3.2796 | 1.6053 | 6.4901 | 13.5431
All | All | 2014-09-16 | Per Premise | 11 | All¦All¦41898¦Per Premise¦11 | 3.6188 | 1.3624 | 3.2385 | 96.7159 | 8.7198 | 1321 | 1900-01-02 14:17 | 1899-12-31 08:53 | 3.3648 | 96.6489 | 8.3109 | 1337 | 16 | 19 | 1.0461 | 3.3879 | 27058 | -0.12633 | 0.023109 | 0.23991 | 0.22729 | 0.25098 | 0.33048 | 0.33861 | -0.54986 | -0.29963 | -0.12633 | 0.04698 | 0.29721 | -0.41083 | -0.15446 | 0.023109 | 0.20067 | 0.45705
All | All | 2014-09-15 | Per Premise | 8 | All¦All¦41897¦Per Premise¦8 | 3.5974 | 1.3709 | 1.8467 | 81.0708 | 5.8174 | 1340 | 1900-01-02 14:55 | 1899-12-31 08:42 | 1.7478 | 81.0241 | 5.7466 | 1323 | 15 | 18 | 0.9972 | 1.8415 | 27058 | 0.098916 | 0.093743 | 0.15892 | 0.15799 | 0.15847 | 0.22409 | 0.22377 | -0.18827 | -0.018596 | 0.098916 | 0.21643 | 0.3861 | -0.19304 | -0.023604 | 0.093743 | 0.21109 | 0.38052
All | All | 2014-08-27 | Per Premise | 24 | All¦All¦41878¦Per Premise¦24 | 3.6201 | 1.363 | 1.4294 | 73.3478 | 3.0219 | 1323 | 1900-01-02 14:13 | 1899-12-31 08:52 | 1.6176 | 73.2394 | 4.3423 | 1348 | 15 | 18 | 0.98291 | 1.405 | 27058 | -0.18822 | -0.21265 | 0.08308 | 0.11827 | 0.08166 | 0.14453 | 0.14372 | -0.37345 | -0.26401 | -0.18822 | -0.11242 | -0.0029908 | -0.39684 | -0.28802 | -0.21265 | -0.13728 | -0.028464
All | All | Average Event Day | Per Premise | 6 | All¦All¦Average Event Day¦Per Premise¦6 | 3.6083 | 1.3671 | 1.2726 | 70.2302 | 3.8636 | 2664 | 1900-01-02 14:34 | 1899-12-31 08:47 | 1.2735 | 70.0272 | 4.0039 | 2672 | 15 | 18 | 0.98323 | 1.2513 | 27058 | -0.0008888 | -0.022225 | 0.074856 | 0.077458 | 0.073601 | 0.10772 | 0.10685 | -0.13894 | -0.057376 | -0.0008888 | 0.055599 | 0.13716 | -0.15916 | -0.078257 | -0.022225 | 0.033807 | 0.11471
All | All | 2014-09-17 | Per Premise | 21 | All¦All¦41899¦Per Premise¦21 | 3.596 | 1.3715 | 3.0181 | 73.2807 | 6.086 | 1339 | 1900-01-02 14:56 | 1899-12-31 08:42 | 3.1265 | 73.3965 | 5.502 | 1320 | 15 | 18 | 0.98198 | 2.9637 | 27058 | -0.10839 | -0.16279 | 0.16632 | 0.15144 | 0.16332 | 0.22493 | 0.22273 | -0.39666 | -0.22635 | -0.10839 | 0.0095618 | 0.17987 | -0.44823 | -0.27959 | -0.16279 | -0.045994 | 0.12264
All | All | 2014-09-15 | Per Premise | 16 | All¦All¦41897¦Per Premise¦16 | 3.5974 | 1.3709 | 4.0621 | 89.6394 | 8.3423 | 1340 | 1900-01-02 14:55 | 1899-12-31 08:42 | 3.2196 | 89.9201 | 7.8178 | 1323 | 15 | 18 | 0.9972 | 4.0507 | 27058 | 0.84248 | 0.8311 | 0.22789 | 0.21493 | 0.22726 | 0.31326 | 0.3128 | 0.44102 | 0.6782 | 0.84248 | 1.0068 | 1.2439 | 0.43023 | 0.66707 | 0.8311 | 0.99513 | 1.232
All | All | 2014-09-16 | Per Premise | 24 | All¦All¦41898¦Per Premise¦24 | 3.6188 | 1.3624 | 2.2283 | 80.5396 | 4.227 | 1321 | 1900-01-02 14:17 | 1899-12-31 08:53 | 2.3161 | 80.6223 | 4.802 | 1337 | 16 | 19 | 1.0461 | 2.3311 | 27058 | -0.087788 | 0.015034 | 0.1163 | 0.13133 | 0.12167 | 0.17542 | 0.17902 | -0.3126 | -0.17978 | -0.087788 | 0.0042024 | 0.13702 | -0.21439 | -0.078846 | 0.015034 | 0.10891 | 0.24446
All | All | 2014-08-27 | Aggregate | 3 | All¦All¦41878¦Aggregate¦3 | 3.6201 | 1.363 | 26.3652 | 66.7502 | 71.6965 | 1323 | 1900-01-02 14:13 | 1899-12-31 08:52 | 28.8 | 66.5756 | 92.4196 | 1348 | 15 | 18 | 0.98291 | 25.9145 | 27058 | -2.4349 | -2.8855 | 1.9711 | 2.5172 | 1.9375 | 3.1971 | 3.1765 | -6.5322 | -4.1114 | -2.4349 | -0.75828 | 1.6624 | -6.9563 | -4.5513 | -2.8855 | -1.2198 | 1.1853
All | All | 2014-09-15 | Aggregate | 6 | All¦All¦41897¦Aggregate¦6 | 3.5974 | 1.3709 | 37.186 | 71.8577 | 115.4647 | 1340 | 1900-01-02 14:55 | 1899-12-31 08:42 | 34.11 | 71.9426 | 98.255 | 1323 | 15 | 18 | 0.9972 | 37.0819 | 27058 | 3.0761 | 2.9719 | 3.1543 | 2.7013 | 3.1454 | 4.1529 | 4.1462 | -2.2461 | 0.8983 | 3.0761 | 5.2538 | 8.3982 | -2.3416 | 0.79765 | 2.9719 | 5.1462 | 8.2854
All | All | 2014-09-15 | Aggregate | 18 | All¦All¦41897¦Aggregate¦18 | 3.5974 | 1.3709 | 102.7654 | 82.7636 | 212.7064 | 1340 | 1900-01-02 14:55 | 1899-12-31 08:42 | 82.0389 | 83.042 | 173.6172 | 1323 | 15 | 18 | 0.9972 | 102.4775 | 27058 | 20.7265 | 20.4386 | 5.8107 | 4.7732 | 5.7944 | 7.5198 | 7.5073 | 11.0894 | 16.7831 | 20.7265 | 24.6699 | 30.3636 | 10.8177 | 16.5018 | 20.4386 | 24.3754 | 30.0596
All | All | 2014-07-29 | Per Premise | 100 | All¦All¦41849¦Per Premise¦100 | 3.5996 | 1.3687 | 3.0262 | 79.3759 | 6.1681 | 5448 | 1900-01-02 14:54 | 1899-12-31 08:36 | 2.6122 | 79.5309 | 5.6611 | 5376 | 16 | 19 | 1.0047 | 3.0405 | 27058 | 0.41399 | 0.42822 | 0.083567 | 0.077209 | 0.08396 | 0.11377 | 0.11406 | 0.26818 | 0.35432 | 0.41399 | 0.47365 | 0.55979 | 0.28204 | 0.36841 | 0.42822 | 0.48804 | 0.5744
All | All | 2014-07-29 | Per Premise | 4 | All¦All¦41849¦Per Premise¦4 | 3.5996 | 1.3687 | 1.1229 | 68.9842 | 3.5742 | 1362 | 1900-01-02 14:54 | 1899-12-31 08:36 | 1.002 | 69.0755 | 2.6198 | 1344 | 16 | 19 | 1.0047 | 1.1282 | 27058 | 0.12095 | 0.12623 | 0.096847 | 0.07146 | 0.097303 | 0.12036 | 0.12072 | -0.033299 | 0.05783 | 0.12095 | 0.18406 | 0.27519 | -0.028488 | 0.062919 | 0.12623 | 0.18953 | 0.28094
All | All | 2014-09-17 | Aggregate | 19 | All¦All¦41899¦Aggregate¦19 | 3.596 | 1.3715 | 95.0451 | 75.79 | 188.0704 | 1339 | 1900-01-02 14:56 | 1899-12-31 08:42 | 99.1723 | 76.0048 | 168.9534 | 1320 | 15 | 18 | 0.98198 | 93.3321 | 27058 | -4.1272 | -5.8403 | 5.1396 | 4.6503 | 5.047 | 6.9311 | 6.8627 | -13.0098 | -7.7619 | -4.1272 | -0.49249 | 4.7554 | -14.6352 | -9.4391 | -5.8403 | -2.2414 | 2.9547
All | All | 2014-09-16 | Per Premise | 10 | All¦All¦41898¦Per Premise¦10 | 3.6188 | 1.3624 | 2.7577 | 95.1539 | 8.2071 | 1321 | 1900-01-02 14:17 | 1899-12-31 08:53 | 2.8288 | 94.888 | 7.5529 | 1337 | 16 | 19 | 1.0461 | 2.885 | 27058 | -0.07106 | 0.05619 | 0.22581 | 0.20656 | 0.23623 | 0.30603 | 0.3138 | -0.46326 | -0.23154 | -0.07106 | 0.089424 | 0.32114 | -0.34596 | -0.10837 | 0.05619 | 0.22075 | 0.45834
All | All | 2014-09-17 | Aggregate | 23 | All¦All¦41899¦Aggregate¦23 | 3.596 | 1.3715 | 57.2761 | 71.7256 | 133.5047 | 1339 | 1900-01-02 14:56 | 1899-12-31 08:42 | 57.1975 | 71.8931 | 112.4792 | 1320 | 15 | 18 | 0.98198 | 56.2438 | 27058 | 0.078594 | -0.95374 | 3.6484 | 3.0959 | 3.5827 | 4.7849 | 4.735 | -6.0535 | -2.4306 | 0.078594 | 2.5878 | 6.2107 | -7.0219 | -3.4368 | -0.95374 | 1.5293 | 5.1144
All | All | Average Event Day | Per Premise | 8 | All¦All¦Average Event Day¦Per Premise¦8 | 3.6083 | 1.3671 | 1.6923 | 81.0534 | 5.5389 | 2664 | 1900-01-02 14:34 | 1899-12-31 08:47 | 1.7209 | 80.9655 | 5.8342 | 2672 | 15 | 18 | 0.98323 | 1.6639 | 27058 | -0.028635 | -0.057007 | 0.10731 | 0.11287 | 0.10551 | 0.15574 | 0.15451 | -0.22822 | -0.1103 | -0.028635 | 0.053035 | 0.17095 | -0.25501 | -0.13803 | -0.057007 | 0.024015 | 0.141
All | All | 2014-09-17 | Per Premise | 23 | All¦All¦41899¦Per Premise¦23 | 3.596 | 1.3715 | 2.1168 | 71.7256 | 4.934 | 1339 | 1900-01-02 14:56 | 1899-12-31 08:42 | 2.1139 | 71.8931 | 4.157 | 1320 | 15 | 18 | 0.98198 | 2.0786 | 27058 | 0.0029046 | -0.035248 | 0.13484 | 0.11442 | 0.13241 | 0.17684 | 0.17499 | -0.22372 | -0.08983 | 0.0029046 | 0.09564 | 0.22953 | -0.25951 | -0.12701 | -0.035248 | 0.056519 | 0.18902
All | All | 2014-09-16 | Aggregate | 7 | All¦All¦41898¦Aggregate¦7 | 3.6188 | 1.3624 | 40.8423 | 79.8621 | 115.849 | 1321 | 1900-01-02 14:17 | 1899-12-31 08:53 | 44.8935 | 79.8865 | 139.6031 | 1337 | 16 | 19 | 1.0461 | 42.7269 | 27058 | -4.0512 | -2.1666 | 3.1874 | 3.8179 | 3.3345 | 4.9736 | 5.0691 | -10.4251 | -6.6594 | -4.0512 | -1.4431 | 2.3227 | -8.6629 | -4.8248 | -2.1666 | 0.49163 | 4.3297
All | All | Average Event Day | Aggregate | 3 | All¦All¦Average Event Day¦Aggregate¦3 | 3.6083 | 1.3671 | 34.1233 | 71.4033 | 93.1381 | 2664 | 1900-01-02 14:34 | 1899-12-31 08:47 | 33.3604 | 71.2079 | 90.2848 | 2672 | 15 | 18 | 0.98323 | 33.5512 | 27058 | 0.76294 | 0.19085 | 1.8045 | 1.7466 | 1.7743 | 2.5114 | 2.4897 | -2.4555 | -0.55402 | 0.76294 | 2.0799 | 3.9814 | -2.9998 | -1.1148 | 0.19085 | 1.4965 | 3.3815
All | All | 2014-07-29 | Per Premise | 14 | All¦All¦41849¦Per Premise¦14 | 3.5996 | 1.3687 | 3.0529 | 88.9137 | 7.4815 | 1362 | 1900-01-02 14:54 | 1899-12-31 08:36 | 3.0852 | 89.1011 | 6.8526 | 1344 | 16 | 19 | 1.0047 | 3.0672 | 27058 | -0.032297 | -0.017938 | 0.20272 | 0.18692 | 0.20367 | 0.27574 | 0.27645 | -0.38568 | -0.1769 | -0.032297 | 0.1123 | 0.32108 | -0.37222 | -0.16291 | -0.017938 | 0.12703 | 0.33634
All | All | Average Event Day | Aggregate | 14 | All¦All¦Average Event Day¦Aggregate¦14 | 3.6083 | 1.3671 | 95.6816 | 88.8109 | 220.5729 | 2664 | 1900-01-02 14:34 | 1899-12-31 08:47 | 94.0775 | 88.7952 | 221.696 | 2672 | 15 | 18 | 0.98323 | 94.0775 | 27058 | 1.6041 | 2.18e-07 | 4.2735 | 4.2888 | 4.2019 | 6.0545 | 6.0041 | -6.155 | -1.5708 | 1.6041 | 4.7791 | 9.3633 | -7.6946 | -3.1486 | 2.18e-07 | 3.1486 | 7.6946
All | All | Average Event Day | Aggregate | 4 | All¦All¦Average Event Day¦Aggregate¦4 | 3.6083 | 1.3671 | 32.4093 | 70.3616 | 91.4907 | 2664 | 1900-01-02 14:34 | 1899-12-31 08:47 | 32.4087 | 70.1198 | 88.6077 | 2672 | 15 | 18 | 0.98323 | 31.8659 | 27058 | 0.0005663 | -0.54279 | 1.7726 | 1.7142 | 1.7429 | 2.4659 | 2.4446 | -3.1596 | -1.2925 | 0.0005663 | 1.2937 | 3.1607 | -3.6756 | -1.8247 | -0.54279 | 0.73915 | 2.5901
All | All | 2014-09-17 | Per Premise | 100 | All¦All¦41899¦Per Premise¦100 | 3.596 | 1.3715 | 3.9303 | 82.4851 | 8.2147 | 5356 | 1900-01-02 14:56 | 1899-12-31 08:42 | 3.2045 | 82.661 | 7.5174 | 5280 | 15 | 18 | 0.98198 | 3.8594 | 27058 | 0.7258 | 0.65496 | 0.11225 | 0.10346 | 0.11022 | 0.15265 | 0.15117 | 0.53017 | 0.64575 | 0.7258 | 0.80585 | 0.92143 | 0.46123 | 0.57569 | 0.65496 | 0.73423 | 0.84869
All | All | 2014-09-15 | Per Premise | 5 | All¦All¦41897¦Per Premise¦5 | 3.5974 | 1.3709 | 1.2807 | 71.8385 | 3.8394 | 1340 | 1900-01-02 14:55 | 1899-12-31 08:42 | 1.1966 | 71.9282 | 3.1038 | 1323 | 15 | 18 | 0.9972 | 1.2771 | 27058 | 0.084146 | 0.080558 | 0.10489 | 0.085331 | 0.10459 | 0.13521 | 0.13498 | -0.089135 | 0.013241 | 0.084146 | 0.15505 | 0.25743 | -0.092431 | 0.0097724 | 0.080558 | 0.15134 | 0.25355
All | All | 2014-09-15 | Per Premise | 13 | All¦All¦41897¦Per Premise¦13 | 3.5974 | 1.3709 | 3.6818 | 92.5542 | 8.1114 | 1340 | 1900-01-02 14:55 | 1899-12-31 08:42 | 3.6731 | 92.6746 | 8.6077 | 1323 | 15 | 18 | 0.9972 | 3.6715 | 27058 | 0.0086664 | -0.0016475 | 0.22159 | 0.23665 | 0.22097 | 0.3242 | 0.32377 | -0.40681 | -0.16134 | 0.0086664 | 0.17868 | 0.42414 | -0.41658 | -0.17143 | -0.0016475 | 0.16814 | 0.41329
All | All | 2014-09-17 | Per Premise | 11 | All¦All¦41899¦Per Premise¦11 | 3.596 | 1.3715 | 3.4403 | 94.3779 | 8.9382 | 1339 | 1900-01-02 14:56 | 1899-12-31 08:42 | 3.3309 | 94.4296 | 8.6579 | 1320 | 15 | 18 | 0.98198 | 3.3783 | 27058 | 0.10932 | 0.047313 | 0.24426 | 0.2383 | 0.23986 | 0.34125 | 0.33811 | -0.32801 | -0.069633 | 0.10932 | 0.28827 | 0.54665 | -0.386 | -0.12999 | 0.047313 | 0.22462 | 0.48062
All | All | 2014-08-27 | Aggregate | 1 | All¦All¦41878¦Aggregate¦1 | 3.6201 | 1.363 | 30.733 | 66.8815 | 76.4297 | 1323 | 1900-01-02 14:13 | 1899-12-31 08:52 | 33.3474 | 66.7028 | 98.8034 | 1348 | 15 | 18 | 0.98291 | 30.2077 | 27058 | -2.6144 | -3.1398 | 2.1013 | 2.6911 | 2.0654 | 3.4143 | 3.3923 | -6.99 | -4.4049 | -2.6144 | -0.824 | 1.7611 | -7.4872 | -4.9187 | -3.1398 | -1.3608 | 1.2076
All | All | 2014-08-27 | Per Premise | 5 | All¦All¦41878¦Per Premise¦5 | 3.6201 | 1.363 | 0.95722 | 65.8884 | 2.7871 | 1323 | 1900-01-02 14:13 | 1899-12-31 08:52 | 1.0399 | 65.7809 | 3.4489 | 1348 | 15 | 18 | 0.98291 | 0.94086 | 27058 | -0.082635 | -0.098997 | 0.076625 | 0.093936 | 0.075315 | 0.12122 | 0.1204 | -0.23799 | -0.14621 | -0.082635 | -0.019065 | 0.07272 | -0.2533 | -0.16213 | -0.098997 | -0.035859 | 0.055303
All | All | 2014-09-16 | Aggregate | 12 | All¦All¦41898¦Aggregate¦12 | 3.6188 | 1.3624 | 98.3002 | 99.017 | 244.5033 | 1321 | 1900-01-02 14:17 | 1899-12-31 08:53 | 100.6287 | 99.0923 | 241.7298 | 1337 | 16 | 19 | 1.0461 | 102.8361 | 27058 | -2.3285 | 2.2074 | 6.7272 | 6.611 | 7.0376 | 9.4319 | 9.6557 | -14.4159 | -7.2746 | -2.3285 | 2.6176 | 9.7589 | -10.1669 | -2.8561 | 2.2074 | 7.2708 | 14.5817
All | All | 2014-09-17 | Aggregate | 11 | All¦All¦41899¦Aggregate¦11 | 3.596 | 1.3715 | 93.0867 | 94.3779 | 241.8505 | 1339 | 1900-01-02 14:56 | 1899-12-31 08:42 | 90.1287 | 94.4296 | 234.2647 | 1320 | 15 | 18 | 0.98198 | 91.4089 | 27058 | 2.958 | 1.2802 | 6.6093 | 6.4479 | 6.4902 | 9.2336 | 9.1487 | -8.8753 | -1.8841 | 2.958 | 7.8001 | 14.7913 | -10.4443 | -3.5174 | 1.2802 | 6.0778 | 13.0047
All | All | 2014-07-29 | Per Premise | 8 | All¦All¦41849¦Per Premise¦8 | 3.5996 | 1.3687 | 1.5798 | 79.2406 | 5.4297 | 1362 | 1900-01-02 14:54 | 1899-12-31 08:36 | 1.4512 | 79.2275 | 4.815 | 1344 | 16 | 19 | 1.0047 | 1.5873 | 27058 | 0.12867 | 0.1361 | 0.14713 | 0.13134 | 0.14782 | 0.19722 | 0.19774 | -0.12407 | 0.025251 | 0.12867 | 0.2321 | 0.38142 | -0.11731 | 0.032411 | 0.1361 | 0.2398 | 0.38952
All | All | Average Event Day | Per Premise | 24 | All¦All¦Average Event Day¦Per Premise¦24 | 3.6083 | 1.3671 | 1.6582 | 73.1131 | 3.7565 | 2664 | 1900-01-02 14:34 | 1899-12-31 08:47 | 1.7447 | 73.1446 | 4.0413 | 2672 | 15 | 18 | 0.98323 | 1.6304 | 27058 | -0.086513 | -0.11431 | 0.072781 | 0.078181 | 0.071561 | 0.10681 | 0.10599 | -0.2234 | -0.14253 | -0.086513 | -0.030499 | 0.050375 | -0.25014 | -0.16989 | -0.11431 | -0.058733 | 0.021515
All | All | 2014-09-17 | Per Premise | 10 | All¦All¦41899¦Per Premise¦10 | 3.596 | 1.3715 | 3.0061 | 93.149 | 8.4227 | 1339 | 1900-01-02 14:56 | 1899-12-31 08:42 | 2.9972 | 93.1592 | 8.3666 | 1320 | 15 | 18 | 0.98198 | 2.9519 | 27058 | 0.0089485 | -0.045233 | 0.23018 | 0.23028 | 0.22603 | 0.32559 | 0.32268 | -0.40832 | -0.16179 | 0.0089485 | 0.17969 | 0.42621 | -0.45876 | -0.21444 | -0.045233 | 0.12398 | 0.36829
All | All | Average Event Day | Per Premise | 23 | All¦All¦Average Event Day¦Per Premise¦23 | 3.6083 | 1.3671 | 1.9864 | 74.4896 | 4.1608 | 2664 | 1900-01-02 14:34 | 1899-12-31 08:47 | 2.0875 | 74.5068 | 4.477 | 2672 | 15 | 18 | 0.98323 | 1.9531 | 27058 | -0.10104 | -0.13435 | 0.080615 | 0.086609 | 0.079263 | 0.11832 | 0.1174 | -0.25268 | -0.16309 | -0.10104 | -0.038996 | 0.050591 | -0.28481 | -0.19591 | -0.13435 | -0.07278 | 0.016113
All | All | 2014-09-16 | Per Premise | 23 | All¦All¦41898¦Per Premise¦23 | 3.6188 | 1.3624 | 2.6147 | 79.8325 | 4.5749 | 1321 | 1900-01-02 14:17 | 1899-12-31 08:53 | 2.8409 | 79.8781 | 5.4502 | 1337 | 16 | 19 | 1.0461 | 2.7353 | 27058 | -0.22626 | -0.10561 | 0.12587 | 0.14906 | 0.13168 | 0.19509 | 0.19889 | -0.47629 | -0.32857 | -0.22626 | -0.12396 | 0.023758 | -0.3605 | -0.20991 | -0.10561 | -0.0013166 | 0.14927
All | All | 2014-07-29 | Per Premise | 24 | All¦All¦41849¦Per Premise¦24 | 3.5996 | 1.3687 | 1.5545 | 69.9115 | 3.8383 | 1362 | 1900-01-02 14:54 | 1899-12-31 08:36 | 1.5213 | 70.0557 | 3.0838 | 1344 | 16 | 19 | 1.0047 | 1.5618 | 27058 | 0.033198 | 0.04051 | 0.104 | 0.084117 | 0.10449 | 0.13376 | 0.13414 | -0.13823 | -0.036948 | 0.033198 | 0.10334 | 0.20462 | -0.1314 | -0.029835 | 0.04051 | 0.11085 | 0.21242
All | All | 2014-09-16 | Per Premise | 9 | All¦All¦41898¦Per Premise¦9 | 3.6188 | 1.3624 | 2.269 | 90.267 | 7.1565 | 1321 | 1900-01-02 14:17 | 1899-12-31 08:53 | 2.3216 | 90.2275 | 6.936 | 1337 | 16 | 19 | 1.0461 | 2.3737 | 27058 | -0.052597 | 0.052103 | 0.1969 | 0.18969 | 0.20599 | 0.27341 | 0.28002 | -0.40299 | -0.19597 | -0.052597 | 0.090779 | 0.29779 | -0.30676 | -0.094741 | 0.052103 | 0.19895 | 0.41097
All | All | 2014-07-29 | Aggregate | 2 | All¦All¦41849¦Aggregate¦2 | 3.5996 | 1.3687 | 34.2039 | 70.0602 | 101.2591 | 1362 | 1900-01-02 14:54 | 1899-12-31 08:36 | 31.0565 | 70.1462 | 75.0175 | 1344 | 16 | 19 | 1.0047 | 34.3648 | 27058 | 3.1474 | 3.3083 | 2.7438 | 2.0463 | 2.7567 | 3.4228 | 3.4331 | -1.2391 | 1.3525 | 3.1474 | 4.9423 | 7.5338 | -1.0915 | 1.5079 | 3.3083 | 5.1086 | 7.708
All | All | Average Event Day | Aggregate | 8 | All¦All¦Average Event Day¦Aggregate¦8 | 3.6083 | 1.3671 | 45.7906 | 81.0534 | 149.8713 | 2664 | 1900-01-02 14:34 | 1899-12-31 08:47 | 46.5654 | 80.9655 | 157.8607 | 2672 | 15 | 18 | 0.98323 | 45.0229 | 27058 | -0.77481 | -1.5425 | 2.9037 | 3.0539 | 2.855 | 4.214 | 4.1806 | -6.1753 | -2.9846 | -0.77481 | 1.435 | 4.6257 | -6.9002 | -3.7348 | -1.5425 | 0.64981 | 3.8152
All | All | 2014-09-15 | Aggregate | 100 | All¦All¦41897¦Aggregate¦100 | 3.5974 | 1.3709 | 107.8654 | 87.7385 | 221.8688 | 5360 | 1900-01-02 14:55 | 1899-12-31 08:42 | 87.3089 | 87.999 | 202.4122 | 5292 | 15 | 18 | 0.9972 | 107.5633 | 27058 | 20.5566 | 20.2544 | 3.0305 | 2.7824 | 3.022 | 4.1141 | 4.1079 | 15.2841 | 18.3991 | 20.5566 | 22.714 | 25.829 | 14.99 | 18.1002 | 20.2544 | 22.4086 | 25.5188
All | All | Average Event Day | Per Premise | 16 | All¦All¦Average Event Day¦Per Premise¦16 | 3.6083 | 1.3671 | 3.5836 | 86.7159 | 7.661 | 2664 | 1900-01-02 14:34 | 1899-12-31 08:47 | 2.9272 | 86.7927 | 7.2741 | 2672 | 15 | 18 | 0.98323 | 3.5235 | 27058 | 0.65638 | 0.5963 | 0.14843 | 0.14072 | 0.14594 | 0.20453 | 0.20274 | 0.39426 | 0.54912 | 0.65638 | 0.76364 | 0.9185 | 0.33648 | 0.48998 | 0.5963 | 0.70261 | 0.85611
All | All | 2014-07-29 | Per Premise | 2 | All¦All¦41849¦Per Premise¦2 | 3.5996 | 1.3687 | 1.2641 | 70.0602 | 3.7423 | 1362 | 1900-01-02 14:54 | 1899-12-31 08:36 | 1.1478 | 70.1462 | 2.7725 | 1344 | 16 | 19 | 1.0047 | 1.27 | 27058 | 0.11632 | 0.12227 | 0.1014 | 0.075625 | 0.10188 | 0.1265 | 0.12688 | -0.045794 | 0.049984 | 0.11632 | 0.18266 | 0.27843 | -0.040338 | 0.055729 | 0.12227 | 0.1888 | 0.28487
All | All | Average Event Day | Aggregate | 23 | All¦All¦Average Event Day¦Aggregate¦23 | 3.6083 | 1.3671 | 53.7488 | 74.4896 | 112.5841 | 2664 | 1900-01-02 14:34 | 1899-12-31 08:47 | 56.4828 | 74.5068 | 121.1374 | 2672 | 15 | 18 | 0.98323 | 52.8477 | 27058 | -2.734 | -3.6352 | 2.1813 | 2.3435 | 2.1447 | 3.2015 | 3.1767 | -6.837 | -4.4129 | -2.734 | -1.0552 | 1.3689 | -7.7063 | -5.301 | -3.6352 | -1.9693 | 0.43598
All | All | 2014-08-27 | Aggregate | 21 | All¦All¦41878¦Aggregate¦21 | 3.6201 | 1.363 | 65.7973 | 77.0684 | 126.5905 | 1323 | 1900-01-02 14:13 | 1899-12-31 08:52 | 70.8027 | 76.9031 | 159.1251 | 1348 | 15 | 18 | 0.98291 | 64.6727 | 27058 | -5.0053 | -6.13 | 3.4803 | 4.334 | 3.4208 | 5.5585 | 5.5214 | -12.1288 | -7.9202 | -5.0053 | -2.0904 | 2.1182 | -13.206 | -9.0254 | -6.13 | -3.2345 | 0.94602
All | All | Average Event Day | Per Premise | 18 | All¦All¦Average Event Day¦Per Premise¦18 | 3.6083 | 1.3671 | 3.3474 | 80.9872 | 6.9388 | 2664 | 1900-01-02 14:34 | 1899-12-31 08:47 | 2.7681 | 81.0506 | 6.4277 | 2672 | 15 | 18 | 0.98323 | 3.2913 | 27058 | 0.57928 | 0.52316 | 0.13444 | 0.12435 | 0.13218 | 0.18313 | 0.18148 | 0.34459 | 0.48324 | 0.57928 | 0.67531 | 0.81396 | 0.29058 | 0.42799 | 0.52316 | 0.61832 | 0.75573
All | All | 2014-08-27 | Aggregate | 100 | All¦All¦41878¦Aggregate¦100 | 3.6201 | 1.363 | 82.8697 | 85.1621 | 182.2393 | 5292 | 1900-01-02 14:13 | 1899-12-31 08:52 | 71.0013 | 85.0703 | 184.227 | 5392 | 15 | 18 | 0.98291 | 81.4532 | 27058 | 11.8683 | 10.4519 | 2.5051 | 2.5089 | 2.4623 | 3.5454 | 3.5153 | 7.3247 | 10.0091 | 11.8683 | 13.7276 | 16.412 | 5.9468 | 8.6084 | 10.4519 | 12.2953 | 14.9569
All | All | 2014-09-17 | Aggregate | 10 | All¦All¦41899¦Aggregate¦10 | 3.596 | 1.3715 | 81.3398 | 93.149 | 227.901 | 1339 | 1900-01-02 14:56 | 1899-12-31 08:42 | 81.0977 | 93.1592 | 226.3846 | 1320 | 15 | 18 | 0.98198 | 79.8737 | 27058 | 0.24213 | -1.2239 | 6.2281 | 6.231 | 6.1159 | 8.8099 | 8.7309 | -11.0483 | -4.3778 | 0.24213 | 4.8621 | 11.5325 | -12.4131 | -5.8024 | -1.2239 | 3.3546 | 9.9652
All | All | 2014-09-16 | Per Premise | 17 | All¦All¦41898¦Per Premise¦17 | 3.6188 | 1.3624 | 4.1164 | 88.1693 | 7.9703 | 1321 | 1900-01-02 14:17 | 1899-12-31 08:53 | 3.2552 | 88.1111 | 8.2074 | 1337 | 16 | 19 | 1.0461 | 4.3064 | 27058 | 0.86119 | 1.0511 | 0.21929 | 0.22446 | 0.22941 | 0.3138 | 0.32095 | 0.45904 | 0.69663 | 0.86119 | 1.0257 | 1.2633 | 0.63982 | 0.88283 | 1.0511 | 1.2194 | 1.4625
All | All | 2014-07-29 | Per Premise | 11 | All¦All¦41849¦Per Premise¦11 | 3.5996 | 1.3687 | 2.4481 | 87.2571 | 6.9674 | 1362 | 1900-01-02 14:54 | 1899-12-31 08:36 | 2.3999 | 87.3137 | 6.8515 | 1344 | 16 | 19 | 1.0047 | 2.4596 | 27058 | 0.048145 | 0.059659 | 0.18879 | 0.18689 | 0.18968 | 0.26565 | 0.26628 | -0.2923 | -0.091162 | 0.048145 | 0.18745 | 0.38859 | -0.28159 | -0.079979 | 0.059659 | 0.1993 | 0.40091
All | All | 2014-09-17 | Aggregate | 100 | All¦All¦41899¦Aggregate¦100 | 3.596 | 1.3715 | 106.3457 | 82.4851 | 222.2742 | 5356 | 1900-01-02 14:56 | 1899-12-31 08:42 | 86.707 | 82.661 | 203.4061 | 5280 | 15 | 18 | 0.98198 | 104.4289 | 27058 | 19.6386 | 17.7219 | 3.0372 | 2.7993 | 2.9824 | 4.1304 | 4.0903 | 14.3453 | 17.4727 | 19.6386 | 21.8046 | 24.932 | 12.4799 | 15.5769 | 17.7219 | 19.8669 | 22.9639
All | All | 2014-09-17 | Aggregate | 22 | All¦All¦41899¦Aggregate¦22 | 3.596 | 1.3715 | 69.3518 | 72.2112 | 141.8112 | 1339 | 1900-01-02 14:56 | 1899-12-31 08:42 | 72.2307 | 72.3257 | 130.4263 | 1320 | 15 | 18 | 0.98198 | 68.1019 | 27058 | -2.8788 | -4.1288 | 3.8754 | 3.5899 | 3.8056 | 5.2826 | 5.2316 | -9.6488 | -5.649 | -2.8788 | -0.10862 | 3.8911 | -10.8334 | -6.8723 | -4.1288 | -1.3854 | 2.5758
All | All | 2014-09-15 | Per Premise | 23 | All¦All¦41897¦Per Premise¦23 | 3.5974 | 1.3709 | 2.3404 | 76.5225 | 4.906 | 1340 | 1900-01-02 14:55 | 1899-12-31 08:42 | 2.4204 | 76.6771 | 4.2308 | 1323 | 15 | 18 | 0.9972 | 2.3339 | 27058 | -0.080004 | -0.086561 | 0.13402 | 0.11632 | 0.13365 | 0.17746 | 0.17718 | -0.30743 | -0.17306 | -0.080004 | 0.013055 | 0.14742 | -0.31362 | -0.17947 | -0.086561 | 0.0063504 | 0.1405
All | All | 2014-07-29 | Per Premise | 22 | All¦All¦41849¦Per Premise¦22 | 3.5996 | 1.3687 | 2.2431 | 70.9715 | 4.802 | 1362 | 1900-01-02 14:54 | 1899-12-31 08:36 | 2.2198 | 71.0984 | 3.9262 | 1344 | 16 | 19 | 1.0047 | 2.2536 | 27058 | 0.023285 | 0.033835 | 0.13012 | 0.1071 | 0.13073 | 0.16852 | 0.169 | -0.19269 | -0.065088 | 0.023285 | 0.11166 | 0.23925 | -0.18274 | -0.054786 | 0.033835 | 0.12246 | 0.25041
All | All | 2014-09-17 | Aggregate | 18 | All¦All¦41899¦Aggregate¦18 | 3.596 | 1.3715 | 99.2953 | 77.327 | 210.7217 | 1339 | 1900-01-02 14:56 | 1899-12-31 08:42 | 80.9703 | 77.5717 | 177.2982 | 1320 | 15 | 18 | 0.98198 | 97.5057 | 27058 | 18.325 | 16.5354 | 5.7586 | 4.88 | 5.6548 | 7.5482 | 7.4694 | 8.6516 | 14.3667 | 18.325 | 22.2833 | 27.9985 | 6.963 | 12.6184 | 16.5354 | 20.4523 | 26.1077
All | All | 2014-07-29 | Aggregate | 3 | All¦All¦41849¦Aggregate¦3 | 3.5996 | 1.3687 | 32.0348 | 69.3838 | 98.6162 | 1362 | 1900-01-02 14:54 | 1899-12-31 08:36 | 28.7334 | 69.4908 | 73.8326 | 1344 | 16 | 19 | 1.0047 | 32.1855 | 27058 | 3.3014 | 3.4521 | 2.6721 | 2.0139 | 2.6847 | 3.3461 | 3.3561 | -0.98675 | 1.5467 | 3.3014 | 5.0561 | 7.5896 | -0.84894 | 1.6922 | 3.4521 | 5.2121 | 7.7532
All | All | 2014-09-16 | Aggregate | 18 | All¦All¦41898¦Aggregate¦18 | 3.6188 | 1.3624 | 104.7057 | 88.1564 | 192.7687 | 1321 | 1900-01-02 14:17 | 1899-12-31 08:53 | 84.9602 | 88.2247 | 211.1667 | 1337 | 16 | 19 | 1.0461 | 109.5372 | 27058 | 19.7455 | 24.577 | 5.3038 | 5.7751 | 5.5485 | 7.841 | 8.0086 | 9.6968 | 15.6336 | 19.7455 | 23.8573 | 29.7942 | 14.3135 | 20.3773 | 24.577 | 28.7767 | 34.8404
All | All | 2014-07-29 | Aggregate | 14 | All¦All¦41849¦Aggregate¦14 | 3.5996 | 1.3687 | 82.605 | 88.9137 | 202.4337 | 1362 | 1900-01-02 14:54 | 1899-12-31 08:36 | 83.4789 | 89.1011 | 185.4185 | 1344 | 16 | 19 | 1.0047 | 82.9935 | 27058 | -0.8739 | -0.48536 | 5.4852 | 5.0577 | 5.511 | 7.4611 | 7.4801 | -10.4357 | -4.7865 | -0.8739 | 3.0387 | 8.6879 | -10.0715 | -4.4079 | -0.48536 | 3.4372 | 9.1008
All | All | 2014-09-17 | Aggregate | 9 | All¦All¦41899¦Aggregate¦9 | 3.596 | 1.3715 | 71.4285 | 90.7154 | 217.434 | 1339 | 1900-01-02 14:56 | 1899-12-31 08:42 | 68.7496 | 90.6814 | 205.9399 | 1320 | 15 | 18 | 0.98198 | 70.1411 | 27058 | 2.6789 | 1.3915 | 5.9421 | 5.6683 | 5.835 | 8.2121 | 8.1349 | -7.8453 | -1.6275 | 2.6789 | 6.9853 | 13.2031 | -9.0338 | -2.8744 | 1.3915 | 5.6574 | 11.8168
All | All | 2014-08-27 | Aggregate | 19 | All¦All¦41878¦Aggregate¦19 | 3.6201 | 1.363 | 75.1437 | 78.8124 | 146.4883 | 1323 | 1900-01-02 14:13 | 1899-12-31 08:52 | 82.538 | 78.5634 | 178.6553 | 1348 | 15 | 18 | 0.98291 | 73.8593 | 27058 | -7.3943 | -8.6788 | 4.0274 | 4.866 | 3.9585 | 6.3165 | 6.2728 | -15.4892 | -10.7067 | -7.3943 | -4.082 | 0.70053 | -16.7177 | -11.9682 | -8.6788 | -5.3893 | -0.63986
All | All | 2014-09-16 | Per Premise | 1 | All¦All¦41898¦Per Premise¦1 | 3.6188 | 1.3624 | 1.7367 | 74.1464 | 3.6065 | 1321 | 1900-01-02 14:17 | 1899-12-31 08:53 | 1.6633 | 74.0169 | 4.0173 | 1337 | 16 | 19 | 1.0461 | 1.8168 | 27058 | 0.073433 | 0.15357 | 0.099228 | 0.10987 | 0.10381 | 0.14804 | 0.15115 | -0.11629 | -0.0042007 | 0.073433 | 0.15107 | 0.26316 | -0.040137 | 0.074307 | 0.15357 | 0.23283 | 0.34728
All | All | 2014-07-29 | Aggregate | 17 | All¦All¦41849¦Aggregate¦17 | 3.5996 | 1.3687 | 85.2026 | 80.6313 | 170.3212 | 1362 | 1900-01-02 14:54 | 1899-12-31 08:36 | 73.0118 | 80.8301 | 161.1393 | 1344 | 16 | 19 | 1.0047 | 85.6033 | 27058 | 12.1908 | 12.5915 | 4.6151 | 4.3954 | 4.6368 | 6.3733 | 6.389 | 4.023 | 8.8486 | 12.1908 | 15.5329 | 20.3585 | 4.4036 | 9.2411 | 12.5915 | 15.9419 | 20.7794
All | All | 2014-09-16 | Aggregate | 22 | All¦All¦41898¦Aggregate¦22 | 3.6188 | 1.3624 | 84.3046 | 80.0566 | 136.5504 | 1321 | 1900-01-02 14:17 | 1899-12-31 08:53 | 93.5195 | 80.0879 | 157.3876 | 1337 | 16 | 19 | 1.0461 | 88.1948 | 27058 | -9.2148 | -5.3247 | 3.757 | 4.3043 | 3.9304 | 5.7133 | 5.8288 | -16.5368 | -12.2109 | -9.2148 | -6.2188 | -1.8929 | -12.7947 | -8.3814 | -5.3247 | -2.2681 | 2.1452
All | All | 2014-09-16 | Aggregate | 15 | All¦All¦41898¦Aggregate¦15 | 3.6188 | 1.3624 | 109.3237 | 94.7224 | 239.542 | 1321 | 1900-01-02 14:17 | 1899-12-31 08:53 | 114.3683 | 94.3706 | 254.1258 | 1337 | 16 | 19 | 1.0461 | 114.3683 | 27058 | -5.0446 | -2.78e-06 | 6.5907 | 6.95 | 6.8948 | 9.5781 | 9.7898 | -17.3193 | -10.0673 | -5.0446 | -0.02183 | 7.2302 | -12.5462 | -5.1338 | -2.78e-06 | 5.1338 | 12.5461
All | All | 2014-09-16 | Aggregate | 13 | All¦All¦41898¦Aggregate¦13 | 3.6188 | 1.3624 | 106.0103 | 91.6783 | 246.1656 | 1321 | 1900-01-02 14:17 | 1899-12-31 08:53 | 109.4536 | 92.1913 | 249.848 | 1337 | 16 | 19 | 1.0461 | 110.902 | 27058 | -3.4432 | 1.4484 | 6.7729 | 6.833 | 7.0854 | 9.6209 | 9.8434 | -15.7729 | -8.4885 | -3.4432 | 1.602 | 8.8865 | -11.1664 | -3.7135 | 1.4484 | 6.6103 | 14.0633
All | All | 2014-09-16 | Aggregate | 9 | All¦All¦41898¦Aggregate¦9 | 3.6188 | 1.3624 | 61.3951 | 90.267 | 193.6402 | 1321 | 1900-01-02 14:17 | 1899-12-31 08:53 | 62.8183 | 90.2275 | 187.6756 | 1337 | 16 | 19 | 1.0461 | 64.2281 | 27058 | -1.4232 | 1.4098 | 5.3278 | 5.1327 | 5.5736 | 7.3979 | 7.5769 | -10.904 | -5.3026 | -1.4232 | 2.4563 | 8.0576 | -8.3004 | -2.5635 | 1.4098 | 5.3831 | 11.12
All | All | 2014-08-27 | Aggregate | 6 | All¦All¦41878¦Aggregate¦6 | 3.6201 | 1.363 | 27.5613 | 65.9492 | 79.471 | 1323 | 1900-01-02 14:13 | 1899-12-31 08:52 | 31.5817 | 65.7747 | 110.3726 | 1348 | 15 | 18 | 0.98291 | 27.0902 | 27058 | -4.0204 | -4.4915 | 2.1849 | 3.0062 | 2.1475 | 3.7163 | 3.6945 | -8.783 | -5.9692 | -4.0204 | -2.0716 | 0.74224 | -9.2261 | -6.4289 | -4.4915 | -2.5541 | 0.24316
All | All | 2014-09-16 | Aggregate | 5 | All¦All¦41898¦Aggregate¦5 | 3.6188 | 1.3624 | 33.7214 | 72.6813 | 84.0977 | 1321 | 1900-01-02 14:17 | 1899-12-31 08:53 | 34.9002 | 72.5494 | 107.6273 | 1337 | 16 | 19 | 1.0461 | 35.2774 | 27058 | -1.1788 | 0.37726 | 2.3138 | 2.9434 | 2.4206 | 3.744 | 3.8109 | -5.9769 | -3.1421 | -1.1788 | 0.78461 | 3.6194 | -4.5066 | -1.6212 | 0.37726 | 2.3757 | 5.2612
All | All | 2014-09-15 | Per Premise | 3 | All¦All¦41897¦Per Premise¦3 | 3.5974 | 1.3709 | 1.3795 | 72.6383 | 3.8092 | 1340 | 1900-01-02 14:55 | 1899-12-31 08:42 | 1.2402 | 72.7769 | 2.9149 | 1323 | 15 | 18 | 0.9972 | 1.3756 | 27058 | 0.13936 | 0.13549 | 0.10406 | 0.08014 | 0.10377 | 0.13134 | 0.13111 | -0.028964 | 0.070482 | 0.13936 | 0.20823 | 0.30768 | -0.032532 | 0.066739 | 0.13549 | 0.20425 | 0.30352
All | All | 2014-07-29 | Per Premise | 16 | All¦All¦41849¦Per Premise¦16 | 3.5996 | 1.3687 | 3.1993 | 83.2052 | 6.6637 | 1362 | 1900-01-02 14:54 | 1899-12-31 08:36 | 2.8246 | 83.3808 | 6.2044 | 1344 | 16 | 19 | 1.0047 | 3.2143 | 27058 | 0.37468 | 0.38973 | 0.18056 | 0.16924 | 0.18141 | 0.24748 | 0.2481 | 0.057525 | 0.2449 | 0.37468 | 0.50446 | 0.69183 | 0.071778 | 0.25962 | 0.38973 | 0.51983 | 0.70768
All | All | 2014-07-29 | Aggregate | 15 | All¦All¦41849¦Aggregate¦15 | 3.5996 | 1.3687 | 86.1995 | 86.6488 | 197.1097 | 1362 | 1900-01-02 14:54 | 1899-12-31 08:36 | 86.6049 | 86.8064 | 181.2273 | 1344 | 16 | 19 | 1.0047 | 86.605 | 27058 | -0.40545 | 5.64e-06 | 5.341 | 4.9434 | 5.3661 | 7.2776 | 7.296 | -9.732 | -4.2218 | -0.40545 | 3.4109 | 8.9211 | -9.3502 | -3.826 | 5.64e-06 | 3.826 | 9.3502
All | All | 2014-08-27 | Aggregate | 11 | All¦All¦41878¦Aggregate¦11 | 3.6201 | 1.363 | 61.1148 | 90.0198 | 186.2254 | 1323 | 1900-01-02 14:13 | 1899-12-31 08:52 | 64.9898 | 89.9544 | 208.5154 | 1348 | 15 | 18 | 0.98291 | 60.0702 | 27058 | -3.875 | -4.9196 | 5.1199 | 5.6793 | 5.0324 | 7.6464 | 7.5881 | -13.6742 | -7.8848 | -3.875 | 0.13477 | 5.9242 | -14.6441 | -8.8988 | -4.9196 | -0.94043 | 4.8049
All | All | 2014-09-15 | Aggregate | 17 | All¦All¦41897¦Aggregate¦17 | 3.5974 | 1.3709 | 109.1072 | 86.8512 | 221.9022 | 1340 | 1900-01-02 14:55 | 1899-12-31 08:42 | 87.3956 | 87.1608 | 200.5232 | 1323 | 15 | 18 | 0.9972 | 108.8016 | 27058 | 21.7116 | 21.406 | 6.0619 | 5.513 | 6.0449 | 8.1939 | 8.1813 | 11.2107 | 17.4147 | 21.7116 | 26.0085 | 32.2125 | 10.9212 | 17.1157 | 21.406 | 25.6962 | 31.8907
All | All | 2014-09-15 | Aggregate | 9 | All¦All¦41897¦Aggregate¦9 | 3.5974 | 1.3709 | 60.8385 | 86.4385 | 184.435 | 1340 | 1900-01-02 14:55 | 1899-12-31 08:42 | 59.3916 | 86.6564 | 189.708 | 1323 | 15 | 18 | 0.9972 | 60.6681 | 27058 | 1.4469 | 1.2765 | 5.0384 | 5.2156 | 5.0243 | 7.2518 | 7.242 | -7.8466 | -2.3559 | 1.4469 | 5.2497 | 10.7404 | -8.0045 | -2.5212 | 1.2765 | 5.0742 | 10.5574
All | All | 2014-09-15 | Aggregate | 4 | All¦All¦41897¦Aggregate¦4 | 3.5974 | 1.3709 | 34.8223 | 72.5726 | 100.1733 | 1340 | 1900-01-02 14:55 | 1899-12-31 08:42 | 33.0016 | 72.6446 | 80.3274 | 1323 | 15 | 18 | 0.9972 | 34.7248 | 27058 | 1.8207 | 1.7231 | 2.7365 | 2.2084 | 2.7289 | 3.5165 | 3.5105 | -2.6859 | -0.023354 | 1.8207 | 3.6648 | 6.3273 | -2.7758 | -0.11778 | 1.7231 | 3.5641 | 6.2221
All | All | 2014-08-27 | Aggregate | 18 | All¦All¦41878¦Aggregate¦18 | 3.6201 | 1.363 | 79.9531 | 81.941 | 161.9919 | 1323 | 1900-01-02 14:13 | 1899-12-31 08:52 | 68.4832 | 81.7766 | 174.9742 | 1348 | 15 | 18 | 0.98291 | 78.5864 | 27058 | 11.4698 | 10.1032 | 4.4536 | 4.7657 | 4.3775 | 6.5228 | 6.4711 | 3.1105 | 8.0493 | 11.4698 | 14.8904 | 19.8291 | 1.8102 | 6.7098 | 10.1032 | 13.4967 | 18.3962
All | All | 2014-08-27 | Aggregate | 20 | All¦All¦41878¦Aggregate¦20 | 3.6201 | 1.363 | 68.9604 | 78.4966 | 138.9564 | 1323 | 1900-01-02 14:13 | 1899-12-31 08:52 | 76.1002 | 78.3405 | 174.5026 | 1348 | 15 | 18 | 0.98291 | 67.7817 | 27058 | -7.1397 | -8.3185 | 3.8203 | 4.7529 | 3.755 | 6.0979 | 6.0572 | -14.9545 | -10.3375 | -7.1397 | -3.942 | 0.67506 | -16.0811 | -11.4949 | -8.3185 | -5.1421 | -0.55582
All | All | 2014-08-27 | Aggregate | 24 | All¦All¦41878¦Aggregate¦24 | 3.6201 | 1.363 | 38.6771 | 73.3478 | 81.7656 | 1323 | 1900-01-02 14:13 | 1899-12-31 08:52 | 43.7699 | 73.2394 | 117.4936 | 1348 | 15 | 18 | 0.98291 | 38.016 | 27058 | -5.0928 | -5.7539 | 2.248 | 3.2001 | 2.2095 | 3.9108 | 3.8888 | -10.1047 | -7.1436 | -5.0928 | -3.042 | -0.080924 | -10.7377 | -7.7932 | -5.7539 | -3.7146 | -0.77017
All | All | Average Event Day | Aggregate | 5 | All¦All¦Average Event Day¦Aggregate¦5 | 3.6083 | 1.3671 | 32.3369 | 70.6167 | 94.9099 | 2664 | 1900-01-02 14:34 | 1899-12-31 08:47 | 32.0041 | 70.4333 | 92.9991 | 2672 | 15 | 18 | 0.98323 | 31.7948 | 27058 | 0.33278 | -0.20936 | 1.8388 | 1.7991 | 1.808 | 2.5726 | 2.5506 | -2.9641 | -1.0163 | 0.33278 | 1.6818 | 3.6297 | -3.4781 | -1.5469 | -0.20936 | 1.1282 | 3.0594
All | All | 2014-08-27 | Per Premise | 22 | All¦All¦41878¦Per Premise¦22 | 3.6201 | 1.363 | 2.0993 | 76.7793 | 3.8125 | 1323 | 1900-01-02 14:13 | 1899-12-31 08:52 | 2.3548 | 76.5754 | 5.2409 | 1348 | 15 | 18 | 0.98291 | 2.0634 | 27058 | -0.25546 | -0.29135 | 0.10482 | 0.14274 | 0.10303 | 0.1771 | 0.17604 | -0.48242 | -0.34833 | -0.25546 | -0.16259 | -0.028507 | -0.51695 | -0.38366 | -0.29135 | -0.19903 | -0.065741
All | All | Average Event Day | Aggregate | 7 | All¦All¦Average Event Day¦Aggregate¦7 | 3.6083 | 1.3671 | 39.8667 | 76.4532 | 121.2719 | 2664 | 1900-01-02 14:34 | 1899-12-31 08:47 | 39.8743 | 76.3363 | 128.2773 | 2672 | 15 | 18 | 0.98323 | 39.1984 | 27058 | -0.0075864 | -0.67597 | 2.3496 | 2.4816 | 2.3102 | 3.4174 | 3.3905 | -4.3872 | -1.7997 | -0.0075864 | 1.7845 | 4.372 | -5.021 | -2.4539 | -0.67597 | 1.102 | 3.6691
All | All | Average Event Day | Aggregate | 11 | All¦All¦Average Event Day¦Aggregate¦11 | 3.6083 | 1.3671 | 74.4317 | 91.8323 | 205.8859 | 2664 | 1900-01-02 14:34 | 1899-12-31 08:47 | 74.8777 | 91.7928 | 218.5768 | 2672 | 15 | 18 | 0.98323 | 73.1838 | 27058 | -0.44601 | -1.6939 | 3.989 | 4.2285 | 3.9221 | 5.8131 | 5.7674 | -7.8958 | -3.4944 | -0.44601 | 2.6024 | 7.0038 | -9.0851 | -4.7183 | -1.6939 | 1.3305 | 5.6973
All | All | Average Event Day | Per Premise | 4 | All¦All¦Average Event Day¦Per Premise¦4 | 3.6083 | 1.3671 | 1.1978 | 70.3616 | 3.3813 | 2664 | 1900-01-02 14:34 | 1899-12-31 08:47 | 1.1978 | 70.1198 | 3.2747 | 2672 | 15 | 18 | 0.98323 | 1.1777 | 27058 | 2.09e-05 | -0.02006 | 0.065511 | 0.063352 | 0.064413 | 0.091132 | 0.090346 | -0.11677 | -0.047769 | 2.09e-05 | 0.047811 | 0.11681 | -0.13584 | -0.067438 | -0.02006 | 0.027317 | 0.095723
All | All | 2014-09-15 | Aggregate | 14 | All¦All¦41897¦Aggregate¦14 | 3.5974 | 1.3709 | 107.0411 | 91.4822 | 229.0015 | 1340 | 1900-01-02 14:55 | 1899-12-31 08:42 | 106.7412 | 91.6776 | 236.072 | 1323 | 15 | 18 | 0.9972 | 106.7412 | 27058 | 0.29986 | -1.81e-06 | 6.2558 | 6.4903 | 6.2383 | 9.0144 | 9.0023 | -11.2526 | -4.4273 | 0.29986 | 5.027 | 11.8523 | -11.5368 | -4.7208 | -1.81e-06 | 4.7208 | 11.5368
All | All | 2014-09-17 | Per Premise | 7 | All¦All¦41899¦Per Premise¦7 | 3.596 | 1.3715 | 1.9495 | 82.9297 | 6.0628 | 1339 | 1900-01-02 14:56 | 1899-12-31 08:42 | 1.6686 | 82.643 | 4.9074 | 1320 | 15 | 18 | 0.98198 | 1.9143 | 27058 | 0.28085 | 0.24572 | 0.16569 | 0.13507 | 0.1627 | 0.21377 | 0.21146 | 0.0069014 | 0.16875 | 0.28085 | 0.39295 | 0.55481 | -0.02528 | 0.13483 | 0.24572 | 0.35661 | 0.51672
All | All | 2014-07-29 | Per Premise | 7 | All¦All¦41849¦Per Premise¦7 | 3.5996 | 1.3687 | 1.3491 | 74.7828 | 4.6937 | 1362 | 1900-01-02 14:54 | 1899-12-31 08:36 | 1.1434 | 74.684 | 3.1022 | 1344 | 16 | 19 | 1.0047 | 1.3554 | 27058 | 0.2057 | 0.21204 | 0.12718 | 0.084618 | 0.12778 | 0.15276 | 0.15326 | 0.0099291 | 0.12559 | 0.2057 | 0.28581 | 0.40147 | 0.015636 | 0.13168 | 0.21204 | 0.29241 | 0.40845
All | All | Average Event Day | Aggregate | 22 | All¦All¦Average Event Day¦Aggregate¦22 | 3.6083 | 1.3671 | 64.491 | 75.7697 | 122.1692 | 2664 | 1900-01-02 14:34 | 1899-12-31 08:47 | 69.7198 | 75.7574 | 133.7045 | 2672 | 15 | 18 | 0.98323 | 63.4098 | 27058 | -5.2288 | -6.31 | 2.367 | 2.5866 | 2.3273 | 3.5061 | 3.4795 | -9.7221 | -7.0674 | -5.2288 | -3.3902 | -0.7355 | -10.7691 | -8.1347 | -6.31 | -4.4854 | -1.8509
All | All | 2014-09-17 | Per Premise | 2 | All¦All¦41899¦Per Premise¦2 | 3.596 | 1.3715 | 1.8352 | 79.5362 | 4.3732 | 1339 | 1900-01-02 14:56 | 1899-12-31 08:42 | 1.7023 | 79.3921 | 3.8784 | 1320 | 15 | 18 | 0.98198 | 1.8022 | 27058 | 0.13297 | 0.099891 | 0.11951 | 0.10675 | 0.11736 | 0.16024 | 0.15865 | -0.072393 | 0.048937 | 0.13297 | 0.217 | 0.33833 | -0.10342 | 0.016698 | 0.099891 | 0.18308 | 0.3032
All | All | Average Event Day | Aggregate | 21 | All¦All¦Average Event Day¦Aggregate¦21 | 3.6083 | 1.3671 | 75.5275 | 76.495 | 145.3999 | 2664 | 1900-01-02 14:34 | 1899-12-31 08:47 | 79.5049 | 76.5115 | 149.912 | 2672 | 15 | 18 | 0.98323 | 74.2612 | 27058 | -3.9774 | -5.2436 | 2.8171 | 2.9001 | 2.7698 | 4.0431 | 4.0103 | -9.1588 | -6.0976 | -3.9774 | -1.8572 | 1.2041 | -10.3831 | -7.3467 | -5.2436 | -3.1406 | -0.10418
All | All | Average Event Day | Aggregate | 20 | All¦All¦Average Event Day¦Aggregate¦20 | 3.6083 | 1.3671 | 80.8367 | 77.593 | 165.8266 | 2664 | 1900-01-02 14:34 | 1899-12-31 08:47 | 87.0208 | 77.6523 | 165.3748 | 2672 | 15 | 18 | 0.98323 | 79.4814 | 27058 | -6.1841 | -7.5394 | 3.2128 | 3.1993 | 3.159 | 4.534 | 4.496 | -11.9947 | -8.5617 | -6.1841 | -3.8064 | -0.37348 | -13.3013 | -9.8971 | -7.5394 | -5.1816 | -1.7774
All | All | 2014-09-16 | Aggregate | 2 | All¦All¦41898¦Aggregate¦2 | 3.6188 | 1.3624 | 40.4432 | 73.8344 | 91.316 | 1321 | 1900-01-02 14:17 | 1899-12-31 08:53 | 39.6609 | 73.6667 | 101.185 | 1337 | 16 | 19 | 1.0461 | 42.3094 | 27058 | 0.78229 | 2.6485 | 2.5124 | 2.7673 | 2.6284 | 3.7377 | 3.8166 | -4.0077 | -1.1777 | 0.78229 | 2.7423 | 5.5723 | -2.2426 | 0.64707 | 2.6485 | 4.6499 | 7.5396
All | All | Average Event Day | Per Premise | 17 | All¦All¦Average Event Day¦Per Premise¦17 | 3.6083 | 1.3671 | 3.5339 | 84.6646 | 7.3623 | 2664 | 1900-01-02 14:34 | 1899-12-31 08:47 | 2.9006 | 84.7491 | 6.9691 | 2672 | 15 | 18 | 0.98323 | 3.4746 | 27058 | 0.63334 | 0.57409 | 0.14264 | 0.13482 | 0.14025 | 0.19627 | 0.19454 | 0.38181 | 0.53041 | 0.63334 | 0.73627 | 0.88488 | 0.32478 | 0.47208 | 0.57409 | 0.67611 | 0.82341
All | All | 2014-09-17 | Per Premise | 20 | All¦All¦41899¦Per Premise¦20 | 3.596 | 1.3715 | 3.2938 | 74.4754 | 6.7268 | 1339 | 1900-01-02 14:56 | 1899-12-31 08:42 | 3.4754 | 74.6813 | 6.1127 | 1320 | 15 | 18 | 0.98198 | 3.2344 | 27058 | -0.1816 | -0.24096 | 0.18383 | 0.16825 | 0.18052 | 0.2492 | 0.24677 | -0.50096 | -0.31228 | -0.1816 | -0.050918 | 0.13776 | -0.55721 | -0.37037 | -0.24096 | -0.11156 | 0.075279
All | All | 2014-09-15 | Aggregate | 5 | All¦All¦41897¦Aggregate¦5 | 3.5974 | 1.3709 | 34.6531 | 71.8385 | 103.8874 | 1340 | 1900-01-02 14:55 | 1899-12-31 08:42 | 32.3763 | 71.9282 | 83.9815 | 1323 | 15 | 18 | 0.9972 | 34.5561 | 27058 | 2.2768 | 2.1797 | 2.838 | 2.3089 | 2.83 | 3.6586 | 3.6524 | -2.4118 | 0.35827 | 2.2768 | 4.1954 | 6.9655 | -2.501 | 0.26442 | 2.1797 | 4.0951 | 6.8605
All | All | 2014-09-16 | Per Premise | 20 | All¦All¦41898¦Per Premise¦20 | 3.6188 | 1.3624 | 3.7542 | 84.9971 | 6.2374 | 1321 | 1900-01-02 14:17 | 1899-12-31 08:53 | 4.2869 | 85.0478 | 7.7387 | 1337 | 16 | 19 | 1.0461 | 3.9275 | 27058 | -0.53266 | -0.35943 | 0.17161 | 0.21164 | 0.17953 | 0.27248 | 0.27753 | -0.88185 | -0.67555 | -0.53266 | -0.38977 | -0.18347 | -0.7151 | -0.50496 | -0.35943 | -0.21389 | -0.0037533
All | All | 2014-08-27 | Aggregate | 7 | All¦All¦41878¦Aggregate¦7 | 3.6201 | 1.363 | 31.485 | 73.7361 | 90.2337 | 1323 | 1900-01-02 14:13 | 1899-12-31 08:52 | 37.2932 | 73.754 | 133.1112 | 1348 | 15 | 18 | 0.98291 | 30.9468 | 27058 | -5.8082 | -6.3464 | 2.4808 | 3.6255 | 2.4384 | 4.393 | 4.3692 | -11.4381 | -8.1119 | -5.8082 | -3.5045 | -0.17836 | -11.9458 | -8.6376 | -6.3464 | -4.0552 | -0.74704
All | All | 2014-08-27 | Per Premise | 12 | All¦All¦41878¦Per Premise¦12 | 3.6201 | 1.363 | 2.5468 | 90.9277 | 7.2962 | 1323 | 1900-01-02 14:13 | 1899-12-31 08:52 | 2.6445 | 90.8758 | 8.011 | 1348 | 15 | 18 | 0.98291 | 2.5033 | 27058 | -0.097641 | -0.14117 | 0.20059 | 0.21819 | 0.19717 | 0.29639 | 0.29408 | -0.47748 | -0.25307 | -0.097641 | 0.057786 | 0.2822 | -0.51805 | -0.29539 | -0.14117 | 0.013042 | 0.2357
All | All | 2014-08-27 | Per Premise | 4 | All¦All¦41878¦Per Premise¦4 | 3.6201 | 1.363 | 0.94302 | 65.1464 | 2.675 | 1323 | 1900-01-02 14:13 | 1899-12-31 08:52 | 1.0369 | 64.9064 | 3.3004 | 1348 | 15 | 18 | 0.98291 | 0.9269 | 27058 | -0.093836 | -0.10996 | 0.073542 | 0.089893 | 0.072285 | 0.11614 | 0.11535 | -0.24268 | -0.15474 | -0.093836 | -0.032931 | 0.055008 | -0.25778 | -0.17045 | -0.10996 | -0.049465 | 0.037874
All | All | 2014-09-16 | Aggregate | 19 | All¦All¦41898¦Aggregate¦19 | 3.6188 | 1.3624 | 100.9158 | 87.1674 | 174.218 | 1321 | 1900-01-02 14:17 | 1899-12-31 08:53 | 82.6001 | 87.1843 | 204.122 | 1337 | 16 | 19 | 1.0461 | 105.5724 | 27058 | 18.3158 | 22.9724 | 4.7934 | 5.5824 | 5.0146 | 7.358 | 7.504 | 8.8861 | 14.4572 | 18.3158 | 22.1743 | 27.7454 | 13.3557 | 19.0373 | 22.9724 | 26.9075 | 32.5891
Non-Residential | All | 2014-08-27 | Per Premise | 20 | Non-Residential¦All¦41878¦Per Premise¦20 | 3.6624 | 2.3074 | 5.9348 | 78.3156 | 10.9586 | 700 | 1900-01-02 16:59 | 1900-01-01 09:18 | 6.8505 | 78.2817 | 14.2659 | 704 | 15 | 18 | 1.0921 | 6.4813 | 4663 | -0.91571 | -0.36919 | 0.4142 | 0.53767 | 0.45234 | 0.67871 | 0.70263 | -1.7855 | -1.2716 | -0.91571 | -0.5598 | -0.045915 | -1.2696 | -0.73765 | -0.36919 | -0.0007232 | 0.53128
Non-Residential | All | 2014-09-16 | Aggregate | 5 | Non-Residential¦All¦41898¦Aggregate¦5 | 3.6591 | 2.3084 | 15.0792 | 73.214 | 31.8266 | 698 | 1900-01-02 17:03 | 1900-01-01 09:33 | 17.3308 | 73.0323 | 41.8014 | 698 | 16 | 19 | 1.1294 | 17.0299 | 4663 | -2.2516 | -0.30088 | 1.2047 | 1.5822 | 1.3605 | 1.9886 | 2.0867 | -4.8001 | -3.2944 | -2.2516 | -1.2087 | 0.29693 | -2.9751 | -1.3952 | -0.30088 | 0.79338 | 2.3733
Non-Residential | All | Average Event Day | Aggregate | 17 | Non-Residential¦All¦Average Event Day¦Aggregate¦17 | 3.6848 | 2.352 | 42.8179 | 83.5702 | 73.4119 | 1400 | 1900-01-02 16:24 | 1900-01-01 08:21 | 39.7955 | 83.5247 | 69.8589 | 1403 | 15 | 18 | 1.0057 | 43.0605 | 4663 | 3.0224 | 3.2651 | 1.962 | 1.8651 | 1.9731 | 2.707 | 2.7151 | -0.44676 | 1.6029 | 3.0224 | 4.442 | 6.4916 | -0.21446 | 1.8413 | 3.2651 | 4.6889 | 6.7446
Non-Residential | All | 2014-09-16 | Per Premise | 21 | Non-Residential¦All¦41898¦Per Premise¦21 | 3.6591 | 2.3084 | 6.1959 | 81.6233 | 12.2017 | 698 | 1900-01-02 17:03 | 1900-01-01 09:33 | 7.2018 | 81.7279 | 14.6608 | 698 | 16 | 19 | 1.1294 | 6.9975 | 4663 | -1.0058 | -0.2043 | 0.46184 | 0.55492 | 0.52159 | 0.72197 | 0.76157 | -1.9311 | -1.3844 | -1.0058 | -0.62723 | -0.080592 | -1.1803 | -0.60367 | -0.2043 | 0.19506 | 0.77169
Non-Residential | All | 2014-09-16 | Per Premise | 10 | Non-Residential¦All¦41898¦Per Premise¦10 | 3.6591 | 2.3084 | 9.0207 | 92.4687 | 17.8388 | 698 | 1900-01-02 17:03 | 1900-01-01 09:33 | 9.6023 | 92.8933 | 16.1295 | 698 | 16 | 19 | 1.1294 | 10.1876 | 4663 | -0.58158 | 0.58536 | 0.67521 | 0.61051 | 0.76256 | 0.91029 | 0.97684 | -1.7482 | -1.0589 | -0.58158 | -0.10422 | 0.58501 | -0.66651 | 0.073106 | 0.58536 | 1.0976 | 1.8372
Non-Residential | All | 2014-09-16 | Aggregate | 2 | Non-Residential¦All¦41898¦Aggregate¦2 | 3.6591 | 2.3084 | 15.9352 | 74.1017 | 34.1612 | 698 | 1900-01-02 17:03 | 1900-01-01 09:33 | 17.3648 | 74.0321 | 38.7862 | 698 | 16 | 19 | 1.1294 | 17.9966 | 4663 | -1.4295 | 0.63189 | 1.293 | 1.4681 | 1.4603 | 1.9563 | 2.0707 | -3.9367 | -2.4554 | -1.4295 | -0.40365 | 1.0776 | -2.0218 | -0.45398 | 0.63189 | 1.7177 | 3.2856
Non-Residential | All | 2014-07-29 | Aggregate | 18 | Non-Residential¦All¦41849¦Aggregate¦18 | 3.7202 | 2.3863 | 34.9285 | 77.4163 | 58.4841 | 712 | 1900-01-02 16:12 | 1900-01-01 06:57 | 31.5528 | 77.2998 | 53.8657 | 711 | 16 | 19 | 0.91192 | 31.8522 | 4663 | 3.3757 | 0.29938 | 2.1918 | 2.0201 | 1.9987 | 2.9807 | 2.8418 | -0.44425 | 1.8126 | 3.3757 | 4.9388 | 7.1957 | -3.3425 | -1.1909 | 0.29938 | 1.7896 | 3.9413
Non-Residential | All | 2014-08-27 | Per Premise | 17 | Non-Residential¦All¦41878¦Per Premise¦17 | 3.6624 | 2.3074 | 8.4401 | 83.7463 | 13.6353 | 700 | 1900-01-02 16:59 | 1900-01-01 09:18 | 8.3704 | 83.9361 | 14.125 | 704 | 15 | 18 | 1.0921 | 9.2174 | 4663 | 0.069706 | 0.84695 | 0.51537 | 0.53235 | 0.56283 | 0.74095 | 0.77471 | -0.87986 | -0.31885 | 0.069706 | 0.45826 | 1.0193 | -0.14588 | 0.44069 | 0.84695 | 1.2532 | 1.8398
Non-Residential | All | Average Event Day | Aggregate | 23 | Non-Residential¦All¦Average Event Day¦Aggregate¦23 | 3.6848 | 2.352 | 19.6095 | 74.7001 | 42.8097 | 1400 | 1900-01-02 16:24 | 1900-01-01 08:21 | 20.5003 | 74.6053 | 46.173 | 1403 | 15 | 18 | 1.0057 | 19.7206 | 4663 | -0.89084 | -0.77972 | 1.1441 | 1.2327 | 1.1506 | 1.6818 | 1.6863 | -3.0462 | -1.7728 | -0.89084 | -0.0088828 | 1.2645 | -2.9408 | -1.664 | -0.77972 | 0.10456 | 1.3813
Non-Residential | All | 2014-09-17 | Aggregate | 8 | Non-Residential¦All¦41899¦Aggregate¦8 | 3.7062 | 2.3971 | 31.6669 | 86.1116 | 73.2061 | 699 | 1900-01-02 15:50 | 1900-01-01 07:28 | 27.4053 | 85.9376 | 63.9821 | 697 | 15 | 18 | 0.94259 | 29.8489 | 4663 | 4.2616 | 2.4436 | 2.7689 | 2.4235 | 2.6099 | 3.6797 | 3.5616 | -0.45409 | 2.332 | 4.2616 | 6.1913 | 8.9774 | -2.1208 | 0.57589 | 2.4436 | 4.3113 | 7.008
Non-Residential | All | Average Event Day | Per Premise | 5 | Non-Residential¦All¦Average Event Day¦Per Premise¦5 | 3.6848 | 2.352 | 3.2938 | 70.7844 | 7.8596 | 1400 | 1900-01-02 16:24 | 1900-01-01 08:21 | 3.2834 | 70.6956 | 7.6922 | 1403 | 15 | 18 | 1.0057 | 3.3124 | 4663 | 0.01038 | 0.029046 | 0.21006 | 0.20536 | 0.21125 | 0.29377 | 0.29462 | -0.36609 | -0.14367 | 0.01038 | 0.16443 | 0.38686 | -0.34852 | -0.12545 | 0.029046 | 0.18354 | 0.40661
Non-Residential | All | 2014-08-27 | Aggregate | 21 | Non-Residential¦All¦41878¦Aggregate¦21 | 3.6624 | 2.3074 | 24.5448 | 77.0897 | 46.7421 | 700 | 1900-01-02 16:59 | 1900-01-01 09:18 | 28.9551 | 76.9647 | 60.847 | 704 | 15 | 18 | 1.0921 | 26.8051 | 4663 | -4.4103 | -2.15 | 1.7667 | 2.2933 | 1.9294 | 2.8949 | 2.9969 | -8.1202 | -5.9284 | -4.4103 | -2.8922 | -0.70039 | -5.9907 | -3.7216 | -2.15 | -0.57842 | 1.6907
Non-Residential | All | 2014-07-29 | Aggregate | 16 | Non-Residential¦All¦41849¦Aggregate¦16 | 3.7202 | 2.3863 | 42.5745 | 81.8938 | 64.568 | 712 | 1900-01-02 16:12 | 1900-01-01 06:57 | 38.3427 | 81.6101 | 60.2157 | 711 | 16 | 19 | 0.91192 | 38.8248 | 4663 | 4.2319 | 0.48208 | 2.4198 | 2.2583 | 2.2067 | 3.3099 | 3.1574 | -0.0098918 | 2.4962 | 4.2319 | 5.9675 | 8.4736 | -3.5643 | -1.1737 | 0.48208 | 2.1378 | 4.5284
Non-Residential | All | 2014-09-15 | Per Premise | 19 | Non-Residential¦All¦41897¦Per Premise¦19 | 3.7115 | 2.3975 | 7.7056 | 80.1488 | 16.9936 | 699 | 1900-01-02 15:50 | 1900-01-01 07:23 | 7.0947 | 79.9733 | 13.291 | 699 | 15 | 18 | 0.92791 | 7.1501 | 4663 | 0.61086 | 0.05536 | 0.64276 | 0.50271 | 0.59642 | 0.816 | 0.78002 | -0.43489 | 0.18295 | 0.61086 | 1.0388 | 1.6566 | -0.94428 | -0.35368 | 0.05536 | 0.4644 | 1.055
Non-Residential | All | 2014-09-15 | Aggregate | 20 | Non-Residential¦All¦41897¦Aggregate¦20 | 3.7115 | 2.3975 | 33.7347 | 79.2008 | 78.1352 | 699 | 1900-01-02 15:50 | 1900-01-01 07:23 | 30.9564 | 79.0995 | 57.4637 | 699 | 15 | 18 | 0.92791 | 31.3028 | 4663 | 2.7784 | 0.3464 | 2.9553 | 2.1735 | 2.7423 | 3.6685 | 3.4992 | -1.923 | 0.85458 | 2.7784 | 4.7021 | 7.4798 | -4.138 | -1.4886 | 0.3464 | 2.1814 | 4.8308
Non-Residential | All | 2014-09-16 | Aggregate | 1 | Non-Residential¦All¦41898¦Aggregate¦1 | 3.6591 | 2.3084 | 16.7205 | 74.3591 | 36.2693 | 698 | 1900-01-02 17:03 | 1900-01-01 09:33 | 18.4122 | 74.2693 | 41.6087 | 698 | 16 | 19 | 1.1294 | 18.8835 | 4663 | -1.6917 | 0.47134 | 1.3728 | 1.5749 | 1.5504 | 2.0892 | 2.21 | -4.3692 | -2.7873 | -1.6917 | -0.59607 | 0.9858 | -2.3609 | -0.68759 | 0.47134 | 1.6303 | 3.3036
Non-Residential | All | 2014-09-16 | Aggregate | 8 | Non-Residential¦All¦41898¦Aggregate¦8 | 3.6591 | 2.3084 | 24.6673 | 85.4923 | 61.4772 | 698 | 1900-01-02 17:03 | 1900-01-01 09:33 | 28.4336 | 85.6291 | 60.8145 | 698 | 16 | 19 | 1.1294 | 27.8583 | 4663 | -3.7663 | -0.57524 | 2.3269 | 2.3019 | 2.628 | 3.2731 | 3.4935 | -7.9609 | -5.4827 | -3.7663 | -2.0499 | 0.42839 | -5.0524 | -2.4073 | -0.57524 | 1.2568 | 3.9019
Non-Residential | All | Average Event Day | Per Premise | 21 | Non-Residential¦All¦Average Event Day¦Per Premise¦21 | 3.6848 | 2.352 | 5.846 | 76.5917 | 11.8039 | 1400 | 1900-01-02 16:24 | 1900-01-01 08:21 | 6.0069 | 76.5398 | 12.1388 | 1403 | 15 | 18 | 1.0057 | 5.8791 | 4663 | -0.16096 | -0.12783 | 0.31547 | 0.32408 | 0.31726 | 0.45227 | 0.45352 | -0.74057 | -0.39813 | -0.16096 | 0.07621 | 0.41865 | -0.70904 | -0.36566 | -0.12783 | 0.10999 | 0.45338
Non-Residential | All | Average Event Day | Aggregate | 7 | Non-Residential¦All¦Average Event Day¦Aggregate¦7 | 3.6848 | 2.352 | 19.6078 | 76.0837 | 47.002 | 1400 | 1900-01-02 16:24 | 1900-01-01 08:21 | 20.0012 | 76.029 | 49.9074 | 1403 | 15 | 18 | 1.0057 | 19.7189 | 4663 | -0.3934 | -0.28228 | 1.2562 | 1.3324 | 1.2633 | 1.8312 | 1.8361 | -2.7402 | -1.3537 | -0.3934 | 0.56688 | 1.9534 | -2.6353 | -1.2451 | -0.28228 | 0.68056 | 2.0708
Non-Residential | All | 2014-08-27 | Aggregate | 4 | Non-Residential¦All¦41878¦Aggregate¦4 | 3.6624 | 2.3074 | 12.5128 | 65.9664 | 27.5743 | 700 | 1900-01-02 16:59 | 1900-01-01 09:18 | 14.6728 | 65.7402 | 34.6682 | 704 | 15 | 18 | 1.0921 | 13.6651 | 4663 | -2.16 | -1.0078 | 1.0422 | 1.3066 | 1.1382 | 1.6714 | 1.7328 | -4.302 | -3.0365 | -2.16 | -1.2836 | -0.018122 | -3.2285 | -1.9165 | -1.0078 | -0.099068 | 1.2129
Non-Residential | All | 2014-09-17 | Aggregate | 2 | Non-Residential¦All¦41899¦Aggregate¦2 | 3.7062 | 2.3971 | 18.9939 | 78.8296 | 45.3721 | 699 | 1900-01-02 15:50 | 1900-01-01 07:28 | 16.9097 | 78.7943 | 39.7122 | 697 | 15 | 18 | 0.94259 | 17.9034 | 4663 | 2.0842 | 0.99372 | 1.7161 | 1.5042 | 1.6176 | 2.282 | 2.2089 | -0.84038 | 0.88747 | 2.0842 | 3.2809 | 5.0087 | -1.8371 | -0.16463 | 0.99372 | 2.1521 | 3.8246
Non-Residential | All | 2014-09-15 | Per Premise | 2 | Non-Residential¦All¦41897¦Per Premise¦2 | 3.7115 | 2.3975 | 3.7531 | 73.4727 | 8.605 | 699 | 1900-01-02 15:50 | 1900-01-01 07:23 | 3.2187 | 73.5921 | 6.8755 | 699 | 15 | 18 | 0.92791 | 3.4825 | 4663 | 0.53432 | 0.26376 | 0.32547 | 0.26005 | 0.30201 | 0.41661 | 0.39854 | 0.0004229 | 0.31586 | 0.53432 | 0.75279 | 1.0682 | -0.24699 | 0.054767 | 0.26376 | 0.47276 | 0.77452
Non-Residential | All | 2014-09-16 | Per Premise | 6 | Non-Residential¦All¦41898¦Per Premise¦6 | 3.6591 | 2.3084 | 3.4646 | 73.891 | 8.0744 | 698 | 1900-01-02 17:03 | 1900-01-01 09:33 | 4.299 | 73.8793 | 10.0972 | 698 | 16 | 19 | 1.1294 | 3.9128 | 4663 | -0.83436 | -0.38616 | 0.30562 | 0.38218 | 0.34516 | 0.48935 | 0.51497 | -1.4615 | -1.091 | -0.83436 | -0.57774 | -0.20722 | -1.0461 | -0.65621 | -0.38616 | -0.11611 | 0.2738
Non-Residential | All | Average Event Day | Per Premise | 22 | Non-Residential¦All¦Average Event Day¦Per Premise¦22 | 3.6848 | 2.352 | 4.8692 | 75.8455 | 9.8797 | 1400 | 1900-01-02 16:24 | 1900-01-01 08:21 | 5.1448 | 75.7925 | 10.8481 | 1403 | 15 | 18 | 1.0057 | 4.8968 | 4663 | -0.27562 | -0.24803 | 0.26405 | 0.28962 | 0.26554 | 0.39192 | 0.39293 | -0.77788 | -0.48114 | -0.27562 | -0.0701 | 0.22664 | -0.75158 | -0.45408 | -0.24803 | -0.041977 | 0.25553
Non-Residential | All | 2014-09-17 | Aggregate | 24 | Non-Residential¦All¦41899¦Aggregate¦24 | 3.7062 | 2.3971 | 20.1089 | 71.2822 | 47.0247 | 699 | 1900-01-02 15:50 | 1900-01-01 07:28 | 16.9688 | 71.4447 | 37.7796 | 697 | 15 | 18 | 0.94259 | 18.9544 | 4663 | 3.1401 | 1.9856 | 1.7786 | 1.431 | 1.6765 | 2.2828 | 2.2042 | 0.21452 | 1.943 | 3.1401 | 4.3372 | 6.0657 | -0.83918 | 0.82973 | 1.9856 | 3.1415 | 4.8104
Non-Residential | All | 2014-09-16 | Per Premise | 23 | Non-Residential¦All¦41898¦Per Premise¦23 | 3.6591 | 2.3084 | 4.3436 | 79.4067 | 9.8994 | 698 | 1900-01-02 17:03 | 1900-01-01 09:33 | 5.2262 | 79.5489 | 12.064 | 698 | 16 | 19 | 1.1294 | 4.9055 | 4663 | -0.88261 | -0.3207 | 0.3747 | 0.45663 | 0.42317 | 0.59069 | 0.62256 | -1.6396 | -1.1924 | -0.88261 | -0.57285 | -0.12561 | -1.1185 | -0.64718 | -0.3207 | 0.0057699 | 0.47714
Non-Residential | All | Average Event Day | Aggregate | 12 | Non-Residential¦All¦Average Event Day¦Aggregate¦12 | 3.6848 | 2.352 | 47.1838 | 89.5818 | 78.1633 | 1400 | 1900-01-02 16:24 | 1900-01-01 08:21 | 47.7232 | 89.5405 | 83.6386 | 1403 | 15 | 18 | 1.0057 | 47.4511 | 4663 | -0.53946 | -0.27208 | 2.089 | 2.2329 | 2.1008 | 3.0578 | 3.0659 | -4.4582 | -2.143 | -0.53946 | 1.064 | 3.3792 | -4.2012 | -1.8798 | -0.27208 | 1.3357 | 3.657
Non-Residential | All | 2014-08-27 | Per Premise | 23 | Non-Residential¦All¦41878¦Per Premise¦23 | 3.6624 | 2.3074 | 3.5866 | 75.0831 | 6.9563 | 700 | 1900-01-02 16:59 | 1900-01-01 09:18 | 4.6564 | 74.8476 | 10.7783 | 704 | 15 | 18 | 1.0921 | 3.9169 | 4663 | -1.0697 | -0.73945 | 0.26292 | 0.40622 | 0.28713 | 0.48389 | 0.49746 | -1.6899 | -1.3235 | -1.0697 | -0.81599 | -0.44961 | -1.377 | -1.0003 | -0.73945 | -0.47858 | -0.10193
Non-Residential | All | 2014-09-16 | Per Premise | 8 | Non-Residential¦All¦41898¦Per Premise¦8 | 3.6591 | 2.3084 | 5.29 | 85.4923 | 13.184 | 698 | 1900-01-02 17:03 | 1900-01-01 09:33 | 6.0977 | 85.6291 | 13.0419 | 698 | 16 | 19 | 1.1294 | 5.9743 | 4663 | -0.80769 | -0.12336 | 0.49902 | 0.49364 | 0.56358 | 0.70193 | 0.7492 | -1.7073 | -1.1758 | -0.80769 | -0.4396 | 0.09187 | -1.0835 | -0.51625 | -0.12336 | 0.26952 | 0.83678
Non-Residential | All | 2014-08-27 | Aggregate | 1 | Non-Residential¦All¦41878¦Aggregate¦1 | 3.6624 | 2.3074 | 13.79 | 67.4839 | 28.7029 | 700 | 1900-01-02 16:59 | 1900-01-01 09:18 | 16.2047 | 67.2501 | 38.3409 | 704 | 15 | 18 | 1.0921 | 15.06 | 4663 | -2.4146 | -1.1447 | 1.0849 | 1.445 | 1.1848 | 1.8069 | 1.8686 | -4.7303 | -3.3622 | -2.4146 | -1.4671 | -0.098956 | -3.5395 | -2.1246 | -1.1447 | -0.16483 | 1.25
Non-Residential | All | 2014-08-27 | Per Premise | 9 | Non-Residential¦All¦41878¦Per Premise¦9 | 3.6624 | 2.3074 | 5.6614 | 82.9601 | 12.8796 | 700 | 1900-01-02 16:59 | 1900-01-01 09:18 | 6.8912 | 83.2196 | 15.1276 | 704 | 15 | 18 | 1.0921 | 6.1828 | 4663 | -1.2298 | -0.70841 | 0.4868 | 0.57014 | 0.53163 | 0.74969 | 0.77955 | -2.1905 | -1.6229 | -1.2298 | -0.83662 | -0.26899 | -1.7074 | -1.1172 | -0.70841 | -0.29961 | 0.29062
Non-Residential | All | 2014-09-17 | Aggregate | 7 | Non-Residential¦All¦41899¦Aggregate¦7 | 3.7062 | 2.3971 | 25.9699 | 81.9386 | 64.0798 | 699 | 1900-01-02 15:50 | 1900-01-01 07:28 | 20.3207 | 81.9021 | 51.4225 | 697 | 15 | 18 | 0.94259 | 24.4789 | 4663 | 5.6492 | 4.1583 | 2.4237 | 1.9478 | 2.2846 | 3.1094 | 3.0022 | 1.6644 | 4.0186 | 5.6492 | 7.2798 | 9.634 | 0.31081 | 2.5839 | 4.1583 | 5.7326 | 8.0057
Non-Residential | All | 2014-07-29 | Aggregate | 11 | Non-Residential¦All¦41849¦Aggregate¦11 | 3.7202 | 2.3863 | 41.39 | 85.7155 | 69.1252 | 712 | 1900-01-02 16:12 | 1900-01-01 06:57 | 38.524 | 85.495 | 68.0134 | 711 | 16 | 19 | 0.91192 | 37.7445 | 4663 | 2.866 | -0.77946 | 2.5906 | 2.5507 | 2.3624 | 3.6355 | 3.4766 | -1.7931 | 0.95951 | 2.866 | 4.7725 | 7.5251 | -5.235 | -2.6026 | -0.77946 | 1.0437 | 3.676
Non-Residential | All | 2014-09-16 | Aggregate | 9 | Non-Residential¦All¦41898¦Aggregate¦9 | 3.6591 | 2.3084 | 33.7485 | 88.8669 | 73.6114 | 698 | 1900-01-02 17:03 | 1900-01-01 09:33 | 37.1456 | 89.1837 | 70.7183 | 698 | 16 | 19 | 1.1294 | 38.1144 | 4663 | -3.397 | 0.96876 | 2.7862 | 2.6767 | 3.1467 | 3.8637 | 4.1311 | -8.3485 | -5.4232 | -3.397 | -1.3709 | 1.5545 | -4.3255 | -1.1976 | 0.96876 | 3.1351 | 6.263
Non-Residential | All | 2014-07-29 | Aggregate | 14 | Non-Residential¦All¦41849¦Aggregate¦14 | 3.7202 | 2.3863 | 45.8045 | 87.3829 | 73.6188 | 712 | 1900-01-02 16:12 | 1900-01-01 06:57 | 41.3899 | 87.1154 | 66.5417 | 711 | 16 | 19 | 0.91192 | 41.7703 | 4663 | 4.4146 | 0.38034 | 2.759 | 2.4955 | 2.516 | 3.7202 | 3.5437 | -0.35297 | 2.4637 | 4.4146 | 6.3655 | 9.1822 | -4.1611 | -1.478 | 0.38034 | 2.2386 | 4.9218
Non-Residential | All | 2014-07-29 | Per Premise | 8 | Non-Residential¦All¦41849¦Per Premise¦8 | 3.7202 | 2.3863 | 5.3631 | 78.6574 | 12.1686 | 712 | 1900-01-02 16:12 | 1900-01-01 06:57 | 4.5619 | 78.5059 | 10.7064 | 711 | 16 | 19 | 0.91192 | 4.8907 | 4663 | 0.80118 | 0.32882 | 0.45604 | 0.40152 | 0.41587 | 0.60761 | 0.57807 | 0.022496 | 0.48255 | 0.80118 | 1.1198 | 1.5799 | -0.41201 | 0.025683 | 0.32882 | 0.63197 | 1.0697
Non-Residential | All | 2014-09-17 | Aggregate | 18 | Non-Residential¦All¦41899¦Aggregate¦18 | 3.7062 | 2.3971 | 41.7176 | 77.3458 | 79.6834 | 699 | 1900-01-02 15:50 | 1900-01-01 07:28 | 36.0815 | 77.2124 | 65.9941 | 697 | 15 | 18 | 0.94259 | 39.3226 | 4663 | 5.6361 | 3.2411 | 3.0139 | 2.4997 | 2.8409 | 3.9156 | 3.7841 | 0.61805 | 3.5828 | 5.6361 | 7.6895 | 10.6542 | -1.6084 | 1.2567 | 3.2411 | 5.2254 | 8.0905
Non-Residential | All | 2014-07-29 | Aggregate | 3 | Non-Residential¦All¦41849¦Aggregate¦3 | 3.7202 | 2.3863 | 15.6064 | 69.7335 | 38.2253 | 712 | 1900-01-02 16:12 | 1900-01-01 06:57 | 13.1653 | 69.8771 | 27.7969 | 711 | 16 | 19 | 0.91192 | 14.2318 | 4663 | 2.441 | 1.0665 | 1.4326 | 1.0425 | 1.3064 | 1.7717 | 1.6713 | 0.17048 | 1.5119 | 2.441 | 3.3701 | 4.7115 | -1.0754 | 0.19002 | 1.0665 | 1.9429 | 3.2084
Non-Residential | All | 2014-09-17 | Per Premise | 17 | Non-Residential¦All¦41899¦Per Premise¦17 | 3.7062 | 2.3971 | 10.0105 | 81.0668 | 17.5561 | 699 | 1900-01-02 15:50 | 1900-01-01 07:28 | 8.7746 | 80.8321 | 15.9489 | 697 | 15 | 18 | 0.94259 | 9.4358 | 4663 | 1.2359 | 0.66121 | 0.66403 | 0.60411 | 0.62591 | 0.89771 | 0.86989 | 0.085467 | 0.76517 | 1.2359 | 1.7067 | 2.3864 | -0.45359 | 0.20504 | 0.66121 | 1.1174 | 1.776
Non-Residential | All | 2014-08-27 | Per Premise | 4 | Non-Residential¦All¦41878¦Per Premise¦4 | 3.6624 | 2.3074 | 2.6834 | 65.9664 | 5.9134 | 700 | 1900-01-02 16:59 | 1900-01-01 09:18 | 3.1466 | 65.7402 | 7.4347 | 704 | 15 | 18 | 1.0921 | 2.9305 | 4663 | -0.46323 | -0.21612 | 0.22351 | 0.28021 | 0.24409 | 0.35843 | 0.37161 | -0.92258 | -0.65119 | -0.46323 | -0.27527 | -0.0038863 | -0.69236 | -0.41099 | -0.21612 | -0.021245 | 0.26012
Non-Residential | All | 2014-07-29 | Per Premise | 1 | Non-Residential¦All¦41849¦Per Premise¦1 | 3.7202 | 2.3863 | 3.6276 | 70.773 | 8.7112 | 712 | 1900-01-02 16:12 | 1900-01-01 06:57 | 3.1494 | 70.8853 | 6.6996 | 711 | 16 | 19 | 0.91192 | 3.3081 | 4663 | 0.47827 | 0.15876 | 0.32646 | 0.25126 | 0.29771 | 0.41196 | 0.38956 | -0.049674 | 0.26224 | 0.47827 | 0.6943 | 1.0062 | -0.34048 | -0.045524 | 0.15876 | 0.36305 | 0.65801
Non-Residential | All | 2014-09-17 | Per Premise | 6 | Non-Residential¦All¦41899¦Per Premise¦6 | 3.7062 | 2.3971 | 4.6943 | 76.5986 | 11.2464 | 699 | 1900-01-02 15:50 | 1900-01-01 07:28 | 3.8005 | 76.6878 | 9.7197 | 697 | 15 | 18 | 0.94259 | 4.4248 | 4663 | 0.89382 | 0.62431 | 0.42538 | 0.36816 | 0.40096 | 0.56257 | 0.54434 | 0.17285 | 0.5988 | 0.89382 | 1.1888 | 1.6148 | -0.073293 | 0.33886 | 0.62431 | 0.90976 | 1.3219
Non-Residential | All | 2014-09-17 | Aggregate | 100 | Non-Residential¦All¦41899¦Aggregate¦100 | 3.7062 | 2.3971 | 47.6865 | 81.8839 | 82.7089 | 2796 | 1900-01-02 15:50 | 1900-01-01 07:28 | 41.4113 | 81.6393 | 75.5821 | 2788 | 15 | 18 | 0.94259 | 44.9487 | 4663 | 6.2752 | 3.5375 | 1.5642 | 1.4314 | 1.4744 | 2.1203 | 2.0549 | 3.5579 | 5.1633 | 6.2752 | 7.3871 | 8.9925 | 0.90396 | 2.4599 | 3.5375 | 4.6151 | 6.171
Non-Residential | All | 2014-08-27 | Aggregate | 16 | Non-Residential¦All¦41878¦Aggregate¦16 | 3.6624 | 2.3074 | 42.0112 | 85.2119 | 68.1391 | 700 | 1900-01-02 16:59 | 1900-01-01 09:18 | 41.0408 | 85.4105 | 66.982 | 704 | 15 | 18 | 1.0921 | 45.8799 | 4663 | 0.97039 | 4.8391 | 2.5754 | 2.5245 | 2.8126 | 3.6063 | 3.7794 | -3.6513 | -0.92078 | 0.97039 | 2.8616 | 5.5921 | -0.0043081 | 2.8572 | 4.8391 | 6.821 | 9.6826
Non-Residential | All | Average Event Day | Aggregate | 22 | Non-Residential¦All¦Average Event Day¦Aggregate¦22 | 3.6848 | 2.352 | 22.7049 | 75.8455 | 46.069 | 1400 | 1900-01-02 16:24 | 1900-01-01 08:21 | 23.9901 | 75.7925 | 50.5846 | 1403 | 15 | 18 | 1.0057 | 22.8336 | 4663 | -1.2852 | -1.1566 | 1.2312 | 1.3505 | 1.2382 | 1.8275 | 1.8322 | -3.6273 | -2.2436 | -1.2852 | -0.32688 | 1.0568 | -3.5046 | -2.1174 | -1.1566 | -0.19574 | 1.1915
Non-Residential | All | 2014-07-29 | Per Premise | 6 | Non-Residential¦All¦41849¦Per Premise¦6 | 3.7202 | 2.3863 | 3.7332 | 70.8206 | 9.4427 | 712 | 1900-01-02 16:12 | 1900-01-01 06:57 | 2.9578 | 70.9419 | 6.6078 | 711 | 16 | 19 | 0.91192 | 3.4044 | 4663 | 0.77541 | 0.44661 | 0.35388 | 0.24781 | 0.32271 | 0.43202 | 0.40688 | 0.22175 | 0.54886 | 0.77541 | 1.002 | 1.3291 | -0.074835 | 0.23324 | 0.44661 | 0.65998 | 0.96805
Non-Residential | All | 2014-09-16 | Aggregate | 14 | Non-Residential¦All¦41898¦Aggregate¦14 | 3.6591 | 2.3084 | 50.2265 | 93.5819 | 91.6848 | 698 | 1900-01-02 17:03 | 1900-01-01 09:33 | 55.8411 | 93.88 | 92.4423 | 698 | 16 | 19 | 1.1294 | 56.724 | 4663 | -5.6145 | 0.8829 | 3.4703 | 3.499 | 3.9193 | 4.9281 | 5.2539 | -11.9301 | -8.1988 | -5.6145 | -3.0302 | 0.70107 | -5.8502 | -1.8722 | 0.8829 | 3.6381 | 7.616
Non-Residential | All | 2014-09-16 | Per Premise | 13 | Non-Residential¦All¦41898¦Per Premise¦13 | 3.6591 | 2.3084 | 10.9034 | 91.0925 | 19.4774 | 698 | 1900-01-02 17:03 | 1900-01-01 09:33 | 11.9721 | 91.1506 | 19.6937 | 698 | 16 | 19 | 1.1294 | 12.3138 | 4663 | -1.0687 | 0.34179 | 0.73723 | 0.74542 | 0.8326 | 1.0484 | 1.1175 | -2.4123 | -1.6185 | -1.0687 | -0.51891 | 0.27489 | -1.0904 | -0.24424 | 0.34179 | 0.92782 | 1.774
Non-Residential | All | 2014-07-29 | Aggregate | 19 | Non-Residential¦All¦41849¦Aggregate¦19 | 3.7202 | 2.3863 | 31.3323 | 75.141 | 57.6857 | 712 | 1900-01-02 16:12 | 1900-01-01 06:57 | 27.4777 | 75.0224 | 49.2696 | 711 | 16 | 19 | 0.91192 | 28.5727 | 4663 | 3.8546 | 1.095 | 2.1619 | 1.8478 | 1.9715 | 2.8439 | 2.702 | 0.20994 | 2.3632 | 3.8546 | 5.3459 | 7.4992 | -2.3678 | -0.32198 | 1.095 | 2.5119 | 4.5577
Non-Residential | All | Average Event Day | Per Premise | 3 | Non-Residential¦All¦Average Event Day¦Per Premise¦3 | 3.6848 | 2.352 | 3.2811 | 71.4725 | 7.6662 | 1400 | 1900-01-02 16:24 | 1900-01-01 08:21 | 3.2343 | 71.3751 | 7.4381 | 1403 | 15 | 18 | 1.0057 | 3.2997 | 4663 | 0.046821 | 0.065415 | 0.20489 | 0.19858 | 0.20605 | 0.28533 | 0.28616 | -0.31884 | -0.10281 | 0.046821 | 0.19645 | 0.41248 | -0.30132 | -0.084649 | 0.065415 | 0.21548 | 0.43215
Non-Residential | All | 2014-07-29 | Aggregate | 9 | Non-Residential¦All¦41849¦Aggregate¦9 | 3.7202 | 2.3863 | 31.0488 | 81.204 | 62.5768 | 712 | 1900-01-02 16:12 | 1900-01-01 06:57 | 27.9898 | 80.946 | 59.3446 | 711 | 16 | 19 | 0.91192 | 28.3141 | 4663 | 3.059 | 0.32437 | 2.3452 | 2.2256 | 2.1386 | 3.2331 | 3.0866 | -1.0844 | 1.3636 | 3.059 | 4.7545 | 7.2024 | -3.6312 | -1.2942 | 0.32437 | 1.943 | 4.28
Non-Residential | All | 2014-09-17 | Aggregate | 6 | Non-Residential¦All¦41899¦Aggregate¦6 | 3.7062 | 2.3971 | 21.8897 | 76.5986 | 52.4421 | 699 | 1900-01-02 15:50 | 1900-01-01 07:28 | 17.7219 | 76.6878 | 45.3229 | 697 | 15 | 18 | 0.94259 | 20.633 | 4663 | 4.1679 | 2.9112 | 1.9835 | 1.7167 | 1.8697 | 2.6233 | 2.5383 | 0.80599 | 2.7922 | 4.1679 | 5.5435 | 7.5297 | -0.34177 | 1.5801 | 2.9112 | 4.2422 | 6.1641
Non-Residential | All | 2014-09-17 | Aggregate | 10 | Non-Residential¦All¦41899¦Aggregate¦10 | 3.7062 | 2.3971 | 47.1476 | 91.5108 | 85.1003 | 699 | 1900-01-02 15:50 | 1900-01-01 07:28 | 43.9673 | 91.1869 | 84.5012 | 697 | 15 | 18 | 0.94259 | 44.4408 | 4663 | 3.1802 | 0.47344 | 3.2188 | 3.2007 | 3.034 | 4.5393 | 4.4102 | -2.6371 | 0.79982 | 3.1802 | 5.5606 | 8.9976 | -5.1784 | -1.8393 | 0.47344 | 2.7861 | 6.1253
Non-Residential | All | 2014-09-17 | Aggregate | 3 | Non-Residential¦All¦41899¦Aggregate¦3 | 3.7062 | 2.3971 | 18.7752 | 78.5341 | 46.1118 | 699 | 1900-01-02 15:50 | 1900-01-01 07:28 | 16.1765 | 78.515 | 38.0283 | 697 | 15 | 18 | 0.94259 | 17.6973 | 4663 | 2.5987 | 1.5208 | 1.7441 | 1.4404 | 1.644 | 2.262 | 2.1857 | -0.3002 | 1.4125 | 2.5987 | 3.7849 | 5.4976 | -1.2803 | 0.37459 | 1.5208 | 2.667 | 4.3219
Non-Residential | All | Average Event Day | Per Premise | 14 | Non-Residential¦All¦Average Event Day¦Per Premise¦14 | 3.6848 | 2.352 | 10.2957 | 87.3341 | 17.3732 | 1400 | 1900-01-02 16:24 | 1900-01-01 08:21 | 10.354 | 87.3362 | 17.4393 | 1403 | 15 | 18 | 1.0057 | 10.354 | 4663 | -0.058344 | 4.75e-08 | 0.46432 | 0.46559 | 0.46695 | 0.65754 | 0.6594 | -0.90102 | -0.40316 | -0.058344 | 0.28647 | 0.78433 | -0.84506 | -0.34579 | 4.75e-08 | 0.34579 | 0.84506
Non-Residential | All | 2014-09-16 | Aggregate | 22 | Non-Residential¦All¦41898¦Aggregate¦22 | 3.6591 | 2.3084 | 23.5862 | 79.6496 | 50.795 | 698 | 1900-01-02 17:03 | 1900-01-01 09:33 | 28.2545 | 79.8 | 59.7286 | 698 | 16 | 19 | 1.1294 | 26.6374 | 4663 | -4.6683 | -1.6171 | 1.9226 | 2.2608 | 2.1713 | 2.9677 | 3.1346 | -8.4716 | -6.2246 | -4.6683 | -3.112 | -0.86499 | -5.6343 | -3.2609 | -1.6171 | 0.026654 | 2.4
Non-Residential | All | 2014-07-29 | Aggregate | 12 | Non-Residential¦All¦41849¦Aggregate¦12 | 3.7202 | 2.3863 | 44.2469 | 85.8669 | 71.8611 | 712 | 1900-01-02 16:12 | 1900-01-01 06:57 | 40.8791 | 85.6279 | 68.6588 | 711 | 16 | 19 | 0.91192 | 40.3499 | 4663 | 3.3678 | -0.52925 | 2.6931 | 2.5749 | 2.4559 | 3.726 | 3.5583 | -1.4072 | 1.4139 | 3.3678 | 5.3217 | 8.1429 | -5.0894 | -2.3952 | -0.52925 | 1.3367 | 4.0309
Non-Residential | All | 2014-09-15 | Per Premise | 18 | Non-Residential¦All¦41897¦Per Premise¦18 | 3.7115 | 2.3975 | 8.7046 | 82.283 | 17.3387 | 699 | 1900-01-02 15:50 | 1900-01-01 07:23 | 7.5235 | 82.0461 | 13.8132 | 699 | 15 | 18 | 0.92791 | 8.077 | 4663 | 1.1811 | 0.55357 | 0.65581 | 0.52246 | 0.60853 | 0.83848 | 0.80205 | 0.10653 | 0.74139 | 1.1811 | 1.6208 | 2.2556 | -0.47429 | 0.13298 | 0.55357 | 0.97416 | 1.5814
Non-Residential | All | 2014-09-16 | Aggregate | 4 | Non-Residential¦All¦41898¦Aggregate¦4 | 3.6591 | 2.3084 | 14.6982 | 73.3712 | 30.3205 | 698 | 1900-01-02 17:03 | 1900-01-01 09:33 | 16.5925 | 73.2237 | 39.1197 | 698 | 16 | 19 | 1.1294 | 16.5996 | 4663 | -1.8943 | 0.0070891 | 1.1477 | 1.4807 | 1.2961 | 1.8734 | 1.9678 | -4.2952 | -2.8767 | -1.8943 | -0.9119 | 0.50654 | -2.5148 | -1.0248 | 0.0070891 | 1.039 | 2.529
Non-Residential | All | 2014-08-27 | Per Premise | 6 | Non-Residential¦All¦41878¦Per Premise¦6 | 3.6624 | 2.3074 | 2.8599 | 66.7038 | 6.5115 | 700 | 1900-01-02 16:59 | 1900-01-01 09:18 | 3.771 | 66.4572 | 9.2333 | 704 | 15 | 18 | 1.0921 | 3.1233 | 4663 | -0.9111 | -0.64773 | 0.24611 | 0.34799 | 0.26878 | 0.42623 | 0.4397 | -1.4573 | -1.1346 | -0.9111 | -0.68758 | -0.36486 | -1.2112 | -0.87831 | -0.64773 | -0.41715 | -0.084224
Non-Residential | All | 2014-07-29 | Per Premise | 100 | Non-Residential¦All¦41849¦Per Premise¦100 | 3.7202 | 2.3863 | 7.9579 | 78.5415 | 13.0128 | 2848 | 1900-01-02 16:12 | 1900-01-01 06:57 | 7.1589 | 78.3516 | 11.9274 | 2844 | 16 | 19 | 0.91192 | 7.257 | 4663 | 0.79898 | 0.098084 | 0.24384 | 0.22366 | 0.22236 | 0.33088 | 0.31538 | 0.37494 | 0.62547 | 0.79898 | 0.97249 | 1.223 | -0.3061 | -0.067303 | 0.098084 | 0.26347 | 0.50226
Non-Residential | All | Average Event Day | Aggregate | 19 | Non-Residential¦All¦Average Event Day¦Aggregate¦19 | 3.6848 | 2.352 | 33.2439 | 78.3462 | 64.7487 | 1400 | 1900-01-02 16:24 | 1900-01-01 08:21 | 33.9255 | 78.251 | 63.7888 | 1403 | 15 | 18 | 1.0057 | 33.4323 | 4663 | -0.68162 | -0.49324 | 1.7305 | 1.703 | 1.7403 | 2.4279 | 2.4349 | -3.7931 | -1.9548 | -0.68162 | 0.59158 | 2.4299 | -3.6137 | -1.7701 | -0.49324 | 0.78364 | 2.6272
Non-Residential | All | 2014-09-16 | Aggregate | 11 | Non-Residential¦All¦41898¦Aggregate¦11 | 3.6591 | 2.3084 | 47.1414 | 93.8152 | 87.5706 | 698 | 1900-01-02 17:03 | 1900-01-01 09:33 | 51.4297 | 94.2954 | 81.8543 | 698 | 16 | 19 | 1.1294 | 53.2398 | 4663 | -4.2883 | 1.81 | 3.3146 | 3.0982 | 3.7434 | 4.5371 | 4.8592 | -10.1029 | -6.6676 | -4.2883 | -1.909 | 1.5263 | -4.4173 | -0.73813 | 1.81 | 4.3582 | 8.0374
Non-Residential | All | 2014-09-16 | Per Premise | 11 | Non-Residential¦All¦41898¦Per Premise¦11 | 3.6591 | 2.3084 | 10.1097 | 93.8152 | 18.7799 | 698 | 1900-01-02 17:03 | 1900-01-01 09:33 | 11.0293 | 94.2954 | 17.554 | 698 | 16 | 19 | 1.1294 | 11.4175 | 4663 | -0.91964 | 0.38817 | 0.71083 | 0.66443 | 0.80278 | 0.97301 | 1.0421 | -2.1666 | -1.4299 | -0.91964 | -0.4094 | 0.32732 | -0.9473 | -0.15829 | 0.38817 | 0.93464 | 1.7236
Non-Residential | All | 2014-08-27 | Per Premise | 21 | Non-Residential¦All¦41878¦Per Premise¦21 | 3.6624 | 2.3074 | 5.2637 | 77.0897 | 10.024 | 700 | 1900-01-02 16:59 | 1900-01-01 09:18 | 6.2095 | 76.9647 | 13.0489 | 704 | 15 | 18 | 1.0921 | 5.7485 | 4663 | -0.94581 | -0.46108 | 0.37887 | 0.4918 | 0.41376 | 0.62081 | 0.6427 | -1.7414 | -1.2714 | -0.94581 | -0.62025 | -0.1502 | -1.2847 | -0.79811 | -0.46108 | -0.12404 | 0.36258
Non-Residential | All | 2014-08-27 | Per Premise | 8 | Non-Residential¦All¦41878¦Per Premise¦8 | 3.6624 | 2.3074 | 4.1778 | 77.659 | 10.3319 | 700 | 1900-01-02 16:59 | 1900-01-01 09:18 | 5.4034 | 77.691 | 13.0559 | 704 | 15 | 18 | 1.0921 | 4.5625 | 4663 | -1.2256 | -0.84088 | 0.39051 | 0.49206 | 0.42647 | 0.62819 | 0.65116 | -2.0307 | -1.555 | -1.2256 | -0.89619 | -0.42055 | -1.6754 | -1.1823 | -0.84088 | -0.49942 | -0.0063926
Non-Residential | All | Average Event Day | Aggregate | 4 | Non-Residential¦All¦Average Event Day¦Aggregate¦4 | 3.6848 | 2.352 | 14.9955 | 70.5872 | 35.2113 | 1400 | 1900-01-02 16:24 | 1900-01-01 08:21 | 14.8598 | 70.4977 | 34.0524 | 1403 | 15 | 18 | 1.0057 | 15.0805 | 4663 | 0.13573 | 0.22071 | 0.94106 | 0.90912 | 0.9464 | 1.3085 | 1.3123 | -1.5411 | -0.55043 | 0.13573 | 0.82189 | 1.8126 | -1.4611 | -0.46747 | 0.22071 | 0.90888 | 1.9025
Non-Residential | All | 2014-07-29 | Aggregate | 22 | Non-Residential¦All¦41849¦Aggregate¦22 | 3.7202 | 2.3863 | 23.961 | 71.0444 | 49.3215 | 712 | 1900-01-02 16:12 | 1900-01-01 06:57 | 20.0799 | 71.0813 | 38.8745 | 711 | 16 | 19 | 0.91192 | 21.8507 | 4663 | 3.8811 | 1.7708 | 1.8484 | 1.4579 | 1.6856 | 2.3542 | 2.2286 | 0.86416 | 2.6466 | 3.8811 | 5.1157 | 6.8981 | -1.0853 | 0.60207 | 1.7708 | 2.9394 | 4.6268
Non-Residential | All | Average Event Day | Aggregate | 5 | Non-Residential¦All¦Average Event Day¦Aggregate¦5 | 3.6848 | 2.352 | 15.3589 | 70.7844 | 36.6492 | 1400 | 1900-01-02 16:24 | 1900-01-01 08:21 | 15.3105 | 70.6956 | 35.8689 | 1403 | 15 | 18 | 1.0057 | 15.4459 | 4663 | 0.048403 | 0.13544 | 0.97949 | 0.95761 | 0.98504 | 1.3698 | 1.3738 | -1.7071 | -0.66993 | 0.048403 | 0.76674 | 1.8039 | -1.6252 | -0.58498 | 0.13544 | 0.85586 | 1.896
Non-Residential | All | Average Event Day | Aggregate | 6 | Non-Residential¦All¦Average Event Day¦Aggregate¦6 | 3.6848 | 2.352 | 16.9081 | 70.4963 | 40.4328 | 1400 | 1900-01-02 16:24 | 1900-01-01 08:21 | 17.1432 | 70.4244 | 42.0506 | 1403 | 15 | 18 | 1.0057 | 17.0039 | 4663 | -0.23516 | -0.13934 | 1.0806 | 1.1226 | 1.0867 | 1.5582 | 1.5625 | -2.2321 | -1.0523 | -0.23516 | 0.58198 | 1.7618 | -2.1417 | -0.9587 | -0.13934 | 0.68002 | 1.8631
Non-Residential | All | Average Event Day | Per Premise | 1 | Non-Residential¦All¦Average Event Day¦Per Premise¦1 | 3.6848 | 2.352 | 3.526 | 72.2965 | 7.9305 | 1400 | 1900-01-02 16:24 | 1900-01-01 08:21 | 3.4907 | 72.1756 | 8.0358 | 1403 | 15 | 18 | 1.0057 | 3.546 | 4663 | 0.035269 | 0.05525 | 0.21195 | 0.21454 | 0.21315 | 0.30158 | 0.30242 | -0.35122 | -0.12288 | 0.035269 | 0.19342 | 0.42176 | -0.33232 | -0.10334 | 0.05525 | 0.21384 | 0.44282
Non-Residential | All | 2014-09-16 | Aggregate | 3 | Non-Residential¦All¦41898¦Aggregate¦3 | 3.6591 | 2.3084 | 14.8017 | 73.3289 | 30.2938 | 698 | 1900-01-02 17:03 | 1900-01-01 09:33 | 17.0071 | 73.2076 | 39.0806 | 698 | 16 | 19 | 1.1294 | 16.7164 | 4663 | -2.2054 | -0.29065 | 1.1466 | 1.4792 | 1.295 | 1.8716 | 1.966 | -4.604 | -3.1869 | -2.2054 | -1.224 | 0.19311 | -2.8101 | -1.3216 | -0.29065 | 0.7403 | 2.2288
Non-Residential | All | Average Event Day | Per Premise | 18 | Non-Residential¦All¦Average Event Day¦Per Premise¦18 | 3.6848 | 2.352 | 8.1114 | 80.5196 | 15.0262 | 1400 | 1900-01-02 16:24 | 1900-01-01 08:21 | 7.5956 | 80.4787 | 13.9373 | 1403 | 15 | 18 | 1.0057 | 8.1574 | 4663 | 0.51584 | 0.56181 | 0.40159 | 0.37209 | 0.40387 | 0.54748 | 0.54915 | -0.18577 | 0.22875 | 0.51584 | 0.80294 | 1.2175 | -0.14195 | 0.27384 | 0.56181 | 0.84978 | 1.2656
Non-Residential | All | 2014-07-29 | Per Premise | 16 | Non-Residential¦All¦41849¦Per Premise¦16 | 3.7202 | 2.3863 | 9.1303 | 81.8938 | 13.8469 | 712 | 1900-01-02 16:12 | 1900-01-01 06:57 | 8.2227 | 81.6101 | 12.9135 | 711 | 16 | 19 | 0.91192 | 8.3261 | 4663 | 0.90754 | 0.10338 | 0.51893 | 0.48429 | 0.47323 | 0.70981 | 0.67712 | -0.0021214 | 0.53531 | 0.90754 | 1.2798 | 1.8172 | -0.76438 | -0.2517 | 0.10338 | 0.45846 | 0.97114
Non-Residential | All | 2014-09-15 | Aggregate | 9 | Non-Residential¦All¦41897¦Aggregate¦9 | 3.7115 | 2.3975 | 36.5958 | 85.8897 | 69.5822 | 699 | 1900-01-02 15:50 | 1900-01-01 07:23 | 33.8194 | 85.5723 | 71.9566 | 699 | 15 | 18 | 0.92791 | 33.9576 | 4663 | 2.7764 | 0.13815 | 2.6318 | 2.7216 | 2.4421 | 3.786 | 3.6567 | -2.0756 | 0.79098 | 2.7764 | 4.7618 | 7.6284 | -4.5481 | -1.7794 | 0.13815 | 2.0557 | 4.8244
Non-Residential | All | Average Event Day | Aggregate | 13 | Non-Residential¦All¦Average Event Day¦Aggregate¦13 | 3.6848 | 2.352 | 47.3885 | 88.2677 | 77.1259 | 1400 | 1900-01-02 16:24 | 1900-01-01 08:21 | 48.0047 | 88.2483 | 81.8775 | 1403 | 15 | 18 | 1.0057 | 47.657 | 4663 | -0.61624 | -0.3477 | 2.0613 | 2.1859 | 2.073 | 3.0045 | 3.0125 | -4.4667 | -2.1918 | -0.61624 | 0.95933 | 3.2342 | -4.2084 | -1.9275 | -0.3477 | 1.2321 | 3.513
Non-Residential | All | Average Event Day | Aggregate | 2 | Non-Residential¦All¦Average Event Day¦Aggregate¦2 | 3.6848 | 2.352 | 15.8538 | 71.4853 | 36.2097 | 1400 | 1900-01-02 16:24 | 1900-01-01 08:21 | 15.7462 | 71.3794 | 36.3373 | 1403 | 15 | 18 | 1.0057 | 15.9436 | 4663 | 0.10761 | 0.19745 | 0.96774 | 0.97012 | 0.97323 | 1.3703 | 1.3742 | -1.6485 | -0.61096 | 0.10761 | 0.82619 | 1.8637 | -1.5636 | -0.52315 | 0.19745 | 0.91806 | 1.9585
Non-Residential | All | Average Event Day | Per Premise | 4 | Non-Residential¦All¦Average Event Day¦Per Premise¦4 | 3.6848 | 2.352 | 3.2159 | 70.5872 | 7.5512 | 1400 | 1900-01-02 16:24 | 1900-01-01 08:21 | 3.1867 | 70.4977 | 7.3027 | 1403 | 15 | 18 | 1.0057 | 3.2341 | 4663 | 0.029108 | 0.047332 | 0.20181 | 0.19496 | 0.20296 | 0.28061 | 0.28143 | -0.3305 | -0.11804 | 0.029108 | 0.17626 | 0.38872 | -0.31334 | -0.10025 | 0.047332 | 0.19491 | 0.408
Non-Residential | All | Average Event Day | Aggregate | 10 | Non-Residential¦All¦Average Event Day¦Aggregate¦10 | 3.6848 | 2.352 | 39.0581 | 88.5081 | 72.5987 | 1400 | 1900-01-02 16:24 | 1900-01-01 08:21 | 40.2576 | 88.4349 | 77.5935 | 1403 | 15 | 18 | 1.0057 | 39.2794 | 4663 | -1.1995 | -0.97819 | 1.9403 | 2.0716 | 1.9513 | 2.8383 | 2.8458 | -4.837 | -2.6879 | -1.1995 | 0.28889 | 2.4379 | -4.6253 | -2.4705 | -0.97819 | 0.51418 | 2.6689
Non-Residential | All | 2014-09-15 | Per Premise | 100 | Non-Residential¦All¦41897¦Per Premise¦100 | 3.7115 | 2.3975 | 10.0282 | 86.6916 | 17.7653 | 2796 | 1900-01-02 15:50 | 1900-01-01 07:23 | 8.7403 | 86.345 | 16.1389 | 2796 | 15 | 18 | 0.92791 | 9.3052 | 4663 | 1.2879 | 0.56495 | 0.33597 | 0.30521 | 0.31175 | 0.45391 | 0.43629 | 0.70618 | 1.0499 | 1.2879 | 1.5259 | 1.8696 | 0.0058265 | 0.33616 | 0.56495 | 0.79374 | 1.1241
Non-Residential | All | 2014-08-27 | Aggregate | 7 | Non-Residential¦All¦41878¦Aggregate¦7 | 3.6624 | 2.3074 | 14.9881 | 73.5125 | 34.6227 | 700 | 1900-01-02 16:59 | 1900-01-01 09:18 | 20.8023 | 73.4458 | 52.0817 | 704 | 15 | 18 | 1.0921 | 16.3683 | 4663 | -5.8142 | -4.434 | 1.3086 | 1.9629 | 1.4291 | 2.3591 | 2.428 | -8.8376 | -7.0514 | -5.8142 | -4.5771 | -2.7909 | -7.5457 | -5.7073 | -4.434 | -3.1607 | -1.3224
Non-Residential | All | 2014-09-17 | Per Premise | 19 | Non-Residential¦All¦41899¦Per Premise¦19 | 3.7062 | 2.3971 | 7.9678 | 75.6795 | 15.2454 | 699 | 1900-01-02 15:50 | 1900-01-01 07:28 | 7.3751 | 75.5615 | 13.2685 | 697 | 15 | 18 | 0.94259 | 7.5104 | 4663 | 0.59272 | 0.13528 | 0.57663 | 0.50258 | 0.54353 | 0.76491 | 0.74028 | -0.38755 | 0.1916 | 0.59272 | 0.99384 | 1.573 | -0.81342 | -0.25292 | 0.13528 | 0.52348 | 1.084
Non-Residential | All | 2014-09-16 | Per Premise | 100 | Non-Residential¦All¦41898¦Per Premise¦100 | 3.6591 | 2.3084 | 8.9614 | 88.8714 | 16.2917 | 2792 | 1900-01-02 17:03 | 1900-01-01 09:33 | 9.2683 | 88.9561 | 17.6906 | 2792 | 16 | 19 | 1.1294 | 10.1207 | 4663 | -0.3069 | 0.85237 | 0.30832 | 0.3348 | 0.34821 | 0.45514 | 0.48305 | -0.89019 | -0.54558 | -0.3069 | -0.068225 | 0.27639 | 0.23331 | 0.59906 | 0.85237 | 1.1057 | 1.4714
Non-Residential | All | Average Event Day | Aggregate | 20 | Non-Residential¦All¦Average Event Day¦Aggregate¦20 | 3.6848 | 2.352 | 30.9957 | 77.6392 | 62.8322 | 1400 | 1900-01-02 16:24 | 1900-01-01 08:21 | 31.6351 | 77.5963 | 62.1437 | 1403 | 15 | 18 | 1.0057 | 31.1713 | 4663 | -0.6394 | -0.46375 | 1.6793 | 1.6591 | 1.6888 | 2.3606 | 2.3674 | -3.6646 | -1.8773 | -0.6394 | 0.59851 | 2.3858 | -3.4977 | -1.7052 | -0.46375 | 0.77771 | 2.5702
Non-Residential | All | 2014-09-16 | Per Premise | 18 | Non-Residential¦All¦41898¦Per Premise¦18 | 3.6591 | 2.3084 | 8.4625 | 88.1822 | 15.2971 | 698 | 1900-01-02 17:03 | 1900-01-01 09:33 | 8.7092 | 88.2826 | 17.2458 | 698 | 16 | 19 | 1.1294 | 9.5572 | 4663 | -0.24667 | 0.84806 | 0.57901 | 0.65276 | 0.65391 | 0.87255 | 0.92396 | -1.3649 | -0.70424 | -0.24667 | 0.21089 | 0.87155 | -0.33604 | 0.36353 | 0.84806 | 1.3326 | 2.0322
Non-Residential | All | Average Event Day | Aggregate | 21 | Non-Residential¦All¦Average Event Day¦Aggregate¦21 | 3.6848 | 2.352 | 27.2598 | 76.5917 | 55.0416 | 1400 | 1900-01-02 16:24 | 1900-01-01 08:21 | 28.0103 | 76.5398 | 56.6031 | 1403 | 15 | 18 | 1.0057 | 27.4143 | 4663 | -0.75056 | -0.59608 | 1.471 | 1.5112 | 1.4794 | 2.1089 | 2.1148 | -3.4533 | -1.8565 | -0.75056 | 0.35537 | 1.9521 | -3.3062 | -1.7051 | -0.59608 | 0.5129 | 2.1141
Non-Residential | All | 2014-09-15 | Aggregate | 100 | Non-Residential¦All¦41897¦Aggregate¦100 | 3.7115 | 2.3975 | 46.7614 | 86.6916 | 82.8397 | 2796 | 1900-01-02 15:50 | 1900-01-01 07:23 | 40.7559 | 86.345 | 75.2556 | 2796 | 15 | 18 | 0.92791 | 43.3903 | 4663 | 6.0054 | 2.6344 | 1.5666 | 1.4232 | 1.4537 | 2.1166 | 2.0344 | 3.2929 | 4.8955 | 6.0054 | 7.1154 | 8.7179 | 0.027169 | 1.5675 | 2.6344 | 3.7012 | 5.2415
Non-Residential | All | 2014-09-16 | Per Premise | 22 | Non-Residential¦All¦41898¦Per Premise¦22 | 3.6591 | 2.3084 | 5.0582 | 79.6496 | 10.8932 | 698 | 1900-01-02 17:03 | 1900-01-01 09:33 | 6.0593 | 79.8 | 12.8091 | 698 | 16 | 19 | 1.1294 | 5.7125 | 4663 | -1.0011 | -0.3468 | 0.41231 | 0.48483 | 0.46565 | 0.63645 | 0.67223 | -1.8168 | -1.3349 | -1.0011 | -0.66739 | -0.1855 | -1.2083 | -0.69932 | -0.3468 | 0.0057161 | 0.51469
Non-Residential | All | 2014-07-29 | Aggregate | 24 | Non-Residential¦All¦41849¦Aggregate¦24 | 3.7202 | 2.3863 | 18.0364 | 69.9855 | 39.6713 | 712 | 1900-01-02 16:12 | 1900-01-01 06:57 | 15.1915 | 70.0636 | 30.7774 | 711 | 16 | 19 | 0.91192 | 16.4478 | 4663 | 2.8449 | 1.2563 | 1.4867 | 1.1542 | 1.3558 | 1.8822 | 1.7806 | 0.43277 | 1.8579 | 2.8449 | 3.8319 | 5.257 | -1.0256 | 0.32261 | 1.2563 | 2.1901 | 3.5383
Non-Residential | All | 2014-09-17 | Aggregate | 16 | Non-Residential¦All¦41899¦Aggregate¦16 | 3.7062 | 2.3971 | 49.8586 | 83.2004 | 83.202 | 699 | 1900-01-02 15:50 | 1900-01-01 07:28 | 43.4224 | 82.8931 | 78.4182 | 697 | 15 | 18 | 0.94259 | 46.9961 | 4663 | 6.4362 | 3.5737 | 3.147 | 2.9703 | 2.9663 | 4.3274 | 4.1978 | 0.8904 | 4.1669 | 6.4362 | 8.7054 | 11.9819 | -1.806 | 1.3724 | 3.5737 | 5.7751 | 8.9535
Non-Residential | All | 2014-09-15 | Aggregate | 15 | Non-Residential¦All¦41897¦Aggregate¦15 | 3.7115 | 2.3975 | 51.2328 | 90.3237 | 83.4106 | 699 | 1900-01-02 15:50 | 1900-01-01 07:23 | 44.8143 | 89.9098 | 82.1738 | 699 | 15 | 18 | 0.92791 | 47.5394 | 4663 | 6.4185 | 2.7251 | 3.1549 | 3.1081 | 2.9274 | 4.4287 | 4.2697 | 0.7429 | 4.0961 | 6.4185 | 8.741 | 12.0942 | -2.7467 | 0.4861 | 2.7251 | 4.9641 | 8.1969
Non-Residential | All | 2014-09-17 | Aggregate | 11 | Non-Residential¦All¦41899¦Aggregate¦11 | 3.7062 | 2.3971 | 52.4617 | 92.6477 | 89.3951 | 699 | 1900-01-02 15:50 | 1900-01-01 07:28 | 48.1956 | 92.3312 | 86.4336 | 697 | 15 | 18 | 0.94259 | 49.4498 | 4663 | 4.2661 | 1.2542 | 3.3812 | 3.2739 | 3.1871 | 4.7065 | 4.569 | -1.7656 | 1.798 | 4.2661 | 6.7342 | 10.2977 | -4.6013 | -1.1418 | 1.2542 | 3.6502 | 7.1097
Non-Residential | All | 2014-09-15 | Aggregate | 12 | Non-Residential¦All¦41897¦Aggregate¦12 | 3.7115 | 2.3975 | 50.9243 | 91.3204 | 79.1815 | 699 | 1900-01-02 15:50 | 1900-01-01 07:23 | 47.7738 | 90.7516 | 87.0564 | 699 | 15 | 18 | 0.92791 | 47.2531 | 4663 | 3.1505 | -0.52064 | 2.9949 | 3.2928 | 2.779 | 4.4511 | 4.3087 | -2.5537 | 0.81639 | 3.1505 | 5.4847 | 8.8548 | -6.0425 | -2.7801 | -0.52064 | 1.7389 | 5.0012
Non-Residential | All | Average Event Day | Aggregate | 15 | Non-Residential¦All¦Average Event Day¦Aggregate¦15 | 3.6848 | 2.352 | 47.1993 | 86.8201 | 78.5715 | 1400 | 1900-01-02 16:24 | 1900-01-01 08:21 | 44.4022 | 86.7879 | 77.8133 | 1403 | 15 | 18 | 1.0057 | 47.4668 | 4663 | 2.7971 | 3.0646 | 2.0999 | 2.0774 | 2.1118 | 2.9539 | 2.9623 | -0.98845 | 1.2481 | 2.7971 | 4.3461 | 6.5826 | -0.73183 | 1.5111 | 3.0646 | 4.618 | 6.8609
Non-Residential | All | Average Event Day | Per Premise | 11 | Non-Residential¦All¦Average Event Day¦Per Premise¦11 | 3.6848 | 2.352 | 9.4303 | 89.7485 | 16.245 | 1400 | 1900-01-02 16:24 | 1900-01-01 08:21 | 9.6511 | 89.73 | 17.3829 | 1403 | 15 | 18 | 1.0057 | 9.4838 | 4663 | -0.22077 | -0.16732 | 0.43417 | 0.46408 | 0.43663 | 0.63551 | 0.63719 | -1.0352 | -0.55403 | -0.22077 | 0.1125 | 0.59367 | -0.98392 | -0.50147 | -0.16732 | 0.16682 | 0.64927
Non-Residential | All | 2014-09-16 | Per Premise | 7 | Non-Residential¦All¦41898¦Per Premise¦7 | 3.6591 | 2.3084 | 3.9599 | 79.534 | 9.5749 | 698 | 1900-01-02 17:03 | 1900-01-01 09:33 | 5.0872 | 79.6438 | 11.6026 | 698 | 16 | 19 | 1.1294 | 4.4721 | 4663 | -1.1274 | -0.61511 | 0.36242 | 0.43917 | 0.4093 | 0.5694 | 0.60033 | -1.8571 | -1.426 | -1.1274 | -0.82877 | -0.39766 | -1.3845 | -0.92992 | -0.61511 | -0.30029 | 0.15424
Non-Residential | All | 2014-09-15 | Aggregate | 22 | Non-Residential¦All¦41897¦Aggregate¦22 | 3.7115 | 2.3975 | 24.895 | 77.3522 | 52.7486 | 699 | 1900-01-02 15:50 | 1900-01-01 07:23 | 22.7902 | 77.383 | 45.7326 | 699 | 15 | 18 | 0.92791 | 23.1003 | 4663 | 2.1049 | 0.31016 | 1.9951 | 1.7298 | 1.8513 | 2.6406 | 2.5337 | -1.2792 | 0.72014 | 2.1049 | 3.4896 | 5.4889 | -2.9369 | -1.0185 | 0.31016 | 1.6388 | 3.5572
Non-Residential | All | Average Event Day | Aggregate | 24 | Non-Residential¦All¦Average Event Day¦Aggregate¦24 | 3.6848 | 2.352 | 17.5163 | 73.2911 | 38.6709 | 1400 | 1900-01-02 16:24 | 1900-01-01 08:21 | 18.312 | 73.2181 | 41.6895 | 1403 | 15 | 18 | 1.0057 | 17.6156 | 4663 | -0.79568 | -0.69642 | 1.0335 | 1.113 | 1.0394 | 1.5189 | 1.5229 | -2.7422 | -1.5922 | -0.79568 | 0.0008165 | 1.1508 | -2.648 | -1.495 | -0.69642 | 0.10217 | 1.2552
Non-Residential | All | Average Event Day | Per Premise | 9 | Non-Residential¦All¦Average Event Day¦Per Premise¦9 | 3.6848 | 2.352 | 6.9625 | 85.2626 | 14.6419 | 1400 | 1900-01-02 16:24 | 1900-01-01 08:21 | 7.1978 | 85.2399 | 15.5689 | 1403 | 15 | 18 | 1.0057 | 7.0019 | 4663 | -0.23534 | -0.19588 | 0.39132 | 0.41565 | 0.39354 | 0.57087 | 0.5724 | -0.96694 | -0.53471 | -0.23534 | 0.064028 | 0.49627 | -0.92944 | -0.49605 | -0.19588 | 0.10428 | 0.53767
Non-Residential | All | 2014-09-16 | Per Premise | 19 | Non-Residential¦All¦41898¦Per Premise¦19 | 3.6591 | 2.3084 | 7.398 | 86.8985 | 13.8264 | 698 | 1900-01-02 17:03 | 1900-01-01 09:33 | 7.8947 | 86.9862 | 16.8474 | 698 | 16 | 19 | 1.1294 | 8.355 | 4663 | -0.49665 | 0.46038 | 0.52334 | 0.63768 | 0.59104 | 0.82494 | 0.86946 | -1.5538 | -0.92925 | -0.49665 | -0.06405 | 0.56055 | -0.65388 | 0.0044316 | 0.46038 | 0.91633 | 1.5746
Non-Residential | All | 2014-09-15 | Aggregate | 13 | Non-Residential¦All¦41897¦Aggregate¦13 | 3.7115 | 2.3975 | 51.2685 | 90.6096 | 79.6592 | 699 | 1900-01-02 15:50 | 1900-01-01 07:23 | 47.6017 | 90.0148 | 86.1341 | 699 | 15 | 18 | 0.92791 | 47.5725 | 4663 | 3.6668 | -0.029168 | 3.013 | 3.2579 | 2.7958 | 4.4376 | 4.293 | -2.0201 | 1.3398 | 3.6668 | 5.9939 | 9.3538 | -5.5309 | -2.2804 | -0.029168 | 2.2221 | 5.4726
Non-Residential | All | 2014-09-17 | Aggregate | 15 | Non-Residential¦All¦41899¦Aggregate¦15 | 3.7062 | 2.3971 | 52.4905 | 85.9224 | 85.7567 | 699 | 1900-01-02 15:50 | 1900-01-01 07:28 | 45.2251 | 85.6197 | 82.4165 | 697 | 15 | 18 | 0.94259 | 49.477 | 4663 | 7.2654 | 4.2518 | 3.2436 | 3.1217 | 3.0574 | 4.5018 | 4.3696 | 1.4961 | 4.9046 | 7.2654 | 9.6261 | 13.0347 | -1.348 | 1.9604 | 4.2518 | 6.5432 | 9.8516
Non-Residential | All | 2014-07-29 | Per Premise | 5 | Non-Residential¦All¦41849¦Per Premise¦5 | 3.7202 | 2.3863 | 3.3494 | 68.624 | 8.4441 | 712 | 1900-01-02 16:12 | 1900-01-01 06:57 | 2.8276 | 68.8174 | 6.1557 | 711 | 16 | 19 | 0.91192 | 3.0544 | 4663 | 0.52183 | 0.22683 | 0.31646 | 0.23086 | 0.28858 | 0.39171 | 0.36956 | 0.019831 | 0.31642 | 0.52183 | 0.72725 | 1.0238 | -0.24678 | 0.033033 | 0.22683 | 0.42063 | 0.70044
Non-Residential | All | 2014-09-15 | Per Premise | 4 | Non-Residential¦All¦41897¦Per Premise¦4 | 3.7115 | 2.3975 | 3.5512 | 72.784 | 8.3177 | 699 | 1900-01-02 15:50 | 1900-01-01 07:23 | 3.0328 | 72.9808 | 6.4823 | 699 | 15 | 18 | 0.92791 | 3.2952 | 4663 | 0.51844 | 0.26243 | 0.3146 | 0.24518 | 0.29192 | 0.39886 | 0.38123 | 0.0072793 | 0.30928 | 0.51844 | 0.72761 | 1.0296 | -0.22613 | 0.062518 | 0.26243 | 0.46235 | 0.751
Non-Residential | All | 2014-08-27 | Per Premise | 2 | Non-Residential¦All¦41878¦Per Premise¦2 | 3.6624 | 2.3074 | 2.8859 | 66.8387 | 6.1803 | 700 | 1900-01-02 16:59 | 1900-01-01 09:18 | 3.3361 | 66.6035 | 7.9716 | 704 | 15 | 18 | 1.0921 | 3.1517 | 4663 | -0.45016 | -0.18439 | 0.23359 | 0.30044 | 0.25511 | 0.38057 | 0.39414 | -0.93787 | -0.64973 | -0.45016 | -0.25059 | 0.037561 | -0.6895 | -0.39108 | -0.18439 | 0.022293 | 0.32071
Non-Residential | All | Average Event Day | Per Premise | 20 | Non-Residential¦All¦Average Event Day¦Per Premise¦20 | 3.6848 | 2.352 | 6.6472 | 77.6392 | 13.4746 | 1400 | 1900-01-02 16:24 | 1900-01-01 08:21 | 6.7843 | 77.5963 | 13.327 | 1403 | 15 | 18 | 1.0057 | 6.6848 | 4663 | -0.13712 | -0.099453 | 0.36012 | 0.3558 | 0.36217 | 0.50624 | 0.5077 | -0.7859 | -0.4026 | -0.13712 | 0.12835 | 0.51166 | -0.75009 | -0.36569 | -0.099453 | 0.16678 | 0.55119
Non-Residential | All | 2014-09-16 | Aggregate | 19 | Non-Residential¦All¦41898¦Aggregate¦19 | 3.6591 | 2.3084 | 34.497 | 86.8985 | 64.4727 | 698 | 1900-01-02 17:03 | 1900-01-01 09:33 | 36.8128 | 86.9862 | 78.5594 | 698 | 16 | 19 | 1.1294 | 38.9596 | 4663 | -2.3159 | 2.1467 | 2.4403 | 2.9735 | 2.756 | 3.8467 | 4.0543 | -7.2456 | -4.3331 | -2.3159 | -0.29866 | 2.6139 | -3.0491 | 0.020665 | 2.1467 | 4.2728 | 7.3426
Non-Residential | All | 2014-08-27 | Aggregate | 17 | Non-Residential¦All¦41878¦Aggregate¦17 | 3.6624 | 2.3074 | 39.3564 | 83.7463 | 63.5815 | 700 | 1900-01-02 16:59 | 1900-01-01 09:18 | 39.0313 | 83.9361 | 65.8647 | 704 | 15 | 18 | 1.0921 | 42.9806 | 4663 | 0.32504 | 3.9493 | 2.4032 | 2.4824 | 2.6245 | 3.455 | 3.6125 | -4.1028 | -1.4868 | 0.32504 | 2.1369 | 4.7529 | -0.68025 | 2.0549 | 3.9493 | 5.8437 | 8.5789
Non-Residential | All | 2014-09-15 | Aggregate | 11 | Non-Residential¦All¦41897¦Aggregate¦11 | 3.7115 | 2.3975 | 48.0509 | 90.9157 | 76.6922 | 699 | 1900-01-02 15:50 | 1900-01-01 07:23 | 45.0015 | 90.4246 | 83.97 | 699 | 15 | 18 | 0.92791 | 44.5869 | 4663 | 3.0494 | -0.41463 | 2.9008 | 3.176 | 2.6916 | 4.3014 | 4.1632 | -2.463 | 0.79376 | 3.0494 | 5.305 | 8.5618 | -5.75 | -2.5978 | -0.41463 | 1.7686 | 4.9207
Non-Residential | All | 2014-09-17 | Aggregate | 9 | Non-Residential¦All¦41899¦Aggregate¦9 | 3.7062 | 2.3971 | 40.5596 | 89.2665 | 82.7389 | 699 | 1900-01-02 15:50 | 1900-01-01 07:28 | 36.2695 | 88.9873 | 78.2364 | 697 | 15 | 18 | 0.94259 | 38.231 | 4663 | 4.2901 | 1.9616 | 3.1295 | 2.9634 | 2.9498 | 4.3099 | 4.1813 | -1.2333 | 2.03 | 4.2901 | 6.5503 | 9.8135 | -3.397 | -0.2311 | 1.9616 | 4.1542 | 7.3201
Non-Residential | All | 2014-09-16 | Aggregate | 23 | Non-Residential¦All¦41898¦Aggregate¦23 | 3.6591 | 2.3084 | 20.2544 | 79.4067 | 46.161 | 698 | 1900-01-02 17:03 | 1900-01-01 09:33 | 24.37 | 79.5489 | 56.2546 | 698 | 16 | 19 | 1.1294 | 22.8746 | 4663 | -4.1156 | -1.4954 | 1.7472 | 2.1293 | 1.9732 | 2.7544 | 2.903 | -7.6455 | -5.56 | -4.1156 | -2.6712 | -0.58573 | -5.2158 | -3.0178 | -1.4954 | 0.026905 | 2.2249
Non-Residential | All | 2014-08-27 | Aggregate | 12 | Non-Residential¦All¦41878¦Aggregate¦12 | 3.6624 | 2.3074 | 41.5125 | 88.3868 | 72.0918 | 700 | 1900-01-02 16:59 | 1900-01-01 09:18 | 46.4755 | 88.7944 | 79.9081 | 704 | 15 | 18 | 1.0921 | 45.3353 | 4663 | -4.963 | -1.1402 | 2.7248 | 3.0116 | 2.9757 | 4.0614 | 4.2338 | -10.1679 | -7.0928 | -4.963 | -2.8333 | 0.24181 | -6.566 | -3.3604 | -1.1402 | 1.08 | 4.2856
Non-Residential | All | 2014-09-17 | Per Premise | 5 | Non-Residential¦All¦41899¦Per Premise¦5 | 3.7062 | 2.3971 | 4.0427 | 77.9564 | 9.8744 | 699 | 1900-01-02 15:50 | 1900-01-01 07:28 | 3.6021 | 78.0053 | 8.6064 | 697 | 15 | 18 | 0.94259 | 3.8106 | 4663 | 0.44068 | 0.20858 | 0.37348 | 0.32599 | 0.35204 | 0.49574 | 0.47979 | -0.19464 | 0.18071 | 0.44068 | 0.70065 | 1.076 | -0.4063 | -0.043024 | 0.20858 | 0.46019 | 0.82346
Non-Residential | All | 2014-09-16 | Per Premise | 24 | Non-Residential¦All¦41898¦Per Premise¦24 | 3.6591 | 2.3084 | 3.8896 | 80.0586 | 9.1268 | 698 | 1900-01-02 17:03 | 1900-01-01 09:33 | 4.62 | 80.1231 | 10.6255 | 698 | 16 | 19 | 1.1294 | 4.3927 | 4663 | -0.73043 | -0.22727 | 0.34546 | 0.40218 | 0.39015 | 0.53018 | 0.56032 | -1.4099 | -1.0085 | -0.73043 | -0.45241 | -0.050982 | -0.94535 | -0.5211 | -0.22727 | 0.066566 | 0.49082
Non-Residential | All | 2014-09-17 | Per Premise | 8 | Non-Residential¦All¦41899¦Per Premise¦8 | 3.7062 | 2.3971 | 6.7911 | 86.1116 | 15.6994 | 699 | 1900-01-02 15:50 | 1900-01-01 07:28 | 5.8772 | 85.9376 | 13.7212 | 697 | 15 | 18 | 0.94259 | 6.4012 | 4663 | 0.91393 | 0.52404 | 0.5938 | 0.51973 | 0.55971 | 0.78913 | 0.7638 | -0.097382 | 0.50011 | 0.91393 | 1.3277 | 1.9252 | -0.45481 | 0.1235 | 0.52404 | 0.92458 | 1.5029
Non-Residential | All | 2014-07-29 | Per Premise | 2 | Non-Residential¦All¦41849¦Per Premise¦2 | 3.7202 | 2.3863 | 3.453 | 70.4036 | 8.4103 | 712 | 1900-01-02 16:12 | 1900-01-01 06:57 | 2.9272 | 70.5602 | 6.0156 | 711 | 16 | 19 | 0.91192 | 3.1489 | 4663 | 0.52589 | 0.22176 | 0.31519 | 0.2256 | 0.28743 | 0.38761 | 0.36539 | 0.029151 | 0.32263 | 0.52589 | 0.72915 | 1.0226 | -0.24651 | 0.03015 | 0.22176 | 0.41337 | 0.69003
Non-Residential | All | 2014-07-29 | Per Premise | 11 | Non-Residential¦All¦41849¦Per Premise¦11 | 3.7202 | 2.3863 | 8.8763 | 85.7155 | 14.8242 | 712 | 1900-01-02 16:12 | 1900-01-01 06:57 | 8.2616 | 85.495 | 14.5858 | 711 | 16 | 19 | 0.91192 | 8.0945 | 4663 | 0.61462 | -0.16716 | 0.55556 | 0.54701 | 0.50663 | 0.77966 | 0.74558 | -0.38455 | 0.20577 | 0.61462 | 1.0235 | 1.6138 | -1.1227 | -0.55814 | -0.16716 | 0.22383 | 0.78834
Non-Residential | All | 2014-07-29 | Per Premise | 13 | Non-Residential¦All¦41849¦Per Premise¦13 | 3.7202 | 2.3863 | 9.6581 | 87.9066 | 15.5952 | 712 | 1900-01-02 16:12 | 1900-01-01 06:57 | 8.8029 | 87.6465 | 14.0545 | 711 | 16 | 19 | 0.91192 | 8.8075 | 4663 | 0.85521 | 0.0045707 | 0.58445 | 0.52709 | 0.53298 | 0.78702 | 0.74959 | -0.1534 | 0.4425 | 0.85521 | 1.2679 | 1.8638 | -0.95607 | -0.38851 | 0.0045707 | 0.39766 | 0.96521
Non-Residential | All | Average Event Day | Aggregate | 9 | Non-Residential¦All¦Average Event Day¦Aggregate¦9 | 3.6848 | 2.352 | 32.4661 | 85.2626 | 68.2753 | 1400 | 1900-01-02 16:24 | 1900-01-01 08:21 | 33.5634 | 85.2399 | 72.5976 | 1403 | 15 | 18 | 1.0057 | 32.65 | 4663 | -1.0974 | -0.9134 | 1.8247 | 1.9382 | 1.8351 | 2.662 | 2.6691 | -4.5089 | -2.4933 | -1.0974 | 0.29856 | 2.3141 | -4.334 | -2.3131 | -0.9134 | 0.48627 | 2.5072
Non-Residential | All | 2014-09-15 | Aggregate | 17 | Non-Residential¦All¦41897¦Aggregate¦17 | 3.7115 | 2.3975 | 45.9581 | 85.7281 | 83.1342 | 699 | 1900-01-02 15:50 | 1900-01-01 07:23 | 40.2915 | 85.3744 | 74.4933 | 699 | 15 | 18 | 0.92791 | 42.645 | 4663 | 5.6666 | 2.3535 | 3.1444 | 2.8176 | 2.9177 | 4.2221 | 4.0561 | 0.25578 | 3.4526 | 5.6666 | 7.8807 | 11.0775 | -2.8446 | 0.22646 | 2.3535 | 4.4805 | 7.5516
Non-Residential | All | 2014-07-29 | Per Premise | 24 | Non-Residential¦All¦41849¦Per Premise¦24 | 3.7202 | 2.3863 | 3.868 | 69.9855 | 8.5077 | 712 | 1900-01-02 16:12 | 1900-01-01 06:57 | 3.2579 | 70.0636 | 6.6003 | 711 | 16 | 19 | 0.91192 | 3.5273 | 4663 | 0.6101 | 0.26943 | 0.31884 | 0.24753 | 0.29076 | 0.40365 | 0.38185 | 0.092809 | 0.39843 | 0.6101 | 0.82178 | 1.1274 | -0.21994 | 0.069184 | 0.26943 | 0.46967 | 0.75879
Non-Residential | All | 2014-08-27 | Aggregate | 10 | Non-Residential¦All¦41878¦Aggregate¦10 | 3.6624 | 2.3074 | 33.0074 | 86.7069 | 67.2178 | 700 | 1900-01-02 16:59 | 1900-01-01 09:18 | 38.3142 | 86.9462 | 73.5043 | 704 | 15 | 18 | 1.0921 | 36.047 | 4663 | -5.3069 | -2.2673 | 2.5406 | 2.7703 | 2.7746 | 3.7589 | 3.9208 | -10.1241 | -7.2781 | -5.3069 | -3.3357 | -0.4897 | -7.292 | -4.3234 | -2.2673 | -0.21122 | 2.7574
Non-Residential | All | 2014-09-15 | Per Premise | 14 | Non-Residential¦All¦41897¦Per Premise¦14 | 3.7115 | 2.3975 | 11.1685 | 90.314 | 17.9657 | 699 | 1900-01-02 15:50 | 1900-01-01 07:23 | 10.3633 | 89.8592 | 18.75 | 699 | 15 | 18 | 0.92791 | 10.3633 | 4663 | 0.80514 | -6.86e-07 | 0.67953 | 0.70919 | 0.63054 | 0.98219 | 0.94896 | -0.45359 | 0.29008 | 0.80514 | 1.3202 | 2.0639 | -1.2161 | -0.49764 | -6.86e-07 | 0.49764 | 1.2161
Non-Residential | All | 2014-08-27 | Per Premise | 7 | Non-Residential¦All¦41878¦Per Premise¦7 | 3.6624 | 2.3074 | 3.2143 | 73.5125 | 7.425 | 700 | 1900-01-02 16:59 | 1900-01-01 09:18 | 4.4612 | 73.4458 | 11.1691 | 704 | 15 | 18 | 1.0921 | 3.5103 | 4663 | -1.2469 | -0.95089 | 0.28064 | 0.42095 | 0.30648 | 0.50592 | 0.5207 | -1.8953 | -1.5122 | -1.2469 | -0.98158 | -0.59852 | -1.6182 | -1.2239 | -0.95089 | -0.67783 | -0.28358
Non-Residential | All | 2014-09-17 | Per Premise | 9 | Non-Residential¦All¦41899¦Per Premise¦9 | 3.7062 | 2.3971 | 8.6982 | 89.2665 | 17.7437 | 699 | 1900-01-02 15:50 | 1900-01-01 07:28 | 7.7781 | 88.9873 | 16.7781 | 697 | 15 | 18 | 0.94259 | 8.1988 | 4663 | 0.92004 | 0.42067 | 0.67113 | 0.63552 | 0.6326 | 0.92428 | 0.8967 | -0.26448 | 0.43534 | 0.92004 | 1.4047 | 2.1046 | -0.72849 | -0.04956 | 0.42067 | 0.89089 | 1.5698
Non-Residential | All | 2014-09-15 | Per Premise | 6 | Non-Residential¦All¦41897¦Per Premise¦6 | 3.7115 | 2.3975 | 4.0925 | 72.0097 | 9.6238 | 699 | 1900-01-02 15:50 | 1900-01-01 07:23 | 3.3723 | 72.1634 | 8.0775 | 699 | 15 | 18 | 0.92791 | 3.7975 | 4663 | 0.72025 | 0.42522 | 0.36401 | 0.30552 | 0.33777 | 0.47523 | 0.45544 | 0.11122 | 0.47104 | 0.72025 | 0.96946 | 1.3293 | -0.15846 | 0.18638 | 0.42522 | 0.66405 | 1.0089
Non-Residential | All | 2014-07-29 | Aggregate | 21 | Non-Residential¦All¦41849¦Aggregate¦21 | 3.7202 | 2.3863 | 27.3175 | 71.582 | 55.8339 | 712 | 1900-01-02 16:12 | 1900-01-01 06:57 | 23.4671 | 71.5581 | 44.2829 | 711 | 16 | 19 | 0.91192 | 24.9115 | 4663 | 3.8504 | 1.4444 | 2.0925 | 1.6607 | 1.9082 | 2.6714 | 2.5297 | 0.42681 | 2.4495 | 3.8504 | 5.2513 | 7.2739 | -1.7975 | 0.11781 | 1.4444 | 2.7709 | 4.6862
Non-Residential | All | 2014-08-27 | Per Premise | 24 | Non-Residential¦All¦41878¦Per Premise¦24 | 3.6624 | 2.3074 | 3.2214 | 73.471 | 6.5054 | 700 | 1900-01-02 16:59 | 1900-01-01 09:18 | 4.1539 | 73.2364 | 9.7317 | 704 | 15 | 18 | 1.0921 | 3.5181 | 4663 | -0.93254 | -0.63589 | 0.24588 | 0.36678 | 0.26852 | 0.44157 | 0.45457 | -1.4984 | -1.1641 | -0.93254 | -0.70098 | -0.36665 | -1.2184 | -0.87426 | -0.63589 | -0.39751 | -0.053339
Non-Residential | All | 2014-08-27 | Per Premise | 100 | Non-Residential¦All¦41878¦Per Premise¦100 | 3.6624 | 2.3074 | 8.4965 | 83.9274 | 14.1558 | 2800 | 1900-01-02 16:59 | 1900-01-01 09:18 | 8.5349 | 84.1171 | 14.6201 | 2816 | 15 | 18 | 1.0921 | 9.279 | 4663 | -0.038333 | 0.7441 | 0.26752 | 0.27551 | 0.29216 | 0.38402 | 0.40157 | -0.53047 | -0.23971 | -0.038333 | 0.16305 | 0.45381 | 0.22947 | 0.53352 | 0.7441 | 0.95469 | 1.2587
Non-Residential | All | 2014-09-15 | Per Premise | 1 | Non-Residential¦All¦41897¦Per Premise¦1 | 3.7115 | 2.3975 | 3.9157 | 74.2228 | 8.9119 | 699 | 1900-01-02 15:50 | 1900-01-01 07:23 | 3.3053 | 74.3004 | 7.0044 | 699 | 15 | 18 | 0.92791 | 3.6334 | 4663 | 0.61042 | 0.32813 | 0.33708 | 0.26493 | 0.31278 | 0.42873 | 0.4099 | 0.060977 | 0.38559 | 0.61042 | 0.83524 | 1.1599 | -0.19718 | 0.11318 | 0.32813 | 0.54308 | 0.85344
Non-Residential | All | 2014-09-15 | Per Premise | 20 | Non-Residential¦All¦41897¦Per Premise¦20 | 3.7115 | 2.3975 | 7.2346 | 79.2008 | 16.7564 | 699 | 1900-01-02 15:50 | 1900-01-01 07:23 | 6.6387 | 79.0995 | 12.3233 | 699 | 15 | 18 | 0.92791 | 6.713 | 4663 | 0.59583 | 0.074286 | 0.63379 | 0.46611 | 0.5881 | 0.78673 | 0.75041 | -0.41241 | 0.18327 | 0.59583 | 1.0084 | 1.6041 | -0.8874 | -0.31923 | 0.074286 | 0.4678 | 1.036
Non-Residential | All | 2014-09-15 | Per Premise | 5 | Non-Residential¦All¦41897¦Per Premise¦5 | 3.7115 | 2.3975 | 3.6245 | 71.9897 | 8.6553 | 699 | 1900-01-02 15:50 | 1900-01-01 07:23 | 3.0896 | 72.1573 | 6.8186 | 699 | 15 | 18 | 0.92791 | 3.3632 | 4663 | 0.53496 | 0.27367 | 0.32737 | 0.2579 | 0.30377 | 0.41676 | 0.39849 | 0.0008666 | 0.31642 | 0.53496 | 0.75351 | 1.0691 | -0.23701 | 0.064701 | 0.27367 | 0.48263 | 0.78435
Non-Residential | All | 2014-09-15 | Per Premise | 8 | Non-Residential¦All¦41897¦Per Premise¦8 | 3.7115 | 2.3975 | 6.003 | 80.698 | 12.998 | 699 | 1900-01-02 15:50 | 1900-01-01 07:23 | 5.2146 | 80.5039 | 12.8767 | 699 | 15 | 18 | 0.92791 | 5.5702 | 4663 | 0.78836 | 0.35561 | 0.49163 | 0.48704 | 0.45619 | 0.69203 | 0.66732 | -0.098511 | 0.42546 | 0.78836 | 1.1513 | 1.6752 | -0.4996 | 0.0056629 | 0.35561 | 0.70555 | 1.2108
Non-Residential | All | 2014-09-17 | Per Premise | 24 | Non-Residential¦All¦41899¦Per Premise¦24 | 3.7062 | 2.3971 | 4.3124 | 71.2822 | 10.0846 | 699 | 1900-01-02 15:50 | 1900-01-01 07:28 | 3.639 | 71.4447 | 8.102 | 697 | 15 | 18 | 0.94259 | 4.0649 | 4663 | 0.6734 | 0.42582 | 0.38144 | 0.30688 | 0.35954 | 0.48956 | 0.4727 | 0.046004 | 0.41668 | 0.6734 | 0.93013 | 1.3008 | -0.17997 | 0.17794 | 0.42582 | 0.67371 | 1.0316
Non-Residential | All | Average Event Day | Aggregate | 11 | Non-Residential¦All¦Average Event Day¦Aggregate¦11 | 3.6848 | 2.352 | 43.9736 | 89.7485 | 75.7503 | 1400 | 1900-01-02 16:24 | 1900-01-01 08:21 | 45.003 | 89.73 | 81.0565 | 1403 | 15 | 18 | 1.0057 | 44.2228 | 4663 | -1.0294 | -0.78024 | 2.0245 | 2.164 | 2.036 | 2.9634 | 2.9712 | -4.8271 | -2.5834 | -1.0294 | 0.52456 | 2.7683 | -4.588 | -2.3383 | -0.78024 | 0.77787 | 3.0275
Non-Residential | All | 2014-09-16 | Per Premise | 1 | Non-Residential¦All¦41898¦Per Premise¦1 | 3.6591 | 2.3084 | 3.5858 | 74.3591 | 7.7781 | 698 | 1900-01-02 17:03 | 1900-01-01 09:33 | 3.9486 | 74.2693 | 8.9232 | 698 | 16 | 19 | 1.1294 | 4.0497 | 4663 | -0.36279 | 0.10108 | 0.29441 | 0.33775 | 0.33249 | 0.44805 | 0.47394 | -0.93698 | -0.59774 | -0.36279 | -0.12783 | 0.21141 | -0.5063 | -0.14746 | 0.10108 | 0.34962 | 0.70846
Non-Residential | All | 2014-09-16 | Per Premise | 2 | Non-Residential¦All¦41898¦Per Premise¦2 | 3.6591 | 2.3084 | 3.4174 | 74.1017 | 7.326 | 698 | 1900-01-02 17:03 | 1900-01-01 09:33 | 3.7239 | 74.0321 | 8.3179 | 698 | 16 | 19 | 1.1294 | 3.8595 | 4663 | -0.30657 | 0.13551 | 0.27729 | 0.31484 | 0.31317 | 0.41954 | 0.44407 | -0.84423 | -0.52658 | -0.30657 | -0.086564 | 0.23109 | -0.43358 | -0.097358 | 0.13551 | 0.36838 | 0.7046
Non-Residential | All | 2014-09-16 | Per Premise | 3 | Non-Residential¦All¦41898¦Per Premise¦3 | 3.6591 | 2.3084 | 3.1743 | 73.3289 | 6.4966 | 698 | 1900-01-02 17:03 | 1900-01-01 09:33 | 3.6472 | 73.2076 | 8.381 | 698 | 16 | 19 | 1.1294 | 3.5849 | 4663 | -0.47296 | -0.062331 | 0.2459 | 0.31723 | 0.27771 | 0.40137 | 0.42161 | -0.98734 | -0.68344 | -0.47296 | -0.26248 | 0.041414 | -0.60265 | -0.28342 | -0.062331 | 0.15876 | 0.47798
Non-Residential | All | 2014-09-16 | Aggregate | 20 | Non-Residential¦All¦41898¦Aggregate¦20 | 3.6591 | 2.3084 | 32.6868 | 84.5414 | 62.8506 | 698 | 1900-01-02 17:03 | 1900-01-01 09:33 | 38.9261 | 84.7109 | 79.9987 | 698 | 16 | 19 | 1.1294 | 36.9153 | 4663 | -6.2393 | -2.0108 | 2.3789 | 3.028 | 2.6867 | 3.8507 | 4.0481 | -11.1742 | -8.2586 | -6.2393 | -4.22 | -1.3044 | -7.1986 | -4.1336 | -2.0108 | 0.112 | 3.177
Non-Residential | All | 2014-09-15 | Aggregate | 18 | Non-Residential¦All¦41897¦Aggregate¦18 | 3.7115 | 2.3975 | 40.5894 | 82.283 | 80.8502 | 699 | 1900-01-02 15:50 | 1900-01-01 07:23 | 35.082 | 82.0461 | 64.411 | 699 | 15 | 18 | 0.92791 | 37.6633 | 4663 | 5.5074 | 2.5813 | 3.058 | 2.4362 | 2.8376 | 3.9098 | 3.7399 | 0.49674 | 3.4571 | 5.5074 | 7.5577 | 10.5181 | -2.2116 | 0.62007 | 2.5813 | 4.5425 | 7.3742
Non-Residential | All | 2014-09-16 | Per Premise | 20 | Non-Residential¦All¦41898¦Per Premise¦20 | 3.6591 | 2.3084 | 7.0098 | 84.5414 | 13.4786 | 698 | 1900-01-02 17:03 | 1900-01-01 09:33 | 8.3479 | 84.7109 | 17.1561 | 698 | 16 | 19 | 1.1294 | 7.9166 | 4663 | -1.338 | -0.43123 | 0.51017 | 0.64937 | 0.57617 | 0.8258 | 0.86813 | -2.3963 | -1.7711 | -1.338 | -0.90499 | -0.27973 | -1.5438 | -0.88648 | -0.43123 | 0.024019 | 0.68132
Non-Residential | All | 2014-09-17 | Per Premise | 1 | Non-Residential¦All¦41899¦Per Premise¦1 | 3.7062 | 2.3971 | 4.2734 | 80.036 | 10.0276 | 699 | 1900-01-02 15:50 | 1900-01-01 07:28 | 3.7169 | 79.9867 | 8.9073 | 697 | 15 | 18 | 0.94259 | 4.028 | 4663 | 0.55649 | 0.31116 | 0.37928 | 0.33739 | 0.3575 | 0.50763 | 0.49157 | -0.094053 | 0.2903 | 0.55649 | 0.82269 | 1.207 | -0.31882 | 0.053377 | 0.31116 | 0.56894 | 0.94113
Non-Residential | All | 2014-08-27 | Aggregate | 14 | Non-Residential¦All¦41878¦Aggregate¦14 | 3.6624 | 2.3074 | 43.2166 | 86.3433 | 75.9032 | 700 | 1900-01-02 16:59 | 1900-01-01 09:18 | 47.1964 | 86.7476 | 75.0821 | 704 | 15 | 18 | 1.0921 | 47.1964 | 4663 | -3.9798 | -3.85e-06 | 2.8689 | 2.8298 | 3.1331 | 4.0296 | 4.2218 | -9.144 | -6.0929 | -3.9798 | -1.8666 | 1.1844 | -5.4105 | -2.2139 | -3.85e-06 | 2.2139 | 5.4105
Non-Residential | All | 2014-08-27 | Per Premise | 16 | Non-Residential¦All¦41878¦Per Premise¦16 | 3.6624 | 2.3074 | 9.0095 | 85.2119 | 14.6127 | 700 | 1900-01-02 16:59 | 1900-01-01 09:18 | 8.8014 | 85.4105 | 14.3646 | 704 | 15 | 18 | 1.0921 | 9.8391 | 4663 | 0.2081 | 1.0378 | 0.55231 | 0.54139 | 0.60317 | 0.7734 | 0.8105 | -0.78304 | -0.19747 | 0.2081 | 0.61367 | 1.1993 | -0.0009237 | 0.61275 | 1.0378 | 1.4628 | 2.0765
Non-Residential | All | 2014-09-15 | Aggregate | 2 | Non-Residential¦All¦41897¦Aggregate¦2 | 3.7115 | 2.3975 | 17.5005 | 73.4727 | 40.1251 | 699 | 1900-01-02 15:50 | 1900-01-01 07:23 | 15.009 | 73.5921 | 32.0604 | 699 | 15 | 18 | 0.92791 | 16.2389 | 4663 | 2.4916 | 1.2299 | 1.5177 | 1.2126 | 1.4083 | 1.9426 | 1.8584 | 0.0019721 | 1.4728 | 2.4916 | 3.5103 | 4.9811 | -1.1517 | 0.25538 | 1.2299 | 2.2045 | 3.6116
Non-Residential | All | 2014-09-17 | Per Premise | 10 | Non-Residential¦All¦41899¦Per Premise¦10 | 3.7062 | 2.3971 | 10.111 | 91.5108 | 18.2501 | 699 | 1900-01-02 15:50 | 1900-01-01 07:28 | 9.429 | 91.1869 | 18.1216 | 697 | 15 | 18 | 0.94259 | 9.5305 | 4663 | 0.68201 | 0.10153 | 0.69028 | 0.68641 | 0.65065 | 0.97347 | 0.94578 | -0.56554 | 0.17152 | 0.68201 | 1.1925 | 1.9296 | -1.1105 | -0.39444 | 0.10153 | 0.5975 | 1.3136
Non-Residential | All | 2014-09-17 | Per Premise | 13 | Non-Residential¦All¦41899¦Per Premise¦13 | 3.7062 | 2.3971 | 11.6711 | 87.6987 | 19.2037 | 699 | 1900-01-02 15:50 | 1900-01-01 07:28 | 10.7615 | 87.2679 | 18.75 | 697 | 15 | 18 | 0.94259 | 11.0011 | 4663 | 0.9096 | 0.23955 | 0.72635 | 0.71021 | 0.68465 | 1.0159 | 0.98648 | -0.39228 | 0.37688 | 0.9096 | 1.4423 | 2.2115 | -1.0247 | -0.27776 | 0.23955 | 0.75686 | 1.5038
Non-Residential | All | 2014-09-17 | Per Premise | 12 | Non-Residential¦All¦41899¦Per Premise¦12 | 3.7062 | 2.3971 | 11.7701 | 90.258 | 19.2797 | 699 | 1900-01-02 15:50 | 1900-01-01 07:28 | 10.7872 | 89.8242 | 18.9751 | 697 | 15 | 18 | 0.94259 | 11.0943 | 4663 | 0.98282 | 0.30709 | 0.72923 | 0.71873 | 0.68736 | 1.0239 | 0.99451 | -0.32935 | 0.44589 | 0.98282 | 1.5197 | 2.295 | -0.96743 | -0.21443 | 0.30709 | 0.82861 | 1.5816
Non-Residential | All | 2014-09-17 | Per Premise | 22 | Non-Residential¦All¦41899¦Per Premise¦22 | 3.7062 | 2.3971 | 5.5566 | 72.7799 | 11.6263 | 699 | 1900-01-02 15:50 | 1900-01-01 07:28 | 4.849 | 72.881 | 10.4392 | 697 | 15 | 18 | 0.94259 | 5.2376 | 4663 | 0.70762 | 0.38861 | 0.43975 | 0.39541 | 0.4145 | 0.59138 | 0.57285 | -0.050259 | 0.3975 | 0.70762 | 1.0177 | 1.4655 | -0.34553 | 0.088207 | 0.38861 | 0.68902 | 1.1228
Non-Residential | All | 2014-09-15 | Aggregate | 16 | Non-Residential¦All¦41897¦Aggregate¦16 | 3.7115 | 2.3975 | 49.2651 | 88.4316 | 83.718 | 699 | 1900-01-02 15:50 | 1900-01-01 07:23 | 42.836 | 88.0496 | 78.5754 | 699 | 15 | 18 | 0.92791 | 45.7135 | 4663 | 6.4291 | 2.8775 | 3.1665 | 2.972 | 2.9382 | 4.3428 | 4.1792 | 0.86363 | 4.1517 | 6.4291 | 8.7064 | 11.9946 | -2.4784 | 0.68595 | 2.8775 | 5.0691 | 8.2334
Non-Residential | All | 2014-08-27 | Aggregate | 13 | Non-Residential¦All¦41878¦Aggregate¦13 | 3.6624 | 2.3074 | 41.9816 | 87.3923 | 69.6416 | 700 | 1900-01-02 16:59 | 1900-01-01 09:18 | 47.1745 | 87.852 | 77.2523 | 704 | 15 | 18 | 1.0921 | 45.8477 | 4663 | -5.1929 | -1.3268 | 2.6322 | 2.9116 | 2.8746 | 3.925 | 4.0915 | -10.223 | -7.2512 | -5.1929 | -3.1346 | -0.16278 | -6.5703 | -3.4724 | -1.3268 | 0.81875 | 3.9166
Non-Residential | All | 2014-08-27 | Aggregate | 19 | Non-Residential¦All¦41878¦Aggregate¦19 | 3.6624 | 2.3074 | 29.9753 | 78.779 | 53.3505 | 700 | 1900-01-02 16:59 | 1900-01-01 09:18 | 34.1385 | 78.7255 | 67.3387 | 704 | 15 | 18 | 1.0921 | 32.7357 | 4663 | -4.1632 | -1.4029 | 2.0165 | 2.5379 | 2.2022 | 3.2415 | 3.3601 | -8.3174 | -5.8631 | -4.1632 | -2.4634 | -0.0091208 | -5.709 | -3.1649 | -1.4029 | 0.35921 | 2.9033
Non-Residential | All | 2014-07-29 | Aggregate | 20 | Non-Residential¦All¦41849¦Aggregate¦20 | 3.7202 | 2.3863 | 30.0583 | 73.2987 | 58.8701 | 712 | 1900-01-02 16:12 | 1900-01-01 06:57 | 26.4435 | 73.224 | 49.1798 | 711 | 16 | 19 | 0.91192 | 27.4109 | 4663 | 3.6148 | 0.96742 | 2.2062 | 1.8444 | 2.0119 | 2.8756 | 2.7294 | -0.070462 | 2.1068 | 3.6148 | 5.1228 | 7.3001 | -2.5305 | -0.46388 | 0.96742 | 2.3987 | 4.4653
Non-Residential | All | 2014-07-29 | Per Premise | 21 | Non-Residential¦All¦41849¦Per Premise¦21 | 3.7202 | 2.3863 | 5.8583 | 71.582 | 11.9738 | 712 | 1900-01-02 16:12 | 1900-01-01 06:57 | 5.0326 | 71.5581 | 9.4967 | 711 | 16 | 19 | 0.91192 | 5.3424 | 4663 | 0.82573 | 0.30975 | 0.44874 | 0.35615 | 0.40921 | 0.5729 | 0.5425 | 0.091532 | 0.5253 | 0.82573 | 1.1262 | 1.5599 | -0.38549 | 0.025265 | 0.30975 | 0.59423 | 1.005
Non-Residential | All | 2014-07-29 | Aggregate | 7 | Non-Residential¦All¦41849¦Aggregate¦7 | 3.7202 | 2.3863 | 20.0842 | 74.5528 | 49.5366 | 712 | 1900-01-02 16:12 | 1900-01-01 06:57 | 14.9945 | 74.526 | 31.8423 | 711 | 16 | 19 | 0.91192 | 18.3153 | 4663 | 5.0897 | 3.3207 | 1.8565 | 1.1942 | 1.693 | 2.2074 | 2.0718 | 2.2608 | 3.9321 | 5.0897 | 6.2472 | 7.9185 | 0.66568 | 2.2343 | 3.3207 | 4.4072 | 5.9758
Non-Residential | All | Average Event Day | Aggregate | 100 | Non-Residential¦All¦Average Event Day¦Aggregate¦100 | 3.6848 | 2.352 | 43.4025 | 84.1052 | 73.4616 | 1400 | 1900-01-02 16:24 | 1900-01-01 08:21 | 40.4188 | 84.0594 | 70.3031 | 1403 | 15 | 18 | 1.0057 | 43.6484 | 4663 | 2.9837 | 3.2297 | 1.9633 | 1.8769 | 1.9745 | 2.7162 | 2.7242 | -0.4972 | 1.5593 | 2.9837 | 4.4081 | 6.4646 | -0.26157 | 1.8011 | 3.2297 | 4.6582 | 6.7209
Non-Residential | All | 2014-07-29 | Per Premise | 19 | Non-Residential¦All¦41849¦Per Premise¦19 | 3.7202 | 2.3863 | 6.7193 | 75.141 | 12.3709 | 712 | 1900-01-02 16:12 | 1900-01-01 06:57 | 5.8927 | 75.0224 | 10.5661 | 711 | 16 | 19 | 0.91192 | 6.1275 | 4663 | 0.82663 | 0.23482 | 0.46362 | 0.39626 | 0.42279 | 0.60989 | 0.57946 | 0.045024 | 0.5068 | 0.82663 | 1.1465 | 1.6082 | -0.50779 | -0.069049 | 0.23482 | 0.53869 | 0.97742
Non-Residential | All | 2014-08-27 | Per Premise | 14 | Non-Residential¦All¦41878¦Per Premise¦14 | 3.6624 | 2.3074 | 9.268 | 86.3433 | 16.2778 | 700 | 1900-01-02 16:59 | 1900-01-01 09:18 | 10.1215 | 86.7476 | 16.1017 | 704 | 15 | 18 | 1.0921 | 10.1215 | 4663 | -0.85348 | -4.39e-07 | 0.61524 | 0.60685 | 0.6719 | 0.86417 | 0.90538 | -1.961 | -1.3067 | -0.85348 | -0.4003 | 0.25401 | -1.1603 | -0.47478 | -4.39e-07 | 0.47478 | 1.1603
Non-Residential | All | 2014-08-27 | Per Premise | 3 | Non-Residential¦All¦41878¦Per Premise¦3 | 3.6624 | 2.3074 | 2.7116 | 67.2438 | 5.817 | 700 | 1900-01-02 16:59 | 1900-01-01 09:18 | 3.2165 | 66.9975 | 7.7047 | 704 | 15 | 18 | 1.0921 | 2.9613 | 4663 | -0.50489 | -0.25518 | 0.21986 | 0.29038 | 0.24011 | 0.36423 | 0.37679 | -0.97166 | -0.69589 | -0.50489 | -0.31389 | -0.038114 | -0.73806 | -0.45277 | -0.25518 | -0.057592 | 0.2277
Non-Residential | All | 2014-09-17 | Aggregate | 12 | Non-Residential¦All¦41899¦Aggregate¦12 | 3.7062 | 2.3971 | 54.8838 | 90.258 | 89.9014 | 699 | 1900-01-02 15:50 | 1900-01-01 07:28 | 50.3009 | 89.8242 | 88.481 | 697 | 15 | 18 | 0.94259 | 51.7329 | 4663 | 4.5829 | 1.4319 | 3.4004 | 3.3515 | 3.2052 | 4.7744 | 4.6374 | -1.5358 | 2.0792 | 4.5829 | 7.0866 | 10.7015 | -4.5111 | -0.9999 | 1.4319 | 3.8638 | 7.375
Non-Residential | All | 2014-07-29 | Aggregate | 8 | Non-Residential¦All¦41849¦Aggregate¦8 | 3.7202 | 2.3863 | 25.008 | 78.6574 | 56.7423 | 712 | 1900-01-02 16:12 | 1900-01-01 06:57 | 21.2721 | 78.5059 | 49.9239 | 711 | 16 | 19 | 0.91192 | 22.8054 | 4663 | 3.7359 | 1.5333 | 2.1265 | 1.8723 | 1.9392 | 2.8333 | 2.6956 | 0.1049 | 2.2501 | 3.7359 | 5.2217 | 7.3669 | -1.9212 | 0.11976 | 1.5333 | 2.9469 | 4.9878
Non-Residential | All | 2014-07-29 | Per Premise | 12 | Non-Residential¦All¦41849¦Per Premise¦12 | 3.7202 | 2.3863 | 9.4889 | 85.8669 | 15.4109 | 712 | 1900-01-02 16:12 | 1900-01-01 06:57 | 8.7667 | 85.6279 | 14.7242 | 711 | 16 | 19 | 0.91192 | 8.6532 | 4663 | 0.72224 | -0.1135 | 0.57755 | 0.5522 | 0.52668 | 0.79905 | 0.7631 | -0.30178 | 0.30322 | 0.72224 | 1.1413 | 1.7463 | -1.0914 | -0.51367 | -0.1135 | 0.28667 | 0.86445
Non-Residential | All | 2014-09-17 | Per Premise | 20 | Non-Residential¦All¦41899¦Per Premise¦20 | 3.7062 | 2.3971 | 7.4952 | 74.721 | 14.8459 | 699 | 1900-01-02 15:50 | 1900-01-01 07:28 | 6.8099 | 74.7044 | 13.1318 | 697 | 15 | 18 | 0.94259 | 7.0649 | 4663 | 0.68535 | 0.25504 | 0.56152 | 0.4974 | 0.52929 | 0.75015 | 0.72633 | -0.276 | 0.29197 | 0.68535 | 1.0787 | 1.6467 | -0.67579 | -0.12585 | 0.25504 | 0.63593 | 1.1859
Non-Residential | All | 2014-09-15 | Aggregate | 23 | Non-Residential¦All¦41897¦Aggregate¦23 | 3.7115 | 2.3975 | 22.5147 | 76.2918 | 50.9769 | 699 | 1900-01-02 15:50 | 1900-01-01 07:23 | 19.6899 | 76.2485 | 42.2026 | 699 | 15 | 18 | 0.92791 | 20.8916 | 4663 | 2.8248 | 1.2017 | 1.9281 | 1.5962 | 1.7891 | 2.5031 | 2.3977 | -0.38312 | 1.5121 | 2.8248 | 4.1374 | 6.0327 | -1.8711 | -0.055686 | 1.2017 | 2.459 | 4.2744
Non-Residential | All | 2014-07-29 | Aggregate | 10 | Non-Residential¦All¦41849¦Aggregate¦10 | 3.7202 | 2.3863 | 36.8234 | 83.5642 | 64.1215 | 712 | 1900-01-02 16:12 | 1900-01-01 06:57 | 34.2222 | 83.3271 | 65.0627 | 711 | 16 | 19 | 0.91192 | 33.5802 | 4663 | 2.6013 | -0.64199 | 2.4031 | 2.44 | 2.1914 | 3.4247 | 3.2796 | -1.7877 | 0.80535 | 2.6013 | 4.3972 | 6.9902 | -4.845 | -2.3618 | -0.64199 | 1.0779 | 3.561
Non-Residential | All | 2014-09-16 | Aggregate | 10 | Non-Residential¦All¦41898¦Aggregate¦10 | 3.6591 | 2.3084 | 42.0634 | 92.4687 | 83.1825 | 698 | 1900-01-02 17:03 | 1900-01-01 09:33 | 44.7753 | 92.8933 | 75.212 | 698 | 16 | 19 | 1.1294 | 47.5049 | 4663 | -2.7119 | 2.7295 | 3.1485 | 2.8468 | 3.5558 | 4.2447 | 4.555 | -8.1517 | -4.9378 | -2.7119 | -0.48598 | 2.7279 | -3.1079 | 0.34089 | 2.7295 | 5.1182 | 8.567
Non-Residential | All | 2014-09-17 | Aggregate | 4 | Non-Residential¦All¦41899¦Aggregate¦4 | 3.7062 | 2.3971 | 18.393 | 77.6718 | 44.3404 | 699 | 1900-01-02 15:50 | 1900-01-01 07:28 | 15.9927 | 77.6065 | 37.6501 | 697 | 15 | 18 | 0.94259 | 17.337 | 4663 | 2.4003 | 1.3443 | 1.6771 | 1.4261 | 1.5808 | 2.2015 | 2.129 | -0.42099 | 1.2459 | 2.4003 | 3.5548 | 5.2216 | -1.3841 | 0.22788 | 1.3443 | 2.4608 | 4.0728
Non-Residential | All | Average Event Day | Per Premise | 7 | Non-Residential¦All¦Average Event Day¦Per Premise¦7 | 3.6848 | 2.352 | 4.205 | 76.0837 | 10.0798 | 1400 | 1900-01-02 16:24 | 1900-01-01 08:21 | 4.2893 | 76.029 | 10.7028 | 1403 | 15 | 18 | 1.0057 | 4.2288 | 4663 | -0.084366 | -0.060537 | 0.26939 | 0.28574 | 0.27092 | 0.39271 | 0.39376 | -0.58764 | -0.2903 | -0.084366 | 0.12157 | 0.41891 | -0.56516 | -0.26702 | -0.060537 | 0.14595 | 0.44408
Non-Residential | All | 2014-09-15 | Per Premise | 11 | Non-Residential¦All¦41897¦Per Premise¦11 | 3.7115 | 2.3975 | 10.3047 | 90.9157 | 16.447 | 699 | 1900-01-02 15:50 | 1900-01-01 07:23 | 9.6508 | 90.4246 | 18.0077 | 699 | 15 | 18 | 0.92791 | 9.5618 | 4663 | 0.65396 | -0.088919 | 0.62208 | 0.68111 | 0.57724 | 0.92244 | 0.89281 | -0.5282 | 0.17023 | 0.65396 | 1.1377 | 1.8361 | -1.2331 | -0.55711 | -0.088919 | 0.37927 | 1.0553
Non-Residential | All | 2014-07-29 | Per Premise | 18 | Non-Residential¦All¦41849¦Per Premise¦18 | 3.7202 | 2.3863 | 7.4906 | 77.4163 | 12.5422 | 712 | 1900-01-02 16:12 | 1900-01-01 06:57 | 6.7666 | 77.2998 | 11.5517 | 711 | 16 | 19 | 0.91192 | 6.8308 | 4663 | 0.72394 | 0.064203 | 0.47004 | 0.43322 | 0.42864 | 0.63923 | 0.60944 | -0.09527 | 0.38872 | 0.72394 | 1.0592 | 1.5431 | -0.71682 | -0.25539 | 0.064203 | 0.38379 | 0.84523
Non-Residential | All | 2014-09-17 | Per Premise | 21 | Non-Residential¦All¦41899¦Per Premise¦21 | 3.7062 | 2.3971 | 6.5731 | 73.6166 | 13.4846 | 699 | 1900-01-02 15:50 | 1900-01-01 07:28 | 5.8562 | 73.6679 | 11.8803 | 697 | 15 | 18 | 0.94259 | 6.1958 | 4663 | 0.71689 | 0.33952 | 0.51004 | 0.45 | 0.48075 | 0.68017 | 0.6585 | -0.15478 | 0.36021 | 0.71689 | 1.0736 | 1.5886 | -0.50438 | -0.0057957 | 0.33952 | 0.68484 | 1.1834
Non-Residential | All | 2014-09-16 | Aggregate | 15 | Non-Residential¦All¦41898¦Aggregate¦15 | 3.6591 | 2.3084 | 49.5379 | 92.6401 | 88.5956 | 698 | 1900-01-02 17:03 | 1900-01-01 09:33 | 55.9463 | 93.0633 | 93.9882 | 698 | 16 | 19 | 1.1294 | 55.9463 | 4663 | -6.4084 | -2.39e-06 | 3.3534 | 3.5575 | 3.7872 | 4.8889 | 5.196 | -12.6737 | -8.9721 | -6.4084 | -3.8446 | -0.14302 | -6.659 | -2.7248 | -2.39e-06 | 2.7248 | 6.659
Non-Residential | All | 2014-09-17 | Per Premise | 3 | Non-Residential¦All¦41899¦Per Premise¦3 | 3.7062 | 2.3971 | 4.0264 | 78.5341 | 9.8889 | 699 | 1900-01-02 15:50 | 1900-01-01 07:28 | 3.4691 | 78.515 | 8.1553 | 697 | 15 | 18 | 0.94259 | 3.7953 | 4663 | 0.5573 | 0.32614 | 0.37403 | 0.3089 | 0.35256 | 0.4851 | 0.46874 | -0.064379 | 0.30292 | 0.5573 | 0.81169 | 1.179 | -0.27458 | 0.080333 | 0.32614 | 0.57195 | 0.92686
Non-Residential | All | 2014-09-16 | Per Premise | 9 | Non-Residential¦All¦41898¦Per Premise¦9 | 3.6591 | 2.3084 | 7.2375 | 88.8669 | 15.7863 | 698 | 1900-01-02 17:03 | 1900-01-01 09:33 | 7.966 | 89.1837 | 15.1658 | 698 | 16 | 19 | 1.1294 | 8.1738 | 4663 | -0.72851 | 0.20776 | 0.59752 | 0.57404 | 0.67482 | 0.82858 | 0.88594 | -1.7904 | -1.163 | -0.72851 | -0.294 | 0.33336 | -0.92763 | -0.25683 | 0.20776 | 0.67234 | 1.3431
Non-Residential | All | 2014-08-27 | Aggregate | 23 | Non-Residential¦All¦41878¦Aggregate¦23 | 3.6624 | 2.3074 | 16.7245 | 75.0831 | 32.437 | 700 | 1900-01-02 16:59 | 1900-01-01 09:18 | 21.7127 | 74.8476 | 50.2593 | 704 | 15 | 18 | 1.0921 | 18.2646 | 4663 | -4.9882 | -3.448 | 1.226 | 1.8942 | 1.3389 | 2.2564 | 2.3196 | -7.8798 | -6.1714 | -4.9882 | -3.805 | -2.0966 | -6.4208 | -4.6645 | -3.448 | -2.2316 | -0.47531
Non-Residential | All | Average Event Day | Per Premise | 13 | Non-Residential¦All¦Average Event Day¦Per Premise¦13 | 3.6848 | 2.352 | 10.1627 | 88.2677 | 16.54 | 1400 | 1900-01-02 16:24 | 1900-01-01 08:21 | 10.2948 | 88.2483 | 17.559 | 1403 | 15 | 18 | 1.0057 | 10.2203 | 4663 | -0.13216 | -0.074565 | 0.44205 | 0.46878 | 0.44455 | 0.64433 | 0.64605 | -0.9579 | -0.47004 | -0.13216 | 0.20573 | 0.69359 | -0.90252 | -0.41336 | -0.074565 | 0.26423 | 0.75339
Non-Residential | All | 2014-09-15 | Per Premise | 17 | Non-Residential¦All¦41897¦Per Premise¦17 | 3.7115 | 2.3975 | 9.8559 | 85.7281 | 17.8285 | 699 | 1900-01-02 15:50 | 1900-01-01 07:23 | 8.6407 | 85.3744 | 15.9754 | 699 | 15 | 18 | 0.92791 | 9.1454 | 4663 | 1.2152 | 0.50472 | 0.67433 | 0.60425 | 0.62572 | 0.90545 | 0.86985 | 0.054854 | 0.74042 | 1.2152 | 1.6901 | 2.3756 | -0.61004 | 0.048565 | 0.50472 | 0.96087 | 1.6195
Non-Residential | All | 2014-07-29 | Per Premise | 20 | Non-Residential¦All¦41849¦Per Premise¦20 | 3.7202 | 2.3863 | 6.4461 | 73.2987 | 12.6249 | 712 | 1900-01-02 16:12 | 1900-01-01 06:57 | 5.6709 | 73.224 | 10.5468 | 711 | 16 | 19 | 0.91192 | 5.8784 | 4663 | 0.77521 | 0.20747 | 0.47314 | 0.39554 | 0.43147 | 0.61669 | 0.58533 | -0.015111 | 0.45182 | 0.77521 | 1.0986 | 1.5655 | -0.54267 | -0.099481 | 0.20747 | 0.51441 | 0.9576
Non-Residential | All | 2014-08-27 | Aggregate | 5 | Non-Residential¦All¦41878¦Aggregate¦5 | 3.6624 | 2.3074 | 12.8409 | 66.6125 | 28.8222 | 700 | 1900-01-02 16:59 | 1900-01-01 09:18 | 15.0428 | 66.3487 | 36.3185 | 704 | 15 | 18 | 1.0921 | 14.0234 | 4663 | -2.202 | -1.0195 | 1.0894 | 1.3688 | 1.1897 | 1.7494 | 1.8136 | -4.4439 | -3.1193 | -2.202 | -1.2846 | 0.039982 | -3.3436 | -1.9705 | -1.0195 | -0.06842 | 1.3047
Non-Residential | All | 2014-09-17 | Per Premise | 23 | Non-Residential¦All¦41899¦Per Premise¦23 | 3.7062 | 2.3971 | 4.8216 | 72.3363 | 11.053 | 699 | 1900-01-02 15:50 | 1900-01-01 07:28 | 4.0578 | 72.4578 | 9.0751 | 697 | 15 | 18 | 0.94259 | 4.5448 | 4663 | 0.7638 | 0.48699 | 0.41806 | 0.34374 | 0.39406 | 0.54124 | 0.52292 | 0.07018 | 0.47998 | 0.7638 | 1.0476 | 1.4574 | -0.18316 | 0.21277 | 0.48699 | 0.76121 | 1.1571
Non-Residential | All | 2014-09-16 | Per Premise | 17 | Non-Residential¦All¦41898¦Per Premise¦17 | 3.6591 | 2.3084 | 9.6585 | 88.9052 | 17.0617 | 698 | 1900-01-02 17:03 | 1900-01-01 09:33 | 9.8176 | 88.9954 | 17.8937 | 698 | 16 | 19 | 1.1294 | 10.9079 | 4663 | -0.15916 | 1.0903 | 0.64579 | 0.67729 | 0.72934 | 0.93582 | 0.99531 | -1.3585 | -0.6499 | -0.15916 | 0.33159 | 1.0401 | -0.18525 | 0.56835 | 1.0903 | 1.6122 | 2.3658
Non-Residential | All | 2014-09-15 | Aggregate | 19 | Non-Residential¦All¦41897¦Aggregate¦19 | 3.7115 | 2.3975 | 35.9311 | 80.1488 | 79.241 | 699 | 1900-01-02 15:50 | 1900-01-01 07:23 | 33.0827 | 79.9733 | 61.9761 | 699 | 15 | 18 | 0.92791 | 33.3408 | 4663 | 2.8484 | 0.25814 | 2.9972 | 2.3442 | 2.7811 | 3.805 | 3.6372 | -2.0279 | 0.85309 | 2.8484 | 4.8438 | 7.7248 | -4.4032 | -1.6492 | 0.25814 | 2.1655 | 4.9195
Non-Residential | All | 2014-07-29 | Per Premise | 15 | Non-Residential¦All¦41849¦Per Premise¦15 | 3.7202 | 2.3863 | 9.7508 | 84.987 | 15.2815 | 712 | 1900-01-02 16:12 | 1900-01-01 06:57 | 8.892 | 84.6715 | 13.8708 | 711 | 16 | 19 | 0.91192 | 8.892 | 4663 | 0.85881 | -1.35e-07 | 0.5727 | 0.5202 | 0.52226 | 0.77369 | 0.73713 | -0.13271 | 0.45309 | 0.85881 | 1.2645 | 1.8503 | -0.94467 | -0.38655 | -1.35e-07 | 0.38655 | 0.94467
Non-Residential | All | 2014-09-16 | Per Premise | 4 | Non-Residential¦All¦41898¦Per Premise¦4 | 3.6591 | 2.3084 | 3.1521 | 73.3712 | 6.5024 | 698 | 1900-01-02 17:03 | 1900-01-01 09:33 | 3.5583 | 73.2237 | 8.3894 | 698 | 16 | 19 | 1.1294 | 3.5598 | 4663 | -0.40624 | 0.0015203 | 0.24612 | 0.31754 | 0.27796 | 0.40176 | 0.42201 | -0.92111 | -0.61692 | -0.40624 | -0.19556 | 0.10863 | -0.53931 | -0.21978 | 0.0015203 | 0.22282 | 0.54235
Non-Residential | All | 2014-09-16 | Per Premise | 5 | Non-Residential¦All¦41898¦Per Premise¦5 | 3.6591 | 2.3084 | 3.2338 | 73.214 | 6.8253 | 698 | 1900-01-02 17:03 | 1900-01-01 09:33 | 3.7167 | 73.0323 | 8.9645 | 698 | 16 | 19 | 1.1294 | 3.6521 | 4663 | -0.48286 | -0.064526 | 0.25834 | 0.33931 | 0.29176 | 0.42647 | 0.4475 | -1.0294 | -0.7065 | -0.48286 | -0.25922 | 0.063678 | -0.63802 | -0.2992 | -0.064526 | 0.17014 | 0.50897
Non-Residential | All | 2014-09-15 | Per Premise | 24 | Non-Residential¦All¦41897¦Per Premise¦24 | 3.7115 | 2.3975 | 4.2704 | 74.9363 | 9.5571 | 699 | 1900-01-02 15:50 | 1900-01-01 07:23 | 3.7678 | 74.94 | 8.2601 | 699 | 15 | 18 | 0.92791 | 3.9625 | 4663 | 0.50256 | 0.1947 | 0.36148 | 0.31243 | 0.33542 | 0.47779 | 0.45839 | -0.10975 | 0.252 | 0.50256 | 0.75311 | 1.1149 | -0.39275 | -0.045679 | 0.1947 | 0.43508 | 0.78215
Non-Residential | All | 2014-09-17 | Per Premise | 4 | Non-Residential¦All¦41899¦Per Premise¦4 | 3.7062 | 2.3971 | 3.9445 | 77.6718 | 9.509 | 699 | 1900-01-02 15:50 | 1900-01-01 07:28 | 3.4297 | 77.6065 | 8.0742 | 697 | 15 | 18 | 0.94259 | 3.718 | 4663 | 0.51476 | 0.2883 | 0.35966 | 0.30583 | 0.33901 | 0.47211 | 0.45658 | -0.090283 | 0.26718 | 0.51476 | 0.76233 | 1.1198 | -0.29683 | 0.04887 | 0.2883 | 0.52773 | 0.87343
Non-Residential | All | Average Event Day | Per Premise | 16 | Non-Residential¦All¦Average Event Day¦Per Premise¦16 | 3.6848 | 2.352 | 9.8154 | 85.5108 | 16.2893 | 1400 | 1900-01-02 16:24 | 1900-01-01 08:21 | 9.0198 | 85.4461 | 15.5876 | 1403 | 15 | 18 | 1.0057 | 9.871 | 4663 | 0.79561 | 0.85123 | 0.43535 | 0.41615 | 0.43782 | 0.60225 | 0.60404 | 0.023791 | 0.47979 | 0.79561 | 1.1114 | 1.5674 | 0.077125 | 0.53447 | 0.85123 | 1.168 | 1.6253
Non-Residential | All | 2014-09-16 | Per Premise | 14 | Non-Residential¦All¦41898¦Per Premise¦14 | 3.6591 | 2.3084 | 10.7713 | 93.5819 | 19.6622 | 698 | 1900-01-02 17:03 | 1900-01-01 09:33 | 11.9754 | 93.88 | 19.8246 | 698 | 16 | 19 | 1.1294 | 12.1647 | 4663 | -1.2041 | 0.18934 | 0.74423 | 0.75037 | 0.8405 | 1.0569 | 1.1267 | -2.5585 | -1.7583 | -1.2041 | -0.64985 | 0.15035 | -1.2546 | -0.40151 | 0.18934 | 0.7802 | 1.6333
Non-Residential | All | 2014-07-29 | Per Premise | 23 | Non-Residential¦All¦41849¦Per Premise¦23 | 3.7202 | 2.3863 | 4.4772 | 70.4185 | 10.062 | 712 | 1900-01-02 16:12 | 1900-01-01 06:57 | 3.6241 | 70.4863 | 7.3949 | 711 | 16 | 19 | 0.91192 | 4.0829 | 4663 | 0.85305 | 0.45872 | 0.37709 | 0.27733 | 0.34388 | 0.46809 | 0.44177 | 0.25317 | 0.60759 | 0.85305 | 1.0985 | 1.4529 | -0.10743 | 0.22706 | 0.45872 | 0.69039 | 1.0249
Non-Residential | All | 2014-09-15 | Per Premise | 7 | Non-Residential¦All¦41897¦Per Premise¦7 | 3.7115 | 2.3975 | 4.8309 | 75.3903 | 10.9128 | 699 | 1900-01-02 15:50 | 1900-01-01 07:23 | 3.8878 | 75.3783 | 9.6033 | 699 | 15 | 18 | 0.92791 | 4.4827 | 4663 | 0.94311 | 0.59485 | 0.41276 | 0.36323 | 0.383 | 0.54982 | 0.52785 | 0.23849 | 0.65479 | 0.94311 | 1.2314 | 1.6477 | -0.081621 | 0.31804 | 0.59485 | 0.87165 | 1.2713
Non-Residential | All | 2014-08-27 | Aggregate | 6 | Non-Residential¦All¦41878¦Aggregate¦6 | 3.6624 | 2.3074 | 13.3359 | 66.7038 | 30.3632 | 700 | 1900-01-02 16:59 | 1900-01-01 09:18 | 17.5843 | 66.4572 | 43.0549 | 704 | 15 | 18 | 1.0921 | 14.564 | 4663 | -4.2484 | -3.0204 | 1.1476 | 1.6227 | 1.2533 | 1.9875 | 2.0503 | -6.7955 | -5.2907 | -4.2484 | -3.2062 | -1.7014 | -5.648 | -4.0956 | -3.0204 | -1.9452 | -0.39274
Non-Residential | All | 2014-09-16 | Per Premise | 15 | Non-Residential¦All¦41898¦Per Premise¦15 | 3.6591 | 2.3084 | 10.6236 | 92.6401 | 18.9997 | 698 | 3.7103 | 2.3979 | 11.9979 | 93.0633 | 20.1562 | 698 | 16 | 19 | 1.1294 | 11.9979 | 4663 | -1.3743 | -7.86e-07 | 0.71915 | 0.76292 | 0.81218 | 1.0484 | 1.1143 | -2.7179 | -1.9241 | -1.3743 | -0.8245 | -0.030671 | -1.428 | -0.58435 | -7.86e-07 | 0.58434 | 1.428
Non-Residential | All | Average Event Day | Per Premise | 10 | Non-Residential¦All¦Average Event Day¦Per Premise¦10 | 3.6848 | 2.352 | 8.3762 | 88.5081 | 15.5691 | 1400 | 3.6837 | 2.3477 | 8.6334 | 88.4349 | 16.6403 | 1403 | 15 | 18 | 1.0057 | 8.4236 | 4663 | -0.25724 | -0.20978 | 0.4161 | 0.44425 | 0.41846 | 0.60869 | 0.6103 | -1.0373 | -0.57644 | -0.25724 | 0.061954 | 0.52282 | -0.99191 | -0.52982 | -0.20978 | 0.11027 | 0.57236
Non-Residential | All | 2014-07-29 | Aggregate | 2 | Non-Residential¦All¦41849¦Aggregate¦2 | 3.7202 | 2.3863 | 16.1015 | 70.4036 | 39.2171 | 712 | 3.6747 | 2.2899 | 13.6493 | 70.5602 | 28.0505 | 711 | 16 | 19 | 0.91192 | 14.6834 | 4663 | 2.4522 | 1.0341 | 1.4697 | 1.052 | 1.3403 | 1.8074 | 1.7038 | 0.13593 | 1.5044 | 2.4522 | 3.4 | 4.7685 | -1.1495 | 0.14059 | 1.0341 | 1.9276 | 3.2176
Non-Residential | All | 2014-08-27 | Per Premise | 12 | Non-Residential¦All¦41878¦Per Premise¦12 | 3.6624 | 2.3074 | 8.9025 | 88.3868 | 15.4604 | 700 | 3.7073 | 2.3874 | 9.9669 | 88.7944 | 17.1366 | 704 | 15 | 18 | 1.0921 | 9.7223 | 4663 | -1.0643 | -0.24452 | 0.58435 | 0.64586 | 0.63816 | 0.87098 | 0.90796 | -2.1805 | -1.5211 | -1.0643 | -0.6076 | 0.051858 | -1.4081 | -0.72065 | -0.24452 | 0.23161 | 0.91907
Non-Residential | All | 2014-08-27 | Aggregate | 2 | Non-Residential¦All¦41878¦Aggregate¦2 | 3.6624 | 2.3074 | 13.4572 | 66.8387 | 28.8189 | 700 | 3.7073 | 2.3874 | 15.5562 | 66.6035 | 37.1716 | 704 | 15 | 18 | 1.0921 | 14.6964 | 4663 | -2.0991 | -0.85982 | 1.0893 | 1.401 | 1.1896 | 1.7746 | 1.8379 | -4.3733 | -3.0297 | -2.0991 | -1.1685 | 0.17515 | -3.2151 | -1.8236 | -0.85982 | 0.10395 | 1.4955
Non-Residential | All | 2014-09-16 | Aggregate | 24 | Non-Residential¦All¦41898¦Aggregate¦24 | 3.6591 | 2.3084 | 18.1371 | 80.0586 | 42.5585 | 698 | 3.7103 | 2.3979 | 21.5431 | 80.1231 | 49.5467 | 698 | 16 | 19 | 1.1294 | 20.4833 | 4663 | -3.406 | -1.0598 | 1.6109 | 1.8754 | 1.8192 | 2.4722 | 2.6128 | -6.5743 | -4.7024 | -3.406 | -2.1096 | -0.23773 | -4.4082 | -2.4299 | -1.0598 | 0.3104 | 2.2887
Non-Residential | All | 2014-07-29 | Per Premise | 4 | Non-Residential¦All¦41849¦Per Premise¦4 | 3.7202 | 2.3863 | 3.2733 | 69.4134 | 8.0546 | 712 | 3.6747 | 2.2899 | 2.7146 | 69.6015 | 5.7471 | 711 | 16 | 19 | 0.91192 | 2.985 | 4663 | 0.55875 | 0.27045 | 0.30186 | 0.21553 | 0.27527 | 0.37091 | 0.34961 | 0.083409 | 0.36424 | 0.55875 | 0.75326 | 1.0341 | -0.1776 | 0.08711 | 0.27045 | 0.45379 | 0.7185
Non-Residential | All | Average Event Day | Per Premise | 24 | Non-Residential¦All¦Average Event Day¦Per Premise¦24 | 3.6848 | 2.352 | 3.7565 | 73.2911 | 8.2931 | 1400 | 3.6837 | 2.3477 | 3.9271 | 73.2181 | 8.9405 | 1403 | 15 | 18 | 1.0057 | 3.7777 | 4663 | -0.17064 | -0.14935 | 0.22164 | 0.23869 | 0.2229 | 0.32573 | 0.32658 | -0.58807 | -0.34145 | -0.17064 | 0.0001751 | 0.2468 | -0.56788 | -0.32061 | -0.14935 | 0.021911 | 0.26918
Non-Residential | All | 2014-07-29 | Aggregate | 4 | Non-Residential¦All¦41849¦Aggregate¦4 | 3.7202 | 2.3863 | 15.2636 | 69.4134 | 37.5588 | 712 | 3.6747 | 2.2899 | 12.6582 | 69.6015 | 26.7987 | 711 | 16 | 19 | 0.91192 | 13.9193 | 4663 | 2.6054 | 1.2611 | 1.4076 | 1.005 | 1.2836 | 1.7296 | 1.6303 | 0.38894 | 1.6985 | 2.6054 | 3.5124 | 4.822 | -0.82815 | 0.40619 | 1.2611 | 2.116 | 3.3504
Non-Residential | All | 2014-09-16 | Per Premise | 12 | Non-Residential¦All¦41898¦Per Premise¦12 | 3.6591 | 2.3084 | 10.7541 | 95.8383 | 19.3555 | 698 | 3.7103 | 2.3979 | 11.7071 | 96.2856 | 18.9687 | 698 | 16 | 19 | 1.1294 | 12.1452 | 4663 | -0.95303 | 0.43814 | 0.73262 | 0.71797 | 0.82739 | 1.0258 | 1.0955 | -2.2676 | -1.491 | -0.95303 | -0.41512 | 0.36155 | -0.96577 | -0.13633 | 0.43814 | 1.0126 | 1.842
Non-Residential | All | 2014-07-29 | Aggregate | 1 | Non-Residential¦All¦41849¦Aggregate¦1 | 3.7202 | 2.3863 | 16.9156 | 70.773 | 40.6201 | 712 | 3.6747 | 2.2899 | 14.6854 | 70.8853 | 31.2403 | 711 | 16 | 19 | 0.91192 | 15.4258 | 4663 | 2.2302 | 0.74032 | 1.5223 | 1.1716 | 1.3882 | 1.921 | 1.8165 | -0.23163 | 1.2228 | 2.2302 | 3.2375 | 4.692 | -1.5877 | -0.21228 | 0.74032 | 1.6929 | 3.0683
Non-Residential | All | 2014-09-17 | Aggregate | 22 | Non-Residential¦All¦41899¦Aggregate¦22 | 3.7062 | 2.3971 | 25.9105 | 72.7799 | 54.2132 | 699 | 3.6594 | 2.3109 | 22.6108 | 72.881 | 48.678 | 697 | 15 | 18 | 0.94259 | 24.4229 | 4663 | 3.2996 | 1.8121 | 2.0505 | 1.8438 | 1.9328 | 2.7576 | 2.6712 | -0.23436 | 1.8536 | 3.2996 | 4.7457 | 6.8336 | -1.6112 | 0.41131 | 1.8121 | 3.2129 | 5.2354
Non-Residential | All | 2014-09-17 | Per Premise | 7 | Non-Residential¦All¦41899¦Per Premise¦7 | 3.7062 | 2.3971 | 5.5693 | 81.9386 | 13.7422 | 699 | 3.6594 | 2.3109 | 4.3578 | 81.9021 | 11.0278 | 697 | 15 | 18 | 0.94259 | 5.2496 | 4663 | 1.2115 | 0.89175 | 0.51978 | 0.41771 | 0.48994 | 0.66682 | 0.64383 | 0.35693 | 0.86182 | 1.2115 | 1.5612 | 2.0661 | 0.066654 | 0.55413 | 0.89175 | 1.2294 | 1.7169
Non-Residential | All | 2014-09-16 | Aggregate | 17 | Non-Residential¦All¦41898¦Aggregate¦17 | 3.6591 | 2.3084 | 45.0375 | 88.9052 | 79.5586 | 698 | 3.7103 | 2.3979 | 45.7797 | 88.9954 | 83.4381 | 698 | 16 | 19 | 1.1294 | 50.8637 | 4663 | -0.74215 | 5.084 | 3.0113 | 3.1582 | 3.4009 | 4.3637 | 4.6411 | -6.3345 | -3.0305 | -0.74215 | 1.5462 | 4.8502 | -0.86383 | 2.6502 | 5.084 | 7.5178 | 11.0319
Non-Residential | All | 2014-09-15 | Aggregate | 4 | Non-Residential¦All¦41897¦Aggregate¦4 | 3.7115 | 2.3975 | 16.5592 | 72.784 | 38.7855 | 699 | 3.6598 | 2.3078 | 14.1417 | 72.9808 | 30.2271 | 699 | 15 | 18 | 0.92791 | 15.3654 | 4663 | 2.4175 | 1.2237 | 1.467 | 1.1433 | 1.3612 | 1.8599 | 1.7777 | 0.033943 | 1.4422 | 2.4175 | 3.3928 | 4.8011 | -1.0544 | 0.29152 | 1.2237 | 2.1559 | 3.5019
Non-Residential | All | Average Event Day | Aggregate | 18 | Non-Residential¦All¦Average Event Day¦Aggregate¦18 | 3.6848 | 2.352 | 37.8235 | 80.5196 | 70.0673 | 1400 | 3.6837 | 2.3477 | 35.4181 | 80.4787 | 64.9898 | 1403 | 15 | 18 | 1.0057 | 38.0378 | 4663 | 2.4054 | 2.6197 | 1.8726 | 1.7351 | 1.8832 | 2.5529 | 2.5607 | -0.86627 | 1.0666 | 2.4054 | 3.7441 | 5.677 | -0.66192 | 1.2769 | 2.6197 | 3.9625 | 5.9013
Non-Residential | All | Average Event Day | Per Premise | 12 | Non-Residential¦All¦Average Event Day¦Per Premise¦12 | 3.6848 | 2.352 | 10.1188 | 89.5818 | 16.7625 | 1400 | 3.6837 | 2.3477 | 10.2344 | 89.5405 | 17.9367 | 1403 | 15 | 18 | 1.0057 | 10.1761 | 4663 | -0.11569 | -0.058349 | 0.448 | 0.47886 | 0.45053 | 0.65575 | 0.65749 | -0.95607 | -0.45957 | -0.11569 | 0.22819 | 0.72469 | -0.90096 | -0.40314 | -0.058349 | 0.28644 | 0.78426
Non-Residential | All | Average Event Day | Aggregate | 14 | Non-Residential¦All¦Average Event Day¦Aggregate¦14 | 3.6848 | 2.352 | 48.0087 | 87.3341 | 81.0112 | 1400 | 3.6837 | 2.3477 | 48.2808 | 87.3362 | 81.3194 | 1403 | 15 | 18 | 1.0057 | 48.2807 | 4663 | -0.27206 | -8.48e-07 | 2.1651 | 2.171 | 2.1774 | 3.0661 | 3.0748 | -4.2014 | -1.8799 | -0.27206 | 1.3358 | 3.6573 | -3.9405 | -1.6124 | -8.48e-07 | 1.6124 | 3.9405
Non-Residential | All | 2014-09-16 | Aggregate | 100 | Non-Residential¦All¦41898¦Aggregate¦100 | 3.6591 | 2.3084 | 41.7872 | 88.8714 | 75.9681 | 2792 | 3.7103 | 2.3979 | 43.2183 | 88.9561 | 82.4914 | 2792 | 16 | 19 | 1.1294 | 47.1929 | 4663 | -1.4311 | 3.9746 | 1.4377 | 1.5612 | 1.6237 | 2.1223 | 2.2525 | -4.151 | -2.544 | -1.4311 | -0.31813 | 1.2888 | 1.0879 | 2.7934 | 3.9746 | 5.1558 | 6.8613
Non-Residential | All | 2014-07-29 | Aggregate | 15 | Non-Residential¦All¦41849¦Aggregate¦15 | 3.7202 | 2.3863 | 45.4681 | 84.987 | 71.2578 | 712 | 3.6747 | 2.2899 | 41.4635 | 84.6715 | 64.6798 | 711 | 16 | 19 | 0.91192 | 41.4635 | 4663 | 4.0046 | -1.43e-06 | 2.6705 | 2.4257 | 2.4353 | 3.6077 | 3.4372 | -0.61882 | 2.1128 | 4.0046 | 5.8965 | 8.6281 | -4.405 | -1.8025 | -1.43e-06 | 1.8025 | 4.405
Non-Residential | All | 2014-08-27 | Aggregate | 24 | Non-Residential¦All¦41878¦Aggregate¦24 | 3.6624 | 2.3074 | 15.0214 | 73.471 | 30.3346 | 700 | 3.7073 | 2.3874 | 19.3698 | 73.2364 | 45.379 | 704 | 15 | 18 | 1.0921 | 16.4047 | 4663 | -4.3485 | -2.9652 | 1.1465 | 1.7103 | 1.2521 | 2.059 | 2.1196 | -6.9872 | -5.4282 | -4.3485 | -3.2687 | -1.7097 | -5.6816 | -4.0767 | -2.9652 | -1.8536 | -0.24872
Non-Residential | All | 2014-09-15 | Per Premise | 15 | Non-Residential¦All¦41897¦Per Premise¦15 | 3.7115 | 2.3975 | 10.9871 | 90.3237 | 17.8877 | 699 | 3.6598 | 2.3078 | 9.6106 | 89.9098 | 17.6225 | 699 | 15 | 18 | 0.92791 | 10.195 | 4663 | 1.3765 | 0.58441 | 0.67658 | 0.66654 | 0.6278 | 0.94976 | 0.91565 | 0.15932 | 0.87843 | 1.3765 | 1.8745 | 2.5936 | -0.58904 | 0.10425 | 0.58441 | 1.0646 | 1.7579
Non-Residential | All | 2014-09-15 | Per Premise | 21 | Non-Residential¦All¦41897¦Per Premise¦21 | 3.7115 | 2.3975 | 6.2905 | 78.5676 | 13.4571 | 699 | 3.6598 | 2.3078 | 5.7613 | 78.539 | 10.9729 | 699 | 15 | 18 | 0.92791 | 5.837 | 4663 | 0.52918 | 0.075694 | 0.50899 | 0.41503 | 0.4723 | 0.65675 | 0.62874 | -0.31249 | 0.18478 | 0.52918 | 0.87358 | 1.3708 | -0.73007 | -0.25402 | 0.075694 | 0.40541 | 0.88146
Non-Residential | All | 2014-09-15 | Per Premise | 12 | Non-Residential¦All¦41897¦Per Premise¦12 | 3.7115 | 2.3975 | 10.9209 | 91.3204 | 16.9808 | 699 | 3.6598 | 2.3078 | 10.2453 | 90.7516 | 18.6696 | 699 | 15 | 18 | 0.92791 | 10.1336 | 4663 | 0.67564 | -0.11165 | 0.64227 | 0.70615 | 0.59597 | 0.95455 | 0.92403 | -0.54766 | 0.17508 | 0.67564 | 1.1762 | 1.8989 | -1.2958 | -0.59622 | -0.11165 | 0.37291 | 1.0725
Non-Residential | All | 2014-07-29 | Per Premise | 22 | Non-Residential¦All¦41849¦Per Premise¦22 | 3.7202 | 2.3863 | 5.1385 | 71.0444 | 10.5772 | 712 | 3.6747 | 2.2899 | 4.3062 | 71.0813 | 8.3368 | 711 | 16 | 19 | 0.91192 | 4.686 | 4663 | 0.83233 | 0.37975 | 0.3964 | 0.31265 | 0.36148 | 0.50486 | 0.47794 | 0.18532 | 0.56758 | 0.83233 | 1.0971 | 1.4793 | -0.23275 | 0.12912 | 0.37975 | 0.63038 | 0.99225
Non-Residential | All | 2014-09-16 | Aggregate | 6 | Non-Residential¦All¦41898¦Aggregate¦6 | 3.6591 | 2.3084 | 16.1557 | 73.891 | 37.6508 | 698 | 3.7103 | 2.3979 | 20.0463 | 73.8793 | 47.0832 | 698 | 16 | 19 | 1.1294 | 18.2456 | 4663 | -3.8906 | -1.8007 | 1.4251 | 1.7821 | 1.6095 | 2.2819 | 2.4013 | -6.8149 | -5.0872 | -3.8906 | -2.694 | -0.96628 | -4.8781 | -3.0599 | -1.8007 | -0.54141 | 1.2767
Non-Residential | All | 2014-09-16 | Aggregate | 7 | Non-Residential¦All¦41898¦Aggregate¦7 | 3.6591 | 2.3084 | 18.4649 | 79.534 | 44.6478 | 698 | 3.7103 | 2.3979 | 23.7218 | 79.6438 | 54.1031 | 698 | 16 | 19 | 1.1294 | 20.8536 | 4663 | -5.2569 | -2.8682 | 1.6899 | 2.0478 | 1.9086 | 2.6551 | 2.7993 | -8.6595 | -6.6492 | -5.2569 | -3.8646 | -1.8543 | -6.4557 | -4.3362 | -2.8682 | -1.4003 | 0.71924
Non-Residential | All | 2014-09-16 | Per Premise | 16 | Non-Residential¦All¦41898¦Per Premise¦16 | 3.6591 | 2.3084 | 10.3268 | 91.4996 | 18.4795 | 698 | 3.7103 | 2.3979 | 10.6519 | 91.5603 | 18.6366 | 698 | 16 | 19 | 1.1294 | 11.6626 | 4663 | -0.32513 | 1.0108 | 0.69946 | 0.7054 | 0.78994 | 0.9934 | 1.0591 | -1.5982 | -0.84607 | -0.32513 | 0.19581 | 0.94796 | -0.34647 | 0.4554 | 1.0108 | 1.5661 | 2.368
Non-Residential | All | 2014-09-15 | Per Premise | 23 | Non-Residential¦All¦41897¦Per Premise¦23 | 3.7115 | 2.3975 | 4.8284 | 76.2918 | 10.9322 | 699 | 3.6598 | 2.3078 | 4.2226 | 76.2485 | 9.0505 | 699 | 15 | 18 | 0.92791 | 4.4803 | 4663 | 0.60578 | 0.2577 | 0.41349 | 0.34232 | 0.38369 | 0.53681 | 0.5142 | -0.082162 | 0.32428 | 0.60578 | 0.88729 | 1.2937 | -0.40127 | -0.011942 | 0.2577 | 0.52735 | 0.91667
Non-Residential | All | 2014-09-17 | Per Premise | 100 | Non-Residential¦All¦41899¦Per Premise¦100 | 3.7062 | 2.3971 | 10.2266 | 81.8839 | 17.7373 | 2796 | 3.6594 | 2.3109 | 8.8808 | 81.6393 | 16.2089 | 2788 | 15 | 18 | 0.94259 | 9.6394 | 4663 | 1.3457 | 0.75863 | 0.33544 | 0.30698 | 0.31618 | 0.45471 | 0.44069 | 0.76301 | 1.1073 | 1.3457 | 1.5842 | 1.9285 | 0.19386 | 0.52753 | 0.75863 | 0.98972 | 1.3234
Non-Residential | All | 2014-08-27 | Per Premise | 15 | Non-Residential¦All¦41878¦Per Premise¦15 | 3.6624 | 2.3074 | 9.1313 | 85.5271 | 15.5702 | 700 | 3.7073 | 2.3874 | 9.4005 | 85.8067 | 15.7853 | 704 | 15 | 18 | 1.0921 | 9.9722 | 4663 | -0.26919 | 0.5717 | 0.5885 | 0.59493 | 0.64269 | 0.83682 | 0.87578 | -1.3416 | -0.70802 | -0.26919 | 0.16964 | 0.80324 | -0.55066 | 0.11244 | 0.5717 | 1.031 | 1.6941
Non-Residential | All | 2014-09-16 | Aggregate | 16 | Non-Residential¦All¦41898¦Aggregate¦16 | 3.6591 | 2.3084 | 48.1536 | 91.4996 | 86.17 | 698 | 3.7103 | 2.3979 | 49.6697 | 91.5603 | 86.9023 | 698 | 16 | 19 | 1.1294 | 54.3829 | 4663 | -1.5161 | 4.7132 | 3.2616 | 3.2893 | 3.6835 | 4.6322 | 4.9384 | -7.4525 | -3.9452 | -1.5161 | 0.91307 | 4.4204 | -1.6156 | 2.1235 | 4.7132 | 7.3029 | 11.042
Non-Residential | All | 2014-07-29 | Per Premise | 10 | Non-Residential¦All¦41849¦Per Premise¦10 | 3.7202 | 2.3863 | 7.8969 | 83.5642 | 13.7511 | 712 | 3.6747 | 2.2899 | 7.3391 | 83.3271 | 13.953 | 711 | 16 | 19 | 0.91192 | 7.2014 | 4663 | 0.55785 | -0.13768 | 0.51535 | 0.52328 | 0.46996 | 0.73444 | 0.70333 | -0.38337 | 0.17271 | 0.55785 | 0.94299 | 1.4991 | -1.039 | -0.50651 | -0.13768 | 0.23115 | 0.76368
Non-Residential | All | Average Event Day | Per Premise | 8 | Non-Residential¦All¦Average Event Day¦Per Premise¦8 | 3.6848 | 2.352 | 5.2841 | 80.5251 | 12.4196 | 1400 | 3.6837 | 2.3477 | 5.4702 | 80.4428 | 13.1108 | 1403 | 15 | 18 | 1.0057 | 5.314 | 4663 | -0.18607 | -0.15613 | 0.33193 | 0.35003 | 0.33381 | 0.48239 | 0.48368 | -0.80427 | -0.43904 | -0.18607 | 0.06689 | 0.43213 | -0.77599 | -0.40977 | -0.15613 | 0.097514 | 0.46373
Non-Residential | All | 2014-09-15 | Per Premise | 16 | Non-Residential¦All¦41897¦Per Premise¦16 | 3.7115 | 2.3975 | 10.5651 | 88.4316 | 17.9537 | 699 | 3.6598 | 2.3078 | 9.1864 | 88.0496 | 16.8508 | 699 | 15 | 18 | 0.92791 | 9.8035 | 4663 | 1.3787 | 0.6171 | 0.67907 | 0.63736 | 0.63012 | 0.93132 | 0.89625 | 0.18521 | 0.89036 | 1.3787 | 1.8671 | 2.5723 | -0.5315 | 0.1471 | 0.6171 | 1.0871 | 1.7657
Non-Residential | All | 2014-07-29 | Per Premise | 17 | Non-Residential¦All¦41849¦Per Premise¦17 | 3.7202 | 2.3863 | 8.4913 | 79.7148 | 13.1357 | 712 | 3.6747 | 2.2899 | 7.7535 | 79.4743 | 12.4323 | 711 | 16 | 19 | 0.91192 | 7.7434 | 4663 | 0.73781 | -0.01007 | 0.49228 | 0.46625 | 0.44892 | 0.67803 | 0.64724 | -0.13112 | 0.38225 | 0.73781 | 1.0934 | 1.6067 | -0.83954 | -0.34948 | -0.01007 | 0.32934 | 0.8194
Non-Residential | All | 2014-09-15 | Aggregate | 10 | Non-Residential¦All¦41897¦Aggregate¦10 | 3.7115 | 2.3975 | 43.1619 | 89.1283 | 71.4739 | 699 | 3.6598 | 2.3078 | 40.5798 | 88.6798 | 79.7254 | 699 | 15 | 18 | 0.92791 | 40.0504 | 4663 | 2.5821 | -0.52946 | 2.7034 | 3.0155 | 2.5085 | 4.0499 | 3.9225 | -2.608 | 0.45836 | 2.5821 | 4.7059 | 7.7722 | -5.5563 | -2.5864 | -0.52946 | 1.5275 | 4.4974
Non-Residential | All | 2014-08-27 | Per Premise | 22 | Non-Residential¦All¦41878¦Per Premise¦22 | 3.6624 | 2.3074 | 4.2922 | 76.6229 | 8.0865 | 700 | 3.7073 | 2.3874 | 5.4267 | 76.4439 | 11.6193 | 704 | 15 | 18 | 1.0921 | 4.6874 | 4663 | -1.1346 | -0.7393 | 0.30564 | 0.43792 | 0.33379 | 0.53403 | 0.55062 | -1.819 | -1.4146 | -1.1346 | -0.85452 | -0.45018 | -1.445 | -1.028 | -0.7393 | -0.45056 | -0.033653
Non-Residential | All | 2014-09-15 | Aggregate | 1 | Non-Residential¦All¦41897¦Aggregate¦1 | 3.7115 | 2.3975 | 18.2589 | 74.2228 | 41.5562 | 699 | 3.6598 | 2.3078 | 15.4125 | 74.3004 | 32.6614 | 699 | 15 | 18 | 0.92791 | 16.9426 | 4663 | 2.8464 | 1.5301 | 1.5718 | 1.2354 | 1.4585 | 1.9992 | 1.9114 | 0.28434 | 1.798 | 2.8464 | 3.8947 | 5.4084 | -0.91943 | 0.52776 | 1.5301 | 2.5324 | 3.9796
Non-Residential | All | 2014-09-15 | Aggregate | 21 | Non-Residential¦All¦41897¦Aggregate¦21 | 3.7115 | 2.3975 | 29.3326 | 78.5676 | 62.7503 | 699 | 3.6598 | 2.3078 | 26.865 | 78.539 | 51.1667 | 699 | 15 | 18 | 0.92791 | 27.218 | 4663 | 2.4676 | 0.35296 | 2.3734 | 1.9353 | 2.2023 | 3.0624 | 2.9318 | -1.4571 | 0.86162 | 2.4676 | 4.0735 | 6.3923 | -3.4043 | -1.1845 | 0.35296 | 1.8904 | 4.1103
Non-Residential | All | 2014-07-29 | Per Premise | 7 | Non-Residential¦All¦41849¦Per Premise¦7 | 3.7202 | 2.3863 | 4.3071 | 74.5528 | 10.6233 | 712 | 3.6747 | 2.2899 | 3.2156 | 74.526 | 6.8287 | 711 | 16 | 19 | 0.91192 | 3.9278 | 4663 | 1.0915 | 0.71215 | 0.39813 | 0.2561 | 0.36306 | 0.47338 | 0.4443 | 0.48484 | 0.84326 | 1.0915 | 1.3397 | 1.6982 | 0.14276 | 0.47916 | 0.71215 | 0.94513 | 1.2815
Non-Residential | All | Average Event Day | Per Premise | 17 | Non-Residential¦All¦Average Event Day¦Per Premise¦17 | 3.6848 | 2.352 | 9.1825 | 83.5702 | 15.7435 | 1400 | 3.6837 | 2.3477 | 8.5343 | 83.5247 | 14.9815 | 1403 | 15 | 18 | 1.0057 | 9.2345 | 4663 | 0.64817 | 0.70021 | 0.42076 | 0.39997 | 0.42315 | 0.58053 | 0.58226 | -0.095809 | 0.34374 | 0.64817 | 0.9526 | 1.3922 | -0.045992 | 0.39487 | 0.70021 | 1.0055 | 1.4464
Non-Residential | All | Average Event Day | Aggregate | 3 | Non-Residential¦All¦Average Event Day¦Aggregate¦3 | 3.6848 | 2.352 | 15.2999 | 71.4725 | 35.7473 | 1400 | 3.6837 | 2.3477 | 15.0816 | 71.3751 | 34.6839 | 1403 | 15 | 18 | 1.0057 | 15.3866 | 4663 | 0.21833 | 0.30503 | 0.95539 | 0.92598 | 0.9608 | 1.3305 | 1.3344 | -1.4868 | -0.47938 | 0.21833 | 0.91604 | 1.9234 | -1.405 | -0.39472 | 0.30503 | 1.0048 | 2.0151
Non-Residential | All | 2014-09-17 | Per Premise | 2 | Non-Residential¦All¦41899¦Per Premise¦2 | 3.7062 | 2.3971 | 4.0733 | 78.8296 | 9.7302 | 699 | 3.6594 | 2.3109 | 3.6264 | 78.7943 | 8.5164 | 697 | 15 | 18 | 0.94259 | 3.8395 | 4663 | 0.44696 | 0.21311 | 0.36803 | 0.32258 | 0.3469 | 0.48939 | 0.47371 | -0.18022 | 0.19032 | 0.44696 | 0.7036 | 1.0741 | -0.39398 | -0.035306 | 0.21311 | 0.46152 | 0.82019
Non-Residential | All | 2014-08-27 | Per Premise | 19 | Non-Residential¦All¦41878¦Per Premise¦19 | 3.6624 | 2.3074 | 6.4283 | 78.779 | 11.4412 | 700 | 3.7073 | 2.3874 | 7.3211 | 78.7255 | 14.4411 | 704 | 15 | 18 | 1.0921 | 7.0203 | 4663 | -0.89282 | -0.30085 | 0.43244 | 0.54427 | 0.47226 | 0.69515 | 0.7206 | -1.7837 | -1.2574 | -0.89282 | -0.52829 | -0.001956 | -1.2243 | -0.67873 | -0.30085 | 0.077033 | 0.62263
Non-Residential | All | 2014-09-17 | Per Premise | 15 | Non-Residential¦All¦41899¦Per Premise¦15 | 3.7062 | 2.3971 | 11.2568 | 85.9224 | 18.3909 | 699 | 3.6594 | 2.3109 | 9.6987 | 85.6197 | 17.6746 | 697 | 15 | 18 | 0.94259 | 10.6105 | 4663 | 1.5581 | 0.91182 | 0.69561 | 0.66947 | 0.65567 | 0.96543 | 0.93707 | 0.32083 | 1.0518 | 1.5581 | 2.0644 | 2.7953 | -0.28908 | 0.42042 | 0.91182 | 1.4032 | 2.1127
Non-Residential | All | 2014-08-27 | Per Premise | 10 | Non-Residential¦All¦41878¦Per Premise¦10 | 3.6624 | 2.3074 | 7.0786 | 86.7069 | 14.4151 | 700 | 3.7073 | 2.3874 | 8.2167 | 86.9462 | 15.7633 | 704 | 15 | 18 | 1.0921 | 7.7304 | 4663 | -1.1381 | -0.48623 | 0.54484 | 0.5941 | 0.59501 | 0.80611 | 0.84083 | -2.1712 | -1.5608 | -1.1381 | -0.71536 | -0.10502 | -1.5638 | -0.92716 | -0.48623 | -0.045297 | 0.59134
Non-Residential | All | 2014-07-29 | Per Premise | 9 | Non-Residential¦All¦41849¦Per Premise¦9 | 3.7202 | 2.3863 | 6.6585 | 81.204 | 13.4199 | 712 | 3.6747 | 2.2899 | 6.0025 | 80.946 | 12.7267 | 711 | 16 | 19 | 0.91192 | 6.0721 | 4663 | 0.65602 | 0.069562 | 0.50293 | 0.47729 | 0.45863 | 0.69336 | 0.66193 | -0.23256 | 0.29242 | 0.65602 | 1.0196 | 1.5446 | -0.77873 | -0.27755 | 0.069562 | 0.41668 | 0.91786
Non-Residential | All | 2014-09-17 | Per Premise | 14 | Non-Residential¦All¦41899¦Per Premise¦14 | 3.7062 | 2.3971 | 11.4984 | 86.3535 | 18.9812 | 699 | 3.6594 | 2.3109 | 10.8383 | 85.9804 | 18.8359 | 697 | 15 | 18 | 0.94259 | 10.8383 | 4663 | 0.66013 | -1.77e-07 | 0.71793 | 0.71346 | 0.67672 | 1.0122 | 0.98335 | -0.637 | 0.12936 | 0.66013 | 1.1909 | 1.9573 | -1.2602 | -0.51567 | -1.77e-07 | 0.51567 | 1.2602
Non-Residential | All | 2014-09-15 | Per Premise | 3 | Non-Residential¦All¦41897¦Per Premise¦3 | 3.7115 | 2.3975 | 3.6745 | 72.9026 | 8.5237 | 699 | 3.6598 | 2.3078 | 3.0439 | 73.0661 | 6.3575 | 699 | 15 | 18 | 0.92791 | 3.4096 | 4663 | 0.63063 | 0.36573 | 0.32239 | 0.24046 | 0.29915 | 0.40219 | 0.38382 | 0.11519 | 0.41971 | 0.63063 | 0.84154 | 1.1461 | -0.12615 | 0.16446 | 0.36573 | 0.567 | 0.85761
Non-Residential | All | 2014-09-15 | Aggregate | 8 | Non-Residential¦All¦41897¦Aggregate¦8 | 3.7115 | 2.3975 | 27.9918 | 80.698 | 60.6096 | 699 | 3.6598 | 2.3078 | 24.3157 | 80.5039 | 60.044 | 699 | 15 | 18 | 0.92791 | 25.9739 | 4663 | 3.6761 | 1.6582 | 2.2925 | 2.2711 | 2.1272 | 3.2269 | 3.1117 | -0.45936 | 1.9839 | 3.6761 | 5.3684 | 7.8116 | -2.3296 | 0.026406 | 1.6582 | 3.29 | 5.646
Non-Residential | All | Average Event Day | Per Premise | 2 | Non-Residential¦All¦Average Event Day¦Per Premise¦2 | 3.6848 | 2.352 | 3.3999 | 71.4853 | 7.7653 | 1400 | 3.6837 | 2.3477 | 3.3768 | 71.3794 | 7.7927 | 1403 | 15 | 18 | 1.0057 | 3.4192 | 4663 | 0.023078 | 0.042345 | 0.20754 | 0.20805 | 0.20871 | 0.29386 | 0.29469 | -0.35352 | -0.13102 | 0.023078 | 0.17718 | 0.39968 | -0.33532 | -0.11219 | 0.042345 | 0.19688 | 0.42001
Non-Residential | All | 2014-09-17 | Per Premise | 18 | Non-Residential¦All¦41899¦Per Premise¦18 | 3.7062 | 2.3971 | 8.9465 | 77.3458 | 17.0884 | 699 | 3.6594 | 2.3109 | 7.7378 | 77.2124 | 14.1527 | 697 | 15 | 18 | 0.94259 | 8.4329 | 4663 | 1.2087 | 0.69506 | 0.64634 | 0.53607 | 0.60924 | 0.83972 | 0.81151 | 0.13254 | 0.76834 | 1.2087 | 1.649 | 2.2848 | -0.34492 | 0.26951 | 0.69506 | 1.1206 | 1.735
Non-Residential | All | Average Event Day | Per Premise | 19 | Non-Residential¦All¦Average Event Day¦Per Premise¦19 | 3.6848 | 2.352 | 7.1293 | 78.3462 | 13.8856 | 1400 | 3.6837 | 2.3477 | 7.2755 | 78.251 | 13.6798 | 1403 | 15 | 18 | 1.0057 | 7.1697 | 4663 | -0.14618 | -0.10578 | 0.37111 | 0.36522 | 0.37321 | 0.52068 | 0.52218 | -0.81345 | -0.41922 | -0.14618 | 0.12687 | 0.5211 | -0.77497 | -0.37961 | -0.10578 | 0.16805 | 0.56342
Non-Residential | All | 2014-09-16 | Aggregate | 21 | Non-Residential¦All¦41898¦Aggregate¦21 | 3.6591 | 2.3084 | 28.8916 | 81.6233 | 56.8968 | 698 | 3.7103 | 2.3979 | 33.5818 | 81.7279 | 68.3632 | 698 | 16 | 19 | 1.1294 | 32.6291 | 4663 | -4.6902 | -0.95268 | 2.1536 | 2.5876 | 2.4322 | 3.3665 | 3.5512 | -9.0045 | -6.4556 | -4.6902 | -2.9248 | -0.3758 | -5.5037 | -2.8149 | -0.95268 | 0.90958 | 3.5984
Non-Residential | All | 2014-08-27 | Aggregate | 100 | Non-Residential¦All¦41878¦Aggregate¦100 | 3.6624 | 2.3074 | 39.6193 | 83.9274 | 66.0086 | 2800 | 3.7073 | 2.3874 | 39.7981 | 84.1171 | 68.1734 | 2816 | 15 | 18 | 1.0921 | 43.2678 | 4663 | -0.17875 | 3.4697 | 1.2474 | 1.2847 | 1.3623 | 1.7907 | 1.8725 | -2.4736 | -1.1178 | -0.17875 | 0.76029 | 2.1161 | 1.07 | 2.4878 | 3.4697 | 4.4517 | 5.8695
Non-Residential | All | 2014-08-27 | Aggregate | 8 | Non-Residential¦All¦41878¦Aggregate¦8 | 3.6624 | 2.3074 | 19.4811 | 77.659 | 48.1776 | 700 | 3.7073 | 2.3874 | 25.1961 | 77.691 | 60.8798 | 704 | 15 | 18 | 1.0921 | 21.2751 | 4663 | -5.715 | -3.921 | 1.8209 | 2.2945 | 1.9886 | 2.9293 | 3.0363 | -9.469 | -7.2511 | -5.715 | -4.1789 | -1.961 | -7.8123 | -5.5133 | -3.921 | -2.3288 | -0.029809
Non-Residential | All | 2014-09-15 | Per Premise | 13 | Non-Residential¦All¦41897¦Per Premise¦13 | 3.7115 | 2.3975 | 10.9947 | 90.6096 | 17.0832 | 699 | 3.6598 | 2.3078 | 10.2084 | 90.0148 | 18.4718 | 699 | 15 | 18 | 0.92791 | 10.2021 | 4663 | 0.78636 | -0.006255 | 0.64615 | 0.69867 | 0.59957 | 0.95165 | 0.92066 | -0.43323 | 0.28732 | 0.78636 | 1.2854 | 2.006 | -1.1861 | -0.48905 | -0.006255 | 0.47654 | 1.1736
Non-Residential | All | 2014-09-15 | Per Premise | 10 | Non-Residential¦All¦41897¦Per Premise¦10 | 3.7115 | 2.3975 | 9.2563 | 89.1283 | 15.3279 | 699 | 3.6598 | 2.3078 | 8.7025 | 88.6798 | 17.0974 | 699 | 15 | 18 | 0.92791 | 8.589 | 4663 | 0.55375 | -0.11354 | 0.57975 | 0.64668 | 0.53796 | 0.86851 | 0.84119 | -0.5593 | 0.098296 | 0.55375 | 1.0092 | 1.6668 | -1.1916 | -0.55467 | -0.11354 | 0.32758 | 0.96448
Non-Residential | All | 2014-08-27 | Per Premise | 1 | Non-Residential¦All¦41878¦Per Premise¦1 | 3.6624 | 2.3074 | 2.9573 | 67.4839 | 6.1554 | 700 | 3.7073 | 2.3874 | 3.4752 | 67.2501 | 8.2224 | 704 | 15 | 18 | 1.0921 | 3.2297 | 4663 | -0.51783 | -0.24549 | 0.23265 | 0.30989 | 0.25408 | 0.38751 | 0.40074 | -1.0144 | -0.72104 | -0.51783 | -0.31462 | -0.021222 | -0.75906 | -0.45564 | -0.24549 | -0.035348 | 0.26807
Non-Residential | All | Average Event Day | Per Premise | 6 | Non-Residential¦All¦Average Event Day¦Per Premise¦6 | 3.6848 | 2.352 | 3.626 | 70.4963 | 8.671 | 1400 | 3.6837 | 2.3477 | 3.6764 | 70.4244 | 9.0179 | 1403 | 15 | 18 | 1.0057 | 3.6466 | 4663 | -0.050431 | -0.029882 | 0.23174 | 0.24076 | 0.23305 | 0.33417 | 0.33508 | -0.47868 | -0.22567 | -0.050431 | 0.12481 | 0.37782 | -0.4593 | -0.2056 | -0.029882 | 0.14583 | 0.39954
Non-Residential | All | 2014-07-29 | Per Premise | 3 | Non-Residential¦All¦41849¦Per Premise¦3 | 3.7202 | 2.3863 | 3.3468 | 69.7335 | 8.1976 | 712 | 3.6747 | 2.2899 | 2.8234 | 69.8771 | 5.9612 | 711 | 16 | 19 | 0.91192 | 3.0521 | 4663 | 0.52349 | 0.22871 | 0.30722 | 0.22356 | 0.28016 | 0.37995 | 0.35842 | 0.03656 | 0.32424 | 0.52349 | 0.72273 | 1.0104 | -0.23063 | 0.040751 | 0.22871 | 0.41667 | 0.68805
Non-Residential | All | 2014-09-17 | Aggregate | 17 | Non-Residential¦All¦41899¦Aggregate¦17 | 3.7062 | 2.3971 | 46.6792 | 81.0668 | 81.8641 | 699 | 3.6594 | 2.3109 | 40.916 | 80.8321 | 74.3696 | 697 | 15 | 18 | 0.94259 | 43.9993 | 4663 | 5.7631 | 3.0832 | 3.0964 | 2.8169 | 2.9186 | 4.186 | 4.0563 | 0.39853 | 3.568 | 5.7631 | 7.9583 | 11.1277 | -2.1151 | 0.95612 | 3.0832 | 5.2104 | 8.2816
Non-Residential | All | Average Event Day | Per Premise | 23 | Non-Residential¦All¦Average Event Day¦Per Premise¦23 | 3.6848 | 2.352 | 4.2053 | 74.7001 | 9.1807 | 1400 | 3.6837 | 2.3477 | 4.3964 | 74.6053 | 9.902 | 1403 | 15 | 18 | 1.0057 | 4.2292 | 4663 | -0.19105 | -0.16721 | 0.24536 | 0.26436 | 0.24676 | 0.36068 | 0.36163 | -0.65327 | -0.38019 | -0.19105 | -0.001905 | 0.27118 | -0.63066 | -0.35685 | -0.16721 | 0.022423 | 0.29623
Non-Residential | All | 2014-09-17 | Aggregate | 14 | Non-Residential¦All¦41899¦Aggregate¦14 | 3.7062 | 2.3971 | 53.617 | 86.3535 | 88.5093 | 699 | 3.6594 | 2.3109 | 50.5388 | 85.9804 | 87.832 | 697 | 15 | 18 | 0.94259 | 50.5388 | 4663 | 3.0782 | -2.71e-06 | 3.3477 | 3.3269 | 3.1555 | 4.7197 | 4.5854 | -2.9703 | 0.6032 | 3.0782 | 5.5532 | 9.1267 | -5.8764 | -2.4046 | -2.71e-06 | 2.4046 | 5.8764
Non-Residential | All | 2014-09-17 | Aggregate | 23 | Non-Residential¦All¦41899¦Aggregate¦23 | 3.7062 | 2.3971 | 22.4832 | 72.3363 | 51.5402 | 699 | 3.6594 | 2.3109 | 18.9216 | 72.4578 | 42.3171 | 697 | 15 | 18 | 0.94259 | 21.1924 | 4663 | 3.5616 | 2.2708 | 1.9494 | 1.6029 | 1.8375 | 2.5238 | 2.4384 | 0.32725 | 2.2381 | 3.5616 | 4.8851 | 6.796 | -0.85407 | 0.99214 | 2.2708 | 3.5495 | 5.3957
Non-Residential | All | 2014-07-29 | Aggregate | 100 | Non-Residential¦All¦41849¦Aggregate¦100 | 3.7202 | 2.3863 | 37.1075 | 78.5415 | 60.6786 | 2848 | 3.6747 | 2.2899 | 33.3819 | 78.3516 | 55.6174 | 2844 | 16 | 19 | 0.91192 | 33.8393 | 4663 | 3.7256 | 0.45737 | 1.137 | 1.0429 | 1.0369 | 1.5429 | 1.4706 | 1.7484 | 2.9166 | 3.7256 | 4.5347 | 5.7029 | -1.4273 | -0.31383 | 0.45737 | 1.2286 | 2.3421
Non-Residential | All | 2014-07-29 | Aggregate | 6 | Non-Residential¦All¦41849¦Aggregate¦6 | 3.7202 | 2.3863 | 17.408 | 70.8206 | 44.0314 | 712 | 3.6747 | 2.2899 | 13.7922 | 70.9419 | 30.8123 | 711 | 16 | 19 | 0.91192 | 15.8747 | 4663 | 3.6157 | 2.0825 | 1.6501 | 1.1556 | 1.5048 | 2.0145 | 1.8973 | 1.034 | 2.5593 | 3.6157 | 4.6722 | 6.1975 | -0.34896 | 1.0876 | 2.0825 | 3.0775 | 4.514
Non-Residential | All | 2014-07-29 | Aggregate | 5 | Non-Residential¦All¦41849¦Aggregate¦5 | 3.7202 | 2.3863 | 15.6183 | 68.624 | 39.3747 | 712 | 3.6747 | 2.2899 | 13.185 | 68.8174 | 28.7042 | 711 | 16 | 19 | 0.91192 | 14.2427 | 4663 | 2.4333 | 1.0577 | 1.4756 | 1.0765 | 1.3457 | 1.8266 | 1.7233 | 0.092474 | 1.4755 | 2.4333 | 3.3912 | 4.7741 | -1.1507 | 0.15403 | 1.0577 | 1.9614 | 3.2662
Non-Residential | All | 2014-09-17 | Per Premise | 11 | Non-Residential¦All¦41899¦Per Premise¦11 | 3.7062 | 2.3971 | 11.2506 | 92.6477 | 19.1711 | 699 | 3.6594 | 2.3109 | 10.3358 | 92.3312 | 18.536 | 697 | 15 | 18 | 0.94259 | 10.6047 | 4663 | 0.91488 | 0.26897 | 0.72512 | 0.7021 | 0.68349 | 1.0093 | 0.97985 | -0.37863 | 0.38559 | 0.91488 | 1.4442 | 2.2084 | -0.98676 | -0.24486 | 0.26897 | 0.7828 | 1.5247
Non-Residential | All | 2014-07-29 | Aggregate | 23 | Non-Residential¦All¦41849¦Aggregate¦23 | 3.7202 | 2.3863 | 20.8772 | 70.4185 | 46.9191 | 712 | 3.6747 | 2.2899 | 16.8994 | 70.4863 | 34.4823 | 711 | 16 | 19 | 0.91192 | 19.0384 | 4663 | 3.9778 | 2.139 | 1.7584 | 1.2932 | 1.6035 | 2.1827 | 2.06 | 1.1805 | 2.8332 | 3.9778 | 5.1224 | 6.775 | -0.50096 | 1.0588 | 2.139 | 3.2193 | 4.779
Non-Residential | All | 2014-09-17 | Aggregate | 13 | Non-Residential¦All¦41899¦Aggregate¦13 | 3.7062 | 2.3971 | 54.4225 | 87.6987 | 89.5467 | 699 | 3.6594 | 2.3109 | 50.181 | 87.2679 | 87.431 | 697 | 15 | 18 | 0.94259 | 51.2981 | 4663 | 4.2415 | 1.117 | 3.387 | 3.3117 | 3.1925 | 4.737 | 4.5999 | -1.8292 | 1.7574 | 4.2415 | 6.7255 | 10.3121 | -4.778 | -1.2952 | 1.117 | 3.5292 | 7.0121
Non-Residential | All | 2014-09-16 | Aggregate | 18 | Non-Residential¦All¦41898¦Aggregate¦18 | 3.6591 | 2.3084 | 39.4606 | 88.1822 | 71.3306 | 698 | 3.7103 | 2.3979 | 40.6109 | 88.2826 | 80.4171 | 698 | 16 | 19 | 1.1294 | 44.5654 | 4663 | -1.1502 | 3.9545 | 2.6999 | 3.0438 | 3.0492 | 4.0687 | 4.3084 | -6.3645 | -3.2839 | -1.1502 | 0.98339 | 4.064 | -1.567 | 1.6952 | 3.9545 | 6.2138 | 9.4759
Non-Residential | All | Average Event Day | Aggregate | 1 | Non-Residential¦All¦Average Event Day¦Aggregate¦1 | 3.6848 | 2.352 | 16.4417 | 72.2965 | 36.9801 | 1400 | 3.6837 | 2.3477 | 16.2772 | 72.1756 | 37.4708 | 1403 | 15 | 18 | 1.0057 | 16.5349 | 4663 | 0.16446 | 0.25763 | 0.98833 | 1.0004 | 0.99394 | 1.4063 | 1.4102 | -1.6377 | -0.57298 | 0.16446 | 0.9019 | 1.9667 | -1.5496 | -0.48188 | 0.25763 | 0.99714 | 2.0649
Non-Residential | All | Average Event Day | Per Premise | 100 | Non-Residential¦All¦Average Event Day¦Per Premise¦100 | 3.6848 | 2.352 | 9.3078 | 84.1052 | 15.7542 | 1400 | 3.6837 | 2.3477 | 8.668 | 84.0594 | 15.0768 | 1403 | 15 | 18 | 1.0057 | 9.3606 | 4663 | 0.63987 | 0.69261 | 0.42105 | 0.40251 | 0.42343 | 0.58249 | 0.58422 | -0.10663 | 0.33441 | 0.63987 | 0.94533 | 1.3864 | -0.056094 | 0.38625 | 0.69261 | 0.99898 | 1.4413
Non-Residential | All | 2014-08-27 | Per Premise | 5 | Non-Residential¦All¦41878¦Per Premise¦5 | 3.6624 | 2.3074 | 2.7538 | 66.6125 | 6.181 | 700 | 3.7073 | 2.3874 | 3.226 | 66.3487 | 7.7887 | 704 | 15 | 18 | 1.0921 | 3.0074 | 4663 | -0.47222 | -0.21863 | 0.23362 | 0.29355 | 0.25514 | 0.37516 | 0.38893 | -0.95301 | -0.66895 | -0.47222 | -0.27548 | 0.0085744 | -0.71705 | -0.42258 | -0.21863 | -0.014673 | 0.2798
Non-Residential | All | 2014-09-15 | Per Premise | 22 | Non-Residential¦All¦41897¦Per Premise¦22 | 3.7115 | 2.3975 | 5.3388 | 77.3522 | 11.3122 | 699 | 3.6598 | 2.3078 | 4.8875 | 77.383 | 9.8076 | 699 | 15 | 18 | 0.92791 | 4.954 | 4663 | 0.4514 | 0.066515 | 0.42787 | 0.37096 | 0.39702 | 0.56628 | 0.54335 | -0.27433 | 0.15444 | 0.4514 | 0.74835 | 1.1771 | -0.62982 | -0.21842 | 0.066515 | 0.35145 | 0.76285
Non-Residential | All | 2014-09-15 | Aggregate | 6 | Non-Residential¦All¦41897¦Aggregate¦6 | 3.7115 | 2.3975 | 19.0833 | 72.0097 | 44.8759 | 699 | 3.6598 | 2.3078 | 15.7248 | 72.1634 | 37.6656 | 699 | 15 | 18 | 0.92791 | 17.7076 | 4663 | 3.3585 | 1.9828 | 1.6974 | 1.4246 | 1.575 | 2.216 | 2.1237 | 0.5186 | 2.1964 | 3.3585 | 4.5206 | 6.1984 | -0.73888 | 0.8691 | 1.9828 | 3.0965 | 4.7045
Non-Residential | All | Average Event Day | Aggregate | 8 | Non-Residential¦All¦Average Event Day¦Aggregate¦8 | 3.6848 | 2.352 | 24.6397 | 80.5251 | 57.9127 | 1400 | 3.6837 | 2.3477 | 25.5073 | 80.4428 | 61.1358 | 1403 | 15 | 18 | 1.0057 | 24.7793 | 4663 | -0.86766 | -0.72803 | 1.5478 | 1.6322 | 1.5566 | 2.2494 | 2.2554 | -3.7503 | -2.0472 | -0.86766 | 0.31191 | 2.015 | -3.6184 | -1.9108 | -0.72803 | 0.45471 | 2.1624
Non-Residential | All | 2014-07-29 | Aggregate | 17 | Non-Residential¦All¦41849¦Aggregate¦17 | 3.7202 | 2.3863 | 39.5948 | 79.7148 | 61.2516 | 712 | 3.6747 | 2.2899 | 36.1545 | 79.4743 | 57.9716 | 711 | 16 | 19 | 0.91192 | 36.1075 | 4663 | 3.4404 | -0.046954 | 2.2955 | 2.1741 | 2.0933 | 3.1617 | 3.0181 | -0.61144 | 1.7824 | 3.4404 | 5.0984 | 7.4922 | -3.9148 | -1.6296 | -0.046954 | 1.5357 | 3.8209
Non-Residential | All | 2014-07-29 | Aggregate | 13 | Non-Residential¦All¦41849¦Aggregate¦13 | 3.7202 | 2.3863 | 45.0357 | 87.9066 | 72.7203 | 712 | 3.6747 | 2.2899 | 41.0479 | 87.6465 | 65.5361 | 711 | 16 | 19 | 0.91192 | 41.0692 | 4663 | 3.9879 | 0.021311 | 2.7253 | 2.4578 | 2.4853 | 3.6699 | 3.4953 | -0.71528 | 2.0634 | 3.9879 | 5.9124 | 8.691 | -4.4581 | -1.8116 | 0.021311 | 1.8543 | 4.5008
Non-Residential | All | 2014-08-27 | Per Premise | 13 | Non-Residential¦All¦41878¦Per Premise¦13 | 3.6624 | 2.3074 | 9.0031 | 87.3923 | 14.9349 | 700 | 3.7073 | 2.3874 | 10.1168 | 87.852 | 16.5671 | 704 | 15 | 18 | 1.0921 | 9.8322 | 4663 | -1.1136 | -0.28455 | 0.56449 | 0.6244 | 0.61647 | 0.84173 | 0.87744 | -2.1924 | -1.555 | -1.1136 | -0.67223 | -0.03491 | -1.409 | -0.74468 | -0.28455 | 0.17558 | 0.83994
Non-Residential | All | 2014-07-29 | Per Premise | 14 | Non-Residential¦All¦41849¦Per Premise¦14 | 3.7202 | 2.3863 | 9.823 | 87.3829 | 15.7879 | 712 | 3.6747 | 2.2899 | 8.8762 | 87.1154 | 14.2701 | 711 | 16 | 19 | 0.91192 | 8.9578 | 4663 | 0.94673 | 0.081565 | 0.59168 | 0.53517 | 0.53956 | 0.7978 | 0.75996 | -0.075696 | 0.52836 | 0.94673 | 1.3651 | 1.9692 | -0.89236 | -0.31696 | 0.081565 | 0.48009 | 1.0555
Non-Residential | All | 2014-09-15 | Per Premise | 9 | Non-Residential¦All¦41897¦Per Premise¦9 | 3.7115 | 2.3975 | 7.8481 | 85.8897 | 14.9222 | 699 | 3.6598 | 2.3078 | 7.2527 | 85.5723 | 15.4314 | 699 | 15 | 18 | 0.92791 | 7.2823 | 4663 | 0.5954 | 0.029628 | 0.56441 | 0.58367 | 0.52372 | 0.81193 | 0.78419 | -0.44512 | 0.16963 | 0.5954 | 1.0212 | 1.6359 | -0.97535 | -0.3816 | 0.029628 | 0.44086 | 1.0346
Non-Residential | All | 2014-09-17 | Aggregate | 21 | Non-Residential¦All¦41899¦Aggregate¦21 | 3.7062 | 2.3971 | 30.6505 | 73.6166 | 62.8788 | 699 | 3.6594 | 2.3109 | 27.3076 | 73.6679 | 55.3978 | 697 | 15 | 18 | 0.94259 | 28.8908 | 4663 | 3.3429 | 1.5832 | 2.3783 | 2.0983 | 2.2418 | 3.1716 | 3.0706 | -0.72176 | 1.6797 | 3.3429 | 5.0061 | 7.4075 | -2.3519 | -0.027026 | 1.5832 | 3.1934 | 5.5183
Non-Residential | All | 2014-09-17 | Aggregate | 20 | Non-Residential¦All¦41899¦Aggregate¦20 | 3.7062 | 2.3971 | 34.9502 | 74.721 | 69.2265 | 699 | 3.6594 | 2.3109 | 31.7544 | 74.7044 | 61.2337 | 697 | 15 | 18 | 0.94259 | 32.9437 | 4663 | 3.1958 | 1.1893 | 2.6184 | 2.3194 | 2.4681 | 3.4979 | 3.3869 | -1.287 | 1.3615 | 3.1958 | 5.0301 | 7.6786 | -3.1512 | -0.58682 | 1.1893 | 2.9653 | 5.5297
Non-Residential | All | 2014-09-17 | Aggregate | 19 | Non-Residential¦All¦41899¦Aggregate¦19 | 3.7062 | 2.3971 | 37.154 | 75.6795 | 71.0892 | 699 | 3.6594 | 2.3109 | 34.3901 | 75.5615 | 61.8712 | 697 | 15 | 18 | 0.94259 | 35.0209 | 4663 | 2.7639 | 0.63082 | 2.6888 | 2.3435 | 2.5345 | 3.5668 | 3.4519 | -1.8072 | 0.89344 | 2.7639 | 4.6343 | 7.3349 | -3.793 | -1.1794 | 0.63082 | 2.441 | 5.0546
Non-Residential | All | 2014-08-27 | Aggregate | 3 | Non-Residential¦All¦41878¦Aggregate¦3 | 3.6624 | 2.3074 | 12.6441 | 67.2438 | 27.1248 | 700 | 3.7073 | 2.3874 | 14.9984 | 66.9975 | 35.9268 | 704 | 15 | 18 | 1.0921 | 13.8084 | 4663 | -2.3543 | -1.1899 | 1.0252 | 1.354 | 1.1196 | 1.6984 | 1.757 | -4.5309 | -3.2449 | -2.3543 | -1.4637 | -0.17773 | -3.4416 | -2.1113 | -1.1899 | -0.26855 | 1.0618
Non-Residential | All | 2014-08-27 | Per Premise | 11 | Non-Residential¦All¦41878¦Per Premise¦11 | 3.6624 | 2.3074 | 8.0931 | 87.7263 | 14.7051 | 700 | 3.7073 | 2.3874 | 9.3231 | 88.089 | 16.5953 | 704 | 15 | 18 | 1.0921 | 8.8384 | 4663 | -1.23 | -0.48468 | 0.5558 | 0.62546 | 0.60698 | 0.83673 | 0.87157 | -2.3023 | -1.6687 | -1.23 | -0.79119 | -0.15766 | -1.6016 | -0.94173 | -0.48468 | -0.02763 | 0.63228
Non-Residential | All | 2014-09-17 | Per Premise | 16 | Non-Residential¦All¦41899¦Per Premise¦16 | 3.7062 | 2.3971 | 10.6924 | 83.2004 | 17.843 | 699 | 3.6594 | 2.3109 | 9.3121 | 82.8931 | 16.8171 | 697 | 15 | 18 | 0.94259 | 10.0785 | 4663 | 1.3803 | 0.7664 | 0.67488 | 0.63699 | 0.63614 | 0.92803 | 0.90024 | 0.19095 | 0.89361 | 1.3803 | 1.8669 | 2.5696 | -0.3873 | 0.29432 | 0.7664 | 1.2385 | 1.9201
Non-Residential | All | 2014-09-17 | Aggregate | 1 | Non-Residential¦All¦41899¦Aggregate¦1 | 3.7062 | 2.3971 | 19.9268 | 80.036 | 46.7587 | 699 | 3.6594 | 2.3109 | 17.3318 | 79.9867 | 41.5349 | 697 | 15 | 18 | 0.94259 | 18.7828 | 4663 | 2.5949 | 1.4509 | 1.7686 | 1.5732 | 1.667 | 2.3671 | 2.2922 | -0.43857 | 1.3536 | 2.5949 | 3.8362 | 5.6284 | -1.4866 | 0.2489 | 1.4509 | 2.6529 | 4.3885
Non-Residential | All | 2014-08-27 | Per Premise | 18 | Non-Residential¦All¦41878¦Per Premise¦18 | 3.6624 | 2.3074 | 7.4052 | 81.2242 | 12.5961 | 700 | 3.7073 | 2.3874 | 7.5671 | 81.3153 | 14.1095 | 704 | 15 | 18 | 1.0921 | 8.0871 | 4663 | -0.16195 | 0.51998 | 0.47609 | 0.53177 | 0.51993 | 0.71375 | 0.74371 | -1.0767 | -0.53625 | -0.16195 | 0.21234 | 0.75276 | -0.43313 | 0.12997 | 0.51998 | 0.90998 | 1.4731
Non-Residential | All | 2014-09-17 | Aggregate | 5 | Non-Residential¦All¦41899¦Aggregate¦5 | 3.7062 | 2.3971 | 18.8513 | 77.9564 | 46.0444 | 699 | 3.6594 | 2.3109 | 16.7964 | 78.0053 | 40.1315 | 697 | 15 | 18 | 0.94259 | 17.769 | 4663 | 2.0549 | 0.97261 | 1.7416 | 1.5201 | 1.6416 | 2.3116 | 2.2373 | -0.90761 | 0.84265 | 2.0549 | 3.2671 | 5.0174 | -1.8946 | -0.20062 | 0.97261 | 2.1458 | 3.8398
Non-Residential | All | Average Event Day | Aggregate | 16 | Non-Residential¦All¦Average Event Day¦Aggregate¦16 | 3.6848 | 2.352 | 45.7692 | 85.5108 | 75.9571 | 1400 | 3.6837 | 2.3477 | 42.0593 | 85.4461 | 72.6849 | 1403 | 15 | 18 | 1.0057 | 46.0286 | 4663 | 3.7099 | 3.9693 | 2.03 | 1.9405 | 2.0415 | 2.8083 | 2.8166 | 0.11094 | 2.2373 | 3.7099 | 5.1826 | 7.3089 | 0.35963 | 2.4923 | 3.9693 | 5.4464 | 7.579
Non-Residential | All | 2014-09-16 | Aggregate | 13 | Non-Residential¦All¦41898¦Aggregate¦13 | 3.6591 | 2.3084 | 50.8423 | 91.0925 | 90.8229 | 698 | 3.7103 | 2.3979 | 55.8257 | 91.1506 | 91.8316 | 698 | 16 | 19 | 1.1294 | 57.4194 | 4663 | -4.9833 | 1.5938 | 3.4377 | 3.4759 | 3.8824 | 4.8887 | 5.211 | -11.2485 | -7.547 | -4.9833 | -2.4197 | 1.2818 | -5.0844 | -1.1389 | 1.5938 | 4.3264 | 8.272
Non-Residential | All | 2014-09-16 | Aggregate | 12 | Non-Residential¦All¦41898¦Aggregate¦12 | 3.6591 | 2.3084 | 50.1462 | 95.8383 | 90.2548 | 698 | 3.7103 | 2.3979 | 54.5902 | 96.2856 | 88.4509 | 698 | 16 | 19 | 1.1294 | 56.6332 | 4663 | -4.444 | 2.043 | 3.4162 | 3.3479 | 3.8581 | 4.7832 | 5.1082 | -10.5739 | -6.9523 | -4.444 | -1.9357 | 1.6859 | -4.5034 | -0.63569 | 2.043 | 4.7218 | 8.5895
Non-Residential | All | 2014-09-15 | Aggregate | 24 | Non-Residential¦All¦41897¦Aggregate¦24 | 3.7115 | 2.3975 | 19.9129 | 74.9363 | 44.5647 | 699 | 1900-01-02 15:50 | 1900-01-01 07:23 | 17.5695 | 74.94 | 38.5169 | 699 | 15 | 18 | 0.92791 | 18.4774 | 4663 | 2.3434 | 0.90789 | 1.6856 | 1.4568 | 1.5641 | 2.2279 | 2.1375 | -0.51177 | 1.1751 | 2.3434 | 3.5117 | 5.1986 | -1.8314 | -0.213 | 0.90789 | 2.0288 | 3.6472
Non-Residential | All | 2014-08-27 | Aggregate | 9 | Non-Residential¦All¦41878¦Aggregate¦9 | 3.6624 | 2.3074 | 26.3993 | 82.9601 | 60.0574 | 700 | 1900-01-02 16:59 | 1900-01-01 09:18 | 32.1337 | 83.2196 | 70.54 | 704 | 15 | 18 | 1.0921 | 28.8304 | 4663 | -5.7344 | -3.3033 | 2.27 | 2.6586 | 2.479 | 3.4958 | 3.635 | -10.2144 | -7.5676 | -5.7344 | -3.9012 | -1.2543 | -7.9618 | -5.2095 | -3.3033 | -1.3971 | 1.3552
Non-Residential | All | 2014-08-27 | Aggregate | 11 | Non-Residential¦All¦41878¦Aggregate¦11 | 3.6624 | 2.3074 | 37.7383 | 87.7263 | 68.5697 | 700 | 1900-01-02 16:59 | 1900-01-01 09:18 | 43.4736 | 88.089 | 77.384 | 704 | 15 | 18 | 1.0921 | 41.2136 | 4663 | -5.7353 | -2.2601 | 2.5917 | 2.9165 | 2.8304 | 3.9017 | 4.0641 | -10.7355 | -7.7814 | -5.7353 | -3.6893 | -0.73515 | -7.4684 | -4.3913 | -2.2601 | -0.12884 | 2.9483
Non-Residential | All | 2014-08-27 | Aggregate | 15 | Non-Residential¦All¦41878¦Aggregate¦15 | 3.6624 | 2.3074 | 42.5794 | 85.5271 | 72.6037 | 700 | 1900-01-02 16:59 | 1900-01-01 09:18 | 43.8346 | 85.8067 | 73.6071 | 704 | 15 | 18 | 1.0921 | 46.5005 | 4663 | -1.2552 | 2.6659 | 2.7442 | 2.7742 | 2.9969 | 3.9021 | 4.0838 | -6.256 | -3.3015 | -1.2552 | 0.79104 | 3.7455 | -2.5677 | 0.52432 | 2.6659 | 4.8074 | 7.8994
Non-Residential | All | 2014-09-15 | Aggregate | 14 | Non-Residential¦All¦41897¦Aggregate¦14 | 3.7115 | 2.3975 | 52.0786 | 90.314 | 83.7741 | 699 | 1900-01-02 15:50 | 1900-01-01 07:23 | 48.3242 | 89.8592 | 87.4312 | 699 | 15 | 18 | 0.92791 | 48.3242 | 4663 | 3.7544 | -3.18e-06 | 3.1686 | 3.307 | 2.9402 | 4.58 | 4.425 | -2.1151 | 1.3526 | 3.7544 | 6.1561 | 9.6238 | -5.6709 | -2.3205 | -3.18e-06 | 2.3205 | 5.6709
Non-Residential | All | 2014-08-27 | Aggregate | 18 | Non-Residential¦All¦41878¦Aggregate¦18 | 3.6624 | 2.3074 | 34.5303 | 81.2242 | 58.7357 | 700 | 1900-01-02 16:59 | 1900-01-01 09:18 | 35.2855 | 81.3153 | 65.7928 | 704 | 15 | 18 | 1.0921 | 37.7102 | 4663 | -0.75519 | 2.4247 | 2.22 | 2.4797 | 2.4244 | 3.3282 | 3.4679 | -5.0205 | -2.5005 | -0.75519 | 0.99013 | 3.5101 | -2.0197 | 0.60607 | 2.4247 | 4.2432 | 6.869
Non-Residential | All | 2014-08-27 | Aggregate | 20 | Non-Residential¦All¦41878¦Aggregate¦20 | 3.6624 | 2.3074 | 27.674 | 78.3156 | 51.1 | 700 | 1900-01-02 16:59 | 1900-01-01 09:18 | 31.9439 | 78.2817 | 66.5218 | 704 | 15 | 18 | 1.0921 | 30.2224 | 4663 | -4.27 | -1.7215 | 1.9314 | 2.5071 | 2.1093 | 3.1648 | 3.2764 | -8.3258 | -5.9296 | -4.27 | -2.6103 | -0.2141 | -5.9204 | -3.4396 | -1.7215 | -0.0033723 | 2.4773
Non-Residential | All | Average Event Day | Per Premise | 15 | Non-Residential¦All¦Average Event Day¦Per Premise¦15 | 3.6848 | 2.352 | 10.1221 | 86.8201 | 16.85 | 1400 | 1900-01-02 16:24 | 1900-01-01 08:21 | 9.5222 | 86.7879 | 16.6874 | 1403 | 15 | 18 | 1.0057 | 10.1794 | 4663 | 0.59985 | 0.65721 | 0.45033 | 0.44551 | 0.45289 | 0.63347 | 0.63529 | -0.21198 | 0.26765 | 0.59985 | 0.93204 | 1.4117 | -0.15694 | 0.32406 | 0.65721 | 0.99035 | 1.4714
Non-Residential | All | 2014-09-15 | Aggregate | 7 | Non-Residential¦All¦41897¦Aggregate¦7 | 3.7115 | 2.3975 | 22.5266 | 75.3903 | 50.8863 | 699 | 1900-01-02 15:50 | 1900-01-01 07:23 | 18.1289 | 75.3783 | 44.7801 | 699 | 15 | 18 | 0.92791 | 20.9027 | 4663 | 4.3977 | 2.7738 | 1.9247 | 1.6937 | 1.7859 | 2.5638 | 2.4614 | 1.1121 | 3.0533 | 4.3977 | 5.7422 | 7.6834 | -0.3806 | 1.483 | 2.7738 | 4.0645 | 5.9281
Non-Residential | All | 2014-09-15 | Aggregate | 5 | Non-Residential¦All¦41897¦Aggregate¦5 | 3.7115 | 2.3975 | 16.9012 | 71.9897 | 40.3597 | 699 | 1900-01-02 15:50 | 1900-01-01 07:23 | 14.4067 | 72.1573 | 31.795 | 699 | 15 | 18 | 0.92791 | 15.6828 | 4663 | 2.4945 | 1.2761 | 1.5265 | 1.2026 | 1.4165 | 1.9433 | 1.8581 | 0.0040411 | 1.4754 | 2.4945 | 3.5136 | 4.985 | -1.1052 | 0.3017 | 1.2761 | 2.2505 | 3.6574
Non-Residential | All | 2014-08-27 | Aggregate | 22 | Non-Residential¦All¦41878¦Aggregate¦22 | 3.6624 | 2.3074 | 20.0144 | 76.6229 | 37.7072 | 700 | 1900-01-02 16:59 | 1900-01-01 09:18 | 25.3049 | 76.4439 | 54.1806 | 704 | 15 | 18 | 1.0921 | 21.8575 | 4663 | -5.2905 | -3.4474 | 1.4252 | 2.042 | 1.5564 | 2.4902 | 2.5676 | -8.4818 | -6.5963 | -5.2905 | -3.9846 | -2.0992 | -6.7378 | -4.7938 | -3.4474 | -2.1009 | -0.15692
Non-Residential | All | 2014-09-15 | Aggregate | 3 | Non-Residential¦All¦41897¦Aggregate¦3 | 3.7115 | 2.3975 | 17.1341 | 72.9026 | 39.7458 | 699 | 1900-01-02 15:50 | 1900-01-01 07:23 | 14.1935 | 73.0661 | 29.645 | 699 | 15 | 18 | 0.92791 | 15.8989 | 4663 | 2.9406 | 1.7054 | 1.5033 | 1.1213 | 1.3949 | 1.8754 | 1.7897 | 0.53714 | 1.9571 | 2.9406 | 3.9241 | 5.3441 | -0.58824 | 0.76686 | 1.7054 | 2.6439 | 3.999
Non-Residential | 30 | Average Event Day | Per Premise | 22 | Non-Residential¦30¦Average Event Day¦Per Premise¦22 | 3.7443 | 2.5696 | 5.8416 | 75.8779 | 11.0784 | 709 | 1900-01-02 17:40 | 1900-01-01 13:34 | 6.198 | 75.799 | 12.8317 | 709 | 15 | 18 | 1.007 | 5.8824 | 1336 | -0.35635 | -0.31561 | 0.41606 | 0.48191 | 0.41896 | 0.63666 | 0.63856 | -1.1723 | -0.69021 | -0.35635 | -0.022482 | 0.45957 | -1.134 | -0.65047 | -0.31561 | 0.019249 | 0.50274
Non-Residential | 30 | Average Event Day | Per Premise | 20 | Non-Residential¦30¦Average Event Day¦Per Premise¦20 | 3.7443 | 2.5696 | 7.8082 | 77.7336 | 14.767 | 709 | 1900-01-02 17:40 | 1900-01-01 13:34 | 8.1597 | 77.599 | 15.718 | 709 | 15 | 18 | 1.007 | 7.8627 | 1336 | -0.35147 | -0.29702 | 0.55459 | 0.5903 | 0.55845 | 0.80995 | 0.8126 | -1.3895 | -0.77621 | -0.35147 | 0.073268 | 0.68652 | -1.3384 | -0.72315 | -0.29702 | 0.12911 | 0.74437
Non-Residential | 30 | Average Event Day | Per Premise | 19 | Non-Residential¦30¦Average Event Day¦Per Premise¦19 | 3.7443 | 2.5696 | 8.3793 | 78.4071 | 15.7654 | 709 | 1900-01-02 17:40 | 1900-01-01 13:34 | 8.8593 | 78.3179 | 17.1568 | 709 | 15 | 18 | 1.007 | 8.4377 | 1336 | -0.48007 | -0.42164 | 0.59208 | 0.64434 | 0.59621 | 0.87506 | 0.87786 | -1.6015 | -0.93896 | -0.48007 | -0.021192 | 0.64136 | -1.5467 | -0.88199 | -0.42164 | 0.038706 | 0.70338
Non-Residential | 30 | 2014-09-17 | Per Premise | 19 | Non-Residential¦30¦41899¦Per Premise¦19 | 3.6705 | 2.5229 | 8.6514 | 76.0594 | 15.6538 | 355 | 1900-01-02 19:09 | 1900-01-01 14:38 | 9.4305 | 75.6854 | 19.3169 | 353 | 15 | 18 | 1.0362 | 8.965 | 1336 | -0.77903 | -0.46542 | 0.83082 | 1.0281 | 0.86094 | 1.3219 | 1.341 | -2.4731 | -1.4722 | -0.77903 | -0.08584 | 0.91501 | -2.184 | -1.1686 | -0.46542 | 0.2378 | 1.2531
Non-Residential | 30 | 2014-07-29 | Aggregate | 18 | Non-Residential¦30¦41849¦Aggregate¦18 | 3.687 | 2.5143 | 11.2099 | 77.8132 | 17.7924 | 359 | 1900-01-02 19:24 | 1900-01-01 13:45 | 11.7877 | 77.6607 | 21.395 | 356 | 16 | 19 | 1.0567 | 11.8452 | 1336 | -0.57775 | 0.057544 | 0.93905 | 1.1339 | 0.99227 | 1.4723 | 1.5068 | -2.4646 | -1.3498 | -0.57775 | 0.19431 | 1.3091 | -1.8735 | -0.73261 | 0.057544 | 0.8477 | 1.9886
Non-Residential | 30 | Average Event Day | Per Premise | 12 | Non-Residential¦30¦Average Event Day¦Per Premise¦12 | 3.7443 | 2.5696 | 11.8323 | 90.8247 | 21.0702 | 709 | 1900-01-02 17:40 | 1900-01-01 13:34 | 12.0707 | 90.7789 | 21.6104 | 709 | 15 | 18 | 1.007 | 11.9148 | 1336 | -0.23841 | -0.1559 | 0.79131 | 0.81159 | 0.79683 | 1.1335 | 1.1374 | -1.6911 | -0.83283 | -0.23841 | 0.356 | 1.2142 | -1.6135 | -0.75234 | -0.1559 | 0.44054 | 1.3017
Non-Residential | 30 | Average Event Day | Per Premise | 7 | Non-Residential¦30¦Average Event Day¦Per Premise¦7 | 3.7443 | 2.5696 | 5.1067 | 76.1776 | 11.1499 | 709 | 1900-01-02 17:40 | 1900-01-01 13:34 | 5.2223 | 76.1185 | 12.649 | 709 | 15 | 18 | 1.007 | 5.1423 | 1336 | -0.11565 | -0.08004 | 0.41874 | 0.47504 | 0.42166 | 0.63325 | 0.63519 | -0.9272 | -0.44773 | -0.11565 | 0.21643 | 0.6959 | -0.89407 | -0.41313 | -0.08004 | 0.25305 | 0.73399
Non-Residential | 30 | Average Event Day | Per Premise | 6 | Non-Residential¦30¦Average Event Day¦Per Premise¦6 | 3.7443 | 2.5696 | 4.3119 | 70.2558 | 9.1655 | 709 | 1900-01-02 17:40 | 1900-01-01 13:34 | 4.4936 | 70.2579 | 10.5738 | 709 | 15 | 18 | 1.007 | 4.3419 | 1336 | -0.18178 | -0.15171 | 0.34422 | 0.39711 | 0.34662 | 0.52553 | 0.5271 | -0.85527 | -0.45737 | -0.18178 | 0.093808 | 0.49171 | -0.82722 | -0.42813 | -0.15171 | 0.1247 | 0.5238
Non-Residential | 30 | 2014-09-17 | Per Premise | 8 | Non-Residential¦30¦41899¦Per Premise¦8 | 3.6705 | 2.5229 | 7.2336 | 86.5713 | 14.9616 | 355 | 1900-01-02 19:09 | 1900-01-01 14:38 | 7.7843 | 86.7525 | 18.8908 | 353 | 15 | 18 | 1.0362 | 7.4958 | 1336 | -0.55075 | -0.28854 | 0.79408 | 1.0055 | 0.82286 | 1.2812 | 1.2993 | -2.1927 | -1.2226 | -0.55075 | 0.12112 | 1.0912 | -1.9536 | -0.96986 | -0.28854 | 0.39279 | 1.3765
Non-Residential | 30 | 2014-07-29 | Aggregate | 15 | Non-Residential¦30¦41849¦Aggregate¦15 | 3.687 | 2.5143 | 14.6006 | 85.9637 | 20.6222 | 359 | 1900-01-02 19:24 | 1900-01-01 13:45 | 15.4281 | 85.7368 | 25.9409 | 356 | 16 | 19 | 1.0567 | 15.4281 | 1336 | -0.82746 | -1.09e-06 | 1.0884 | 1.3749 | 1.1501 | 1.7535 | 1.7925 | -3.0747 | -1.747 | -0.82746 | 0.09209 | 1.4198 | -2.2971 | -0.93997 | -1.09e-06 | 0.93997 | 2.2971
Non-Residential | 30 | 2014-09-15 | Aggregate | 9 | Non-Residential¦30¦41897¦Aggregate¦9 | 3.6744 | 2.5214 | 11.6506 | 86.4287 | 22.876 | 356 | 1900-01-02 19:09 | 1900-01-01 14:38 | 12.0862 | 86.0141 | 26.5667 | 353 | 15 | 18 | 1.0324 | 12.0286 | 1336 | -0.43555 | -0.057571 | 1.2124 | 1.414 | 1.2518 | 1.8626 | 1.8885 | -2.8226 | -1.4123 | -0.43555 | 0.54122 | 1.9515 | -2.4777 | -1.0479 | -0.057571 | 0.93274 | 2.3626
Non-Residential | 30 | 2014-09-17 | Per Premise | 7 | Non-Residential¦30¦41899¦Per Premise¦7 | 3.6705 | 2.5229 | 6.0222 | 82.1804 | 12.2367 | 355 | 1900-01-02 19:09 | 1900-01-01 14:38 | 6.1169 | 82.5375 | 16.5795 | 353 | 15 | 18 | 1.0362 | 6.2405 | 1336 | -0.094716 | 0.12359 | 0.64946 | 0.88244 | 0.673 | 1.0957 | 1.1098 | -1.4989 | -0.66929 | -0.094716 | 0.47985 | 1.3094 | -1.2987 | -0.45839 | 0.12359 | 0.70556 | 1.5458
Non-Residential | 30 | 2014-07-29 | Aggregate | 100 | Non-Residential¦30¦41849¦Aggregate¦100 | 3.687 | 2.5143 | 11.902 | 79.1495 | 18.5082 | 1436 | 1900-01-02 19:24 | 1900-01-01 13:45 | 12.4879 | 78.8875 | 22.1623 | 1424 | 16 | 19 | 1.0567 | 12.5765 | 1336 | -0.58596 | 0.088555 | 0.48841 | 0.5873 | 0.51609 | 0.76385 | 0.78184 | -1.5649 | -0.98653 | -0.58596 | -0.1854 | 0.39295 | -0.91341 | -0.32144 | 0.088555 | 0.49855 | 1.0905
Non-Residential | 30 | 2014-09-15 | Aggregate | 4 | Non-Residential¦30¦41897¦Aggregate¦4 | 3.6744 | 2.5214 | 5.0871 | 72.684 | 10.6588 | 356 | 1900-01-02 19:09 | 1900-01-01 14:38 | 5.5666 | 72.8114 | 12.2738 | 353 | 15 | 18 | 1.0324 | 5.2521 | 1336 | -0.4795 | -0.31446 | 0.56491 | 0.65327 | 0.58324 | 0.86365 | 0.87575 | -1.5863 | -0.93239 | -0.4795 | -0.026598 | 0.62731 | -1.4368 | -0.7737 | -0.31446 | 0.14478 | 0.80785
Non-Residential | 30 | 2014-09-17 | Aggregate | 5 | Non-Residential¦30¦41899¦Aggregate¦5 | 3.6705 | 2.5229 | 5.7416 | 78.1256 | 11.7018 | 355 | 1900-01-02 19:09 | 1900-01-01 14:38 | 6.6581 | 78.4758 | 16.3939 | 353 | 15 | 18 | 1.0362 | 5.9497 | 1336 | -0.91654 | -0.70841 | 0.62107 | 0.87256 | 0.64358 | 1.071 | 1.0842 | -2.2891 | -1.4782 | -0.91654 | -0.3549 | 0.45603 | -2.0979 | -1.277 | -0.70841 | -0.13984 | 0.68109
Non-Residential | 30 | 2014-09-16 | Aggregate | 24 | Non-Residential¦30¦41898¦Aggregate¦24 | 3.7979 | 2.6098 | 7.4671 | 80.4631 | 18.5405 | 353 | 1900-01-02 16:06 | 1900-01-01 12:33 | 6.6585 | 80.3509 | 13.8097 | 355 | 16 | 19 | 0.99888 | 7.4588 | 1336 | 0.80868 | 0.80034 | 0.98681 | 0.73294 | 0.98571 | 1.2292 | 1.2283 | -0.76664 | 0.16407 | 0.80868 | 1.4533 | 2.384 | -0.77385 | 0.15619 | 0.80034 | 1.4445 | 2.3745
Non-Residential | 30 | 2014-07-29 | Per Premise | 20 | Non-Residential¦30¦41849¦Per Premise¦20 | 3.687 | 2.5143 | 6.7757 | 73.8134 | 12.5128 | 359 | 1900-01-02 19:24 | 1900-01-01 13:45 | 7.3457 | 73.5245 | 14.3815 | 356 | 16 | 19 | 1.0567 | 7.1597 | 1336 | -0.57007 | -0.18608 | 0.6604 | 0.76222 | 0.69783 | 1.0085 | 1.0334 | -1.8625 | -1.0989 | -0.57007 | -0.041206 | 0.72239 | -1.5104 | -0.728 | -0.18608 | 0.35585 | 1.1383
Non-Residential | 30 | 2014-08-27 | Aggregate | 9 | Non-Residential¦30¦41878¦Aggregate¦9 | 3.8149 | 2.6182 | 10.2096 | 83.7555 | 25.4759 | 353 | 1900-01-02 16:11 | 1900-01-01 12:31 | 9.9451 | 83.8064 | 18.8441 | 356 | 15 | 18 | 0.97894 | 9.9946 | 1336 | 0.26448 | 0.049429 | 1.3559 | 0.99874 | 1.3274 | 1.6841 | 1.6612 | -1.8937 | -0.61864 | 0.26448 | 1.1476 | 2.4227 | -2.0794 | -0.82168 | 0.049429 | 0.92054 | 2.1783
Non-Residential | 30 | 2014-09-15 | Aggregate | 14 | Non-Residential¦30¦41897¦Aggregate¦14 | 3.6744 | 2.5214 | 16.6888 | 91.0767 | 26.7051 | 356 | 1900-01-02 19:09 | 1900-01-01 14:38 | 17.2302 | 90.5811 | 32.1236 | 353 | 15 | 18 | 1.0324 | 17.2303 | 1336 | -0.54143 | -1.68e-06 | 1.4154 | 1.7098 | 1.4613 | 2.2196 | 2.2491 | -3.3859 | -1.7054 | -0.54143 | 0.62253 | 2.3031 | -2.8824 | -1.1795 | -1.68e-06 | 1.1795 | 2.8824
Non-Residential | 30 | 2014-08-27 | Aggregate | 12 | Non-Residential¦30¦41878¦Aggregate¦12 | 3.8149 | 2.6182 | 14.8778 | 89.6319 | 29.8047 | 353 | 1900-01-02 16:11 | 1900-01-01 12:31 | 14.8843 | 89.8662 | 23.6144 | 356 | 15 | 18 | 0.97894 | 14.5644 | 1336 | -0.0065357 | -0.31991 | 1.5863 | 1.2516 | 1.5529 | 2.0206 | 1.9945 | -2.5961 | -1.0661 | -0.0065357 | 1.0531 | 2.583 | -2.876 | -1.3658 | -0.31991 | 0.726 | 2.2361
Non-Residential | 30 | 2014-08-27 | Per Premise | 2 | Non-Residential¦30¦41878¦Per Premise¦2 | 3.8149 | 2.6182 | 3.7232 | 66.4019 | 8.0445 | 353 | 1900-01-02 16:11 | 1900-01-01 12:31 | 3.6536 | 66.3867 | 7.3685 | 356 | 15 | 18 | 0.97894 | 3.6448 | 1336 | 0.069603 | -0.0088212 | 0.42816 | 0.39053 | 0.41915 | 0.57951 | 0.57288 | -0.67307 | -0.23429 | 0.069603 | 0.3735 | 0.81228 | -0.743 | -0.30924 | -0.0088212 | 0.2916 | 0.72536
Non-Residential | 30 | 2014-09-17 | Aggregate | 1 | Non-Residential¦30¦41899¦Aggregate¦1 | 3.6705 | 2.5229 | 6.2356 | 80.3438 | 13.2649 | 355 | 1900-01-02 19:09 | 1900-01-01 14:38 | 7.0918 | 80.4926 | 18.117 | 353 | 15 | 18 | 1.0362 | 6.4617 | 1336 | -0.85617 | -0.63014 | 0.70403 | 0.96427 | 0.72955 | 1.1939 | 1.2092 | -2.3863 | -1.4823 | -0.85617 | -0.23007 | 0.67391 | -2.1797 | -1.2642 | -0.63014 | 0.0039471 | 0.91946
Non-Residential | 30 | 2014-08-27 | Aggregate | 13 | Non-Residential¦30¦41878¦Aggregate¦13 | 3.8149 | 2.6182 | 15.2606 | 88.4833 | 28.403 | 353 | 1900-01-02 16:11 | 1900-01-01 12:31 | 15.3452 | 88.921 | 24.1524 | 356 | 15 | 18 | 0.97894 | 14.9391 | 1336 | -0.084594 | -0.40604 | 1.5117 | 1.2801 | 1.4799 | 1.9809 | 1.9567 | -2.6232 | -1.1234 | -0.084594 | 0.95419 | 2.454 | -2.9137 | -1.4321 | -0.40604 | 0.62006 | 2.1016
Non-Residential | 30 | 2014-09-17 | Aggregate | 12 | Non-Residential¦30¦41899¦Aggregate¦12 | 3.6705 | 2.5229 | 17.1806 | 91.2664 | 26.8071 | 355 | 1900-01-02 19:09 | 1900-01-01 14:38 | 17.722 | 91.0139 | 33.5235 | 353 | 15 | 18 | 1.0362 | 17.8034 | 1336 | -0.54145 | 0.081331 | 1.4228 | 1.7843 | 1.4743 | 2.2821 | 2.3146 | -3.4661 | -1.7382 | -0.54145 | 0.65527 | 2.3832 | -2.8849 | -1.1324 | 0.081331 | 1.2951 | 3.0476
Non-Residential | 30 | 2014-08-27 | Aggregate | 14 | Non-Residential¦30¦41878¦Aggregate¦14 | 3.8149 | 2.6182 | 15.9214 | 87.2336 | 32.1982 | 353 | 1900-01-02 16:11 | 1900-01-01 12:31 | 15.586 | 87.7174 | 23.7851 | 356 | 15 | 18 | 0.97894 | 15.586 | 1336 | 0.33536 | -4.05e-07 | 1.7137 | 1.2606 | 1.6776 | 2.1274 | 2.0985 | -2.3911 | -0.78027 | 0.33536 | 1.451 | 3.0618 | -2.6893 | -1.1004 | -4.05e-07 | 1.1004 | 2.6893
Non-Residential | 30 | 2014-08-27 | Per Premise | 16 | Non-Residential¦30¦41878¦Per Premise¦16 | 3.8149 | 2.6182 | 11.3339 | 85.8131 | 20.4373 | 353 | 1900-01-02 16:11 | 1900-01-01 12:31 | 10.3395 | 85.9323 | 16.1929 | 356 | 15 | 18 | 0.97894 | 11.0952 | 1336 | 0.99444 | 0.75571 | 1.0878 | 0.85822 | 1.0649 | 1.3856 | 1.3676 | -0.78123 | 0.26785 | 0.99444 | 1.721 | 2.7701 | -0.997 | 0.038512 | 0.75571 | 1.4729 | 2.5084
Non-Residential | 30 | 2014-08-27 | Aggregate | 15 | Non-Residential¦30¦41878¦Aggregate¦15 | 3.8149 | 2.6182 | 15.6162 | 86.3143 | 30.4281 | 353 | 1900-01-02 16:11 | 1900-01-01 12:31 | 14.5435 | 86.5175 | 21.9741 | 356 | 15 | 18 | 0.97894 | 15.2873 | 1336 | 1.0727 | 0.74374 | 1.6195 | 1.1646 | 1.5854 | 1.9948 | 1.9672 | -1.4838 | 0.026603 | 1.0727 | 2.1187 | 3.6291 | -1.7773 | -0.28786 | 0.74374 | 1.7753 | 3.2648
Non-Residential | 30 | 2014-09-16 | Aggregate | 100 | Non-Residential¦30¦41898¦Aggregate¦100 | 3.7979 | 2.6098 | 15.0553 | 88.8925 | 29.9115 | 1412 | 1900-01-02 16:06 | 1900-01-01 12:33 | 13.5484 | 89.0244 | 23.6751 | 1420 | 16 | 19 | 0.99888 | 15.0385 | 1336 | 1.5069 | 1.4901 | 0.79602 | 0.62827 | 0.79513 | 1.0141 | 1.0134 | 0.20729 | 0.97511 | 1.5069 | 2.0387 | 2.8065 | 0.19136 | 0.95865 | 1.4901 | 2.0215 | 2.7888
Non-Residential | 30 | 2014-08-27 | Aggregate | 22 | Non-Residential¦30¦41878¦Aggregate¦22 | 3.8149 | 2.6182 | 7.712 | 76.5854 | 14.4445 | 353 | 1900-01-02 16:11 | 1900-01-01 12:31 | 7.6158 | 76.5709 | 15.0434 | 356 | 15 | 18 | 0.97894 | 7.5496 | 1336 | 0.096173 | -0.066269 | 0.7688 | 0.7973 | 0.75261 | 1.1076 | 1.0964 | -1.3233 | -0.48464 | 0.096173 | 0.67699 | 1.5156 | -1.4714 | -0.64122 | -0.066269 | 0.50869 | 1.3388
Non-Residential | 30 | 2014-08-27 | Aggregate | 16 | Non-Residential¦30¦41878¦Aggregate¦16 | 3.8149 | 2.6182 | 15.1421 | 85.8131 | 27.3042 | 353 | 1900-01-02 16:11 | 1900-01-01 12:31 | 13.8135 | 85.9323 | 21.6337 | 356 | 15 | 18 | 0.97894 | 14.8232 | 1336 | 1.3286 | 1.0096 | 1.4533 | 1.1466 | 1.4226 | 1.8511 | 1.8272 | -1.0437 | 0.35785 | 1.3286 | 2.2993 | 3.7009 | -1.332 | 0.051451 | 1.0096 | 1.9678 | 3.3512
Non-Residential | 30 | 2014-08-27 | Aggregate | 10 | Non-Residential¦30¦41878¦Aggregate¦10 | 3.8149 | 2.6182 | 12.2842 | 87.515 | 28.6554 | 353 | 1900-01-02 16:11 | 1900-01-01 12:31 | 12.102 | 87.5988 | 20.9549 | 356 | 15 | 18 | 0.97894 | 12.0255 | 1336 | 0.18224 | -0.076507 | 1.5252 | 1.1106 | 1.493 | 1.8867 | 1.8608 | -2.2356 | -0.80714 | 0.18224 | 1.1716 | 2.6001 | -2.4612 | -1.0523 | -0.076507 | 0.89931 | 2.3082
Non-Residential | 30 | 2014-09-16 | Per Premise | 17 | Non-Residential¦30¦41898¦Per Premise¦17 | 3.7979 | 2.6098 | 12.2816 | 88.6149 | 23.8578 | 353 | 1900-01-02 16:06 | 1900-01-01 12:33 | 11.0125 | 88.8439 | 18.3862 | 355 | 16 | 19 | 0.99888 | 12.2678 | 1336 | 1.2691 | 1.2554 | 1.2698 | 0.97584 | 1.2684 | 1.6015 | 1.6003 | -0.78325 | 0.4293 | 1.2691 | 2.1089 | 3.3215 | -0.79553 | 0.41617 | 1.2554 | 2.0946 | 3.3063
Non-Residential | 30 | 2014-09-15 | Aggregate | 5 | Non-Residential¦30¦41897¦Aggregate¦5 | 3.6744 | 2.5214 | 5.1539 | 71.9597 | 10.6761 | 356 | 1900-01-02 19:09 | 1900-01-01 14:38 | 5.526 | 72.0452 | 12.591 | 353 | 15 | 18 | 1.0324 | 5.3211 | 1336 | -0.37205 | -0.20484 | 0.56583 | 0.67015 | 0.58419 | 0.87708 | 0.88903 | -1.4961 | -0.83199 | -0.37205 | 0.087893 | 0.75197 | -1.3442 | -0.67105 | -0.20484 | 0.26137 | 0.9345
Non-Residential | 30 | 2014-08-27 | Aggregate | 4 | Non-Residential¦30¦41878¦Aggregate¦4 | 3.8149 | 2.6182 | 4.7767 | 65.4231 | 10.6794 | 353 | 1900-01-02 16:11 | 1900-01-01 12:31 | 4.4923 | 65.5439 | 8.8212 | 356 | 15 | 18 | 0.97894 | 4.6761 | 1336 | 0.28448 | 0.18386 | 0.56841 | 0.46752 | 0.55643 | 0.73598 | 0.72677 | -0.65872 | -0.10147 | 0.28448 | 0.67042 | 1.2277 | -0.74754 | -0.19726 | 0.18386 | 0.56498 | 1.1153
Non-Residential | 30 | 2014-09-17 | Per Premise | 5 | Non-Residential¦30¦41899¦Per Premise¦5 | 3.6705 | 2.5229 | 4.2976 | 78.1256 | 8.7588 | 355 | 1900-01-02 19:09 | 1900-01-01 14:38 | 4.9836 | 78.4758 | 12.2709 | 353 | 15 | 18 | 1.0362 | 4.4534 | 1336 | -0.68603 | -0.53025 | 0.46487 | 0.65311 | 0.48172 | 0.80166 | 0.81155 | -1.7134 | -1.1064 | -0.68603 | -0.26564 | 0.34134 | -1.5703 | -0.95582 | -0.53025 | -0.10467 | 0.50979
Non-Residential | 30 | 2014-09-15 | Per Premise | 6 | Non-Residential¦30¦41897¦Per Premise¦6 | 3.6744 | 2.5214 | 4.4245 | 71.9763 | 8.8631 | 356 | 1900-01-02 19:09 | 1900-01-01 14:38 | 4.6791 | 72.0591 | 11.5301 | 353 | 15 | 18 | 1.0324 | 4.5681 | 1336 | -0.25461 | -0.11107 | 0.46974 | 0.61368 | 0.48498 | 0.77283 | 0.78219 | -1.245 | -0.65988 | -0.25461 | 0.15066 | 0.73581 | -1.1135 | -0.52125 | -0.11107 | 0.29911 | 0.89135
Non-Residential | 30 | 2014-07-29 | Aggregate | 2 | Non-Residential¦30¦41849¦Aggregate¦2 | 3.687 | 2.5143 | 4.7917 | 70.3069 | 9.3863 | 359 | 1900-01-02 19:24 | 1900-01-01 13:45 | 5.3637 | 70.3201 | 11.4429 | 356 | 16 | 19 | 1.0567 | 5.0632 | 1336 | -0.57199 | -0.30043 | 0.49539 | 0.60647 | 0.52347 | 0.78308 | 0.80114 | -1.5756 | -0.98264 | -0.57199 | -0.16134 | 0.43158 | -1.3271 | -0.72055 | -0.30043 | 0.11969 | 0.72627
Non-Residential | 30 | 2014-09-17 | Aggregate | 23 | Non-Residential¦30¦41899¦Aggregate¦23 | 3.6705 | 2.5229 | 6.664 | 72.2334 | 13.2911 | 355 | 1900-01-02 19:09 | 1900-01-01 14:38 | 7.6052 | 72.0587 | 17.8034 | 353 | 15 | 18 | 1.0362 | 6.9055 | 1336 | -0.94123 | -0.69966 | 0.70542 | 0.94758 | 0.73099 | 1.1813 | 1.1968 | -2.4552 | -1.5607 | -0.94123 | -0.32174 | 0.57269 | -2.2334 | -1.3272 | -0.69966 | -0.072079 | 0.83405
Non-Residential | 30 | 2014-08-27 | Aggregate | 21 | Non-Residential¦30¦41878¦Aggregate¦21 | 3.8149 | 2.6182 | 9.2712 | 76.9427 | 17.9672 | 353 | 1900-01-02 16:11 | 1900-01-01 12:31 | 8.9306 | 77.0079 | 16.9098 | 356 | 15 | 18 | 0.97894 | 9.0759 | 1336 | 0.34063 | 0.14534 | 0.9563 | 0.89622 | 0.93615 | 1.3106 | 1.296 | -1.339 | -0.34666 | 0.34063 | 1.0279 | 2.0202 | -1.5155 | -0.53428 | 0.14534 | 0.82496 | 1.8062
Non-Residential | 30 | Average Event Day | Per Premise | 23 | Non-Residential¦30¦Average Event Day¦Per Premise¦23 | 3.7443 | 2.5696 | 4.9749 | 74.6259 | 9.7923 | 709 | 1900-01-02 17:40 | 1900-01-01 13:34 | 5.1888 | 74.4895 | 11.2708 | 709 | 15 | 18 | 1.007 | 5.0096 | 1336 | -0.21393 | -0.17924 | 0.36776 | 0.42328 | 0.37032 | 0.56073 | 0.56241 | -0.93253 | -0.50797 | -0.21393 | 0.080116 | 0.50467 | -0.9 | -0.47417 | -0.17924 | 0.11569 | 0.54152
Non-Residential | 30 | 2014-09-16 | Aggregate | 14 | Non-Residential¦30¦41898¦Aggregate¦14 | 3.7979 | 2.6098 | 18.0544 | 94.2977 | 35.076 | 353 | 1900-01-02 16:06 | 1900-01-01 12:33 | 17.6377 | 94.2957 | 28.7787 | 355 | 16 | 19 | 0.99888 | 18.0342 | 1336 | 0.41668 | 0.39651 | 1.8669 | 1.5274 | 1.8648 | 2.4121 | 2.4105 | -2.6746 | -0.84824 | 0.41668 | 1.6816 | 3.5079 | -2.6927 | -0.86757 | 0.39651 | 1.6606 | 3.4857
Non-Residential | 30 | 2014-09-17 | Aggregate | 7 | Non-Residential¦30¦41899¦Aggregate¦7 | 3.6705 | 2.5229 | 8.0457 | 82.1804 | 16.3483 | 355 | 1900-01-02 19:09 | 1900-01-01 14:38 | 8.1722 | 82.5375 | 22.1502 | 353 | 15 | 18 | 1.0362 | 8.3373 | 1336 | -0.12654 | 0.16511 | 0.86768 | 1.1789 | 0.89913 | 1.4638 | 1.4827 | -2.0025 | -0.89417 | -0.12654 | 0.64109 | 1.7494 | -1.735 | -0.61241 | 0.16511 | 0.94263 | 2.0652
Non-Residential | 30 | 2014-08-27 | Aggregate | 11 | Non-Residential¦30¦41878¦Aggregate¦11 | 3.8149 | 2.6182 | 13.8144 | 88.8019 | 29.0724 | 353 | 1900-01-02 16:11 | 1900-01-01 12:31 | 13.8771 | 88.991 | 22.8446 | 356 | 15 | 18 | 0.97894 | 13.5234 | 1336 | -0.062693 | -0.35367 | 1.5474 | 1.2108 | 1.5148 | 1.9648 | 1.9392 | -2.5806 | -1.093 | -0.062693 | 0.96763 | 2.4552 | -2.8389 | -1.3706 | -0.35367 | 0.66324 | 2.1315
Non-Residential | 30 | 2014-07-29 | Per Premise | 10 | Non-Residential¦30¦41849¦Per Premise¦10 | 3.687 | 2.5143 | 8.6952 | 84.2539 | 13.6266 | 359 | 1900-01-02 19:24 | 1900-01-01 13:45 | 9.394 | 83.997 | 20.5485 | 356 | 16 | 19 | 1.0567 | 9.188 | 1336 | -0.6988 | -0.20602 | 0.71919 | 1.0891 | 0.75994 | 1.3051 | 1.328 | -2.3714 | -1.3832 | -0.6988 | -0.014402 | 0.97376 | -1.9079 | -0.90242 | -0.20602 | 0.49039 | 1.4959
Non-Residential | 30 | 2014-09-15 | Per Premise | 4 | Non-Residential¦30¦41897¦Per Premise¦4 | 3.6744 | 2.5214 | 3.8077 | 72.684 | 7.9781 | 356 | 1900-01-02 19:09 | 1900-01-01 14:38 | 4.1666 | 72.8114 | 9.187 | 353 | 15 | 18 | 1.0324 | 3.9312 | 1336 | -0.3589 | -0.23537 | 0.42284 | 0.48897 | 0.43656 | 0.64644 | 0.6555 | -1.1874 | -0.6979 | -0.3589 | -0.019909 | 0.46955 | -1.0754 | -0.57912 | -0.23537 | 0.10837 | 0.60468
Non-Residential | 30 | 2014-09-17 | Aggregate | 8 | Non-Residential¦30¦41899¦Aggregate¦8 | 3.6705 | 2.5229 | 9.6641 | 86.5713 | 19.9887 | 355 | 1900-01-02 19:09 | 1900-01-01 14:38 | 10.3999 | 86.7525 | 25.2381 | 353 | 15 | 18 | 1.0362 | 10.0144 | 1336 | -0.7358 | -0.38548 | 1.0609 | 1.3433 | 1.0993 | 1.7117 | 1.7358 | -2.9294 | -1.6334 | -0.7358 | 0.16182 | 1.4578 | -2.61 | -1.2957 | -0.38548 | 0.52477 | 1.839
Non-Residential | 30 | 2014-07-29 | Aggregate | 6 | Non-Residential¦30¦41849¦Aggregate¦6 | 3.687 | 2.5143 | 5.2686 | 70.7889 | 10.1444 | 359 | 1900-01-02 19:24 | 1900-01-01 13:45 | 5.517 | 70.9401 | 12.2148 | 356 | 16 | 19 | 1.0567 | 5.5672 | 1336 | -0.24836 | 0.050224 | 0.5354 | 0.64738 | 0.56575 | 0.84009 | 0.85975 | -1.325 | -0.68891 | -0.24836 | 0.19218 | 0.82826 | -1.0516 | -0.40063 | 0.050224 | 0.50108 | 1.152
Non-Residential | 30 | 2014-07-29 | Aggregate | 5 | Non-Residential¦30¦41849¦Aggregate¦5 | 3.687 | 2.5143 | 4.6503 | 68.5066 | 9.148 | 359 | 1900-01-02 19:24 | 1900-01-01 13:45 | 5.2519 | 68.4998 | 11.8602 | 356 | 16 | 19 | 1.0567 | 4.9138 | 1336 | -0.60162 | -0.33808 | 0.48281 | 0.62859 | 0.51017 | 0.79261 | 0.80957 | -1.6174 | -1.0173 | -0.60162 | -0.18598 | 0.41415 | -1.3756 | -0.76261 | -0.33808 | 0.086461 | 0.69943
Non-Residential | 30 | 2014-09-16 | Aggregate | 6 | Non-Residential¦30¦41898¦Aggregate¦6 | 3.7979 | 2.6098 | 6.2986 | 73.7171 | 15.2337 | 353 | 1900-01-02 16:06 | 1900-01-01 12:33 | 5.9186 | 73.6427 | 11.5361 | 355 | 16 | 19 | 0.99888 | 6.2916 | 1336 | 0.38006 | 0.37302 | 0.81081 | 0.61227 | 0.8099 | 1.016 | 1.0153 | -0.92202 | -0.15274 | 0.38006 | 0.91285 | 1.6821 | -0.92813 | -0.1594 | 0.37302 | 0.90544 | 1.6742
Non-Residential | 30 | 2014-09-16 | Per Premise | 10 | Non-Residential¦30¦41898¦Per Premise¦10 | 3.7979 | 2.6098 | 11.0717 | 93.5175 | 23.8919 | 353 | 1900-01-02 16:06 | 1900-01-01 12:33 | 10.7338 | 93.8285 | 18.3205 | 355 | 16 | 19 | 0.99888 | 11.0594 | 1336 | 0.33791 | 0.32554 | 1.2716 | 0.97235 | 1.2702 | 1.6008 | 1.5997 | -1.7136 | -0.50154 | 0.33791 | 1.1774 | 2.3894 | -1.7245 | -0.51332 | 0.32554 | 1.1644 | 2.3756
Non-Residential | 30 | 2014-09-17 | Aggregate | 6 | Non-Residential¦30¦41899¦Aggregate¦6 | 3.6705 | 2.5229 | 6.6233 | 76.695 | 13.2711 | 355 | 1900-01-02 19:09 | 1900-01-01 14:38 | 7.2698 | 77.0141 | 19.4036 | 353 | 15 | 18 | 1.0362 | 6.8634 | 1336 | -0.64655 | -0.40647 | 0.70436 | 1.0328 | 0.72989 | 1.2501 | 1.2646 | -2.2486 | -1.3021 | -0.64655 | 0.0089862 | 0.95548 | -2.0272 | -1.0696 | -0.40647 | 0.25671 | 1.2142
Non-Residential | 30 | 2014-09-17 | Aggregate | 14 | Non-Residential¦30¦41899¦Aggregate¦14 | 3.6705 | 2.5229 | 17.1224 | 87.146 | 26.5715 | 355 | 1900-01-02 19:09 | 1900-01-01 14:38 | 17.7431 | 86.7064 | 32.1528 | 353 | 15 | 18 | 1.0362 | 17.7431 | 1336 | -0.62068 | -1.07e-06 | 1.4103 | 1.7113 | 1.4614 | 2.2175 | 2.2504 | -3.4626 | -1.7836 | -0.62068 | 0.5422 | 2.2212 | -2.884 | -1.1801 | -1.07e-06 | 1.1801 | 2.884
Non-Residential | 30 | 2014-09-16 | Aggregate | 9 | Non-Residential¦30¦41898¦Aggregate¦9 | 3.7979 | 2.6098 | 12.4411 | 89.5024 | 28.873 | 353 | 1900-01-02 16:06 | 1900-01-01 12:33 | 11.7568 | 89.757 | 22.5628 | 355 | 16 | 19 | 0.99888 | 12.4272 | 1336 | 0.68425 | 0.67035 | 1.5368 | 1.1975 | 1.535 | 1.9482 | 1.9469 | -1.8125 | -0.33741 | 0.68425 | 1.7059 | 3.181 | -1.8247 | -0.3506 | 0.67035 | 1.6913 | 3.1654
Non-Residential | 30 | 2014-09-17 | Per Premise | 18 | Non-Residential¦30¦41899¦Per Premise¦18 | 3.6705 | 2.5229 | 9.855 | 77.5829 | 16.7835 | 355 | 1900-01-02 19:09 | 1900-01-01 14:38 | 9.9302 | 77.2199 | 20.4974 | 353 | 15 | 18 | 1.0362 | 10.2122 | 1336 | -0.075209 | 0.28203 | 0.89078 | 1.091 | 0.92307 | 1.4084 | 1.4291 | -1.8802 | -0.81379 | -0.075209 | 0.66337 | 1.7298 | -1.5494 | -0.46738 | 0.28203 | 1.0314 | 2.1135
Non-Residential | 30 | 2014-09-17 | Per Premise | 13 | Non-Residential¦30¦41899¦Per Premise¦13 | 3.6705 | 2.5229 | 12.83 | 88.8002 | 20.17 | 355 | 1900-01-02 19:09 | 1900-01-01 14:38 | 13.3116 | 88.4009 | 24.5614 | 353 | 15 | 18 | 1.0362 | 13.2951 | 1336 | -0.48157 | -0.01649 | 1.0705 | 1.3073 | 1.1093 | 1.6897 | 1.7145 | -2.647 | -1.3676 | -0.48157 | 0.40449 | 1.6838 | -2.2137 | -0.91558 | -0.01649 | 0.8826 | 2.1807
Non-Residential | 30 | 2014-09-16 | Aggregate | 15 | Non-Residential¦30¦41898¦Aggregate¦15 | 3.7979 | 2.6098 | 17.6499 | 93.3985 | 32.8605 | 353 | 1900-01-02 16:06 | 1900-01-01 12:33 | 17.6302 | 93.8769 | 28.8033 | 355 | 16 | 19 | 0.99888 | 17.6302 | 1336 | 0.019722 | 2.07e-07 | 1.749 | 1.5287 | 1.747 | 2.3229 | 2.3214 | -2.9572 | -1.1984 | 0.019722 | 1.2379 | 2.9967 | -2.975 | -1.2174 | 2.07e-07 | 1.2174 | 2.975
Non-Residential | 30 | 2014-09-16 | Aggregate | 18 | Non-Residential¦30¦41898¦Aggregate¦18 | 3.7979 | 2.6098 | 14.1146 | 88.0995 | 28.9108 | 353 | 1900-01-02 16:06 | 1900-01-01 12:33 | 12.6083 | 88.2023 | 22.2813 | 355 | 16 | 19 | 0.99888 | 14.0989 | 1336 | 1.5063 | 1.4905 | 1.5388 | 1.1826 | 1.537 | 1.9407 | 1.9393 | -0.98078 | 0.48861 | 1.5063 | 2.524 | 3.9934 | -0.9948 | 0.47356 | 1.4905 | 2.5075 | 3.9759
Non-Residential | 30 | Average Event Day | Aggregate | 14 | Non-Residential¦30¦Average Event Day¦Aggregate¦14 | 3.7443 | 2.5696 | 16.4175 | 88.1803 | 29.4598 | 709 | 1900-01-02 17:40 | 1900-01-01 13:34 | 16.532 | 88.1785 | 28.1993 | 709 | 15 | 18 | 1.007 | 16.532 | 1336 | -0.11448 | 2.8e-07 | 1.1064 | 1.059 | 1.1141 | 1.5316 | 1.5371 | -2.0773 | -0.91763 | -0.11448 | 0.68867 | 1.8483 | -1.9699 | -0.80608 | 2.8e-07 | 0.80608 | 1.9699
Non-Residential | 30 | 2014-07-29 | Aggregate | 13 | Non-Residential¦30¦41849¦Aggregate¦13 | 3.687 | 2.5143 | 14.3909 | 88.8981 | 20.7554 | 359 | 1900-01-02 19:24 | 1900-01-01 13:45 | 15.2428 | 88.6967 | 26.9521 | 356 | 16 | 19 | 1.0567 | 15.2065 | 1336 | -0.85186 | -0.036289 | 1.0954 | 1.4285 | 1.1575 | 1.8001 | 1.8386 | -3.1588 | -1.7958 | -0.85186 | 0.092122 | 1.4551 | -2.3925 | -1.0004 | -0.036289 | 0.92785 | 2.3199
Non-Residential | 30 | 2014-09-16 | Per Premise | 2 | Non-Residential¦30¦41898¦Per Premise¦2 | 3.7979 | 2.6098 | 4.4909 | 73.8322 | 9.7196 | 353 | 1900-01-02 16:06 | 1900-01-01 12:33 | 3.9317 | 73.9571 | 7.9248 | 355 | 16 | 19 | 0.99888 | 4.4859 | 1336 | 0.55927 | 0.55425 | 0.51732 | 0.42061 | 0.51674 | 0.66673 | 0.66628 | -0.29518 | 0.20964 | 0.55927 | 0.90891 | 1.4137 | -0.29962 | 0.20485 | 0.55425 | 0.90365 | 1.4081
Non-Residential | 30 | 2014-08-27 | Aggregate | 20 | Non-Residential¦30¦41878¦Aggregate¦20 | 3.8149 | 2.6182 | 10.1828 | 78.2714 | 19.62 | 353 | 1900-01-02 16:11 | 1900-01-01 12:31 | 10.1545 | 78.399 | 19.0441 | 356 | 15 | 18 | 0.97894 | 9.9683 | 1336 | 0.028255 | -0.18623 | 1.0443 | 1.0093 | 1.0223 | 1.4523 | 1.4366 | -1.833 | -0.73335 | 0.028255 | 0.78986 | 1.8895 | -2.0273 | -0.93958 | -0.18623 | 0.56712 | 1.6548
Non-Residential | 30 | 2014-07-29 | Aggregate | 24 | Non-Residential¦30¦41849¦Aggregate¦24 | 3.687 | 2.5143 | 5.4862 | 70.1239 | 10.6945 | 359 | 1900-01-02 19:24 | 1900-01-01 13:45 | 6.1372 | 70.0308 | 12.2186 | 356 | 16 | 19 | 1.0567 | 5.7972 | 1336 | -0.65099 | -0.34007 | 0.56444 | 0.64758 | 0.59642 | 0.85904 | 0.88039 | -1.7519 | -1.1015 | -0.65099 | -0.2005 | 0.44992 | -1.4683 | -0.80174 | -0.34007 | 0.12161 | 0.7882
Non-Residential | 30 | 2014-09-17 | Aggregate | 24 | Non-Residential¦30¦41899¦Aggregate¦24 | 3.6705 | 2.5229 | 6.0149 | 71.1906 | 12.1141 | 355 | 1900-01-02 19:09 | 1900-01-01 14:38 | 6.7735 | 71.0652 | 15.6056 | 353 | 15 | 18 | 1.0362 | 6.2329 | 1336 | -0.75862 | -0.54059 | 0.64295 | 0.8306 | 0.66626 | 1.0504 | 1.0648 | -2.1047 | -1.3094 | -0.75862 | -0.20781 | 0.58748 | -1.9052 | -1.099 | -0.54059 | 0.017792 | 0.82401
Non-Residential | 30 | 2014-08-27 | Per Premise | 5 | Non-Residential¦30¦41878¦Per Premise¦5 | 3.8149 | 2.6182 | 3.7536 | 66.1779 | 8.3938 | 353 | 1900-01-02 16:11 | 1900-01-01 12:31 | 3.453 | 66.0146 | 6.7697 | 356 | 15 | 18 | 0.97894 | 3.6746 | 1336 | 0.30061 | 0.22154 | 0.44676 | 0.3588 | 0.43735 | 0.573 | 0.56569 | -0.43372 | 0.00013 | 0.30061 | 0.60109 | 1.0349 | -0.50342 | -0.075104 | 0.22154 | 0.51819 | 0.94651
Non-Residential | 30 | Average Event Day | Per Premise | 15 | Non-Residential¦30¦Average Event Day¦Per Premise¦15 | 3.7443 | 2.5696 | 12.075 | 87.5947 | 21.1133 | 709 | 1900-01-02 17:40 | 1900-01-01 13:34 | 11.5548 | 87.494 | 20.309 | 709 | 15 | 18 | 1.007 | 12.1592 | 1336 | 0.5202 | 0.6044 | 0.79293 | 0.76272 | 0.79845 | 1.1002 | 1.1042 | -0.88979 | -0.056759 | 0.5202 | 1.0971 | 1.9302 | -0.8107 | 0.025349 | 0.6044 | 1.1834 | 2.0195
Non-Residential | 30 | Average Event Day | Aggregate | 6 | Non-Residential¦30¦Average Event Day¦Aggregate¦6 | 3.7443 | 2.5696 | 5.7606 | 70.2558 | 12.2452 | 709 | 1900-01-02 17:40 | 1900-01-01 13:34 | 6.0035 | 70.2579 | 14.1266 | 709 | 15 | 18 | 1.007 | 5.8008 | 1336 | -0.24286 | -0.20269 | 0.45988 | 0.53053 | 0.46308 | 0.70211 | 0.70421 | -1.1426 | -0.61104 | -0.24286 | 0.12533 | 0.65693 | -1.1052 | -0.57198 | -0.20269 | 0.1666 | 0.6998
Non-Residential | 30 | 2014-09-16 | Aggregate | 23 | Non-Residential¦30¦41898¦Aggregate¦23 | 3.7979 | 2.6098 | 8.3416 | 79.7031 | 20.0964 | 353 | 1900-01-02 16:06 | 1900-01-01 12:33 | 7.3826 | 79.7543 | 14.8152 | 355 | 16 | 19 | 0.99888 | 8.3322 | 1336 | 0.95899 | 0.94966 | 1.0696 | 0.78631 | 1.0684 | 1.3275 | 1.3266 | -0.74234 | 0.26282 | 0.95899 | 1.6552 | 2.6603 | -0.75042 | 0.254 | 0.94966 | 1.6453 | 2.6498
Non-Residential | 30 | 2014-09-17 | Aggregate | 16 | Non-Residential¦30¦41899¦Aggregate¦16 | 3.6705 | 2.5229 | 15.8116 | 83.9276 | 24.48 | 355 | 1900-01-02 19:09 | 1900-01-01 14:38 | 16.2096 | 83.5837 | 31.7425 | 353 | 15 | 18 | 1.0362 | 16.3848 | 1336 | -0.39804 | 0.17512 | 1.2993 | 1.6895 | 1.3464 | 2.1313 | 2.1603 | -3.1294 | -1.5157 | -0.39804 | 0.71961 | 2.3333 | -2.5935 | -0.95776 | 0.17512 | 1.308 | 2.9437
Non-Residential | 30 | 2014-09-17 | Aggregate | 17 | Non-Residential¦30¦41899¦Aggregate¦17 | 3.6705 | 2.5229 | 14.6451 | 81.6389 | 23.1092 | 355 | 1900-01-02 19:09 | 1900-01-01 14:38 | 15.2326 | 81.2817 | 30.4321 | 353 | 15 | 18 | 1.0362 | 15.176 | 1336 | -0.58748 | -0.056607 | 1.2265 | 1.6197 | 1.271 | 2.0317 | 2.0589 | -3.1912 | -1.6529 | -0.58748 | 0.47795 | 2.0163 | -2.6951 | -1.1363 | -0.056607 | 1.0231 | 2.5819
Non-Residential | 30 | 2014-09-16 | Per Premise | 22 | Non-Residential¦30¦41898¦Per Premise¦22 | 3.7979 | 2.6098 | 7.1597 | 79.9399 | 16.0357 | 353 | 1900-01-02 16:06 | 1900-01-01 12:33 | 6.4858 | 80.0616 | 12.4287 | 355 | 16 | 19 | 0.99888 | 7.1517 | 1336 | 0.67396 | 0.66596 | 0.85349 | 0.65965 | 0.85254 | 1.0787 | 1.0779 | -0.70844 | 0.10829 | 0.67396 | 1.2396 | 2.0564 | -0.71548 | 0.10069 | 0.66596 | 1.2312 | 2.0474
Non-Residential | 30 | 2014-09-15 | Per Premise | 7 | Non-Residential¦30¦41897¦Per Premise¦7 | 3.6744 | 2.5214 | 5.3832 | 75.2946 | 11.1691 | 356 | 1900-01-02 19:09 | 1900-01-01 14:38 | 5.3383 | 75.306 | 13.9992 | 353 | 15 | 18 | 1.0324 | 5.5578 | 1336 | 0.044849 | 0.21949 | 0.59196 | 0.7451 | 0.61117 | 0.95163 | 0.96369 | -1.1747 | -0.45419 | 0.044849 | 0.54388 | 1.2644 | -1.0155 | -0.28587 | 0.21949 | 0.72485 | 1.4545
Non-Residential | 30 | 2014-09-16 | Aggregate | 19 | Non-Residential¦30¦41898¦Aggregate¦19 | 3.7979 | 2.6098 | 12.1739 | 86.9899 | 24.8636 | 353 | 1900-01-02 16:06 | 1900-01-01 12:33 | 11.0477 | 87.0571 | 21.0979 | 355 | 16 | 19 | 0.99888 | 12.1603 | 1336 | 1.1262 | 1.1126 | 1.3234 | 1.1198 | 1.3219 | 1.7335 | 1.7324 | -1.0955 | 0.21709 | 1.1262 | 2.0352 | 3.3478 | -1.1076 | 0.20408 | 1.1126 | 2.021 | 3.3327
Non-Residential | 30 | 2014-09-17 | Aggregate | 21 | Non-Residential¦30¦41899¦Aggregate¦21 | 3.6705 | 2.5229 | 9.4028 | 73.6614 | 17.2113 | 355 | 1900-01-02 19:09 | 1900-01-01 14:38 | 10.6562 | 73.4863 | 23.0265 | 353 | 15 | 18 | 1.0362 | 9.7436 | 1336 | -1.2534 | -0.91253 | 0.91348 | 1.2256 | 0.94659 | 1.5286 | 1.5486 | -3.2123 | -2.055 | -1.2534 | -0.4518 | 0.70555 | -2.8971 | -1.7246 | -0.91253 | -0.10046 | 1.072
Non-Residential | 30 | Average Event Day | Per Premise | 13 | Non-Residential¦30¦Average Event Day¦Per Premise¦13 | 3.7443 | 2.5696 | 11.9819 | 89.4343 | 20.5121 | 709 | 1900-01-02 17:40 | 1900-01-01 13:34 | 12.2751 | 89.4077 | 21.4697 | 709 | 15 | 18 | 1.007 | 12.0654 | 1336 | -0.29326 | -0.20971 | 0.77035 | 0.80631 | 0.77572 | 1.1152 | 1.1189 | -1.7224 | -0.87805 | -0.29326 | 0.29153 | 1.1359 | -1.6436 | -0.79645 | -0.20971 | 0.37703 | 1.2242
Non-Residential | 30 | 2014-09-17 | Aggregate | 19 | Non-Residential¦30¦41899¦Aggregate¦19 | 3.6705 | 2.5229 | 11.5583 | 76.0594 | 20.9135 | 355 | 1900-01-02 19:09 | 1900-01-01 14:38 | 12.5991 | 75.6854 | 25.8074 | 353 | 15 | 18 | 1.0362 | 11.9773 | 1336 | -1.0408 | -0.6218 | 1.11 | 1.3736 | 1.1502 | 1.766 | 1.7916 | -3.304 | -1.9669 | -1.0408 | -0.11468 | 1.2225 | -2.9178 | -1.5613 | -0.6218 | 0.3177 | 1.6742
Non-Residential | 30 | Average Event Day | Aggregate | 12 | Non-Residential¦30¦Average Event Day¦Aggregate¦12 | 3.7443 | 2.5696 | 15.8079 | 90.8247 | 28.1498 | 709 | 1900-01-02 17:40 | 1900-01-01 13:34 | 16.1264 | 90.7789 | 28.8715 | 709 | 15 | 18 | 1.007 | 15.9182 | 1336 | -0.31852 | -0.20829 | 1.0572 | 1.0843 | 1.0646 | 1.5144 | 1.5195 | -2.2593 | -1.1127 | -0.31852 | 0.47562 | 1.6222 | -2.1556 | -1.0051 | -0.20829 | 0.58855 | 1.7391
Non-Residential | 30 | 2014-09-15 | Aggregate | 18 | Non-Residential¦30¦41897¦Aggregate¦18 | 3.6744 | 2.5214 | 12.9933 | 82.8105 | 23.0805 | 356 | 1900-01-02 19:09 | 1900-01-01 14:38 | 13.1828 | 82.355 | 26.9025 | 353 | 15 | 18 | 1.0324 | 13.4148 | 1336 | -0.18948 | 0.23206 | 1.2233 | 1.4319 | 1.2629 | 1.8833 | 1.9093 | -2.603 | -1.1771 | -0.18948 | 0.7981 | 2.224 | -2.2148 | -0.76916 | 0.23206 | 1.2333 | 2.6789
Non-Residential | 30 | 2014-08-27 | Per Premise | 21 | Non-Residential¦30¦41878¦Per Premise¦21 | 3.8149 | 2.6182 | 6.9395 | 76.9427 | 13.4485 | 353 | 1900-01-02 16:11 | 1900-01-01 12:31 | 6.6846 | 77.0079 | 12.657 | 356 | 15 | 18 | 0.97894 | 6.7934 | 1336 | 0.25496 | 0.10879 | 0.71579 | 0.67082 | 0.70071 | 0.981 | 0.97005 | -1.0022 | -0.25948 | 0.25496 | 0.7694 | 1.5122 | -1.1344 | -0.39991 | 0.10879 | 0.61748 | 1.352
Non-Residential | 30 | 2014-08-27 | Per Premise | 3 | Non-Residential¦30¦41878¦Per Premise¦3 | 3.8149 | 2.6182 | 3.619 | 66.8305 | 7.9788 | 353 | 1900-01-02 16:11 | 1900-01-01 12:31 | 3.4427 | 66.7432 | 6.957 | 356 | 15 | 18 | 0.97894 | 3.5428 | 1336 | 0.17628 | 0.10005 | 0.42467 | 0.36872 | 0.41572 | 0.5624 | 0.55568 | -0.54447 | -0.11865 | 0.17628 | 0.4712 | 0.89702 | -0.61208 | -0.19135 | 0.10005 | 0.39145 | 0.81218
Non-Residential | 30 | 2014-07-29 | Per Premise | 4 | Non-Residential¦30¦41849¦Per Premise¦4 | 3.687 | 2.5143 | 3.3619 | 69.2073 | 6.5268 | 359 | 1900-01-02 19:24 | 1900-01-01 13:45 | 3.7778 | 69.2802 | 8.4127 | 356 | 16 | 19 | 1.0567 | 3.5524 | 1336 | -0.41592 | -0.22539 | 0.34447 | 0.44587 | 0.36399 | 0.56344 | 0.57558 | -1.138 | -0.71139 | -0.41592 | -0.12045 | 0.30616 | -0.96303 | -0.52723 | -0.22539 | 0.076443 | 0.51224
Non-Residential | 30 | 2014-07-29 | Aggregate | 17 | Non-Residential¦30¦41849¦Aggregate¦17 | 3.687 | 2.5143 | 12.8662 | 80.4025 | 18.755 | 359 | 1900-01-02 19:24 | 1900-01-01 13:45 | 13.5373 | 80.0504 | 23.3221 | 356 | 16 | 19 | 1.0567 | 13.5953 | 1336 | -0.67115 | 0.05801 | 0.98985 | 1.2361 | 1.0459 | 1.5836 | 1.6192 | -2.7006 | -1.5016 | -0.67115 | 0.15927 | 1.3583 | -2.0171 | -0.79111 | 0.05801 | 0.90713 | 2.1331
Non-Residential | 30 | 2014-09-15 | Aggregate | 20 | Non-Residential¦30¦41897¦Aggregate¦20 | 3.6744 | 2.5214 | 10.5516 | 79.3939 | 20.1934 | 356 | 1900-01-02 19:09 | 1900-01-01 14:38 | 11.4273 | 78.9583 | 21.627 | 353 | 15 | 18 | 1.0324 | 10.8939 | 1336 | -0.87572 | -0.53341 | 1.0702 | 1.1511 | 1.105 | 1.5718 | 1.5956 | -2.89 | -1.7 | -0.87572 | -0.05149 | 1.1386 | -2.5783 | -1.3701 | -0.53341 | 0.30333 | 1.5114
Non-Residential | 30 | 2014-08-27 | Aggregate | 7 | Non-Residential¦30¦41878¦Aggregate¦7 | 3.8149 | 2.6182 | 6.0053 | 73.6032 | 14.1645 | 353 | 1900-01-02 16:11 | 1900-01-01 12:31 | 6.308 | 73.3407 | 12.7819 | 356 | 15 | 18 | 0.97894 | 5.8788 | 1336 | -0.3027 | -0.42919 | 0.7539 | 0.67744 | 0.73802 | 1.0136 | 1.0018 | -1.6016 | -0.83421 | -0.3027 | 0.22881 | 0.99622 | -1.713 | -0.95454 | -0.42919 | 0.096151 | 0.85466
Non-Residential | 30 | Average Event Day | Aggregate | 15 | Non-Residential¦30¦Average Event Day¦Aggregate¦15 | 3.7443 | 2.5696 | 16.1322 | 87.5947 | 28.2073 | 709 | 1900-01-02 17:40 | 1900-01-01 13:34 | 15.4372 | 87.494 | 27.1329 | 709 | 15 | 18 | 1.007 | 16.2446 | 1336 | 0.69498 | 0.80747 | 1.0593 | 1.019 | 1.0667 | 1.4699 | 1.4752 | -1.1888 | -0.075829 | 0.69498 | 1.4658 | 2.5787 | -1.0831 | 0.033865 | 0.80747 | 1.5811 | 2.698
Non-Residential | 30 | Average Event Day | Aggregate | 4 | Non-Residential¦30¦Average Event Day¦Aggregate¦4 | 3.7443 | 2.5696 | 5.0867 | 70.3938 | 10.8909 | 709 | 1900-01-02 17:40 | 1900-01-01 13:34 | 5.2226 | 70.4804 | 11.552 | 709 | 15 | 18 | 1.007 | 5.1222 | 1336 | -0.13592 | -0.10045 | 0.40902 | 0.43385 | 0.41187 | 0.59625 | 0.59821 | -0.90005 | -0.44859 | -0.13592 | 0.17676 | 0.62821 | -0.86709 | -0.41415 | -0.10045 | 0.21325 | 0.66619
Non-Residential | 30 | 2014-09-17 | Per Premise | 1 | Non-Residential¦30¦41899¦Per Premise¦1 | 3.6705 | 2.5229 | 4.6674 | 80.3438 | 9.9288 | 355 | 1900-01-02 19:09 | 1900-01-01 14:38 | 5.3082 | 80.4926 | 13.5607 | 353 | 15 | 18 | 1.0362 | 4.8366 | 1336 | -0.64085 | -0.47166 | 0.52697 | 0.72176 | 0.54607 | 0.89366 | 0.90506 | -1.7861 | -1.1095 | -0.64085 | -0.17221 | 0.50443 | -1.6315 | -0.94627 | -0.47166 | 0.0029544 | 0.68822
Non-Residential | 30 | Average Event Day | Per Premise | 10 | Non-Residential¦30¦Average Event Day¦Per Premise¦10 | 3.7443 | 2.5696 | 10.0459 | 89.3552 | 20.0914 | 709 | 1900-01-02 17:40 | 1900-01-01 13:34 | 10.0589 | 89.2523 | 19.4242 | 709 | 15 | 18 | 1.007 | 10.116 | 1336 | -0.013005 | 0.057046 | 0.75455 | 0.72949 | 0.75981 | 1.0495 | 1.0533 | -1.358 | -0.56338 | -0.013005 | 0.53737 | 1.332 | -1.2928 | -0.49531 | 0.057046 | 0.6094 | 1.4069
Non-Residential | 30 | 2014-07-29 | Aggregate | 23 | Non-Residential¦30¦41849¦Aggregate¦23 | 3.687 | 2.5143 | 6.1137 | 70.4599 | 11.936 | 359 | 1900-01-02 19:24 | 1900-01-01 13:45 | 6.7649 | 70.358 | 13.5944 | 356 | 16 | 19 | 1.0567 | 6.4602 | 1336 | -0.65115 | -0.30467 | 0.62996 | 0.7205 | 0.66566 | 0.95707 | 0.98093 | -1.8777 | -1.153 | -0.65115 | -0.14926 | 0.57538 | -1.5618 | -0.81907 | -0.30467 | 0.20974 | 0.95245
Non-Residential | 30 | 2014-08-27 | Aggregate | 17 | Non-Residential¦30¦41878¦Aggregate¦17 | 3.8149 | 2.6182 | 14.2741 | 84.3381 | 24.6255 | 353 | 1900-01-02 16:11 | 1900-01-01 12:31 | 13.1863 | 84.4921 | 20.9127 | 356 | 15 | 18 | 0.97894 | 13.9734 | 1336 | 1.0878 | 0.78714 | 1.3107 | 1.1084 | 1.2831 | 1.7165 | 1.6955 | -1.112 | 0.18767 | 1.0878 | 1.9879 | 3.2876 | -1.3857 | -0.10199 | 0.78714 | 1.6763 | 2.96
Non-Residential | 30 | Average Event Day | Per Premise | 2 | Non-Residential¦30¦Average Event Day¦Per Premise¦2 | 3.7443 | 2.5696 | 3.9614 | 71.3498 | 8.2693 | 709 | 1900-01-02 17:40 | 1900-01-01 13:34 | 4.1606 | 71.3942 | 9.1238 | 709 | 15 | 18 | 1.007 | 3.9891 | 1336 | -0.19914 | -0.17151 | 0.31056 | 0.34265 | 0.31272 | 0.46245 | 0.4639 | -0.79178 | -0.44164 | -0.19914 | 0.043371 | 0.39351 | -0.76603 | -0.41478 | -0.17151 | 0.071759 | 0.423
Non-Residential | 30 | 2014-09-15 | Per Premise | 2 | Non-Residential¦30¦41897¦Per Premise¦2 | 3.6744 | 2.5214 | 3.8942 | 73.438 | 7.8445 | 356 | 1900-01-02 19:09 | 1900-01-01 14:38 | 4.3608 | 73.5703 | 9.2267 | 353 | 15 | 18 | 1.0324 | 4.0206 | 1336 | -0.46658 | -0.34024 | 0.41576 | 0.49109 | 0.42924 | 0.64344 | 0.65224 | -1.2912 | -0.804 | -0.46658 | -0.12915 | 0.35803 | -1.1761 | -0.68227 | -0.34024 | 0.0017967 | 0.49564
Non-Residential | 30 | 2014-09-16 | Per Premise | 13 | Non-Residential¦30¦41898¦Per Premise¦13 | 3.7979 | 2.6098 | 13.6121 | 91.4356 | 26.355 | 353 | 1900-01-02 16:06 | 1900-01-01 12:33 | 13.0704 | 90.7112 | 20.5039 | 355 | 16 | 19 | 0.99888 | 13.5969 | 1336 | 0.54169 | 0.52648 | 1.4027 | 1.0882 | 1.4012 | 1.7754 | 1.7741 | -1.7335 | -0.38932 | 0.54169 | 1.4727 | 2.8169 | -1.7472 | -0.40388 | 0.52648 | 1.4568 | 2.8001
Non-Residential | 30 | 2014-09-15 | Aggregate | 22 | Non-Residential¦30¦41897¦Aggregate¦22 | 3.6744 | 2.5214 | 7.7368 | 77.6549 | 15.3738 | 356 | 1900-01-02 19:09 | 1900-01-01 14:38 | 8.8474 | 77.4865 | 17.8056 | 353 | 15 | 18 | 1.0324 | 7.9878 | 1336 | -1.1106 | -0.8596 | 0.81481 | 0.9477 | 0.84124 | 1.2498 | 1.2672 | -2.7123 | -1.766 | -1.1106 | -0.45519 | 0.49111 | -2.4836 | -1.5241 | -0.8596 | -0.19507 | 0.7644
Non-Residential | 30 | 2014-09-15 | Per Premise | 14 | Non-Residential¦30¦41897¦Per Premise¦14 | 3.6744 | 2.5214 | 12.4916 | 91.0767 | 19.9889 | 356 | 1900-01-02 19:09 | 1900-01-01 14:38 | 12.8969 | 90.5811 | 24.0446 | 353 | 15 | 18 | 1.0324 | 12.8969 | 1336 | -0.40526 | -5.49e-07 | 1.0594 | 1.2798 | 1.0938 | 1.6614 | 1.6835 | -2.5344 | -1.2765 | -0.40526 | 0.46596 | 1.7239 | -2.1575 | -0.88283 | -5.49e-07 | 0.88282 | 2.1575
Non-Residential | 30 | 2014-08-27 | Aggregate | 5 | Non-Residential¦30¦41878¦Aggregate¦5 | 3.8149 | 2.6182 | 5.0149 | 66.1779 | 11.2141 | 353 | 1900-01-02 16:11 | 1900-01-01 12:31 | 4.6133 | 66.0146 | 9.0444 | 356 | 15 | 18 | 0.97894 | 4.9092 | 1336 | 0.40161 | 0.29598 | 0.59687 | 0.47935 | 0.58429 | 0.76552 | 0.75576 | -0.57944 | 0.0001736 | 0.40161 | 0.80306 | 1.3827 | -0.67256 | -0.10034 | 0.29598 | 0.69231 | 1.2645
Non-Residential | 30 | 2014-07-29 | Per Premise | 21 | Non-Residential¦30¦41849¦Per Premise¦21 | 3.687 | 2.5143 | 6.1657 | 71.7615 | 11.5344 | 359 | 1900-01-02 19:24 | 1900-01-01 13:45 | 6.7168 | 71.4644 | 13.0373 | 356 | 16 | 19 | 1.0567 | 6.5151 | 1336 | -0.55106 | -0.20163 | 0.60876 | 0.69098 | 0.64326 | 0.92089 | 0.94405 | -1.7312 | -1.034 | -0.55106 | -0.068146 | 0.62911 | -1.4115 | -0.6967 | -0.20163 | 0.29343 | 1.0082
Non-Residential | 30 | 2014-08-27 | Aggregate | 100 | Non-Residential¦30¦41878¦Aggregate¦100 | 3.8149 | 2.6182 | 14.4145 | 84.4821 | 26.461 | 1412 | 1900-01-02 16:11 | 1900-01-01 12:31 | 13.3618 | 84.6479 | 21.3809 | 1424 | 15 | 18 | 0.97894 | 14.1109 | 1336 | 1.0527 | 0.74909 | 0.70419 | 0.56659 | 0.68935 | 0.90383 | 0.89232 | -0.1056 | 0.57874 | 1.0527 | 1.5267 | 2.211 | -0.39447 | 0.28115 | 0.74909 | 1.217 | 1.8926
Non-Residential | 30 | 2014-09-16 | Aggregate | 3 | Non-Residential¦30¦41898¦Aggregate¦3 | 3.7979 | 2.6098 | 5.6404 | 72.9348 | 11.5767 | 353 | 1900-01-02 16:06 | 1900-01-01 12:33 | 5.1246 | 73.1333 | 10.7288 | 355 | 16 | 19 | 0.99888 | 5.6341 | 1336 | 0.51585 | 0.50955 | 0.61617 | 0.56942 | 0.61548 | 0.83899 | 0.83848 | -0.55936 | 0.075881 | 0.51585 | 0.95581 | 1.5911 | -0.56502 | 0.069844 | 0.50955 | 0.94925 | 1.5841
Non-Residential | 30 | 2014-09-15 | Aggregate | 100 | Non-Residential¦30¦41897¦Aggregate¦100 | 3.6744 | 2.5214 | 15.3008 | 87.4695 | 25.6761 | 1424 | 1900-01-02 19:09 | 1900-01-01 14:38 | 15.1718 | 87.0147 | 29.929 | 1412 | 15 | 18 | 1.0324 | 15.7972 | 1336 | 0.129 | 0.62539 | 0.68042 | 0.79648 | 0.70249 | 1.0475 | 1.062 | -1.2135 | -0.42033 | 0.129 | 0.67833 | 1.4715 | -0.73563 | 0.068471 | 0.62539 | 1.1823 | 1.9864
Non-Residential | 30 | 2014-09-16 | Per Premise | 24 | Non-Residential¦30¦41898¦Per Premise¦24 | 3.7979 | 2.6098 | 5.5892 | 80.4631 | 13.8776 | 353 | 1900-01-02 16:06 | 1900-01-01 12:33 | 4.9839 | 80.3509 | 10.3366 | 355 | 16 | 19 | 0.99888 | 5.5829 | 1336 | 0.6053 | 0.59905 | 0.73863 | 0.54861 | 0.73781 | 0.92008 | 0.91942 | -0.57383 | 0.12281 | 0.6053 | 1.0878 | 1.7844 | -0.57923 | 0.11691 | 0.59905 | 1.0812 | 1.7773
Non-Residential | 30 | Average Event Day | Per Premise | 21 | Non-Residential¦30¦Average Event Day¦Per Premise¦21 | 3.7443 | 2.5696 | 6.9465 | 76.5634 | 13.0896 | 709 | 1900-01-02 17:40 | 1900-01-01 13:34 | 7.2492 | 76.5013 | 14.2122 | 709 | 15 | 18 | 1.007 | 6.995 | 1336 | -0.30262 | -0.25418 | 0.49159 | 0.53375 | 0.49502 | 0.72564 | 0.72796 | -1.2326 | -0.68314 | -0.30262 | 0.077904 | 0.62732 | -1.1871 | -0.63593 | -0.25418 | 0.12756 | 0.67874
Non-Residential | 30 | 2014-07-29 | Per Premise | 14 | Non-Residential¦30¦41849¦Per Premise¦14 | 3.687 | 2.5143 | 10.9561 | 88.2723 | 15.6092 | 359 | 1900-01-02 19:24 | 1900-01-01 13:45 | 11.5734 | 88.0299 | 20.6292 | 356 | 16 | 19 | 1.0567 | 11.577 | 1336 | -0.61733 | 0.0035843 | 0.82382 | 1.0933 | 0.87051 | 1.369 | 1.3976 | -2.3717 | -1.3352 | -0.61733 | 0.10056 | 1.1371 | -1.7875 | -0.7293 | 0.0035843 | 0.73647 | 1.7946
Non-Residential | 30 | 2014-08-27 | Aggregate | 19 | Non-Residential¦30¦41878¦Aggregate¦19 | 3.8149 | 2.6182 | 10.9356 | 78.5609 | 21.0284 | 353 | 1900-01-02 16:11 | 1900-01-01 12:31 | 11.2049 | 78.7954 | 20.5352 | 356 | 15 | 18 | 0.97894 | 10.7052 | 1336 | -0.26938 | -0.49972 | 1.1192 | 1.0884 | 1.0957 | 1.5612 | 1.5443 | -2.2701 | -1.088 | -0.26938 | 0.54929 | 1.7313 | -2.4789 | -1.3096 | -0.49972 | 0.31013 | 1.4794
Non-Residential | 30 | 2014-09-17 | Per Premise | 17 | Non-Residential¦30¦41899¦Per Premise¦17 | 3.6705 | 2.5229 | 10.9619 | 81.6389 | 17.2973 | 355 | 1900-01-02 19:09 | 1900-01-01 14:38 | 11.4016 | 81.2817 | 22.7785 | 353 | 15 | 18 | 1.0362 | 11.3593 | 1336 | -0.43973 | -0.04237 | 0.91804 | 1.2124 | 0.95132 | 1.5207 | 1.5411 | -2.3886 | -1.2372 | -0.43973 | 0.35775 | 1.5092 | -2.0173 | -0.8505 | -0.04237 | 0.76576 | 1.9326
Non-Residential | 30 | 2014-09-15 | Aggregate | 2 | Non-Residential¦30¦41897¦Aggregate¦2 | 3.6744 | 2.5214 | 5.2027 | 73.438 | 10.4802 | 356 | 1900-01-02 19:09 | 1900-01-01 14:38 | 5.8261 | 73.5703 | 12.3269 | 353 | 15 | 18 | 1.0324 | 5.3715 | 1336 | -0.62335 | -0.45456 | 0.55545 | 0.6561 | 0.57347 | 0.85964 | 0.87139 | -1.725 | -1.0741 | -0.62335 | -0.17255 | 0.47833 | -1.5713 | -0.91152 | -0.45456 | 0.0024004 | 0.66218
Non-Residential | 30 | 2014-09-16 | Per Premise | 12 | Non-Residential¦30¦41898¦Per Premise¦12 | 3.7979 | 2.6098 | 13.3449 | 97.6947 | 26.8163 | 353 | 1900-01-02 16:06 | 1900-01-01 12:33 | 12.8553 | 97.7841 | 20.1072 | 355 | 16 | 19 | 0.99888 | 13.3299 | 1336 | 0.48955 | 0.47464 | 1.4273 | 1.0672 | 1.4257 | 1.7821 | 1.7809 | -1.7944 | -0.445 | 0.48955 | 1.4241 | 2.7734 | -1.8076 | -0.45925 | 0.47464 | 1.4085 | 2.7569
Non-Residential | 30 | Average Event Day | Aggregate | 10 | Non-Residential¦30¦Average Event Day¦Aggregate¦10 | 3.7443 | 2.5696 | 13.4214 | 89.3552 | 26.8421 | 709 | 1900-01-02 17:40 | 1900-01-01 13:34 | 13.4387 | 89.2523 | 25.9507 | 709 | 15 | 18 | 1.007 | 13.515 | 1336 | -0.017375 | 0.076214 | 1.0081 | 0.9746 | 1.0151 | 1.4022 | 1.4072 | -1.8143 | -0.75267 | -0.017375 | 0.71792 | 1.7796 | -1.7272 | -0.66174 | 0.076214 | 0.81416 | 1.8796
Non-Residential | 30 | Average Event Day | Per Premise | 16 | Non-Residential¦30¦Average Event Day¦Per Premise¦16 | 3.7443 | 2.5696 | 11.6865 | 86.217 | 19.7686 | 709 | 1900-01-02 17:40 | 1900-01-01 13:34 | 11.2072 | 86.0702 | 20.152 | 709 | 15 | 18 | 1.007 | 11.768 | 1336 | 0.47924 | 0.56074 | 0.74242 | 0.75682 | 0.7476 | 1.0602 | 1.0638 | -0.87943 | -0.076714 | 0.47924 | 1.0352 | 1.8379 | -0.80259 | 0.0028731 | 0.56074 | 1.1186 | 1.9241
Non-Residential | 30 | 2014-09-17 | Aggregate | 10 | Non-Residential¦30¦41899¦Aggregate¦10 | 3.6705 | 2.5229 | 14.9606 | 92.3764 | 25.4423 | 355 | 1900-01-02 19:09 | 1900-01-01 14:38 | 15.4316 | 92.2186 | 30.8586 | 353 | 15 | 18 | 1.0362 | 15.5029 | 1336 | -0.47101 | 0.071305 | 1.3503 | 1.6424 | 1.3993 | 2.1263 | 2.1577 | -3.1959 | -1.586 | -0.47101 | 0.64401 | 2.2539 | -2.6939 | -1.0602 | 0.071305 | 1.2028 | 2.8365
Non-Residential | 30 | Average Event Day | Aggregate | 2 | Non-Residential¦30¦Average Event Day¦Aggregate¦2 | 3.7443 | 2.5696 | 5.2925 | 71.3498 | 11.0478 | 709 | 1900-01-02 17:40 | 1900-01-01 13:34 | 5.5585 | 71.3942 | 12.1893 | 709 | 15 | 18 | 1.007 | 5.3294 | 1336 | -0.26604 | -0.22914 | 0.41491 | 0.45778 | 0.4178 | 0.61783 | 0.61977 | -1.0578 | -0.59003 | -0.26604 | 0.057944 | 0.52573 | -1.0234 | -0.55415 | -0.22914 | 0.09587 | 0.56513
Non-Residential | 30 | Average Event Day | Aggregate | 23 | Non-Residential¦30¦Average Event Day¦Aggregate¦23 | 3.7443 | 2.5696 | 6.6464 | 74.6259 | 13.0825 | 709 | 1900-01-02 17:40 | 1900-01-01 13:34 | 6.9323 | 74.4895 | 15.0578 | 709 | 15 | 18 | 1.007 | 6.6928 | 1336 | -0.28581 | -0.23946 | 0.49132 | 0.56551 | 0.49475 | 0.74913 | 0.75138 | -1.2459 | -0.67865 | -0.28581 | 0.10703 | 0.67424 | -1.2024 | -0.63349 | -0.23946 | 0.15456 | 0.72347
Non-Residential | 30 | 2014-09-15 | Aggregate | 15 | Non-Residential¦30¦41897¦Aggregate¦15 | 3.6744 | 2.5214 | 16.7228 | 91.1349 | 27.2883 | 356 | 1900-01-02 19:09 | 1900-01-01 14:38 | 16.2344 | 90.7339 | 31.261 | 353 | 15 | 18 | 1.0324 | 17.2653 | 1336 | 0.48837 | 1.0309 | 1.4463 | 1.6639 | 1.4932 | 2.2046 | 2.2356 | -2.3369 | -0.6677 | 0.48837 | 1.6445 | 3.3136 | -1.8342 | -0.14147 | 1.0309 | 2.2033 | 3.896
Non-Residential | 30 | 2014-08-27 | Per Premise | 17 | Non-Residential¦30¦41878¦Per Premise¦17 | 3.8149 | 2.6182 | 10.6842 | 84.3381 | 18.4322 | 353 | 1900-01-02 16:11 | 1900-01-01 12:31 | 9.87 | 84.4921 | 15.6532 | 356 | 15 | 18 | 0.97894 | 10.4591 | 1336 | 0.81422 | 0.58918 | 0.98105 | 0.82962 | 0.96038 | 1.2848 | 1.2691 | -0.83232 | 0.14047 | 0.81422 | 1.488 | 2.4608 | -1.0372 | -0.076339 | 0.58918 | 1.2547 | 2.2156
Non-Residential | 30 | 2014-08-27 | Per Premise | 9 | Non-Residential¦30¦41878¦Per Premise¦9 | 3.8149 | 2.6182 | 7.6419 | 83.7555 | 19.0688 | 353 | 1900-01-02 16:11 | 1900-01-01 12:31 | 7.444 | 83.8064 | 14.1049 | 356 | 15 | 18 | 0.97894 | 7.481 | 1336 | 0.19796 | 0.036998 | 1.0149 | 0.74756 | 0.99355 | 1.2605 | 1.2434 | -1.4175 | -0.46305 | 0.19796 | 0.85898 | 1.8134 | -1.5565 | -0.61503 | 0.036998 | 0.68903 | 1.6304
Non-Residential | 30 | 2014-09-16 | Aggregate | 22 | Non-Residential¦30¦41898¦Aggregate¦22 | 3.7979 | 2.6098 | 9.5654 | 79.9399 | 21.4237 | 353 | 1900-01-02 16:06 | 1900-01-01 12:33 | 8.665 | 80.0616 | 16.6047 | 355 | 16 | 19 | 0.99888 | 9.5547 | 1336 | 0.90041 | 0.88972 | 1.1403 | 0.88129 | 1.139 | 1.4411 | 1.4401 | -0.94648 | 0.14468 | 0.90041 | 1.6561 | 2.7473 | -0.95588 | 0.13452 | 0.88972 | 1.6449 | 2.7353
Non-Residential | 30 | 2014-09-16 | Aggregate | 1 | Non-Residential¦30¦41898¦Aggregate¦1 | 3.7979 | 2.6098 | 6.4017 | 74.1596 | 14.1244 | 353 | 1900-01-02 16:06 | 1900-01-01 12:33 | 5.7479 | 74.2266 | 12.3528 | 355 | 16 | 19 | 0.99888 | 6.3945 | 1336 | 0.65373 | 0.64658 | 0.75176 | 0.65562 | 0.75092 | 0.99749 | 0.99686 | -0.6246 | 0.13065 | 0.65373 | 1.1768 | 1.9321 | -0.63094 | 0.12383 | 0.64658 | 1.1693 | 1.9241
Non-Residential | 30 | 2014-07-29 | Per Premise | 100 | Non-Residential¦30¦41849¦Per Premise¦100 | 3.687 | 2.5143 | 8.9087 | 79.1495 | 13.8535 | 1436 | 1900-01-02 19:24 | 1900-01-01 13:45 | 9.3472 | 78.8875 | 16.5885 | 1424 | 16 | 19 | 1.0567 | 9.4135 | 1336 | -0.4386 | 0.066284 | 0.36558 | 0.4396 | 0.3863 | 0.57174 | 0.58521 | -1.1713 | -0.73842 | -0.4386 | -0.13877 | 0.29413 | -0.68369 | -0.2406 | 0.066284 | 0.37317 | 0.81626
Non-Residential | 30 | 2014-07-29 | Aggregate | 3 | Non-Residential¦30¦41849¦Aggregate¦3 | 3.687 | 2.5143 | 4.6251 | 69.7044 | 9.1198 | 359 | 1900-01-02 19:24 | 1900-01-01 13:45 | 5.2134 | 69.6654 | 11.5094 | 356 | 16 | 19 | 1.0567 | 4.8872 | 1336 | -0.58836 | -0.32625 | 0.48133 | 0.61 | 0.5086 | 0.77703 | 0.79421 | -1.5842 | -0.99584 | -0.58836 | -0.18089 | 0.40744 | -1.3441 | -0.74273 | -0.32625 | 0.090241 | 0.69158
Non-Residential | 30 | Average Event Day | Aggregate | 5 | Non-Residential¦30¦Average Event Day¦Aggregate¦5 | 3.7443 | 2.5696 | 5.2427 | 70.6254 | 11.1754 | 709 | 1900-01-02 17:40 | 1900-01-01 13:34 | 5.3493 | 70.6164 | 11.9504 | 709 | 15 | 18 | 1.007 | 5.2793 | 1336 | -0.10654 | -0.069978 | 0.4197 | 0.44881 | 0.42263 | 0.61447 | 0.61647 | -0.89401 | -0.42877 | -0.10654 | 0.21569 | 0.68094 | -0.86002 | -0.39326 | -0.069978 | 0.2533 | 0.72007
Non-Residential | 30 | 2014-09-16 | Per Premise | 16 | Non-Residential¦30¦41898¦Per Premise¦16 | 3.7979 | 2.6098 | 13.1172 | 91.8656 | 24.8169 | 353 | 1900-01-02 16:06 | 1900-01-01 12:33 | 11.845 | 91.9942 | 19.6346 | 355 | 16 | 19 | 0.99888 | 13.1025 | 1336 | 1.2721 | 1.2575 | 1.3209 | 1.0421 | 1.3194 | 1.6825 | 1.6813 | -0.88402 | 0.38985 | 1.2721 | 2.1544 | 3.4283 | -0.89719 | 0.3758 | 1.2575 | 2.1391 | 3.4121
Non-Residential | 30 | 2014-07-29 | Per Premise | 18 | Non-Residential¦30¦41849¦Per Premise¦18 | 3.687 | 2.5143 | 8.3906 | 77.8132 | 13.3177 | 359 | 1900-01-02 19:24 | 1900-01-01 13:45 | 8.8231 | 77.6607 | 16.0142 | 356 | 16 | 19 | 1.0567 | 8.8662 | 1336 | -0.43245 | 0.043072 | 0.70288 | 0.84875 | 0.74271 | 1.102 | 1.1278 | -1.8447 | -1.0103 | -0.43245 | 0.14544 | 0.97983 | -1.4023 | -0.54836 | 0.043072 | 0.63451 | 1.4884
Non-Residential | 30 | 2014-09-15 | Per Premise | 8 | Non-Residential¦30¦41897¦Per Premise¦8 | 3.6744 | 2.5214 | 6.518 | 80.8575 | 13.8507 | 356 | 1900-01-02 19:09 | 1900-01-01 14:38 | 6.9895 | 80.8265 | 18.357 | 353 | 15 | 18 | 1.0324 | 6.7294 | 1336 | -0.47157 | -0.26011 | 0.73409 | 0.97704 | 0.7579 | 1.2221 | 1.2365 | -2.0377 | -1.1124 | -0.47157 | 0.16929 | 1.0946 | -1.8448 | -0.90856 | -0.26011 | 0.38833 | 1.3246
Non-Residential | 30 | 2014-09-16 | Per Premise | 21 | Non-Residential¦30¦41898¦Per Premise¦21 | 3.7979 | 2.6098 | 8.0917 | 81.6676 | 16.4885 | 353 | 1900-01-02 16:06 | 1900-01-01 12:33 | 7.4258 | 81.8454 | 14.0601 | 355 | 16 | 19 | 0.99888 | 8.0827 | 1336 | 0.66596 | 0.65692 | 0.8776 | 0.74623 | 0.87661 | 1.152 | 1.1512 | -0.81035 | 0.06187 | 0.66596 | 1.2701 | 2.1423 | -0.81843 | 0.053219 | 0.65692 | 1.2606 | 2.1323
Non-Residential | 30 | 2014-07-29 | Aggregate | 20 | Non-Residential¦30¦41849¦Aggregate¦20 | 3.687 | 2.5143 | 9.0523 | 73.8134 | 16.7171 | 359 | 1900-01-02 19:24 | 1900-01-01 13:45 | 9.8139 | 73.5245 | 19.2137 | 356 | 16 | 19 | 1.0567 | 9.5653 | 1336 | -0.76162 | -0.2486 | 0.88229 | 1.0183 | 0.9323 | 1.3474 | 1.3806 | -2.4883 | -1.4682 | -0.76162 | -0.055051 | 0.96512 | -2.018 | -0.9726 | -0.2486 | 0.47541 | 1.5208
Non-Residential | 30 | 2014-09-15 | Per Premise | 12 | Non-Residential¦30¦41897¦Per Premise¦12 | 3.6744 | 2.5214 | 12.1776 | 92.7506 | 19.6662 | 356 | 1900-01-02 19:09 | 1900-01-01 14:38 | 12.753 | 92.386 | 25.036 | 353 | 15 | 18 | 1.0324 | 12.5727 | 1336 | -0.57533 | -0.18026 | 1.0423 | 1.3325 | 1.0761 | 1.6918 | 1.7128 | -2.7434 | -1.4625 | -0.57533 | 0.31182 | 1.5927 | -2.3753 | -1.0785 | -0.18026 | 0.71793 | 2.0148
Non-Residential | 30 | 2014-08-27 | Per Premise | 14 | Non-Residential¦30¦41878¦Per Premise¦14 | 3.8149 | 2.6182 | 11.9172 | 87.2336 | 24.1005 | 353 | 1900-01-02 16:11 | 1900-01-01 12:31 | 11.6662 | 87.7174 | 17.8032 | 356 | 15 | 18 | 0.97894 | 11.6662 | 1336 | 0.25102 | -4.05e-08 | 1.2827 | 0.94357 | 1.2557 | 1.5924 | 1.5707 | -1.7897 | -0.58404 | 0.25102 | 1.0861 | 2.2918 | -2.013 | -0.82368 | -4.05e-08 | 0.82368 | 2.013
Non-Residential | 30 | 2014-09-15 | Per Premise | 100 | Non-Residential¦30¦41897¦Per Premise¦100 | 3.6744 | 2.5214 | 11.4527 | 87.4695 | 19.2186 | 1424 | 1900-01-02 19:09 | 1900-01-01 14:38 | 11.3562 | 87.0147 | 22.4019 | 1412 | 15 | 18 | 1.0324 | 11.8243 | 1336 | 0.096555 | 0.46811 | 0.50929 | 0.59617 | 0.52582 | 0.78409 | 0.79492 | -0.90829 | -0.31462 | 0.096555 | 0.50773 | 1.1014 | -0.55062 | 0.051251 | 0.46811 | 0.88496 | 1.4868
Non-Residential | 30 | 2014-09-15 | Per Premise | 22 | Non-Residential¦30¦41897¦Per Premise¦22 | 3.6744 | 2.5214 | 5.791 | 77.6549 | 11.5073 | 356 | 1900-01-02 19:09 | 1900-01-01 14:38 | 6.6223 | 77.4865 | 13.3275 | 353 | 15 | 18 | 1.0324 | 5.9789 | 1336 | -0.83128 | -0.64341 | 0.60989 | 0.70935 | 0.62967 | 0.93549 | 0.94851 | -2.0302 | -1.3219 | -0.83128 | -0.34071 | 0.3676 | -1.859 | -1.1408 | -0.64341 | -0.14601 | 0.57215
Non-Residential | 30 | 2014-09-15 | Aggregate | 12 | Non-Residential¦30¦41897¦Aggregate¦12 | 3.6744 | 2.5214 | 16.2693 | 92.7506 | 26.274 | 356 | 1900-01-02 19:09 | 1900-01-01 14:38 | 17.038 | 92.386 | 33.4481 | 353 | 15 | 18 | 1.0324 | 16.7971 | 1336 | -0.76865 | -0.24083 | 1.3925 | 1.7803 | 1.4377 | 2.2602 | 2.2883 | -3.6652 | -1.9539 | -0.76865 | 0.4166 | 2.1279 | -3.1734 | -1.4408 | -0.24083 | 0.95915 | 2.6917
Non-Residential | 30 | Average Event Day | Aggregate | 22 | Non-Residential¦30¦Average Event Day¦Aggregate¦22 | 3.7443 | 2.5696 | 7.8044 | 75.8779 | 14.8007 | 709 | 1900-01-02 17:40 | 1900-01-01 13:34 | 8.2805 | 75.799 | 17.1432 | 709 | 15 | 18 | 1.007 | 7.8588 | 1336 | -0.47608 | -0.42166 | 0.55585 | 0.64383 | 0.55973 | 0.85058 | 0.85312 | -1.5661 | -0.92212 | -0.47608 | -0.030035 | 0.61398 | -1.515 | -0.86903 | -0.42166 | 0.025717 | 0.67165
Non-Residential | 30 | 2014-09-16 | Aggregate | 20 | Non-Residential¦30¦41898¦Aggregate¦20 | 3.7979 | 2.6098 | 11.9299 | 84.8607 | 24.3387 | 353 | 1900-01-02 16:06 | 1900-01-01 12:33 | 11.42 | 84.9182 | 21.7134 | 355 | 16 | 19 | 0.99888 | 11.9165 | 1336 | 0.50984 | 0.49651 | 1.2954 | 1.1524 | 1.294 | 1.7338 | 1.7328 | -1.7122 | -0.39938 | 0.50984 | 1.4191 | 2.7318 | -1.7241 | -0.41214 | 0.49651 | 1.4052 | 2.7171
Non-Residential | 30 | Average Event Day | Per Premise | 8 | Non-Residential¦30¦Average Event Day¦Per Premise¦8 | 3.7443 | 2.5696 | 6.3561 | 80.7044 | 14.8965 | 709 | 1900-01-02 17:40 | 1900-01-01 13:34 | 6.5059 | 80.6002 | 15.2972 | 709 | 15 | 18 | 1.007 | 6.4005 | 1336 | -0.14977 | -0.10545 | 0.55945 | 0.5745 | 0.56335 | 0.80189 | 0.80462 | -1.1774 | -0.57028 | -0.14977 | 0.27074 | 0.8779 | -1.1366 | -0.52739 | -0.10545 | 0.31649 | 0.92571
Non-Residential | 30 | 2014-09-17 | Aggregate | 22 | Non-Residential¦30¦41899¦Aggregate¦22 | 3.6705 | 2.5229 | 8.014 | 72.692 | 15.3399 | 355 | 1900-01-02 19:09 | 1900-01-01 14:38 | 9.0551 | 72.5535 | 20.5743 | 353 | 15 | 18 | 1.0362 | 8.3045 | 1336 | -1.0411 | -0.75061 | 0.81416 | 1.0951 | 0.84367 | 1.3646 | 1.3824 | -2.7899 | -1.7567 | -1.0411 | -0.32554 | 0.70764 | -2.5222 | -1.4755 | -0.75061 | -0.025696 | 1.021
Non-Residential | 30 | 2014-07-29 | Aggregate | 9 | Non-Residential¦30¦41849¦Aggregate¦9 | 3.687 | 2.5143 | 9.7914 | 81.7822 | 17.525 | 359 | 1900-01-02 19:24 | 1900-01-01 13:45 | 10.7267 | 81.4836 | 25.1045 | 356 | 16 | 19 | 1.0567 | 10.3463 | 1336 | -0.93533 | -0.38043 | 0.92493 | 1.3305 | 0.97735 | 1.6204 | 1.6509 | -3.012 | -1.7851 | -0.93533 | -0.085574 | 1.1413 | -2.4962 | -1.2462 | -0.38043 | 0.48532 | 1.7353
Non-Residential | 30 | 2014-07-29 | Aggregate | 14 | Non-Residential¦30¦41849¦Aggregate¦14 | 3.687 | 2.5143 | 14.6373 | 88.2723 | 20.8539 | 359 | 1900-01-02 19:24 | 1900-01-01 13:45 | 15.4621 | 88.0299 | 27.5607 | 356 | 16 | 19 | 1.0567 | 15.4669 | 1336 | -0.82475 | 0.0047884 | 1.1006 | 1.4607 | 1.163 | 1.829 | 1.8672 | -3.1686 | -1.7839 | -0.82475 | 0.13435 | 1.5191 | -2.3881 | -0.97435 | 0.0047884 | 0.98392 | 2.3976
Non-Residential | 30 | 2014-08-27 | Per Premise | 11 | Non-Residential¦30¦41878¦Per Premise¦11 | 3.8149 | 2.6182 | 10.3401 | 88.8019 | 21.7607 | 353 | 1900-01-02 16:11 | 1900-01-01 12:31 | 10.3871 | 88.991 | 17.0993 | 356 | 15 | 18 | 0.97894 | 10.1223 | 1336 | -0.046926 | -0.26473 | 1.1582 | 0.90626 | 1.1338 | 1.4706 | 1.4515 | -1.9316 | -0.81812 | -0.046926 | 0.72427 | 1.8378 | -2.1249 | -1.0259 | -0.26473 | 0.49644 | 1.5954
Non-Residential | 30 | 2014-09-15 | Aggregate | 24 | Non-Residential¦30¦41897¦Aggregate¦24 | 3.6744 | 2.5214 | 6.1103 | 75.0452 | 13.1604 | 356 | 1900-01-02 19:09 | 1900-01-01 14:38 | 6.8173 | 74.9776 | 14.9127 | 353 | 15 | 18 | 1.0324 | 6.3085 | 1336 | -0.70704 | -0.50881 | 0.6975 | 0.79372 | 0.72013 | 1.0566 | 1.0717 | -2.0612 | -1.2611 | -0.70704 | -0.15294 | 0.6471 | -1.8823 | -1.0708 | -0.50881 | 0.053196 | 0.86465
Non-Residential | 30 | Average Event Day | Aggregate | 24 | Non-Residential¦30¦Average Event Day¦Aggregate¦24 | 3.7443 | 2.5696 | 6.0201 | 73.2408 | 12.2579 | 709 | 1900-01-02 17:40 | 1900-01-01 13:34 | 6.1788 | 73.0922 | 13.3169 | 709 | 15 | 18 | 1.007 | 6.0621 | 1336 | -0.15875 | -0.11678 | 0.46035 | 0.50013 | 0.46356 | 0.67975 | 0.68192 | -1.0299 | -0.51521 | -0.15875 | 0.1977 | 0.71237 | -0.9907 | -0.47438 | -0.11678 | 0.24082 | 0.75714
Non-Residential | 30 | 2014-09-16 | Per Premise | 18 | Non-Residential¦30¦41898¦Per Premise¦18 | 3.7979 | 2.6098 | 10.5648 | 88.0995 | 21.6398 | 353 | 1900-01-02 16:06 | 1900-01-01 12:33 | 9.4374 | 88.2023 | 16.6776 | 355 | 16 | 19 | 0.99888 | 10.553 | 1336 | 1.1275 | 1.1157 | 1.1518 | 0.88516 | 1.1505 | 1.4526 | 1.4516 | -0.73412 | 0.36573 | 1.1275 | 1.8892 | 2.9891 | -0.74461 | 0.35446 | 1.1157 | 1.8769 | 2.976
Non-Residential | 30 | 2014-07-29 | Per Premise | 22 | Non-Residential¦30¦41849¦Per Premise¦22 | 3.687 | 2.5143 | 5.3811 | 71.1731 | 10.2173 | 359 | 1900-01-02 19:24 | 1900-01-01 13:45 | 5.9717 | 71.0722 | 11.671 | 356 | 16 | 19 | 1.0567 | 5.686 | 1336 | -0.59066 | -0.2857 | 0.53925 | 0.61856 | 0.56981 | 0.82061 | 0.84101 | -1.6423 | -1.021 | -0.59066 | -0.16033 | 0.461 | -1.3635 | -0.72673 | -0.2857 | 0.15533 | 0.7921
Non-Residential | 30 | 2014-07-29 | Per Premise | 3 | Non-Residential¦30¦41849¦Per Premise¦3 | 3.687 | 2.5143 | 3.4619 | 69.7044 | 6.8262 | 359 | 1900-01-02 19:24 | 1900-01-01 13:45 | 3.9023 | 69.6654 | 8.6148 | 356 | 16 | 19 | 1.0567 | 3.6581 | 1336 | -0.44039 | -0.2442 | 0.36027 | 0.45659 | 0.38069 | 0.58161 | 0.59447 | -1.1858 | -0.74539 | -0.44039 | -0.13539 | 0.30497 | -1.006 | -0.55594 | -0.2442 | 0.067546 | 0.51765
Non-Residential | 30 | 2014-09-16 | Per Premise | 5 | Non-Residential¦30¦41898¦Per Premise¦5 | 3.7979 | 2.6098 | 4.2823 | 72.9371 | 9.2841 | 353 | 1900-01-02 16:06 | 1900-01-01 12:33 | 3.8887 | 72.9473 | 7.8873 | 355 | 16 | 19 | 0.99888 | 4.2775 | 1336 | 0.39366 | 0.38887 | 0.49414 | 0.41861 | 0.49359 | 0.64762 | 0.6472 | -0.4363 | 0.054047 | 0.39366 | 0.73327 | 1.2236 | -0.44055 | 0.049482 | 0.38887 | 0.72827 | 1.2183
Non-Residential | 30 | 2014-07-29 | Aggregate | 4 | Non-Residential¦30¦41849¦Aggregate¦4 | 3.687 | 2.5143 | 4.4915 | 69.2073 | 8.7198 | 359 | 1900-01-02 19:24 | 1900-01-01 13:45 | 5.0472 | 69.2802 | 11.2394 | 356 | 16 | 19 | 1.0567 | 4.746 | 1336 | -0.55567 | -0.30112 | 0.46021 | 0.59569 | 0.48629 | 0.75275 | 0.76898 | -1.5204 | -0.95041 | -0.55567 | -0.16092 | 0.40902 | -1.2866 | -0.70437 | -0.30112 | 0.10213 | 0.68436
Non-Residential | 30 | 2014-07-29 | Per Premise | 11 | Non-Residential¦30¦41849¦Per Premise¦11 | 3.687 | 2.5143 | 9.9152 | 86.4944 | 14.7595 | 359 | 1900-01-02 19:24 | 1900-01-01 13:45 | 10.5592 | 86.4163 | 21.6165 | 356 | 16 | 19 | 1.0567 | 10.4771 | 1336 | -0.64406 | -0.08214 | 0.77897 | 1.1457 | 0.82312 | 1.3854 | 1.4107 | -2.4195 | -1.3706 | -0.64406 | 0.082449 | 1.1314 | -1.89 | -0.82191 | -0.08214 | 0.65764 | 1.7258
Non-Residential | 30 | 2014-07-29 | Per Premise | 13 | Non-Residential¦30¦41849¦Per Premise¦13 | 3.687 | 2.5143 | 10.7717 | 88.8981 | 15.5355 | 359 | 1900-01-02 19:24 | 1900-01-01 13:45 | 11.4093 | 88.6967 | 20.1737 | 356 | 16 | 19 | 1.0567 | 11.3821 | 1336 | -0.63762 | -0.027163 | 0.81993 | 1.0692 | 0.8664 | 1.3474 | 1.3762 | -2.3644 | -1.3442 | -0.63762 | 0.068954 | 1.0891 | -1.7908 | -0.74883 | -0.027163 | 0.6945 | 1.7365
Non-Residential | 30 | 2014-08-27 | Per Premise | 8 | Non-Residential¦30¦41878¦Per Premise¦8 | 3.8149 | 2.6182 | 5.8238 | 77.6748 | 15.4461 | 353 | 1900-01-02 16:11 | 1900-01-01 12:31 | 5.6329 | 77.4399 | 11.295 | 356 | 15 | 18 | 0.97894 | 5.7012 | 1336 | 0.19093 | 0.068264 | 0.82211 | 0.59864 | 0.80479 | 1.017 | 1.003 | -1.1124 | -0.34237 | 0.19093 | 0.72423 | 1.4942 | -1.2172 | -0.45772 | 0.068264 | 0.59425 | 1.3537
Non-Residential | 30 | 2014-08-27 | Per Premise | 12 | Non-Residential¦30¦41878¦Per Premise¦12 | 3.8149 | 2.6182 | 11.136 | 89.6319 | 22.3089 | 353 | 1900-01-02 16:11 | 1900-01-01 12:31 | 11.1409 | 89.8662 | 17.6754 | 356 | 15 | 18 | 0.97894 | 10.9015 | 1336 | -0.004892 | -0.23946 | 1.1874 | 0.9368 | 1.1624 | 1.5124 | 1.4929 | -1.9432 | -0.79802 | -0.004892 | 0.78823 | 1.9334 | -2.1527 | -1.0223 | -0.23946 | 0.54341 | 1.6738
Non-Residential | 30 | 2014-08-27 | Per Premise | 18 | Non-Residential¦30¦41878¦Per Premise¦18 | 3.8149 | 2.6182 | 9.4503 | 81.4627 | 17.1289 | 353 | 1900-01-02 16:11 | 1900-01-01 12:31 | 8.91 | 81.6496 | 15.7087 | 356 | 15 | 18 | 0.97894 | 9.2512 | 1336 | 0.54026 | 0.3412 | 0.91168 | 0.83256 | 0.89248 | 1.2346 | 1.2205 | -1.042 | -0.10718 | 0.54026 | 1.1877 | 2.1225 | -1.223 | -0.29884 | 0.3412 | 0.98124 | 1.9054
Non-Residential | 30 | 2014-09-17 | Per Premise | 16 | Non-Residential¦30¦41899¦Per Premise¦16 | 3.6705 | 2.5229 | 11.835 | 83.9276 | 18.3234 | 355 | 1900-01-02 19:09 | 1900-01-01 14:38 | 12.133 | 83.5837 | 23.7593 | 353 | 15 | 18 | 1.0362 | 12.264 | 1336 | -0.29794 | 0.13108 | 0.9725 | 1.2646 | 1.0078 | 1.5953 | 1.617 | -2.3424 | -1.1345 | -0.29794 | 0.53863 | 1.7465 | -1.9412 | -0.71689 | 0.13108 | 0.97904 | 2.2034
Non-Residential | 30 | 2014-07-29 | Per Premise | 6 | Non-Residential¦30¦41849¦Per Premise¦6 | 3.687 | 2.5143 | 3.9436 | 70.7889 | 7.5931 | 359 | 1900-01-02 19:24 | 1900-01-01 13:45 | 4.1295 | 70.9401 | 9.1428 | 356 | 16 | 19 | 1.0567 | 4.1671 | 1336 | -0.1859 | 0.037593 | 0.40075 | 0.48457 | 0.42346 | 0.62881 | 0.64353 | -0.99176 | -0.51565 | -0.1859 | 0.14385 | 0.61996 | -0.78712 | -0.29987 | 0.037593 | 0.37506 | 0.8623
Non-Residential | 30 | 2014-09-15 | Aggregate | 11 | Non-Residential¦30¦41897¦Aggregate¦11 | 3.6744 | 2.5214 | 15.6141 | 91.742 | 25.7448 | 356 | 1900-01-02 19:09 | 1900-01-01 14:38 | 15.7993 | 91.4839 | 32.0024 | 353 | 15 | 18 | 1.0324 | 16.1207 | 1336 | -0.18519 | 0.32137 | 1.3645 | 1.7033 | 1.4087 | 2.1824 | 2.2104 | -2.9821 | -1.3297 | -0.18519 | 0.95929 | 2.6117 | -2.5114 | -0.83776 | 0.32137 | 1.4805 | 3.1541
Non-Residential | 30 | 2014-08-27 | Aggregate | 2 | Non-Residential¦30¦41878¦Aggregate¦2 | 3.8149 | 2.6182 | 4.9742 | 66.4019 | 10.7474 | 353 | 1900-01-02 16:11 | 1900-01-01 12:31 | 4.8812 | 66.3867 | 9.8443 | 356 | 15 | 18 | 0.97894 | 4.8694 | 1336 | 0.09299 | -0.011785 | 0.57203 | 0.52175 | 0.55998 | 0.77423 | 0.76537 | -0.89923 | -0.31302 | 0.09299 | 0.499 | 1.0852 | -0.99265 | -0.41315 | -0.011785 | 0.38958 | 0.96908
Non-Residential | 30 | 2014-09-15 | Per Premise | 15 | Non-Residential¦30¦41897¦Per Premise¦15 | 3.6744 | 2.5214 | 12.5171 | 91.1349 | 20.4254 | 356 | 1900-01-02 19:09 | 1900-01-01 14:38 | 12.1515 | 90.7339 | 23.399 | 353 | 15 | 18 | 1.0324 | 12.9231 | 1336 | 0.36555 | 0.77163 | 1.0825 | 1.2454 | 1.1177 | 1.6501 | 1.6734 | -1.7492 | -0.49978 | 0.36555 | 1.2309 | 2.4803 | -1.3729 | -0.10589 | 0.77163 | 1.6492 | 2.9162
Non-Residential | 30 | 2014-09-15 | Per Premise | 17 | Non-Residential¦30¦41897¦Per Premise¦17 | 3.6744 | 2.5214 | 11.3413 | 86.6435 | 18.8714 | 356 | 1900-01-02 19:09 | 1900-01-01 14:38 | 11.3727 | 86.1347 | 22.5416 | 353 | 15 | 18 | 1.0324 | 11.7092 | 1336 | -0.031448 | 0.33649 | 1.0002 | 1.1998 | 1.0326 | 1.562 | 1.583 | -2.0332 | -0.85056 | -0.031448 | 0.78766 | 1.9703 | -1.6922 | -0.49362 | 0.33649 | 1.1666 | 2.3651
Non-Residential | 30 | 2014-09-15 | Per Premise | 20 | Non-Residential¦30¦41897¦Per Premise¦20 | 3.6744 | 2.5214 | 7.8979 | 79.3939 | 15.1148 | 356 | 1900-01-02 19:09 | 1900-01-01 14:38 | 8.5534 | 78.9583 | 16.1879 | 353 | 15 | 18 | 1.0324 | 8.1541 | 1336 | -0.65548 | -0.39926 | 0.80108 | 0.8616 | 0.82707 | 1.1765 | 1.1943 | -2.1632 | -1.2724 | -0.65548 | -0.03854 | 0.85222 | -1.9298 | -1.0256 | -0.39926 | 0.22704 | 1.1313
Non-Residential | 30 | 2014-09-15 | Per Premise | 23 | Non-Residential¦30¦41897¦Per Premise¦23 | 3.6744 | 2.5214 | 5.0162 | 76.4317 | 10.4404 | 356 | 1900-01-02 19:09 | 1900-01-01 14:38 | 5.7761 | 76.3281 | 12.5686 | 353 | 15 | 18 | 1.0324 | 5.1789 | 1336 | -0.75995 | -0.59722 | 0.55334 | 0.66896 | 0.57129 | 0.86816 | 0.87971 | -1.8725 | -1.2152 | -0.75995 | -0.30469 | 0.35263 | -1.7246 | -1.0585 | -0.59722 | -0.1359 | 0.53017
Non-Residential | 30 | 2014-09-16 | Per Premise | 3 | Non-Residential¦30¦41898¦Per Premise¦3 | 3.7979 | 2.6098 | 4.2219 | 72.9348 | 8.6652 | 353 | 1900-01-02 16:06 | 1900-01-01 12:33 | 3.8357 | 73.1333 | 8.0305 | 355 | 16 | 19 | 0.99888 | 4.2171 | 1336 | 0.38611 | 0.3814 | 0.4612 | 0.42622 | 0.46069 | 0.62799 | 0.62761 | -0.41868 | 0.056797 | 0.38611 | 0.71543 | 1.1909 | -0.42292 | 0.052278 | 0.3814 | 0.71051 | 1.1857
Non-Residential | 30 | 2014-09-16 | Per Premise | 4 | Non-Residential¦30¦41898¦Per Premise¦4 | 3.7979 | 2.6098 | 4.2577 | 73.0661 | 8.876 | 353 | 1900-01-02 16:06 | 1900-01-01 12:33 | 3.7211 | 73.0628 | 7.5396 | 355 | 16 | 19 | 0.99888 | 4.2529 | 1336 | 0.53656 | 0.5318 | 0.47242 | 0.40016 | 0.47189 | 0.61912 | 0.61872 | -0.25688 | 0.21189 | 0.53656 | 0.86122 | 1.33 | -0.26112 | 0.20734 | 0.5318 | 0.85626 | 1.3247
Non-Residential | 30 | 2014-08-27 | Per Premise | 20 | Non-Residential¦30¦41878¦Per Premise¦20 | 3.8149 | 2.6182 | 7.6219 | 78.2714 | 14.6856 | 353 | 1900-01-02 16:11 | 1900-01-01 12:31 | 7.6007 | 78.399 | 14.2546 | 356 | 15 | 18 | 0.97894 | 7.4613 | 1336 | 0.021149 | -0.13939 | 0.78164 | 0.75549 | 0.76517 | 1.0871 | 1.0753 | -1.372 | -0.54891 | 0.021149 | 0.59121 | 1.4143 | -1.5174 | -0.70328 | -0.13939 | 0.42449 | 1.2387
Non-Residential | 30 | 2014-09-16 | Per Premise | 9 | Non-Residential¦30¦41898¦Per Premise¦9 | 3.7979 | 2.6098 | 9.3122 | 89.5024 | 21.6115 | 353 | 1900-01-02 16:06 | 1900-01-01 12:33 | 8.8 | 89.757 | 16.8883 | 355 | 16 | 19 | 0.99888 | 9.3018 | 1336 | 0.51217 | 0.50176 | 1.1503 | 0.89634 | 1.149 | 1.4583 | 1.4573 | -1.3567 | -0.25255 | 0.51217 | 1.2769 | 2.381 | -1.3658 | -0.26242 | 0.50176 | 1.2659 | 2.3693
Non-Residential | 30 | 2014-09-16 | Per Premise | 14 | Non-Residential¦30¦41898¦Per Premise¦14 | 3.7979 | 2.6098 | 13.5138 | 94.2977 | 26.2545 | 353 | 1900-01-02 16:06 | 1900-01-01 12:33 | 13.2019 | 94.2957 | 21.5409 | 355 | 16 | 19 | 0.99888 | 13.4986 | 1336 | 0.31189 | 0.29679 | 1.3974 | 1.1433 | 1.3958 | 1.8055 | 1.8043 | -2.0019 | -0.63491 | 0.31189 | 1.2587 | 2.6257 | -2.0155 | -0.64938 | 0.29679 | 1.2429 | 2.6091
Non-Residential | 30 | 2014-09-16 | Per Premise | 20 | Non-Residential¦30¦41898¦Per Premise¦20 | 3.7979 | 2.6098 | 8.9295 | 84.8607 | 18.2176 | 353 | 1900-01-02 16:06 | 1900-01-01 12:33 | 8.5479 | 84.9182 | 16.2525 | 355 | 16 | 19 | 0.99888 | 8.9196 | 1336 | 0.38162 | 0.37164 | 0.96962 | 0.86259 | 0.96854 | 1.2978 | 1.297 | -1.2816 | -0.29894 | 0.38162 | 1.0622 | 2.0448 | -1.2905 | -0.30849 | 0.37164 | 1.0518 | 2.0338
Non-Residential | 30 | 2014-09-16 | Per Premise | 100 | Non-Residential¦30¦41898¦Per Premise¦100 | 3.7979 | 2.6098 | 11.2689 | 88.8925 | 22.3889 | 1412 | 1900-01-02 16:06 | 1900-01-01 12:33 | 10.141 | 89.0244 | 17.7209 | 1420 | 16 | 19 | 0.99888 | 11.2563 | 1336 | 1.1279 | 1.1153 | 0.59582 | 0.47026 | 0.59515 | 0.75904 | 0.75852 | 0.15516 | 0.72987 | 1.1279 | 1.526 | 2.1007 | 0.14324 | 0.71755 | 1.1153 | 1.5131 | 2.0874
Non-Residential | 30 | 2014-07-29 | Aggregate | 11 | Non-Residential¦30¦41849¦Aggregate¦11 | 3.687 | 2.5143 | 13.2467 | 86.4944 | 19.7186 | 359 | 1900-01-02 19:24 | 1900-01-01 13:45 | 14.1072 | 86.4163 | 28.8796 | 356 | 16 | 19 | 1.0567 | 13.9974 | 1336 | -0.86047 | -0.10974 | 1.0407 | 1.5306 | 1.0997 | 1.8509 | 1.8847 | -3.2325 | -1.8311 | -0.86047 | 0.11015 | 1.5116 | -2.5251 | -1.0981 | -0.10974 | 0.8786 | 2.3056
Non-Residential | 30 | Average Event Day | Aggregate | 9 | Non-Residential¦30¦Average Event Day¦Aggregate¦9 | 3.7443 | 2.5696 | 11.1752 | 85.9878 | 24.4734 | 709 | 1900-01-02 17:40 | 1900-01-01 13:34 | 11.3385 | 85.8699 | 23.7016 | 709 | 15 | 18 | 1.007 | 11.2532 | 1336 | -0.16325 | -0.085321 | 0.91912 | 0.89013 | 0.92553 | 1.2795 | 1.2841 | -1.803 | -0.83422 | -0.16325 | 0.50772 | 1.4765 | -1.731 | -0.75871 | -0.085321 | 0.58807 | 1.5603
Non-Residential | 30 | 2014-09-17 | Per Premise | 6 | Non-Residential¦30¦41899¦Per Premise¦6 | 3.6705 | 2.5229 | 4.9575 | 76.695 | 9.9334 | 355 | 1900-01-02 19:09 | 1900-01-01 14:38 | 5.4415 | 77.0141 | 14.5237 | 353 | 15 | 18 | 1.0362 | 5.1372 | 1336 | -0.48395 | -0.30424 | 0.52721 | 0.77302 | 0.54632 | 0.93569 | 0.94659 | -1.6831 | -0.97462 | -0.48395 | 0.0067262 | 0.71518 | -1.5173 | -0.80063 | -0.30424 | 0.19215 | 0.90886
Non-Residential | 30 | 2014-09-17 | Per Premise | 11 | Non-Residential¦30¦41899¦Per Premise¦11 | 3.6705 | 2.5229 | 12.3206 | 93.4492 | 19.9356 | 355 | 1900-01-02 19:09 | 1900-01-01 14:38 | 12.6325 | 93.3542 | 23.8724 | 353 | 15 | 18 | 1.0362 | 12.7672 | 1336 | -0.31184 | 0.13478 | 1.0581 | 1.2706 | 1.0964 | 1.6535 | 1.6783 | -2.4308 | -1.1789 | -0.31184 | 0.55524 | 1.8072 | -2.016 | -0.74531 | 0.13478 | 1.0149 | 2.2856
Non-Residential | 30 | 2014-09-16 | Aggregate | 16 | Non-Residential¦30¦41898¦Aggregate¦16 | 3.7979 | 2.6098 | 17.5245 | 91.8656 | 33.1553 | 353 | 1900-01-02 16:06 | 1900-01-01 12:33 | 15.825 | 91.9942 | 26.2319 | 355 | 16 | 19 | 0.99888 | 17.505 | 1336 | 1.6996 | 1.68 | 1.7647 | 1.3922 | 1.7627 | 2.2478 | 2.2462 | -1.1811 | 0.52084 | 1.6996 | 2.8783 | 4.5802 | -1.1987 | 0.50207 | 1.68 | 2.8579 | 4.5586
Non-Residential | 30 | 2014-09-17 | Per Premise | 20 | Non-Residential¦30¦41899¦Per Premise¦20 | 3.6705 | 2.5229 | 8.0671 | 74.996 | 15.0189 | 355 | 1900-01-02 19:09 | 1900-01-01 14:38 | 8.8944 | 74.625 | 18.6283 | 353 | 15 | 18 | 1.0362 | 8.3595 | 1336 | -0.82724 | -0.53481 | 0.79712 | 0.99148 | 0.82602 | 1.2722 | 1.2905 | -2.4576 | -1.4944 | -0.82724 | -0.16011 | 0.80312 | -2.1886 | -1.2115 | -0.53481 | 0.14191 | 1.119
Non-Residential | 30 | 2014-09-16 | Per Premise | 15 | Non-Residential¦30¦41898¦Per Premise¦15 | 3.7979 | 2.6098 | 13.211 | 93.3985 | 24.5962 | 353 | 1900-01-02 16:06 | 1900-01-01 12:33 | 13.1962 | 93.8769 | 21.5593 | 355 | 16 | 19 | 0.99888 | 13.1962 | 1336 | 0.014762 | 6.18e-07 | 1.3091 | 1.1442 | 1.3077 | 1.7387 | 1.7376 | -2.2135 | -0.89702 | 0.014762 | 0.92654 | 2.243 | -2.2268 | -0.9112 | 6.18e-07 | 0.9112 | 2.2268
Non-Residential | 30 | 2014-09-17 | Per Premise | 22 | Non-Residential¦30¦41899¦Per Premise¦22 | 3.6705 | 2.5229 | 5.9985 | 72.692 | 11.482 | 355 | 1900-01-02 19:09 | 1900-01-01 14:38 | 6.7778 | 72.5535 | 15.4 | 353 | 15 | 18 | 1.0362 | 6.216 | 1336 | -0.77928 | -0.56183 | 0.6094 | 0.81966 | 0.63149 | 1.0214 | 1.0347 | -2.0882 | -1.3149 | -0.77928 | -0.24367 | 0.52967 | -1.8879 | -1.1044 | -0.56183 | -0.019233 | 0.7642
Non-Residential | 30 | 2014-09-16 | Aggregate | 7 | Non-Residential¦30¦41898¦Aggregate¦7 | 3.7979 | 2.6098 | 7.3249 | 79.6698 | 19.1787 | 353 | 1900-01-02 16:06 | 1900-01-01 12:33 | 7.2186 | 79.5445 | 14.651 | 355 | 16 | 19 | 0.99888 | 7.3167 | 1336 | 0.10627 | 0.098084 | 1.0208 | 0.7776 | 1.0196 | 1.2832 | 1.2823 | -1.5382 | -0.56665 | 0.10627 | 0.77919 | 1.7508 | -1.5453 | -0.57436 | 0.098084 | 0.77053 | 1.7414
Non-Residential | 30 | 2014-07-29 | Per Premise | 17 | Non-Residential¦30¦41849¦Per Premise¦17 | 3.687 | 2.5143 | 9.6304 | 80.4025 | 14.0381 | 359 | 1900-01-02 19:24 | 1900-01-01 13:45 | 10.1327 | 80.0504 | 17.4567 | 356 | 16 | 19 | 1.0567 | 10.1762 | 1336 | -0.50236 | 0.043421 | 0.74091 | 0.9252 | 0.78289 | 1.1853 | 1.212 | -2.0214 | -1.1239 | -0.50236 | 0.11921 | 1.0167 | -1.5098 | -0.59215 | 0.043421 | 0.67899 | 1.5966
Non-Residential | 30 | 2014-09-15 | Aggregate | 8 | Non-Residential¦30¦41897¦Aggregate¦8 | 3.6744 | 2.5214 | 8.708 | 80.8575 | 18.5046 | 356 | 1900-01-02 19:09 | 1900-01-01 14:38 | 9.338 | 80.8265 | 24.5249 | 353 | 15 | 18 | 1.0324 | 8.9905 | 1336 | -0.63002 | -0.34751 | 0.98074 | 1.3053 | 1.0126 | 1.6327 | 1.652 | -2.7224 | -1.4862 | -0.63002 | 0.22617 | 1.4624 | -2.4647 | -1.2138 | -0.34751 | 0.51881 | 1.7696
Non-Residential | 30 | Average Event Day | Per Premise | 14 | Non-Residential¦30¦Average Event Day¦Per Premise¦14 | 3.7443 | 2.5696 | 12.2886 | 88.1803 | 22.0508 | 709 | 1900-01-02 17:40 | 1900-01-01 13:34 | 12.3743 | 88.1785 | 21.1073 | 709 | 15 | 18 | 1.007 | 12.3743 | 1336 | -0.08569 | 4.1e-07 | 0.82813 | 0.7927 | 0.83391 | 1.1464 | 1.1506 | -1.5548 | -0.68685 | -0.08569 | 0.51547 | 1.3835 | -1.4745 | -0.60335 | 4.1e-07 | 0.60335 | 1.4745
Non-Residential | 30 | 2014-09-15 | Per Premise | 1 | Non-Residential¦30¦41897¦Per Premise¦1 | 3.6744 | 2.5214 | 4.1062 | 74.3639 | 8.8201 | 356 | 1900-01-02 19:09 | 1900-01-01 14:38 | 4.5278 | 74.419 | 9.4023 | 353 | 15 | 18 | 1.0324 | 4.2394 | 1336 | -0.4216 | -0.28838 | 0.46747 | 0.50044 | 0.48263 | 0.68481 | 0.69525 | -1.2992 | -0.78071 | -0.4216 | -0.062485 | 0.45602 | -1.1794 | -0.65297 | -0.28838 | 0.076205 | 0.60261
Non-Residential | 30 | 2014-07-29 | Aggregate | 12 | Non-Residential¦30¦41849¦Aggregate¦12 | 3.687 | 2.5143 | 14.0215 | 86.5538 | 20.3543 | 359 | 1900-01-02 19:24 | 1900-01-01 13:45 | 14.9792 | 86.4011 | 29.0958 | 356 | 16 | 19 | 1.0567 | 14.8161 | 1336 | -0.95768 | -0.16304 | 1.0743 | 1.5421 | 1.1351 | 1.8794 | 1.9148 | -3.3662 | -1.9432 | -0.95768 | 0.027866 | 1.4508 | -2.617 | -1.1672 | -0.16304 | 0.8411 | 2.2909
Non-Residential | 30 | 2014-07-29 | Per Premise | 9 | Non-Residential¦30¦41849¦Per Premise¦9 | 3.687 | 2.5143 | 7.3289 | 81.7822 | 13.1175 | 359 | 1900-01-02 19:24 | 1900-01-01 13:45 | 8.029 | 81.4836 | 18.7908 | 356 | 16 | 19 | 1.0567 | 7.7442 | 1336 | -0.7001 | -0.28475 | 0.69231 | 0.99591 | 0.73155 | 1.2129 | 1.2357 | -2.2545 | -1.3361 | -0.7001 | -0.064052 | 0.8543 | -1.8684 | -0.93276 | -0.28475 | 0.36326 | 1.2989
Non-Residential | 30 | Average Event Day | Aggregate | 13 | Non-Residential¦30¦Average Event Day¦Aggregate¦13 | 3.7443 | 2.5696 | 16.0078 | 89.4343 | 27.4042 | 709 | 1900-01-02 17:40 | 1900-01-01 13:34 | 16.3996 | 89.4077 | 28.6835 | 709 | 15 | 18 | 1.007 | 16.1194 | 1336 | -0.39179 | -0.28017 | 1.0292 | 1.0772 | 1.0364 | 1.4898 | 1.4948 | -2.3011 | -1.1731 | -0.39179 | 0.38948 | 1.5175 | -2.1959 | -1.0641 | -0.28017 | 0.50371 | 1.6355
Non-Residential | 30 | 2014-09-17 | Aggregate | 11 | Non-Residential¦30¦41899¦Aggregate¦11 | 3.6705 | 2.5229 | 16.4604 | 93.4492 | 26.634 | 355 | 1900-01-02 19:09 | 1900-01-01 14:38 | 16.877 | 93.3542 | 31.8935 | 353 | 15 | 18 | 1.0362 | 17.057 | 1336 | -0.41661 | 0.18006 | 1.4136 | 1.6975 | 1.4648 | 2.209 | 2.2422 | -3.2476 | -1.575 | -0.41661 | 0.7418 | 2.4144 | -2.6934 | -0.99573 | 0.18006 | 1.3559 | 3.0535
Non-Residential | 30 | 2014-09-15 | Aggregate | 7 | Non-Residential¦30¦41897¦Aggregate¦7 | 3.6744 | 2.5214 | 7.1919 | 75.2946 | 14.922 | 356 | 1900-01-02 19:09 | 1900-01-01 14:38 | 7.132 | 75.306 | 18.7029 | 353 | 15 | 18 | 1.0324 | 7.4252 | 1336 | 0.059918 | 0.29324 | 0.79086 | 0.99546 | 0.81652 | 1.2714 | 1.2875 | -1.5694 | -0.60679 | 0.059918 | 0.72663 | 1.6893 | -1.3567 | -0.38192 | 0.29324 | 0.9684 | 1.9432
Non-Residential | 30 | 2014-08-27 | Aggregate | 1 | Non-Residential¦30¦41878¦Aggregate¦1 | 3.8149 | 2.6182 | 5.3196 | 67.1877 | 11.1958 | 353 | 1900-01-02 16:11 | 1900-01-01 12:31 | 4.9859 | 67.2244 | 10.1067 | 356 | 15 | 18 | 0.97894 | 5.2075 | 1336 | 0.33364 | 0.2216 | 0.59589 | 0.53566 | 0.58334 | 0.80126 | 0.79197 | -0.69321 | -0.086535 | 0.33364 | 0.75382 | 1.3605 | -0.79335 | -0.19371 | 0.2216 | 0.6369 | 1.2365
Non-Residential | 30 | 2014-09-15 | Per Premise | 24 | Non-Residential¦30¦41897¦Per Premise¦24 | 3.6744 | 2.5214 | 4.5735 | 75.0452 | 9.8506 | 356 | 1900-01-02 19:09 | 1900-01-01 14:38 | 5.1028 | 74.9776 | 11.1622 | 353 | 15 | 18 | 1.0324 | 4.7219 | 1336 | -0.52922 | -0.38085 | 0.52208 | 0.5941 | 0.53902 | 0.7909 | 0.80218 | -1.5428 | -0.94397 | -0.52922 | -0.11448 | 0.48436 | -1.4089 | -0.80151 | -0.38085 | 0.039817 | 0.64719
Non-Residential | 30 | 2014-09-15 | Aggregate | 17 | Non-Residential¦30¦41897¦Aggregate¦17 | 3.6744 | 2.5214 | 15.152 | 86.6435 | 25.2122 | 356 | 1900-01-02 19:09 | 1900-01-01 14:38 | 15.194 | 86.1347 | 30.1156 | 353 | 15 | 18 | 1.0324 | 15.6435 | 1336 | -0.042014 | 0.44955 | 1.3362 | 1.6029 | 1.3796 | 2.0868 | 2.1148 | -2.7164 | -1.1363 | -0.042014 | 1.0523 | 2.6323 | -2.2607 | -0.65947 | 0.44955 | 1.5586 | 3.1598
Non-Residential | 30 | 2014-09-17 | Per Premise | 23 | Non-Residential¦30¦41899¦Per Premise¦23 | 3.6705 | 2.5229 | 4.988 | 72.2334 | 9.9484 | 355 | 1900-01-02 19:09 | 1900-01-01 14:38 | 5.6925 | 72.0587 | 13.3259 | 353 | 15 | 18 | 1.0362 | 5.1688 | 1336 | -0.70451 | -0.5237 | 0.52801 | 0.70926 | 0.54715 | 0.88422 | 0.89578 | -1.8377 | -1.1682 | -0.70451 | -0.24083 | 0.42866 | -1.6717 | -0.99345 | -0.5237 | -0.053952 | 0.62429
Non-Residential | 30 | 2014-08-27 | Aggregate | 23 | Non-Residential¦30¦41878¦Aggregate¦23 | 3.8149 | 2.6182 | 6.5873 | 74.9136 | 12.6406 | 353 | 1900-01-02 16:11 | 1900-01-01 12:31 | 6.2101 | 74.783 | 12.5827 | 356 | 15 | 18 | 0.97894 | 6.4486 | 1336 | 0.37725 | 0.2385 | 0.67279 | 0.66688 | 0.65862 | 0.9473 | 0.93729 | -0.83676 | -0.11951 | 0.37725 | 0.87401 | 1.5913 | -0.96269 | -0.25302 | 0.2385 | 0.73001 | 1.4397
Non-Residential | 30 | 2014-07-29 | Aggregate | 16 | Non-Residential¦30¦41849¦Aggregate¦16 | 3.687 | 2.5143 | 13.9254 | 82.7072 | 20.1112 | 359 | 1900-01-02 19:24 | 1900-01-01 13:45 | 14.3978 | 82.4116 | 24.2352 | 356 | 16 | 19 | 1.0567 | 14.7146 | 1336 | -0.47237 | 0.31682 | 1.0614 | 1.2845 | 1.1216 | 1.6663 | 1.7052 | -2.6078 | -1.3462 | -0.47237 | 0.40143 | 1.663 | -1.8685 | -0.5774 | 0.31682 | 1.211 | 2.5022
Non-Residential | 30 | Average Event Day | Per Premise | 5 | Non-Residential¦30¦Average Event Day¦Per Premise¦5 | 3.7443 | 2.5696 | 3.9242 | 70.6254 | 8.3648 | 709 | 1900-01-02 17:40 | 1900-01-01 13:34 | 4.0039 | 70.6164 | 8.9449 | 709 | 15 | 18 | 1.007 | 3.9516 | 1336 | -0.079743 | -0.052379 | 0.31415 | 0.33593 | 0.31634 | 0.45993 | 0.46143 | -0.66917 | -0.32093 | -0.079743 | 0.16145 | 0.50969 | -0.64373 | -0.29435 | -0.052379 | 0.1896 | 0.53897
Non-Residential | 30 | 2014-08-27 | Per Premise | 22 | Non-Residential¦30¦41878¦Per Premise¦22 | 3.8149 | 2.6182 | 5.7725 | 76.5854 | 10.8117 | 353 | 1900-01-02 16:11 | 1900-01-01 12:31 | 5.7005 | 76.5709 | 11.2601 | 356 | 15 | 18 | 0.97894 | 5.6509 | 1336 | 0.071986 | -0.049602 | 0.57545 | 0.59678 | 0.56333 | 0.82903 | 0.82066 | -0.99046 | -0.36276 | 0.071986 | 0.50673 | 1.1344 | -1.1013 | -0.47996 | -0.049602 | 0.38075 | 1.0021
Non-Residential | 30 | 2014-09-17 | Per Premise | 15 | Non-Residential¦30¦41899¦Per Premise¦15 | 3.6705 | 2.5229 | 12.392 | 86.5763 | 18.5331 | 355 | 1900-01-02 19:09 | 1900-01-01 14:38 | 12.3081 | 86.225 | 23.9431 | 353 | 15 | 18 | 1.0362 | 12.8412 | 1336 | 0.083841 | 0.53304 | 0.98363 | 1.2744 | 1.0193 | 1.6098 | 1.6319 | -1.9792 | -0.76035 | 0.083841 | 0.92803 | 2.1469 | -1.5583 | -0.3227 | 0.53304 | 1.3888 | 2.6243
Non-Residential | 30 | 2014-07-29 | Per Premise | 12 | Non-Residential¦30¦41849¦Per Premise¦12 | 3.687 | 2.5143 | 10.4951 | 86.5538 | 15.2353 | 359 | 1900-01-02 19:24 | 1900-01-01 13:45 | 11.212 | 86.4011 | 21.7783 | 356 | 16 | 19 | 1.0567 | 11.0899 | 1336 | -0.71682 | -0.12203 | 0.80409 | 1.1542 | 0.84966 | 1.4067 | 1.4332 | -2.5196 | -1.4545 | -0.71682 | 0.020858 | 1.086 | -1.9588 | -0.87363 | -0.12203 | 0.62956 | 1.7147
Non-Residential | 30 | 2014-09-17 | Per Premise | 4 | Non-Residential¦30¦41899¦Per Premise¦4 | 3.6705 | 2.5229 | 4.2345 | 77.9719 | 8.6969 | 355 | 1900-01-02 19:09 | 1900-01-01 14:38 | 4.7552 | 78.1132 | 11.6985 | 353 | 15 | 18 | 1.0362 | 4.388 | 1336 | -0.5206 | -0.36711 | 0.46158 | 0.62265 | 0.47832 | 0.77508 | 0.78516 | -1.5139 | -0.92706 | -0.5206 | -0.11415 | 0.4727 | -1.3733 | -0.77884 | -0.36711 | 0.044633 | 0.63912
Non-Residential | 30 | 2014-08-27 | Aggregate | 3 | Non-Residential¦30¦41878¦Aggregate¦3 | 3.8149 | 2.6182 | 4.835 | 66.8305 | 10.6596 | 353 | 1900-01-02 16:11 | 1900-01-01 12:31 | 4.5995 | 66.7432 | 9.2946 | 356 | 15 | 18 | 0.97894 | 4.7332 | 1336 | 0.23551 | 0.13366 | 0.56735 | 0.49261 | 0.5554 | 0.75137 | 0.74239 | -0.72741 | -0.15851 | 0.23551 | 0.62952 | 1.1984 | -0.81774 | -0.25565 | 0.13366 | 0.52297 | 1.0851
Non-Residential | 30 | 2014-09-17 | Aggregate | 100 | Non-Residential¦30¦41899¦Aggregate¦100 | 3.6705 | 2.5229 | 15.0447 | 82.4314 | 23.7222 | 1420 | 1900-01-02 19:09 | 1900-01-01 14:38 | 15.2882 | 82.0776 | 30.4353 | 1412 | 15 | 18 | 1.0362 | 15.59 | 1336 | -0.2435 | 0.30186 | 0.62952 | 0.80995 | 0.65234 | 1.0258 | 1.04 | -1.5581 | -0.78144 | -0.2435 | 0.29445 | 1.0712 | -1.0309 | -0.24351 | 0.30186 | 0.84723 | 1.6347
Non-Residential | 30 | 2014-09-16 | Per Premise | 6 | Non-Residential¦30¦41898¦Per Premise¦6 | 3.7979 | 2.6098 | 4.7145 | 73.7171 | 11.4024 | 353 | 1900-01-02 16:06 | 1900-01-01 12:33 | 4.4301 | 73.6427 | 8.6348 | 355 | 16 | 19 | 0.99888 | 4.7093 | 1336 | 0.28447 | 0.27921 | 0.60689 | 0.45829 | 0.60621 | 0.76049 | 0.75995 | -0.69013 | -0.11433 | 0.28447 | 0.68327 | 1.2591 | -0.69471 | -0.11931 | 0.27921 | 0.67772 | 1.2531
Non-Residential | 30 | 2014-09-15 | Aggregate | 10 | Non-Residential¦30¦41897¦Aggregate¦10 | 3.6744 | 2.5214 | 14.1246 | 89.979 | 24.5783 | 356 | 1900-01-02 19:09 | 1900-01-01 14:38 | 14.144 | 89.6233 | 29.9272 | 353 | 15 | 18 | 1.0324 | 14.5829 | 1336 | -0.019365 | 0.43887 | 1.3026 | 1.5929 | 1.3449 | 2.0577 | 2.0847 | -2.6564 | -1.0984 | -0.019365 | 1.0597 | 2.6177 | -2.2328 | -0.65435 | 0.43887 | 1.5321 | 3.1105
Non-Residential | 30 | Average Event Day | Aggregate | 19 | Non-Residential¦30¦Average Event Day¦Aggregate¦19 | 3.7443 | 2.5696 | 11.1947 | 78.4071 | 21.0626 | 709 | 1900-01-02 17:40 | 1900-01-01 13:34 | 11.8361 | 78.3179 | 22.9214 | 709 | 15 | 18 | 1.007 | 11.2728 | 1336 | -0.64138 | -0.56332 | 0.79102 | 0.86083 | 0.79654 | 1.1691 | 1.1728 | -2.1396 | -1.2544 | -0.64138 | -0.028312 | 0.85686 | -2.0663 | -1.1783 | -0.56332 | 0.051711 | 0.93971
Non-Residential | 30 | Average Event Day | Per Premise | 4 | Non-Residential¦30¦Average Event Day¦Per Premise¦4 | 3.7443 | 2.5696 | 3.8074 | 70.3938 | 8.1519 | 709 | 1900-01-02 17:40 | 1900-01-01 13:34 | 3.9092 | 70.4804 | 8.6467 | 709 | 15 | 18 | 1.007 | 3.834 | 1336 | -0.10174 | -0.075187 | 0.30615 | 0.32473 | 0.30828 | 0.4463 | 0.44776 | -0.67369 | -0.33577 | -0.10174 | 0.1323 | 0.47022 | -0.64902 | -0.30999 | -0.075187 | 0.15962 | 0.49865
Non-Residential | 30 | 2014-07-29 | Per Premise | 7 | Non-Residential¦30¦41849¦Per Premise¦7 | 3.687 | 2.5143 | 4.6362 | 74.6931 | 9.5146 | 359 | 1900-01-02 19:24 | 1900-01-01 13:45 | 4.4731 | 74.7291 | 9.4849 | 356 | 16 | 19 | 1.0567 | 4.899 | 1336 | 0.16313 | 0.42588 | 0.50216 | 0.5027 | 0.53062 | 0.71055 | 0.73094 | -0.74747 | -0.20948 | 0.16313 | 0.53574 | 1.0737 | -0.51085 | 0.042575 | 0.42588 | 0.80918 | 1.3626
Non-Residential | 30 | 2014-09-16 | Per Premise | 11 | Non-Residential¦30¦41898¦Per Premise¦11 | 3.7979 | 2.6098 | 12.5377 | 95.2866 | 25.739 | 353 | 1900-01-02 16:06 | 1900-01-01 12:33 | 12.248 | 95.5729 | 19.9947 | 355 | 16 | 19 | 0.99888 | 12.5237 | 1336 | 0.28969 | 0.27568 | 1.3699 | 1.0612 | 1.3684 | 1.7329 | 1.7317 | -1.9311 | -0.61904 | 0.28969 | 1.1984 | 2.5105 | -1.9436 | -0.63242 | 0.27568 | 1.1838 | 2.4949
Non-Residential | 30 | Average Event Day | Aggregate | 18 | Non-Residential¦30¦Average Event Day¦Aggregate¦18 | 3.7443 | 2.5696 | 12.8569 | 80.8307 | 22.7223 | 709 | 1900-01-02 17:40 | 1900-01-01 13:34 | 12.5612 | 80.7228 | 24.1493 | 709 | 15 | 18 | 1.007 | 12.9466 | 1336 | 0.29571 | 0.38536 | 0.85335 | 0.90695 | 0.8593 | 1.2453 | 1.2494 | -1.3002 | -0.35732 | 0.29571 | 0.94874 | 1.8916 | -1.2158 | -0.26981 | 0.38536 | 1.0405 | 1.9865
Non-Residential | 30 | 2014-09-17 | Per Premise | 14 | Non-Residential¦30¦41899¦Per Premise¦14 | 3.6705 | 2.5229 | 12.8162 | 87.146 | 19.8888 | 355 | 1900-01-02 19:09 | 1900-01-01 14:38 | 13.2808 | 86.7064 | 24.0665 | 353 | 15 | 18 | 1.0362 | 13.2808 | 1336 | -0.46458 | -5.11e-07 | 1.0556 | 1.2809 | 1.0939 | 1.6598 | 1.6844 | -2.5917 | -1.335 | -0.46458 | 0.40584 | 1.6626 | -2.1587 | -0.88331 | -5.11e-07 | 0.88331 | 2.1587
Non-Residential | 30 | 2014-09-16 | Aggregate | 21 | Non-Residential¦30¦41898¦Aggregate¦21 | 3.7979 | 2.6098 | 10.8106 | 81.6676 | 22.0287 | 353 | 1900-01-02 16:06 | 1900-01-01 12:33 | 9.9208 | 81.8454 | 18.7843 | 355 | 16 | 19 | 0.99888 | 10.7985 | 1336 | 0.88973 | 0.87765 | 1.1725 | 0.99697 | 1.1712 | 1.539 | 1.538 | -1.0826 | 0.082658 | 0.88973 | 1.6968 | 2.8621 | -1.0934 | 0.0711 | 0.87765 | 1.6842 | 2.8487
Non-Residential | 30 | 2014-08-27 | Per Premise | 1 | Non-Residential¦30¦41878¦Per Premise¦1 | 3.8149 | 2.6182 | 3.9817 | 67.1877 | 8.3801 | 353 | 1900-01-02 16:11 | 1900-01-01 12:31 | 3.732 | 67.2244 | 7.5649 | 356 | 15 | 18 | 0.97894 | 3.8978 | 1336 | 0.24973 | 0.16587 | 0.44603 | 0.40094 | 0.43663 | 0.59974 | 0.59279 | -0.51887 | -0.064772 | 0.24973 | 0.56424 | 1.0183 | -0.59383 | -0.14499 | 0.16587 | 0.47672 | 0.92556
Non-Residential | 30 | 2014-09-15 | Per Premise | 9 | Non-Residential¦30¦41897¦Per Premise¦9 | 3.6744 | 2.5214 | 8.7205 | 86.4287 | 17.1228 | 356 | 1900-01-02 19:09 | 1900-01-01 14:38 | 9.0465 | 86.0141 | 19.8853 | 353 | 15 | 18 | 1.0324 | 9.0035 | 1336 | -0.32601 | -0.043093 | 0.9075 | 1.0584 | 0.93695 | 1.3942 | 1.4135 | -2.1127 | -1.0571 | -0.32601 | 0.4051 | 1.4607 | -1.8546 | -0.78435 | -0.043093 | 0.69816 | 1.7684
Non-Residential | 30 | 2014-09-17 | Per Premise | 21 | Non-Residential¦30¦41899¦Per Premise¦21 | 3.6705 | 2.5229 | 7.038 | 73.6614 | 12.8827 | 355 | 1900-01-02 19:09 | 1900-01-01 14:38 | 7.9762 | 73.4863 | 17.2354 | 353 | 15 | 18 | 1.0362 | 7.2931 | 1336 | -0.93816 | -0.68303 | 0.68374 | 0.91735 | 0.70853 | 1.1441 | 1.1591 | -2.4044 | -1.5381 | -0.93816 | -0.33817 | 0.52811 | -2.1685 | -1.2909 | -0.68303 | -0.075193 | 0.80243
Non-Residential | 30 | Average Event Day | Per Premise | 3 | Non-Residential¦30¦Average Event Day¦Per Premise¦3 | 3.7443 | 2.5696 | 3.8345 | 71.342 | 8.1288 | 709 | 1900-01-02 17:40 | 1900-01-01 13:34 | 3.9558 | 71.3283 | 8.771 | 709 | 15 | 18 | 1.007 | 3.8612 | 1336 | -0.12132 | -0.094586 | 0.30528 | 0.3294 | 0.30741 | 0.44911 | 0.45056 | -0.69689 | -0.35684 | -0.12132 | 0.11419 | 0.45424 | -0.67201 | -0.33086 | -0.094586 | 0.14169 | 0.48283
Non-Residential | 30 | 2014-08-27 | Aggregate | 8 | Non-Residential¦30¦41878¦Aggregate¦8 | 3.8149 | 2.6182 | 7.7807 | 77.6748 | 20.6359 | 353 | 1900-01-02 16:11 | 1900-01-01 12:31 | 7.5256 | 77.4399 | 15.0902 | 356 | 15 | 18 | 0.97894 | 7.6168 | 1336 | 0.25509 | 0.0912 | 1.0983 | 0.79978 | 1.0752 | 1.3587 | 1.34 | -1.4861 | -0.4574 | 0.25509 | 0.96758 | 1.9963 | -1.6261 | -0.61152 | 0.0912 | 0.79392 | 1.8085
Non-Residential | 30 | Average Event Day | Aggregate | 21 | Non-Residential¦30¦Average Event Day¦Aggregate¦21 | 3.7443 | 2.5696 | 9.2806 | 76.5634 | 17.4877 | 709 | 1900-01-02 17:40 | 1900-01-01 13:34 | 9.6849 | 76.5013 | 18.9875 | 709 | 15 | 18 | 1.007 | 9.3453 | 1336 | -0.4043 | -0.33959 | 0.65676 | 0.71309 | 0.66134 | 0.96945 | 0.97256 | -1.6467 | -0.91268 | -0.4043 | 0.10408 | 0.8381 | -1.586 | -0.8496 | -0.33959 | 0.17042 | 0.9068
Non-Residential | 30 | 2014-07-29 | Per Premise | 19 | Non-Residential¦30¦41849¦Per Premise¦19 | 3.687 | 2.5143 | 7.1904 | 75.6752 | 12.7358 | 359 | 1900-01-02 19:24 | 1900-01-01 13:45 | 7.6564 | 75.4274 | 14.3868 | 356 | 16 | 19 | 1.0567 | 7.5979 | 1336 | -0.466 | -0.0585 | 0.67217 | 0.7625 | 0.71026 | 1.0165 | 1.0421 | -1.7687 | -0.99904 | -0.466 | 0.067038 | 0.83666 | -1.3939 | -0.60495 | -0.0585 | 0.48795 | 1.2769
Non-Residential | 30 | 2014-08-27 | Per Premise | 4 | Non-Residential¦30¦41878¦Per Premise¦4 | 3.8149 | 2.6182 | 3.5754 | 65.4231 | 7.9936 | 353 | 1900-01-02 16:11 | 1900-01-01 12:31 | 3.3625 | 65.5439 | 6.6027 | 356 | 15 | 18 | 0.97894 | 3.5001 | 1336 | 0.21293 | 0.13762 | 0.42545 | 0.34994 | 0.41649 | 0.55088 | 0.54399 | -0.49305 | -0.075953 | 0.21293 | 0.50181 | 0.91891 | -0.55953 | -0.14765 | 0.13762 | 0.42289 | 0.83477
Non-Residential | 30 | Average Event Day | Aggregate | 17 | Non-Residential¦30¦Average Event Day¦Aggregate¦17 | 3.7443 | 2.5696 | 14.5909 | 84.2424 | 24.3152 | 709 | 1900-01-02 17:40 | 1900-01-01 13:34 | 14.1951 | 84.1019 | 25.9184 | 709 | 15 | 18 | 1.007 | 14.6927 | 1336 | 0.39577 | 0.49752 | 0.91318 | 0.97339 | 0.91955 | 1.3347 | 1.339 | -1.3147 | -0.30414 | 0.39577 | 1.0957 | 2.1062 | -1.2185 | -0.20468 | 0.49752 | 1.1997 | 2.2136
Non-Residential | 30 | 2014-07-29 | Aggregate | 8 | Non-Residential¦30¦41849¦Aggregate¦8 | 3.687 | 2.5143 | 7.8352 | 79.0276 | 15.5002 | 359 | 1900-01-02 19:24 | 1900-01-01 13:45 | 8.4223 | 78.9188 | 20.8502 | 356 | 16 | 19 | 1.0567 | 8.2793 | 1336 | -0.58702 | -0.14297 | 0.81807 | 1.1051 | 0.86443 | 1.3749 | 1.403 | -2.349 | -1.308 | -0.58702 | 0.13399 | 1.175 | -1.941 | -0.8787 | -0.14297 | 0.59276 | 1.655
Non-Residential | 30 | Average Event Day | Per Premise | 18 | Non-Residential¦30¦Average Event Day¦Per Premise¦18 | 3.7443 | 2.5696 | 9.6235 | 80.8307 | 17.0077 | 709 | 1900-01-02 17:40 | 1900-01-01 13:34 | 9.4021 | 80.7228 | 18.0758 | 709 | 15 | 18 | 1.007 | 9.6906 | 1336 | 0.22134 | 0.28845 | 0.63874 | 0.67885 | 0.64319 | 0.93211 | 0.93517 | -0.9732 | -0.26746 | 0.22134 | 0.71014 | 1.4159 | -0.91002 | -0.20196 | 0.28845 | 0.77885 | 1.4869
Non-Residential | 30 | 2014-09-15 | Aggregate | 21 | Non-Residential¦30¦41897¦Aggregate¦21 | 3.6744 | 2.5214 | 9.1457 | 78.6955 | 17.3529 | 356 | 1900-01-02 19:09 | 1900-01-01 14:38 | 10.236 | 78.4937 | 19.6345 | 353 | 15 | 18 | 1.0324 | 9.4424 | 1336 | -1.0904 | -0.79365 | 0.9197 | 1.045 | 0.94954 | 1.3921 | 1.412 | -2.8744 | -1.8204 | -1.0904 | -0.36034 | 0.69369 | -2.6032 | -1.5341 | -0.79365 | -0.053204 | 1.0159
Non-Residential | 30 | Average Event Day | Aggregate | 1 | Non-Residential¦30¦Average Event Day¦Aggregate¦1 | 3.7443 | 2.5696 | 5.6023 | 72.2879 | 11.796 | 709 | 1900-01-02 17:40 | 1900-01-01 13:34 | 5.7746 | 72.3167 | 12.909 | 709 | 15 | 18 | 1.007 | 5.6413 | 1336 | -0.17232 | -0.13326 | 0.44301 | 0.48481 | 0.4461 | 0.65673 | 0.65882 | -1.014 | -0.51671 | -0.17232 | 0.17206 | 0.66931 | -0.97757 | -0.47874 | -0.13326 | 0.21222 | 0.71105
Non-Residential | 30 | Average Event Day | Aggregate | 11 | Non-Residential¦30¦Average Event Day¦Aggregate¦11 | 3.7443 | 2.5696 | 14.9328 | 90.7093 | 27.6057 | 709 | 1900-01-02 17:40 | 1900-01-01 13:34 | 15.102 | 90.6972 | 27.6434 | 709 | 15 | 18 | 1.007 | 15.037 | 1336 | -0.16915 | -0.065024 | 1.0368 | 1.0382 | 1.044 | 1.4672 | 1.4723 | -2.0494 | -0.93855 | -0.16915 | 0.60024 | 1.7111 | -1.9519 | -0.8371 | -0.065024 | 0.70706 | 1.8218
Non-Residential | 30 | 2014-08-27 | Per Premise | 6 | Non-Residential¦30¦41878¦Per Premise¦6 | 3.8149 | 2.6182 | 3.914 | 66.1467 | 8.9657 | 353 | 1900-01-02 16:11 | 1900-01-01 12:31 | 3.9321 | 66.0181 | 7.5996 | 356 | 15 | 18 | 0.97894 | 3.8316 | 1336 | -0.018114 | -0.10056 | 0.4772 | 0.40278 | 0.46715 | 0.62446 | 0.61681 | -0.81839 | -0.34558 | -0.018114 | 0.30935 | 0.78216 | -0.89103 | -0.42401 | -0.10056 | 0.2229 | 0.68992
Non-Residential | 30 | 2014-09-17 | Aggregate | 9 | Non-Residential¦30¦41899¦Aggregate¦9 | 3.6705 | 2.5229 | 12.5986 | 89.9793 | 24.1959 | 355 | 1900-01-02 19:09 | 1900-01-01 14:38 | 13.4031 | 89.8907 | 29.2048 | 353 | 15 | 18 | 1.0362 | 13.0553 | 1336 | -0.80445 | -0.34776 | 1.2842 | 1.5544 | 1.3307 | 2.0163 | 2.0462 | -3.3884 | -1.8618 | -0.80445 | 0.25288 | 1.7795 | -2.9701 | -1.4208 | -0.34776 | 0.72529 | 2.2746
Non-Residential | 30 | Average Event Day | Aggregate | 100 | Non-Residential¦30¦Average Event Day¦Aggregate¦100 | 3.7443 | 2.5696 | 14.7983 | 84.7212 | 25.1362 | 709 | 1900-01-02 17:40 | 1900-01-01 13:34 | 14.2916 | 84.5972 | 25.8026 | 709 | 15 | 18 | 1.007 | 14.9015 | 1336 | 0.50668 | 0.60987 | 0.94401 | 0.96904 | 0.95059 | 1.3528 | 1.3574 | -1.2271 | -0.20275 | 0.50668 | 1.2161 | 2.2404 | -1.1298 | -0.10197 | 0.60987 | 1.3217 | 2.3495
Non-Residential | 30 | 2014-09-16 | Aggregate | 17 | Non-Residential¦30¦41898¦Aggregate¦17 | 3.7979 | 2.6098 | 16.4082 | 88.6149 | 31.874 | 353 | 1900-01-02 16:06 | 1900-01-01 12:33 | 14.7126 | 88.8439 | 24.564 | 355 | 16 | 19 | 0.99888 | 16.3898 | 1336 | 1.6955 | 1.6772 | 1.6965 | 1.3037 | 1.6946 | 2.1396 | 2.1381 | -1.0464 | 0.57355 | 1.6955 | 2.8175 | 4.4375 | -1.0628 | 0.556 | 1.6772 | 2.7984 | 4.4172
Non-Residential | 30 | 2014-09-17 | Aggregate | 2 | Non-Residential¦30¦41899¦Aggregate¦2 | 3.6705 | 2.5229 | 5.9675 | 79.0822 | 12.487 | 355 | 1900-01-02 19:09 | 1900-01-01 14:38 | 6.6581 | 79.3252 | 16.2689 | 353 | 15 | 18 | 1.0362 | 6.1838 | 1336 | -0.69058 | -0.47426 | 0.66274 | 0.86591 | 0.68677 | 1.0904 | 1.1052 | -2.088 | -1.2624 | -0.69058 | -0.11876 | 0.70685 | -1.8906 | -1.0538 | -0.47426 | 0.1053 | 0.9421
Non-Residential | 30 | 2014-09-17 | Aggregate | 13 | Non-Residential¦30¦41899¦Aggregate¦13 | 3.6705 | 2.5229 | 17.1409 | 88.8002 | 26.9471 | 355 | 1900-01-02 19:09 | 1900-01-01 14:38 | 17.7843 | 88.4009 | 32.814 | 353 | 15 | 18 | 1.0362 | 17.7623 | 1336 | -0.64338 | -0.022031 | 1.4302 | 1.7465 | 1.482 | 2.2574 | 2.2906 | -3.5363 | -1.8272 | -0.64338 | 0.5404 | 2.2496 | -2.9575 | -1.2232 | -0.022031 | 1.1792 | 2.9135
Non-Residential | 30 | 2014-09-15 | Per Premise | 10 | Non-Residential¦30¦41897¦Per Premise¦10 | 3.6744 | 2.5214 | 10.5723 | 89.979 | 18.3969 | 356 | 1900-01-02 19:09 | 1900-01-01 14:38 | 10.5868 | 89.6233 | 22.4006 | 353 | 15 | 18 | 1.0324 | 10.9153 | 1336 | -0.014495 | 0.3285 | 0.97503 | 1.1923 | 1.0067 | 1.5402 | 1.5604 | -1.9883 | -0.82217 | -0.014495 | 0.79318 | 1.9593 | -1.6712 | -0.48978 | 0.3285 | 1.1468 | 2.3282
Non-Residential | 30 | 2014-07-29 | Aggregate | 19 | Non-Residential¦30¦41849¦Aggregate¦19 | 3.687 | 2.5143 | 9.6064 | 75.6752 | 17.015 | 359 | 1900-01-02 19:24 | 1900-01-01 13:45 | 10.2289 | 75.4274 | 19.2207 | 356 | 16 | 19 | 1.0567 | 10.1508 | 1336 | -0.62258 | -0.078156 | 0.89802 | 1.0187 | 0.94891 | 1.358 | 1.3922 | -2.3629 | -1.3347 | -0.62258 | 0.089563 | 1.1178 | -1.8623 | -0.80822 | -0.078156 | 0.65191 | 1.706
Non-Residential | 30 | 2014-09-15 | Per Premise | 3 | Non-Residential¦30¦41897¦Per Premise¦3 | 3.6744 | 2.5214 | 3.8203 | 72.8071 | 7.8887 | 356 | 1900-01-02 19:09 | 1900-01-01 14:38 | 4.1622 | 72.8279 | 8.9779 | 353 | 15 | 18 | 1.0324 | 3.9443 | 1336 | -0.34184 | -0.2179 | 0.4181 | 0.47785 | 0.43166 | 0.63493 | 0.64395 | -1.1555 | -0.6748 | -0.34184 | -0.008877 | 0.47186 | -1.0431 | -0.55558 | -0.2179 | 0.11979 | 0.60736
Non-Residential | 30 | 2014-09-15 | Per Premise | 18 | Non-Residential¦30¦41897¦Per Premise¦18 | 3.6744 | 2.5214 | 9.7255 | 82.8105 | 17.2758 | 356 | 1900-01-02 19:09 | 1900-01-01 14:38 | 9.8674 | 82.355 | 20.1366 | 353 | 15 | 18 | 1.0324 | 10.0411 | 1336 | -0.14182 | 0.1737 | 0.91562 | 1.0718 | 0.94532 | 1.4096 | 1.4291 | -1.9483 | -0.88103 | -0.14182 | 0.59738 | 1.6647 | -1.6578 | -0.57572 | 0.1737 | 0.92311 | 2.0052
Non-Residential | 30 | 2014-08-27 | Per Premise | 7 | Non-Residential¦30¦41878¦Per Premise¦7 | 3.8149 | 2.6182 | 4.495 | 73.6032 | 10.6022 | 353 | 1900-01-02 16:11 | 1900-01-01 12:31 | 4.7216 | 73.3407 | 9.5673 | 356 | 15 | 18 | 0.97894 | 4.4003 | 1336 | -0.22657 | -0.32125 | 0.5643 | 0.50707 | 0.55241 | 0.75865 | 0.74985 | -1.1988 | -0.62441 | -0.22657 | 0.17126 | 0.74568 | -1.2822 | -0.71447 | -0.32125 | 0.071969 | 0.63972
Non-Residential | 30 | 2014-07-29 | Per Premise | 16 | Non-Residential¦30¦41849¦Per Premise¦16 | 3.687 | 2.5143 | 10.4232 | 82.7072 | 15.0533 | 359 | 1900-01-02 19:24 | 1900-01-01 13:45 | 10.7768 | 82.4116 | 18.1401 | 356 | 16 | 19 | 1.0567 | 11.0139 | 1336 | -0.35357 | 0.23714 | 0.79448 | 0.96142 | 0.83951 | 1.2472 | 1.2764 | -1.9519 | -1.0076 | -0.35357 | 0.30047 | 1.2448 | -1.3986 | -0.43219 | 0.23714 | 0.90647 | 1.8729
Non-Residential | 30 | Average Event Day | Per Premise | 11 | Non-Residential¦30¦Average Event Day¦Per Premise¦11 | 3.7443 | 2.5696 | 11.1773 | 90.7093 | 20.6629 | 709 | 1900-01-02 17:40 | 1900-01-01 13:34 | 11.3039 | 90.6972 | 20.6911 | 709 | 15 | 18 | 1.007 | 11.2552 | 1336 | -0.12661 | -0.04867 | 0.77601 | 0.77707 | 0.78142 | 1.0982 | 1.102 | -1.534 | -0.70251 | -0.12661 | 0.44928 | 1.2808 | -1.461 | -0.62657 | -0.04867 | 0.52923 | 1.3636
Non-Residential | 30 | 2014-09-16 | Per Premise | 1 | Non-Residential¦30¦41898¦Per Premise¦1 | 3.7979 | 2.6098 | 4.7917 | 74.1596 | 10.5721 | 353 | 1900-01-02 16:06 | 1900-01-01 12:33 | 4.3023 | 74.2266 | 9.2461 | 355 | 16 | 19 | 0.99888 | 4.7863 | 1336 | 0.48932 | 0.48397 | 0.5627 | 0.49073 | 0.56207 | 0.74662 | 0.74615 | -0.46752 | 0.097791 | 0.48932 | 0.88085 | 1.4462 | -0.47226 | 0.092685 | 0.48397 | 0.87525 | 1.4402
Non-Residential | 30 | 2014-09-16 | Per Premise | 8 | Non-Residential¦30¦41898¦Per Premise¦8 | 3.7979 | 2.6098 | 7.087 | 85.9777 | 18.9039 | 353 | 1900-01-02 16:06 | 1900-01-01 12:33 | 6.4685 | 85.7842 | 13.4937 | 355 | 16 | 19 | 0.99888 | 7.0791 | 1336 | 0.61849 | 0.61057 | 1.0062 | 0.71617 | 1.005 | 1.235 | 1.2341 | -0.96424 | -0.029148 | 0.61849 | 1.2661 | 2.2012 | -0.97098 | -0.036587 | 0.61057 | 1.2577 | 2.1921
Non-Residential | 30 | 2014-09-17 | Aggregate | 3 | Non-Residential¦30¦41899¦Aggregate¦3 | 3.6705 | 2.5229 | 5.668 | 78.8347 | 11.6487 | 355 | 1900-01-02 19:09 | 1900-01-01 14:38 | 6.3927 | 79.0829 | 15.8072 | 353 | 15 | 18 | 1.0362 | 5.8735 | 1336 | -0.72474 | -0.51928 | 0.61825 | 0.84133 | 0.64066 | 1.0441 | 1.0575 | -2.0628 | -1.2722 | -0.72474 | -0.17723 | 0.61329 | -1.8745 | -1.0738 | -0.51928 | 0.035271 | 0.83595
Non-Residential | 30 | 2014-09-15 | Aggregate | 6 | Non-Residential¦30¦41897¦Aggregate¦6 | 3.6744 | 2.5214 | 5.9112 | 71.9763 | 11.8411 | 356 | 1900-01-02 19:09 | 1900-01-01 14:38 | 6.2513 | 72.0591 | 15.4042 | 353 | 15 | 18 | 1.0324 | 6.1029 | 1336 | -0.34016 | -0.14838 | 0.62758 | 0.81988 | 0.64794 | 1.0325 | 1.045 | -1.6634 | -0.8816 | -0.34016 | 0.20129 | 0.98305 | -1.4876 | -0.69638 | -0.14838 | 0.39961 | 1.1908
Non-Residential | 30 | 2014-09-16 | Aggregate | 10 | Non-Residential¦30¦41898¦Aggregate¦10 | 3.7979 | 2.6098 | 14.7918 | 93.5175 | 31.9196 | 353 | 1900-01-02 16:06 | 1900-01-01 12:33 | 14.3404 | 93.8285 | 24.4762 | 355 | 16 | 19 | 0.99888 | 14.7753 | 1336 | 0.45145 | 0.43492 | 1.6989 | 1.2991 | 1.697 | 2.1387 | 2.1372 | -2.2893 | -0.67006 | 0.45145 | 1.573 | 3.1923 | -2.3039 | -0.6858 | 0.43492 | 1.5556 | 3.1738
Non-Residential | 30 | 2014-07-29 | Aggregate | 1 | Non-Residential¦30¦41849¦Aggregate¦1 | 3.687 | 2.5143 | 5.0865 | 70.7303 | 10.4742 | 359 | 1900-01-02 19:24 | 1900-01-01 13:45 | 5.6307 | 70.6301 | 11.9327 | 356 | 16 | 19 | 1.0567 | 5.3748 | 1336 | -0.54419 | -0.25593 | 0.55281 | 0.63243 | 0.58414 | 0.83998 | 0.86092 | -1.6207 | -0.98468 | -0.54419 | -0.10371 | 0.53229 | -1.3592 | -0.70739 | -0.25593 | 0.19554 | 0.84739
Non-Residential | 30 | 2014-08-27 | Aggregate | 18 | Non-Residential¦30¦41878¦Aggregate¦18 | 3.8149 | 2.6182 | 12.6255 | 81.4627 | 22.8842 | 353 | 1900-01-02 16:11 | 1900-01-01 12:31 | 11.9038 | 81.6496 | 20.9868 | 356 | 15 | 18 | 0.97894 | 12.3596 | 1336 | 0.72179 | 0.45585 | 1.218 | 1.1123 | 1.1923 | 1.6495 | 1.6306 | -1.3921 | -0.1432 | 0.72179 | 1.5868 | 2.8357 | -1.6339 | -0.39925 | 0.45585 | 1.3109 | 2.5456
Non-Residential | 30 | 2014-09-15 | Aggregate | 13 | Non-Residential¦30¦41897¦Aggregate¦13 | 3.6744 | 2.5214 | 16.3494 | 91.9498 | 26.0752 | 356 | 1900-01-02 19:09 | 1900-01-01 14:38 | 17.143 | 91.3971 | 32.6305 | 353 | 15 | 18 | 1.0324 | 16.8798 | 1336 | -0.79364 | -0.26323 | 1.382 | 1.7367 | 1.4268 | 2.2195 | 2.2477 | -3.638 | -1.9575 | -0.79364 | 0.37026 | 2.0508 | -3.1438 | -1.4419 | -0.26323 | 0.91546 | 2.6173
Non-Residential | 30 | 2014-09-17 | Aggregate | 15 | Non-Residential¦30¦41899¦Aggregate¦15 | 3.6705 | 2.5229 | 16.5557 | 86.5763 | 24.7602 | 355 | 1900-01-02 19:09 | 1900-01-01 14:38 | 16.4437 | 86.225 | 31.9879 | 353 | 15 | 18 | 1.0362 | 17.1558 | 1336 | 0.11201 | 0.71214 | 1.3141 | 1.7025 | 1.3618 | 2.1507 | 2.1802 | -2.6443 | -1.0158 | 0.11201 | 1.2399 | 2.8683 | -2.0818 | -0.43113 | 0.71214 | 1.8554 | 3.5061
Non-Residential | 30 | 2014-09-17 | Per Premise | 3 | Non-Residential¦30¦41899¦Per Premise¦3 | 3.6705 | 2.5229 | 4.2425 | 78.8347 | 8.7191 | 355 | 1900-01-02 19:09 | 1900-01-01 14:38 | 4.785 | 79.0829 | 11.8318 | 353 | 15 | 18 | 1.0362 | 4.3963 | 1336 | -0.54247 | -0.38868 | 0.46276 | 0.62974 | 0.47953 | 0.78149 | 0.79153 | -1.544 | -0.95228 | -0.54247 | -0.13266 | 0.45905 | -1.4031 | -0.80376 | -0.38868 | 0.026401 | 0.62571
Non-Residential | 30 | 2014-07-29 | Aggregate | 7 | Non-Residential¦30¦41849¦Aggregate¦7 | 3.687 | 2.5143 | 6.194 | 74.6931 | 12.7116 | 359 | 1900-01-02 19:24 | 1900-01-01 13:45 | 5.9761 | 74.7291 | 12.6718 | 356 | 16 | 19 | 1.0567 | 6.5451 | 1336 | 0.21794 | 0.56897 | 0.67089 | 0.67161 | 0.70891 | 0.94929 | 0.97653 | -0.99862 | -0.27987 | 0.21794 | 0.71575 | 1.4345 | -0.6825 | 0.05688 | 0.56897 | 1.0811 | 1.8204
Non-Residential | 30 | Average Event Day | Aggregate | 16 | Non-Residential¦30¦Average Event Day¦Aggregate¦16 | 3.7443 | 2.5696 | 15.6132 | 86.217 | 26.4108 | 709 | 1900-01-02 17:40 | 1900-01-01 13:34 | 14.9729 | 86.0702 | 26.9231 | 709 | 15 | 18 | 1.007 | 15.722 | 1336 | 0.64027 | 0.74914 | 0.99188 | 1.0111 | 0.9988 | 1.4164 | 1.4212 | -1.1749 | -0.10249 | 0.64027 | 1.383 | 2.4555 | -1.0723 | 0.0038382 | 0.74914 | 1.4944 | 2.5705
Non-Residential | 30 | 2014-08-27 | Aggregate | 24 | Non-Residential¦30¦41878¦Aggregate¦24 | 3.8149 | 2.6182 | 5.9543 | 73.3577 | 11.9393 | 353 | 1900-01-02 16:11 | 1900-01-01 12:31 | 5.5679 | 73.1624 | 11.1441 | 356 | 15 | 18 | 0.97894 | 5.8289 | 1336 | 0.38642 | 0.261 | 0.63546 | 0.59064 | 0.62208 | 0.86756 | 0.85781 | -0.72541 | -0.068534 | 0.38642 | 0.84137 | 1.4982 | -0.83833 | -0.18884 | 0.261 | 0.71083 | 1.3603
Non-Residential | 30 | 2014-08-27 | Per Premise | 13 | Non-Residential¦30¦41878¦Per Premise¦13 | 3.8149 | 2.6182 | 11.4226 | 88.4833 | 21.2597 | 353 | 1900-01-02 16:11 | 1900-01-01 12:31 | 11.4859 | 88.921 | 18.0781 | 356 | 15 | 18 | 0.97894 | 11.182 | 1336 | -0.063318 | -0.30392 | 1.1315 | 0.95814 | 1.1077 | 1.4827 | 1.4646 | -1.9635 | -0.84085 | -0.063318 | 0.71421 | 1.8368 | -2.1809 | -1.072 | -0.30392 | 0.46412 | 1.573
Non-Residential | 30 | 2014-09-15 | Per Premise | 13 | Non-Residential¦30¦41897¦Per Premise¦13 | 3.6744 | 2.5214 | 12.2376 | 91.9498 | 19.5174 | 356 | 1900-01-02 19:09 | 1900-01-01 14:38 | 12.8316 | 91.3971 | 24.4241 | 353 | 15 | 18 | 1.0324 | 12.6346 | 1336 | -0.59404 | -0.19703 | 1.0344 | 1.3 | 1.068 | 1.6613 | 1.6824 | -2.7231 | -1.4652 | -0.59404 | 0.27714 | 1.535 | -2.3531 | -1.0793 | -0.19703 | 0.68522 | 1.9591
Non-Residential | 30 | 2014-07-29 | Per Premise | 8 | Non-Residential¦30¦41849¦Per Premise¦8 | 3.687 | 2.5143 | 5.8647 | 79.0276 | 11.602 | 359 | 1900-01-02 19:24 | 1900-01-01 13:45 | 6.3041 | 78.9188 | 15.6064 | 356 | 16 | 19 | 1.0567 | 6.1971 | 1336 | -0.43938 | -0.10701 | 0.61233 | 0.82714 | 0.64703 | 1.0291 | 1.0501 | -1.7583 | -0.97906 | -0.43938 | 0.10029 | 0.8795 | -1.4528 | -0.65771 | -0.10701 | 0.44368 | 1.2388
Non-Residential | 30 | Average Event Day | Per Premise | 100 | Non-Residential¦30¦Average Event Day¦Per Premise¦100 | 3.7443 | 2.5696 | 11.0766 | 84.7212 | 18.8145 | 709 | 1900-01-02 17:40 | 1900-01-01 13:34 | 10.6973 | 84.5972 | 19.3133 | 709 | 15 | 18 | 1.007 | 11.1538 | 1336 | 0.37925 | 0.45649 | 0.7066 | 0.72533 | 0.71152 | 1.0126 | 1.0161 | -0.91846 | -0.15176 | 0.37925 | 0.91027 | 1.677 | -0.84563 | -0.076327 | 0.45649 | 0.98931 | 1.7586
Non-Residential | 30 | 2014-09-15 | Per Premise | 21 | Non-Residential¦30¦41897¦Per Premise¦21 | 3.6744 | 2.5214 | 6.8456 | 78.6955 | 12.9887 | 356 | 1900-01-02 19:09 | 1900-01-01 14:38 | 7.6617 | 78.4937 | 14.6965 | 353 | 15 | 18 | 1.0324 | 7.0677 | 1336 | -0.81614 | -0.59405 | 0.6884 | 0.78222 | 0.71073 | 1.042 | 1.0569 | -2.1515 | -1.3626 | -0.81614 | -0.26972 | 0.51923 | -1.9485 | -1.1483 | -0.59405 | -0.039824 | 0.7604
Non-Residential | 30 | 2014-08-27 | Per Premise | 24 | Non-Residential¦30¦41878¦Per Premise¦24 | 3.8149 | 2.6182 | 4.4568 | 73.3577 | 8.9366 | 353 | 1900-01-02 16:11 | 1900-01-01 12:31 | 4.1676 | 73.1624 | 8.3414 | 356 | 15 | 18 | 0.97894 | 4.3629 | 1336 | 0.28923 | 0.19536 | 0.47565 | 0.44209 | 0.46563 | 0.64937 | 0.64207 | -0.54297 | -0.051298 | 0.28923 | 0.62977 | 1.1214 | -0.62749 | -0.14134 | 0.19536 | 0.53206 | 1.0182
Non-Residential | 30 | Average Event Day | Aggregate | 3 | Non-Residential¦30¦Average Event Day¦Aggregate¦3 | 3.7443 | 2.5696 | 5.1229 | 71.342 | 10.86 | 709 | 1900-01-02 17:40 | 1900-01-01 13:34 | 5.285 | 71.3283 | 11.7181 | 709 | 15 | 18 | 1.007 | 5.1586 | 1336 | -0.16209 | -0.12637 | 0.40786 | 0.44008 | 0.4107 | 0.60002 | 0.60195 | -0.93104 | -0.47674 | -0.16209 | 0.15256 | 0.60686 | -0.8978 | -0.44203 | -0.12637 | 0.1893 | 0.64507
Non-Residential | 30 | 2014-09-17 | Aggregate | 20 | Non-Residential¦30¦41899¦Aggregate¦20 | 3.6705 | 2.5229 | 10.7777 | 74.996 | 20.0653 | 355 | 1900-01-02 19:09 | 1900-01-01 14:38 | 11.8829 | 74.625 | 24.8874 | 353 | 15 | 18 | 1.0362 | 11.1683 | 1336 | -1.1052 | -0.71451 | 1.065 | 1.3246 | 1.1036 | 1.6996 | 1.7241 | -3.2834 | -1.9965 | -1.1052 | -0.21391 | 1.073 | -2.924 | -1.6186 | -0.71451 | 0.1896 | 1.495
Non-Residential | 30 | 2014-09-16 | Per Premise | 19 | Non-Residential¦30¦41898¦Per Premise¦19 | 3.7979 | 2.6098 | 9.1122 | 86.9899 | 18.6105 | 353 | 1900-01-02 16:06 | 1900-01-01 12:33 | 8.2693 | 87.0571 | 15.7919 | 355 | 16 | 19 | 0.99888 | 9.102 | 1336 | 0.84293 | 0.83275 | 0.99054 | 0.83814 | 0.98943 | 1.2976 | 1.2967 | -0.81995 | 0.16249 | 0.84293 | 1.5234 | 2.5058 | -0.82905 | 0.15275 | 0.83275 | 1.5127 | 2.4945
Non-Residential | 30 | 2014-09-16 | Per Premise | 23 | Non-Residential¦30¦41898¦Per Premise¦23 | 3.7979 | 2.6098 | 6.2437 | 79.7031 | 15.0422 | 353 | 1900-01-02 16:06 | 1900-01-01 12:33 | 5.5259 | 79.7543 | 11.0893 | 355 | 16 | 19 | 0.99888 | 6.2367 | 1336 | 0.7178 | 0.71083 | 0.80062 | 0.58856 | 0.79972 | 0.99367 | 0.99295 | -0.55564 | 0.19672 | 0.7178 | 1.2389 | 1.9912 | -0.56169 | 0.19012 | 0.71083 | 1.2315 | 1.9833
Non-Residential | 30 | 2014-09-15 | Aggregate | 1 | Non-Residential¦30¦41897¦Aggregate¦1 | 3.6744 | 2.5214 | 5.4859 | 74.3639 | 11.7837 | 356 | 1900-01-02 19:09 | 1900-01-01 14:38 | 6.0491 | 74.419 | 12.5615 | 353 | 15 | 18 | 1.0324 | 5.6639 | 1336 | -0.56325 | -0.38528 | 0.62453 | 0.66858 | 0.64479 | 0.9149 | 0.92885 | -1.7357 | -1.043 | -0.56325 | -0.08348 | 0.60924 | -1.5756 | -0.87237 | -0.38528 | 0.10181 | 0.80509
Non-Residential | 30 | 2014-09-15 | Aggregate | 16 | Non-Residential¦30¦41897¦Aggregate¦16 | 3.6744 | 2.5214 | 16.3352 | 89.2892 | 26.854 | 356 | 1900-01-02 19:09 | 1900-01-01 14:38 | 16.0761 | 88.8351 | 31.253 | 353 | 15 | 18 | 1.0324 | 16.8651 | 1336 | 0.2591 | 0.78906 | 1.4233 | 1.6634 | 1.4694 | 2.1892 | 2.2195 | -2.5465 | -0.88892 | 0.2591 | 1.4071 | 3.0647 | -2.0554 | -0.37486 | 0.78906 | 1.953 | 3.6335
Non-Residential | 30 | 2014-08-27 | Per Premise | 100 | Non-Residential¦30¦41878¦Per Premise¦100 | 3.8149 | 2.6182 | 10.7893 | 84.4821 | 19.8061 | 1412 | 1900-01-02 16:11 | 1900-01-01 12:31 | 10.0013 | 84.6479 | 16.0037 | 1424 | 15 | 18 | 0.97894 | 10.562 | 1336 | 0.78796 | 0.56069 | 0.52709 | 0.4241 | 0.51598 | 0.67652 | 0.6679 | -0.079038 | 0.43319 | 0.78796 | 1.1427 | 1.6549 | -0.29526 | 0.21045 | 0.56069 | 0.91094 | 1.4166
Non-Residential | 30 | Average Event Day | Aggregate | 20 | Non-Residential¦30¦Average Event Day¦Aggregate¦20 | 3.7443 | 2.5696 | 10.4318 | 77.7336 | 19.7287 | 709 | 1900-01-02 17:40 | 1900-01-01 13:34 | 10.9014 | 77.599 | 20.9992 | 709 | 15 | 18 | 1.007 | 10.5046 | 1336 | -0.46957 | -0.39682 | 0.74093 | 0.78864 | 0.74609 | 1.0821 | 1.0856 | -1.8563 | -1.037 | -0.46957 | 0.097886 | 0.9172 | -1.7881 | -0.96613 | -0.39682 | 0.17249 | 0.99448
Non-Residential | 30 | 2014-07-29 | Aggregate | 21 | Non-Residential¦30¦41849¦Aggregate¦21 | 3.687 | 2.5143 | 8.2374 | 71.7615 | 15.4099 | 359 | 1900-01-02 19:24 | 1900-01-01 13:45 | 8.9736 | 71.4644 | 17.4179 | 356 | 16 | 19 | 1.0567 | 8.7042 | 1336 | -0.73622 | -0.26938 | 0.8133 | 0.92315 | 0.8594 | 1.2303 | 1.2613 | -2.3129 | -1.3814 | -0.73622 | -0.091044 | 0.84049 | -1.8857 | -0.93079 | -0.26938 | 0.39202 | 1.347
Non-Residential | 30 | 2014-08-27 | Per Premise | 19 | Non-Residential¦30¦41878¦Per Premise¦19 | 3.8149 | 2.6182 | 8.1853 | 78.5609 | 15.7398 | 353 | 1900-01-02 16:11 | 1900-01-01 12:31 | 8.3869 | 78.7954 | 15.3706 | 356 | 15 | 18 | 0.97894 | 8.0129 | 1336 | -0.20163 | -0.37404 | 0.83774 | 0.81464 | 0.8201 | 1.1685 | 1.1559 | -1.6992 | -0.8144 | -0.20163 | 0.41115 | 1.2959 | -1.8554 | -0.98022 | -0.37404 | 0.23214 | 1.1074
Non-Residential | 30 | 2014-09-17 | Per Premise | 24 | Non-Residential¦30¦41899¦Per Premise¦24 | 3.6705 | 2.5229 | 4.5021 | 71.1906 | 9.0675 | 355 | 1900-01-02 19:09 | 1900-01-01 14:38 | 5.07 | 71.0652 | 11.6808 | 353 | 15 | 18 | 1.0362 | 4.6653 | 1336 | -0.56783 | -0.40463 | 0.48125 | 0.62171 | 0.4987 | 0.78621 | 0.79701 | -1.5754 | -0.98012 | -0.56783 | -0.15554 | 0.43973 | -1.426 | -0.82258 | -0.40463 | 0.013317 | 0.61677
Non-Residential | 30 | Average Event Day | Per Premise | 1 | Non-Residential¦30¦Average Event Day¦Per Premise¦1 | 3.7443 | 2.5696 | 4.1933 | 72.2879 | 8.8293 | 709 | 1900-01-02 17:40 | 1900-01-01 13:34 | 4.3223 | 72.3167 | 9.6624 | 709 | 15 | 18 | 1.007 | 4.2225 | 1336 | -0.12899 | -0.099745 | 0.33159 | 0.36288 | 0.3339 | 0.49156 | 0.49313 | -0.75895 | -0.38676 | -0.12899 | 0.12879 | 0.50098 | -0.73171 | -0.35834 | -0.099745 | 0.15885 | 0.53222
Non-Residential | 30 | 2014-09-15 | Aggregate | 3 | Non-Residential¦30¦41897¦Aggregate¦3 | 3.6744 | 2.5214 | 5.104 | 72.8071 | 10.5392 | 356 | 1900-01-02 19:09 | 1900-01-01 14:38 | 5.5607 | 72.8279 | 11.9945 | 353 | 15 | 18 | 1.0324 | 5.2696 | 1336 | -0.45669 | -0.29111 | 0.55858 | 0.6384 | 0.5767 | 0.84827 | 0.86031 | -1.5438 | -0.90153 | -0.45669 | -0.01186 | 0.63041 | -1.3936 | -0.74226 | -0.29111 | 0.16004 | 0.81143
Non-Residential | 30 | 2014-09-17 | Per Premise | 100 | Non-Residential¦30¦41899¦Per Premise¦100 | 3.6705 | 2.5229 | 11.261 | 82.4314 | 17.7561 | 1420 | 1900-01-02 19:09 | 1900-01-01 14:38 | 11.4432 | 82.0776 | 22.7809 | 1412 | 15 | 18 | 1.0362 | 11.6692 | 1336 | -0.18226 | 0.22594 | 0.4712 | 0.60625 | 0.48828 | 0.76783 | 0.77843 | -1.1663 | -0.58491 | -0.18226 | 0.22039 | 0.80176 | -0.77166 | -0.18227 | 0.22594 | 0.63415 | 1.2235
Non-Residential | 30 | 2014-09-17 | Per Premise | 2 | Non-Residential¦30¦41899¦Per Premise¦2 | 3.6705 | 2.5229 | 4.4667 | 79.0822 | 9.3466 | 355 | 1900-01-02 19:09 | 1900-01-01 14:38 | 4.9836 | 79.3252 | 12.1773 | 353 | 15 | 18 | 1.0362 | 4.6286 | 1336 | -0.5169 | -0.35499 | 0.49606 | 0.64813 | 0.51405 | 0.81619 | 0.82724 | -1.5629 | -0.94491 | -0.5169 | -0.088893 | 0.52908 | -1.4151 | -0.78879 | -0.35499 | 0.078817 | 0.70516
Non-Residential | 30 | 2014-09-17 | Per Premise | 9 | Non-Residential¦30¦41899¦Per Premise¦9 | 3.6705 | 2.5229 | 9.4301 | 89.9793 | 18.1107 | 355 | 1900-01-02 19:09 | 1900-01-01 14:38 | 10.0322 | 89.8907 | 21.8598 | 353 | 15 | 18 | 1.0362 | 9.7719 | 1336 | -0.60213 | -0.2603 | 0.96122 | 1.1635 | 0.99606 | 1.5092 | 1.5316 | -2.5362 | -1.3935 | -0.60213 | 0.18928 | 1.332 | -2.2231 | -1.0635 | -0.2603 | 0.54288 | 1.7025
Non-Residential | 30 | 2014-09-17 | Aggregate | 4 | Non-Residential¦30¦41899¦Aggregate¦4 | 3.6705 | 2.5229 | 5.6574 | 77.9719 | 11.6191 | 355 | 1900-01-02 19:09 | 1900-01-01 14:38 | 6.3529 | 78.1132 | 15.6292 | 353 | 15 | 18 | 1.0362 | 5.8624 | 1336 | -0.69553 | -0.49045 | 0.61668 | 0.83186 | 0.63903 | 1.0355 | 1.049 | -2.0226 | -1.2385 | -0.69553 | -0.15251 | 0.63153 | -1.8348 | -1.0405 | -0.49045 | 0.059629 | 0.85386
Non-Residential | 30 | 2014-09-17 | Per Premise | 10 | Non-Residential¦30¦41899¦Per Premise¦10 | 3.6705 | 2.5229 | 11.1981 | 92.3764 | 19.0437 | 355 | 1900-01-02 19:09 | 1900-01-01 14:38 | 11.5506 | 92.2186 | 23.0977 | 353 | 15 | 18 | 1.0362 | 11.604 | 1336 | -0.35255 | 0.053373 | 1.0107 | 1.2294 | 1.0474 | 1.5915 | 1.615 | -2.3922 | -1.1871 | -0.35255 | 0.48204 | 1.6871 | -2.0164 | -0.79355 | 0.053373 | 0.9003 | 2.1231
Non-Residential | 30 | Average Event Day | Per Premise | 24 | Non-Residential¦30¦Average Event Day¦Per Premise¦24 | 3.7443 | 2.5696 | 4.506 | 73.2408 | 9.1751 | 709 | 1900-01-02 17:40 | 1900-01-01 13:34 | 4.6249 | 73.0922 | 9.9678 | 709 | 15 | 18 | 1.007 | 4.5375 | 1336 | -0.11883 | -0.087407 | 0.34458 | 0.37435 | 0.34698 | 0.50879 | 0.51042 | -0.77087 | -0.38564 | -0.11883 | 0.14798 | 0.53321 | -0.74154 | -0.35507 | -0.087407 | 0.18026 | 0.56672
Non-Residential | 30 | 2014-07-29 | Per Premise | 24 | Non-Residential¦30¦41849¦Per Premise¦24 | 3.687 | 2.5143 | 4.1065 | 70.1239 | 8.0049 | 359 | 1900-01-02 19:24 | 1900-01-01 13:45 | 4.5937 | 70.0308 | 9.1456 | 356 | 16 | 19 | 1.0567 | 4.3392 | 1336 | -0.48727 | -0.25454 | 0.42248 | 0.48472 | 0.44643 | 0.64299 | 0.65897 | -1.3113 | -0.82445 | -0.48727 | -0.15008 | 0.33677 | -1.099 | -0.60011 | -0.25454 | 0.091026 | 0.58997
Non-Residential | 30 | 2014-09-15 | Aggregate | 23 | Non-Residential¦30¦41897¦Aggregate¦23 | 3.6744 | 2.5214 | 6.7016 | 76.4317 | 13.9484 | 356 | 1900-01-02 19:09 | 1900-01-01 14:38 | 7.7169 | 76.3281 | 16.7917 | 353 | 15 | 18 | 1.0324 | 6.919 | 1336 | -1.0153 | -0.79788 | 0.73926 | 0.89373 | 0.76325 | 1.1599 | 1.1753 | -2.5017 | -1.6235 | -1.0153 | -0.40707 | 0.47112 | -2.3041 | -1.4142 | -0.79788 | -0.18156 | 0.70831
Non-Residential | 30 | 2014-09-16 | Aggregate | 8 | Non-Residential¦30¦41898¦Aggregate¦8 | 3.7979 | 2.6098 | 9.4682 | 85.9777 | 25.2556 | 353 | 1900-01-02 16:06 | 1900-01-01 12:33 | 8.6419 | 85.7842 | 18.0276 | 355 | 16 | 19 | 0.99888 | 9.4576 | 1336 | 0.8263 | 0.81572 | 1.3442 | 0.9568 | 1.3427 | 1.65 | 1.6487 | -1.2882 | -0.038942 | 0.8263 | 1.6915 | 2.9408 | -1.2972 | -0.04888 | 0.81572 | 1.6803 | 2.9287
Non-Residential | 30 | Average Event Day | Aggregate | 8 | Non-Residential¦30¦Average Event Day¦Aggregate¦8 | 3.7443 | 2.5696 | 8.4918 | 80.7044 | 19.9018 | 709 | 1900-01-02 17:40 | 1900-01-01 13:34 | 8.6919 | 80.6002 | 20.437 | 709 | 15 | 18 | 1.007 | 8.551 | 1336 | -0.20009 | -0.14088 | 0.74743 | 0.76753 | 0.75264 | 1.0713 | 1.075 | -1.5731 | -0.7619 | -0.20009 | 0.36171 | 1.1729 | -1.5185 | -0.70459 | -0.14088 | 0.42284 | 1.2368
Non-Residential | 30 | 2014-08-27 | Per Premise | 15 | Non-Residential¦30¦41878¦Per Premise¦15 | 3.8149 | 2.6182 | 11.6888 | 86.3143 | 22.7755 | 353 | 1900-01-02 16:11 | 1900-01-01 12:31 | 10.8859 | 86.5175 | 16.4477 | 356 | 15 | 18 | 0.97894 | 11.4426 | 1336 | 0.8029 | 0.55669 | 1.2122 | 0.87173 | 1.1867 | 1.4931 | 1.4725 | -1.1106 | 0.019913 | 0.8029 | 1.5859 | 2.7164 | -1.3303 | -0.21546 | 0.55669 | 1.3289 | 2.4437
Non-Residential | 30 | 2014-07-29 | Per Premise | 15 | Non-Residential¦30¦41849¦Per Premise¦15 | 3.687 | 2.5143 | 10.9286 | 85.9637 | 15.4357 | 359 | 1900-01-02 19:24 | 1900-01-01 13:45 | 11.548 | 85.7368 | 19.4168 | 356 | 16 | 19 | 1.0567 | 11.548 | 1336 | -0.61936 | -6.99e-07 | 0.81467 | 1.0291 | 0.86084 | 1.3125 | 1.3417 | -2.3014 | -1.3076 | -0.61936 | 0.068929 | 1.0627 | -1.7194 | -0.70357 | -6.99e-07 | 0.70357 | 1.7194
Non-Residential | 30 | 2014-08-27 | Aggregate | 6 | Non-Residential¦30¦41878¦Aggregate¦6 | 3.8149 | 2.6182 | 5.2291 | 66.1467 | 11.9782 | 353 | 1900-01-02 16:11 | 1900-01-01 12:31 | 5.2533 | 66.0181 | 10.153 | 356 | 15 | 18 | 0.97894 | 5.119 | 1336 | -0.0242 | -0.13434 | 0.63754 | 0.53811 | 0.62411 | 0.83427 | 0.82406 | -1.0934 | -0.46169 | -0.0242 | 0.41329 | 1.045 | -1.1904 | -0.56648 | -0.13434 | 0.29779 | 0.92173
Non-Residential | 30 | 2014-09-16 | Aggregate | 5 | Non-Residential¦30¦41898¦Aggregate¦5 | 3.7979 | 2.6098 | 5.7212 | 72.9371 | 12.4035 | 353 | 1900-01-02 16:06 | 1900-01-01 12:33 | 5.1953 | 72.9473 | 10.5374 | 355 | 16 | 19 | 0.99888 | 5.7148 | 1336 | 0.52593 | 0.51954 | 0.66017 | 0.55927 | 0.65944 | 0.86522 | 0.86466 | -0.5829 | 0.072206 | 0.52593 | 0.97965 | 1.6348 | -0.58857 | 0.066108 | 0.51954 | 0.97296 | 1.6276
Non-Residential | 30 | 2014-09-15 | Per Premise | 16 | Non-Residential¦30¦41897¦Per Premise¦16 | 3.6744 | 2.5214 | 12.2269 | 89.2892 | 20.1003 | 356 | 1900-01-02 19:09 | 1900-01-01 14:38 | 12.033 | 88.8351 | 23.3929 | 353 | 15 | 18 | 1.0324 | 12.6236 | 1336 | 0.19394 | 0.59061 | 1.0653 | 1.2451 | 1.0999 | 1.6386 | 1.6613 | -1.9061 | -0.66536 | 0.19394 | 1.0532 | 2.2939 | -1.5384 | -0.28058 | 0.59061 | 1.4618 | 2.7197
Non-Residential | 30 | 2014-09-16 | Aggregate | 13 | Non-Residential¦30¦41898¦Aggregate¦13 | 3.7979 | 2.6098 | 18.1857 | 91.4356 | 35.2103 | 353 | 1900-01-02 16:06 | 1900-01-01 12:33 | 17.462 | 90.7112 | 27.3932 | 355 | 16 | 19 | 0.99888 | 18.1654 | 1336 | 0.72369 | 0.70337 | 1.8741 | 1.4539 | 1.872 | 2.3719 | 2.3702 | -2.316 | -0.52013 | 0.72369 | 1.9675 | 3.7634 | -2.3342 | -0.53958 | 0.70337 | 1.9463 | 3.741
Non-Residential | 30 | 2014-09-17 | Per Premise | 12 | Non-Residential¦30¦41899¦Per Premise¦12 | 3.6705 | 2.5229 | 12.8597 | 91.2664 | 20.0652 | 355 | 1900-01-02 19:09 | 1900-01-01 14:38 | 13.265 | 91.0139 | 25.0924 | 353 | 15 | 18 | 1.0362 | 13.3259 | 1336 | -0.40528 | 0.060876 | 1.0649 | 1.3355 | 1.1036 | 1.7081 | 1.7325 | -2.5944 | -1.301 | -0.40528 | 0.49047 | 1.7838 | -2.1594 | -0.84764 | 0.060876 | 0.96939 | 2.2811
Non-Residential | 30 | 2014-09-16 | Aggregate | 12 | Non-Residential¦30¦41898¦Aggregate¦12 | 3.7979 | 2.6098 | 17.8287 | 97.6947 | 35.8265 | 353 | 1900-01-02 16:06 | 1900-01-01 12:33 | 17.1747 | 97.7841 | 26.8632 | 355 | 16 | 19 | 0.99888 | 17.8088 | 1336 | 0.65404 | 0.63412 | 1.9069 | 1.4258 | 1.9047 | 2.3809 | 2.3792 | -2.3973 | -0.59453 | 0.65404 | 1.9026 | 3.7053 | -2.415 | -0.61355 | 0.63412 | 1.8818 | 3.6832
Non-Residential | 30 | Average Event Day | Per Premise | 9 | Non-Residential¦30¦Average Event Day¦Per Premise¦9 | 3.7443 | 2.5696 | 8.3647 | 85.9878 | 18.3184 | 709 | 1900-01-02 17:40 | 1900-01-01 13:34 | 8.4869 | 85.8699 | 17.7407 | 709 | 15 | 18 | 1.007 | 8.423 | 1336 | -0.12219 | -0.063862 | 0.68796 | 0.66627 | 0.69276 | 0.95771 | 0.96116 | -1.3495 | -0.62441 | -0.12219 | 0.38003 | 1.1052 | -1.2956 | -0.56789 | -0.063862 | 0.44017 | 1.1679
Non-Residential | 30 | 2014-07-29 | Per Premise | 2 | Non-Residential¦30¦41849¦Per Premise¦2 | 3.687 | 2.5143 | 3.5866 | 70.3069 | 7.0257 | 359 | 1900-01-02 19:24 | 1900-01-01 13:45 | 4.0147 | 70.3201 | 8.565 | 356 | 16 | 19 | 1.0567 | 3.7899 | 1336 | -0.42813 | -0.22487 | 0.3708 | 0.45395 | 0.39182 | 0.58614 | 0.59966 | -1.1793 | -0.73551 | -0.42813 | -0.12076 | 0.32304 | -0.99336 | -0.53933 | -0.22487 | 0.089588 | 0.54362
Non-Residential | 30 | Average Event Day | Per Premise | 17 | Non-Residential¦30¦Average Event Day¦Per Premise¦17 | 3.7443 | 2.5696 | 10.9213 | 84.2424 | 18.2 | 709 | 1900-01-02 17:40 | 1900-01-01 13:34 | 10.6251 | 84.1019 | 19.4 | 709 | 15 | 18 | 1.007 | 10.9975 | 1336 | 0.29624 | 0.37239 | 0.68352 | 0.72858 | 0.68828 | 0.99901 | 1.0023 | -0.98405 | -0.22765 | 0.29624 | 0.82012 | 1.5765 | -0.91208 | -0.1532 | 0.37239 | 0.89799 | 1.6569
Non-Residential | 30 | 2014-09-15 | Per Premise | 5 | Non-Residential¦30¦41897¦Per Premise¦5 | 3.6744 | 2.5214 | 3.8577 | 71.9597 | 7.9911 | 356 | 1900-01-02 19:09 | 1900-01-01 14:38 | 4.1362 | 72.0452 | 9.4244 | 353 | 15 | 18 | 1.0324 | 3.9829 | 1336 | -0.27848 | -0.15333 | 0.42353 | 0.50161 | 0.43727 | 0.6565 | 0.66544 | -1.1198 | -0.62275 | -0.27848 | 0.065788 | 0.56285 | -1.0061 | -0.50228 | -0.15333 | 0.19563 | 0.69947
Non-Residential | 30 | 2014-07-29 | Per Premise | 23 | Non-Residential¦30¦41849¦Per Premise¦23 | 3.687 | 2.5143 | 4.5761 | 70.4599 | 8.9342 | 359 | 1900-01-02 19:24 | 1900-01-01 13:45 | 5.0635 | 70.358 | 10.1755 | 356 | 16 | 19 | 1.0567 | 4.8355 | 1336 | -0.48739 | -0.22804 | 0.47153 | 0.5393 | 0.49825 | 0.71637 | 0.73423 | -1.4054 | -0.86305 | -0.48739 | -0.11172 | 0.43068 | -1.169 | -0.61307 | -0.22804 | 0.15699 | 0.71291
Non-Residential | 30 | 2014-07-29 | Aggregate | 10 | Non-Residential¦30¦41849¦Aggregate¦10 | 3.687 | 2.5143 | 11.6168 | 84.2539 | 18.2052 | 359 | 1900-01-02 19:24 | 1900-01-01 13:45 | 12.5504 | 83.997 | 27.4529 | 356 | 16 | 19 | 1.0567 | 12.2752 | 1336 | -0.9336 | -0.27524 | 0.96083 | 1.455 | 1.0153 | 1.7436 | 1.7742 | -3.1681 | -1.848 | -0.9336 | -0.019241 | 1.3009 | -2.549 | -1.2056 | -0.27524 | 0.65516 | 1.9985
Non-Residential | 30 | 2014-09-16 | Aggregate | 11 | Non-Residential¦30¦41898¦Aggregate¦11 | 3.7979 | 2.6098 | 16.7503 | 95.2866 | 34.3873 | 353 | 1900-01-02 16:06 | 1900-01-01 12:33 | 16.3633 | 95.5729 | 26.7129 | 355 | 16 | 19 | 0.99888 | 16.7316 | 1336 | 0.38702 | 0.3683 | 1.8302 | 1.4178 | 1.8282 | 2.3151 | 2.3135 | -2.58 | -0.82704 | 0.38702 | 1.6011 | 3.354 | -2.5966 | -0.84491 | 0.3683 | 1.5815 | 3.3332
Non-Residential | 30 | 2014-07-29 | Per Premise | 5 | Non-Residential¦30¦41849¦Per Premise¦5 | 3.687 | 2.5143 | 3.4807 | 68.5066 | 6.8473 | 359 | 1900-01-02 19:24 | 1900-01-01 13:45 | 3.931 | 68.4998 | 8.8774 | 356 | 16 | 19 | 1.0567 | 3.678 | 1336 | -0.45031 | -0.25305 | 0.36139 | 0.4705 | 0.38187 | 0.59327 | 0.60596 | -1.2106 | -0.76143 | -0.45031 | -0.1392 | 0.30999 | -1.0296 | -0.57082 | -0.25305 | 0.064716 | 0.52352
Non-Residential | 30 | 2014-09-16 | Per Premise | 7 | Non-Residential¦30¦41898¦Per Premise¦7 | 3.7979 | 2.6098 | 5.4827 | 79.6698 | 14.3553 | 353 | 1900-01-02 16:06 | 1900-01-01 12:33 | 5.4032 | 79.5445 | 10.9664 | 355 | 16 | 19 | 0.99888 | 5.4766 | 1336 | 0.079543 | 0.073416 | 0.76406 | 0.58203 | 0.7632 | 0.96049 | 0.95981 | -1.1514 | -0.42414 | 0.079543 | 0.58323 | 1.3105 | -1.1566 | -0.42991 | 0.073416 | 0.57674 | 1.3035
Non-Residential | 30 | 2014-09-16 | Aggregate | 4 | Non-Residential¦30¦41898¦Aggregate¦4 | 3.7979 | 2.6098 | 5.6883 | 73.0661 | 11.8583 | 353 | 1900-01-02 16:06 | 1900-01-01 12:33 | 4.9714 | 73.0628 | 10.0729 | 355 | 16 | 19 | 0.99888 | 5.6819 | 1336 | 0.71684 | 0.71048 | 0.63116 | 0.53461 | 0.63045 | 0.82715 | 0.82661 | -0.34319 | 0.28308 | 0.71684 | 1.1506 | 1.7769 | -0.34886 | 0.27701 | 0.71048 | 1.144 | 1.7698
Non-Residential | 30 | Average Event Day | Aggregate | 7 | Non-Residential¦30¦Average Event Day¦Aggregate¦7 | 3.7443 | 2.5696 | 6.8225 | 76.1776 | 14.8963 | 709 | 1900-01-02 17:40 | 1900-01-01 13:34 | 6.977 | 76.1185 | 16.899 | 709 | 15 | 18 | 1.007 | 6.8701 | 1336 | -0.15451 | -0.10693 | 0.55944 | 0.63466 | 0.56334 | 0.84603 | 0.84861 | -1.2387 | -0.59817 | -0.15451 | 0.28915 | 0.92972 | -1.1945 | -0.55195 | -0.10693 | 0.33808 | 0.98061
Non-Residential | 30 | 2014-09-15 | Per Premise | 11 | Non-Residential¦30¦41897¦Per Premise¦11 | 3.6744 | 2.5214 | 11.6872 | 91.742 | 19.2701 | 356 | 1900-01-02 19:09 | 1900-01-01 14:38 | 11.8258 | 91.4839 | 23.9539 | 353 | 15 | 18 | 1.0324 | 12.0664 | 1336 | -0.13861 | 0.24055 | 1.0213 | 1.2749 | 1.0544 | 1.6336 | 1.6545 | -2.2321 | -0.99526 | -0.13861 | 0.71803 | 1.9549 | -1.8798 | -0.62706 | 0.24055 | 1.1082 | 2.3609
Non-Residential | 30 | 2014-08-27 | Per Premise | 10 | Non-Residential¦30¦41878¦Per Premise¦10 | 3.8149 | 2.6182 | 9.1948 | 87.515 | 21.4486 | 353 | 1900-01-02 16:11 | 1900-01-01 12:31 | 9.0584 | 87.5988 | 15.6848 | 356 | 15 | 18 | 0.97894 | 9.0011 | 1336 | 0.13641 | -0.057265 | 1.1416 | 0.83129 | 1.1175 | 1.4122 | 1.3928 | -1.6734 | -0.60415 | 0.13641 | 0.87696 | 1.9462 | -1.8422 | -0.78766 | -0.057265 | 0.67313 | 1.7277
Non-Residential | 30 | 2014-09-15 | Aggregate | 19 | Non-Residential¦30¦41897¦Aggregate¦19 | 3.6744 | 2.5214 | 11.3243 | 80.4356 | 21.755 | 356 | 1900-01-02 19:09 | 1900-01-01 14:38 | 12.3469 | 79.9867 | 25.0983 | 353 | 15 | 18 | 1.0324 | 11.6916 | 1336 | -1.0227 | -0.65528 | 1.153 | 1.3358 | 1.1904 | 1.7646 | 1.7893 | -3.2841 | -1.948 | -1.0227 | -0.097296 | 1.2388 | -2.9484 | -1.5936 | -0.65528 | 0.28302 | 1.6378
Non-Residential | 30 | 2014-07-29 | Per Premise | 1 | Non-Residential¦30¦41849¦Per Premise¦1 | 3.687 | 2.5143 | 3.8073 | 70.7303 | 7.84 | 359 | 1900-01-02 19:24 | 1900-01-01 13:45 | 4.2146 | 70.6301 | 8.9317 | 356 | 16 | 19 | 1.0567 | 4.023 | 1336 | -0.40733 | -0.19156 | 0.41378 | 0.47338 | 0.43723 | 0.62873 | 0.6444 | -1.2131 | -0.73704 | -0.40733 | -0.077625 | 0.39842 | -1.0174 | -0.52949 | -0.19156 | 0.14636 | 0.63427
Non-Residential | 30 | 2014-07-29 | Aggregate | 22 | Non-Residential¦30¦41849¦Aggregate¦22 | 3.687 | 2.5143 | 7.1891 | 71.1731 | 13.6503 | 359 | 1900-01-02 19:24 | 1900-01-01 13:45 | 7.9782 | 71.0722 | 15.5924 | 356 | 16 | 19 | 1.0567 | 7.5965 | 1336 | -0.78912 | -0.3817 | 0.72044 | 0.8264 | 0.76127 | 1.0963 | 1.1236 | -2.1941 | -1.364 | -0.78912 | -0.2142 | 0.61589 | -1.8216 | -0.97091 | -0.3817 | 0.20752 | 1.0582
Non-Residential | 30 | 2014-09-17 | Aggregate | 18 | Non-Residential¦30¦41899¦Aggregate¦18 | 3.6705 | 2.5229 | 13.1662 | 77.5829 | 22.4228 | 355 | 1900-01-02 19:09 | 1900-01-01 14:38 | 13.2667 | 77.2199 | 27.3845 | 353 | 15 | 18 | 1.0362 | 13.6435 | 1336 | -0.10048 | 0.37679 | 1.1901 | 1.4575 | 1.2332 | 1.8817 | 1.9092 | -2.5119 | -1.0872 | -0.10048 | 0.88627 | 2.311 | -2.07 | -0.62442 | 0.37679 | 1.378 | 2.8236
Non-Residential | 30 | 2014-09-15 | Per Premise | 19 | Non-Residential¦30¦41897¦Per Premise¦19 | 3.6744 | 2.5214 | 8.4762 | 80.4356 | 16.2837 | 356 | 1900-01-02 19:09 | 1900-01-01 14:38 | 9.2417 | 79.9867 | 18.7861 | 353 | 15 | 18 | 1.0324 | 8.7512 | 1336 | -0.76547 | -0.49048 | 0.86304 | 0.99988 | 0.89103 | 1.3208 | 1.3393 | -2.4582 | -1.4581 | -0.76547 | -0.072826 | 0.92724 | -2.2069 | -1.1928 | -0.49048 | 0.21184 | 1.2259
Non-Residential | 30 | 2014-08-27 | Per Premise | 23 | Non-Residential¦30¦41878¦Per Premise¦23 | 3.8149 | 2.6182 | 4.9306 | 74.9136 | 9.4615 | 353 | 1900-01-02 16:11 | 1900-01-01 12:31 | 4.6483 | 74.783 | 9.4182 | 356 | 15 | 18 | 0.97894 | 4.8268 | 1336 | 0.28237 | 0.17852 | 0.50359 | 0.49916 | 0.49298 | 0.70906 | 0.70156 | -0.62632 | -0.089457 | 0.28237 | 0.6542 | 1.1911 | -0.72057 | -0.18938 | 0.17852 | 0.54642 | 1.0776
Non-Residential | 30 | 2014-09-16 | Aggregate | 2 | Non-Residential¦30¦41898¦Aggregate¦2 | 3.7979 | 2.6098 | 5.9999 | 73.8322 | 12.9854 | 353 | 1900-01-02 16:06 | 1900-01-01 12:33 | 5.2527 | 73.9571 | 10.5875 | 355 | 16 | 19 | 0.99888 | 5.9932 | 1336 | 0.74719 | 0.74048 | 0.69114 | 0.56193 | 0.69037 | 0.89075 | 0.89015 | -0.39436 | 0.28008 | 0.74719 | 1.2143 | 1.8887 | -0.40029 | 0.27369 | 0.74048 | 1.2073 | 1.8813
Non-Residential | 50 | 2014-09-17 | Aggregate | 23 | Non-Residential¦50¦41899¦Aggregate¦23 | 3.7215 | 2.343 | 15.8035 | 72.3806 | 38.2797 | 344 | 1900-01-02 14:24 | 1900-01-01 04:24 | 11.1791 | 72.6281 | 21.1078 | 344 | 15 | 18 | 0.89609 | 14.1613 | 3327 | 4.6244 | 2.9822 | 2.0639 | 1.1381 | 1.8494 | 2.3569 | 2.1715 | 1.6039 | 3.3884 | 4.6244 | 5.8603 | 7.6448 | 0.19928 | 1.8435 | 2.9822 | 4.121 | 5.7652
Non-Residential | 50 | 2014-09-16 | Per Premise | 7 | Non-Residential¦50¦41898¦Per Premise¦7 | 3.5998 | 2.1802 | 3.3117 | 79.4761 | 6.4621 | 345 | 1900-01-02 17:28 | 1900-01-01 08:15 | 4.951 | 79.6866 | 11.8757 | 343 | 16 | 19 | 1.2057 | 3.993 | 3327 | -1.6394 | -0.95807 | 0.34791 | 0.64123 | 0.41948 | 0.72953 | 0.76625 | -2.5743 | -2.0219 | -1.6394 | -1.2568 | -0.70442 | -1.9401 | -1.3599 | -0.95807 | -0.55625 | 0.023919
Non-Residential | 50 | 2014-09-17 | Aggregate | 10 | Non-Residential¦50¦41899¦Aggregate¦10 | 3.7215 | 2.343 | 32.084 | 91.1385 | 59.5433 | 344 | 1900-01-02 14:24 | 1900-01-01 04:24 | 28.3575 | 90.7465 | 51.4101 | 344 | 15 | 18 | 0.89609 | 28.7501 | 3327 | 3.7265 | 0.39259 | 3.2104 | 2.7718 | 2.8768 | 4.2414 | 3.9949 | -1.7091 | 1.5023 | 3.7265 | 5.9507 | 9.162 | -4.727 | -1.7023 | 0.39259 | 2.4875 | 5.5122
Non-Residential | 50 | 2014-09-15 | Per Premise | 3 | Non-Residential¦50¦41897¦Per Premise¦3 | 3.7275 | 2.3439 | 3.6114 | 72.9439 | 8.7919 | 343 | 1900-01-02 14:26 | 1900-01-01 04:19 | 2.5693 | 73.1672 | 4.7634 | 346 | 15 | 18 | 0.87656 | 3.1656 | 3327 | 1.0421 | 0.5963 | 0.47472 | 0.25608 | 0.41612 | 0.53939 | 0.4886 | 0.35085 | 0.75925 | 1.0421 | 1.325 | 1.7334 | -0.029875 | 0.34007 | 0.5963 | 0.85252 | 1.2225
Non-Residential | 50 | 2014-07-29 | Per Premise | 6 | Non-Residential¦50¦41849¦Per Premise¦6 | 3.7342 | 2.332 | 3.6441 | 70.834 | 10.1327 | 353 | 1900-01-02 14:51 | 1900-01-01 04:08 | 2.4692 | 70.9427 | 5.127 | 355 | 16 | 19 | 0.84141 | 3.0661 | 3327 | 1.1749 | 0.59695 | 0.53931 | 0.27212 | 0.45378 | 0.60407 | 0.52911 | 0.40073 | 0.8581 | 1.1749 | 1.4917 | 1.949 | -0.081137 | 0.31948 | 0.59695 | 0.87442 | 1.275
Non-Residential | 50 | 2014-07-29 | Aggregate | 12 | Non-Residential¦50¦41849¦Aggregate¦12 | 3.7342 | 2.332 | 30.151 | 85.5758 | 51.5035 | 353 | 1900-01-02 14:51 | 1900-01-01 04:08 | 25.7742 | 85.3054 | 34.3035 | 355 | 16 | 19 | 0.84141 | 25.3692 | 3327 | 4.3769 | -0.40493 | 2.7413 | 1.8206 | 2.3065 | 3.2908 | 2.9385 | 0.15957 | 2.6512 | 4.3769 | 6.1026 | 8.5942 | -4.1707 | -1.9459 | -0.40493 | 1.136 | 3.3609
Non-Residential | 50 | 2014-09-16 | Aggregate | 22 | Non-Residential¦50¦41898¦Aggregate¦22 | 3.5998 | 2.1802 | 13.8523 | 79.526 | 25.1774 | 345 | 1900-01-02 17:28 | 1900-01-01 08:15 | 19.5475 | 79.6873 | 43.1795 | 343 | 16 | 19 | 1.2057 | 16.702 | 3327 | -5.6952 | -2.8455 | 1.3555 | 2.3315 | 1.6344 | 2.6969 | 2.8473 | -9.1514 | -7.1094 | -5.6952 | -4.2809 | -2.239 | -6.4944 | -4.3386 | -2.8455 | -1.3524 | 0.80345
Non-Residential | 50 | 2014-09-16 | Aggregate | 23 | Non-Residential¦50¦41898¦Aggregate¦23 | 3.5998 | 2.1802 | 11.7605 | 79.2805 | 21.4069 | 345 | 1900-01-02 17:28 | 1900-01-01 08:15 | 16.9579 | 79.4603 | 41.4905 | 343 | 16 | 19 | 1.2057 | 14.1799 | 3327 | -5.1974 | -2.778 | 1.1525 | 2.2403 | 1.3896 | 2.5193 | 2.6363 | -8.4261 | -6.5186 | -5.1974 | -3.8763 | -1.9687 | -6.1565 | -4.1605 | -2.778 | -1.3956 | 0.60049
Non-Residential | 50 | 2014-09-16 | Aggregate | 20 | Non-Residential¦50¦41898¦Aggregate¦20 | 3.5998 | 2.1802 | 20.603 | 84.4054 | 35.8117 | 345 | 1900-01-02 17:28 | 1900-01-01 08:15 | 27.4864 | 84.6216 | 58.3826 | 343 | 16 | 19 | 1.2057 | 24.8415 | 3327 | -6.8833 | -2.6448 | 1.928 | 3.1524 | 2.3247 | 3.6952 | 3.9168 | -11.619 | -8.8211 | -6.8833 | -4.9455 | -2.1477 | -7.6644 | -4.6988 | -2.6448 | -0.59083 | 2.3748
Non-Residential | 50 | 2014-09-16 | Aggregate | 9 | Non-Residential¦50¦41898¦Aggregate¦9 | 3.5998 | 2.1802 | 21.1411 | 88.5964 | 41.3358 | 345 | 1900-01-02 17:28 | 1900-01-01 08:15 | 25.3065 | 88.9365 | 47.7795 | 343 | 16 | 19 | 1.2057 | 25.4903 | 3327 | -4.1654 | 0.18377 | 2.2254 | 2.5798 | 2.6833 | 3.4071 | 3.7223 | -8.5318 | -5.9521 | -4.1654 | -2.3788 | 0.20093 | -4.5865 | -1.7682 | 0.18377 | 2.1358 | 4.9541
Non-Residential | 50 | 2014-09-15 | Per Premise | 17 | Non-Residential¦50¦41897¦Per Premise¦17 | 3.7275 | 2.3439 | 9.2136 | 85.3322 | 17.3376 | 343 | 1900-01-02 14:26 | 1900-01-01 04:19 | 7.4813 | 85.0518 | 11.9953 | 346 | 15 | 18 | 0.87656 | 8.0762 | 3327 | 1.7322 | 0.59486 | 0.93614 | 0.64487 | 0.82058 | 1.1368 | 1.0437 | 0.2754 | 1.1361 | 1.7322 | 2.3283 | 3.189 | -0.74264 | 0.047567 | 0.59486 | 1.1422 | 1.9324
Non-Residential | 50 | 2014-09-16 | Aggregate | 14 | Non-Residential¦50¦41898¦Aggregate¦14 | 3.5998 | 2.1802 | 31.9522 | 93.2772 | 53.0203 | 345 | 1900-01-02 17:28 | 1900-01-01 08:15 | 38.0825 | 93.7008 | 63.3258 | 343 | 16 | 19 | 1.2057 | 38.5256 | 3327 | -6.1302 | 0.4431 | 2.8545 | 3.4193 | 3.4418 | 4.4542 | 4.8515 | -11.8385 | -8.466 | -6.1302 | -3.7944 | -0.42195 | -5.7744 | -2.101 | 0.4431 | 2.9872 | 6.6606
Non-Residential | 50 | 2014-09-17 | Aggregate | 3 | Non-Residential¦50¦41899¦Aggregate¦3 | 3.7215 | 2.343 | 13.0867 | 78.4049 | 34.4671 | 344 | 1900-01-02 14:24 | 1900-01-01 04:24 | 9.6733 | 78.2726 | 19.4636 | 344 | 15 | 18 | 0.89609 | 11.7269 | 3327 | 3.4135 | 2.0536 | 1.8583 | 1.0494 | 1.6652 | 2.1342 | 1.9683 | 0.67844 | 2.2943 | 3.4135 | 4.5327 | 6.1485 | -0.46887 | 1.0215 | 2.0536 | 3.0858 | 4.5761
Non-Residential | 50 | 2014-07-29 | Aggregate | 10 | Non-Residential¦50¦41849¦Aggregate¦10 | 3.7342 | 2.332 | 25.1476 | 83.2719 | 45.924 | 353 | 1900-01-02 14:51 | 1900-01-01 04:08 | 21.566 | 83.0478 | 32.881 | 355 | 16 | 19 | 0.84141 | 21.1593 | 3327 | 3.5815 | -0.40675 | 2.4443 | 1.7451 | 2.0566 | 3.0033 | 2.6973 | -0.26742 | 2.0066 | 3.5815 | 5.1565 | 7.4305 | -3.8634 | -1.8212 | -0.40675 | 1.0077 | 3.0499
Non-Residential | 50 | 2014-07-29 | Per Premise | 2 | Non-Residential¦50¦41849¦Per Premise¦2 | 3.7342 | 2.332 | 3.3964 | 70.4446 | 8.9399 | 353 | 1900-01-02 14:51 | 1900-01-01 04:08 | 2.4736 | 70.6603 | 4.4784 | 355 | 16 | 19 | 0.84141 | 2.8578 | 3327 | 0.92284 | 0.38418 | 0.47582 | 0.23769 | 0.40036 | 0.53189 | 0.4656 | 0.24119 | 0.64391 | 0.92284 | 1.2018 | 1.6045 | -0.21251 | 0.14002 | 0.38418 | 0.62834 | 0.98087
Non-Residential | 50 | 2014-09-15 | Aggregate | 7 | Non-Residential¦50¦41897¦Aggregate¦7 | 3.7275 | 2.3439 | 15.278 | 75.4316 | 35.9408 | 343 | 1900-01-02 14:26 | 1900-01-01 04:19 | 10.887 | 75.409 | 22.8348 | 346 | 15 | 18 | 0.87656 | 13.392 | 3327 | 4.391 | 2.505 | 1.9406 | 1.2276 | 1.7011 | 2.2963 | 2.0978 | 1.4482 | 3.1868 | 4.391 | 5.5952 | 7.3338 | -0.18336 | 1.405 | 2.505 | 3.6051 | 5.1934
Non-Residential | 50 | 2014-09-16 | Aggregate | 15 | Non-Residential¦50¦41898¦Aggregate¦15 | 3.5998 | 2.1802 | 31.6806 | 92.3173 | 53.0027 | 345 | 1900-01-02 17:28 | 1900-01-01 08:15 | 38.198 | 92.7124 | 64.9394 | 343 | 16 | 19 | 1.2057 | 38.198 | 3327 | -6.5174 | 2.61e-06 | 2.8536 | 3.5064 | 3.4406 | 4.5208 | 4.9125 | -12.3111 | -8.8881 | -6.5174 | -4.1467 | -0.72377 | -6.2956 | -2.5761 | 2.61e-06 | 2.5761 | 6.2956
Non-Residential | 50 | 2014-09-16 | Aggregate | 18 | Non-Residential¦50¦41898¦Aggregate¦18 | 3.5998 | 2.1802 | 25.1774 | 88.2174 | 38.2339 | 345 | 1900-01-02 17:28 | 1900-01-01 08:15 | 27.9308 | 88.3172 | 58.2007 | 343 | 16 | 19 | 1.2057 | 30.357 | 3327 | -2.7533 | 2.4262 | 2.0584 | 3.1425 | 2.4819 | 3.7567 | 4.0044 | -7.5677 | -4.7234 | -2.7533 | -0.78333 | 2.0611 | -2.7057 | 0.3263 | 2.4262 | 4.5262 | 7.5581
Non-Residential | 50 | 2014-07-29 | Per Premise | 22 | Non-Residential¦50¦41849¦Per Premise¦22 | 3.7342 | 2.332 | 5.0358 | 70.9898 | 10.7349 | 353 | 1900-01-02 14:51 | 1900-01-01 04:08 | 3.6117 | 71.0851 | 6.3386 | 355 | 16 | 19 | 0.84141 | 4.2371 | 3327 | 1.4241 | 0.62546 | 0.57136 | 0.33642 | 0.48075 | 0.66305 | 0.58677 | 0.57437 | 1.0764 | 1.4241 | 1.7718 | 2.2738 | -0.12651 | 0.31776 | 0.62546 | 0.93316 | 1.3774
Non-Residential | 50 | 2014-09-17 | Aggregate | 22 | Non-Residential¦50¦41899¦Aggregate¦22 | 3.7215 | 2.343 | 17.8546 | 72.8177 | 38.908 | 344 | 1900-01-02 14:24 | 1900-01-01 04:24 | 13.3937 | 73.0208 | 24.0416 | 344 | 15 | 18 | 0.89609 | 15.9993 | 3327 | 4.4609 | 2.6056 | 2.0978 | 1.2962 | 1.8798 | 2.4659 | 2.2834 | 1.3007 | 3.1678 | 4.4609 | 5.754 | 7.6211 | -0.32066 | 1.4082 | 2.6056 | 3.803 | 5.5319
Non-Residential | 50 | Average Event Day | Aggregate | 10 | Non-Residential¦50¦Average Event Day¦Aggregate¦10 | 3.6594 | 2.2591 | 25.4947 | 88.1463 | 43.6407 | 691 | 1900-01-02 15:52 | 1900-01-01 06:07 | 26.7061 | 88.0872 | 50.811 | 694 | 15 | 18 | 1.0053 | 25.6304 | 3327 | -1.2115 | -1.0757 | 1.6602 | 1.9288 | 1.669 | 2.5449 | 2.5506 | -4.4728 | -2.546 | -1.2115 | 0.12306 | 2.0499 | -4.3444 | -2.4132 | -1.0757 | 0.26187 | 2.1931
Non-Residential | 50 | Average Event Day | Aggregate | 18 | Non-Residential¦50¦Average Event Day¦Aggregate¦18 | 3.6594 | 2.2591 | 24.8379 | 80.3867 | 46.7573 | 691 | 1900-01-02 15:52 | 1900-01-01 06:07 | 22.714 | 80.3749 | 38.8155 | 694 | 15 | 18 | 1.0053 | 24.9701 | 3327 | 2.1239 | 2.2562 | 1.7787 | 1.4734 | 1.7882 | 2.3097 | 2.317 | -0.83612 | 0.91269 | 2.1239 | 3.3351 | 5.0839 | -0.7132 | 1.0411 | 2.2562 | 3.4712 | 5.2256
Non-Residential | 50 | 2014-09-15 | Aggregate | 21 | Non-Residential¦50¦41897¦Aggregate¦21 | 3.7275 | 2.3439 | 20.1299 | 78.5123 | 45.4518 | 343 | 1900-01-02 14:26 | 1900-01-01 04:19 | 16.485 | 78.5582 | 29.3647 | 346 | 15 | 18 | 0.87656 | 17.645 | 3327 | 3.6449 | 1.16 | 2.4542 | 1.5787 | 2.1512 | 2.9181 | 2.6683 | -0.094717 | 2.1147 | 3.6449 | 5.1752 | 7.3846 | -2.2596 | -0.23925 | 1.16 | 2.5593 | 4.5796
Non-Residential | 50 | 2014-09-17 | Aggregate | 7 | Non-Residential¦50¦41899¦Aggregate¦7 | 3.7215 | 2.343 | 17.8813 | 81.8346 | 47.7437 | 344 | 1900-01-02 14:24 | 1900-01-01 04:24 | 12.0007 | 81.6309 | 24.5733 | 344 | 15 | 18 | 0.89609 | 16.0232 | 3327 | 5.8806 | 4.0225 | 2.5742 | 1.3249 | 2.3067 | 2.8951 | 2.6601 | 2.1704 | 4.3624 | 5.8806 | 7.3988 | 9.5908 | 0.61348 | 2.6276 | 4.0225 | 5.4175 | 7.4316
Non-Residential | 50 | 2014-07-29 | Per Premise | 9 | Non-Residential¦50¦41849¦Per Premise¦9 | 3.7342 | 2.332 | 6.3744 | 80.9589 | 13.5493 | 353 | 3.6189 | 2.172 | 5.1574 | 80.7218 | 8.9529 | 355 | 16 | 19 | 0.84141 | 5.3635 | 3327 | 1.217 | 0.20606 | 0.72116 | 0.47517 | 0.60679 | 0.86363 | 0.7707 | 0.11022 | 0.76412 | 1.217 | 1.6699 | 2.3238 | -0.78163 | -0.1981 | 0.20606 | 0.61021 | 1.1938
Non-Residential | 50 | 2014-08-27 | Per Premise | 9 | Non-Residential¦50¦41878¦Per Premise¦9 | 3.5977 | 2.1759 | 4.8236 | 82.6236 | 8.9556 | 347 | 3.7214 | 2.3302 | 6.6555 | 82.9694 | 15.5523 | 348 | 15 | 18 | 1.1615 | 5.6026 | 3327 | -1.8319 | -1.053 | 0.48076 | 0.83369 | 0.5584 | 0.96238 | 1.0034 | -3.0653 | -2.3366 | -1.8319 | -1.3272 | -0.59858 | -2.3389 | -1.5792 | -1.053 | -0.5268 | 0.23294
Non-Residential | 50 | 2014-09-15 | Per Premise | 2 | Non-Residential¦50¦41897¦Per Premise¦2 | 3.7275 | 2.3439 | 3.692 | 73.4878 | 8.9218 | 343 | 3.6011 | 2.1796 | 2.7341 | 73.6013 | 5.5238 | 346 | 15 | 18 | 0.87656 | 3.2363 | 3327 | 0.95791 | 0.50215 | 0.48173 | 0.29696 | 0.42227 | 0.56591 | 0.51623 | 0.23267 | 0.66114 | 0.95791 | 1.2547 | 1.6831 | -0.15943 | 0.23144 | 0.50215 | 0.77286 | 1.1637
Non-Residential | 50 | 2014-09-17 | Aggregate | 5 | Non-Residential¦50¦41899¦Aggregate¦5 | 3.7215 | 2.343 | 13.0856 | 77.8836 | 34.3514 | 344 | 3.6001 | 2.1833 | 10.0223 | 77.8045 | 21.1474 | 344 | 15 | 18 | 0.89609 | 11.7258 | 3327 | 3.0633 | 1.7036 | 1.8521 | 1.1402 | 1.6597 | 2.1749 | 2.0136 | 0.27603 | 1.9228 | 3.0633 | 4.2039 | 5.8506 | -0.87691 | 0.64767 | 1.7036 | 2.7595 | 4.2841
Non-Residential | 50 | 2014-09-17 | Per Premise | 7 | Non-Residential¦50¦41899¦Per Premise¦7 | 3.7215 | 2.343 | 5.3746 | 81.8346 | 14.3504 | 344 | 3.6001 | 2.1833 | 3.6071 | 81.6309 | 7.386 | 344 | 15 | 18 | 0.89609 | 4.8161 | 3327 | 1.7675 | 1.2091 | 0.77372 | 0.39823 | 0.69332 | 0.87019 | 0.79955 | 0.65234 | 1.3112 | 1.7675 | 2.2239 | 2.8827 | 0.18439 | 0.78978 | 1.2091 | 1.6283 | 2.2337
Non-Residential | 50 | 2014-07-29 | Aggregate | 22 | Non-Residential¦50¦41849¦Aggregate¦22 | 3.7342 | 2.332 | 16.754 | 70.9898 | 35.7152 | 353 | 3.6189 | 2.172 | 12.016 | 71.0851 | 21.0885 | 355 | 16 | 19 | 0.84141 | 14.0969 | 3327 | 4.738 | 2.0809 | 1.9009 | 1.1193 | 1.5994 | 2.206 | 1.9522 | 1.9109 | 3.5812 | 4.738 | 5.8948 | 7.565 | -0.42091 | 1.0572 | 2.0809 | 3.1046 | 4.5827
Non-Residential | 50 | 2014-07-29 | Aggregate | 18 | Non-Residential¦50¦41849¦Aggregate¦18 | 3.7342 | 2.332 | 23.652 | 77.248 | 40.5613 | 353 | 3.6189 | 2.172 | 19.6593 | 77.1492 | 29.7397 | 355 | 16 | 19 | 0.84141 | 19.901 | 3327 | 3.9927 | 0.2416 | 2.1589 | 1.5784 | 1.8165 | 2.6743 | 2.4064 | 0.56539 | 2.5903 | 3.9927 | 5.3951 | 7.42 | -2.8424 | -1.0203 | 0.2416 | 1.5035 | 3.3256
Non-Residential | 50 | 2014-09-16 | Aggregate | 3 | Non-Residential¦50¦41898¦Aggregate¦3 | 3.5998 | 2.1802 | 9.0773 | 73.4966 | 17.4877 | 345 | 3.7275 | 2.3439 | 11.864 | 73.2397 | 28.396 | 343 | 16 | 19 | 1.2057 | 10.9446 | 3327 | -2.7867 | -0.9193 | 0.94151 | 1.5332 | 1.1352 | 1.7992 | 1.9077 | -5.0925 | -3.7302 | -2.7867 | -1.8432 | -0.48088 | -3.3642 | -1.9197 | -0.9193 | 0.081121 | 1.5256
Non-Residential | 50 | 2014-09-16 | Aggregate | 2 | Non-Residential¦50¦41898¦Aggregate¦2 | 3.5998 | 2.1802 | 9.8492 | 74.2164 | 19.8819 | 345 | 3.7275 | 2.3439 | 12.0916 | 74.0645 | 28.2418 | 343 | 16 | 19 | 1.2057 | 11.8755 | 3327 | -2.2423 | -0.21612 | 1.0704 | 1.5249 | 1.2906 | 1.8631 | 1.9978 | -4.63 | -3.2193 | -2.2423 | -1.2653 | 0.14533 | -2.7764 | -1.2637 | -0.21612 | 0.83151 | 2.3441
Non-Residential | 50 | 2014-07-29 | Per Premise | 5 | Non-Residential¦50¦41849¦Per Premise¦5 | 3.7342 | 2.332 | 3.2937 | 68.6738 | 9.0435 | 353 | 3.6189 | 2.172 | 2.3674 | 68.9498 | 4.4927 | 355 | 16 | 19 | 0.84141 | 2.7714 | 3327 | 0.92635 | 0.40398 | 0.48134 | 0.23845 | 0.405 | 0.53716 | 0.46998 | 0.23795 | 0.64466 | 0.92635 | 1.208 | 1.6148 | -0.19832 | 0.15752 | 0.40398 | 0.65044 | 1.0063
Non-Residential | 50 | 2014-09-17 | Per Premise | 22 | Non-Residential¦50¦41899¦Per Premise¦22 | 3.7215 | 2.343 | 5.3666 | 72.8177 | 11.6946 | 344 | 3.6001 | 2.1833 | 4.0258 | 73.0208 | 7.2262 | 344 | 15 | 18 | 0.89609 | 4.8089 | 3327 | 1.3408 | 0.78317 | 0.63053 | 0.38961 | 0.56501 | 0.74119 | 0.68632 | 0.39094 | 0.95213 | 1.3408 | 1.7295 | 2.2907 | -0.096381 | 0.42327 | 0.78317 | 1.1431 | 1.6627
Non-Residential | 50 | 2014-09-15 | Aggregate | 8 | Non-Residential¦50¦41897¦Aggregate¦8 | 3.7275 | 2.3439 | 19.2309 | 80.6291 | 41.9827 | 343 | 3.6011 | 2.1796 | 14.8431 | 80.3671 | 31.8424 | 346 | 15 | 18 | 0.87656 | 16.857 | 3327 | 4.3878 | 2.0138 | 2.2669 | 1.7119 | 1.987 | 2.8406 | 2.6227 | 0.74739 | 2.8982 | 4.3878 | 5.8774 | 8.0282 | -1.3473 | 0.63847 | 2.0138 | 3.3892 | 5.375
Non-Residential | 50 | 2014-09-17 | Aggregate | 24 | Non-Residential¦50¦41899¦Aggregate¦24 | 3.7215 | 2.343 | 14.076 | 71.3216 | 34.9363 | 344 | 3.6001 | 2.1833 | 10.0751 | 71.6067 | 19.4871 | 344 | 15 | 18 | 0.89609 | 12.6134 | 3327 | 4.0009 | 2.5383 | 1.8836 | 1.0507 | 1.6879 | 2.1569 | 1.9882 | 1.2368 | 2.8699 | 4.0009 | 5.132 | 6.765 | -0.0097065 | 1.4957 | 2.5383 | 3.5809 | 5.0863
Non-Residential | 50 | 2014-09-17 | Aggregate | 13 | Non-Residential¦50¦41899¦Aggregate¦13 | 3.7215 | 2.343 | 37.1718 | 87.225 | 62.4515 | 344 | 3.6001 | 2.1833 | 32.1826 | 86.7843 | 51.6364 | 344 | 15 | 18 | 0.89609 | 33.3093 | 3327 | 4.9892 | 1.1267 | 3.3672 | 2.784 | 3.0173 | 4.3691 | 4.1055 | -0.60993 | 2.6981 | 4.9892 | 7.2804 | 10.5884 | -4.1347 | -1.0262 | 1.1267 | 3.2796 | 6.3881
Non-Residential | 50 | 2014-08-27 | Per Premise | 10 | Non-Residential¦50¦41878¦Per Premise¦10 | 3.5977 | 2.1759 | 6.1833 | 86.365 | 9.9401 | 347 | 3.7214 | 2.3302 | 7.8578 | 86.6679 | 15.7991 | 348 | 15 | 18 | 1.1615 | 7.1818 | 3327 | -1.6745 | -0.67598 | 0.53361 | 0.84692 | 0.61978 | 1.001 | 1.0495 | -2.9573 | -2.1994 | -1.6745 | -1.1495 | -0.39162 | -2.0209 | -1.2263 | -0.67598 | -0.12563 | 0.66898
Non-Residential | 50 | 2014-07-29 | Per Premise | 13 | Non-Residential¦50¦41849¦Per Premise¦13 | 3.7342 | 2.332 | 9.1862 | 87.4864 | 15.6121 | 353 | 3.6189 | 2.172 | 7.716 | 87.2085 | 10.3224 | 355 | 16 | 19 | 0.84141 | 7.7293 | 3327 | 1.4702 | 0.013345 | 0.83095 | 0.54786 | 0.69916 | 0.9953 | 0.88824 | 0.1947 | 0.94829 | 1.4702 | 1.9922 | 2.7458 | -1.125 | -0.45245 | 0.013345 | 0.47914 | 1.1517
Non-Residential | 50 | 2014-09-16 | Per Premise | 9 | Non-Residential¦50¦41898¦Per Premise¦9 | 3.5998 | 2.1802 | 6.3544 | 88.5964 | 12.4243 | 345 | 3.7275 | 2.3439 | 7.6064 | 88.9365 | 14.3611 | 343 | 16 | 19 | 1.2057 | 7.6616 | 3327 | -1.252 | 0.055237 | 0.6689 | 0.77543 | 0.80651 | 1.0241 | 1.1188 | -2.5644 | -1.789 | -1.252 | -0.71498 | 0.060393 | -1.3786 | -0.53147 | 0.055237 | 0.64195 | 1.4891
Non-Residential | 50 | Average Event Day | Per Premise | 16 | Non-Residential¦50¦Average Event Day¦Per Premise¦16 | 3.6594 | 2.2591 | 9.0162 | 85.2092 | 14.4876 | 691 | 3.6614 | 2.2551 | 8.0894 | 85.1807 | 13.074 | 694 | 15 | 18 | 1.0053 | 9.0642 | 3327 | 0.92681 | 0.97483 | 0.55113 | 0.49628 | 0.55407 | 0.74165 | 0.74383 | -0.023654 | 0.53789 | 0.92681 | 1.3157 | 1.8773 | 0.021566 | 0.58476 | 0.97483 | 1.3649 | 1.9281
Non-Residential | 50 | 2014-09-16 | Aggregate | 10 | Non-Residential¦50¦41898¦Aggregate¦10 | 3.5998 | 2.1802 | 27.1071 | 92.0223 | 48.0738 | 345 | 3.7275 | 2.3439 | 30.3234 | 92.49 | 50.1663 | 343 | 16 | 19 | 1.2057 | 32.6837 | 3327 | -3.2163 | 2.3603 | 2.5882 | 2.7087 | 3.1207 | 3.7465 | 4.1323 | -8.0175 | -5.1809 | -3.2163 | -1.2516 | 1.585 | -2.9354 | 0.19333 | 2.3603 | 4.5273 | 7.656
Non-Residential | 50 | 2014-09-16 | Aggregate | 100 | Non-Residential¦50¦41898¦Aggregate¦100 | 3.5998 | 2.1802 | 26.5469 | 88.8624 | 42.3367 | 1380 | 3.7275 | 2.3439 | 29.5838 | 88.9267 | 58.7843 | 1372 | 16 | 19 | 1.2057 | 32.0081 | 3327 | -3.037 | 2.4243 | 1.1397 | 1.587 | 1.3741 | 1.9538 | 2.0993 | -5.5409 | -4.0616 | -3.037 | -2.0124 | -0.53302 | -0.26598 | 1.3235 | 2.4243 | 3.5252 | 5.1146
Non-Residential | 50 | 2014-09-15 | Aggregate | 10 | Non-Residential¦50¦41897¦Aggregate¦10 | 3.7275 | 2.3439 | 28.9021 | 88.7604 | 45.8106 | 343 | 3.6011 | 2.1796 | 26.293 | 88.2795 | 47.2719 | 346 | 15 | 18 | 0.87656 | 25.3343 | 3327 | 2.6091 | -0.95873 | 2.4735 | 2.5414 | 2.1682 | 3.5464 | 3.3406 | -1.9358 | 0.74934 | 2.6091 | 4.4688 | 7.1539 | -5.2399 | -2.7105 | -0.95873 | 0.79308 | 3.3224
Non-Residential | 50 | 2014-08-27 | Per Premise | 18 | Non-Residential¦50¦41878¦Per Premise¦18 | 3.5977 | 2.1759 | 6.54 | 81.1233 | 9.9731 | 347 | 3.7214 | 2.3302 | 6.9946 | 81.1727 | 13.3438 | 348 | 15 | 18 | 1.1615 | 7.5961 | 3327 | -0.45459 | 0.6015 | 0.53538 | 0.7153 | 0.62184 | 0.89347 | 0.94781 | -1.5996 | -0.92313 | -0.45459 | 0.013948 | 0.69044 | -0.61316 | 0.10447 | 0.6015 | 1.0985 | 1.8162
Non-Residential | 50 | 2014-09-15 | Aggregate | 24 | Non-Residential¦50¦41897¦Aggregate¦24 | 3.7275 | 2.3439 | 13.7715 | 74.8892 | 31.3883 | 343 | 3.6011 | 2.1796 | 10.651 | 74.9241 | 21.9104 | 346 | 15 | 18 | 0.87656 | 12.0715 | 3327 | 3.1205 | 1.4205 | 1.6948 | 1.1779 | 1.4856 | 2.0639 | 1.8959 | 0.47545 | 2.0382 | 3.1205 | 4.2028 | 5.7655 | -1.0092 | 0.42627 | 1.4205 | 2.4147 | 3.8502
Non-Residential | 50 | 2014-09-15 | Per Premise | 11 | Non-Residential¦50¦41897¦Per Premise¦11 | 3.7275 | 2.3439 | 9.7069 | 90.5584 | 15.0423 | 343 | 3.6011 | 2.1796 | 8.7278 | 89.9751 | 14.7035 | 346 | 15 | 18 | 0.87656 | 8.5086 | 3327 | 0.97907 | -0.21918 | 0.81221 | 0.79047 | 0.71194 | 1.1334 | 1.0638 | -0.47339 | 0.38474 | 0.97907 | 1.5734 | 2.4315 | -1.5825 | -0.77705 | -0.21918 | 0.33868 | 1.1442
Non-Residential | 50 | 2014-09-15 | Aggregate | 16 | Non-Residential¦50¦41897¦Aggregate¦16 | 3.7275 | 2.3439 | 32.7591 | 88.0607 | 56.2609 | 343 | 3.6011 | 2.1796 | 26.5441 | 87.7162 | 43.1095 | 346 | 15 | 18 | 0.87656 | 28.7152 | 3327 | 6.215 | 2.1711 | 3.0378 | 2.3176 | 2.6628 | 3.8209 | 3.5301 | 1.3183 | 4.2113 | 6.215 | 8.2187 | 11.1117 | -2.353 | 0.31987 | 2.1711 | 4.0222 | 6.6951
Non-Residential | 50 | 2014-09-16 | Aggregate | 11 | Non-Residential¦50¦41898¦Aggregate¦11 | 3.5998 | 2.1802 | 30.1964 | 93.1888 | 49.116 | 345 | 3.7275 | 2.3439 | 34.9463 | 93.7446 | 54.5004 | 343 | 16 | 19 | 1.2057 | 36.4085 | 3327 | -4.7499 | 1.4622 | 2.6443 | 2.9427 | 3.1883 | 3.9563 | 4.3388 | -9.82 | -6.8245 | -4.7499 | -2.6752 | 0.32032 | -4.0982 | -0.81304 | 1.4622 | 3.7375 | 7.0226
Non-Residential | 50 | 2014-09-15 | Per Premise | 8 | Non-Residential¦50¦41897¦Per Premise¦8 | 3.7275 | 2.3439 | 5.7802 | 80.6291 | 12.6188 | 343 | 3.6011 | 2.1796 | 4.4614 | 80.3671 | 9.5709 | 346 | 15 | 18 | 0.87656 | 5.0667 | 3327 | 1.3188 | 0.6053 | 0.68135 | 0.51453 | 0.59724 | 0.85381 | 0.78832 | 0.22464 | 0.8711 | 1.3188 | 1.7666 | 2.413 | -0.40497 | 0.19191 | 0.6053 | 1.0187 | 1.6156
Non-Residential | 50 | Average Event Day | Per Premise | 21 | Non-Residential¦50¦Average Event Day¦Per Premise¦21 | 3.6594 | 2.2591 | 5.3759 | 76.6038 | 11.1833 | 691 | 3.6614 | 2.2551 | 5.4786 | 76.5562 | 11.1051 | 694 | 15 | 18 | 1.0053 | 5.4045 | 3327 | -0.10269 | -0.074056 | 0.42543 | 0.42155 | 0.4277 | 0.59891 | 0.60052 | -0.87022 | -0.41676 | -0.10269 | 0.21138 | 0.66485 | -0.84366 | -0.38897 | -0.074056 | 0.24086 | 0.69554
Non-Residential | 50 | 2014-07-29 | Aggregate | 9 | Non-Residential¦50¦41849¦Aggregate¦9 | 3.7342 | 2.332 | 21.2078 | 80.9589 | 45.0787 | 353 | 3.6189 | 2.172 | 17.1588 | 80.7218 | 29.7864 | 355 | 16 | 19 | 0.84141 | 17.8443 | 3327 | 4.049 | 0.68556 | 2.3993 | 1.5809 | 2.0188 | 2.8733 | 2.5641 | 0.36672 | 2.5422 | 4.049 | 5.5558 | 7.7313 | -2.6005 | -0.65907 | 0.68556 | 2.0302 | 3.9716
Non-Residential | 50 | 2014-07-29 | Aggregate | 100 | Non-Residential¦50¦41849¦Aggregate¦100 | 3.7342 | 2.332 | 25.1353 | 78.2837 | 41.9914 | 1412 | 3.6189 | 2.172 | 20.7814 | 78.1282 | 30.5055 | 1420 | 16 | 19 | 0.84141 | 21.1489 | 3327 | 4.3538 | 0.36752 | 1.1175 | 0.80953 | 0.94026 | 1.3799 | 1.2407 | 2.5854 | 3.6302 | 4.3538 | 5.0775 | 6.1223 | -1.2225 | -0.28312 | 0.36752 | 1.0182 | 1.9576
Non-Residential | 50 | 2014-09-17 | Aggregate | 8 | Non-Residential¦50¦41899¦Aggregate¦8 | 3.7215 | 2.343 | 21.961 | 85.9139 | 53.2933 | 344 | 3.6001 | 2.1833 | 16.8453 | 85.5898 | 35.5973 | 344 | 15 | 18 | 0.89609 | 19.679 | 3327 | 5.1157 | 2.8337 | 2.8734 | 1.9193 | 2.5748 | 3.4554 | 3.2114 | 0.6874 | 3.3037 | 5.1157 | 6.9277 | 9.544 | -1.2819 | 1.1497 | 2.8337 | 4.5178 | 6.9493
Non-Residential | 50 | 2014-08-27 | Aggregate | 10 | Non-Residential¦50¦41878¦Aggregate¦10 | 3.5977 | 2.1759 | 20.572 | 86.365 | 33.0706 | 347 | 3.7214 | 2.3302 | 26.1429 | 86.6679 | 52.5637 | 348 | 15 | 18 | 1.1615 | 23.894 | 3327 | -5.571 | -2.249 | 1.7753 | 2.8177 | 2.062 | 3.3304 | 3.4916 | -9.839 | -7.3174 | -5.571 | -3.8245 | -1.3029 | -6.7237 | -4.08 | -2.249 | -0.41798 | 2.2257
Non-Residential | 50 | 2014-09-17 | Aggregate | 16 | Non-Residential¦50¦41899¦Aggregate¦16 | 3.7215 | 2.343 | 33.9387 | 82.8877 | 58.6494 | 344 | 3.6001 | 2.1833 | 26.9758 | 82.5984 | 41.8601 | 344 | 15 | 18 | 0.89609 | 30.4121 | 3327 | 6.9629 | 3.4363 | 3.1622 | 2.2569 | 2.8336 | 3.885 | 3.6226 | 1.9841 | 4.9256 | 6.9629 | 9.0002 | 11.9417 | -1.2062 | 1.5366 | 3.4363 | 5.336 | 8.0788
Non-Residential | 50 | 2014-09-17 | Per Premise | 20 | Non-Residential¦50¦41899¦Per Premise¦20 | 3.7215 | 2.343 | 7.2493 | 74.6028 | 14.7796 | 344 | 3.6001 | 2.1833 | 5.9202 | 74.7382 | 9.7794 | 344 | 15 | 18 | 0.89609 | 6.496 | 3327 | 1.3291 | 0.57581 | 0.79686 | 0.52727 | 0.71406 | 0.95551 | 0.88763 | 0.10456 | 0.82802 | 1.3291 | 1.8302 | 2.5536 | -0.56173 | 0.11034 | 0.57581 | 1.0413 | 1.7134
Non-Residential | 50 | 2014-09-15 | Per Premise | 14 | Non-Residential¦50¦41897¦Per Premise¦14 | 3.7275 | 2.3439 | 10.5963 | 89.9842 | 17.0042 | 343 | 3.6011 | 2.1796 | 9.2882 | 89.5529 | 15.8821 | 346 | 15 | 18 | 0.87656 | 9.2882 | 3327 | 1.308 | 3.13e-07 | 0.91814 | 0.85383 | 0.8048 | 1.2538 | 1.1733 | -0.29876 | 0.65056 | 1.308 | 1.9655 | 2.9148 | -1.5037 | -0.6153 | 3.13e-07 | 0.6153 | 1.5037
Non-Residential | 50 | 2014-07-29 | Per Premise | 16 | Non-Residential¦50¦41849¦Per Premise¦16 | 3.7342 | 2.332 | 8.5824 | 81.5491 | 13.2791 | 353 | 3.6189 | 2.172 | 7.1577 | 81.2758 | 9.7745 | 355 | 16 | 19 | 0.84141 | 7.2212 | 3327 | 1.4247 | 0.063584 | 0.70678 | 0.51878 | 0.59469 | 0.87673 | 0.78917 | 0.30112 | 0.96494 | 1.4247 | 1.8845 | 2.5483 | -0.94777 | -0.35025 | 0.063584 | 0.47742 | 1.0749
Non-Residential | 50 | Average Event Day | Aggregate | 22 | Non-Residential¦50¦Average Event Day¦Aggregate¦22 | 3.6594 | 2.2591 | 14.8178 | 75.8317 | 30.9251 | 691 | 3.6614 | 2.2551 | 15.6264 | 75.7897 | 32.7923 | 694 | 15 | 18 | 1.0053 | 14.8967 | 3327 | -0.80858 | -0.72966 | 1.1764 | 1.2448 | 1.1827 | 1.7127 | 1.7171 | -3.0036 | -1.7067 | -0.80858 | 0.089586 | 1.3864 | -2.9302 | -1.6301 | -0.72966 | 0.17076 | 1.4708
Non-Residential | 50 | 2014-07-29 | Per Premise | 14 | Non-Residential¦50¦41849¦Per Premise¦14 | 3.7342 | 2.332 | 9.3428 | 87.0061 | 15.8544 | 353 | 3.6189 | 2.172 | 7.7515 | 86.734 | 10.3529 | 355 | 16 | 19 | 0.84141 | 7.8611 | 3327 | 1.5913 | 0.10959 | 0.84384 | 0.54948 | 0.71001 | 1.007 | 0.8978 | 0.30082 | 1.0633 | 1.5913 | 2.1194 | 2.8818 | -1.041 | -0.36121 | 0.10959 | 0.5804 | 1.2602
Non-Residential | 50 | 2014-07-29 | Per Premise | 3 | Non-Residential¦50¦41849¦Per Premise¦3 | 3.7342 | 2.332 | 3.2981 | 69.7458 | 8.7212 | 353 | 3.6189 | 2.172 | 2.3734 | 69.9654 | 4.3343 | 355 | 16 | 19 | 0.84141 | 2.775 | 3327 | 0.92467 | 0.4016 | 0.46418 | 0.23004 | 0.39057 | 0.51806 | 0.45328 | 0.26075 | 0.653 | 0.92467 | 1.1963 | 1.5886 | -0.17929 | 0.16391 | 0.4016 | 0.6393 | 0.9825
Non-Residential | 50 | 2014-09-16 | Aggregate | 8 | Non-Residential¦50¦41898¦Aggregate¦8 | 3.5998 | 2.1802 | 15.055 | 85.2857 | 32.2706 | 345 | 3.7275 | 2.3439 | 19.7551 | 85.5622 | 42.7609 | 343 | 16 | 19 | 1.2057 | 18.1521 | 3327 | -4.7001 | -1.603 | 1.7374 | 2.3089 | 2.0948 | 2.8895 | 3.1176 | -8.4032 | -6.2154 | -4.7001 | -3.1848 | -0.99702 | -5.5983 | -3.2378 | -1.603 | 0.031887 | 2.3923
Non-Residential | 50 | 2014-09-17 | Per Premise | 23 | Non-Residential¦50¦41899¦Per Premise¦23 | 3.7215 | 2.343 | 4.7501 | 72.3806 | 11.5058 | 344 | 3.6001 | 2.1833 | 3.3601 | 72.6281 | 6.3444 | 344 | 15 | 18 | 0.89609 | 4.2565 | 3327 | 1.39 | 0.89637 | 0.62035 | 0.34207 | 0.55589 | 0.70841 | 0.6527 | 0.48209 | 1.0185 | 1.39 | 1.7614 | 2.2978 | 0.059899 | 0.55409 | 0.89637 | 1.2387 | 1.7328
Non-Residential | 50 | 2014-07-29 | Aggregate | 7 | Non-Residential¦50¦41849¦Aggregate¦7 | 3.7342 | 2.332 | 13.8658 | 74.4932 | 36.8202 | 353 | 3.6189 | 2.172 | 8.9538 | 74.4413 | 17.5156 | 355 | 16 | 19 | 0.84141 | 11.6668 | 3327 | 4.9121 | 2.713 | 1.9597 | 0.92963 | 1.6489 | 2.1691 | 1.8929 | 2.1323 | 3.7746 | 4.9121 | 6.0495 | 7.6918 | 0.28712 | 1.7204 | 2.713 | 3.7057 | 5.1389
Non-Residential | 50 | 2014-07-29 | Aggregate | 3 | Non-Residential¦50¦41849¦Aggregate¦3 | 3.7342 | 2.332 | 10.9728 | 69.7458 | 29.0155 | 353 | 3.6189 | 2.172 | 7.8964 | 69.9654 | 14.4202 | 355 | 16 | 19 | 0.84141 | 9.2325 | 3327 | 3.0764 | 1.3361 | 1.5443 | 0.76534 | 1.2994 | 1.7236 | 1.5081 | 0.8675 | 2.1725 | 3.0764 | 3.9802 | 5.2852 | -0.59651 | 0.54532 | 1.3361 | 2.127 | 3.2688
Non-Residential | 50 | 2014-09-17 | Per Premise | 18 | Non-Residential¦50¦41899¦Per Premise¦18 | 3.7215 | 2.343 | 8.5559 | 77.2438 | 17.2208 | 344 | 3.6001 | 2.1833 | 6.8021 | 77.2092 | 10.1952 | 344 | 15 | 18 | 0.89609 | 7.6668 | 3327 | 1.7537 | 0.8647 | 0.92848 | 0.54969 | 0.832 | 1.079 | 0.99719 | 0.37095 | 1.1879 | 1.7537 | 2.3196 | 3.1365 | -0.41325 | 0.34177 | 0.8647 | 1.3876 | 2.1426
Non-Residential | 50 | 2014-09-15 | Per Premise | 6 | Non-Residential¦50¦41897¦Per Premise¦6 | 3.7275 | 2.3439 | 3.9489 | 72.0242 | 9.9411 | 343 | 3.6011 | 2.1796 | 2.8177 | 72.2076 | 5.9681 | 346 | 15 | 18 | 0.87656 | 3.4614 | 3327 | 1.1312 | 0.64376 | 0.53677 | 0.32085 | 0.47051 | 0.62535 | 0.56949 | 0.32981 | 0.8033 | 1.1312 | 1.4592 | 1.9327 | -0.086069 | 0.34512 | 0.64376 | 0.9424 | 1.3736
Non-Residential | 50 | 2014-09-17 | Aggregate | 12 | Non-Residential¦50¦41899¦Aggregate¦12 | 3.7215 | 2.343 | 37.6 | 89.8244 | 62.9901 | 344 | 3.6001 | 2.1833 | 32.3708 | 89.3164 | 51.7546 | 344 | 15 | 18 | 0.89609 | 33.6929 | 3327 | 5.2292 | 1.3222 | 3.3962 | 2.7904 | 3.0433 | 4.3955 | 4.1289 | -0.40387 | 2.9242 | 5.2292 | 7.5342 | 10.8623 | -3.9693 | -0.84303 | 1.3222 | 3.4874 | 6.6136
Non-Residential | 50 | 2014-07-29 | Per Premise | 100 | Non-Residential¦50¦41849¦Per Premise¦100 | 3.7342 | 2.332 | 7.5549 | 78.2837 | 12.6214 | 1412 | 3.6189 | 2.172 | 6.2463 | 78.1282 | 9.1691 | 1420 | 16 | 19 | 0.84141 | 6.3568 | 3327 | 1.3086 | 0.11047 | 0.33588 | 0.24332 | 0.28262 | 0.41476 | 0.37293 | 0.77711 | 1.0911 | 1.3086 | 1.5261 | 1.8402 | -0.36746 | -0.085098 | 0.11047 | 0.30603 | 0.5884
Non-Residential | 50 | 2014-09-17 | Per Premise | 19 | Non-Residential¦50¦41899¦Per Premise¦19 | 3.7215 | 2.343 | 7.6739 | 75.5161 | 15.0728 | 344 | 3.6001 | 2.1833 | 6.4979 | 75.5085 | 9.4717 | 344 | 15 | 18 | 0.89609 | 6.8765 | 3327 | 1.176 | 0.3786 | 0.81267 | 0.51068 | 0.72822 | 0.95981 | 0.88944 | -0.05405 | 0.67267 | 1.176 | 1.6793 | 2.406 | -0.76127 | -0.087827 | 0.3786 | 0.84502 | 1.5185
Non-Residential | 50 | 2014-09-15 | Per Premise | 21 | Non-Residential¦50¦41897¦Per Premise¦21 | 3.7275 | 2.3439 | 6.0505 | 78.5123 | 13.6615 | 343 | 3.6011 | 2.1796 | 4.9549 | 78.5582 | 8.8262 | 346 | 15 | 18 | 0.87656 | 5.3036 | 3327 | 1.0956 | 0.34867 | 0.73765 | 0.4745 | 0.64659 | 0.87709 | 0.80202 | -0.028469 | 0.63562 | 1.0956 | 1.5555 | 2.2196 | -0.67916 | -0.071911 | 0.34867 | 0.76925 | 1.3765
Non-Residential | 50 | 2014-09-15 | Aggregate | 14 | Non-Residential¦50¦41897¦Aggregate¦14 | 3.7275 | 2.3439 | 35.2538 | 89.9842 | 56.5729 | 343 | 3.6011 | 2.1796 | 30.9019 | 89.5529 | 52.8399 | 346 | 15 | 18 | 0.87656 | 30.9019 | 3327 | 4.3519 | 1.25e-06 | 3.0546 | 2.8407 | 2.6776 | 4.1714 | 3.9037 | -0.99396 | 2.1644 | 4.3519 | 6.5393 | 9.6977 | -5.0028 | -2.0471 | 1.25e-06 | 2.0471 | 5.0028
Non-Residential | 50 | 2014-07-29 | Aggregate | 16 | Non-Residential¦50¦41849¦Aggregate¦16 | 3.7342 | 2.332 | 28.5535 | 81.5491 | 44.1797 | 353 | 3.6189 | 2.172 | 23.8135 | 81.2758 | 32.5198 | 355 | 16 | 19 | 0.84141 | 24.0251 | 3327 | 4.74 | 0.21154 | 2.3514 | 1.726 | 1.9785 | 2.9169 | 2.6256 | 1.0018 | 3.2104 | 4.74 | 6.2696 | 8.4781 | -3.1532 | -1.1653 | 0.21154 | 1.5884 | 3.5763
Non-Residential | 50 | Average Event Day | Per Premise | 11 | Non-Residential¦50¦Average Event Day¦Per Premise¦11 | 3.6594 | 2.2591 | 8.6841 | 89.3381 | 13.8801 | 691 | 3.6614 | 2.2551 | 8.9481 | 89.3186 | 15.7239 | 694 | 15 | 18 | 1.0053 | 8.7304 | 3327 | -0.26396 | -0.21771 | 0.52802 | 0.59687 | 0.53084 | 0.79691 | 0.79878 | -1.2852 | -0.68186 | -0.26396 | 0.15394 | 0.75732 | -1.2414 | -0.63658 | -0.21771 | 0.20117 | 0.80597
Non-Residential | 50 | 2014-07-29 | Per Premise | 21 | Non-Residential¦50¦41849¦Per Premise¦21 | 3.7342 | 2.332 | 5.7281 | 71.506 | 12.1648 | 353 | 3.6189 | 2.172 | 4.3303 | 71.5972 | 7.444 | 355 | 16 | 19 | 0.84141 | 4.8197 | 3327 | 1.3978 | 0.48935 | 0.64747 | 0.39509 | 0.54478 | 0.75849 | 0.67297 | 0.42576 | 1 | 1.3978 | 1.7956 | 2.3698 | -0.37309 | 0.13645 | 0.48935 | 0.84226 | 1.3518
Non-Residential | 50 | 2014-08-27 | Aggregate | 15 | Non-Residential¦50¦41878¦Aggregate¦15 | 3.5977 | 2.1759 | 26.7805 | 85.1941 | 36.7617 | 347 | 3.7214 | 2.3302 | 29.1687 | 85.5037 | 51.46 | 348 | 15 | 18 | 1.1615 | 31.105 | 3327 | -2.3882 | 1.9363 | 1.9735 | 2.7585 | 2.2921 | 3.3918 | 3.5866 | -6.7349 | -4.1669 | -2.3882 | -0.60955 | 1.9585 | -2.6601 | 0.055529 | 1.9363 | 3.8171 | 6.5327
Non-Residential | 50 | 2014-09-17 | Per Premise | 15 | Non-Residential¦50¦41899¦Per Premise¦15 | 3.7215 | 2.343 | 10.7686 | 85.6413 | 18.3269 | 344 | 3.6001 | 2.1833 | 8.585 | 85.3614 | 14.0544 | 344 | 15 | 18 | 0.89609 | 9.6497 | 3327 | 2.1836 | 1.0647 | 0.98812 | 0.75776 | 0.88544 | 1.2452 | 1.1654 | 0.58783 | 1.5306 | 2.1836 | 2.8366 | 3.7795 | -0.42888 | 0.45352 | 1.0647 | 1.6758 | 2.5582
Non-Residential | 50 | Average Event Day | Per Premise | 19 | Non-Residential¦50¦Average Event Day¦Per Premise¦19 | 3.6594 | 2.2591 | 6.5954 | 78.3203 | 12.971 | 691 | 3.6614 | 2.2551 | 6.6018 | 78.2226 | 11.8406 | 694 | 15 | 18 | 1.0053 | 6.6305 | 3327 | -0.0064077 | 0.028718 | 0.49344 | 0.44946 | 0.49607 | 0.66746 | 0.6694 | -0.86179 | -0.35642 | -0.0064077 | 0.34361 | 0.84897 | -0.82916 | -0.32232 | 0.028718 | 0.37975 | 0.88659
Non-Residential | 50 | 2014-08-27 | Aggregate | 20 | Non-Residential¦50¦41878¦Aggregate¦20 | 3.5977 | 2.1759 | 17.3707 | 78.3344 | 29.4182 | 347 | 3.7214 | 2.3302 | 21.7276 | 78.2316 | 47.4872 | 348 | 15 | 18 | 1.1615 | 20.1757 | 3327 | -4.3569 | -1.5519 | 1.5793 | 2.5456 | 1.8343 | 2.9957 | 3.1376 | -8.196 | -5.9279 | -4.3569 | -2.786 | -0.51782 | -5.5729 | -3.1973 | -1.5519 | 0.093458 | 2.4691
Non-Residential | 50 | 2014-07-29 | Aggregate | 6 | Non-Residential¦50¦41849¦Aggregate¦6 | 3.7342 | 2.332 | 12.1238 | 70.834 | 33.7116 | 353 | 3.6189 | 2.172 | 8.215 | 70.9427 | 17.0577 | 355 | 16 | 19 | 0.84141 | 10.201 | 3327 | 3.9088 | 1.9861 | 1.7943 | 0.90533 | 1.5097 | 2.0097 | 1.7604 | 1.3332 | 2.8549 | 3.9088 | 4.9627 | 6.4844 | -0.26994 | 1.0629 | 1.9861 | 2.9092 | 4.242
Non-Residential | 50 | Average Event Day | Aggregate | 3 | Non-Residential¦50¦Average Event Day¦Aggregate¦3 | 3.6594 | 2.2591 | 10.13 | 71.5282 | 24.7906 | 691 | 3.6614 | 2.2551 | 9.7396 | 71.395 | 22.5345 | 694 | 15 | 18 | 1.0053 | 10.1839 | 3327 | 0.3904 | 0.44436 | 0.94308 | 0.8554 | 0.9481 | 1.2732 | 1.277 | -1.2413 | -0.27728 | 0.3904 | 1.0581 | 2.0221 | -1.1921 | -0.22528 | 0.44436 | 1.114 | 2.0808
Non-Residential | 50 | 2014-08-27 | Per Premise | 11 | Non-Residential¦50¦41878¦Per Premise¦11 | 3.5977 | 2.1759 | 7.1426 | 87.2713 | 10.2365 | 347 | 3.7214 | 2.3302 | 8.8695 | 87.7044 | 16.3719 | 348 | 15 | 18 | 1.1615 | 8.296 | 3327 | -1.7269 | -0.57354 | 0.54953 | 0.87763 | 0.63826 | 1.0355 | 1.0852 | -3.0539 | -2.2699 | -1.7269 | -1.1839 | -0.39991 | -1.9642 | -1.1426 | -0.57354 | -0.0044705 | 0.81717
Non-Residential | 50 | 2014-09-15 | Per Premise | 23 | Non-Residential¦50¦41897¦Per Premise¦23 | 3.7275 | 2.3439 | 4.7472 | 76.2313 | 11.1484 | 343 | 3.6011 | 2.1796 | 3.5634 | 76.2147 | 6.9528 | 346 | 15 | 18 | 0.87656 | 4.1612 | 3327 | 1.1838 | 0.5978 | 0.60196 | 0.37378 | 0.52765 | 0.70857 | 0.64663 | 0.27574 | 0.81223 | 1.1838 | 1.5554 | 2.0919 | -0.23089 | 0.2587 | 0.5978 | 0.93689 | 1.4265
Non-Residential | 50 | 2014-08-27 | Aggregate | 9 | Non-Residential¦50¦41878¦Aggregate¦9 | 3.5977 | 2.1759 | 16.0482 | 82.6236 | 29.7953 | 347 | 3.7214 | 2.3302 | 22.143 | 82.9694 | 51.7425 | 348 | 15 | 18 | 1.1615 | 18.6397 | 3327 | -6.0948 | -3.5033 | 1.5995 | 2.7737 | 1.8578 | 3.2018 | 3.3384 | -10.1981 | -7.7738 | -6.0948 | -4.4157 | -1.9915 | -7.7816 | -5.254 | -3.5033 | -1.7527 | 0.77498
Non-Residential | 50 | 2014-09-15 | Aggregate | 6 | Non-Residential¦50¦41897¦Aggregate¦6 | 3.7275 | 2.3439 | 13.138 | 72.0242 | 33.0741 | 343 | 3.6011 | 2.1796 | 9.3744 | 72.2076 | 19.8558 | 346 | 15 | 18 | 0.87656 | 11.5162 | 3327 | 3.7636 | 2.1418 | 1.7858 | 1.0675 | 1.5654 | 2.0805 | 1.8947 | 1.0973 | 2.6726 | 3.7636 | 4.8546 | 6.4299 | -0.28635 | 1.1482 | 2.1418 | 3.1354 | 4.5699
Non-Residential | 50 | Average Event Day | Per Premise | 14 | Non-Residential¦50¦Average Event Day¦Per Premise¦14 | 3.6594 | 2.2591 | 9.4444 | 86.9727 | 14.8642 | 691 | 3.6614 | 2.2551 | 9.4947 | 86.9779 | 15.5507 | 694 | 15 | 18 | 1.0053 | 9.4947 | 3327 | -0.050299 | -2.83e-07 | 0.56546 | 0.5903 | 0.56847 | 0.81743 | 0.81952 | -1.0979 | -0.47896 | -0.050299 | 0.37836 | 0.99728 | -1.0503 | -0.42976 | -2.83e-07 | 0.42975 | 1.0503
Non-Residential | 50 | 2014-08-27 | Per Premise | 21 | Non-Residential¦50¦41878¦Per Premise¦21 | 3.5977 | 2.1759 | 4.5548 | 77.1519 | 8.0614 | 347 | 3.7214 | 2.3302 | 6.007 | 76.9462 | 13.2204 | 348 | 15 | 18 | 1.1615 | 5.2903 | 3327 | -1.4522 | -0.71669 | 0.43276 | 0.70869 | 0.50264 | 0.83037 | 0.86884 | -2.5164 | -1.8877 | -1.4522 | -1.0168 | -0.38804 | -1.8302 | -1.1723 | -0.71669 | -0.26107 | 0.39677
Non-Residential | 50 | 2014-08-27 | Aggregate | 4 | Non-Residential¦50¦41878¦Aggregate¦4 | 3.5977 | 2.1759 | 7.6723 | 66.1962 | 15.7188 | 347 | 3.7214 | 2.3302 | 10.1628 | 65.8239 | 25.8437 | 348 | 15 | 18 | 1.1615 | 8.9112 | 3327 | -2.4905 | -1.2515 | 0.84383 | 1.3854 | 0.98009 | 1.6221 | 1.697 | -4.5693 | -3.3411 | -2.4905 | -1.6398 | -0.41162 | -3.4263 | -2.1414 | -1.2515 | -0.36162 | 0.92327
Non-Residential | 50 | 2014-09-15 | Aggregate | 23 | Non-Residential¦50¦41897¦Aggregate¦23 | 3.7275 | 2.3439 | 15.7938 | 76.2313 | 37.0907 | 343 | 3.6011 | 2.1796 | 11.8553 | 76.2147 | 23.1318 | 346 | 15 | 18 | 0.87656 | 13.8442 | 3327 | 3.9385 | 1.9889 | 2.0027 | 1.2436 | 1.7555 | 2.3574 | 2.1513 | 0.9174 | 2.7023 | 3.9385 | 5.1747 | 6.9597 | -0.76817 | 0.86071 | 1.9889 | 3.117 | 4.7459
Non-Residential | 50 | 2014-07-29 | Per Premise | 15 | Non-Residential¦50¦41849¦Per Premise¦15 | 3.7342 | 2.332 | 9.2517 | 84.573 | 15.2036 | 353 | 3.6189 | 2.172 | 7.7844 | 84.2272 | 10.5649 | 355 | 16 | 19 | 0.84141 | 7.7844 | 3327 | 1.4673 | -6.42e-08 | 0.80921 | 0.56073 | 0.68087 | 0.98449 | 0.88204 | 0.20559 | 0.951 | 1.4673 | 1.9835 | 2.7289 | -1.1304 | -0.46254 | -6.42e-08 | 0.46254 | 1.1304
Non-Residential | 50 | 2014-09-16 | Aggregate | 24 | Non-Residential¦50¦41898¦Aggregate¦24 | 3.5998 | 2.1802 | 10.5336 | 79.8864 | 19.7361 | 345 | 3.7275 | 2.3439 | 14.8487 | 80.0248 | 35.7812 | 343 | 16 | 19 | 1.2057 | 12.7006 | 3327 | -4.3151 | -2.1481 | 1.0626 | 1.932 | 1.2812 | 2.2049 | 2.3182 | -7.1408 | -5.4714 | -4.3151 | -3.1588 | -1.4894 | -5.119 | -3.3638 | -2.1481 | -0.93244 | 0.82278
Non-Residential | 50 | 2014-08-27 | Per Premise | 8 | Non-Residential¦50¦41878¦Per Premise¦8 | 3.5977 | 2.1759 | 3.4815 | 77.6524 | 7.0398 | 347 | 3.7214 | 2.3302 | 5.3056 | 77.798 | 13.7498 | 348 | 15 | 18 | 1.1615 | 4.0437 | 3327 | -1.8241 | -1.2619 | 0.37792 | 0.73707 | 0.43894 | 0.8283 | 0.85787 | -2.8856 | -2.2585 | -1.8241 | -1.3897 | -0.76259 | -2.3613 | -1.7118 | -1.2619 | -0.81204 | -0.16251
Non-Residential | 50 | Average Event Day | Aggregate | 2 | Non-Residential¦50¦Average Event Day¦Aggregate¦2 | 3.6594 | 2.2591 | 10.5135 | 71.5431 | 25.0561 | 691 | 3.6614 | 2.2551 | 10.1257 | 71.3731 | 23.7217 | 694 | 15 | 18 | 1.0053 | 10.5695 | 3327 | 0.38787 | 0.44387 | 0.95318 | 0.90046 | 0.95826 | 1.3113 | 1.3149 | -1.2926 | -0.29975 | 0.38787 | 1.0755 | 2.0683 | -1.2413 | -0.24569 | 0.44387 | 1.1334 | 2.129
Non-Residential | 50 | 2014-09-17 | Aggregate | 11 | Non-Residential¦50¦41899¦Aggregate¦11 | 3.7215 | 2.343 | 35.9 | 92.303 | 62.662 | 344 | 3.6001 | 2.1833 | 31.1258 | 91.8947 | 52.0204 | 344 | 15 | 18 | 0.89609 | 32.1696 | 3327 | 4.7742 | 1.0439 | 3.3785 | 2.8048 | 3.0274 | 4.391 | 4.127 | -0.85307 | 2.4716 | 4.7742 | 7.0769 | 10.4015 | -4.2451 | -1.1203 | 1.0439 | 3.2081 | 6.3328
Non-Residential | 50 | 2014-07-29 | Aggregate | 5 | Non-Residential¦50¦41849¦Aggregate¦5 | 3.7342 | 2.332 | 10.9583 | 68.6738 | 30.0876 | 353 | 3.6189 | 2.172 | 7.8763 | 68.9498 | 14.9474 | 355 | 16 | 19 | 0.84141 | 9.2204 | 3327 | 3.082 | 1.344 | 1.6014 | 0.79332 | 1.3474 | 1.7871 | 1.5636 | 0.79167 | 2.1448 | 3.082 | 4.0191 | 5.3723 | -0.65982 | 0.52408 | 1.344 | 2.164 | 3.3479
Non-Residential | 50 | 2014-09-17 | Per Premise | 8 | Non-Residential¦50¦41899¦Per Premise¦8 | 3.7215 | 2.343 | 6.6008 | 85.9139 | 16.0184 | 344 | 3.6001 | 2.1833 | 5.0632 | 85.5898 | 10.6995 | 344 | 15 | 18 | 0.89609 | 5.9149 | 3327 | 1.5376 | 0.85174 | 0.86366 | 0.57688 | 0.77391 | 1.0386 | 0.96526 | 0.20661 | 0.99299 | 1.5376 | 2.0823 | 2.8687 | -0.3853 | 0.34555 | 0.85174 | 1.3579 | 2.0888
Non-Residential | 50 | 2014-09-17 | Per Premise | 2 | Non-Residential¦50¦41899¦Per Premise¦2 | 3.7215 | 2.343 | 3.9042 | 78.721 | 9.8958 | 344 | 3.6001 | 2.1833 | 3.0471 | 78.5677 | 6.2625 | 344 | 15 | 18 | 0.89609 | 3.4985 | 3327 | 0.85708 | 0.45139 | 0.53354 | 0.33765 | 0.4781 | 0.63141 | 0.58531 | 0.047891 | 0.52596 | 0.85708 | 1.1882 | 1.6663 | -0.29872 | 0.14446 | 0.45139 | 0.75833 | 1.2015
Non-Residential | 50 | 2014-09-16 | Per Premise | 2 | Non-Residential¦50¦41898¦Per Premise¦2 | 3.5998 | 2.1802 | 2.9604 | 74.2164 | 5.9759 | 345 | 3.7275 | 2.3439 | 3.6344 | 74.0645 | 8.4887 | 343 | 16 | 19 | 1.2057 | 3.5694 | 3327 | -0.67398 | -0.064959 | 0.32173 | 0.45835 | 0.38792 | 0.55999 | 0.60047 | -1.3916 | -0.96764 | -0.67398 | -0.38032 | 0.043681 | -0.83449 | -0.37984 | -0.064959 | 0.24993 | 0.70457
Non-Residential | 50 | Average Event Day | Per Premise | 9 | Non-Residential¦50¦Average Event Day¦Per Premise¦9 | 3.6594 | 2.2591 | 6.3635 | 84.9529 | 12.714 | 691 | 3.6614 | 2.2551 | 6.6495 | 84.9719 | 14.521 | 694 | 15 | 18 | 1.0053 | 6.3974 | 3327 | -0.28599 | -0.2521 | 0.48366 | 0.55121 | 0.48624 | 0.73332 | 0.73502 | -1.2258 | -0.67054 | -0.28599 | 0.098566 | 0.6538 | -1.1941 | -0.63754 | -0.2521 | 0.13335 | 0.68987
Non-Residential | 50 | 2014-09-17 | Aggregate | 9 | Non-Residential¦50¦41899¦Aggregate¦9 | 3.7215 | 2.343 | 27.8916 | 88.96 | 58.531 | 344 | 3.6001 | 2.1833 | 22.6771 | 88.6018 | 46.4801 | 344 | 15 | 18 | 0.89609 | 24.9934 | 3327 | 5.2146 | 2.3163 | 3.1558 | 2.506 | 2.8279 | 4.0298 | 3.7785 | 0.050196 | 3.1014 | 5.2146 | 7.3278 | 10.3789 | -2.526 | 0.33489 | 2.3163 | 4.2978 | 7.1587
Non-Residential | 50 | 2014-09-15 | Per Premise | 7 | Non-Residential¦50¦41897¦Per Premise¦7 | 3.7275 | 2.3439 | 4.5921 | 75.4316 | 10.8028 | 343 | 3.6011 | 2.1796 | 3.2723 | 75.409 | 6.8635 | 346 | 15 | 18 | 0.87656 | 4.0253 | 3327 | 1.3198 | 0.75294 | 0.58329 | 0.36898 | 0.51129 | 0.6902 | 0.63053 | 0.43528 | 0.95787 | 1.3198 | 1.6818 | 2.2043 | -0.055114 | 0.42229 | 0.75294 | 1.0836 | 1.561
Non-Residential | 50 | 2014-09-16 | Aggregate | 12 | Non-Residential¦50¦41898¦Aggregate¦12 | 3.5998 | 2.1802 | 32.1097 | 95.0481 | 49.87 | 345 | 3.7275 | 2.3439 | 37.3023 | 95.6395 | 61.3973 | 343 | 16 | 19 | 1.2057 | 38.7154 | 3327 | -5.1926 | 1.4131 | 2.6849 | 3.3151 | 3.2373 | 4.266 | 4.6336 | -10.6597 | -7.4297 | -5.1926 | -2.9555 | 0.27455 | -4.525 | -1.0167 | 1.4131 | 3.843 | 7.3513
Non-Residential | 50 | 2014-08-27 | Per Premise | 24 | Non-Residential¦50¦41878¦Per Premise¦24 | 3.5977 | 2.1759 | 2.6988 | 73.519 | 5.0599 | 347 | 3.7214 | 2.3302 | 4.1481 | 73.268 | 10.2769 | 348 | 15 | 18 | 1.1615 | 3.1346 | 3327 | -1.4494 | -1.0135 | 0.27163 | 0.5509 | 0.31549 | 0.61422 | 0.63484 | -2.2365 | -1.7715 | -1.4494 | -1.1273 | -0.66219 | -1.8271 | -1.3465 | -1.0135 | -0.68064 | -0.19997
Non-Residential | 50 | Average Event Day | Per Premise | 23 | Non-Residential¦50¦Average Event Day¦Per Premise¦23 | 3.6594 | 2.2591 | 3.8766 | 74.7317 | 8.8913 | 691 | 3.6614 | 2.2551 | 4.0593 | 74.6545 | 9.2434 | 694 | 15 | 18 | 1.0053 | 3.8973 | 3327 | -0.1827 | -0.16205 | 0.33824 | 0.35088 | 0.34004 | 0.48736 | 0.48861 | -0.80727 | -0.43827 | -0.1827 | 0.072876 | 0.44188 | -0.78823 | -0.41828 | -0.16205 | 0.094178 | 0.46413
Non-Residential | 50 | 2014-09-15 | Per Premise | 9 | Non-Residential¦50¦41897¦Per Premise¦9 | 3.7275 | 2.3439 | 7.4708 | 85.6567 | 13.8624 | 343 | 3.6011 | 2.1796 | 6.4915 | 85.3849 | 13.0352 | 346 | 15 | 18 | 0.87656 | 6.5486 | 3327 | 0.97933 | 0.057099 | 0.7485 | 0.70078 | 0.6561 | 1.0253 | 0.95998 | -0.33471 | 0.44164 | 0.97933 | 1.517 | 2.2934 | -1.1732 | -0.44631 | 0.057099 | 0.56051 | 1.2874
Non-Residential | 50 | 2014-07-29 | Per Premise | 19 | Non-Residential¦50¦41849¦Per Premise¦19 | 3.7342 | 2.332 | 6.5197 | 74.9146 | 12.2202 | 353 | 3.6189 | 2.172 | 5.1572 | 74.8536 | 8.3824 | 355 | 16 | 19 | 0.84141 | 5.4857 | 3327 | 1.3625 | 0.3285 | 0.65042 | 0.44489 | 0.54726 | 0.78801 | 0.70528 | 0.35262 | 0.94926 | 1.3625 | 1.7757 | 2.3724 | -0.57535 | -0.041346 | 0.3285 | 0.69835 | 1.2324
Non-Residential | 50 | 2014-07-29 | Per Premise | 10 | Non-Residential¦50¦41849¦Per Premise¦10 | 3.7342 | 2.332 | 7.5586 | 83.2719 | 13.8034 | 353 | 3.6189 | 2.172 | 6.4821 | 83.0478 | 9.8831 | 355 | 16 | 19 | 0.84141 | 6.3599 | 3327 | 1.0765 | -0.12226 | 0.73468 | 0.52454 | 0.61817 | 0.90272 | 0.81072 | -0.080379 | 0.60311 | 1.0765 | 1.5499 | 2.2334 | -1.1612 | -0.5474 | -0.12226 | 0.30288 | 0.91672
Non-Residential | 50 | 2014-09-17 | Aggregate | 6 | Non-Residential¦50¦41899¦Aggregate¦6 | 3.7215 | 2.343 | 15.2415 | 76.5571 | 39.177 | 344 | 3.6001 | 2.1833 | 10.3142 | 76.5485 | 21.8956 | 344 | 15 | 18 | 0.89609 | 13.6578 | 3327 | 4.9273 | 3.3436 | 2.1123 | 1.1805 | 1.8928 | 2.4198 | 2.2308 | 1.8262 | 3.6584 | 4.9273 | 6.1963 | 8.0284 | 0.48471 | 2.1737 | 3.3436 | 4.5134 | 6.2024
Non-Residential | 50 | 2014-09-16 | Aggregate | 5 | Non-Residential¦50¦41898¦Aggregate¦5 | 3.5998 | 2.1802 | 9.274 | 73.3319 | 17.9631 | 345 | 3.7275 | 2.3439 | 12.1186 | 73.0689 | 31.2702 | 343 | 16 | 19 | 1.2057 | 11.1818 | 3327 | -2.8446 | -0.93676 | 0.9671 | 1.6884 | 1.1661 | 1.9458 | 2.0519 | -5.3382 | -3.865 | -2.8446 | -1.8242 | -0.351 | -3.5664 | -2.0128 | -0.93676 | 0.13928 | 1.6929
Non-Residential | 50 | 2014-07-29 | Per Premise | 4 | Non-Residential¦50¦41849¦Per Premise¦4 | 3.7342 | 2.332 | 3.2358 | 69.5007 | 8.6282 | 353 | 3.6189 | 2.172 | 2.2712 | 69.7356 | 4.0847 | 355 | 16 | 19 | 0.84141 | 2.7226 | 3327 | 0.96461 | 0.45143 | 0.45923 | 0.21679 | 0.3864 | 0.50783 | 0.44306 | 0.3138 | 0.6983 | 0.96461 | 1.2309 | 1.6154 | -0.11638 | 0.21908 | 0.45143 | 0.68377 | 1.0192
Non-Residential | 50 | 2014-08-27 | Per Premise | 4 | Non-Residential¦50¦41878¦Per Premise¦4 | 3.5977 | 2.1759 | 2.3061 | 66.1962 | 4.7246 | 347 | 3.7214 | 2.3302 | 3.0546 | 65.8239 | 7.7679 | 348 | 15 | 18 | 1.1615 | 2.6785 | 3327 | -0.74856 | -0.37617 | 0.25363 | 0.4164 | 0.29459 | 0.48756 | 0.51007 | -1.3734 | -1.0042 | -0.74856 | -0.49288 | -0.12372 | -1.0299 | -0.64365 | -0.37617 | -0.10869 | 0.27751
Non-Residential | 50 | 2014-08-27 | Aggregate | 5 | Non-Residential¦50¦41878¦Aggregate¦5 | 3.5977 | 2.1759 | 7.7546 | 66.7963 | 16.3113 | 347 | 3.7214 | 2.3302 | 10.4109 | 66.4912 | 27.249 | 348 | 15 | 18 | 1.1615 | 9.0068 | 3327 | -2.6563 | -1.4041 | 0.87564 | 1.4607 | 1.017 | 1.7031 | 1.7799 | -4.8388 | -3.5494 | -2.6563 | -1.7632 | -0.47373 | -3.6851 | -2.3374 | -1.4041 | -0.47069 | 0.87695
Non-Residential | 50 | 2014-08-27 | Per Premise | 14 | Non-Residential¦50¦41878¦Per Premise¦14 | 3.5977 | 2.1759 | 8.1473 | 85.9666 | 11.298 | 347 | 3.7214 | 2.3302 | 9.4629 | 86.3341 | 15.2887 | 348 | 15 | 18 | 1.1615 | 9.4629 | 3327 | -1.3156 | -4.71e-07 | 0.60651 | 0.81956 | 0.70445 | 1.0196 | 1.0807 | -2.6223 | -1.8503 | -1.3156 | -0.78096 | -0.0089923 | -1.385 | -0.56672 | -4.71e-07 | 0.56672 | 1.385
Non-Residential | 50 | 2014-09-17 | Aggregate | 19 | Non-Residential¦50¦41899¦Aggregate¦19 | 3.7215 | 2.343 | 25.5309 | 75.5161 | 50.1471 | 344 | 3.6001 | 2.1833 | 21.6184 | 75.5085 | 31.5125 | 344 | 15 | 18 | 0.89609 | 22.878 | 3327 | 3.9125 | 1.2596 | 2.7038 | 1.699 | 2.4228 | 3.1933 | 2.9592 | -0.17983 | 2.238 | 3.9125 | 5.5871 | 8.0049 | -2.5327 | -0.2922 | 1.2596 | 2.8114 | 5.0519
Non-Residential | 50 | Average Event Day | Aggregate | 16 | Non-Residential¦50¦Average Event Day¦Aggregate¦16 | 3.6594 | 2.2591 | 29.9969 | 85.2092 | 48.2002 | 691 | 3.6614 | 2.2551 | 26.9134 | 85.1807 | 43.4972 | 694 | 15 | 18 | 1.0053 | 30.1566 | 3327 | 3.0835 | 3.2432 | 1.8336 | 1.6511 | 1.8434 | 2.4675 | 2.4747 | -0.078699 | 1.7895 | 3.0835 | 4.3774 | 6.2457 | 0.071749 | 1.9455 | 3.2432 | 4.541 | 6.4147
Non-Residential | 50 | 2014-09-17 | Per Premise | 6 | Non-Residential¦50¦41899¦Per Premise¦6 | 3.7215 | 2.343 | 4.5812 | 76.5571 | 11.7755 | 344 | 3.6001 | 2.1833 | 3.1002 | 76.5485 | 6.5812 | 344 | 15 | 18 | 0.89609 | 4.1051 | 3327 | 1.481 | 1.005 | 0.63489 | 0.35483 | 0.56892 | 0.72732 | 0.6705 | 0.54891 | 1.0996 | 1.481 | 1.8624 | 2.4131 | 0.14569 | 0.65336 | 1.005 | 1.3566 | 1.8643
Non-Residential | 50 | 2014-09-16 | Aggregate | 13 | Non-Residential¦50¦41898¦Aggregate¦13 | 3.5998 | 2.1802 | 32.4394 | 90.9464 | 51.7024 | 345 | 3.7275 | 2.3439 | 38.2554 | 91.3401 | 64.3289 | 343 | 16 | 19 | 1.2057 | 39.1129 | 3327 | -5.8159 | 0.85758 | 2.7836 | 3.4734 | 3.3562 | 4.4512 | 4.83 | -11.5204 | -8.1501 | -5.8159 | -3.4817 | -0.11153 | -5.3323 | -1.6753 | 0.85758 | 3.3904 | 7.0475
Non-Residential | 50 | 2014-09-17 | Aggregate | 100 | Non-Residential¦50¦41899¦Aggregate¦100 | 3.7215 | 2.343 | 32.5438 | 81.6484 | 58.9385 | 1376 | 3.6001 | 2.1833 | 25.9079 | 81.4523 | 40.6786 | 1376 | 15 | 18 | 0.89609 | 29.1622 | 3327 | 6.6359 | 3.2543 | 1.5889 | 1.0966 | 1.4238 | 1.9306 | 1.7971 | 4.1618 | 5.6235 | 6.6359 | 7.6483 | 9.1101 | 0.95116 | 2.3119 | 3.2543 | 4.1967 | 5.5574
Non-Residential | 50 | Average Event Day | Per Premise | 8 | Non-Residential¦50¦Average Event Day¦Per Premise¦8 | 3.6594 | 2.2591 | 4.8262 | 80.4485 | 11.1715 | 691 | 1900-01-02 15:52 | 1900-01-01 06:07 | 5.0296 | 80.3758 | 12.0416 | 694 | 15 | 18 | 1.0053 | 4.8519 | 3327 | -0.20344 | -0.17774 | 0.42499 | 0.45709 | 0.42725 | 0.62414 | 0.62568 | -1.0033 | -0.53074 | -0.20344 | 0.12386 | 0.59642 | -0.97958 | -0.50585 | -0.17774 | 0.15037 | 0.6241
Non-Residential | 50 | 2014-08-27 | Aggregate | 3 | Non-Residential¦50¦41878¦Aggregate¦3 | 3.5977 | 2.1759 | 7.7442 | 67.4186 | 15.171 | 347 | 1900-01-02 17:19 | 1900-01-01 07:56 | 10.3802 | 67.1059 | 26.6422 | 348 | 15 | 18 | 1.1615 | 8.9948 | 3327 | -2.636 | -1.3854 | 0.81442 | 1.4282 | 0.94594 | 1.6441 | 1.713 | -4.7429 | -3.4981 | -2.636 | -1.7738 | -0.52902 | -3.5808 | -2.2837 | -1.3854 | -0.48712 | 0.80991
Non-Residential | 50 | 2014-09-15 | Aggregate | 19 | Non-Residential¦50¦41897¦Aggregate¦19 | 3.7275 | 2.3439 | 24.5277 | 80.0248 | 57.5514 | 343 | 1900-01-02 14:26 | 1900-01-01 04:19 | 20.573 | 79.9677 | 33.1733 | 346 | 15 | 18 | 0.87656 | 21.4999 | 3327 | 3.9547 | 0.92686 | 3.1075 | 1.7834 | 2.7239 | 3.5829 | 3.2558 | -0.63699 | 2.0758 | 3.9547 | 5.8335 | 8.5463 | -3.2456 | -0.78048 | 0.92686 | 2.6342 | 5.0993
Non-Residential | 50 | Average Event Day | Aggregate | 100 | Non-Residential¦50¦Average Event Day¦Aggregate¦100 | 3.6594 | 2.2591 | 28.4537 | 83.842 | 47.2093 | 691 | 1900-01-02 15:52 | 1900-01-01 06:07 | 25.9666 | 83.8306 | 42.4856 | 694 | 15 | 18 | 1.0053 | 28.6052 | 3327 | 2.487 | 2.6386 | 1.7959 | 1.6127 | 1.8055 | 2.4138 | 2.4209 | -0.60632 | 1.2213 | 2.487 | 3.7528 | 5.5804 | -0.46391 | 1.3691 | 2.6386 | 3.9081 | 5.7411
Non-Residential | 50 | 2014-09-17 | Per Premise | 4 | Non-Residential¦50¦41899¦Per Premise¦4 | 3.7215 | 2.343 | 3.8197 | 77.5428 | 9.8446 | 344 | 1900-01-02 14:24 | 1900-01-01 04:24 | 2.864 | 77.3902 | 5.8024 | 344 | 15 | 18 | 0.89609 | 3.4228 | 3327 | 0.95572 | 0.55881 | 0.53078 | 0.31284 | 0.47563 | 0.61612 | 0.56929 | 0.16613 | 0.63263 | 0.95572 | 1.2788 | 1.7453 | -0.17076 | 0.26028 | 0.55881 | 0.85735 | 1.2884
Non-Residential | 50 | 2014-09-15 | Aggregate | 22 | Non-Residential¦50¦41897¦Aggregate¦22 | 3.7275 | 2.3439 | 17.1118 | 77.2213 | 37.372 | 343 | 1900-01-02 14:26 | 1900-01-01 04:19 | 13.8113 | 77.339 | 25.7716 | 346 | 15 | 18 | 0.87656 | 14.9995 | 3327 | 3.3005 | 1.1881 | 2.0179 | 1.3855 | 1.7688 | 2.4478 | 2.2468 | 0.16356 | 2.0169 | 3.3005 | 4.5841 | 6.4374 | -1.6913 | 0.0098903 | 1.1881 | 2.3664 | 4.0676
Non-Residential | 50 | 2014-09-17 | Per Premise | 12 | Non-Residential¦50¦41899¦Per Premise¦12 | 3.7215 | 2.343 | 11.3015 | 89.8244 | 18.933 | 344 | 1900-01-02 14:24 | 1900-01-01 04:24 | 9.7297 | 89.3164 | 15.5559 | 344 | 15 | 18 | 0.89609 | 10.1271 | 3327 | 1.5718 | 0.39741 | 1.0208 | 0.83872 | 0.91473 | 1.3212 | 1.241 | -0.12139 | 0.87893 | 1.5718 | 2.2646 | 3.2649 | -1.193 | -0.25339 | 0.39741 | 1.0482 | 1.9879
Non-Residential | 50 | 2014-09-16 | Aggregate | 7 | Non-Residential¦50¦41898¦Aggregate¦7 | 3.5998 | 2.1802 | 11.0179 | 79.4761 | 21.4995 | 345 | 1900-01-02 17:28 | 1900-01-01 08:15 | 16.4721 | 79.6866 | 39.5105 | 343 | 16 | 19 | 1.2057 | 13.2846 | 3327 | -5.4541 | -3.1875 | 1.1575 | 2.1334 | 1.3956 | 2.4272 | 2.5493 | -8.5647 | -6.7269 | -5.4541 | -4.1813 | -2.3436 | -6.4546 | -4.5244 | -3.1875 | -1.8506 | 0.079579
Non-Residential | 50 | 2014-09-15 | Per Premise | 4 | Non-Residential¦50¦41897¦Per Premise¦4 | 3.7275 | 2.3439 | 3.4403 | 72.8272 | 8.4665 | 343 | 1900-01-02 14:26 | 1900-01-01 04:19 | 2.5516 | 73.0526 | 4.8315 | 346 | 15 | 18 | 0.87656 | 3.0156 | 3327 | 0.88866 | 0.46398 | 0.45715 | 0.25974 | 0.40071 | 0.52578 | 0.47753 | 0.21484 | 0.61294 | 0.88866 | 1.1644 | 1.5625 | -0.148 | 0.21356 | 0.46398 | 0.7144 | 1.076
Non-Residential | 50 | 2014-09-16 | Per Premise | 4 | Non-Residential¦50¦41898¦Per Premise¦4 | 3.5998 | 2.1802 | 2.6815 | 73.5011 | 5.1074 | 345 | 1900-01-02 17:28 | 1900-01-01 08:15 | 3.4881 | 73.293 | 8.7378 | 343 | 16 | 19 | 1.2057 | 3.2331 | 3327 | -0.80666 | -0.25502 | 0.27497 | 0.4718 | 0.33154 | 0.54608 | 0.57664 | -1.5065 | -1.093 | -0.80666 | -0.52029 | -0.10683 | -0.99401 | -0.55741 | -0.25502 | 0.047373 | 0.48398
Non-Residential | 50 | 2014-09-17 | Aggregate | 14 | Non-Residential¦50¦41899¦Aggregate¦14 | 3.7215 | 2.343 | 36.3697 | 86.0127 | 61.7775 | 344 | 1900-01-02 14:24 | 1900-01-01 04:24 | 32.5905 | 85.6705 | 53.2425 | 344 | 15 | 18 | 0.89609 | 32.5905 | 3327 | 3.7792 | 2.53e-07 | 3.3308 | 2.8706 | 2.9847 | 4.3972 | 4.1411 | -1.856 | 1.4733 | 3.7792 | 6.0851 | 9.4144 | -5.3071 | -2.1716 | 2.53e-07 | 2.1716 | 5.3071
Non-Residential | 50 | 2014-07-29 | Per Premise | 17 | Non-Residential¦50¦41849¦Per Premise¦17 | 3.7342 | 2.332 | 8.0085 | 79.4233 | 12.7167 | 353 | 1900-01-02 14:51 | 1900-01-01 04:08 | 6.7613 | 79.2341 | 9.4281 | 355 | 16 | 19 | 0.84141 | 6.7384 | 3327 | 1.2473 | -0.022839 | 0.67684 | 0.50039 | 0.5695 | 0.84173 | 0.7581 | 0.16855 | 0.80587 | 1.2473 | 1.6887 | 2.326 | -0.99439 | -0.42039 | -0.022839 | 0.37471 | 0.94871
Non-Residential | 50 | Average Event Day | Per Premise | 20 | Non-Residential¦50¦Average Event Day¦Per Premise¦20 | 3.6594 | 2.2591 | 6.1512 | 77.5989 | 12.8584 | 691 | 1900-01-02 15:52 | 1900-01-01 06:07 | 6.1992 | 77.5951 | 12.1286 | 694 | 15 | 18 | 1.0053 | 6.184 | 3327 | -0.048039 | -0.015279 | 0.48916 | 0.4604 | 0.49176 | 0.67174 | 0.67364 | -0.90891 | -0.4003 | -0.048039 | 0.30422 | 0.81284 | -0.87859 | -0.36854 | -0.015279 | 0.33798 | 0.84803
Non-Residential | 50 | Average Event Day | Per Premise | 5 | Non-Residential¦50¦Average Event Day¦Per Premise¦5 | 3.6594 | 2.2591 | 3.0245 | 70.8523 | 7.6219 | 691 | 1900-01-02 15:52 | 1900-01-01 06:07 | 2.9769 | 70.7293 | 7.0747 | 694 | 15 | 18 | 1.0053 | 3.0406 | 3327 | 0.047579 | 0.063686 | 0.28995 | 0.26855 | 0.29149 | 0.39521 | 0.39634 | -0.4589 | -0.15967 | 0.047579 | 0.25483 | 0.55406 | -0.44425 | -0.14416 | 0.063686 | 0.27153 | 0.57162
Non-Residential | 50 | 2014-09-17 | Aggregate | 4 | Non-Residential¦50¦41899¦Aggregate¦4 | 3.7215 | 2.343 | 12.7081 | 77.5428 | 32.7528 | 344 | 1900-01-02 14:24 | 1900-01-01 04:24 | 9.5285 | 77.3902 | 19.3045 | 344 | 15 | 18 | 0.89609 | 11.3876 | 3327 | 3.1797 | 1.8592 | 1.7659 | 1.0408 | 1.5824 | 2.0498 | 1.894 | 0.55273 | 2.1048 | 3.1797 | 4.2546 | 5.8066 | -0.56813 | 0.86594 | 1.8592 | 2.8524 | 4.2865
Non-Residential | 50 | 2014-08-27 | Aggregate | 12 | Non-Residential¦50¦41878¦Aggregate¦12 | 3.5977 | 2.1759 | 26.4752 | 87.86 | 37.5042 | 347 | 1900-01-02 17:19 | 1900-01-01 07:56 | 31.4945 | 88.3374 | 56.2084 | 348 | 15 | 18 | 1.1615 | 30.7504 | 3327 | -5.0193 | -0.74408 | 2.0133 | 3.0131 | 2.3384 | 3.6238 | 3.8141 | -9.6634 | -6.9196 | -5.0193 | -3.119 | -0.37517 | -5.632 | -2.7442 | -0.74408 | 1.256 | 4.1438
Non-Residential | 50 | 2014-07-29 | Per Premise | 12 | Non-Residential¦50¦41849¦Per Premise¦12 | 3.7342 | 2.332 | 9.0625 | 85.5758 | 15.4805 | 353 | 1900-01-02 14:51 | 1900-01-01 04:08 | 7.747 | 85.3054 | 10.3106 | 355 | 16 | 19 | 0.84141 | 7.6253 | 3327 | 1.3156 | -0.12171 | 0.82394 | 0.54723 | 0.69327 | 0.98911 | 0.88322 | 0.047961 | 0.79687 | 1.3156 | 1.8342 | 2.5832 | -1.2536 | -0.58487 | -0.12171 | 0.34145 | 1.0102
Non-Residential | 50 | Average Event Day | Aggregate | 14 | Non-Residential¦50¦Average Event Day¦Aggregate¦14 | 3.6594 | 2.2591 | 31.4216 | 86.9727 | 49.4531 | 691 | 1900-01-02 15:52 | 1900-01-01 06:07 | 31.5889 | 86.9779 | 51.7371 | 694 | 15 | 18 | 1.0053 | 31.5889 | 3327 | -0.16735 | -6.99e-07 | 1.8813 | 1.9639 | 1.8913 | 2.7196 | 2.7265 | -3.6526 | -1.5935 | -0.16735 | 1.2588 | 3.318 | -3.4942 | -1.4298 | -6.99e-07 | 1.4298 | 3.4942
Non-Residential | 50 | 2014-09-17 | Per Premise | 14 | Non-Residential¦50¦41899¦Per Premise¦14 | 3.7215 | 2.343 | 10.9317 | 86.0127 | 18.5685 | 344 | 1900-01-02 14:24 | 1900-01-01 04:24 | 9.7958 | 85.6705 | 16.0032 | 344 | 15 | 18 | 0.89609 | 9.7958 | 3327 | 1.1359 | -1.59e-07 | 1.0011 | 0.86283 | 0.89712 | 1.3217 | 1.2447 | -0.55786 | 0.44284 | 1.1359 | 1.829 | 2.8297 | -1.5952 | -0.65273 | -1.59e-07 | 0.65273 | 1.5952
Non-Residential | 50 | 2014-09-15 | Per Premise | 20 | Non-Residential¦50¦41897¦Per Premise¦20 | 3.7275 | 2.3439 | 6.9477 | 79.1173 | 17.4275 | 343 | 1900-01-02 14:26 | 1900-01-01 04:19 | 5.8263 | 79.1594 | 10.1586 | 346 | 15 | 18 | 0.87656 | 6.09 | 3327 | 1.1214 | 0.26379 | 0.941 | 0.54613 | 0.82484 | 1.088 | 0.98925 | -0.27288 | 0.5509 | 1.1214 | 1.692 | 2.5158 | -1.004 | -0.25497 | 0.26379 | 0.78255 | 1.5316
Non-Residential | 50 | 2014-09-17 | Per Premise | 21 | Non-Residential¦50¦41899¦Per Premise¦21 | 3.7215 | 2.343 | 6.3732 | 73.5974 | 13.7443 | 344 | 1900-01-02 14:24 | 1900-01-01 04:24 | 4.9514 | 73.7454 | 8.4933 | 344 | 15 | 18 | 0.89609 | 5.711 | 3327 | 1.4218 | 0.75954 | 0.74104 | 0.45793 | 0.66404 | 0.87112 | 0.80663 | 0.3054 | 0.96497 | 1.4218 | 1.8786 | 2.5382 | -0.2742 | 0.33654 | 0.75954 | 1.1825 | 1.7933
Non-Residential | 50 | 2014-09-16 | Per Premise | 23 | Non-Residential¦50¦41898¦Per Premise¦23 | 3.5998 | 2.1802 | 3.5349 | 79.2805 | 6.4343 | 345 | 1900-01-02 17:28 | 1900-01-01 08:15 | 5.097 | 79.4603 | 12.4708 | 343 | 16 | 19 | 1.2057 | 4.2621 | 3327 | -1.5622 | -0.83499 | 0.34641 | 0.67336 | 0.41768 | 0.75724 | 0.79238 | -2.5326 | -1.9593 | -1.5622 | -1.1651 | -0.59174 | -1.8505 | -1.2505 | -0.83499 | -0.41946 | 0.18049
Non-Residential | 50 | 2014-09-16 | Per Premise | 11 | Non-Residential¦50¦41898¦Per Premise¦11 | 3.5998 | 2.1802 | 9.0762 | 93.1888 | 14.7628 | 345 | 1900-01-02 17:28 | 1900-01-01 08:15 | 10.5038 | 93.7446 | 16.3812 | 343 | 16 | 19 | 1.2057 | 10.9433 | 3327 | -1.4277 | 0.4395 | 0.7948 | 0.8845 | 0.95831 | 1.1891 | 1.3041 | -2.9516 | -2.0513 | -1.4277 | -0.80408 | 0.096278 | -1.2318 | -0.24438 | 0.4395 | 1.1234 | 2.1108
Non-Residential | 50 | 2014-09-16 | Per Premise | 21 | Non-Residential¦50¦41898¦Per Premise¦21 | 3.5998 | 2.1802 | 5.389 | 81.6045 | 9.7287 | 345 | 1900-01-02 17:28 | 1900-01-01 08:15 | 7.1052 | 81.6772 | 14.9263 | 343 | 16 | 19 | 1.2057 | 6.4976 | 3327 | -1.7162 | -0.60758 | 0.52378 | 0.80595 | 0.63153 | 0.96119 | 1.0239 | -2.948 | -2.2203 | -1.7162 | -1.2122 | -0.48439 | -1.9198 | -1.1445 | -0.60758 | -0.070644 | 0.70461
Non-Residential | 50 | 2014-09-16 | Per Premise | 20 | Non-Residential¦50¦41898¦Per Premise¦20 | 3.5998 | 2.1802 | 6.1927 | 84.4054 | 10.7639 | 345 | 1900-01-02 17:28 | 1900-01-01 08:15 | 8.2616 | 84.6216 | 17.5481 | 343 | 16 | 19 | 1.2057 | 7.4666 | 3327 | -2.0689 | -0.79496 | 0.57951 | 0.94751 | 0.69873 | 1.1107 | 1.1773 | -3.4923 | -2.6514 | -2.0689 | -1.4865 | -0.64554 | -2.3037 | -1.4123 | -0.79496 | -0.17759 | 0.71379
Non-Residential | 50 | 2014-09-17 | Per Premise | 13 | Non-Residential¦50¦41899¦Per Premise¦13 | 3.7215 | 2.343 | 11.1728 | 87.225 | 18.7711 | 344 | 1900-01-02 14:24 | 1900-01-01 04:24 | 9.6731 | 86.7843 | 15.5204 | 344 | 15 | 18 | 0.89609 | 10.0118 | 3327 | 1.4996 | 0.33865 | 1.0121 | 0.8368 | 0.90691 | 1.3132 | 1.234 | -0.18333 | 0.81097 | 1.4996 | 2.1883 | 3.1826 | -1.2428 | -0.30845 | 0.33865 | 0.98576 | 1.9201
Non-Residential | 50 | 2014-08-27 | Aggregate | 1 | Non-Residential¦50¦41878¦Aggregate¦1 | 3.5977 | 2.1759 | 8.3973 | 67.6092 | 16.181 | 347 | 1900-01-02 17:19 | 1900-01-01 07:56 | 11.1976 | 67.261 | 28.2562 | 348 | 15 | 18 | 1.1615 | 9.7533 | 3327 | -2.8003 | -1.4443 | 0.86864 | 1.5147 | 1.0089 | 1.7461 | 1.8199 | -5.038 | -3.716 | -2.8003 | -1.8847 | -0.5626 | -3.7767 | -2.3987 | -1.4443 | -0.48992 | 0.88805
Non-Residential | 50 | 2014-07-29 | Per Premise | 23 | Non-Residential¦50¦41849¦Per Premise¦23 | 3.7342 | 2.332 | 4.4353 | 70.4009 | 10.513 | 353 | 1900-01-02 14:51 | 1900-01-01 04:08 | 3.0239 | 70.5397 | 5.7612 | 355 | 16 | 19 | 0.84141 | 3.7319 | 3327 | 1.4114 | 0.70797 | 0.55955 | 0.30577 | 0.47081 | 0.63765 | 0.56139 | 0.5942 | 1.077 | 1.4114 | 1.7458 | 2.2286 | -0.01148 | 0.41358 | 0.70797 | 1.0024 | 1.4274
Non-Residential | 50 | 2014-08-27 | Per Premise | 15 | Non-Residential¦50¦41878¦Per Premise¦15 | 3.5977 | 2.1759 | 8.0495 | 85.1941 | 11.0495 | 347 | 1900-01-02 17:19 | 1900-01-01 07:56 | 8.7673 | 85.5037 | 15.4674 | 348 | 15 | 18 | 1.1615 | 9.3493 | 3327 | -0.71782 | 0.582 | 0.59317 | 0.82914 | 0.68895 | 1.0195 | 1.078 | -2.0243 | -1.2524 | -0.71782 | -0.18321 | 0.58868 | -0.79953 | 0.01669 | 0.582 | 1.1473 | 1.9635
Non-Residential | 50 | Average Event Day | Aggregate | 15 | Non-Residential¦50¦Average Event Day¦Aggregate¦15 | 3.6594 | 2.2591 | 30.901 | 86.4893 | 48.5278 | 691 | 1900-01-02 15:52 | 1900-01-01 06:07 | 28.8043 | 86.4876 | 49.2637 | 694 | 15 | 18 | 1.0053 | 31.0656 | 3327 | 2.0967 | 2.2613 | 1.8461 | 1.87 | 1.8559 | 2.6277 | 2.6347 | -1.2709 | 0.71872 | 2.0967 | 3.4747 | 5.4643 | -1.1152 | 0.87966 | 2.2613 | 3.6429 | 5.6377
Non-Residential | 50 | 2014-09-17 | Aggregate | 2 | Non-Residential¦50¦41899¦Aggregate¦2 | 3.7215 | 2.343 | 12.9891 | 78.721 | 32.9233 | 344 | 1900-01-02 14:24 | 1900-01-01 04:24 | 10.1376 | 78.5677 | 20.8353 | 344 | 15 | 18 | 0.89609 | 11.6394 | 3327 | 2.8515 | 1.5018 | 1.7751 | 1.1234 | 1.5907 | 2.1007 | 1.9473 | 0.15934 | 1.7499 | 2.8515 | 3.9531 | 5.5436 | -0.99383 | 0.4806 | 1.5018 | 2.523 | 3.9974
Non-Residential | 50 | 2014-09-16 | Aggregate | 21 | Non-Residential¦50¦41898¦Aggregate¦21 | 3.5998 | 2.1802 | 17.9291 | 81.6045 | 32.3674 | 345 | 1900-01-02 17:28 | 1900-01-01 08:15 | 23.6389 | 81.6772 | 49.6599 | 343 | 16 | 19 | 1.2057 | 21.6175 | 3327 | -5.7098 | -2.0214 | 1.7426 | 2.6814 | 2.1011 | 3.1979 | 3.4065 | -9.8081 | -7.3868 | -5.7098 | -4.0329 | -1.6116 | -6.3871 | -3.8078 | -2.0214 | -0.23503 | 2.3442
Non-Residential | 50 | 2014-09-16 | Per Premise | 24 | Non-Residential¦50¦41898¦Per Premise¦24 | 3.5998 | 2.1802 | 3.1661 | 79.8864 | 5.9321 | 345 | 1900-01-02 17:28 | 1900-01-01 08:15 | 4.4631 | 80.0248 | 10.7548 | 343 | 16 | 19 | 1.2057 | 3.8174 | 3327 | -1.297 | -0.64566 | 0.31937 | 0.58071 | 0.38508 | 0.66274 | 0.69678 | -2.1463 | -1.6445 | -1.297 | -0.94946 | -0.44767 | -1.5386 | -1.011 | -0.64566 | -0.28026 | 0.2473
Non-Residential | 50 | 2014-08-27 | Aggregate | 11 | Non-Residential¦50¦41878¦Aggregate¦11 | 3.5977 | 2.1759 | 23.7634 | 87.2713 | 34.057 | 347 | 1900-01-02 17:19 | 1900-01-01 07:56 | 29.5089 | 87.7044 | 54.4694 | 348 | 15 | 18 | 1.1615 | 27.6007 | 3327 | -5.7455 | -1.9082 | 1.8283 | 2.9199 | 2.1235 | 3.445 | 3.6104 | -10.1605 | -7.5521 | -5.7455 | -3.9389 | -1.3305 | -6.5351 | -3.8014 | -1.9082 | -0.014873 | 2.7187
Non-Residential | 50 | 2014-08-27 | Per Premise | 13 | Non-Residential¦50¦41878¦Per Premise¦13 | 3.5977 | 2.1759 | 7.9796 | 86.9307 | 11.0963 | 347 | 1900-01-02 17:19 | 1900-01-01 07:56 | 9.5331 | 87.3963 | 15.8609 | 348 | 15 | 18 | 1.1615 | 9.2682 | 3327 | -1.5534 | -0.26489 | 0.59568 | 0.85023 | 0.69187 | 1.0381 | 1.0962 | -2.8839 | -2.0978 | -1.5534 | -1.009 | -0.22301 | -1.6697 | -0.83972 | -0.26489 | 0.30994 | 1.1399
Non-Residential | 50 | 2014-09-16 | Per Premise | 15 | Non-Residential¦50¦41898¦Per Premise¦15 | 3.5998 | 2.1802 | 9.5223 | 92.3173 | 15.9311 | 345 | 1900-01-02 17:28 | 1900-01-01 08:15 | 11.4812 | 92.7124 | 19.5189 | 343 | 16 | 19 | 1.2057 | 11.4812 | 3327 | -1.9589 | 6.33e-07 | 0.8577 | 1.0539 | 1.0341 | 1.3588 | 1.4766 | -3.7003 | -2.6715 | -1.9589 | -1.2464 | -0.21754 | -1.8923 | -0.77431 | 6.33e-07 | 0.77431 | 1.8923
Non-Residential | 50 | 2014-08-27 | Aggregate | 22 | Non-Residential¦50¦41878¦Aggregate¦22 | 3.5977 | 2.1759 | 12.1967 | 76.6387 | 21.6675 | 347 | 1900-01-02 17:19 | 1900-01-01 07:56 | 17.6665 | 76.3898 | 39.1884 | 348 | 15 | 18 | 1.1615 | 14.1662 | 3327 | -5.4698 | -3.5003 | 1.1632 | 2.1007 | 1.351 | 2.4012 | 2.4976 | -8.5472 | -6.729 | -5.4698 | -4.2106 | -2.3925 | -6.7012 | -4.8101 | -3.5003 | -2.1905 | -0.29945
Non-Residential | 50 | Average Event Day | Per Premise | 6 | Non-Residential¦50¦Average Event Day¦Per Premise¦6 | 3.6594 | 2.2591 | 3.3331 | 70.599 | 8.4385 | 691 | 1900-01-02 15:52 | 1900-01-01 06:07 | 3.3289 | 70.4953 | 8.2484 | 694 | 15 | 18 | 1.0053 | 3.3508 | 3327 | 0.0042029 | 0.021954 | 0.32102 | 0.3131 | 0.32273 | 0.44843 | 0.44965 | -0.57048 | -0.23095 | 0.0042029 | 0.23936 | 0.57888 | -0.5543 | -0.21384 | 0.021954 | 0.25775 | 0.5982
Non-Residential | 50 | 2014-08-27 | Per Premise | 100 | Non-Residential¦50¦41878¦Per Premise¦100 | 3.5977 | 2.1759 | 7.5266 | 83.6927 | 10.777 | 1388 | 1900-01-02 17:19 | 1900-01-01 07:56 | 7.9097 | 83.8909 | 13.9457 | 1392 | 15 | 18 | 1.1615 | 8.742 | 3327 | -0.38305 | 0.83235 | 0.28927 | 0.37378 | 0.33598 | 0.47264 | 0.50259 | -0.98877 | -0.6309 | -0.38305 | -0.13519 | 0.22267 | 0.18826 | 0.56879 | 0.83235 | 1.0959 | 1.4765
Non-Residential | 50 | 2014-07-29 | Aggregate | 1 | Non-Residential¦50¦41849¦Aggregate¦1 | 3.7342 | 2.332 | 11.8158 | 70.7911 | 30.1509 | 353 | 1900-01-02 14:51 | 1900-01-01 04:08 | 9 | 70.9918 | 18.1473 | 355 | 16 | 19 | 0.84141 | 9.9419 | 3327 | 2.8159 | 0.94194 | 1.6048 | 0.96316 | 1.3503 | 1.8716 | 1.6586 | 0.41729 | 1.8344 | 2.8159 | 3.7974 | 5.2145 | -1.1836 | 0.072183 | 0.94194 | 1.8117 | 3.0675
Non-Residential | 50 | 2014-09-15 | Aggregate | 3 | Non-Residential¦50¦41897¦Aggregate¦3 | 3.7275 | 2.3439 | 12.0152 | 72.9439 | 29.2508 | 343 | 1900-01-02 14:26 | 1900-01-01 04:19 | 8.5481 | 73.1672 | 15.8478 | 346 | 15 | 18 | 0.87656 | 10.532 | 3327 | 3.4671 | 1.9839 | 1.5794 | 0.85198 | 1.3844 | 1.7945 | 1.6256 | 1.1673 | 2.526 | 3.4671 | 4.4081 | 5.7669 | -0.099393 | 1.1314 | 1.9839 | 2.8363 | 4.0671
Non-Residential | 50 | 2014-09-16 | Per Premise | 22 | Non-Residential¦50¦41898¦Per Premise¦22 | 3.5998 | 2.1802 | 4.1636 | 79.526 | 7.5676 | 345 | 1900-01-02 17:28 | 1900-01-01 08:15 | 5.8754 | 79.6873 | 12.9785 | 343 | 16 | 19 | 1.2057 | 5.0201 | 3327 | -1.7118 | -0.85526 | 0.40743 | 0.70077 | 0.49124 | 0.8106 | 0.8558 | -2.7506 | -2.1369 | -1.7118 | -1.2867 | -0.67298 | -1.952 | -1.304 | -0.85526 | -0.40648 | 0.2415
Non-Residential | 50 | 2014-09-16 | Per Premise | 13 | Non-Residential¦50¦41898¦Per Premise¦13 | 3.5998 | 2.1802 | 9.7503 | 90.9464 | 15.5402 | 345 | 1900-01-02 17:28 | 1900-01-01 08:15 | 11.4985 | 91.3401 | 19.3354 | 343 | 16 | 19 | 1.2057 | 11.7562 | 3327 | -1.7481 | 0.25776 | 0.83666 | 1.044 | 1.0088 | 1.3379 | 1.4518 | -3.4627 | -2.4497 | -1.7481 | -1.0465 | -0.033523 | -1.6027 | -0.50354 | 0.25776 | 1.0191 | 2.1183
Non-Residential | 50 | 2014-08-27 | Aggregate | 17 | Non-Residential¦50¦41878¦Aggregate¦17 | 3.5977 | 2.1759 | 24.922 | 83.4959 | 36.1691 | 347 | 1900-01-02 17:19 | 1900-01-01 07:56 | 25.7215 | 83.6991 | 44.5308 | 348 | 15 | 18 | 1.1615 | 28.9464 | 3327 | -0.79951 | 3.2249 | 1.9417 | 2.3871 | 2.2552 | 3.0771 | 3.2839 | -4.7429 | -2.4131 | -0.79951 | 0.8141 | 3.1439 | -0.98362 | 1.5028 | 3.2249 | 4.947 | 7.4334
Non-Residential | 50 | 2014-07-29 | Aggregate | 2 | Non-Residential¦50¦41849¦Aggregate¦2 | 3.7342 | 2.332 | 11.3 | 70.4446 | 29.7431 | 353 | 1900-01-02 14:51 | 1900-01-01 04:08 | 8.2297 | 70.6603 | 14.8997 | 355 | 16 | 19 | 0.84141 | 9.5078 | 3327 | 3.0703 | 1.2782 | 1.5831 | 0.79079 | 1.332 | 1.7696 | 1.5491 | 0.80245 | 2.1423 | 3.0703 | 3.9983 | 5.3381 | -0.70704 | 0.46583 | 1.2782 | 2.0905 | 3.2634
Non-Residential | 50 | 2014-09-17 | Aggregate | 17 | Non-Residential¦50¦41899¦Aggregate¦17 | 3.7215 | 2.343 | 31.9439 | 80.8208 | 58.7833 | 344 | 1900-01-02 14:24 | 1900-01-01 04:24 | 25.4628 | 80.6402 | 39.0527 | 344 | 15 | 18 | 0.89609 | 28.6246 | 3327 | 6.4811 | 3.1618 | 3.1694 | 2.1056 | 2.8401 | 3.8051 | 3.5354 | 1.6048 | 4.4858 | 6.4811 | 8.4765 | 11.3575 | -1.369 | 1.3078 | 3.1618 | 5.0158 | 7.6927
Non-Residential | 50 | Average Event Day | Aggregate | 11 | Non-Residential¦50¦Average Event Day¦Aggregate¦11 | 3.6594 | 2.2591 | 28.8921 | 89.3381 | 46.1791 | 691 | 1900-01-02 15:52 | 1900-01-01 06:07 | 29.7703 | 89.3186 | 52.3134 | 694 | 15 | 18 | 1.0053 | 29.046 | 3327 | -0.87818 | -0.72431 | 1.7567 | 1.9858 | 1.7661 | 2.6513 | 2.6575 | -4.276 | -2.2685 | -0.87818 | 0.51217 | 2.5196 | -4.1301 | -2.1179 | -0.72431 | 0.6693 | 2.6814
Non-Residential | 50 | 2014-08-27 | Per Premise | 17 | Non-Residential¦50¦41878¦Per Premise¦17 | 3.5977 | 2.1759 | 7.4908 | 83.4959 | 10.8714 | 347 | 1900-01-02 17:19 | 1900-01-01 07:56 | 7.7311 | 83.6991 | 13.3847 | 348 | 15 | 18 | 1.1615 | 8.7004 | 3327 | -0.24031 | 0.96931 | 0.58361 | 0.71749 | 0.67785 | 0.92488 | 0.98705 | -1.4256 | -0.72531 | -0.24031 | 0.2447 | 0.94497 | -0.29565 | 0.4517 | 0.96931 | 1.4869 | 2.2343
Non-Residential | 50 | 2014-07-29 | Per Premise | 7 | Non-Residential¦50¦41849¦Per Premise¦7 | 3.7342 | 2.332 | 4.1677 | 74.4932 | 11.0671 | 353 | 1900-01-02 14:51 | 1900-01-01 04:08 | 2.6912 | 74.4413 | 5.2647 | 355 | 16 | 19 | 0.84141 | 3.5067 | 3327 | 1.4764 | 0.81545 | 0.58904 | 0.27942 | 0.49562 | 0.65195 | 0.56896 | 0.64091 | 1.1345 | 1.4764 | 1.8183 | 2.3119 | 0.0863 | 0.51709 | 0.81545 | 1.1138 | 1.5446
Non-Residential | 50 | Average Event Day | Aggregate | 7 | Non-Residential¦50¦Average Event Day¦Aggregate¦7 | 3.6594 | 2.2591 | 12.7086 | 76.0435 | 31.8256 | 691 | 1900-01-02 15:52 | 1900-01-01 06:07 | 12.9504 | 75.9909 | 32.3951 | 694 | 15 | 18 | 1.0053 | 12.7763 | 3327 | -0.24181 | -0.17413 | 1.2107 | 1.2297 | 1.2172 | 1.7257 | 1.7302 | -2.4534 | -1.1468 | -0.24181 | 0.66313 | 1.9697 | -2.3915 | -1.0815 | -0.17413 | 0.73319 | 2.0432
Non-Residential | 50 | Average Event Day | Per Premise | 100 | Non-Residential¦50¦Average Event Day¦Per Premise¦100 | 3.6594 | 2.2591 | 8.5524 | 83.842 | 14.1898 | 691 | 1900-01-02 15:52 | 1900-01-01 06:07 | 7.8048 | 83.8306 | 12.7699 | 694 | 15 | 18 | 1.0053 | 8.5979 | 3327 | 0.74753 | 0.79308 | 0.5398 | 0.48474 | 0.54268 | 0.72551 | 0.72765 | -0.18224 | 0.36708 | 0.74753 | 1.128 | 1.6773 | -0.13944 | 0.4115 | 0.79308 | 1.1747 | 1.7256
Non-Residential | 50 | 2014-09-15 | Per Premise | 100 | Non-Residential¦50¦41897¦Per Premise¦100 | 3.7275 | 2.3439 | 9.4121 | 86.3552 | 17.0666 | 1372 | 1900-01-02 14:26 | 1900-01-01 04:19 | 7.6303 | 86.0608 | 12.4108 | 1384 | 15 | 18 | 0.87656 | 8.2503 | 3327 | 1.7819 | 0.62001 | 0.46075 | 0.3336 | 0.40388 | 0.56885 | 0.52384 | 1.0529 | 1.4836 | 1.7819 | 2.0802 | 2.5109 | -0.051322 | 0.3453 | 0.62001 | 0.89471 | 1.2913
Non-Residential | 50 | Average Event Day | Per Premise | 17 | Non-Residential¦50¦Average Event Day¦Per Premise¦17 | 3.6594 | 2.2591 | 8.4397 | 83.283 | 14.5138 | 691 | 1900-01-02 15:52 | 1900-01-01 06:07 | 7.645 | 83.2792 | 12.5461 | 694 | 15 | 18 | 1.0053 | 8.4847 | 3327 | 0.79473 | 0.83968 | 0.55213 | 0.47624 | 0.55507 | 0.72915 | 0.73138 | -0.13971 | 0.41237 | 0.79473 | 1.1771 | 1.7292 | -0.097614 | 0.45615 | 0.83968 | 1.2232 | 1.777
Non-Residential | 50 | 2014-09-17 | Per Premise | 17 | Non-Residential¦50¦41899¦Per Premise¦17 | 3.7215 | 2.343 | 9.6014 | 80.8208 | 17.6686 | 344 | 1900-01-02 14:24 | 1900-01-01 04:24 | 7.6534 | 80.6402 | 11.7381 | 344 | 15 | 18 | 0.89609 | 8.6037 | 3327 | 1.948 | 0.95036 | 0.95263 | 0.63288 | 0.85364 | 1.1437 | 1.0627 | 0.48235 | 1.3483 | 1.948 | 2.5478 | 3.4137 | -0.41149 | 0.3931 | 0.95036 | 1.5076 | 2.3122
Non-Residential | 50 | 2014-09-17 | Per Premise | 11 | Non-Residential¦50¦41899¦Per Premise¦11 | 3.7215 | 2.343 | 10.7905 | 92.303 | 18.8344 | 344 | 1900-01-02 14:24 | 1900-01-01 04:24 | 9.3555 | 91.8947 | 15.6358 | 344 | 15 | 18 | 0.89609 | 9.6693 | 3327 | 1.435 | 0.31375 | 1.0155 | 0.84303 | 0.90996 | 1.3198 | 1.2405 | -0.25641 | 0.74289 | 1.435 | 2.1271 | 3.1264 | -1.276 | -0.33674 | 0.31375 | 0.96425 | 1.9035
Non-Residential | 50 | 2014-08-27 | Per Premise | 3 | Non-Residential¦50¦41878¦Per Premise¦3 | 3.5977 | 2.1759 | 2.3277 | 67.4186 | 4.56 | 347 | 1900-01-02 17:19 | 1900-01-01 07:56 | 3.12 | 67.1059 | 8.0079 | 348 | 15 | 18 | 1.1615 | 2.7036 | 3327 | -0.7923 | -0.41642 | 0.24479 | 0.42927 | 0.28432 | 0.49416 | 0.51489 | -1.4256 | -1.0514 | -0.7923 | -0.53316 | -0.15901 | -1.0763 | -0.68643 | -0.41642 | -0.14641 | 0.24343
Non-Residential | 50 | 2014-09-16 | Per Premise | 100 | Non-Residential¦50¦41898¦Per Premise¦100 | 3.5998 | 2.1802 | 7.9792 | 88.8624 | 12.7252 | 1380 | 1900-01-02 17:28 | 1900-01-01 08:15 | 8.892 | 88.9267 | 17.6689 | 1372 | 16 | 19 | 1.2057 | 9.6207 | 3327 | -0.91282 | 0.72868 | 0.34255 | 0.47701 | 0.41302 | 0.58727 | 0.63097 | -1.6654 | -1.2208 | -0.91282 | -0.60486 | -0.16021 | -0.079945 | 0.3978 | 0.72868 | 1.0596 | 1.5373
Non-Residential | 50 | 2014-09-17 | Aggregate | 1 | Non-Residential¦50¦41899¦Aggregate¦1 | 3.7215 | 2.343 | 13.6538 | 79.9036 | 33.5209 | 344 | 1900-01-02 14:24 | 1900-01-01 04:24 | 10.1064 | 79.7707 | 19.208 | 344 | 15 | 18 | 0.89609 | 12.235 | 3327 | 3.5474 | 2.1287 | 1.8073 | 1.0356 | 1.6195 | 2.083 | 1.9223 | 0.87796 | 2.4551 | 3.5474 | 4.6398 | 6.2169 | -0.3349 | 1.1206 | 2.1287 | 3.1367 | 4.5922
Non-Residential | 50 | 2014-09-15 | Per Premise | 5 | Non-Residential¦50¦41897¦Per Premise¦5 | 3.7275 | 2.3439 | 3.5237 | 72.0026 | 8.9341 | 343 | 1900-01-02 14:26 | 1900-01-01 04:19 | 2.6454 | 72.2049 | 5.288 | 346 | 15 | 18 | 0.87656 | 3.0887 | 3327 | 0.87825 | 0.44327 | 0.4824 | 0.28428 | 0.42285 | 0.55993 | 0.50953 | 0.16067 | 0.58462 | 0.87825 | 1.1719 | 1.5958 | -0.20971 | 0.17608 | 0.44327 | 0.71047 | 1.0963
Non-Residential | 50 | 2014-09-15 | Per Premise | 12 | Non-Residential¦50¦41897¦Per Premise¦12 | 3.7275 | 2.3439 | 10.3775 | 90.7019 | 15.6654 | 343 | 1900-01-02 14:26 | 1900-01-01 04:19 | 9.1812 | 90.0581 | 15.0792 | 346 | 15 | 18 | 0.87656 | 9.0964 | 3327 | 1.1963 | -0.084732 | 0.84585 | 0.81066 | 0.74144 | 1.1716 | 1.0986 | -0.30516 | 0.58192 | 1.1963 | 1.8107 | 2.6978 | -1.4926 | -0.66083 | -0.084732 | 0.49137 | 1.3232
Non-Residential | 50 | 2014-08-27 | Per Premise | 20 | Non-Residential¦50¦41878¦Per Premise¦20 | 3.5977 | 2.1759 | 5.2211 | 78.3344 | 8.8423 | 347 | 1900-01-02 17:19 | 1900-01-01 07:56 | 6.5307 | 78.2316 | 14.2733 | 348 | 15 | 18 | 1.1615 | 6.0642 | 3327 | -1.3096 | -0.46646 | 0.47468 | 0.76513 | 0.55133 | 0.90041 | 0.94307 | -2.4635 | -1.7817 | -1.3096 | -0.83739 | -0.15564 | -1.6751 | -0.961 | -0.46646 | 0.028091 | 0.74214
Non-Residential | 50 | 2014-09-15 | Per Premise | 18 | Non-Residential¦50¦41897¦Per Premise¦18 | 3.7275 | 2.3439 | 8.263 | 82.0549 | 17.3652 | 343 | 1900-01-02 14:26 | 1900-01-01 04:19 | 6.5289 | 81.915 | 9.8369 | 346 | 15 | 18 | 0.87656 | 7.243 | 3327 | 1.7342 | 0.71416 | 0.93763 | 0.52884 | 0.82189 | 1.0765 | 0.97733 | 0.35461 | 1.1697 | 1.7342 | 2.2987 | 3.1138 | -0.53834 | 0.20165 | 0.71416 | 1.2267 | 1.9667
Non-Residential | 50 | 2014-08-27 | Per Premise | 1 | Non-Residential¦50¦41878¦Per Premise¦1 | 3.5977 | 2.1759 | 2.524 | 67.6092 | 4.8635 | 347 | 1900-01-02 17:19 | 1900-01-01 07:56 | 3.3657 | 67.261 | 8.493 | 348 | 15 | 18 | 1.1615 | 2.9316 | 3327 | -0.84169 | -0.43412 | 0.26109 | 0.45527 | 0.30325 | 0.52482 | 0.54702 | -1.5143 | -1.1169 | -0.84169 | -0.56647 | -0.1691 | -1.1352 | -0.72097 | -0.43412 | -0.14726 | 0.26692
Non-Residential | 50 | 2014-09-15 | Aggregate | 1 | Non-Residential¦50¦41897¦Aggregate¦1 | 3.7275 | 2.3439 | 12.7534 | 74.1618 | 29.8076 | 343 | 1900-01-02 14:26 | 1900-01-01 04:19 | 9.2707 | 74.2501 | 18.6907 | 346 | 15 | 18 | 0.87656 | 11.1791 | 3327 | 3.4827 | 1.9084 | 1.6095 | 1.0048 | 1.4108 | 1.8974 | 1.732 | 1.0511 | 2.4877 | 3.4827 | 4.4777 | 5.9143 | -0.31132 | 1.0001 | 1.9084 | 2.8167 | 4.1281
Non-Residential | 50 | 2014-08-27 | Aggregate | 2 | Non-Residential¦50¦41878¦Aggregate¦2 | 3.5977 | 2.1759 | 8.4231 | 67.0234 | 17.1698 | 347 | 1900-01-02 17:19 | 1900-01-01 07:56 | 10.6488 | 66.6959 | 27.3463 | 348 | 15 | 18 | 1.1615 | 9.7833 | 3327 | -2.2257 | -0.86554 | 0.92172 | 1.4659 | 1.0706 | 1.7316 | 1.8152 | -4.4449 | -3.1338 | -2.2257 | -1.3177 | -0.0065627 | -3.1918 | -1.8174 | -0.86554 | 0.086359 | 1.4608
Non-Residential | 50 | 2014-09-15 | Aggregate | 12 | Non-Residential¦50¦41897¦Aggregate¦12 | 3.7275 | 2.3439 | 34.5258 | 90.7019 | 52.1189 | 343 | 1900-01-02 14:26 | 1900-01-01 04:19 | 30.5457 | 90.0581 | 50.1684 | 346 | 15 | 18 | 0.87656 | 30.2638 | 3327 | 3.9801 | -0.2819 | 2.8142 | 2.6971 | 2.4668 | 3.8979 | 3.655 | -1.0153 | 1.936 | 3.9801 | 6.0242 | 8.9755 | -4.966 | -2.1986 | -0.2819 | 1.6348 | 4.4022
Non-Residential | 50 | Average Event Day | Per Premise | 4 | Non-Residential¦50¦Average Event Day¦Per Premise¦4 | 3.6594 | 2.2591 | 2.9632 | 70.6698 | 7.2689 | 691 | 1900-01-02 15:52 | 1900-01-01 06:07 | 2.8795 | 70.505 | 6.6294 | 694 | 15 | 18 | 1.0053 | 2.9789 | 3327 | 0.083696 | 0.099477 | 0.27652 | 0.25165 | 0.278 | 0.37389 | 0.37498 | -0.39546 | -0.11237 | 0.083696 | 0.27976 | 0.56285 | -0.38108 | -0.097161 | 0.099477 | 0.29612 | 0.58003
Non-Residential | 50 | 2014-09-17 | Aggregate | 18 | Non-Residential¦50¦41899¦Aggregate¦18 | 3.7215 | 2.343 | 28.4653 | 77.2438 | 57.2935 | 344 | 1900-01-02 14:24 | 1900-01-01 04:24 | 22.6306 | 77.2092 | 33.9193 | 344 | 15 | 18 | 0.89609 | 25.5075 | 3327 | 5.8347 | 2.8768 | 3.0891 | 1.8288 | 2.7681 | 3.5898 | 3.3176 | 1.2341 | 3.9522 | 5.8347 | 7.7172 | 10.4352 | -1.3749 | 1.1371 | 2.8768 | 4.6166 | 7.1286
Non-Residential | 50 | 2014-07-29 | Aggregate | 13 | Non-Residential¦50¦41849¦Aggregate¦13 | 3.7342 | 2.332 | 30.5624 | 87.4864 | 51.9414 | 353 | 1900-01-02 14:51 | 1900-01-01 04:08 | 25.671 | 87.2085 | 34.3427 | 355 | 16 | 19 | 0.84141 | 25.7154 | 3327 | 4.8914 | 0.044398 | 2.7646 | 1.8227 | 2.3261 | 3.3114 | 2.9552 | 0.64775 | 3.155 | 4.8914 | 6.6279 | 9.1351 | -3.7428 | -1.5053 | 0.044398 | 1.5941 | 3.8316
Non-Residential | 50 | 2014-09-17 | Per Premise | 16 | Non-Residential¦50¦41899¦Per Premise¦16 | 3.7215 | 2.343 | 10.201 | 82.8877 | 17.6283 | 344 | 1900-01-02 14:24 | 1900-01-01 04:24 | 8.1081 | 82.5984 | 12.582 | 344 | 15 | 18 | 0.89609 | 9.141 | 3327 | 2.0928 | 1.0329 | 0.95046 | 0.67837 | 0.85169 | 1.1677 | 1.0888 | 0.59636 | 1.4805 | 2.0928 | 2.7052 | 3.5893 | -0.36255 | 0.46187 | 1.0329 | 1.6038 | 2.4283
Non-Residential | 50 | 2014-09-15 | Per Premise | 16 | Non-Residential¦50¦41897¦Per Premise¦16 | 3.7275 | 2.3439 | 9.8464 | 88.0607 | 16.9104 | 343 | 1900-01-02 14:26 | 1900-01-01 04:19 | 7.9784 | 87.7162 | 12.9575 | 346 | 15 | 18 | 0.87656 | 8.631 | 3327 | 1.868 | 0.65256 | 0.91308 | 0.6966 | 0.80036 | 1.1485 | 1.0611 | 0.39624 | 1.2658 | 1.868 | 2.4703 | 3.3399 | -0.70723 | 0.096142 | 0.65256 | 1.209 | 2.0123
Non-Residential | 50 | 2014-09-15 | Per Premise | 19 | Non-Residential¦50¦41897¦Per Premise¦19 | 3.7275 | 2.3439 | 7.3723 | 80.0248 | 17.2983 | 343 | 1900-01-02 14:26 | 1900-01-01 04:19 | 6.1837 | 79.9677 | 9.9709 | 346 | 15 | 18 | 0.87656 | 6.4622 | 3327 | 1.1887 | 0.27859 | 0.93402 | 0.53604 | 0.81872 | 1.0769 | 0.97859 | -0.19146 | 0.62392 | 1.1887 | 1.7534 | 2.5688 | -0.97553 | -0.23459 | 0.27859 | 0.79176 | 1.5327
Non-Residential | 50 | Average Event Day | Per Premise | 10 | Non-Residential¦50¦Average Event Day¦Per Premise¦10 | 3.6594 | 2.2591 | 7.663 | 88.1463 | 13.1171 | 691 | 1900-01-02 15:52 | 1900-01-01 06:07 | 8.0271 | 88.0872 | 15.2723 | 694 | 15 | 18 | 1.0053 | 7.7038 | 3327 | -0.36413 | -0.32332 | 0.499 | 0.57973 | 0.50166 | 0.76491 | 0.76665 | -1.3444 | -0.76525 | -0.36413 | 0.036987 | 0.61614 | -1.3058 | -0.72535 | -0.32332 | 0.078709 | 0.65918
Non-Residential | 50 | 2014-09-15 | Aggregate | 9 | Non-Residential¦50¦41897¦Aggregate¦9 | 3.7275 | 2.3439 | 24.8555 | 85.6567 | 46.1202 | 343 | 1900-01-02 14:26 | 1900-01-01 04:19 | 21.5973 | 85.3849 | 43.3681 | 346 | 15 | 18 | 0.87656 | 21.7872 | 3327 | 3.2582 | 0.18997 | 2.4903 | 2.3315 | 2.1828 | 3.4113 | 3.1938 | -1.1136 | 1.4693 | 3.2582 | 5.0471 | 7.63 | -3.9031 | -1.4849 | 0.18997 | 1.8648 | 4.283
Non-Residential | 50 | 2014-07-29 | Aggregate | 8 | Non-Residential¦50¦41849¦Aggregate¦8 | 3.7342 | 2.332 | 17.1357 | 78.5005 | 41.2777 | 353 | 1900-01-02 14:51 | 1900-01-01 04:08 | 12.7602 | 78.3338 | 25.6175 | 355 | 16 | 19 | 0.84141 | 14.418 | 3327 | 4.3754 | 1.6578 | 2.197 | 1.3596 | 1.8486 | 2.5837 | 2.2947 | 1.0643 | 3.0206 | 4.3754 | 5.7303 | 7.6865 | -1.283 | 0.45445 | 1.6578 | 2.8612 | 4.5986
Non-Residential | 50 | 2014-09-16 | Per Premise | 3 | Non-Residential¦50¦41898¦Per Premise¦3 | 3.5998 | 2.1802 | 2.7284 | 73.4966 | 5.2563 | 345 | 1900-01-02 17:28 | 1900-01-01 08:15 | 3.566 | 73.2397 | 8.535 | 343 | 16 | 19 | 1.2057 | 3.2896 | 3327 | -0.8376 | -0.27632 | 0.28299 | 0.46085 | 0.34121 | 0.5408 | 0.57341 | -1.5307 | -1.1212 | -0.8376 | -0.55401 | -0.14454 | -1.0112 | -0.57701 | -0.27632 | 0.024383 | 0.45854
Non-Residential | 50 | 2014-09-15 | Per Premise | 10 | Non-Residential¦50¦41897¦Per Premise¦10 | 3.7275 | 2.3439 | 8.6871 | 88.7604 | 13.7693 | 343 | 1900-01-02 14:26 | 1900-01-01 04:19 | 7.9029 | 88.2795 | 14.2086 | 346 | 15 | 18 | 0.87656 | 7.6148 | 3327 | 0.78421 | -0.28817 | 0.74347 | 0.76386 | 0.6517 | 1.0659 | 1.0041 | -0.58185 | 0.22523 | 0.78421 | 1.3432 | 2.1503 | -1.575 | -0.81471 | -0.28817 | 0.23838 | 0.99862
Non-Residential | 50 | Average Event Day | Per Premise | 18 | Non-Residential¦50¦Average Event Day¦Per Premise¦18 | 3.6594 | 2.2591 | 7.4655 | 80.3867 | 14.0539 | 691 | 1900-01-02 15:52 | 1900-01-01 06:07 | 6.8272 | 80.3749 | 11.6668 | 694 | 15 | 18 | 1.0053 | 7.5053 | 3327 | 0.63839 | 0.67815 | 0.53463 | 0.44287 | 0.53748 | 0.69424 | 0.69643 | -0.25131 | 0.27433 | 0.63839 | 1.0024 | 1.5281 | -0.21437 | 0.31294 | 0.67815 | 1.0434 | 1.5707
Non-Residential | 50 | 2014-09-16 | Aggregate | 1 | Non-Residential¦50¦41898¦Aggregate¦1 | 3.5998 | 2.1802 | 10.2222 | 74.4441 | 20.4856 | 345 | 1900-01-02 17:28 | 1900-01-01 08:15 | 12.6294 | 74.2877 | 29.2286 | 343 | 16 | 19 | 1.2057 | 12.3251 | 3327 | -2.4072 | -0.30429 | 1.1029 | 1.5782 | 1.3298 | 1.9254 | 2.0638 | -4.8747 | -3.4169 | -2.4072 | -1.3976 | 0.060256 | -2.9491 | -1.3865 | -0.30429 | 0.77794 | 2.3405
Non-Residential | 50 | 2014-08-27 | Aggregate | 19 | Non-Residential¦50¦41878¦Aggregate¦19 | 3.5977 | 2.1759 | 18.9142 | 78.8712 | 29.7348 | 347 | 1900-01-02 17:19 | 1900-01-01 07:56 | 22.8458 | 78.6957 | 46.6331 | 348 | 15 | 18 | 1.1615 | 21.9685 | 3327 | -3.9316 | -0.87728 | 1.5962 | 2.4998 | 1.854 | 2.966 | 3.1123 | -7.7326 | -5.4869 | -3.9316 | -2.3762 | -0.13051 | -4.8658 | -2.5094 | -0.87728 | 0.75481 | 3.1113
Non-Residential | 50 | Average Event Day | Per Premise | 15 | Non-Residential¦50¦Average Event Day¦Per Premise¦15 | 3.6594 | 2.2591 | 9.2879 | 86.4893 | 14.586 | 691 | 1900-01-02 15:52 | 1900-01-01 06:07 | 8.6577 | 86.4876 | 14.8072 | 694 | 15 | 18 | 1.0053 | 9.3374 | 3327 | 0.63021 | 0.67968 | 0.55488 | 0.56208 | 0.55783 | 0.78982 | 0.7919 | -0.38199 | 0.21603 | 0.63021 | 1.0444 | 1.6424 | -0.33519 | 0.2644 | 0.67968 | 1.0949 | 1.6945
Non-Residential | 50 | 2014-09-16 | Aggregate | 17 | Non-Residential¦50¦41898¦Aggregate¦17 | 3.5998 | 2.1802 | 28.419 | 89.0288 | 43.268 | 345 | 1900-01-02 17:28 | 1900-01-01 08:15 | 30.9493 | 89.0607 | 58.7911 | 343 | 16 | 19 | 1.2057 | 34.2655 | 3327 | -2.5302 | 3.3162 | 2.3295 | 3.1744 | 2.8087 | 3.9374 | 4.2386 | -7.5763 | -4.595 | -2.5302 | -0.46544 | 2.5158 | -2.1158 | 1.0935 | 3.3162 | 5.5389 | 8.7482
Non-Residential | 50 | 2014-09-16 | Per Premise | 14 | Non-Residential¦50¦41898¦Per Premise¦14 | 3.5998 | 2.1802 | 9.6039 | 93.2772 | 15.9364 | 345 | 1900-01-02 17:28 | 1900-01-01 08:15 | 11.4465 | 93.7008 | 19.0339 | 343 | 16 | 19 | 1.2057 | 11.5797 | 3327 | -1.8426 | 0.13318 | 0.85799 | 1.0277 | 1.0345 | 1.3388 | 1.4582 | -3.5583 | -2.5446 | -1.8426 | -1.1405 | -0.12682 | -1.7356 | -0.63151 | 0.13318 | 0.89788 | 2.002
Non-Residential | 50 | Average Event Day | Per Premise | 24 | Non-Residential¦50¦Average Event Day¦Per Premise¦24 | 3.6594 | 2.2591 | 3.4363 | 73.3126 | 7.8691 | 691 | 1900-01-02 15:52 | 1900-01-01 06:07 | 3.6303 | 73.2717 | 8.4532 | 694 | 15 | 18 | 1.0053 | 3.4546 | 3327 | -0.19402 | -0.17572 | 0.29936 | 0.32088 | 0.30095 | 0.43884 | 0.43993 | -0.75641 | -0.42415 | -0.19402 | 0.036105 | 0.36837 | -0.73951 | -0.40642 | -0.17572 | 0.054977 | 0.38807
Non-Residential | 50 | 2014-09-16 | Per Premise | 5 | Non-Residential¦50¦41898¦Per Premise¦5 | 3.5998 | 2.1802 | 2.7875 | 73.3319 | 5.3992 | 345 | 1900-01-02 17:28 | 1900-01-01 08:15 | 3.6425 | 73.0689 | 9.3989 | 343 | 16 | 19 | 1.2057 | 3.3609 | 3327 | -0.85501 | -0.28156 | 0.29068 | 0.50749 | 0.35048 | 0.58485 | 0.61676 | -1.6045 | -1.1617 | -0.85501 | -0.54832 | -0.1055 | -1.072 | -0.60499 | -0.28156 | 0.041865 | 0.50884
Non-Residential | 50 | 2014-08-27 | Per Premise | 5 | Non-Residential¦50¦41878¦Per Premise¦5 | 3.5977 | 2.1759 | 2.3308 | 66.7963 | 4.9027 | 347 | 1900-01-02 17:19 | 1900-01-01 07:56 | 3.1292 | 66.4912 | 8.1903 | 348 | 15 | 18 | 1.1615 | 2.7072 | 3327 | -0.7984 | -0.42202 | 0.26319 | 0.43904 | 0.30569 | 0.51189 | 0.53498 | -1.4544 | -1.0668 | -0.7984 | -0.52997 | -0.14239 | -1.1076 | -0.70257 | -0.42202 | -0.14148 | 0.26359
Non-Residential | 50 | Average Event Day | Aggregate | 20 | Non-Residential¦50¦Average Event Day¦Aggregate¦20 | 3.6594 | 2.2591 | 20.4651 | 77.5989 | 42.78 | 691 | 1900-01-02 15:52 | 1900-01-01 06:07 | 20.6249 | 77.5951 | 40.3519 | 694 | 15 | 18 | 1.0053 | 20.5741 | 3327 | -0.15983 | -0.050835 | 1.6274 | 1.5317 | 1.6361 | 2.2349 | 2.2412 | -3.024 | -1.3318 | -0.15983 | 1.0122 | 2.7043 | -2.9231 | -1.2261 | -0.050835 | 1.1245 | 2.8214
Non-Residential | 50 | 2014-08-27 | Aggregate | 14 | Non-Residential¦50¦41878¦Aggregate¦14 | 3.5977 | 2.1759 | 27.106 | 85.9666 | 37.5883 | 347 | 1900-01-02 17:19 | 1900-01-01 07:56 | 31.4831 | 86.3341 | 50.8654 | 348 | 15 | 18 | 1.1615 | 31.4831 | 3327 | -4.3771 | -1.96e-06 | 2.0178 | 2.7267 | 2.3437 | 3.3921 | 3.5955 | -8.7243 | -6.1559 | -4.3771 | -2.5983 | -0.029917 | -4.6078 | -1.8855 | -1.96e-06 | 1.8855 | 4.6078
Non-Residential | 50 | Average Event Day | Per Premise | 2 | Non-Residential¦50¦Average Event Day¦Per Premise¦2 | 3.6594 | 2.2591 | 3.1601 | 71.5431 | 7.5311 | 691 | 1900-01-02 15:52 | 1900-01-01 06:07 | 3.0435 | 71.3731 | 7.1301 | 694 | 15 | 18 | 1.0053 | 3.1769 | 3327 | 0.11658 | 0.13341 | 0.2865 | 0.27065 | 0.28802 | 0.39412 | 0.39524 | -0.38851 | -0.090096 | 0.11658 | 0.32326 | 0.62167 | -0.3731 | -0.073848 | 0.13341 | 0.34068 | 0.63993
Non-Residential | 50 | 2014-09-16 | Per Premise | 12 | Non-Residential¦50¦41898¦Per Premise¦12 | 3.5998 | 2.1802 | 9.6512 | 95.0481 | 14.9895 | 345 | 1900-01-02 17:28 | 1900-01-01 08:15 | 11.212 | 95.6395 | 18.4543 | 343 | 16 | 19 | 1.2057 | 11.6367 | 3327 | -1.5607 | 0.42474 | 0.80701 | 0.99644 | 0.97303 | 1.2822 | 1.3927 | -3.204 | -2.2331 | -1.5607 | -0.88833 | 0.082521 | -1.3601 | -0.3056 | 0.42474 | 1.1551 | 2.2096
Non-Residential | 50 | Average Event Day | Aggregate | 24 | Non-Residential¦50¦Average Event Day¦Aggregate¦24 | 3.6594 | 2.2591 | 11.4325 | 73.3126 | 26.1807 | 691 | 1900-01-02 15:52 | 1900-01-01 06:07 | 12.078 | 73.2717 | 28.1238 | 694 | 15 | 18 | 1.0053 | 11.4934 | 3327 | -0.64551 | -0.58462 | 0.99596 | 1.0676 | 1.0013 | 1.46 | 1.4636 | -2.5166 | -1.4111 | -0.64551 | 0.12012 | 1.2256 | -2.4603 | -1.3522 | -0.58462 | 0.18291 | 1.2911
Non-Residential | 50 | Average Event Day | Aggregate | 4 | Non-Residential¦50¦Average Event Day¦Aggregate¦4 | 3.6594 | 2.2591 | 9.8585 | 70.6698 | 24.1837 | 691 | 1900-01-02 15:52 | 1900-01-01 06:07 | 9.58 | 70.505 | 22.056 | 694 | 15 | 18 | 1.0053 | 9.911 | 3327 | 0.27846 | 0.33096 | 0.91999 | 0.83724 | 0.92489 | 1.2439 | 1.2476 | -1.3157 | -0.37386 | 0.27846 | 0.93077 | 1.8726 | -1.2678 | -0.32326 | 0.33096 | 0.98518 | 1.9298
Non-Residential | 50 | 2014-08-27 | Aggregate | 7 | Non-Residential¦50¦41878¦Aggregate¦7 | 3.5977 | 2.1759 | 8.8913 | 73.4741 | 18.2295 | 347 | 1900-01-02 17:19 | 1900-01-01 07:56 | 14.4729 | 73.4906 | 39.2426 | 348 | 15 | 18 | 1.1615 | 10.327 | 3327 | -5.5816 | -4.1458 | 0.97861 | 2.1036 | 1.1366 | 2.3201 | 2.3911 | -8.5549 | -6.7982 | -5.5816 | -4.3649 | -2.6082 | -7.2101 | -5.3997 | -4.1458 | -2.8919 | -1.0815
Non-Residential | 50 | 2014-09-15 | Aggregate | 100 | Non-Residential¦50¦41897¦Aggregate¦100 | 3.7275 | 2.3439 | 31.3142 | 86.3552 | 56.7806 | 1372 | 1900-01-02 14:26 | 1900-01-01 04:19 | 25.3859 | 86.0608 | 41.2906 | 1384 | 15 | 18 | 0.87656 | 27.4486 | 3327 | 5.9283 | 2.0628 | 1.5329 | 1.1099 | 1.3437 | 1.8926 | 1.7428 | 3.5029 | 4.9359 | 5.9283 | 6.9208 | 8.3537 | -0.17075 | 1.1488 | 2.0628 | 2.9767 | 4.2963
Non-Residential | 50 | 2014-09-17 | Per Premise | 9 | Non-Residential¦50¦41899¦Per Premise¦9 | 3.7215 | 2.343 | 8.3834 | 88.96 | 17.5927 | 344 | 1900-01-02 14:24 | 1900-01-01 04:24 | 6.8161 | 88.6018 | 13.9706 | 344 | 15 | 18 | 0.89609 | 7.5123 | 3327 | 1.5674 | 0.69622 | 0.94854 | 0.75324 | 0.84997 | 1.2112 | 1.1357 | 0.015087 | 0.93218 | 1.5674 | 2.2025 | 3.1196 | -0.75924 | 0.10066 | 0.69622 | 1.2918 | 2.1517
Non-Residential | 50 | 2014-09-15 | Aggregate | 2 | Non-Residential¦50¦41897¦Aggregate¦2 | 3.7275 | 2.3439 | 12.2833 | 73.4878 | 29.6829 | 343 | 1900-01-02 14:26 | 1900-01-01 04:19 | 9.0964 | 73.6013 | 18.3777 | 346 | 15 | 18 | 0.87656 | 10.767 | 3327 | 3.187 | 1.6707 | 1.6027 | 0.98799 | 1.4049 | 1.8828 | 1.7175 | 0.77408 | 2.1996 | 3.187 | 4.1743 | 5.5998 | -0.53041 | 0.77 | 1.6707 | 2.5713 | 3.8717
Non-Residential | 50 | 2014-09-16 | Aggregate | 6 | Non-Residential¦50¦41898¦Aggregate¦6 | 3.5998 | 2.1802 | 9.7568 | 73.9651 | 20.1788 | 345 | 1900-01-02 17:28 | 1900-01-01 08:15 | 14.1148 | 73.9813 | 35.5177 | 343 | 16 | 19 | 1.2057 | 11.764 | 3327 | -4.358 | -2.3508 | 1.0864 | 1.9178 | 1.3099 | 2.2041 | 2.3224 | -7.1826 | -5.5138 | -4.358 | -3.2021 | -1.5333 | -5.3271 | -3.5687 | -2.3508 | -1.1329 | 0.62554
Non-Residential | 50 | 2014-09-16 | Per Premise | 10 | Non-Residential¦50¦41898¦Per Premise¦10 | 3.5998 | 2.1802 | 8.1476 | 92.0223 | 14.4496 | 345 | 1900-01-02 17:28 | 1900-01-01 08:15 | 9.1143 | 92.49 | 15.0785 | 343 | 16 | 19 | 1.2057 | 9.8238 | 3327 | -0.96671 | 0.70944 | 0.77794 | 0.81416 | 0.93798 | 1.1261 | 1.242 | -2.4098 | -1.5572 | -0.96671 | -0.3762 | 0.47642 | -0.88231 | 0.058108 | 0.70944 | 1.3608 | 2.3012
Non-Residential | 50 | Average Event Day | Per Premise | 13 | Non-Residential¦50¦Average Event Day¦Per Premise¦13 | 3.6594 | 2.2591 | 9.3856 | 87.7694 | 14.4557 | 691 | 1900-01-02 15:52 | 1900-01-01 06:07 | 9.4525 | 87.7551 | 15.5349 | 694 | 15 | 18 | 1.0053 | 9.4356 | 3327 | -0.066905 | -0.016919 | 0.54992 | 0.5897 | 0.55285 | 0.80632 | 0.80832 | -1.1002 | -0.48974 | -0.066905 | 0.35593 | 0.96644 | -1.0528 | -0.4408 | -0.016919 | 0.40696 | 1.019
Non-Residential | 50 | 2014-08-27 | Aggregate | 100 | Non-Residential¦50¦41878¦Aggregate¦100 | 3.5977 | 2.1759 | 25.0411 | 83.6927 | 35.8552 | 1388 | 1900-01-02 17:19 | 1900-01-01 07:56 | 26.3155 | 83.8909 | 46.3974 | 1392 | 15 | 18 | 1.1615 | 29.0847 | 3327 | -1.2744 | 2.7692 | 0.9624 | 1.2436 | 1.1178 | 1.5725 | 1.6721 | -3.2896 | -2.099 | -1.2744 | -0.44979 | 0.74082 | 0.62633 | 1.8924 | 2.7692 | 3.6461 | 4.9122
Non-Residential | 50 | Average Event Day | Aggregate | 19 | Non-Residential¦50¦Average Event Day¦Aggregate¦19 | 3.6594 | 2.2591 | 21.9428 | 78.3203 | 43.1545 | 691 | 1900-01-02 15:52 | 1900-01-01 06:07 | 21.9641 | 78.2226 | 39.3937 | 694 | 15 | 18 | 1.0053 | 22.0597 | 3327 | -0.021318 | 0.095545 | 1.6417 | 1.4954 | 1.6504 | 2.2206 | 2.2271 | -2.8672 | -1.1858 | -0.021318 | 1.1432 | 2.8245 | -2.7586 | -1.0723 | 0.095545 | 1.2634 | 2.9497
Non-Residential | 50 | 2014-09-15 | Aggregate | 17 | Non-Residential¦50¦41897¦Aggregate¦17 | 3.7275 | 2.3439 | 30.6535 | 85.3322 | 57.6823 | 343 | 1900-01-02 14:26 | 1900-01-01 04:19 | 24.8904 | 85.0518 | 39.9084 | 346 | 15 | 18 | 0.87656 | 26.8695 | 3327 | 5.7631 | 1.9791 | 3.1146 | 2.1455 | 2.7301 | 3.782 | 3.4722 | 0.91627 | 3.7798 | 5.7631 | 7.7464 | 10.6099 | -2.4708 | 0.15825 | 1.9791 | 3.7999 | 6.429
Non-Residential | 50 | 2014-09-15 | Per Premise | 22 | Non-Residential¦50¦41897¦Per Premise¦22 | 3.7275 | 2.3439 | 5.1433 | 77.2213 | 11.2329 | 343 | 1900-01-02 14:26 | 1900-01-01 04:19 | 4.1513 | 77.339 | 7.7462 | 346 | 15 | 18 | 0.87656 | 4.5084 | 3327 | 0.99203 | 0.35712 | 0.60652 | 0.41644 | 0.53165 | 0.73572 | 0.67533 | 0.049162 | 0.60622 | 0.99203 | 1.3778 | 1.9349 | -0.50836 | 0.0029728 | 0.35712 | 0.71126 | 1.2226
Non-Residential | 50 | 2014-07-29 | Per Premise | 11 | Non-Residential¦50¦41849¦Per Premise¦11 | 3.7342 | 2.332 | 8.436 | 85.3854 | 14.8445 | 353 | 1900-01-02 14:51 | 1900-01-01 04:08 | 7.3035 | 85.1109 | 10.193 | 355 | 16 | 19 | 0.84141 | 7.0981 | 3327 | 1.1325 | -0.20541 | 0.79009 | 0.54099 | 0.66479 | 0.95756 | 0.85709 | -0.094665 | 0.63035 | 1.1325 | 1.6346 | 2.3596 | -1.3038 | -0.65487 | -0.20541 | 0.24405 | 0.893
Non-Residential | 50 | 2014-09-16 | Aggregate | 19 | Non-Residential¦50¦41898¦Aggregate¦19 | 3.5998 | 2.1802 | 22.1856 | 86.8596 | 37.0059 | 345 | 1900-01-02 17:28 | 1900-01-01 08:15 | 25.7281 | 86.9556 | 57.5482 | 343 | 16 | 19 | 1.2057 | 26.7497 | 3327 | -3.5425 | 1.0215 | 1.9923 | 3.1073 | 2.4022 | 3.6912 | 3.9276 | -8.273 | -5.4782 | -3.5425 | -1.6069 | 1.1879 | -4.0119 | -1.0381 | 1.0215 | 3.0812 | 6.0549
Non-Residential | 50 | 2014-08-27 | Per Premise | 16 | Non-Residential¦50¦41878¦Per Premise¦16 | 3.5977 | 2.1759 | 8.0262 | 84.9576 | 11.1509 | 347 | 1900-01-02 17:19 | 1900-01-01 07:56 | 8.1456 | 85.188 | 13.4723 | 348 | 15 | 18 | 1.1615 | 9.3222 | 3327 | -0.11947 | 1.1766 | 0.59861 | 0.72219 | 0.69527 | 0.93802 | 1.0025 | -1.3216 | -0.61137 | -0.11947 | 0.37243 | 1.0827 | -0.10813 | 0.65089 | 1.1766 | 1.7023 | 2.4613
Non-Residential | 50 | Average Event Day | Per Premise | 1 | Non-Residential¦50¦Average Event Day¦Per Premise¦1 | 3.6594 | 2.2591 | 3.241 | 72.3002 | 7.5001 | 691 | 1900-01-02 15:52 | 1900-01-01 06:07 | 3.137 | 72.1156 | 7.2093 | 694 | 15 | 18 | 1.0053 | 3.2582 | 3327 | 0.10393 | 0.12119 | 0.28532 | 0.27366 | 0.28684 | 0.39535 | 0.39644 | -0.40272 | -0.10339 | 0.10393 | 0.31125 | 0.61059 | -0.38687 | -0.086703 | 0.12119 | 0.32909 | 0.62926
Non-Residential | 50 | 2014-08-27 | Aggregate | 16 | Non-Residential¦50¦41878¦Aggregate¦16 | 3.5977 | 2.1759 | 26.703 | 84.9576 | 37.0989 | 347 | 1900-01-02 17:19 | 1900-01-01 07:56 | 27.1005 | 85.188 | 44.8222 | 348 | 15 | 18 | 1.1615 | 31.015 | 3327 | -0.39749 | 3.9145 | 1.9916 | 2.4027 | 2.3132 | 3.1208 | 3.3352 | -4.397 | -2.034 | -0.39749 | 1.2391 | 3.602 | -0.35976 | 2.1655 | 3.9145 | 5.6635 | 8.1888
Non-Residential | 50 | 2014-08-27 | Per Premise | 19 | Non-Residential¦50¦41878¦Per Premise¦19 | 3.5977 | 2.1759 | 5.6851 | 78.8712 | 8.9374 | 347 | 1900-01-02 17:19 | 1900-01-01 07:56 | 6.8668 | 78.6957 | 14.0166 | 348 | 15 | 18 | 1.1615 | 6.6031 | 3327 | -1.1817 | -0.26368 | 0.47979 | 0.75137 | 0.55726 | 0.89149 | 0.93546 | -2.3242 | -1.6492 | -1.1817 | -0.71422 | -0.039226 | -1.4625 | -0.75424 | -0.26368 | 0.22687 | 0.93516
Non-Residential | 50 | 2014-07-29 | Aggregate | 15 | Non-Residential¦50¦41849¦Aggregate¦15 | 3.7342 | 2.332 | 30.7803 | 84.573 | 50.5824 | 353 | 1900-01-02 14:51 | 1900-01-01 04:08 | 25.8987 | 84.2272 | 35.1494 | 355 | 16 | 19 | 0.84141 | 25.8987 | 3327 | 4.8816 | 5.53e-07 | 2.6922 | 1.8655 | 2.2653 | 3.2754 | 2.9346 | 0.68399 | 3.164 | 4.8816 | 6.5992 | 9.0792 | -3.7608 | -1.5389 | 5.53e-07 | 1.5389 | 3.7608
Non-Residential | 50 | 2014-08-27 | Per Premise | 7 | Non-Residential¦50¦41878¦Per Premise¦7 | 3.5977 | 2.1759 | 2.6725 | 73.4741 | 5.4793 | 347 | 1900-01-02 17:19 | 1900-01-01 07:56 | 4.3501 | 73.4906 | 11.7952 | 348 | 15 | 18 | 1.1615 | 3.104 | 3327 | -1.6777 | -1.2461 | 0.29414 | 0.63229 | 0.34164 | 0.69736 | 0.71868 | -2.5714 | -2.0434 | -1.6777 | -1.312 | -0.78396 | -2.1671 | -1.623 | -1.2461 | -0.86923 | -0.32508
Non-Residential | 50 | Average Event Day | Aggregate | 17 | Non-Residential¦50¦Average Event Day¦Aggregate¦17 | 3.6594 | 2.2591 | 28.079 | 83.283 | 48.2873 | 691 | 1900-01-02 15:52 | 1900-01-01 06:07 | 25.4349 | 83.2792 | 41.741 | 694 | 15 | 18 | 1.0053 | 28.2285 | 3327 | 2.6441 | 2.7936 | 1.8369 | 1.5845 | 1.8467 | 2.4259 | 2.4333 | -0.4648 | 1.372 | 2.6441 | 3.9162 | 5.753 | -0.32476 | 1.5176 | 2.7936 | 4.0696 | 5.912
Non-Residential | 50 | 2014-08-27 | Aggregate | 6 | Non-Residential¦50¦41878¦Aggregate¦6 | 3.5977 | 2.1759 | 8.0315 | 66.9395 | 16.8816 | 347 | 1900-01-02 17:19 | 1900-01-01 07:56 | 12.3177 | 66.6444 | 32.7904 | 348 | 15 | 18 | 1.1615 | 9.3284 | 3327 | -4.2863 | -2.9893 | 0.90625 | 1.7578 | 1.0526 | 1.9776 | 2.0488 | -6.8207 | -5.3233 | -4.2863 | -3.2492 | -1.7518 | -5.615 | -4.0637 | -2.9893 | -1.9149 | -0.36367
Non-Residential | 50 | 2014-09-16 | Per Premise | 1 | Non-Residential¦50¦41898¦Per Premise¦1 | 3.5998 | 2.1802 | 3.0725 | 74.4441 | 6.1574 | 345 | 1900-01-02 17:28 | 1900-01-01 08:15 | 3.796 | 74.2877 | 8.7853 | 343 | 16 | 19 | 1.2057 | 3.7046 | 3327 | -0.72354 | -0.091462 | 0.3315 | 0.47436 | 0.3997 | 0.57872 | 0.6203 | -1.4652 | -1.027 | -0.72354 | -0.42006 | 0.018111 | -0.88641 | -0.41675 | -0.091462 | 0.23383 | 0.70349
Non-Residential | 50 | 2014-08-27 | Aggregate | 23 | Non-Residential¦50¦41878¦Aggregate¦23 | 3.5977 | 2.1759 | 10.0411 | 75.1548 | 18.222 | 347 | 1900-01-02 17:19 | 1900-01-01 07:56 | 15.5032 | 74.8752 | 37.6587 | 348 | 15 | 18 | 1.1615 | 11.6626 | 3327 | -5.4621 | -3.8407 | 0.97821 | 2.0187 | 1.1362 | 2.2432 | 2.3165 | -8.3369 | -6.6385 | -5.4621 | -4.2858 | -2.5873 | -6.8094 | -5.0554 | -3.8407 | -2.6259 | -0.87197
Non-Residential | 50 | 2014-07-29 | Aggregate | 21 | Non-Residential¦50¦41849¦Aggregate¦21 | 3.7342 | 2.332 | 19.0574 | 71.506 | 40.4724 | 353 | 1900-01-02 14:51 | 1900-01-01 04:08 | 14.4069 | 71.5972 | 24.7662 | 355 | 16 | 19 | 0.84141 | 16.035 | 3327 | 4.6505 | 1.6281 | 2.1541 | 1.3145 | 1.8125 | 2.5235 | 2.239 | 1.4165 | 3.3272 | 4.6505 | 5.9738 | 7.8845 | -1.2413 | 0.45397 | 1.6281 | 2.8022 | 4.4974
Non-Residential | 50 | 2014-07-29 | Aggregate | 17 | Non-Residential¦50¦41849¦Aggregate¦17 | 3.7342 | 2.332 | 26.6444 | 79.4233 | 42.3085 | 353 | 1900-01-02 14:51 | 1900-01-01 04:08 | 22.4947 | 79.2341 | 31.3672 | 355 | 16 | 19 | 0.84141 | 22.4187 | 3327 | 4.1497 | -0.075985 | 2.2519 | 1.6648 | 1.8947 | 2.8004 | 2.5222 | 0.56078 | 2.6811 | 4.1497 | 5.6182 | 7.7386 | -3.3083 | -1.3986 | -0.075985 | 1.2467 | 3.1564
Non-Residential | 50 | 2014-09-17 | Per Premise | 5 | Non-Residential¦50¦41899¦Per Premise¦5 | 3.7215 | 2.343 | 3.9331 | 77.8836 | 10.325 | 344 | 1900-01-02 14:24 | 1900-01-01 04:24 | 3.0124 | 77.8045 | 6.3563 | 344 | 15 | 18 | 0.89609 | 3.5244 | 3327 | 0.92075 | 0.51205 | 0.55669 | 0.34271 | 0.49884 | 0.65372 | 0.60522 | 0.082968 | 0.57793 | 0.92075 | 1.2636 | 1.7585 | -0.26357 | 0.19467 | 0.51205 | 0.82943 | 1.2877
Non-Residential | 50 | 2014-07-29 | Per Premise | 24 | Non-Residential¦50¦41849¦Per Premise¦24 | 3.7342 | 2.332 | 3.7669 | 69.9269 | 8.7184 | 353 | 1900-01-02 14:51 | 1900-01-01 04:08 | 2.7008 | 70.0773 | 5.0873 | 355 | 16 | 19 | 0.84141 | 3.1695 | 3327 | 1.0661 | 0.46871 | 0.46404 | 0.27001 | 0.39044 | 0.53687 | 0.47471 | 0.37809 | 0.78458 | 1.0661 | 1.3477 | 1.7541 | -0.13966 | 0.21977 | 0.46871 | 0.71764 | 1.0771
Non-Residential | 50 | 2014-09-16 | Per Premise | 16 | Non-Residential¦50¦41898¦Per Premise¦16 | 3.5998 | 2.1802 | 9.139 | 91.3439 | 14.8545 | 345 | 1900-01-02 17:28 | 1900-01-01 08:15 | 10.1374 | 91.3732 | 18.185 | 343 | 16 | 19 | 1.2057 | 11.0191 | 3327 | -0.99842 | 0.88167 | 0.79974 | 0.9819 | 0.96426 | 1.2664 | 1.3762 | -2.6213 | -1.6625 | -0.99842 | -0.33434 | 0.6245 | -0.882 | 0.15999 | 0.88167 | 1.6034 | 2.6453
Non-Residential | 50 | Average Event Day | Aggregate | 12 | Non-Residential¦50¦Average Event Day¦Aggregate¦12 | 3.6594 | 2.2591 | 31.23 | 89.0509 | 48.197 | 691 | 1900-01-02 15:52 | 1900-01-01 06:07 | 31.4515 | 89.0138 | 53.4612 | 694 | 15 | 18 | 1.0053 | 31.3964 | 3327 | -0.2215 | -0.055172 | 1.8335 | 2.0294 | 1.8433 | 2.735 | 2.7415 | -3.7265 | -1.6557 | -0.2215 | 1.2127 | 3.2835 | -3.5686 | -1.4928 | -0.055172 | 1.3825 | 3.4582
Non-Residential | 50 | Average Event Day | Aggregate | 1 | Non-Residential¦50¦Average Event Day¦Aggregate¦1 | 3.6594 | 2.2591 | 10.7827 | 72.3002 | 24.9529 | 691 | 1900-01-02 15:52 | 1900-01-01 06:07 | 10.4369 | 72.1156 | 23.9855 | 694 | 15 | 18 | 1.0053 | 10.8401 | 3327 | 0.34578 | 0.40321 | 0.94925 | 0.91048 | 0.95431 | 1.3153 | 1.319 | -1.3399 | -0.34397 | 0.34578 | 1.0355 | 2.0314 | -1.2871 | -0.28846 | 0.40321 | 1.0949 | 2.0935
Non-Residential | 50 | 2014-09-15 | Aggregate | 11 | Non-Residential¦50¦41897¦Aggregate¦11 | 3.7275 | 2.3439 | 32.2947 | 90.5584 | 50.0457 | 343 | 1900-01-02 14:26 | 1900-01-01 04:19 | 29.0374 | 89.9751 | 48.9186 | 346 | 15 | 18 | 0.87656 | 28.3082 | 3327 | 3.2574 | -0.72921 | 2.7022 | 2.6299 | 2.3686 | 3.7707 | 3.5393 | -1.575 | 1.28 | 3.2574 | 5.2347 | 8.0897 | -5.265 | -2.5852 | -0.72921 | 1.1268 | 3.8066
Non-Residential | 50 | 2014-09-17 | Per Premise | 24 | Non-Residential¦50¦41899¦Per Premise¦24 | 3.7215 | 2.343 | 4.2309 | 71.3216 | 10.5008 | 344 | 1900-01-02 14:24 | 1900-01-01 04:24 | 3.0283 | 71.6067 | 5.8573 | 344 | 15 | 18 | 0.89609 | 3.7912 | 3327 | 1.2026 | 0.76293 | 0.56617 | 0.3158 | 0.50734 | 0.64829 | 0.5976 | 0.37175 | 0.8626 | 1.2026 | 1.5425 | 2.0334 | -0.0029175 | 0.44955 | 0.76293 | 1.0763 | 1.5288
Non-Residential | 50 | 2014-09-17 | Aggregate | 21 | Non-Residential¦50¦41899¦Aggregate¦21 | 3.7215 | 2.343 | 21.2037 | 73.5974 | 45.7273 | 344 | 1900-01-02 14:24 | 1900-01-01 04:24 | 16.4734 | 73.7454 | 28.2573 | 344 | 15 | 18 | 0.89609 | 19.0004 | 3327 | 4.7303 | 2.527 | 2.4654 | 1.5235 | 2.2093 | 2.8982 | 2.6837 | 1.0161 | 3.2104 | 4.7303 | 6.2501 | 8.4445 | -0.91226 | 1.1197 | 2.527 | 3.9343 | 5.9662
Non-Residential | 50 | 2014-09-17 | Aggregate | 20 | Non-Residential¦50¦41899¦Aggregate¦20 | 3.7215 | 2.343 | 24.1184 | 74.6028 | 49.1716 | 344 | 1900-01-02 14:24 | 1900-01-01 04:24 | 19.6965 | 74.7382 | 32.5359 | 344 | 15 | 18 | 0.89609 | 21.6122 | 3327 | 4.4219 | 1.9157 | 2.6512 | 1.7542 | 2.3757 | 3.179 | 2.9532 | 0.34786 | 2.7548 | 4.4219 | 6.0889 | 8.4959 | -1.8689 | 0.3671 | 1.9157 | 3.4644 | 5.7003
Non-Residential | 50 | Average Event Day | Aggregate | 6 | Non-Residential¦50¦Average Event Day¦Aggregate¦6 | 3.6594 | 2.2591 | 11.0891 | 70.599 | 28.0749 | 691 | 1900-01-02 15:52 | 1900-01-01 06:07 | 11.0751 | 70.4953 | 27.4424 | 694 | 15 | 18 | 1.0053 | 11.1481 | 3327 | 0.013983 | 0.073041 | 1.068 | 1.0417 | 1.0737 | 1.4919 | 1.496 | -1.898 | -0.76838 | 0.013983 | 0.79634 | 1.9259 | -1.8441 | -0.71146 | 0.073041 | 0.85754 | 1.9902
Non-Residential | 50 | Average Event Day | Per Premise | 22 | Non-Residential¦50¦Average Event Day¦Per Premise¦22 | 3.6594 | 2.2591 | 4.4538 | 75.8317 | 9.2952 | 691 | 1900-01-02 15:52 | 1900-01-01 06:07 | 4.6968 | 75.7897 | 9.8564 | 694 | 15 | 18 | 1.0053 | 4.4775 | 3327 | -0.24304 | -0.21932 | 0.35361 | 0.37414 | 0.35549 | 0.5148 | 0.5161 | -0.90278 | -0.513 | -0.24304 | 0.026927 | 0.41671 | -0.88072 | -0.48996 | -0.21932 | 0.051326 | 0.44209
Non-Residential | 50 | 2014-09-15 | Per Premise | 13 | Non-Residential¦50¦41897¦Per Premise¦13 | 3.7275 | 2.3439 | 10.4573 | 90.03 | 15.9046 | 343 | 1900-01-02 14:26 | 1900-01-01 04:19 | 9.0952 | 89.4282 | 15.1455 | 346 | 15 | 18 | 0.87656 | 9.1664 | 3327 | 1.3621 | 0.07117 | 0.85877 | 0.81423 | 0.75276 | 1.1834 | 1.1089 | -0.15453 | 0.74148 | 1.3621 | 1.9826 | 2.8787 | -1.3499 | -0.51033 | 0.07117 | 0.65267 | 1.4923
Non-Residential | 50 | 2014-08-27 | Per Premise | 6 | Non-Residential¦50¦41878¦Per Premise¦6 | 3.5977 | 2.1759 | 2.414 | 66.9395 | 5.0741 | 347 | 1900-01-02 17:19 | 1900-01-01 07:56 | 3.7024 | 66.6444 | 9.8558 | 348 | 15 | 18 | 1.1615 | 2.8038 | 3327 | -1.2883 | -0.89851 | 0.27239 | 0.52833 | 0.31638 | 0.59442 | 0.61581 | -2.0501 | -1.6 | -1.2883 | -0.97661 | -0.52655 | -1.6877 | -1.2214 | -0.89851 | -0.57557 | -0.10931
Non-Residential | 50 | 2014-09-15 | Aggregate | 4 | Non-Residential¦50¦41897¦Aggregate¦4 | 3.7275 | 2.3439 | 11.4458 | 72.8272 | 28.168 | 343 | 1900-01-02 14:26 | 1900-01-01 04:19 | 8.4892 | 73.0526 | 16.0743 | 346 | 15 | 18 | 0.87656 | 10.0329 | 3327 | 2.9566 | 1.5437 | 1.5209 | 0.86416 | 1.3332 | 1.7493 | 1.5888 | 0.71478 | 2.0393 | 2.9566 | 3.8739 | 5.1984 | -0.49241 | 0.71052 | 1.5437 | 2.3768 | 3.5797
Non-Residential | 50 | 2014-09-15 | Aggregate | 13 | Non-Residential¦50¦41897¦Aggregate¦13 | 3.7275 | 2.3439 | 34.7914 | 90.03 | 52.9145 | 343 | 1900-01-02 14:26 | 1900-01-01 04:19 | 30.2598 | 89.4282 | 50.3892 | 346 | 15 | 18 | 0.87656 | 30.4966 | 3327 | 4.5316 | 0.23678 | 2.8571 | 2.7089 | 2.5044 | 3.9372 | 3.6892 | -0.51413 | 2.4669 | 4.5316 | 6.5962 | 9.5773 | -4.4912 | -1.6979 | 0.23678 | 2.1714 | 4.9647
Non-Residential | 50 | Average Event Day | Per Premise | 12 | Non-Residential¦50¦Average Event Day¦Per Premise¦12 | 3.6594 | 2.2591 | 9.3868 | 89.0509 | 14.4866 | 691 | 1900-01-02 15:52 | 1900-01-01 06:07 | 9.4534 | 89.0138 | 16.0689 | 694 | 15 | 18 | 1.0053 | 9.4368 | 3327 | -0.066575 | -0.016583 | 0.5511 | 0.60997 | 0.55403 | 0.82205 | 0.82402 | -1.1201 | -0.49766 | -0.066575 | 0.36451 | 0.98693 | -1.0726 | -0.4487 | -0.016583 | 0.41553 | 1.0394
Non-Residential | 50 | 2014-09-16 | Per Premise | 19 | Non-Residential¦50¦41898¦Per Premise¦19 | 3.5998 | 2.1802 | 6.6683 | 86.8596 | 11.1229 | 345 | 1900-01-02 17:28 | 1900-01-01 08:15 | 7.7331 | 86.9556 | 17.2973 | 343 | 16 | 19 | 1.2057 | 8.0402 | 3327 | -1.0648 | 0.30704 | 0.59884 | 0.93397 | 0.72203 | 1.1095 | 1.1805 | -2.4866 | -1.6466 | -1.0648 | -0.48299 | 0.35704 | -1.2059 | -0.31202 | 0.30704 | 0.92611 | 1.8199
Non-Residential | 50 | 2014-09-15 | Aggregate | 20 | Non-Residential¦50¦41897¦Aggregate¦20 | 3.7275 | 2.3439 | 23.115 | 79.1173 | 57.9814 | 343 | 1900-01-02 14:26 | 1900-01-01 04:19 | 19.3839 | 79.1594 | 33.7976 | 346 | 15 | 18 | 0.87656 | 20.2616 | 3327 | 3.731 | 0.87763 | 3.1307 | 1.817 | 2.7442 | 3.6198 | 3.2912 | -0.90787 | 1.8328 | 3.731 | 5.6292 | 8.3699 | -3.3403 | -0.84829 | 0.87763 | 2.6035 | 5.0955
Non-Residential | 50 | 2014-09-17 | Per Premise | 100 | Non-Residential¦50¦41899¦Per Premise¦100 | 3.7215 | 2.343 | 9.7817 | 81.6484 | 17.7152 | 1376 | 1900-01-02 14:24 | 1900-01-01 04:24 | 7.7872 | 81.4523 | 12.2268 | 1376 | 15 | 18 | 0.89609 | 8.7653 | 3327 | 1.9946 | 0.97814 | 0.47757 | 0.32961 | 0.42795 | 0.58027 | 0.54017 | 1.2509 | 1.6903 | 1.9946 | 2.2989 | 2.7382 | 0.28589 | 0.69488 | 0.97814 | 1.2614 | 1.6704
Non-Residential | 50 | 2014-07-29 | Per Premise | 18 | Non-Residential¦50¦41849¦Per Premise¦18 | 3.7342 | 2.332 | 7.1091 | 77.248 | 12.1915 | 353 | 1900-01-02 14:51 | 1900-01-01 04:08 | 5.909 | 77.1492 | 8.9389 | 355 | 16 | 19 | 0.84141 | 5.9817 | 3327 | 1.2001 | 0.072619 | 0.64889 | 0.47443 | 0.54598 | 0.80383 | 0.72331 | 0.16994 | 0.77856 | 1.2001 | 1.6216 | 2.2302 | -0.85434 | -0.30668 | 0.072619 | 0.45192 | 0.99958
Non-Residential | 50 | 2014-08-27 | Aggregate | 13 | Non-Residential¦50¦41878¦Aggregate¦13 | 3.5977 | 2.1759 | 26.5482 | 86.9307 | 36.9175 | 347 | 1900-01-02 17:19 | 1900-01-01 07:56 | 31.7165 | 87.3963 | 52.7692 | 348 | 15 | 18 | 1.1615 | 30.8352 | 3327 | -5.1683 | -0.88128 | 1.9818 | 2.8287 | 2.3019 | 3.4539 | 3.647 | -9.5946 | -6.9795 | -5.1683 | -3.3571 | -0.74197 | -5.555 | -2.7937 | -0.88128 | 1.0312 | 3.7925
Non-Residential | 50 | 2014-09-15 | Aggregate | 15 | Non-Residential¦50¦41897¦Aggregate¦15 | 3.7275 | 2.3439 | 34.3528 | 89.9729 | 55.3858 | 343 | 1900-01-02 14:26 | 1900-01-01 04:19 | 28.3873 | 89.5601 | 47.835 | 346 | 15 | 18 | 0.87656 | 30.1122 | 3327 | 5.9655 | 1.7249 | 2.9906 | 2.5716 | 2.6214 | 3.9442 | 3.6722 | 0.91084 | 3.8972 | 5.9655 | 8.0339 | 11.0202 | -2.9812 | -0.20082 | 1.7249 | 3.6506 | 6.431
Non-Residential | 50 | 2014-08-27 | Aggregate | 18 | Non-Residential¦50¦41878¦Aggregate¦18 | 3.5977 | 2.1759 | 21.7587 | 81.1233 | 33.1804 | 347 | 1900-01-02 17:19 | 1900-01-01 07:56 | 23.2711 | 81.1727 | 44.3949 | 348 | 15 | 18 | 1.1615 | 25.2723 | 3327 | -1.5124 | 2.0012 | 1.7812 | 2.3798 | 2.0688 | 2.9726 | 3.1534 | -5.3219 | -3.0712 | -1.5124 | 0.046405 | 2.2971 | -2.04 | 0.34757 | 2.0012 | 3.6548 | 6.0424
Non-Residential | 50 | 2014-09-17 | Aggregate | 15 | Non-Residential¦50¦41899¦Aggregate¦15 | 3.7215 | 2.343 | 35.8273 | 85.6413 | 60.9736 | 344 | 1900-01-02 14:24 | 1900-01-01 04:24 | 28.5623 | 85.3614 | 46.7589 | 344 | 15 | 18 | 0.89609 | 32.1044 | 3327 | 7.265 | 3.5422 | 3.2875 | 2.5211 | 2.9459 | 4.1429 | 3.8774 | 1.9557 | 5.0925 | 7.265 | 9.4375 | 12.5743 | -1.4269 | 1.5089 | 3.5422 | 5.5755 | 8.5112
Non-Residential | 50 | Average Event Day | Per Premise | 3 | Non-Residential¦50¦Average Event Day¦Per Premise¦3 | 3.6594 | 2.2591 | 3.0448 | 71.5282 | 7.4514 | 691 | 1900-01-02 15:52 | 1900-01-01 06:07 | 2.9274 | 71.395 | 6.7732 | 694 | 15 | 18 | 1.0053 | 3.061 | 3327 | 0.11734 | 0.13356 | 0.28346 | 0.25711 | 0.28497 | 0.3827 | 0.38381 | -0.3731 | -0.083341 | 0.11734 | 0.31803 | 0.60779 | -0.35832 | -0.067712 | 0.13356 | 0.33483 | 0.62544
Non-Residential | 50 | 2014-09-16 | Per Premise | 18 | Non-Residential¦50¦41898¦Per Premise¦18 | 3.5998 | 2.1802 | 7.5676 | 88.2174 | 11.492 | 345 | 1900-01-02 17:28 | 1900-01-01 08:15 | 8.3952 | 88.3172 | 17.4935 | 343 | 16 | 19 | 1.2057 | 9.1244 | 3327 | -0.82758 | 0.72925 | 0.61871 | 0.94456 | 0.74599 | 1.1292 | 1.2036 | -2.2746 | -1.4197 | -0.82758 | -0.23545 | 0.61949 | -0.81324 | 0.098076 | 0.72925 | 1.3604 | 2.2717
Non-Residential | 50 | 2014-09-17 | Per Premise | 1 | Non-Residential¦50¦41899¦Per Premise¦1 | 3.7215 | 2.343 | 4.1039 | 79.9036 | 10.0754 | 344 | 1900-01-02 14:24 | 1900-01-01 04:24 | 3.0377 | 79.7707 | 5.7734 | 344 | 15 | 18 | 0.89609 | 3.6775 | 3327 | 1.0663 | 0.63982 | 0.54323 | 0.31128 | 0.48678 | 0.62609 | 0.5778 | 0.26389 | 0.73794 | 1.0663 | 1.3946 | 1.8686 | -0.10066 | 0.33682 | 0.63982 | 0.94282 | 1.3803
Non-Residential | 50 | 2014-07-29 | Aggregate | 14 | Non-Residential¦50¦41849¦Aggregate¦14 | 3.7342 | 2.332 | 31.0834 | 87.0061 | 52.7475 | 353 | 1900-01-02 14:51 | 1900-01-01 04:08 | 25.7891 | 86.734 | 34.4442 | 355 | 16 | 19 | 0.84141 | 26.1538 | 3327 | 5.2943 | 0.36462 | 2.8075 | 1.8281 | 2.3622 | 3.3502 | 2.987 | 1.0008 | 3.5374 | 5.2943 | 7.0511 | 9.5877 | -3.4633 | -1.2018 | 0.36462 | 1.931 | 4.1926
Non-Residential | 50 | 2014-07-29 | Per Premise | 20 | Non-Residential¦50¦41849¦Per Premise¦20 | 3.7342 | 2.332 | 6.3065 | 73.0805 | 12.6823 | 353 | 1900-01-02 14:51 | 1900-01-01 04:08 | 4.9725 | 73.0986 | 8.3625 | 355 | 16 | 19 | 0.84141 | 5.3063 | 3327 | 1.334 | 0.33383 | 0.67501 | 0.44383 | 0.56796 | 0.80785 | 0.72081 | 0.29869 | 0.91036 | 1.334 | 1.7576 | 2.3693 | -0.58993 | -0.044166 | 0.33383 | 0.71182 | 1.2576
Non-Residential | 50 | 2014-08-27 | Per Premise | 23 | Non-Residential¦50¦41878¦Per Premise¦23 | 3.5977 | 2.1759 | 3.0181 | 75.1548 | 5.477 | 347 | 1900-01-02 17:19 | 1900-01-01 07:56 | 4.6598 | 74.8752 | 11.3191 | 348 | 15 | 18 | 1.1615 | 3.5054 | 3327 | -1.6418 | -1.1544 | 0.29402 | 0.60677 | 0.3415 | 0.67425 | 0.69627 | -2.5058 | -1.9953 | -1.6418 | -1.2882 | -0.77766 | -2.0467 | -1.5195 | -1.1544 | -0.78927 | -0.26209
Non-Residential | 50 | 2014-08-27 | Per Premise | 2 | Non-Residential¦50¦41878¦Per Premise¦2 | 3.5977 | 2.1759 | 2.5317 | 67.0234 | 5.1608 | 347 | 1900-01-02 17:19 | 1900-01-01 07:56 | 3.2007 | 66.6959 | 8.2195 | 348 | 15 | 18 | 1.1615 | 2.9406 | 3327 | -0.66899 | -0.26016 | 0.27704 | 0.44061 | 0.32178 | 0.52047 | 0.5456 | -1.336 | -0.94192 | -0.66899 | -0.39605 | -0.0019726 | -0.95937 | -0.54627 | -0.26016 | 0.025957 | 0.43906
Non-Residential | 50 | 2014-08-27 | Aggregate | 8 | Non-Residential¦50¦41878¦Aggregate¦8 | 3.5977 | 2.1759 | 11.5829 | 77.6524 | 23.4215 | 347 | 1900-01-02 17:19 | 1900-01-01 07:56 | 17.6517 | 77.798 | 45.7456 | 348 | 15 | 18 | 1.1615 | 13.4533 | 3327 | -6.0688 | -4.1984 | 1.2573 | 2.4522 | 1.4604 | 2.7558 | 2.8541 | -9.6004 | -7.5139 | -6.0688 | -4.6237 | -2.5371 | -7.8561 | -5.6951 | -4.1984 | -2.7017 | -0.54066
Non-Residential | 50 | Average Event Day | Per Premise | 7 | Non-Residential¦50¦Average Event Day¦Per Premise¦7 | 3.6594 | 2.2591 | 3.8198 | 76.0435 | 9.5659 | 691 | 1900-01-02 15:52 | 1900-01-01 06:07 | 3.8925 | 75.9909 | 9.737 | 694 | 15 | 18 | 1.0053 | 3.8402 | 3327 | -0.072682 | -0.052339 | 0.3639 | 0.36961 | 0.36584 | 0.51869 | 0.52005 | -0.73741 | -0.34468 | -0.072682 | 0.19932 | 0.59204 | -0.71881 | -0.32505 | -0.052339 | 0.22038 | 0.61413
Non-Residential | 50 | 2014-07-29 | Aggregate | 23 | Non-Residential¦50¦41849¦Aggregate¦23 | 3.7342 | 2.332 | 14.7562 | 70.4009 | 34.9767 | 353 | 1900-01-02 14:51 | 1900-01-01 04:08 | 10.0605 | 70.5397 | 19.1676 | 355 | 16 | 19 | 0.84141 | 12.4159 | 3327 | 4.6957 | 2.3554 | 1.8616 | 1.0173 | 1.5664 | 2.1214 | 1.8677 | 1.9769 | 3.5832 | 4.6957 | 5.8082 | 7.4144 | -0.038193 | 1.376 | 2.3554 | 3.3349 | 4.749
Non-Residential | 50 | Average Event Day | Aggregate | 21 | Non-Residential¦50¦Average Event Day¦Aggregate¦21 | 3.6594 | 2.2591 | 17.8856 | 76.6038 | 37.2068 | 691 | 1900-01-02 15:52 | 1900-01-01 06:07 | 18.2272 | 76.5562 | 36.9468 | 694 | 15 | 18 | 1.0053 | 17.9808 | 3327 | -0.34164 | -0.24638 | 1.4154 | 1.4025 | 1.423 | 1.9926 | 1.9979 | -2.8952 | -1.3865 | -0.34164 | 0.70327 | 2.2119 | -2.8068 | -1.2941 | -0.24638 | 0.80133 | 2.3141
Non-Residential | 50 | Average Event Day | Aggregate | 13 | Non-Residential¦50¦Average Event Day¦Aggregate¦13 | 3.6594 | 2.2591 | 31.2259 | 87.7694 | 48.094 | 691 | 1900-01-02 15:52 | 1900-01-01 06:07 | 31.4485 | 87.7551 | 51.6845 | 694 | 15 | 18 | 1.0053 | 31.3922 | 3327 | -0.22259 | -0.05629 | 1.8296 | 1.9619 | 1.8393 | 2.6826 | 2.6893 | -3.6605 | -1.6294 | -0.22259 | 1.1842 | 3.2153 | -3.5027 | -1.4666 | -0.05629 | 1.354 | 3.3902
Non-Residential | 50 | 2014-09-16 | Aggregate | 4 | Non-Residential¦50¦41898¦Aggregate¦4 | 3.5998 | 2.1802 | 8.9213 | 73.5011 | 16.9923 | 345 | 1900-01-02 17:28 | 1900-01-01 08:15 | 11.605 | 73.293 | 29.0708 | 343 | 16 | 19 | 1.2057 | 10.7566 | 3327 | -2.6838 | -0.84844 | 0.91483 | 1.5697 | 1.103 | 1.8168 | 1.9185 | -5.0121 | -3.6365 | -2.6838 | -1.731 | -0.35542 | -3.3071 | -1.8545 | -0.84844 | 0.15761 | 1.6102
Non-Residential | 50 | 2014-07-29 | Aggregate | 19 | Non-Residential¦50¦41849¦Aggregate¦19 | 3.7342 | 2.332 | 21.6911 | 74.9146 | 40.6566 | 353 | 1900-01-02 14:51 | 1900-01-01 04:08 | 17.1581 | 74.8536 | 27.8881 | 355 | 16 | 19 | 0.84141 | 18.251 | 3327 | 4.533 | 1.0929 | 2.1639 | 1.4801 | 1.8207 | 2.6217 | 2.3465 | 1.1732 | 3.1582 | 4.533 | 5.9079 | 7.8929 | -1.9142 | -0.13756 | 1.0929 | 2.3234 | 4.1001
Non-Residential | 50 | 2014-09-16 | Per Premise | 6 | Non-Residential¦50¦41898¦Per Premise¦6 | 3.5998 | 2.1802 | 2.9326 | 73.9651 | 6.0652 | 345 | 1900-01-02 17:28 | 1900-01-01 08:15 | 4.2425 | 73.9813 | 10.6756 | 343 | 16 | 19 | 1.2057 | 3.5359 | 3327 | -1.3099 | -0.70657 | 0.32654 | 0.57643 | 0.39371 | 0.66249 | 0.69805 | -2.1589 | -1.6573 | -1.3099 | -0.96247 | -0.46086 | -1.6012 | -1.0726 | -0.70657 | -0.34051 | 0.18802
Non-Residential | 50 | Average Event Day | Aggregate | 5 | Non-Residential¦50¦Average Event Day¦Aggregate¦5 | 3.6594 | 2.2591 | 10.0625 | 70.8523 | 25.3579 | 691 | 1900-01-02 15:52 | 1900-01-01 06:07 | 9.9042 | 70.7293 | 23.5376 | 694 | 15 | 18 | 1.0053 | 10.1161 | 3327 | 0.15829 | 0.21188 | 0.96466 | 0.89347 | 0.9698 | 1.3149 | 1.3186 | -1.5268 | -0.53122 | 0.15829 | 0.84781 | 1.8434 | -1.478 | -0.47961 | 0.21188 | 0.90338 | 1.9018
Non-Residential | 50 | 2014-09-15 | Per Premise | 15 | Non-Residential¦50¦41897¦Per Premise¦15 | 3.7275 | 2.3439 | 10.3255 | 89.9729 | 16.6474 | 343 | 1900-01-02 14:26 | 1900-01-01 04:19 | 8.5324 | 89.5601 | 14.3778 | 346 | 15 | 18 | 0.87656 | 9.0508 | 3327 | 1.7931 | 0.51845 | 0.89887 | 0.77296 | 0.78791 | 1.1855 | 1.1038 | 0.27377 | 1.1714 | 1.7931 | 2.4147 | 3.3124 | -0.89607 | -0.060361 | 0.51845 | 1.0973 | 1.933
Non-Residential | 50 | 2014-08-27 | Per Premise | 12 | Non-Residential¦50¦41878¦Per Premise¦12 | 3.5977 | 2.1759 | 7.9577 | 87.86 | 11.2727 | 347 | 1900-01-02 17:19 | 1900-01-01 07:56 | 9.4663 | 88.3374 | 16.8946 | 348 | 15 | 18 | 1.1615 | 9.2427 | 3327 | -1.5087 | -0.22365 | 0.60515 | 0.90565 | 0.70287 | 1.0892 | 1.1464 | -2.9045 | -2.0798 | -1.5087 | -0.93747 | -0.11276 | -1.6928 | -0.82482 | -0.22365 | 0.37752 | 1.2455
Non-Residential | 50 | 2014-08-27 | Per Premise | 22 | Non-Residential¦50¦41878¦Per Premise¦22 | 3.5977 | 2.1759 | 3.666 | 76.6387 | 6.5126 | 347 | 1900-01-02 17:19 | 1900-01-01 07:56 | 5.31 | 76.3898 | 11.7789 | 348 | 15 | 18 | 1.1615 | 4.258 | 3327 | -1.6441 | -1.0521 | 0.34962 | 0.63142 | 0.40607 | 0.72175 | 0.75072 | -2.569 | -2.0226 | -1.6441 | -1.2656 | -0.71912 | -2.0142 | -1.4458 | -1.0521 | -0.65841 | -0.090005
Non-Residential | 50 | 2014-09-16 | Per Premise | 17 | Non-Residential¦50¦41898¦Per Premise¦17 | 3.5998 | 2.1802 | 8.5419 | 89.0288 | 13.0051 | 345 | 1900-01-02 17:28 | 1900-01-01 08:15 | 9.3025 | 89.0607 | 17.6709 | 343 | 16 | 19 | 1.2057 | 10.2992 | 3327 | -0.76051 | 0.99676 | 0.70017 | 0.95414 | 0.84421 | 1.1835 | 1.274 | -2.2772 | -1.3811 | -0.76051 | -0.1399 | 0.75618 | -0.63594 | 0.32867 | 0.99676 | 1.6648 | 2.6295
Non-Residential | 50 | 2014-07-29 | Aggregate | 24 | Non-Residential¦50¦41849¦Aggregate¦24 | 3.7342 | 2.332 | 12.5325 | 69.9269 | 29.0062 | 353 | 1900-01-02 14:51 | 1900-01-01 04:08 | 8.9855 | 70.0773 | 16.9255 | 355 | 16 | 19 | 0.84141 | 10.5449 | 3327 | 3.547 | 1.5594 | 1.5438 | 0.89831 | 1.299 | 1.7862 | 1.5794 | 1.2579 | 2.6103 | 3.547 | 4.4836 | 5.836 | -0.46464 | 0.73117 | 1.5594 | 2.3876 | 3.5834
Non-Residential | 50 | 2014-08-27 | Aggregate | 24 | Non-Residential¦50¦41878¦Aggregate¦24 | 3.5977 | 2.1759 | 8.9789 | 73.519 | 16.8343 | 347 | 1900-01-02 17:19 | 1900-01-01 07:56 | 13.8009 | 73.268 | 34.1911 | 348 | 15 | 18 | 1.1615 | 10.4288 | 3327 | -4.822 | -3.3721 | 0.90372 | 1.8328 | 1.0496 | 2.0435 | 2.1121 | -7.4409 | -5.8936 | -4.822 | -3.7504 | -2.2031 | -6.0789 | -4.4797 | -3.3721 | -2.2645 | -0.66529
Non-Residential | 50 | 2014-07-29 | Aggregate | 20 | Non-Residential¦50¦41849¦Aggregate¦20 | 3.7342 | 2.332 | 20.9816 | 73.0805 | 42.1939 | 353 | 1900-01-02 14:51 | 1900-01-01 04:08 | 16.5434 | 73.0986 | 27.822 | 355 | 16 | 19 | 0.84141 | 17.654 | 3327 | 4.4382 | 1.1106 | 2.2458 | 1.4766 | 1.8896 | 2.6877 | 2.3981 | 0.99375 | 3.0288 | 4.4382 | 5.8477 | 7.8827 | -1.9627 | -0.14694 | 1.1106 | 2.3682 | 4.184
Non-Residential | 50 | Average Event Day | Aggregate | 8 | Non-Residential¦50¦Average Event Day¦Aggregate¦8 | 3.6594 | 2.2591 | 16.0566 | 80.4485 | 37.1677 | 691 | 1900-01-02 15:52 | 1900-01-01 06:07 | 16.7335 | 80.3758 | 40.0625 | 694 | 15 | 18 | 1.0053 | 16.1422 | 3327 | -0.67685 | -0.59134 | 1.4139 | 1.5208 | 1.4215 | 2.0765 | 2.0816 | -3.338 | -1.7658 | -0.67685 | 0.41207 | 1.9843 | -3.2591 | -1.683 | -0.59134 | 0.50027 | 2.0764
Non-Residential | 50 | 2014-09-17 | Per Premise | 3 | Non-Residential¦50¦41899¦Per Premise¦3 | 3.7215 | 2.343 | 3.9335 | 78.4049 | 10.3598 | 344 | 1900-01-02 14:24 | 1900-01-01 04:24 | 2.9075 | 78.2726 | 5.8502 | 344 | 15 | 18 | 0.89609 | 3.5248 | 3327 | 1.026 | 0.61726 | 0.55856 | 0.31542 | 0.50052 | 0.64147 | 0.59162 | 0.20392 | 0.68961 | 1.026 | 1.3624 | 1.8481 | -0.14093 | 0.30702 | 0.61726 | 0.92751 | 1.3755
Non-Residential | 50 | 2014-07-29 | Per Premise | 1 | Non-Residential¦50¦41849¦Per Premise¦1 | 3.7342 | 2.332 | 3.5515 | 70.7911 | 9.0625 | 353 | 1900-01-02 14:51 | 1900-01-01 04:08 | 2.7051 | 70.9918 | 5.4546 | 355 | 16 | 19 | 0.84141 | 2.9883 | 3327 | 0.84637 | 0.28312 | 0.48235 | 0.2895 | 0.40585 | 0.56256 | 0.49852 | 0.12543 | 0.55137 | 0.84637 | 1.1414 | 1.5673 | -0.35576 | 0.021696 | 0.28312 | 0.54455 | 0.922
Non-Residential | 50 | 2014-08-27 | Aggregate | 21 | Non-Residential¦50¦41878¦Aggregate¦21 | 3.5977 | 2.1759 | 15.1538 | 77.1519 | 26.8204 | 347 | 1900-01-02 17:19 | 1900-01-01 07:56 | 19.9853 | 76.9462 | 43.9844 | 348 | 15 | 18 | 1.1615 | 17.6009 | 3327 | -4.8315 | -2.3844 | 1.4398 | 2.3578 | 1.6723 | 2.7627 | 2.8906 | -8.372 | -6.2802 | -4.8315 | -3.3828 | -1.291 | -6.0889 | -3.9003 | -2.3844 | -0.86858 | 1.3201
Non-Residential | 50 | Average Event Day | Aggregate | 23 | Non-Residential¦50¦Average Event Day¦Aggregate¦23 | 3.6594 | 2.2591 | 12.8975 | 74.7317 | 29.5813 | 691 | 1900-01-02 15:52 | 1900-01-01 06:07 | 13.5054 | 74.6545 | 30.7529 | 694 | 15 | 18 | 1.0053 | 12.9662 | 3327 | -0.60783 | -0.53914 | 1.1253 | 1.1674 | 1.1313 | 1.6215 | 1.6256 | -2.6858 | -1.4581 | -0.60783 | 0.24246 | 1.4701 | -2.6225 | -1.3916 | -0.53914 | 0.31333 | 1.5442
Non-Residential | 50 | 2014-09-15 | Aggregate | 5 | Non-Residential¦50¦41897¦Aggregate¦5 | 3.7275 | 2.3439 | 11.7233 | 72.0026 | 29.7239 | 343 | 1900-01-02 14:26 | 1900-01-01 04:19 | 8.8014 | 72.2049 | 17.5932 | 346 | 15 | 18 | 0.87656 | 10.2762 | 3327 | 2.9219 | 1.4748 | 1.6049 | 0.94581 | 1.4068 | 1.8629 | 1.6952 | 0.53455 | 1.945 | 2.9219 | 3.8989 | 5.3094 | -0.69771 | 0.58581 | 1.4748 | 2.3637 | 3.6473
Non-Residential | 50 | 2014-09-15 | Per Premise | 24 | Non-Residential¦50¦41897¦Per Premise¦24 | 3.7275 | 2.3439 | 4.1393 | 74.8892 | 9.4344 | 343 | 1900-01-02 14:26 | 1900-01-01 04:19 | 3.2014 | 74.9241 | 6.5856 | 346 | 15 | 18 | 0.87656 | 3.6283 | 3327 | 0.93793 | 0.42696 | 0.50941 | 0.35405 | 0.44653 | 0.62036 | 0.56985 | 0.14291 | 0.61261 | 0.93793 | 1.2632 | 1.733 | -0.30334 | 0.12813 | 0.42696 | 0.72579 | 1.1573
Non-Residential | 50 | 2014-07-29 | Aggregate | 4 | Non-Residential¦50¦41849¦Aggregate¦4 | 3.7342 | 2.332 | 10.7656 | 69.5007 | 28.7059 | 353 | 1900-01-02 14:51 | 1900-01-01 04:08 | 7.5563 | 69.7356 | 13.5899 | 355 | 16 | 19 | 0.84141 | 9.0582 | 3327 | 3.2093 | 1.5019 | 1.5279 | 0.72127 | 1.2856 | 1.6896 | 1.4741 | 1.044 | 2.3233 | 3.2093 | 4.0953 | 5.3745 | -0.3872 | 0.72889 | 1.5019 | 2.2749 | 3.391
Non-Residential | 50 | Average Event Day | Aggregate | 9 | Non-Residential¦50¦Average Event Day¦Aggregate¦9 | 3.6594 | 2.2591 | 21.1715 | 84.9529 | 42.2994 | 691 | 1900-01-02 15:52 | 1900-01-01 06:07 | 22.123 | 84.9719 | 48.3112 | 694 | 15 | 18 | 1.0053 | 21.2843 | 3327 | -0.95148 | -0.83873 | 1.6091 | 1.8339 | 1.6177 | 2.4398 | 2.4454 | -4.0782 | -2.2309 | -0.95148 | 0.32793 | 2.1752 | -3.9727 | -2.1211 | -0.83873 | 0.44365 | 2.2952
Non-Residential | 50 | 2014-09-17 | Per Premise | 10 | Non-Residential¦50¦41899¦Per Premise¦10 | 3.7215 | 2.343 | 9.6435 | 91.1385 | 17.897 | 344 | 1900-01-02 14:24 | 1900-01-01 04:24 | 8.5235 | 90.7465 | 15.4524 | 344 | 15 | 18 | 0.89609 | 8.6415 | 3327 | 1.1201 | 0.118 | 0.96494 | 0.83314 | 0.86467 | 1.2748 | 1.2007 | -0.51372 | 0.45154 | 1.1201 | 1.7886 | 2.7538 | -1.4208 | -0.51167 | 0.118 | 0.74767 | 1.6568
Non-Residential | 50 | 2014-09-15 | Aggregate | 18 | Non-Residential¦50¦41897¦Aggregate¦18 | 3.7275 | 2.3439 | 27.4912 | 82.0549 | 57.774 | 343 | 1900-01-02 14:26 | 1900-01-01 04:19 | 21.7215 | 81.915 | 32.7275 | 346 | 15 | 18 | 0.87656 | 24.0975 | 3327 | 5.7696 | 2.376 | 3.1195 | 1.7594 | 2.7344 | 3.5815 | 3.2516 | 1.1798 | 3.8915 | 5.7696 | 7.6478 | 10.3595 | -1.791 | 0.67089 | 2.376 | 4.0811 | 6.5431
Non-Residential | 50 | 2014-07-29 | Aggregate | 11 | Non-Residential¦50¦41849¦Aggregate¦11 | 3.7342 | 2.332 | 28.0665 | 85.3854 | 49.3876 | 353 | 1900-01-02 14:51 | 1900-01-01 04:08 | 24.2987 | 85.1109 | 33.9121 | 355 | 16 | 19 | 0.84141 | 23.6153 | 3327 | 3.7678 | -0.68339 | 2.6286 | 1.7999 | 2.2117 | 3.1858 | 2.8516 | -0.31495 | 2.0972 | 3.7678 | 5.4384 | 7.8506 | -4.3378 | -2.1787 | -0.68339 | 0.81197 | 2.971
Non-Residential | 50 | 2014-09-16 | Per Premise | 8 | Non-Residential¦50¦41898¦Per Premise¦8 | 3.5998 | 2.1802 | 4.5251 | 85.2857 | 9.6996 | 345 | 1900-01-02 17:28 | 1900-01-01 08:15 | 5.9378 | 85.5622 | 12.8527 | 343 | 16 | 19 | 1.2057 | 5.456 | 3327 | -1.4127 | -0.4818 | 0.52221 | 0.69398 | 0.62964 | 0.86851 | 0.93705 | -2.5258 | -1.8682 | -1.4127 | -0.95727 | -0.29967 | -1.6827 | -0.97319 | -0.4818 | 0.0095845 | 0.71907
Non-Residential | 50 | 2014-07-29 | Per Premise | 8 | Non-Residential¦50¦41849¦Per Premise¦8 | 3.7342 | 2.332 | 5.1505 | 78.5005 | 12.4069 | 353 | 1900-01-02 14:51 | 1900-01-01 04:08 | 3.8354 | 78.3338 | 7.6999 | 355 | 16 | 19 | 0.84141 | 4.3336 | 3327 | 1.3151 | 0.49829 | 0.66035 | 0.40867 | 0.55562 | 0.77658 | 0.68973 | 0.3199 | 0.90789 | 1.3151 | 1.7224 | 2.3104 | -0.38563 | 0.13659 | 0.49829 | 0.85998 | 1.3822
Non-Residential | 50 | 2014-09-15 | Per Premise | 1 | Non-Residential¦50¦41897¦Per Premise¦1 | 3.7275 | 2.3439 | 3.8333 | 74.1618 | 8.9593 | 343 | 1900-01-02 14:26 | 1900-01-01 04:19 | 2.7865 | 74.2501 | 5.6179 | 346 | 15 | 18 | 0.87656 | 3.3601 | 3327 | 1.0468 | 0.5736 | 0.48376 | 0.30202 | 0.42404 | 0.57029 | 0.5206 | 0.31594 | 0.74774 | 1.0468 | 1.3459 | 1.7777 | -0.093573 | 0.3006 | 0.5736 | 0.84661 | 1.2408
Non-Residential | 50 | 2014-09-16 | Aggregate | 16 | Non-Residential¦50¦41898¦Aggregate¦16 | 3.5998 | 2.1802 | 30.4054 | 91.3439 | 49.421 | 345 | 1900-01-02 17:28 | 1900-01-01 08:15 | 33.7271 | 91.3732 | 60.5014 | 343 | 16 | 19 | 1.2057 | 36.6604 | 3327 | -3.3218 | 2.9333 | 2.6607 | 3.2668 | 3.2081 | 4.2132 | 4.5786 | -8.7212 | -5.5312 | -3.3218 | -1.1123 | 2.0777 | -2.9344 | 0.53229 | 2.9333 | 5.3343 | 8.8011
Residential | All | 2014-07-29 | Aggregate | 16 | Residential¦All¦41849¦Aggregate¦16 | 3.5737 | 1.151 | 43.2268 | 83.4859 | 43.4597 | 650 | 1900-01-02 14:37 | 1899-12-31 03:41 | 36.6798 | 83.7701 | 35.4348 | 633 | 16 | 19 | 1.0946 | 47.3178 | 22395 | 6.5469 | 10.638 | 1.7046 | 1.4084 | 1.866 | 2.2112 | 2.3378 | 3.7132 | 5.3874 | 6.5469 | 7.7065 | 9.3807 | 7.6419 | 9.412 | 10.638 | 11.8639 | 13.634
Residential | All | Average Event Day | Per Premise | 16 | Residential¦All¦Average Event Day¦Per Premise¦16 | 3.5918 | 1.1545 | 2.2388 | 86.976 | 1.9809 | 1264 | 1900-01-02 14:10 | 1899-12-31 03:42 | 1.6132 | 87.0831 | 1.4853 | 1269 | 15 | 18 | 0.95967 | 2.1485 | 22395 | 0.62554 | 0.53526 | 0.055718 | 0.041694 | 0.053471 | 0.069591 | 0.067805 | 0.53636 | 0.58905 | 0.62554 | 0.66203 | 0.71472 | 0.44836 | 0.4997 | 0.53526 | 0.57082 | 0.62216
Residential | All | 2014-08-27 | Aggregate | 17 | Residential¦All¦41878¦Aggregate¦17 | 3.6108 | 1.156 | 43.4435 | 85.3704 | 42.7495 | 623 | 1900-01-02 13:38 | 1899-12-31 03:40 | 30.7435 | 85.2099 | 28.7073 | 644 | 15 | 18 | 0.87481 | 38.0046 | 22395 | 12.7 | 7.2611 | 1.7127 | 1.1312 | 1.4983 | 2.0526 | 1.8774 | 10.0695 | 11.6236 | 12.7 | 13.7764 | 15.3305 | 4.8552 | 6.2766 | 7.2611 | 8.2456 | 9.6671
Residential | All | 2014-08-27 | Per Premise | 12 | Residential¦All¦41878¦Per Premise¦12 | 3.6108 | 1.156 | 1.1537 | 91.4846 | 1.3214 | 623 | 1900-01-02 13:38 | 1899-12-31 03:40 | 1.0824 | 91.3198 | 1.1727 | 644 | 15 | 18 | 0.87481 | 1.0093 | 22395 | 0.071323 | -0.073119 | 0.052941 | 0.046209 | 0.046313 | 0.070271 | 0.065423 | -0.018733 | 0.034472 | 0.071323 | 0.10817 | 0.16138 | -0.15696 | -0.10743 | -0.073119 | -0.038811 | 0.010724
Residential | All | 2014-09-15 | Aggregate | 21 | Residential¦All¦41897¦Aggregate¦21 | 3.5732 | 1.1531 | 58.9263 | 78.5766 | 41.0652 | 641 | 1900-01-02 14:42 | 1899-12-31 03:44 | 64.8835 | 78.8781 | 46.6487 | 624 | 15 | 18 | 1.0482 | 61.7665 | 22395 | -5.9571 | -3.117 | 1.622 | 1.8674 | 1.7002 | 2.4735 | 2.5254 | -9.127 | -7.2542 | -5.9571 | -4.66 | -2.7872 | -6.3534 | -4.4413 | -3.117 | -1.7926 | 0.11953
Residential | All | 2014-09-16 | Per Premise | 22 | Residential¦All¦41898¦Per Premise¦22 | 3.61 | 1.156 | 2.6918 | 80.1454 | 2.0364 | 623 | 1900-01-02 13:42 | 1899-12-31 03:39 | 2.9028 | 80.1491 | 2.1031 | 639 | 16 | 19 | 0.98883 | 2.6617 | 22395 | -0.21104 | -0.24111 | 0.081587 | 0.083197 | 0.080675 | 0.11653 | 0.11589 | -0.36037 | -0.27214 | -0.21104 | -0.14993 | -0.061706 | -0.38963 | -0.30188 | -0.24111 | -0.18034 | -0.092592
Residential | All | 2014-08-27 | Aggregate | 8 | Residential¦All¦41878¦Aggregate¦8 | 3.6108 | 1.156 | 16.3743 | 77.8275 | 13.81 | 623 | 1900-01-02 13:38 | 1899-12-31 03:40 | 16.3376 | 77.9319 | 13.0884 | 644 | 15 | 18 | 0.87481 | 14.3243 | 22395 | 0.03673 | -2.0132 | 0.55329 | 0.51576 | 0.48402 | 0.75639 | 0.7073 | -0.93263 | -0.35992 | 0.03673 | 0.43338 | 1.0061 | -2.9197 | -2.3841 | -2.0132 | -1.6423 | -1.1068
Residential | All | 2014-08-27 | Aggregate | 18 | Residential¦All¦41878¦Aggregate¦18 | 3.6108 | 1.156 | 44.3292 | 82.0981 | 42.795 | 623 | 1900-01-02 13:38 | 1899-12-31 03:40 | 32.6214 | 81.875 | 29.4562 | 644 | 15 | 18 | 0.87481 | 38.7795 | 22395 | 11.7078 | 6.1581 | 1.7145 | 1.1607 | 1.4999 | 2.0705 | 1.8966 | 9.0544 | 10.622 | 11.7078 | 12.7936 | 14.3613 | 3.7275 | 5.1635 | 6.1581 | 7.1526 | 8.5886
Residential | All | Average Event Day | Per Premise | 18 | Residential¦All¦Average Event Day¦Per Premise¦18 | 3.5918 | 1.1545 | 2.3193 | 81.0881 | 1.968 | 1264 | 1900-01-02 14:10 | 1899-12-31 03:42 | 1.727 | 81.1739 | 1.4952 | 1269 | 15 | 18 | 0.95967 | 2.2258 | 22395 | 0.59234 | 0.49881 | 0.055354 | 0.041973 | 0.053122 | 0.069467 | 0.067702 | 0.50331 | 0.55591 | 0.59234 | 0.62877 | 0.68136 | 0.41204 | 0.46331 | 0.49881 | 0.53431 | 0.58557
Residential | All | 2014-09-15 | Per Premise | 2 | Residential¦All¦41897¦Per Premise¦2 | 3.5732 | 1.1531 | 0.99681 | 73.5164 | 1.0036 | 641 | 1900-01-02 14:42 | 1899-12-31 03:44 | 0.9615 | 73.5413 | 0.89864 | 624 | 15 | 18 | 1.0482 | 1.0449 | 22395 | 0.035318 | 0.083363 | 0.039638 | 0.035974 | 0.041549 | 0.053529 | 0.054958 | -0.033282 | 0.0072472 | 0.035318 | 0.063388 | 0.10392 | 0.012931 | 0.054543 | 0.083363 | 0.11218 | 0.15379
Residential | All | 2014-09-15 | Per Premise | 3 | Residential¦All¦41897¦Per Premise¦3 | 3.5732 | 1.1531 | 0.89274 | 72.5822 | 0.9133 | 641 | 1900-01-02 14:42 | 1899-12-31 03:44 | 0.84623 | 72.7137 | 0.81586 | 624 | 15 | 18 | 1.0482 | 0.93577 | 22395 | 0.046513 | 0.089542 | 0.036073 | 0.032661 | 0.037812 | 0.048662 | 0.049965 | -0.01585 | 0.020995 | 0.046513 | 0.072031 | 0.10888 | 0.02551 | 0.063341 | 0.089542 | 0.11574 | 0.15357
Residential | All | 2014-09-16 | Aggregate | 4 | Residential¦All¦41898¦Aggregate¦4 | 3.61 | 1.156 | 19.4675 | 72.8838 | 18.4454 | 623 | 1900-01-02 13:42 | 1899-12-31 03:39 | 18.1257 | 72.7494 | 17.5312 | 639 | 16 | 19 | 0.98883 | 19.25 | 22395 | 1.3417 | 1.1242 | 0.739 | 0.69352 | 0.73075 | 1.0135 | 1.0075 | 0.042931 | 0.81027 | 1.3417 | 1.8732 | 2.6405 | -0.16686 | 0.59594 | 1.1242 | 1.6526 | 2.4154
Residential | All | 2014-09-17 | Aggregate | 5 | Residential¦All¦41899¦Aggregate¦5 | 3.5725 | 1.1534 | 23.5298 | 78.8127 | 23.2601 | 640 | 1900-01-02 14:44 | 1899-12-31 03:45 | 22.3598 | 78.5837 | 21.7905 | 623 | 15 | 18 | 1.006 | 23.67 | 22395 | 1.17 | 1.3102 | 0.91943 | 0.87302 | 0.92491 | 1.2679 | 1.2719 | -0.45486 | 0.50512 | 1.17 | 1.8349 | 2.7948 | -0.31975 | 0.64323 | 1.3102 | 1.9772 | 2.9401
Residential | All | 2014-08-27 | Per Premise | 10 | Residential¦All¦41878¦Per Premise¦10 | 3.6108 | 1.156 | 0.85078 | 88.7033 | 0.87066 | 623 | 1900-01-02 13:38 | 1899-12-31 03:40 | 0.81197 | 88.6011 | 0.77973 | 644 | 15 | 18 | 0.87481 | 0.74427 | 22395 | 0.038803 | -0.067709 | 0.034882 | 0.030726 | 0.030515 | 0.046485 | 0.043304 | -0.020769 | 0.014427 | 0.038803 | 0.06318 | 0.098376 | -0.12321 | -0.090418 | -0.067709 | -0.045 | -0.012212
Residential | All | 2014-08-27 | Aggregate | 20 | Residential¦All¦41878¦Aggregate¦20 | 3.6108 | 1.156 | 40.4544 | 78.5362 | 37.3751 | 623 | 1900-01-02 13:38 | 1899-12-31 03:40 | 43.6942 | 78.353 | 37.861 | 644 | 15 | 18 | 0.87481 | 35.3898 | 22395 | -3.2397 | -8.3044 | 1.4974 | 1.4919 | 1.3099 | 2.1138 | 1.9854 | -5.9487 | -4.3482 | -3.2397 | -2.1313 | -0.53083 | -10.8488 | -9.3455 | -8.3044 | -7.2633 | -5.76
Residential | All | Average Event Day | Per Premise | 10 | Residential¦All¦Average Event Day¦Per Premise¦10 | 3.5918 | 1.1545 | 1.1028 | 90.5261 | 1.0673 | 1264 | 1900-01-02 14:10 | 1899-12-31 03:42 | 1.11 | 90.5256 | 1.1125 | 1269 | 15 | 18 | 0.95967 | 1.0584 | 22395 | -0.0071509 | -0.051623 | 0.03002 | 0.031229 | 0.028809 | 0.043318 | 0.042488 | -0.062665 | -0.029867 | -0.0071509 | 0.015565 | 0.048363 | -0.10607 | -0.073904 | -0.051623 | -0.029343 | 0.002827
Residential | All | 2014-08-27 | Per Premise | 8 | Residential¦All¦41878¦Per Premise¦8 | 3.6108 | 1.156 | 0.73116 | 77.8275 | 0.61666 | 623 | 1900-01-02 13:38 | 1899-12-31 03:40 | 0.72952 | 77.9319 | 0.58443 | 644 | 15 | 18 | 0.87481 | 0.63962 | 22395 | 0.0016401 | -0.089897 | 0.024706 | 0.02303 | 0.021613 | 0.033775 | 0.031583 | -0.041644 | -0.016072 | 0.0016401 | 0.019352 | 0.044925 | -0.13037 | -0.10646 | -0.089897 | -0.073334 | -0.049421
Residential | All | Average Event Day | Aggregate | 2 | Residential¦All¦Average Event Day¦Aggregate¦2 | 3.5918 | 1.1545 | 20.239 | 71.3833 | 19.7755 | 1264 | 1900-01-02 14:10 | 1899-12-31 03:42 | 19.964 | 71.1166 | 18.4083 | 1269 | 15 | 18 | 0.95967 | 19.4229 | 22395 | 0.27501 | -0.54114 | 0.55623 | 0.51675 | 0.5338 | 0.75923 | 0.74295 | -0.69798 | -0.12313 | 0.27501 | 0.67315 | 1.248 | -1.4933 | -0.93075 | -0.54114 | -0.15154 | 0.41099
Residential | All | 2014-09-15 | Aggregate | 4 | Residential¦All¦41897¦Aggregate¦4 | 3.5732 | 1.1531 | 18.0661 | 72.5277 | 17.7838 | 641 | 1900-01-02 14:42 | 1899-12-31 03:44 | 18.4466 | 72.5711 | 18.6339 | 624 | 15 | 18 | 1.0482 | 18.9369 | 22395 | -0.38048 | 0.49028 | 0.70242 | 0.74595 | 0.73627 | 1.0246 | 1.0481 | -1.6936 | -0.91779 | -0.38048 | 0.15683 | 0.93262 | -0.85293 | -0.05935 | 0.49028 | 1.0399 | 1.8335
Residential | All | 2014-09-17 | Per Premise | 22 | Residential¦All¦41899¦Per Premise¦22 | 3.5725 | 1.1534 | 1.9265 | 72.0902 | 1.5076 | 640 | 1900-01-02 14:44 | 1899-12-31 03:45 | 2.1946 | 72.2047 | 1.8197 | 623 | 15 | 18 | 1.006 | 1.9379 | 22395 | -0.26815 | -0.25667 | 0.059593 | 0.072903 | 0.059948 | 0.09416 | 0.094385 | -0.38882 | -0.31752 | -0.26815 | -0.21877 | -0.14747 | -0.37763 | -0.30616 | -0.25667 | -0.20717 | -0.13571
Residential | All | 2014-07-29 | Aggregate | 17 | Residential¦All¦41849¦Aggregate¦17 | 3.5737 | 1.151 | 44.919 | 80.8275 | 43.5966 | 650 | 1900-01-02 14:37 | 1899-12-31 03:41 | 35.5413 | 81.1282 | 35.0576 | 633 | 16 | 19 | 1.0946 | 49.1702 | 22395 | 9.3777 | 13.6289 | 1.71 | 1.3934 | 1.8718 | 2.2058 | 2.3335 | 6.5508 | 8.221 | 9.3777 | 10.5344 | 12.2046 | 10.6383 | 12.4052 | 13.6289 | 14.8526 | 16.6194
Residential | All | 2014-09-16 | Aggregate | 10 | Residential¦All¦41898¦Aggregate¦10 | 3.61 | 1.156 | 31.1492 | 95.7398 | 33.3742 | 623 | 1900-01-02 13:42 | 1899-12-31 03:39 | 31.0987 | 95.3121 | 32.1696 | 639 | 16 | 19 | 0.98883 | 30.8012 | 22395 | 0.050454 | -0.29753 | 1.3371 | 1.2726 | 1.3222 | 1.8459 | 1.8351 | -2.3152 | -0.91755 | 0.050454 | 1.0185 | 2.4161 | -2.6493 | -1.2599 | -0.29753 | 0.66481 | 2.0543
Residential | All | 2014-09-16 | Aggregate | 9 | Residential¦All¦41898¦Aggregate¦9 | 3.61 | 1.156 | 26.5317 | 90.5725 | 27.2125 | 623 | 1900-01-02 13:42 | 1899-12-31 03:39 | 25.1172 | 90.4494 | 25.0462 | 639 | 16 | 19 | 0.98883 | 26.2353 | 22395 | 1.4145 | 1.1181 | 1.0902 | 0.99081 | 1.0781 | 1.4732 | 1.4642 | -0.4735 | 0.64194 | 1.4145 | 2.187 | 3.3025 | -0.75838 | 0.35026 | 1.1181 | 1.8859 | 2.9946
Residential | All | 2014-07-29 | Aggregate | 9 | Residential¦All¦41849¦Aggregate¦9 | 3.5737 | 1.151 | 18.4729 | 82.2681 | 16.7927 | 650 | 1900-01-02 14:37 | 1899-12-31 03:41 | 19.2516 | 82.4734 | 17.0964 | 633 | 16 | 19 | 1.0946 | 20.2212 | 22395 | -0.77868 | 0.96962 | 0.65866 | 0.67952 | 0.721 | 0.94635 | 0.99075 | -1.9915 | -1.2749 | -0.77868 | -0.28241 | 0.43412 | -0.30008 | 0.45006 | 0.96962 | 1.4892 | 2.2393
Residential | All | Average Event Day | Per Premise | 1 | Residential¦All¦Average Event Day¦Per Premise¦1 | 3.5918 | 1.1545 | 1.047 | 72.2409 | 1.0327 | 1264 | 1900-01-02 14:10 | 1899-12-31 03:42 | 1.0337 | 71.969 | 0.9599 | 1269 | 15 | 18 | 0.95967 | 1.0048 | 22395 | 0.013388 | -0.028835 | 0.029048 | 0.026946 | 0.027877 | 0.039622 | 0.038771 | -0.037389 | -0.0073896 | 0.013388 | 0.034166 | 0.064165 | -0.078522 | -0.049166 | -0.028835 | -0.0085031 | 0.020852
Residential | All | 2014-07-29 | Per Premise | 4 | Residential¦All¦41849¦Per Premise¦4 | 3.5737 | 1.151 | 0.66276 | 68.8923 | 0.65852 | 650 | 1900-01-02 14:37 | 1899-12-31 03:41 | 0.62545 | 68.9598 | 0.57345 | 633 | 16 | 19 | 1.0946 | 0.72549 | 22395 | 0.037317 | 0.10004 | 0.025829 | 0.022793 | 0.028274 | 0.034448 | 0.036317 | -0.0068295 | 0.019253 | 0.037317 | 0.055382 | 0.081464 | 0.0535 | 0.080997 | 0.10004 | 0.11909 | 0.14658
Residential | All | 2014-09-16 | Per Premise | 6 | Residential¦All¦41898¦Per Premise¦6 | 3.61 | 1.156 | 0.85845 | 73.7067 | 0.83133 | 623 | 1900-01-02 13:42 | 1899-12-31 03:39 | 0.81723 | 73.6145 | 0.76249 | 639 | 16 | 19 | 0.98883 | 0.84886 | 22395 | 0.041225 | 0.031635 | 0.033307 | 0.030164 | 0.032934 | 0.044935 | 0.04466 | -0.016362 | 0.017661 | 0.041225 | 0.064789 | 0.098811 | -0.0256 | 0.0082148 | 0.031635 | 0.055054 | 0.088869
Residential | All | Average Event Day | Per Premise | 14 | Residential¦All¦Average Event Day¦Per Premise¦14 | 3.5918 | 1.1545 | 2.0775 | 89.1295 | 1.921 | 1264 | 1900-01-02 14:10 | 1899-12-31 03:42 | 1.9937 | 89.1099 | 1.9071 | 1269 | 15 | 18 | 0.95967 | 1.9937 | 22395 | 0.083775 | -2.28e-08 | 0.054031 | 0.053536 | 0.051852 | 0.076062 | 0.07453 | -0.013703 | 0.043888 | 0.083775 | 0.12366 | 0.18125 | -0.095515 | -0.039084 | -2.28e-08 | 0.039084 | 0.095514
Residential | All | 2014-09-16 | Aggregate | 21 | Residential¦All¦41898¦Aggregate¦21 | 3.61 | 1.156 | 67.6498 | 81.789 | 47.7642 | 623 | 1900-01-02 13:42 | 1899-12-31 03:39 | 75.2564 | 81.624 | 50.9908 | 639 | 16 | 19 | 0.98883 | 66.894 | 22395 | -7.6066 | -8.3623 | 1.9136 | 2.0172 | 1.8923 | 2.7805 | 2.7658 | -11.1699 | -9.0647 | -7.6066 | -6.1485 | -4.0433 | -11.9069 | -9.8127 | -8.3623 | -6.912 | -4.8179
Residential | All | Average Event Day | Per Premise | 19 | Residential¦All¦Average Event Day¦Per Premise¦19 | 3.5918 | 1.1545 | 2.3394 | 78.4003 | 1.9004 | 1264 | 1900-01-02 14:10 | 1899-12-31 03:42 | 2.5942 | 78.4289 | 2.1327 | 1269 | 15 | 18 | 0.95967 | 2.2451 | 22395 | -0.25479 | -0.34912 | 0.053452 | 0.059869 | 0.051297 | 0.080258 | 0.078839 | -0.35764 | -0.29687 | -0.25479 | -0.2127 | -0.15193 | -0.45016 | -0.39047 | -0.34912 | -0.30778 | -0.24809
Residential | All | 2014-08-27 | Aggregate | 9 | Residential¦All¦41878¦Aggregate¦9 | 3.6108 | 1.156 | 17.3908 | 84.8354 | 15.8836 | 623 | 1900-01-02 13:38 | 1899-12-31 03:40 | 16.9658 | 84.8479 | 14.8593 | 644 | 15 | 18 | 0.87481 | 15.2135 | 22395 | 0.42495 | -1.7523 | 0.63636 | 0.58554 | 0.55669 | 0.86476 | 0.80794 | -0.68329 | -0.028534 | 0.42495 | 0.87843 | 1.5332 | -2.7877 | -2.176 | -1.7523 | -1.3286 | -0.71686
Residential | All | 2014-09-16 | Aggregate | 1 | Residential¦All¦41898¦Aggregate¦1 | 3.61 | 1.156 | 29.8561 | 74.1 | 29.5659 | 623 | 1900-01-02 13:42 | 1899-12-31 03:39 | 26.3674 | 73.9632 | 25.5987 | 639 | 16 | 19 | 0.98883 | 29.5225 | 22395 | 3.4886 | 3.1551 | 1.1845 | 1.0127 | 1.1713 | 1.5584 | 1.5484 | 1.4915 | 2.6714 | 3.4886 | 4.3059 | 5.4858 | 1.1708 | 2.3431 | 3.1551 | 3.9671 | 5.1394
Residential | All | 2014-09-17 | Aggregate | 7 | Residential¦All¦41899¦Aggregate¦7 | 3.5725 | 1.1534 | 26.4186 | 83.1404 | 23.0636 | 640 | 1900-01-02 14:44 | 1899-12-31 03:45 | 24.2472 | 82.8045 | 21.6174 | 623 | 15 | 18 | 1.006 | 26.576 | 22395 | 2.1714 | 2.3288 | 0.91167 | 0.86608 | 0.9171 | 1.2575 | 1.2614 | 0.55988 | 1.512 | 2.1714 | 2.8308 | 3.7829 | 0.71225 | 1.6673 | 2.3288 | 2.9903 | 3.9454
Residential | All | 2014-09-17 | Per Premise | 14 | Residential¦All¦41899¦Per Premise¦14 | 3.5725 | 1.1534 | 2.5373 | 87.6064 | 2.1913 | 640 | 1900-01-02 14:44 | 1899-12-31 03:45 | 2.5524 | 87.8567 | 2.3219 | 623 | 15 | 18 | 1.006 | 2.5524 | 22395 | -0.015118 | 1.98e-07 | 0.086617 | 0.093024 | 0.087133 | 0.12711 | 0.12746 | -0.17801 | -0.081773 | -0.015118 | 0.051536 | 0.14777 | -0.16334 | -0.066839 | 1.98e-07 | 0.066839 | 0.16334
Residential | All | Average Event Day | Aggregate | 11 | Residential¦All¦Average Event Day¦Aggregate¦11 | 3.5918 | 1.1545 | 29.3237 | 92.282 | 29.6475 | 1264 | 1900-01-02 14:10 | 1899-12-31 03:42 | 28.7256 | 92.2377 | 29.671 | 1269 | 15 | 18 | 0.95967 | 28.1412 | 22395 | 0.59806 | -0.58443 | 0.8339 | 0.83292 | 0.80027 | 1.1786 | 1.1551 | -0.9124 | -0.020006 | 0.59806 | 1.2161 | 2.1085 | -2.0647 | -1.1901 | -0.58443 | 0.021288 | 0.89585
Residential | All | Average Event Day | Aggregate | 7 | Residential¦All¦Average Event Day¦Aggregate¦7 | 3.5918 | 1.1545 | 19.795 | 76.533 | 16.5495 | 1264 | 1900-01-02 14:10 | 1899-12-31 03:42 | 19.4031 | 76.4026 | 16.559 | 1269 | 15 | 18 | 0.95967 | 18.9967 | 22395 | 0.39189 | -0.40635 | 0.46549 | 0.46484 | 0.44672 | 0.65784 | 0.6447 | -0.45117 | 0.046916 | 0.39189 | 0.73686 | 1.235 | -1.2326 | -0.74443 | -0.40635 | -0.068272 | 0.41986
Residential | All | Average Event Day | Per Premise | 3 | Residential¦All¦Average Event Day¦Per Premise¦3 | 3.5918 | 1.1545 | 0.8252 | 71.3884 | 0.8102 | 1264 | 1900-01-02 14:10 | 1899-12-31 03:42 | 0.80128 | 71.1718 | 0.74598 | 1269 | 15 | 18 | 0.95967 | 0.79192 | 22395 | 0.023917 | -0.0093597 | 0.022789 | 0.020941 | 0.02187 | 0.030949 | 0.030279 | -0.015746 | 0.0076871 | 0.023917 | 0.040147 | 0.06358 | -0.048163 | -0.025238 | -0.0093597 | 0.0065185 | 0.029444
Residential | All | 2014-07-29 | Aggregate | 11 | Residential¦All¦41849¦Aggregate¦11 | 3.5737 | 1.151 | 24.021 | 87.587 | 24.5392 | 650 | 1900-01-02 14:37 | 1899-12-31 03:41 | 24.887 | 87.7135 | 25.5743 | 633 | 16 | 19 | 1.0946 | 26.2944 | 22395 | -0.86596 | 1.4074 | 0.96251 | 1.0165 | 1.0536 | 1.3999 | 1.464 | -2.66 | -1.6001 | -0.86596 | -0.13186 | 0.92806 | -0.46879 | 0.63969 | 1.4074 | 2.1751 | 3.2836
Residential | All | 2014-08-27 | Per Premise | 16 | Residential¦All¦41878¦Per Premise¦16 | 3.6108 | 1.156 | 1.8065 | 86.8263 | 1.8186 | 623 | 1900-01-02 13:38 | 1899-12-31 03:40 | 1.3199 | 86.7216 | 1.2379 | 644 | 15 | 18 | 0.87481 | 1.5803 | 22395 | 0.4866 | 0.26043 | 0.072859 | 0.048781 | 0.063738 | 0.087682 | 0.080263 | 0.37423 | 0.44062 | 0.4866 | 0.53258 | 0.59896 | 0.15757 | 0.21834 | 0.26043 | 0.30252 | 0.36329
Residential | All | Average Event Day | Per Premise | 7 | Residential¦All¦Average Event Day¦Per Premise¦7 | 3.5918 | 1.1545 | 0.8839 | 76.533 | 0.73898 | 1264 | 1900-01-02 14:10 | 1899-12-31 03:42 | 0.8664 | 76.4026 | 0.73941 | 1269 | 15 | 18 | 0.95967 | 0.84826 | 22395 | 0.017499 | -0.018145 | 0.020785 | 0.020756 | 0.019947 | 0.029375 | 0.028788 | -0.020146 | 0.0020949 | 0.017499 | 0.032903 | 0.055144 | -0.055038 | -0.033241 | -0.018145 | -0.0030486 | 0.018748
Residential | All | Average Event Day | Per Premise | 6 | Residential¦All¦Average Event Day¦Per Premise¦6 | 3.5918 | 1.1545 | 0.76478 | 70.1728 | 0.6899 | 1264 | 1900-01-02 14:10 | 1899-12-31 03:42 | 0.75529 | 69.9416 | 0.66453 | 1269 | 15 | 18 | 0.95967 | 0.73394 | 22395 | 0.0094897 | -0.021351 | 0.019405 | 0.018654 | 0.018622 | 0.026917 | 0.026359 | -0.025006 | -0.0046257 | 0.0094897 | 0.023605 | 0.043985 | -0.05513 | -0.035173 | -0.021351 | -0.0075281 | 0.012429
Residential | All | 2014-09-17 | Per Premise | 10 | Residential¦All¦41899¦Per Premise¦10 | 3.5725 | 1.1534 | 1.4952 | 93.4974 | 1.4899 | 640 | 1900-01-02 14:44 | 1899-12-31 03:45 | 1.5958 | 93.5889 | 1.664 | 623 | 15 | 18 | 1.006 | 1.5041 | 22395 | -0.10066 | -0.091752 | 0.058893 | 0.066666 | 0.059244 | 0.088954 | 0.089187 | -0.21466 | -0.14731 | -0.10066 | -0.054014 | 0.013337 | -0.20605 | -0.13852 | -0.091752 | -0.044983 | 0.022545
Residential | All | 2014-07-29 | Per Premise | 5 | Residential¦All¦41849¦Per Premise¦5 | 3.5737 | 1.151 | 0.63491 | 67.9683 | 0.63582 | 650 | 1900-01-02 14:37 | 1899-12-31 03:41 | 0.59344 | 68.0421 | 0.49764 | 633 | 16 | 19 | 1.0946 | 0.695 | 22395 | 0.041472 | 0.10156 | 0.024939 | 0.019779 | 0.027299 | 0.03183 | 0.033712 | 0.0006794 | 0.02478 | 0.041472 | 0.058164 | 0.082264 | 0.058357 | 0.083882 | 0.10156 | 0.11924 | 0.14476
Residential | All | 2014-09-17 | Aggregate | 16 | Residential¦All¦41899¦Aggregate¦16 | 3.5725 | 1.1534 | 59.1454 | 84.324 | 50.1961 | 640 | 1900-01-02 14:44 | 1899-12-31 03:45 | 42.944 | 84.583 | 39.3368 | 623 | 15 | 18 | 1.006 | 59.4979 | 22395 | 16.2014 | 16.5539 | 1.9842 | 1.576 | 1.996 | 2.5339 | 2.5432 | 12.9541 | 14.8727 | 16.2014 | 17.5302 | 19.4488 | 13.2946 | 15.2202 | 16.5539 | 17.8875 | 19.8131
Residential | All | Average Event Day | Per Premise | 12 | Residential¦All¦Average Event Day¦Per Premise¦12 | 3.5918 | 1.1545 | 1.5463 | 92.4383 | 1.5424 | 1264 | 1900-01-02 14:10 | 1899-12-31 03:42 | 1.5274 | 92.4091 | 1.5413 | 1269 | 15 | 18 | 0.95967 | 1.484 | 22395 | 0.018957 | -0.043399 | 0.043384 | 0.043268 | 0.041634 | 0.061272 | 0.060046 | -0.059566 | -0.013174 | 0.018957 | 0.051088 | 0.09748 | -0.12035 | -0.074887 | -0.043399 | -0.011911 | 0.033553
Residential | All | 2014-09-17 | Per Premise | 17 | Residential¦All¦41899¦Per Premise¦17 | 3.5725 | 1.1534 | 2.5673 | 81.7725 | 2.1575 | 640 | 1900-01-02 14:44 | 1899-12-31 03:45 | 1.9666 | 82.0759 | 1.7434 | 623 | 15 | 18 | 1.006 | 2.5826 | 22395 | 0.60068 | 0.61598 | 0.085281 | 0.06985 | 0.085789 | 0.11024 | 0.11063 | 0.45941 | 0.54287 | 0.60068 | 0.65849 | 0.74195 | 0.4742 | 0.55796 | 0.61598 | 0.67399 | 0.75775
Residential | All | 2014-09-16 | Aggregate | 13 | Residential¦All¦41898¦Aggregate¦13 | 3.61 | 1.156 | 53.6006 | 91.8061 | 50.6587 | 623 | 1900-01-02 13:42 | 1899-12-31 03:39 | 52.8478 | 92.4126 | 48.9632 | 639 | 16 | 19 | 0.98883 | 53.0018 | 22395 | 0.75277 | 0.15398 | 2.0296 | 1.937 | 2.0069 | 2.8055 | 2.7892 | -2.8427 | -0.71845 | 0.75277 | 2.224 | 4.3482 | -3.4205 | -1.3087 | 0.15398 | 1.6166 | 3.7285
Residential | All | 2014-09-15 | Per Premise | 15 | Residential¦All¦41897¦Per Premise¦15 | 3.5732 | 1.1531 | 2.5828 | 91.9915 | 2.2685 | 641 | 1900-01-02 14:42 | 1899-12-31 03:44 | 2.0746 | 92.3018 | 1.8115 | 624 | 15 | 18 | 1.0482 | 2.7073 | 22395 | 0.50818 | 0.63266 | 0.0896 | 0.072516 | 0.093919 | 0.11527 | 0.11866 | 0.36045 | 0.44773 | 0.50818 | 0.56862 | 0.6559 | 0.4806 | 0.57044 | 0.63266 | 0.69489 | 0.78473
Residential | All | 2014-09-16 | Aggregate | 18 | Residential¦All¦41898¦Aggregate¦18 | 3.61 | 1.156 | 64.2145 | 88.1508 | 51.0233 | 623 | 1900-01-02 13:42 | 1899-12-31 03:39 | 43.8013 | 88.2124 | 36.5534 | 639 | 16 | 19 | 0.98883 | 63.4972 | 22395 | 20.4133 | 19.6959 | 2.0442 | 1.446 | 2.0214 | 2.504 | 2.4853 | 17.2043 | 19.1002 | 20.4133 | 21.7263 | 23.6222 | 16.5108 | 18.3926 | 19.6959 | 20.9992 | 22.881
Residential | All | 2014-09-17 | Aggregate | 10 | Residential¦All¦41899¦Aggregate¦10 | 3.5725 | 1.1534 | 33.4847 | 93.4974 | 33.3663 | 640 | 1900-01-02 14:44 | 1899-12-31 03:45 | 35.739 | 93.5889 | 37.2649 | 623 | 15 | 18 | 1.006 | 33.6842 | 22395 | -2.2543 | -2.0548 | 1.3189 | 1.493 | 1.3268 | 1.9921 | 1.9973 | -4.8073 | -3.299 | -2.2543 | -1.2096 | 0.29869 | -4.6145 | -3.1022 | -2.0548 | -1.0074 | 0.50489
Residential | All | 2014-09-15 | Per Premise | 11 | Residential¦All¦41897¦Per Premise¦11 | 3.5732 | 1.1531 | 1.4842 | 93.2363 | 1.4815 | 641 | 1900-01-02 14:42 | 1899-12-31 03:44 | 1.4961 | 93.4701 | 1.5592 | 624 | 15 | 18 | 1.0482 | 1.5557 | 22395 | -0.011876 | 0.059661 | 0.058515 | 0.062418 | 0.061335 | 0.085557 | 0.08751 | -0.12152 | -0.056742 | -0.011876 | 0.03299 | 0.09777 | -0.052488 | 0.013771 | 0.059661 | 0.10555 | 0.17181
Residential | All | 2014-08-27 | Aggregate | 24 | Residential¦All¦41878¦Aggregate¦24 | 3.6108 | 1.156 | 23.2154 | 73.3207 | 22.4569 | 623 | 1900-01-02 13:38 | 1899-12-31 03:40 | 24.1099 | 73.2401 | 22.6487 | 644 | 15 | 18 | 0.87481 | 20.309 | 22395 | -0.89445 | -3.8009 | 0.89972 | 0.89248 | 0.78708 | 1.2673 | 1.19 | -2.5185 | -1.559 | -0.89445 | -0.22988 | 0.72965 | -5.3259 | -4.4249 | -3.8009 | -3.1769 | -2.2759
Residential | All | 2014-09-15 | Per Premise | 21 | Residential¦All¦41897¦Per Premise¦21 | 3.5732 | 1.1531 | 2.6312 | 78.5766 | 1.8337 | 641 | 1900-01-02 14:42 | 1899-12-31 03:44 | 2.8972 | 78.8781 | 2.083 | 624 | 15 | 18 | 1.0482 | 2.758 | 22395 | -0.266 | -0.13918 | 0.072426 | 0.083387 | 0.075917 | 0.11045 | 0.11277 | -0.40755 | -0.32392 | -0.266 | -0.20808 | -0.12446 | -0.2837 | -0.19832 | -0.13918 | -0.080045 | 0.0053371
Residential | All | 2014-07-29 | Aggregate | 20 | Residential¦All¦41849¦Aggregate¦20 | 3.5737 | 1.151 | 39.9407 | 73.7247 | 35.0289 | 650 | 1900-01-02 14:37 | 1899-12-31 03:41 | 47.6333 | 73.9301 | 44.0394 | 633 | 16 | 19 | 1.0946 | 43.7207 | 22395 | -7.6926 | -3.9126 | 1.3739 | 1.7504 | 1.504 | 2.2252 | 2.3078 | -10.5444 | -8.8595 | -7.6926 | -6.5257 | -4.8409 | -6.8701 | -5.1228 | -3.9126 | -2.7024 | -0.95505
Residential | All | Average Event Day | Per Premise | 4 | Residential¦All¦Average Event Day¦Per Premise¦4 | 3.5918 | 1.1545 | 0.76227 | 70.3129 | 0.72847 | 1264 | 1900-01-02 14:10 | 1899-12-31 03:42 | 0.76878 | 70.0383 | 0.70828 | 1269 | 15 | 18 | 0.95967 | 0.73153 | 22395 | -0.0065148 | -0.037254 | 0.02049 | 0.019883 | 0.019664 | 0.028551 | 0.027964 | -0.043104 | -0.021487 | -0.0065148 | 0.0084573 | 0.030075 | -0.073091 | -0.051918 | -0.037254 | -0.022589 | -0.0014165
Residential | All | Average Event Day | Per Premise | 17 | Residential¦All¦Average Event Day¦Per Premise¦17 | 3.5918 | 1.1545 | 2.3149 | 84.9007 | 2.0146 | 1264 | 1900-01-02 14:10 | 1899-12-31 03:42 | 1.6855 | 85.0131 | 1.5263 | 1269 | 15 | 18 | 0.95967 | 2.2216 | 22395 | 0.62941 | 0.53606 | 0.056666 | 0.042846 | 0.054381 | 0.071041 | 0.069232 | 0.53836 | 0.59215 | 0.62941 | 0.66666 | 0.72045 | 0.44733 | 0.49975 | 0.53606 | 0.57236 | 0.62478
Residential | All | 2014-09-17 | Aggregate | 15 | Residential¦All¦41899¦Aggregate¦15 | 3.5725 | 1.1534 | 58.4368 | 87.0324 | 49.5028 | 640 | 1900-01-02 14:44 | 1899-12-31 03:45 | 45.4231 | 87.2254 | 40.9588 | 623 | 15 | 18 | 1.006 | 58.785 | 22395 | 13.0138 | 13.362 | 1.9568 | 1.641 | 1.9684 | 2.5538 | 2.5627 | 9.741 | 11.6746 | 13.0138 | 14.353 | 16.2866 | 10.0777 | 12.0181 | 13.362 | 14.7059 | 16.6462
Residential | All | 2014-09-16 | Per Premise | 9 | Residential¦All¦41898¦Per Premise¦9 | 3.61 | 1.156 | 1.1847 | 90.5725 | 1.2151 | 623 | 1900-01-02 13:42 | 1899-12-31 03:39 | 1.1216 | 90.4494 | 1.1184 | 639 | 16 | 19 | 0.98883 | 1.1715 | 22395 | 0.063161 | 0.049926 | 0.048683 | 0.044243 | 0.048139 | 0.065783 | 0.065381 | -0.021143 | 0.028665 | 0.063161 | 0.097658 | 0.14747 | -0.033864 | 0.01564 | 0.049926 | 0.084212 | 0.13372
Residential | All | 2014-09-15 | Aggregate | 8 | Residential¦All¦41897¦Aggregate¦8 | 3.5732 | 1.1531 | 21.6147 | 81.1499 | 19.6061 | 641 | 1900-01-02 14:42 | 1899-12-31 03:44 | 22.1857 | 81.1377 | 20.6307 | 624 | 15 | 18 | 1.0482 | 22.6565 | 22395 | -0.57096 | 0.47084 | 0.77439 | 0.82589 | 0.81172 | 1.1322 | 1.158 | -2.0219 | -1.1647 | -0.57096 | 0.022741 | 0.87996 | -1.0132 | -0.13642 | 0.47084 | 1.0781 | 1.9549
Residential | All | 2014-08-27 | Per Premise | 20 | Residential¦All¦41878¦Per Premise¦20 | 3.6108 | 1.156 | 1.8064 | 78.5362 | 1.6689 | 623 | 1900-01-02 13:38 | 1899-12-31 03:40 | 1.9511 | 78.353 | 1.6906 | 644 | 15 | 18 | 0.87481 | 1.5803 | 22395 | -0.14466 | -0.37082 | 0.066863 | 0.066619 | 0.058492 | 0.094386 | 0.088653 | -0.26562 | -0.19416 | -0.14466 | -0.095168 | -0.023703 | -0.48443 | -0.4173 | -0.37082 | -0.32433 | -0.2572
Residential | All | 2014-09-17 | Aggregate | 20 | Residential¦All¦41899¦Aggregate¦20 | 3.5725 | 1.1534 | 53.7539 | 74.4231 | 41.7829 | 640 | 1900-01-02 14:44 | 1899-12-31 03:45 | 61.5605 | 74.6763 | 50.1339 | 623 | 15 | 18 | 1.006 | 54.0742 | 22395 | -7.8066 | -7.4863 | 1.6516 | 2.0086 | 1.6615 | 2.6004 | 2.6067 | -11.1391 | -9.1702 | -7.8066 | -6.4429 | -4.474 | -10.8269 | -8.8532 | -7.4863 | -6.1193 | -4.1457
Residential | All | 2014-09-15 | Per Premise | 10 | Residential¦All¦41897¦Per Premise¦10 | 3.5732 | 1.1531 | 1.2038 | 91.096 | 1.2456 | 641 | 1900-01-02 14:42 | 1899-12-31 03:44 | 1.2345 | 91.428 | 1.2592 | 624 | 15 | 18 | 1.0482 | 1.2618 | 22395 | -0.030785 | 0.027235 | 0.049198 | 0.050407 | 0.051569 | 0.070436 | 0.072113 | -0.12105 | -0.067722 | -0.030785 | 0.0061522 | 0.059483 | -0.065182 | -0.010581 | 0.027235 | 0.065051 | 0.11965
Residential | All | Average Event Day | Aggregate | 3 | Residential¦All¦Average Event Day¦Aggregate¦3 | 3.5918 | 1.1545 | 18.4803 | 71.3884 | 18.1444 | 1264 | 1900-01-02 14:10 | 1899-12-31 03:42 | 17.9447 | 71.1718 | 16.7063 | 1269 | 15 | 18 | 0.95967 | 17.7351 | 22395 | 0.53562 | -0.20961 | 0.51035 | 0.46897 | 0.48977 | 0.6931 | 0.67809 | -0.35263 | 0.17215 | 0.53562 | 0.89908 | 1.4239 | -1.0786 | -0.5652 | -0.20961 | 0.14598 | 0.6594
Residential | All | 2014-08-27 | Aggregate | 16 | Residential¦All¦41878¦Aggregate¦16 | 3.6108 | 1.156 | 40.4565 | 86.8263 | 40.7268 | 623 | 1900-01-02 13:38 | 1899-12-31 03:40 | 29.5591 | 86.7216 | 27.7235 | 644 | 15 | 18 | 0.87481 | 35.3916 | 22395 | 10.8973 | 5.8324 | 1.6317 | 1.0925 | 1.4274 | 1.9636 | 1.7975 | 8.3808 | 9.8676 | 10.8973 | 11.927 | 13.4138 | 3.5288 | 4.8898 | 5.8324 | 6.775 | 8.136
Residential | All | 2014-08-27 | Per Premise | 23 | Residential¦All¦41878¦Per Premise¦23 | 3.6108 | 1.156 | 1.3347 | 74.8083 | 1.2491 | 623 | 1900-01-02 13:38 | 1899-12-31 03:40 | 1.3285 | 74.6927 | 1.1982 | 644 | 15 | 18 | 0.87481 | 1.1676 | 22395 | 0.0062584 | -0.16084 | 0.050044 | 0.047217 | 0.043778 | 0.068803 | 0.06439 | -0.081916 | -0.029822 | 0.0062584 | 0.042339 | 0.094433 | -0.24336 | -0.19461 | -0.16084 | -0.12708 | -0.078324
Residential | All | 2014-09-17 | Aggregate | 11 | Residential¦All¦41899¦Aggregate¦11 | 3.5725 | 1.1534 | 39.8472 | 94.7459 | 39.0074 | 640 | 1900-01-02 14:44 | 1899-12-31 03:45 | 40.4178 | 94.8868 | 41.6311 | 623 | 15 | 18 | 1.006 | 40.0846 | 22395 | -0.57063 | -0.3332 | 1.5419 | 1.6679 | 1.5511 | 2.2714 | 2.2777 | -3.4816 | -1.7618 | -0.57063 | 0.62051 | 2.3403 | -3.2522 | -1.5276 | -0.3332 | 0.86122 | 2.5858
Residential | All | 2014-07-29 | Per Premise | 10 | Residential¦All¦41849¦Per Premise¦10 | 3.5737 | 1.151 | 0.90482 | 84.8677 | 0.83731 | 650 | 1900-01-02 14:37 | 1899-12-31 03:41 | 0.95338 | 85.0702 | 0.91768 | 633 | 16 | 19 | 1.0946 | 0.99045 | 22395 | -0.048565 | 0.037068 | 0.032842 | 0.036474 | 0.03595 | 0.049081 | 0.051213 | -0.11147 | -0.074303 | -0.048565 | -0.022827 | 0.014335 | -0.028565 | 0.010212 | 0.037068 | 0.063924 | 0.1027
Residential | All | 2014-09-17 | Aggregate | 3 | Residential¦All¦41899¦Aggregate¦3 | 3.5725 | 1.1534 | 27.1112 | 79.4488 | 27.1429 | 640 | 1900-01-02 14:44 | 1899-12-31 03:45 | 25.9691 | 79.2752 | 25.5248 | 623 | 15 | 18 | 1.006 | 27.2727 | 22395 | 1.1421 | 1.3036 | 1.0729 | 1.0226 | 1.0793 | 1.4822 | 1.4868 | -0.75746 | 0.36479 | 1.1421 | 1.9193 | 3.0416 | -0.60186 | 0.5239 | 1.3036 | 2.0833 | 3.2091
Residential | All | 2014-09-17 | Aggregate | 12 | Residential¦All¦41899¦Aggregate¦12 | 3.5725 | 1.1534 | 46.3756 | 92.5999 | 43.1399 | 640 | 1900-01-02 14:44 | 1899-12-31 03:45 | 46.7652 | 92.8086 | 44.0854 | 623 | 15 | 18 | 1.006 | 46.6519 | 22395 | -0.38957 | -0.11324 | 1.7053 | 1.7662 | 1.7154 | 2.4551 | 2.4622 | -3.5359 | -1.677 | -0.38957 | 0.89789 | 2.7568 | -3.2686 | -1.4044 | -0.11324 | 1.1779 | 3.0422
Residential | All | 2014-09-16 | Per Premise | 12 | Residential¦All¦41898¦Per Premise¦12 | 3.61 | 1.156 | 2.0789 | 99.7107 | 2.0692 | 623 | 1900-01-02 13:42 | 1899-12-31 03:39 | 2.0206 | 99.689 | 1.9682 | 639 | 16 | 19 | 0.98883 | 2.0556 | 22395 | 0.058216 | 0.034992 | 0.082902 | 0.077862 | 0.081976 | 0.11373 | 0.11306 | -0.087539 | -0.0014259 | 0.058216 | 0.11786 | 0.20397 | -0.1099 | -0.024297 | 0.034992 | 0.094281 | 0.17988
Residential | All | 2014-07-29 | Aggregate | 8 | Residential¦All¦41849¦Aggregate¦8 | 3.5737 | 1.151 | 17.2515 | 79.3654 | 14.2872 | 650 | 1900-01-02 14:37 | 1899-12-31 03:41 | 17.1836 | 79.3862 | 15.858 | 633 | 16 | 19 | 1.0946 | 18.8842 | 22395 | 0.067876 | 1.7006 | 0.56039 | 0.6303 | 0.61343 | 0.8434 | 0.87953 | -1.013 | -0.3744 | 0.067876 | 0.51015 | 1.1487 | 0.57341 | 1.2393 | 1.7006 | 2.1618 | 2.8277
Residential | All | 2014-09-16 | Aggregate | 14 | Residential¦All¦41898¦Aggregate¦14 | 3.61 | 1.156 | 56.8757 | 95.8579 | 51.2644 | 623 | 1900-01-02 13:42 | 1899-12-31 03:39 | 55.0256 | 95.7318 | 48.8088 | 639 | 16 | 19 | 0.98883 | 56.2403 | 22395 | 1.8501 | 1.2147 | 2.0539 | 1.9308 | 2.0309 | 2.819 | 2.8023 | -1.7626 | 0.37183 | 1.8501 | 3.3284 | 5.4627 | -2.3766 | -0.25482 | 1.2147 | 2.6842 | 4.806
Residential | All | 2014-08-27 | Aggregate | 3 | Residential¦All¦41878¦Aggregate¦3 | 3.6108 | 1.156 | 13.2943 | 66.6421 | 13.086 | 623 | 1900-01-02 13:38 | 1899-12-31 03:40 | 13.5554 | 66.4857 | 12.2852 | 644 | 15 | 18 | 0.87481 | 11.6299 | 22395 | -0.26116 | -1.9255 | 0.52428 | 0.4841 | 0.45864 | 0.7136 | 0.66686 | -1.1757 | -0.63537 | -0.26116 | 0.11305 | 0.65335 | -2.7801 | -2.2752 | -1.9255 | -1.5758 | -1.0709
Residential | All | 2014-09-17 | Aggregate | 4 | Residential¦All¦41899¦Aggregate¦4 | 3.5725 | 1.1534 | 24.8701 | 78.5208 | 24.7213 | 640 | 1900-01-02 14:44 | 1899-12-31 03:45 | 24.3804 | 78.4332 | 23.3516 | 623 | 15 | 18 | 1.006 | 25.0183 | 22395 | 0.48967 | 0.63785 | 0.97719 | 0.93556 | 0.98302 | 1.3528 | 1.3571 | -1.2441 | -0.21977 | 0.48967 | 1.1991 | 2.2234 | -1.1013 | -0.073786 | 0.63785 | 1.3495 | 2.377
Residential | All | 2014-08-27 | Per Premise | 1 | Residential¦All¦41878¦Per Premise¦1 | 3.6108 | 1.156 | 0.73657 | 66.7495 | 0.73577 | 623 | 1900-01-02 13:38 | 1899-12-31 03:40 | 0.75401 | 66.586 | 0.68053 | 644 | 15 | 18 | 0.87481 | 0.64435 | 22395 | -0.017448 | -0.10966 | 0.029478 | 0.026817 | 0.025788 | 0.039851 | 0.037204 | -0.068519 | -0.038346 | -0.017448 | 0.0034499 | 0.033623 | -0.15734 | -0.12917 | -0.10966 | -0.090152 | -0.061983
Residential | All | 2014-09-16 | Per Premise | 1 | Residential¦All¦41898¦Per Premise¦1 | 3.61 | 1.156 | 1.3332 | 74.1 | 1.3202 | 623 | 1900-01-02 13:42 | 1899-12-31 03:39 | 1.1774 | 73.9632 | 1.1431 | 639 | 16 | 19 | 0.98883 | 1.3183 | 22395 | 0.15578 | 0.14088 | 0.052893 | 0.045219 | 0.052302 | 0.069587 | 0.069139 | 0.066598 | 0.11929 | 0.15578 | 0.19227 | 0.24496 | 0.052279 | 0.10463 | 0.14088 | 0.17714 | 0.22949
Residential | All | 2014-09-15 | Aggregate | 19 | Residential¦All¦41897¦Aggregate¦19 | 3.5732 | 1.1531 | 63.2396 | 80.1537 | 47.326 | 641 | 1900-01-02 14:42 | 1899-12-31 03:44 | 73.0278 | 80.555 | 55.5411 | 624 | 15 | 18 | 1.0482 | 66.2877 | 22395 | -9.7882 | -6.7401 | 1.8693 | 2.2234 | 1.9594 | 2.9048 | 2.9636 | -13.5108 | -11.3114 | -9.7882 | -8.2649 | -6.0655 | -10.5381 | -8.2942 | -6.7401 | -5.186 | -2.9421
Residential | All | 2014-09-16 | Aggregate | 16 | Residential¦All¦41898¦Aggregate¦16 | 3.61 | 1.156 | 62.3747 | 92.3282 | 53.5062 | 623 | 1900-01-02 13:42 | 1899-12-31 03:39 | 45.5549 | 91.8816 | 38.5203 | 639 | 16 | 19 | 0.98883 | 61.6779 | 22395 | 16.8199 | 16.123 | 2.1437 | 1.5238 | 2.1197 | 2.6301 | 2.6106 | 13.4492 | 15.4406 | 16.8199 | 18.1991 | 20.1905 | 12.7774 | 14.754 | 16.123 | 17.4921 | 19.4687
Residential | All | 2014-09-16 | Per Premise | 20 | Residential¦All¦41898¦Per Premise¦20 | 3.61 | 1.156 | 3.0437 | 85.0965 | 2.227 | 623 | 1900-01-02 13:42 | 1899-12-31 03:39 | 3.4235 | 85.1195 | 2.4154 | 639 | 16 | 19 | 0.98883 | 3.0097 | 22395 | -0.37974 | -0.41374 | 0.089225 | 0.095553 | 0.088228 | 0.13073 | 0.13006 | -0.54728 | -0.4483 | -0.37974 | -0.31118 | -0.2122 | -0.58042 | -0.48194 | -0.41374 | -0.34554 | -0.24707
Residential | All | 2014-08-27 | Aggregate | 15 | Residential¦All¦41878¦Aggregate¦15 | 3.6108 | 1.156 | 39.4316 | 87.4363 | 41.1464 | 623 | 1900-01-02 13:38 | 1899-12-31 03:40 | 29.1837 | 87.2882 | 27.7466 | 644 | 15 | 18 | 0.87481 | 34.495 | 22395 | 10.2479 | 5.3113 | 1.6485 | 1.0934 | 1.4421 | 1.9781 | 1.8097 | 7.7128 | 9.2106 | 10.2479 | 11.2852 | 12.783 | 2.992 | 4.3623 | 5.3113 | 6.2603 | 7.6306
Residential | All | 2014-08-27 | Aggregate | 12 | Residential¦All¦41878¦Aggregate¦12 | 3.6108 | 1.156 | 25.838 | 91.4846 | 29.5928 | 623 | 1900-01-02 13:38 | 1899-12-31 03:40 | 24.2407 | 91.3198 | 26.2616 | 644 | 15 | 18 | 0.87481 | 22.6032 | 22395 | 1.5973 | -1.6375 | 1.1856 | 1.0349 | 1.0372 | 1.5737 | 1.4651 | -0.41953 | 0.77201 | 1.5973 | 2.4225 | 3.6141 | -3.5152 | -2.4058 | -1.6375 | -0.86917 | 0.24017
Residential | All | 2014-07-29 | Per Premise | 16 | Residential¦All¦41849¦Per Premise¦16 | 3.5737 | 1.151 | 1.9302 | 83.4859 | 1.9406 | 650 | 1900-01-02 14:37 | 1899-12-31 03:41 | 1.6379 | 83.7701 | 1.5823 | 633 | 16 | 19 | 1.0946 | 2.1129 | 22395 | 0.29234 | 0.47502 | 0.076117 | 0.062889 | 0.08332 | 0.098736 | 0.10439 | 0.1658 | 0.24056 | 0.29234 | 0.34412 | 0.41888 | 0.34123 | 0.42027 | 0.47502 | 0.52976 | 0.6088
Residential | All | 2014-09-15 | Per Premise | 8 | Residential¦All¦41897¦Per Premise¦8 | 3.5732 | 1.1531 | 0.96516 | 81.1499 | 0.87547 | 641 | 1900-01-02 14:42 | 1899-12-31 03:44 | 0.99065 | 81.1377 | 0.92122 | 624 | 15 | 18 | 1.0482 | 1.0117 | 22395 | -0.025495 | 0.021024 | 0.034579 | 0.036878 | 0.036245 | 0.050554 | 0.051708 | -0.090283 | -0.052006 | -0.025495 | 0.0010155 | 0.039293 | -0.045243 | -0.0060918 | 0.021024 | 0.04814 | 0.087291
Residential | All | 2014-08-27 | Aggregate | 21 | Residential¦All¦41878¦Aggregate¦21 | 3.6108 | 1.156 | 40.5567 | 77.0637 | 35.6476 | 623 | 1900-01-02 13:38 | 1899-12-31 03:40 | 41.4365 | 76.89 | 34.1256 | 644 | 15 | 18 | 0.87481 | 35.4793 | 22395 | -0.87977 | -5.9572 | 1.4282 | 1.3447 | 1.2494 | 1.9616 | 1.8356 | -3.3937 | -1.9085 | -0.87977 | 0.14892 | 1.6342 | -8.3096 | -6.9198 | -5.9572 | -4.9947 | -3.6049
Residential | All | Average Event Day | Aggregate | 5 | Residential¦All¦Average Event Day¦Aggregate¦5 | 3.5918 | 1.1545 | 16.6216 | 70.5805 | 15.463 | 1264 | 1900-01-02 14:10 | 1899-12-31 03:42 | 16.343 | 70.3767 | 14.9692 | 1269 | 15 | 18 | 0.95967 | 15.9513 | 22395 | 0.27859 | -0.39169 | 0.43493 | 0.42021 | 0.41739 | 0.60477 | 0.59228 | -0.49645 | -0.038554 | 0.27859 | 0.59573 | 1.0536 | -1.1507 | -0.70228 | -0.39169 | -0.081095 | 0.36735
Residential | All | 2014-09-17 | Per Premise | 8 | Residential¦All¦41899¦Per Premise¦8 | 3.5725 | 1.1534 | 1.2336 | 87.699 | 1.2037 | 640 | 1900-01-02 14:44 | 1899-12-31 03:45 | 1.2094 | 87.4971 | 1.1556 | 623 | 15 | 18 | 1.006 | 1.2409 | 22395 | 0.024182 | 0.031532 | 0.047579 | 0.046297 | 0.047862 | 0.066386 | 0.06659 | -0.060896 | -0.010631 | 0.024182 | 0.058995 | 0.10926 | -0.053806 | -0.0033878 | 0.031532 | 0.066452 | 0.11687
Residential | All | 2014-09-17 | Per Premise | 4 | Residential¦All¦41899¦Per Premise¦4 | 3.5725 | 1.1534 | 1.1105 | 78.5208 | 1.1039 | 640 | 1900-01-02 14:44 | 1899-12-31 03:45 | 1.0887 | 78.4332 | 1.0427 | 623 | 15 | 18 | 1.006 | 1.1171 | 22395 | 0.021865 | 0.028482 | 0.043634 | 0.041776 | 0.043895 | 0.060408 | 0.060596 | -0.055551 | -0.0098132 | 0.021865 | 0.053543 | 0.099281 | -0.049175 | -0.0032947 | 0.028482 | 0.060259 | 0.10614
Residential | All | 2014-08-27 | Per Premise | 22 | Residential¦All¦41878¦Per Premise¦22 | 3.6108 | 1.156 | 1.6186 | 76.8135 | 1.454 | 623 | 1900-01-02 13:38 | 1899-12-31 03:40 | 1.6994 | 76.6035 | 1.4501 | 644 | 15 | 18 | 0.87481 | 1.416 | 22395 | -0.080785 | -0.28343 | 0.058252 | 0.057141 | 0.050959 | 0.081599 | 0.076563 | -0.18536 | -0.12358 | -0.080785 | -0.037994 | 0.023788 | -0.38155 | -0.32358 | -0.28343 | -0.24328 | -0.18531
Residential | All | 2014-09-17 | Per Premise | 21 | Residential¦All¦41899¦Per Premise¦21 | 3.5725 | 1.1534 | 2.2621 | 73.2093 | 1.7359 | 640 | 1900-01-02 14:44 | 1899-12-31 03:45 | 2.5318 | 73.3374 | 2.0402 | 623 | 15 | 18 | 1.006 | 2.2756 | 22395 | -0.26967 | -0.25619 | 0.068617 | 0.081738 | 0.069026 | 0.10672 | 0.10698 | -0.40644 | -0.32564 | -0.26967 | -0.21371 | -0.1329 | -0.3933 | -0.3123 | -0.25619 | -0.20009 | -0.11909
Residential | All | 2014-09-15 | Aggregate | 16 | Residential¦All¦41897¦Aggregate¦16 | 3.5732 | 1.1531 | 60.0803 | 89.8956 | 50.861 | 641 | 1900-01-02 14:42 | 1899-12-31 03:44 | 42.9192 | 90.3286 | 38.8988 | 624 | 15 | 18 | 1.0482 | 62.9761 | 22395 | 17.1611 | 20.0569 | 2.0089 | 1.5572 | 2.1057 | 2.5418 | 2.6189 | 13.9038 | 15.8282 | 17.1611 | 18.494 | 20.4185 | 16.7006 | 18.6836 | 20.0569 | 21.4303 | 23.4132
Residential | All | 2014-09-17 | Per Premise | 23 | Residential¦All¦41899¦Per Premise¦23 | 3.5725 | 1.1534 | 1.5416 | 71.5957 | 1.293 | 640 | 1900-01-02 14:44 | 1899-12-31 03:45 | 1.6904 | 71.77 | 1.4534 | 623 | 15 | 18 | 1.006 | 1.5508 | 22395 | -0.14878 | -0.13959 | 0.051111 | 0.058228 | 0.051415 | 0.077477 | 0.077679 | -0.24807 | -0.18941 | -0.14878 | -0.10815 | -0.049486 | -0.23914 | -0.18033 | -0.13959 | -0.098857 | -0.040042
Residential | All | Average Event Day | Aggregate | 6 | Residential¦All¦Average Event Day¦Aggregate¦6 | 3.5918 | 1.1545 | 17.1273 | 70.1728 | 15.4502 | 1264 | 1900-01-02 14:10 | 1899-12-31 03:42 | 16.9148 | 69.9416 | 14.882 | 1269 | 15 | 18 | 0.95967 | 16.4366 | 22395 | 0.21252 | -0.47814 | 0.43457 | 0.41776 | 0.41705 | 0.60281 | 0.5903 | -0.56001 | -0.10359 | 0.21252 | 0.52864 | 0.98505 | -1.2346 | -0.7877 | -0.47814 | -0.16859 | 0.27836
Residential | All | 2014-07-29 | Per Premise | 8 | Residential¦All¦41849¦Per Premise¦8 | 3.5737 | 1.151 | 0.77033 | 79.3654 | 0.63796 | 650 | 1900-01-02 14:37 | 1899-12-31 03:41 | 0.7673 | 79.3862 | 0.70811 | 633 | 16 | 19 | 1.0946 | 0.84323 | 22395 | 0.0030308 | 0.075936 | 0.025023 | 0.028145 | 0.027391 | 0.03766 | 0.039273 | -0.045232 | -0.016718 | 0.0030308 | 0.02278 | 0.051294 | 0.025605 | 0.055341 | 0.075936 | 0.096531 | 0.12627
Residential | All | 2014-09-16 | Per Premise | 15 | Residential¦All¦41898¦Per Premise¦15 | 3.61 | 1.156 | 2.6036 | 95.1769 | 2.2856 | 623 | 1900-01-02 13:42 | 1899-12-31 03:39 | 2.5746 | 94.6486 | 2.2508 | 639 | 16 | 19 | 0.98883 | 2.5746 | 22395 | 0.029086 | -1.6e-07 | 0.091571 | 0.089041 | 0.090548 | 0.12772 | 0.12699 | -0.1346 | -0.037892 | 0.029086 | 0.096065 | 0.19277 | -0.16275 | -0.066595 | -1.6e-07 | 0.066595 | 0.16275
Residential | All | 2014-09-15 | Aggregate | 14 | Residential¦All¦41897¦Aggregate¦14 | 3.5732 | 1.1531 | 54.3349 | 91.73 | 50.2214 | 641 | 1900-01-02 14:42 | 1899-12-31 03:44 | 56.9538 | 92.0747 | 50.3275 | 624 | 15 | 18 | 1.0482 | 56.9538 | 22395 | -2.6189 | 1.81e-06 | 1.9836 | 2.0147 | 2.0792 | 2.8273 | 2.8952 | -6.2422 | -4.1015 | -2.6189 | -1.1362 | 1.0045 | -3.7104 | -1.5183 | 1.81e-06 | 1.5183 | 3.7104
Residential | All | Average Event Day | Aggregate | 20 | Residential¦All¦Average Event Day¦Aggregate¦20 | 3.5918 | 1.1545 | 49.2195 | 77.5831 | 38.6728 | 1264 | 1900-01-02 14:10 | 1899-12-31 03:42 | 54.7901 | 77.6644 | 43.5499 | 1269 | 15 | 18 | 0.95967 | 47.2347 | 22395 | -5.5706 | -7.5554 | 1.0878 | 1.2225 | 1.0439 | 1.6364 | 1.6076 | -7.6677 | -6.4287 | -5.5706 | -4.7125 | -3.4735 | -9.6156 | -8.3984 | -7.5554 | -6.7124 | -5.4952
Residential | All | 2014-08-27 | Aggregate | 5 | Residential¦All¦41878¦Aggregate¦5 | 3.6108 | 1.156 | 12.6181 | 65.7297 | 10.9461 | 623 | 1900-01-02 13:38 | 1899-12-31 03:40 | 12.8433 | 65.6597 | 11.4701 | 644 | 15 | 18 | 0.87481 | 11.0383 | 22395 | -0.22528 | -1.805 | 0.43855 | 0.45199 | 0.38364 | 0.62977 | 0.59285 | -1.0324 | -0.55553 | -0.22528 | 0.10498 | 0.58181 | -2.5648 | -2.1159 | -1.805 | -1.4941 | -1.0452
Residential | All | 2014-09-17 | Aggregate | 17 | Residential¦All¦41899¦Aggregate¦17 | 3.5725 | 1.1534 | 57.4942 | 81.7725 | 48.3161 | 640 | 1900-01-02 14:44 | 1899-12-31 03:45 | 44.042 | 82.0759 | 39.0445 | 623 | 15 | 18 | 1.006 | 57.8368 | 22395 | 13.4522 | 13.7948 | 1.9099 | 1.5643 | 1.9212 | 2.4687 | 2.4775 | 10.2884 | 12.1576 | 13.4522 | 14.7468 | 16.616 | 10.6197 | 12.4956 | 13.7948 | 15.094 | 16.9699
Residential | All | 2014-08-27 | Aggregate | 4 | Residential¦All¦41878¦Aggregate¦4 | 3.6108 | 1.156 | 12.5759 | 64.9667 | 11.2947 | 623 | 1900-01-02 13:38 | 1899-12-31 03:40 | 13.1411 | 64.7285 | 11.8569 | 644 | 15 | 18 | 0.87481 | 11.0015 | 22395 | -0.56519 | -2.1396 | 0.45251 | 0.46723 | 0.39586 | 0.65043 | 0.61238 | -1.3988 | -0.90628 | -0.56519 | -0.2241 | 0.26837 | -2.9244 | -2.4607 | -2.1396 | -1.8185 | -1.3548
Residential | All | 2014-07-29 | Aggregate | 100 | Residential¦All¦41849¦Aggregate¦100 | 3.5737 | 1.151 | 44.1403 | 79.5545 | 42.7385 | 2600 | 1900-01-02 14:37 | 1899-12-31 03:41 | 36.1164 | 79.7902 | 33.8068 | 2532 | 16 | 19 | 1.0946 | 48.3178 | 22395 | 8.0239 | 12.2014 | 0.83817 | 0.67185 | 0.9175 | 1.0742 | 1.1372 | 6.6473 | 7.4606 | 8.0239 | 8.5872 | 9.4006 | 10.744 | 11.6051 | 12.2014 | 12.7977 | 13.6587
Residential | All | 2014-09-15 | Aggregate | 3 | Residential¦All¦41897¦Aggregate¦3 | 3.5732 | 1.1531 | 19.9929 | 72.5822 | 20.4535 | 641 | 1900-01-02 14:42 | 1899-12-31 03:44 | 18.9513 | 72.7137 | 18.2712 | 624 | 15 | 18 | 1.0482 | 20.9566 | 22395 | 1.0417 | 2.0053 | 0.80786 | 0.73143 | 0.8468 | 1.0898 | 1.119 | -0.35496 | 0.47018 | 1.0417 | 1.6131 | 2.4383 | 0.57129 | 1.4185 | 2.0053 | 2.5921 | 3.4393
Residential | All | Average Event Day | Aggregate | 14 | Residential¦All¦Average Event Day¦Aggregate¦14 | 3.5918 | 1.1545 | 46.5249 | 89.1295 | 43.0197 | 1264 | 1900-01-02 14:10 | 1899-12-31 03:42 | 44.6488 | 89.1099 | 42.71 | 1269 | 15 | 18 | 0.95967 | 44.6488 | 22395 | 1.8761 | -2.13e-06 | 1.21 | 1.1989 | 1.1612 | 1.7034 | 1.6691 | -0.30687 | 0.98287 | 1.8761 | 2.7694 | 4.0592 | -2.139 | -0.87528 | -2.13e-06 | 0.87528 | 2.139
Residential | All | 2014-09-16 | Per Premise | 18 | Residential¦All¦41898¦Per Premise¦18 | 3.61 | 1.156 | 2.8674 | 88.1508 | 2.2783 | 623 | 1900-01-02 13:42 | 1899-12-31 03:39 | 1.9558 | 88.2124 | 1.6322 | 639 | 16 | 19 | 0.98883 | 2.8353 | 22395 | 0.91151 | 0.87948 | 0.091279 | 0.064569 | 0.09026 | 0.11181 | 0.11098 | 0.76822 | 0.85288 | 0.91151 | 0.97014 | 1.0548 | 0.73725 | 0.82128 | 0.87948 | 0.93767 | 1.0217
Residential | All | Average Event Day | Aggregate | 1 | Residential¦All¦Average Event Day¦Aggregate¦1 | 3.5918 | 1.1545 | 23.4486 | 72.2409 | 23.1281 | 1264 | 1900-01-02 14:10 | 1899-12-31 03:42 | 23.1487 | 71.969 | 21.497 | 1269 | 15 | 18 | 0.95967 | 22.503 | 22395 | 0.29982 | -0.64575 | 0.65053 | 0.60346 | 0.6243 | 0.88733 | 0.86828 | -0.83733 | -0.16549 | 0.29982 | 0.76514 | 1.437 | -1.7585 | -1.1011 | -0.64575 | -0.19043 | 0.46699
Residential | All | Average Event Day | Per Premise | 8 | Residential¦All¦Average Event Day¦Per Premise¦8 | 3.5918 | 1.1545 | 0.91721 | 81.1674 | 0.79931 | 1264 | 1900-01-02 14:10 | 1899-12-31 03:42 | 0.91236 | 81.0783 | 0.79497 | 1269 | 15 | 18 | 0.95967 | 0.88022 | 22395 | 0.0048523 | -0.032135 | 0.022482 | 0.022316 | 0.021576 | 0.031678 | 0.031041 | -0.035744 | -0.011759 | 0.0048523 | 0.021464 | 0.045449 | -0.071915 | -0.048412 | -0.032135 | -0.015857 | 0.0076456
Residential | All | 2014-09-17 | Aggregate | 14 | Residential¦All¦41899¦Aggregate¦14 | 3.5725 | 1.1534 | 56.8218 | 87.6064 | 49.0733 | 640 | 1900-01-02 14:44 | 1899-12-31 03:45 | 57.1604 | 87.8567 | 51.9984 | 623 | 15 | 18 | 1.006 | 57.1604 | 22395 | -0.33857 | 3.84e-06 | 1.9398 | 2.0833 | 1.9513 | 2.8465 | 2.8544 | -3.9866 | -1.8313 | -0.33857 | 1.1542 | 3.3094 | -3.6581 | -1.4969 | 3.84e-06 | 1.4969 | 3.6581
Residential | All | Average Event Day | Aggregate | 13 | Residential¦All¦Average Event Day¦Aggregate¦13 | 3.5918 | 1.1545 | 41.0245 | 90.8267 | 39.0208 | 1264 | 1900-01-02 14:10 | 1899-12-31 03:42 | 40.0418 | 90.8198 | 39.0235 | 1269 | 15 | 18 | 0.95967 | 39.3702 | 22395 | 0.98275 | -0.67158 | 1.0975 | 1.0955 | 1.0533 | 1.5507 | 1.5197 | -1.0045 | 0.16957 | 0.98275 | 1.7959 | 2.97 | -2.6191 | -1.4685 | -0.67158 | 0.12534 | 1.276
Residential | All | 2014-07-29 | Aggregate | 22 | Residential¦All¦41849¦Aggregate¦22 | 3.5737 | 1.151 | 36.3592 | 70.956 | 30.8102 | 650 | 1900-01-02 14:37 | 1899-12-31 03:41 | 39.4404 | 71.1021 | 34.4632 | 633 | 16 | 19 | 1.0946 | 39.8003 | 22395 | -3.0812 | 0.35987 | 1.2085 | 1.3698 | 1.3228 | 1.8267 | 1.9043 | -5.4222 | -4.0391 | -3.0812 | -2.1233 | -0.74022 | -2.0805 | -0.63873 | 0.35987 | 1.3585 | 2.8003
Residential | All | 2014-09-16 | Aggregate | 17 | Residential¦All¦41898¦Aggregate¦17 | 3.61 | 1.156 | 65.1006 | 88.0087 | 53.6376 | 623 | 1900-01-02 13:42 | 1899-12-31 03:39 | 41.654 | 87.923 | 35.7313 | 639 | 16 | 19 | 0.98883 | 64.3733 | 22395 | 23.4465 | 22.7193 | 2.1489 | 1.4135 | 2.1249 | 2.5722 | 2.5521 | 20.1502 | 22.0977 | 23.4465 | 24.7954 | 26.7429 | 19.4486 | 21.3809 | 22.7193 | 24.0576 | 25.99
Residential | All | 2014-09-15 | Aggregate | 2 | Residential¦All¦41897¦Aggregate¦2 | 3.5732 | 1.1531 | 22.3237 | 73.5164 | 22.4746 | 641 | 1900-01-02 14:42 | 1899-12-31 03:44 | 21.5327 | 73.5413 | 20.125 | 624 | 15 | 18 | 1.0482 | 23.3996 | 22395 | 0.79094 | 1.8669 | 0.88769 | 0.80565 | 0.93048 | 1.1988 | 1.2308 | -0.74535 | 0.1623 | 0.79094 | 1.4196 | 2.3272 | 0.28958 | 1.2215 | 1.8669 | 2.5123 | 3.4442
Residential | All | 2014-09-16 | Per Premise | 5 | Residential¦All¦41898¦Per Premise¦5 | 3.61 | 1.156 | 0.81251 | 72.565 | 0.74691 | 623 | 1900-01-02 13:42 | 1899-12-31 03:39 | 0.77386 | 72.4467 | 0.76969 | 639 | 16 | 19 | 0.98883 | 0.80344 | 22395 | 0.038655 | 0.029578 | 0.029924 | 0.030448 | 0.02959 | 0.042692 | 0.042458 | -0.016057 | 0.016267 | 0.038655 | 0.061042 | 0.093366 | -0.024834 | 0.007313 | 0.029578 | 0.051843 | 0.08399
Residential | All | 2014-09-16 | Per Premise | 10 | Residential¦All¦41898¦Per Premise¦10 | 3.61 | 1.156 | 1.3909 | 95.7398 | 1.4903 | 623 | 1900-01-02 13:42 | 1899-12-31 03:39 | 1.3886 | 95.3121 | 1.4365 | 639 | 16 | 19 | 0.98883 | 1.3754 | 22395 | 0.0022529 | -0.013286 | 0.059706 | 0.056826 | 0.059039 | 0.082425 | 0.081944 | -0.10338 | -0.040971 | 0.0022529 | 0.045477 | 0.10789 | -0.1183 | -0.056257 | -0.013286 | 0.029686 | 0.091729
Residential | All | 2014-07-29 | Aggregate | 23 | Residential¦All¦41849¦Aggregate¦23 | 3.5737 | 1.151 | 30.4943 | 70.1994 | 25.9635 | 650 | 1900-01-02 14:37 | 1899-12-31 03:41 | 32.6882 | 70.3749 | 29.6704 | 633 | 16 | 19 | 1.0946 | 33.3803 | 22395 | -2.194 | 0.69202 | 1.0184 | 1.1793 | 1.1148 | 1.5581 | 1.6228 | -4.1908 | -3.0111 | -2.194 | -1.3769 | -0.19714 | -1.3876 | -0.15896 | 0.69202 | 1.543 | 2.7717
Residential | All | Average Event Day | Per Premise | 22 | Residential¦All¦Average Event Day¦Per Premise¦22 | 3.5918 | 1.1545 | 1.847 | 75.7533 | 1.4518 | 1264 | 1900-01-02 14:10 | 1899-12-31 03:42 | 2.0228 | 75.7499 | 1.6072 | 1269 | 15 | 18 | 0.95967 | 1.7725 | 22395 | -0.1758 | -0.25028 | 0.040835 | 0.045118 | 0.039188 | 0.060853 | 0.059761 | -0.25379 | -0.20771 | -0.1758 | -0.14389 | -0.097815 | -0.32687 | -0.28162 | -0.25028 | -0.21894 | -0.1737
Residential | All | 2014-09-16 | Aggregate | 5 | Residential¦All¦41898¦Aggregate¦5 | 3.61 | 1.156 | 18.1962 | 72.565 | 16.7272 | 623 | 1900-01-02 13:42 | 1899-12-31 03:39 | 17.3305 | 72.4467 | 17.2371 | 639 | 16 | 19 | 0.98883 | 17.9929 | 22395 | 0.86568 | 0.6624 | 0.67016 | 0.68189 | 0.66267 | 0.95608 | 0.95085 | -0.35959 | 0.36431 | 0.86568 | 1.367 | 2.0909 | -0.55616 | 0.16377 | 0.6624 | 1.161 | 1.881
Residential | All | Average Event Day | Aggregate | 8 | Residential¦All¦Average Event Day¦Aggregate¦8 | 3.5918 | 1.1545 | 20.5409 | 81.1674 | 17.9006 | 1264 | 1900-01-02 14:10 | 1899-12-31 03:42 | 20.4322 | 81.0783 | 17.8032 | 1269 | 15 | 18 | 0.95967 | 19.7126 | 22395 | 0.10867 | -0.71966 | 0.50349 | 0.49977 | 0.48319 | 0.70942 | 0.69516 | -0.80049 | -0.26335 | 0.10867 | 0.48069 | 1.0178 | -1.6105 | -1.0842 | -0.71966 | -0.35512 | 0.17122
Residential | All | 2014-08-27 | Per Premise | 5 | Residential¦All¦41878¦Per Premise¦5 | 3.6108 | 1.156 | 0.56343 | 65.7297 | 0.48877 | 623 | 1900-01-02 13:38 | 1899-12-31 03:40 | 0.57349 | 65.6597 | 0.51217 | 644 | 15 | 18 | 0.87481 | 0.49289 | 22395 | -0.010059 | -0.080598 | 0.019582 | 0.020182 | 0.017131 | 0.028121 | 0.026472 | -0.046098 | -0.024806 | -0.010059 | 0.0046874 | 0.025979 | -0.11452 | -0.09448 | -0.080598 | -0.066715 | -0.046672
Residential | All | Average Event Day | Aggregate | 17 | Residential¦All¦Average Event Day¦Aggregate¦17 | 3.5918 | 1.1545 | 51.8428 | 84.9007 | 45.1176 | 1264 | 1900-01-02 14:10 | 1899-12-31 03:42 | 37.7472 | 85.0131 | 34.1816 | 1269 | 15 | 18 | 0.95967 | 49.7522 | 22395 | 14.0956 | 12.005 | 1.269 | 0.95954 | 1.2179 | 1.591 | 1.5504 | 12.0567 | 13.2613 | 14.0956 | 14.9299 | 16.1345 | 10.018 | 11.1919 | 12.005 | 12.818 | 13.992
Residential | All | 2014-07-29 | Per Premise | 6 | Residential¦All¦41849¦Per Premise¦6 | 3.5737 | 1.151 | 0.6584 | 70.8629 | 0.58802 | 650 | 1900-01-02 14:37 | 1899-12-31 03:41 | 0.63577 | 70.8289 | 0.55627 | 633 | 16 | 19 | 1.0946 | 0.72071 | 22395 | 0.022627 | 0.084939 | 0.023064 | 0.02211 | 0.025247 | 0.03195 | 0.03356 | -0.018319 | 0.0058724 | 0.022627 | 0.039381 | 0.063572 | 0.04193 | 0.06734 | 0.084939 | 0.10254 | 0.12795
Residential | All | 2014-08-27 | Aggregate | 14 | Residential¦All¦41878¦Aggregate¦14 | 3.6108 | 1.156 | 37.2748 | 88.5659 | 38.8166 | 623 | 1900-01-02 13:38 | 1899-12-31 03:40 | 32.6082 | 88.2796 | 34.2729 | 644 | 15 | 18 | 0.87481 | 32.6082 | 22395 | 4.6666 | -1.08e-06 | 1.5552 | 1.3505 | 1.3605 | 2.0597 | 1.917 | 2.0269 | 3.5865 | 4.6666 | 5.7467 | 7.3062 | -2.4567 | -1.0053 | -1.08e-06 | 1.0053 | 2.4567
Residential | All | 2014-07-29 | Aggregate | 24 | Residential¦All¦41849¦Aggregate¦24 | 3.5737 | 1.151 | 23.7276 | 69.8956 | 22.5864 | 650 | 1900-01-02 14:37 | 1899-12-31 03:41 | 25.5204 | 70.0539 | 24.7475 | 633 | 16 | 19 | 1.0946 | 25.9732 | 22395 | -1.7928 | 0.45281 | 0.88591 | 0.98362 | 0.96976 | 1.3238 | 1.3813 | -3.4893 | -2.487 | -1.7928 | -1.0986 | -0.096322 | -1.3174 | -0.27154 | 0.45281 | 1.1772 | 2.223
Residential | All | 2014-08-27 | Aggregate | 22 | Residential¦All¦41878¦Aggregate¦22 | 3.6108 | 1.156 | 36.2496 | 76.8135 | 32.5615 | 623 | 1900-01-02 13:38 | 1899-12-31 03:40 | 38.0588 | 76.6035 | 32.4745 | 644 | 15 | 18 | 0.87481 | 31.7114 | 22395 | -1.8092 | -6.3474 | 1.3045 | 1.2797 | 1.1412 | 1.8274 | 1.7146 | -4.1511 | -2.7675 | -1.8092 | -0.85088 | 0.53274 | -8.5448 | -7.2466 | -6.3474 | -5.4483 | -4.15
Residential | All | 2014-09-16 | Aggregate | 6 | Residential¦All¦41898¦Aggregate¦6 | 3.61 | 1.156 | 19.225 | 73.7067 | 18.6176 | 623 | 1900-01-02 13:42 | 1899-12-31 03:39 | 18.3018 | 73.6145 | 17.076 | 639 | 16 | 19 | 0.98883 | 19.0102 | 22395 | 0.92323 | 0.70846 | 0.7459 | 0.67551 | 0.73757 | 1.0063 | 1.0002 | -0.36643 | 0.39551 | 0.92323 | 1.4509 | 2.2129 | -0.5733 | 0.18397 | 0.70846 | 1.2329 | 1.9902
Residential | All | 2014-09-16 | Per Premise | 16 | Residential¦All¦41898¦Per Premise¦16 | 3.61 | 1.156 | 2.7852 | 92.3282 | 2.3892 | 623 | 1900-01-02 13:42 | 1899-12-31 03:39 | 2.0342 | 91.8816 | 1.72 | 639 | 16 | 19 | 0.98883 | 2.7541 | 22395 | 0.75105 | 0.71994 | 0.095721 | 0.068044 | 0.094652 | 0.11744 | 0.11657 | 0.60055 | 0.68947 | 0.75105 | 0.81264 | 0.90156 | 0.57055 | 0.65881 | 0.71994 | 0.78107 | 0.86933
Residential | All | 2014-09-17 | Per Premise | 7 | Residential¦All¦41899¦Per Premise¦7 | 3.5725 | 1.1534 | 1.1797 | 83.1404 | 1.0299 | 640 | 1900-01-02 14:44 | 1899-12-31 03:45 | 1.0827 | 82.8045 | 0.96528 | 623 | 15 | 18 | 1.006 | 1.1867 | 22395 | 0.096959 | 0.10399 | 0.040709 | 0.038673 | 0.040951 | 0.05615 | 0.056326 | 0.025 | 0.067514 | 0.096959 | 0.1264 | 0.16892 | 0.031804 | 0.074451 | 0.10399 | 0.13353 | 0.17617
Residential | All | 2014-08-27 | Aggregate | 10 | Residential¦All¦41878¦Aggregate¦10 | 3.6108 | 1.156 | 19.0532 | 88.7033 | 19.4984 | 623 | 1900-01-02 13:38 | 1899-12-31 03:40 | 18.1842 | 88.6011 | 17.4621 | 644 | 15 | 18 | 0.87481 | 16.6678 | 22395 | 0.869 | -1.5163 | 0.78119 | 0.6881 | 0.68339 | 1.041 | 0.9698 | -0.46513 | 0.32309 | 0.869 | 1.4149 | 2.2031 | -2.7592 | -2.0249 | -1.5163 | -1.0078 | -0.2735
Residential | All | 2014-07-29 | Per Premise | 21 | Residential¦All¦41849¦Per Premise¦21 | 3.5737 | 1.151 | 1.7393 | 71.2959 | 1.4745 | 650 | 1900-01-02 14:37 | 1899-12-31 03:41 | 1.998 | 71.5298 | 1.7809 | 633 | 16 | 19 | 1.0946 | 1.9039 | 22395 | -0.25874 | -0.094132 | 0.057834 | 0.070785 | 0.063307 | 0.091407 | 0.094965 | -0.37588 | -0.30667 | -0.25874 | -0.2108 | -0.1416 | -0.21583 | -0.14393 | -0.094132 | -0.044332 | 0.02757
Residential | All | 2014-09-15 | Per Premise | 24 | Residential¦All¦41897¦Per Premise¦24 | 3.5732 | 1.1531 | 1.4506 | 75.1175 | 1.3515 | 641 | 1900-01-02 14:42 | 1899-12-31 03:44 | 1.6403 | 75.2757 | 1.5525 | 624 | 15 | 18 | 1.0482 | 1.5205 | 22395 | -0.18971 | -0.11979 | 0.05338 | 0.062149 | 0.055953 | 0.081926 | 0.083626 | -0.2947 | -0.23267 | -0.18971 | -0.14675 | -0.084715 | -0.22696 | -0.16365 | -0.11979 | -0.07594 | -0.012623
Residential | All | 2014-09-15 | Aggregate | 18 | Residential¦All¦41897¦Aggregate¦18 | 3.5732 | 1.1531 | 61.7491 | 82.8656 | 50.0493 | 641 | 1900-01-02 14:42 | 1899-12-31 03:44 | 45.933 | 83.2595 | 39.7509 | 624 | 15 | 18 | 1.0482 | 64.7253 | 22395 | 15.8161 | 18.7923 | 1.9768 | 1.5913 | 2.0721 | 2.5377 | 2.6126 | 12.5639 | 14.4853 | 15.8161 | 17.1469 | 19.0683 | 15.4441 | 17.4222 | 18.7923 | 20.1624 | 22.1406
Residential | All | Average Event Day | Per Premise | 15 | Residential¦All¦Average Event Day¦Per Premise¦15 | 3.5918 | 1.1545 | 2.1829 | 88.4933 | 1.9773 | 1264 | 1900-01-02 14:10 | 1899-12-31 03:42 | 1.6713 | 88.5085 | 1.5236 | 1269 | 15 | 18 | 0.95967 | 2.0949 | 22395 | 0.51162 | 0.42359 | 0.055615 | 0.042771 | 0.053373 | 0.07016 | 0.068396 | 0.4217 | 0.47483 | 0.51162 | 0.54841 | 0.60153 | 0.33594 | 0.38773 | 0.42359 | 0.45946 | 0.51125
Residential | All | 2014-07-29 | Per Premise | 24 | Residential¦All¦41849¦Per Premise¦24 | 3.5737 | 1.151 | 1.0595 | 69.8956 | 1.0085 | 650 | 1900-01-02 14:37 | 1899-12-31 03:41 | 1.1396 | 70.0539 | 1.105 | 633 | 16 | 19 | 1.0946 | 1.1598 | 22395 | -0.080053 | 0.020219 | 0.039559 | 0.043922 | 0.043302 | 0.05911 | 0.061678 | -0.15581 | -0.11105 | -0.080053 | -0.049056 | -0.004301 | -0.058825 | -0.012125 | 0.020219 | 0.052563 | 0.099263
Residential | All | 2014-09-16 | Aggregate | 23 | Residential¦All¦41898¦Aggregate¦23 | 3.61 | 1.156 | 50.105 | 79.9255 | 40.8816 | 623 | 1900-01-02 13:42 | 1899-12-31 03:39 | 52.2649 | 79.9481 | 42.6855 | 639 | 16 | 19 | 0.98883 | 49.5453 | 22395 | -2.1599 | -2.7196 | 1.6379 | 1.6886 | 1.6196 | 2.3525 | 2.3398 | -5.1747 | -3.3935 | -2.1599 | -0.92622 | 0.85495 | -5.7181 | -3.9466 | -2.7196 | -1.4926 | 0.27893
Residential | All | 2014-07-29 | Per Premise | 23 | Residential¦All¦41849¦Per Premise¦23 | 3.5737 | 1.151 | 1.3617 | 70.1994 | 1.1593 | 650 | 1900-01-02 14:37 | 1899-12-31 03:41 | 1.4596 | 70.3749 | 1.3249 | 633 | 16 | 19 | 1.0946 | 1.4905 | 22395 | -0.097967 | 0.030901 | 0.045473 | 0.052659 | 0.049777 | 0.069575 | 0.072461 | -0.18713 | -0.13445 | -0.097967 | -0.061482 | -0.0088028 | -0.061962 | -0.007098 | 0.030901 | 0.0689 | 0.12376
Residential | All | 2014-07-29 | Aggregate | 2 | Residential¦All¦41849¦Aggregate¦2 | 3.5737 | 1.151 | 17.8202 | 69.9867 | 17.8001 | 650 | 1900-01-02 14:37 | 1899-12-31 03:41 | 16.944 | 70.0552 | 17.0128 | 633 | 16 | 19 | 1.0946 | 19.5067 | 22395 | 0.87621 | 2.5627 | 0.69818 | 0.6762 | 0.76425 | 0.97195 | 1.0205 | -0.3694 | 0.36651 | 0.87621 | 1.3859 | 2.1218 | 1.255 | 2.0276 | 2.5627 | 3.0979 | 3.8705
Residential | All | 2014-09-17 | Per Premise | 13 | Residential¦All¦41899¦Per Premise¦13 | 3.5725 | 1.1534 | 2.3621 | 89.7542 | 2.0883 | 640 | 1900-01-02 14:44 | 1899-12-31 03:45 | 2.3284 | 90.0919 | 2.1841 | 623 | 15 | 18 | 1.006 | 2.3762 | 22395 | 0.033655 | 0.04773 | 0.082547 | 0.087503 | 0.083039 | 0.12029 | 0.12063 | -0.12051 | -0.029427 | 0.033655 | 0.096738 | 0.18782 | -0.10687 | -0.01553 | 0.04773 | 0.11099 | 0.20233
Residential | All | Average Event Day | Aggregate | 21 | Residential¦All¦Average Event Day¦Aggregate¦21 | 3.5918 | 1.1545 | 47.7489 | 76.4742 | 36.1228 | 1264 | 1900-01-02 14:10 | 1899-12-31 03:42 | 50.9823 | 76.5053 | 39.3004 | 1269 | 15 | 18 | 0.95967 | 45.8234 | 22395 | -3.2334 | -5.1589 | 1.016 | 1.1032 | 0.97506 | 1.4998 | 1.4724 | -5.1555 | -4.0199 | -3.2334 | -2.4469 | -1.3113 | -7.0458 | -5.931 | -5.1589 | -4.3868 | -3.272
Residential | All | 2014-09-16 | Per Premise | 100 | Residential¦All¦41898¦Per Premise¦100 | 3.61 | 1.156 | 2.8721 | 88.9285 | 2.3376 | 2492 | 1900-01-02 13:42 | 1899-12-31 03:39 | 1.9683 | 88.8109 | 1.6457 | 2556 | 16 | 19 | 0.98883 | 2.84 | 22395 | 0.90383 | 0.87174 | 0.046827 | 0.032551 | 0.046303 | 0.057029 | 0.0566 | 0.83074 | 0.87392 | 0.90383 | 0.93373 | 0.97691 | 0.7992 | 0.84206 | 0.87174 | 0.90142 | 0.94428
Residential | All | 2014-09-15 | Per Premise | 7 | Residential¦All¦41897¦Per Premise¦7 | 3.5732 | 1.1531 | 0.92065 | 75.2904 | 0.82288 | 641 | 1900-01-02 14:42 | 1899-12-31 03:44 | 0.95058 | 75.3187 | 0.9115 | 624 | 15 | 18 | 1.0482 | 0.96503 | 22395 | -0.029922 | 0.014453 | 0.032502 | 0.036489 | 0.034068 | 0.048865 | 0.049921 | -0.092545 | -0.055547 | -0.029922 | -0.0042966 | 0.032702 | -0.049524 | -0.011726 | 0.014453 | 0.040631 | 0.078429
Residential | All | Average Event Day | Per Premise | 20 | Residential¦All¦Average Event Day¦Per Premise¦20 | 3.5918 | 1.1545 | 2.1978 | 77.5831 | 1.7268 | 1264 | 1900-01-02 14:10 | 1899-12-31 03:42 | 2.4465 | 77.6644 | 1.9446 | 1269 | 15 | 18 | 0.95967 | 2.1092 | 22395 | -0.24874 | -0.33737 | 0.048571 | 0.054589 | 0.046613 | 0.073069 | 0.071782 | -0.34239 | -0.28706 | -0.24874 | -0.21043 | -0.1551 | -0.42936 | -0.37501 | -0.33737 | -0.29973 | -0.24538
Residential | All | 2014-09-15 | Aggregate | 11 | Residential¦All¦41897¦Aggregate¦11 | 3.5732 | 1.1531 | 33.2388 | 93.2363 | 33.1778 | 641 | 1900-01-02 14:42 | 1899-12-31 03:44 | 33.5047 | 93.4701 | 34.9181 | 624 | 15 | 18 | 1.0482 | 34.8409 | 22395 | -0.26596 | 1.3361 | 1.3104 | 1.3978 | 1.3736 | 1.916 | 1.9598 | -2.7215 | -1.2707 | -0.26596 | 0.73882 | 2.1896 | -1.1755 | 0.30839 | 1.3361 | 2.3638 | 3.8477
Residential | All | 2014-09-17 | Aggregate | 21 | Residential¦All¦41899¦Aggregate¦21 | 3.5725 | 1.1534 | 50.6605 | 73.2093 | 38.8752 | 640 | 1900-01-02 14:44 | 1899-12-31 03:45 | 56.6998 | 73.3374 | 45.6895 | 623 | 15 | 18 | 1.006 | 50.9623 | 22395 | -6.0393 | -5.7374 | 1.5367 | 1.8305 | 1.5458 | 2.39 | 2.3959 | -9.1022 | -7.2926 | -6.0393 | -4.786 | -2.9764 | -8.8079 | -6.9939 | -5.7374 | -4.481 | -2.667
Residential | All | 2014-08-27 | Per Premise | 100 | Residential¦All¦41878¦Per Premise¦100 | 3.6108 | 1.156 | 1.8716 | 85.4328 | 1.8704 | 2492 | 1900-01-02 13:38 | 1899-12-31 03:40 | 1.3631 | 85.2737 | 1.2696 | 2576 | 15 | 18 | 0.87481 | 1.6373 | 22395 | 0.50852 | 0.2742 | 0.037469 | 0.025015 | 0.032778 | 0.045052 | 0.041233 | 0.45078 | 0.48489 | 0.50852 | 0.53214 | 0.56625 | 0.22136 | 0.25258 | 0.2742 | 0.29582 | 0.32704
Residential | All | 2014-09-15 | Per Premise | 100 | Residential¦All¦41897¦Per Premise¦100 | 3.5732 | 1.1531 | 2.705 | 87.9605 | 2.2765 | 2564 | 1900-01-02 14:42 | 1899-12-31 03:44 | 2.0226 | 88.3602 | 1.7938 | 2496 | 15 | 18 | 1.0482 | 2.8354 | 22395 | 0.6824 | 0.81278 | 0.044958 | 0.035905 | 0.047125 | 0.057536 | 0.059245 | 0.60867 | 0.65223 | 0.6824 | 0.71257 | 0.75614 | 0.73685 | 0.78171 | 0.81278 | 0.84385 | 0.8887
Residential | All | 2014-07-29 | Aggregate | 5 | Residential¦All¦41849¦Aggregate¦5 | 3.5737 | 1.151 | 14.2188 | 67.9683 | 14.2392 | 650 | 1900-01-02 14:37 | 1899-12-31 03:41 | 13.2901 | 68.0421 | 11.1446 | 633 | 16 | 19 | 1.0946 | 15.5645 | 22395 | 0.92876 | 2.2744 | 0.55851 | 0.44296 | 0.61137 | 0.71284 | 0.75497 | 0.015216 | 0.55495 | 0.92876 | 1.3026 | 1.8423 | 1.3069 | 1.8785 | 2.2744 | 2.6704 | 3.242
Residential | All | Average Event Day | Per Premise | 13 | Residential¦All¦Average Event Day¦Per Premise¦13 | 3.5918 | 1.1545 | 1.8319 | 90.8267 | 1.7424 | 1264 | 1900-01-02 14:10 | 1899-12-31 03:42 | 1.788 | 90.8198 | 1.7425 | 1269 | 15 | 18 | 0.95967 | 1.758 | 22395 | 0.043883 | -0.029988 | 0.049009 | 0.048915 | 0.047032 | 0.069243 | 0.067858 | -0.044855 | 0.0075717 | 0.043883 | 0.080193 | 0.13262 | -0.11695 | -0.065573 | -0.029988 | 0.0055967 | 0.056976
Residential | All | 2014-09-15 | Per Premise | 14 | Residential¦All¦41897¦Per Premise¦14 | 3.5732 | 1.1531 | 2.4262 | 91.73 | 2.2425 | 641 | 1900-01-02 14:42 | 1899-12-31 03:44 | 2.5431 | 92.0747 | 2.2473 | 624 | 15 | 18 | 1.0482 | 2.5431 | 22395 | -0.11694 | 1.56e-07 | 0.088575 | 0.089963 | 0.092844 | 0.12625 | 0.12928 | -0.27873 | -0.18314 | -0.11694 | -0.050735 | 0.044854 | -0.16568 | -0.067794 | 1.56e-07 | 0.067794 | 0.16568
Residential | All | 2014-08-27 | Aggregate | 1 | Residential¦All¦41878¦Aggregate¦1 | 3.6108 | 1.156 | 16.4954 | 66.7495 | 16.4776 | 623 | 1900-01-02 13:38 | 1899-12-31 03:40 | 16.8861 | 66.586 | 15.2406 | 644 | 15 | 18 | 0.87481 | 14.4302 | 22395 | -0.39075 | -2.4559 | 0.66016 | 0.60056 | 0.57751 | 0.89246 | 0.83318 | -1.5345 | -0.85875 | -0.39075 | 0.077261 | 0.75299 | -3.5236 | -2.8928 | -2.4559 | -2.0189 | -1.3881
Residential | All | 2014-08-27 | Per Premise | 9 | Residential¦All¦41878¦Per Premise¦9 | 3.6108 | 1.156 | 0.77655 | 84.8354 | 0.70925 | 623 | 1900-01-02 13:38 | 1899-12-31 03:40 | 0.75757 | 84.8479 | 0.66351 | 644 | 15 | 18 | 0.87481 | 0.67933 | 22395 | 0.018975 | -0.078244 | 0.028415 | 0.026146 | 0.024858 | 0.038614 | 0.036077 | -0.030511 | -0.0012741 | 0.018975 | 0.039224 | 0.068461 | -0.12448 | -0.097163 | -0.078244 | -0.059325 | -0.03201
Residential | All | 2014-09-17 | Per Premise | 19 | Residential¦All¦41899¦Per Premise¦19 | 3.5725 | 1.1534 | 2.5652 | 75.8135 | 2.0181 | 640 | 1900-01-02 14:44 | 1899-12-31 03:45 | 2.8569 | 76.1014 | 2.3456 | 623 | 15 | 18 | 1.006 | 2.5805 | 22395 | -0.29168 | -0.2764 | 0.079771 | 0.093973 | 0.080246 | 0.12327 | 0.12357 | -0.44965 | -0.35632 | -0.29168 | -0.22704 | -0.13371 | -0.43476 | -0.3412 | -0.2764 | -0.21159 | -0.11803
Residential | All | 2014-08-27 | Per Premise | 17 | Residential¦All¦41878¦Per Premise¦17 | 3.6108 | 1.156 | 1.9399 | 85.3704 | 1.9089 | 623 | 1900-01-02 13:38 | 1899-12-31 03:40 | 1.3728 | 85.2099 | 1.2819 | 644 | 15 | 18 | 0.87481 | 1.697 | 22395 | 0.56709 | 0.32423 | 0.076478 | 0.050513 | 0.066903 | 0.091654 | 0.083831 | 0.44963 | 0.51903 | 0.56709 | 0.61515 | 0.68455 | 0.2168 | 0.28027 | 0.32423 | 0.36819 | 0.43166
Residential | All | 2014-07-29 | Per Premise | 13 | Residential¦All¦41849¦Per Premise¦13 | 3.5737 | 1.151 | 1.4319 | 89.8479 | 1.5166 | 650 | 1900-01-02 14:37 | 1899-12-31 03:41 | 1.5382 | 89.9887 | 1.6206 | 633 | 16 | 19 | 1.0946 | 1.5674 | 22395 | -0.10629 | 0.029225 | 0.059486 | 0.064414 | 0.065116 | 0.08768 | 0.091593 | -0.21866 | -0.15227 | -0.10629 | -0.060311 | 0.0060764 | -0.088156 | -0.018806 | 0.029225 | 0.077257 | 0.14661
Residential | All | 2014-09-16 | Per Premise | 14 | Residential¦All¦41898¦Per Premise¦14 | 3.61 | 1.156 | 2.5397 | 95.8579 | 2.2891 | 623 | 1900-01-02 13:42 | 1899-12-31 03:39 | 2.457 | 95.7318 | 2.1795 | 639 | 16 | 19 | 0.98883 | 2.5113 | 22395 | 0.082612 | 0.05424 | 0.091711 | 0.086218 | 0.090686 | 0.12587 | 0.12513 | -0.078703 | 0.016603 | 0.082612 | 0.14862 | 0.24393 | -0.10612 | -0.011378 | 0.05424 | 0.11986 | 0.2146
Residential | All | 2014-07-29 | Aggregate | 1 | Residential¦All¦41849¦Aggregate¦1 | 3.5737 | 1.151 | 20.4626 | 70.4228 | 20.5449 | 650 | 1900-01-02 14:37 | 1899-12-31 03:41 | 19.9901 | 70.6316 | 20.1377 | 633 | 16 | 19 | 1.0946 | 22.3992 | 22395 | 0.47246 | 2.4091 | 0.80584 | 0.8004 | 0.8821 | 1.1358 | 1.1911 | -0.98311 | -0.12315 | 0.47246 | 1.0681 | 1.928 | 0.88259 | 1.7844 | 2.4091 | 3.0337 | 3.9355
Residential | All | Average Event Day | Aggregate | 4 | Residential¦All¦Average Event Day¦Aggregate¦4 | 3.5918 | 1.1545 | 17.071 | 70.3129 | 16.3141 | 1264 | 1900-01-02 14:10 | 1899-12-31 03:42 | 17.2169 | 70.0383 | 15.862 | 1269 | 15 | 18 | 0.95967 | 16.3826 | 22395 | -0.1459 | -0.8343 | 0.45887 | 0.44527 | 0.44037 | 0.6394 | 0.62625 | -0.96532 | -0.4812 | -0.1459 | 0.1894 | 0.67352 | -1.6369 | -1.1627 | -0.8343 | -0.50589 | -0.031723
Residential | All | 2014-08-27 | Per Premise | 6 | Residential¦All¦41878¦Per Premise¦6 | 3.6108 | 1.156 | 0.615 | 65.7837 | 0.56865 | 623 | 1900-01-02 13:38 | 1899-12-31 03:40 | 0.61172 | 65.6291 | 0.5082 | 644 | 15 | 18 | 0.87481 | 0.53801 | 22395 | 0.0032843 | -0.07371 | 0.022783 | 0.020026 | 0.01993 | 0.030333 | 0.028253 | -0.035589 | -0.012622 | 0.0032843 | 0.019191 | 0.042157 | -0.10992 | -0.088527 | -0.07371 | -0.058895 | -0.037502
Residential | All | Average Event Day | Aggregate | 9 | Residential¦All¦Average Event Day¦Aggregate¦9 | 3.5918 | 1.1545 | 22.2523 | 86.8394 | 20.8736 | 1264 | 1900-01-02 14:10 | 1899-12-31 03:42 | 22.3668 | 86.8778 | 21.2642 | 1269 | 15 | 18 | 0.95967 | 21.3549 | 22395 | -0.11447 | -1.0118 | 0.58711 | 0.59692 | 0.56344 | 0.83727 | 0.82084 | -1.1875 | -0.55354 | -0.11447 | 0.32459 | 0.95853 | -2.0638 | -1.4423 | -1.0118 | -0.58136 | 0.040143
Residential | All | 2014-08-27 | Per Premise | 4 | Residential¦All¦41878¦Per Premise¦4 | 3.6108 | 1.156 | 0.56155 | 64.9667 | 0.50434 | 623 | 3.5682 | 1.1525 | 0.58679 | 64.7285 | 0.52944 | 644 | 15 | 18 | 0.87481 | 0.49125 | 22395 | -0.025237 | -0.09554 | 0.020206 | 0.020863 | 0.017676 | 0.029044 | 0.027344 | -0.062459 | -0.040468 | -0.025237 | -0.010007 | 0.011984 | -0.13058 | -0.10988 | -0.09554 | -0.081201 | -0.060497
Residential | All | 2014-09-16 | Aggregate | 3 | Residential¦All¦41898¦Aggregate¦3 | 3.61 | 1.156 | 21.1395 | 72.8327 | 21.51 | 623 | 3.571 | 1.152 | 19.1927 | 72.5237 | 18.9531 | 639 | 16 | 19 | 0.98883 | 20.9033 | 22395 | 1.9467 | 1.7106 | 0.86178 | 0.74977 | 0.85215 | 1.1423 | 1.135 | 0.48282 | 1.3477 | 1.9467 | 2.5457 | 3.4106 | 0.25594 | 1.1153 | 1.7106 | 2.3058 | 3.1652
Residential | All | 2014-09-15 | Aggregate | 17 | Residential¦All¦41897¦Aggregate¦17 | 3.5732 | 1.1531 | 62.6424 | 87.0894 | 52.181 | 641 | 3.6128 | 1.1558 | 45.8707 | 87.5509 | 41.4299 | 624 | 15 | 18 | 1.0482 | 65.6617 | 22395 | 16.7717 | 19.791 | 2.061 | 1.6585 | 2.1604 | 2.6455 | 2.7236 | 13.3814 | 15.3844 | 16.7717 | 18.159 | 20.162 | 16.3006 | 18.3628 | 19.791 | 21.2192 | 23.2814
Residential | All | 2014-09-17 | Per Premise | 1 | Residential¦All¦41899¦Per Premise¦1 | 3.5725 | 1.1534 | 1.5618 | 80.8706 | 1.495 | 640 | 3.6137 | 1.156 | 1.5192 | 80.7074 | 1.4005 | 623 | 15 | 18 | 1.006 | 1.5711 | 22395 | 0.042567 | 0.051873 | 0.059094 | 0.056109 | 0.059446 | 0.081488 | 0.081744 | -0.061864 | -0.000165 | 0.042567 | 0.0853 | 0.147 | -0.052885 | 0.0090069 | 0.051873 | 0.09474 | 0.15663
Residential | All | Average Event Day | Aggregate | 18 | Residential¦All¦Average Event Day¦Aggregate¦18 | 3.5918 | 1.1545 | 51.9417 | 81.0881 | 44.0728 | 1264 | 3.5905 | 1.154 | 38.6763 | 81.1739 | 33.4847 | 1269 | 15 | 18 | 0.95967 | 49.8471 | 22395 | 13.2654 | 11.1708 | 1.2396 | 0.93997 | 1.1897 | 1.5557 | 1.5162 | 11.2717 | 12.4496 | 13.2654 | 14.0812 | 15.2591 | 9.2277 | 10.3757 | 11.1708 | 11.9659 | 13.1139
Residential | All | 2014-07-29 | Per Premise | 3 | Residential¦All¦41849¦Per Premise¦3 | 3.5737 | 1.151 | 0.72113 | 69.309 | 0.73519 | 650 | 3.6091 | 1.1538 | 0.67468 | 69.4058 | 0.6658 | 633 | 16 | 19 | 1.0946 | 0.78937 | 22395 | 0.046446 | 0.11469 | 0.028837 | 0.026463 | 0.031566 | 0.039139 | 0.041191 | -0.0037122 | 0.025922 | 0.046446 | 0.066971 | 0.096605 | 0.061906 | 0.093094 | 0.11469 | 0.13629 | 0.16748
Residential | All | 2014-07-29 | Aggregate | 19 | Residential¦All¦41849¦Aggregate¦19 | 3.5737 | 1.151 | 43.3378 | 75.7792 | 40.1927 | 650 | 3.6091 | 1.1538 | 36.0087 | 75.9936 | 31.6676 | 633 | 16 | 19 | 1.0946 | 47.4394 | 22395 | 7.3291 | 11.4306 | 1.5765 | 1.2587 | 1.7257 | 2.0173 | 2.1359 | 4.7438 | 6.2712 | 7.3291 | 8.387 | 9.9144 | 8.6933 | 10.3105 | 11.4306 | 12.5507 | 14.168
Residential | All | 2014-09-16 | Aggregate | 15 | Residential¦All¦41898¦Aggregate¦15 | 3.61 | 1.156 | 58.3086 | 95.1769 | 51.1864 | 623 | 3.571 | 1.152 | 57.6572 | 94.6486 | 50.4069 | 639 | 16 | 19 | 0.98883 | 57.6572 | 22395 | 0.65139 | -2.34e-06 | 2.0507 | 1.9941 | 2.0278 | 2.8604 | 2.844 | -3.0143 | -0.8486 | 0.65139 | 2.1514 | 4.3171 | -3.6447 | -1.4914 | -2.34e-06 | 1.4914 | 3.6447
Residential | All | 2014-09-17 | Aggregate | 23 | Residential¦All¦41899¦Aggregate¦23 | 3.5725 | 1.1534 | 34.5235 | 71.5957 | 28.9569 | 640 | 3.6137 | 1.156 | 37.8554 | 71.77 | 32.548 | 623 | 15 | 18 | 1.006 | 34.7292 | 22395 | -3.3319 | -3.1262 | 1.1446 | 1.304 | 1.1514 | 1.7351 | 1.7396 | -5.5555 | -4.2418 | -3.3319 | -2.422 | -1.1082 | -5.3556 | -4.0384 | -3.1262 | -2.2139 | -0.89675
Residential | All | 2014-09-16 | Per Premise | 13 | Residential¦All¦41898¦Per Premise¦13 | 3.61 | 1.156 | 2.3934 | 91.8061 | 2.2621 | 623 | 3.571 | 1.152 | 2.3598 | 92.4126 | 2.1863 | 639 | 16 | 19 | 0.98883 | 2.3667 | 22395 | 0.033613 | 0.0068756 | 0.090627 | 0.08649 | 0.089615 | 0.12528 | 0.12454 | -0.12693 | -0.032081 | 0.033613 | 0.099308 | 0.19416 | -0.15274 | -0.058436 | 0.0068756 | 0.072187 | 0.16649
Residential | All | 2014-09-16 | Per Premise | 2 | Residential¦All¦41898¦Per Premise¦2 | 3.61 | 1.156 | 1.0751 | 73.7761 | 1.0898 | 623 | 3.571 | 1.152 | 0.98566 | 73.589 | 0.97101 | 639 | 16 | 19 | 0.98883 | 1.0631 | 22395 | 0.089423 | 0.077413 | 0.04366 | 0.038413 | 0.043172 | 0.058153 | 0.057787 | 0.014898 | 0.058928 | 0.089423 | 0.11992 | 0.16395 | 0.0033555 | 0.047109 | 0.077413 | 0.10772 | 0.15147
Residential | All | 2014-09-17 | Per Premise | 6 | Residential¦All¦41899¦Per Premise¦6 | 3.5725 | 1.1534 | 1.0251 | 77.0763 | 0.9628 | 640 | 3.6137 | 1.156 | 1.0072 | 76.8627 | 0.93015 | 623 | 15 | 18 | 1.006 | 1.0312 | 22395 | 0.017921 | 0.02403 | 0.038058 | 0.037266 | 0.038285 | 0.053265 | 0.053427 | -0.05034 | -0.010011 | 0.017921 | 0.045854 | 0.086183 | -0.04444 | -0.0039874 | 0.02403 | 0.052047 | 0.092499
Residential | All | 2014-09-17 | Per Premise | 15 | Residential¦All¦41899¦Per Premise¦15 | 3.5725 | 1.1534 | 2.6094 | 87.0324 | 2.2104 | 640 | 3.6137 | 1.156 | 2.0283 | 87.2254 | 1.8289 | 623 | 15 | 18 | 1.006 | 2.6249 | 22395 | 0.5811 | 0.59665 | 0.087375 | 0.073274 | 0.087896 | 0.11403 | 0.11443 | 0.43496 | 0.5213 | 0.5811 | 0.6409 | 0.72724 | 0.45 | 0.53664 | 0.59665 | 0.65666 | 0.7433
Residential | All | 2014-09-15 | Per Premise | 23 | Residential¦All¦41897¦Per Premise¦23 | 3.5732 | 1.1531 | 1.8127 | 76.5715 | 1.5007 | 641 | 3.6128 | 1.1558 | 2.0269 | 76.7707 | 1.752 | 624 | 15 | 18 | 1.0482 | 1.9001 | 22395 | -0.21412 | -0.12675 | 0.059276 | 0.070135 | 0.062133 | 0.091829 | 0.093698 | -0.3318 | -0.26227 | -0.21412 | -0.16596 | -0.096434 | -0.24683 | -0.17588 | -0.12675 | -0.077611 | -0.0066673
Residential | All | 2014-07-29 | Per Premise | 20 | Residential¦All¦41849¦Per Premise¦20 | 3.5737 | 1.151 | 1.7835 | 73.7247 | 1.5641 | 650 | 3.6091 | 1.1538 | 2.127 | 73.9301 | 1.9665 | 633 | 16 | 19 | 1.0946 | 1.9523 | 22395 | -0.3435 | -0.17471 | 0.061351 | 0.078161 | 0.067157 | 0.099363 | 0.10305 | -0.47084 | -0.3956 | -0.3435 | -0.29139 | -0.21616 | -0.30677 | -0.22875 | -0.17471 | -0.12067 | -0.042646
Residential | All | Average Event Day | Aggregate | 19 | Residential¦All¦Average Event Day¦Aggregate¦19 | 3.5918 | 1.1545 | 52.3907 | 78.4003 | 42.5589 | 1264 | 3.5905 | 1.154 | 58.0966 | 78.4289 | 47.762 | 1269 | 15 | 18 | 0.95967 | 50.278 | 22395 | -5.7059 | -7.8186 | 1.1971 | 1.3408 | 1.1488 | 1.7974 | 1.7656 | -8.0094 | -6.6485 | -5.7059 | -4.7634 | -3.4025 | -10.0813 | -8.7445 | -7.8186 | -6.8927 | -5.5559
Residential | All | 2014-07-29 | Per Premise | 17 | Residential¦All¦41849¦Per Premise¦17 | 3.5737 | 1.151 | 2.0058 | 80.8275 | 1.9467 | 650 | 3.6091 | 1.1538 | 1.587 | 81.1282 | 1.5654 | 633 | 16 | 19 | 1.0946 | 2.1956 | 22395 | 0.41874 | 0.60857 | 0.076356 | 0.06222 | 0.083583 | 0.098497 | 0.1042 | 0.29251 | 0.36709 | 0.41874 | 0.47039 | 0.54497 | 0.47503 | 0.55393 | 0.60857 | 0.66321 | 0.7421
Residential | All | 2014-08-27 | Aggregate | 13 | Residential¦All¦41878¦Aggregate¦13 | 3.6108 | 1.156 | 31.5348 | 90.2665 | 33.87 | 623 | 3.5682 | 1.1525 | 29.1888 | 89.994 | 30.2837 | 644 | 15 | 18 | 0.87481 | 27.5869 | 22395 | 2.346 | -1.602 | 1.357 | 1.1933 | 1.1871 | 1.8071 | 1.6832 | 0.030163 | 1.3984 | 2.346 | 3.2936 | 4.6618 | -3.7591 | -2.4847 | -1.602 | -0.71929 | 0.55516
Residential | All | 2014-09-15 | Aggregate | 13 | Residential¦All¦41897¦Aggregate¦13 | 3.5732 | 1.1531 | 47.7174 | 92.9667 | 45.5565 | 641 | 3.6128 | 1.1558 | 50.2962 | 93.2555 | 47.1702 | 624 | 15 | 18 | 1.0482 | 50.0173 | 22395 | -2.5788 | -0.27886 | 1.7994 | 1.8883 | 1.8861 | 2.6084 | 2.6689 | -5.9215 | -3.9466 | -2.5788 | -1.2109 | 0.76396 | -3.6992 | -1.6784 | -0.27886 | 1.1207 | 3.1415
Residential | All | 2014-08-27 | Per Premise | 24 | Residential¦All¦41878¦Per Premise¦24 | 3.6108 | 1.156 | 1.0366 | 73.3207 | 1.0028 | 623 | 3.5682 | 1.1525 | 1.0766 | 73.2401 | 1.0113 | 644 | 15 | 18 | 0.87481 | 0.90685 | 22395 | -0.03994 | -0.16972 | 0.040175 | 0.039852 | 0.035145 | 0.056588 | 0.053135 | -0.11246 | -0.069614 | -0.03994 | -0.010265 | 0.032581 | -0.23782 | -0.19758 | -0.16972 | -0.14186 | -0.10162
Residential | All | 2014-09-16 | Per Premise | 23 | Residential¦All¦41898¦Per Premise¦23 | 3.61 | 1.156 | 2.2373 | 79.9255 | 1.8255 | 623 | 3.571 | 1.152 | 2.3338 | 79.9481 | 1.906 | 639 | 16 | 19 | 0.98883 | 2.2123 | 22395 | -0.096444 | -0.12144 | 0.073136 | 0.075401 | 0.072319 | 0.10504 | 0.10448 | -0.23106 | -0.15153 | -0.096444 | -0.041358 | 0.038176 | -0.25533 | -0.17623 | -0.12144 | -0.06665 | 0.012455
Residential | All | 2014-09-15 | Aggregate | 1 | Residential¦All¦41897¦Aggregate¦1 | 3.5732 | 1.1531 | 25.5189 | 74.3156 | 26.073 | 641 | 3.6128 | 1.1558 | 25.147 | 74.3109 | 24.888 | 624 | 15 | 18 | 1.0482 | 26.7488 | 22395 | 0.37188 | 1.6019 | 1.0298 | 0.99632 | 1.0795 | 1.4329 | 1.469 | -1.4644 | -0.37953 | 0.37188 | 1.1233 | 2.2082 | -0.28071 | 0.83152 | 1.6019 | 2.3722 | 3.4844
Residential | All | 2014-07-29 | Per Premise | 14 | Residential¦All¦41849¦Per Premise¦14 | 3.5737 | 1.151 | 1.6043 | 89.2412 | 1.6548 | 650 | 3.6091 | 1.1538 | 1.8121 | 89.5376 | 1.8833 | 633 | 16 | 19 | 1.0946 | 1.7561 | 22395 | -0.2078 | -0.055968 | 0.064907 | 0.074853 | 0.07105 | 0.099075 | 0.1032 | -0.33477 | -0.25975 | -0.2078 | -0.15584 | -0.080829 | -0.18823 | -0.11009 | -0.055968 | -0.0018483 | 0.076292
Residential | All | 2014-08-27 | Per Premise | 19 | Residential¦All¦41878¦Per Premise¦19 | 3.6108 | 1.156 | 1.9768 | 78.8197 | 1.8706 | 623 | 3.5682 | 1.1525 | 2.1394 | 78.5288 | 1.9278 | 644 | 15 | 18 | 0.87481 | 1.7293 | 22395 | -0.16252 | -0.41001 | 0.074945 | 0.075966 | 0.065563 | 0.10671 | 0.10035 | -0.29927 | -0.21848 | -0.16252 | -0.10656 | -0.025759 | -0.5386 | -0.46263 | -0.41001 | -0.35738 | -0.28141
Residential | All | Average Event Day | Aggregate | 22 | Residential¦All¦Average Event Day¦Aggregate¦22 | 3.5918 | 1.1545 | 41.3639 | 75.7533 | 32.5129 | 1264 | 3.5905 | 1.154 | 45.301 | 75.7499 | 35.9942 | 1269 | 15 | 18 | 0.95967 | 39.6959 | 22395 | -3.9371 | -5.6051 | 0.9145 | 1.0104 | 0.87762 | 1.3628 | 1.3383 | -5.6836 | -4.6517 | -3.9371 | -3.2224 | -2.1906 | -7.3202 | -6.3069 | -5.6051 | -4.9033 | -3.8899
Residential | All | 2014-09-17 | Per Premise | 18 | Residential¦All¦41899¦Per Premise¦18 | 3.5725 | 1.1534 | 2.5475 | 77.323 | 2.0752 | 640 | 3.6137 | 1.156 | 1.9586 | 77.65 | 1.6438 | 623 | 15 | 18 | 1.006 | 2.5627 | 22395 | 0.58897 | 0.60415 | 0.08203 | 0.065858 | 0.082519 | 0.1052 | 0.10558 | 0.45415 | 0.5338 | 0.58897 | 0.64413 | 0.72378 | 0.46884 | 0.54878 | 0.60415 | 0.65951 | 0.73945
Residential | All | 2014-07-29 | Per Premise | 12 | Residential¦All¦41849¦Per Premise¦12 | 3.5737 | 1.151 | 1.2073 | 87.3906 | 1.2396 | 650 | 3.6091 | 1.1538 | 1.2812 | 87.5749 | 1.2957 | 633 | 16 | 19 | 1.0946 | 1.3215 | 22395 | -0.0739 | 0.040357 | 0.04862 | 0.051498 | 0.053221 | 0.070823 | 0.074057 | -0.16466 | -0.11104 | -0.0739 | -0.03676 | 0.016864 | -0.054552 | 0.0015212 | 0.040357 | 0.079193 | 0.13527
Residential | All | 2014-07-29 | Aggregate | 18 | Residential¦All¦41849¦Aggregate¦18 | 3.5737 | 1.151 | 45.0775 | 78.1255 | 43.6683 | 650 | 3.6091 | 1.1538 | 36.2356 | 78.2687 | 32.9976 | 633 | 16 | 19 | 1.0946 | 49.3437 | 22395 | 8.8419 | 13.1081 | 1.7128 | 1.3115 | 1.8749 | 2.1573 | 2.2881 | 6.0772 | 7.7106 | 8.8419 | 9.9732 | 11.6066 | 10.1758 | 11.9082 | 13.1081 | 14.308 | 16.0404
Residential | All | 2014-09-17 | Per Premise | 2 | Residential¦All¦41899¦Per Premise¦2 | 3.5725 | 1.1534 | 1.3593 | 79.6864 | 1.3342 | 640 | 3.6137 | 1.156 | 1.283 | 79.5224 | 1.2433 | 623 | 15 | 18 | 1.006 | 1.3674 | 22395 | 0.076224 | 0.084323 | 0.05274 | 0.049813 | 0.053054 | 0.072545 | 0.072774 | -0.016746 | 0.038182 | 0.076224 | 0.11427 | 0.16919 | -0.0089399 | 0.046161 | 0.084323 | 0.12249 | 0.17759
Residential | All | 2014-07-29 | Per Premise | 9 | Residential¦All¦41849¦Per Premise¦9 | 3.5737 | 1.151 | 0.82487 | 82.2681 | 0.74984 | 650 | 3.6091 | 1.1538 | 0.85964 | 82.4734 | 0.7634 | 633 | 16 | 19 | 1.0946 | 0.90293 | 22395 | -0.03477 | 0.043296 | 0.029411 | 0.030343 | 0.032195 | 0.042257 | 0.04424 | -0.088925 | -0.05693 | -0.03477 | -0.01261 | 0.019385 | -0.0134 | 0.020097 | 0.043296 | 0.066495 | 0.099992
Residential | All | 2014-09-16 | Per Premise | 24 | Residential¦All¦41898¦Per Premise¦24 | 3.61 | 1.156 | 1.8658 | 80.6446 | 1.6936 | 623 | 3.571 | 1.152 | 1.8263 | 80.7284 | 1.6145 | 639 | 16 | 19 | 0.98883 | 1.8449 | 22395 | 0.0395 | 0.018657 | 0.067852 | 0.063871 | 0.067094 | 0.093184 | 0.092634 | -0.07992 | -0.0093656 | 0.0395 | 0.088366 | 0.15892 | -0.10006 | -0.02992 | 0.018657 | 0.067234 | 0.13737
Residential | All | 2014-09-15 | Per Premise | 6 | Residential¦All¦41897¦Per Premise¦6 | 3.5732 | 1.1531 | 0.79778 | 71.8254 | 0.73535 | 641 | 3.6128 | 1.1558 | 0.79945 | 71.8944 | 0.79944 | 624 | 15 | 18 | 1.0482 | 0.83623 | 22395 | -0.0016775 | 0.036774 | 0.029045 | 0.032003 | 0.030444 | 0.043218 | 0.044171 | -0.057063 | -0.024341 | -0.0016775 | 0.020986 | 0.053708 | -0.019833 | 0.013611 | 0.036774 | 0.059937 | 0.093381
Residential | All | 2014-09-15 | Per Premise | 12 | Residential¦All¦41897¦Per Premise¦12 | 3.5732 | 1.1531 | 1.7897 | 94.1155 | 1.7826 | 641 | 3.6128 | 1.1558 | 1.8855 | 94.2583 | 1.9363 | 624 | 15 | 18 | 1.0482 | 1.876 | 22395 | -0.095742 | -0.0094797 | 0.070408 | 0.077515 | 0.073802 | 0.10472 | 0.10703 | -0.22994 | -0.15066 | -0.095742 | -0.040828 | 0.03846 | -0.14664 | -0.065606 | -0.0094797 | 0.046647 | 0.12768
Residential | All | 2014-08-27 | Per Premise | 14 | Residential¦All¦41878¦Per Premise¦14 | 3.6108 | 1.156 | 1.6644 | 88.5659 | 1.7333 | 623 | 3.5682 | 1.1525 | 1.4561 | 88.2796 | 1.5304 | 644 | 15 | 18 | 0.87481 | 1.4561 | 22395 | 0.20838 | -6.06e-08 | 0.069442 | 0.060305 | 0.060748 | 0.091972 | 0.085598 | 0.090509 | 0.16015 | 0.20838 | 0.25661 | 0.32624 | -0.1097 | -0.044888 | -6.06e-08 | 0.044888 | 0.1097
Residential | All | Average Event Day | Per Premise | 23 | Residential¦All¦Average Event Day¦Per Premise¦23 | 3.5918 | 1.1545 | 1.5076 | 74.4442 | 1.2547 | 1264 | 3.5905 | 1.154 | 1.5895 | 74.4856 | 1.3525 | 1269 | 15 | 18 | 0.95967 | 1.4468 | 22395 | -0.081922 | -0.14272 | 0.035292 | 0.037966 | 0.033869 | 0.051836 | 0.050878 | -0.14835 | -0.10911 | -0.081922 | -0.054739 | -0.015491 | -0.20792 | -0.1694 | -0.14272 | -0.11604 | -0.077514
Residential | All | 2014-09-17 | Aggregate | 1 | Residential¦All¦41899¦Aggregate¦1 | 3.5725 | 1.1534 | 34.976 | 80.8706 | 33.4797 | 640 | 3.6137 | 1.156 | 34.0227 | 80.7074 | 31.3638 | 623 | 15 | 18 | 1.006 | 35.1844 | 22395 | 0.9533 | 1.1617 | 1.3234 | 1.2566 | 1.3313 | 1.8249 | 1.8306 | -1.3854 | -0.0036946 | 0.9533 | 1.9103 | 3.292 | -1.1844 | 0.20171 | 1.1617 | 2.1217 | 3.5078
Residential | All | 2014-09-15 | Aggregate | 20 | Residential¦All¦41897¦Aggregate¦20 | 3.5732 | 1.1531 | 61.8423 | 78.8711 | 43.2645 | 641 | 3.6128 | 1.1558 | 70.8157 | 79.2399 | 51.2619 | 624 | 15 | 18 | 1.0482 | 64.823 | 22395 | -8.9734 | -5.9927 | 1.7088 | 2.0521 | 1.7912 | 2.6705 | 2.7239 | -12.3957 | -10.3738 | -8.9734 | -7.573 | -5.5511 | -9.4835 | -7.4211 | -5.9927 | -4.5643 | -2.5019
Residential | All | Average Event Day | Aggregate | 15 | Residential¦All¦Average Event Day¦Aggregate¦15 | 3.5918 | 1.1545 | 48.8858 | 88.4933 | 44.2812 | 1264 | 3.5905 | 1.154 | 37.4281 | 88.5085 | 34.122 | 1269 | 15 | 18 | 0.95967 | 46.9145 | 22395 | 11.4577 | 9.4864 | 1.2455 | 0.95786 | 1.1953 | 1.5712 | 1.5317 | 9.4441 | 10.6337 | 11.4577 | 12.2817 | 13.4713 | 7.5234 | 8.6831 | 9.4864 | 10.2896 | 11.4493
Residential | All | 2014-08-27 | Aggregate | 6 | Residential¦All¦41878¦Aggregate¦6 | 3.6108 | 1.156 | 13.773 | 65.7837 | 12.735 | 623 | 3.5682 | 1.1525 | 13.6995 | 65.6291 | 11.3811 | 644 | 15 | 18 | 0.87481 | 12.0487 | 22395 | 0.073551 | -1.6507 | 0.51022 | 0.44848 | 0.44634 | 0.6793 | 0.63273 | -0.79701 | -0.28268 | 0.073551 | 0.42978 | 0.94411 | -2.4616 | -1.9826 | -1.6507 | -1.3189 | -0.83987
Residential | All | 2014-07-29 | Per Premise | 19 | Residential¦All¦41849¦Per Premise¦19 | 3.5737 | 1.151 | 1.9352 | 75.7792 | 1.7947 | 650 | 3.6091 | 1.1538 | 1.6079 | 75.9936 | 1.414 | 633 | 16 | 19 | 1.0946 | 2.1183 | 22395 | 0.32726 | 0.51041 | 0.070395 | 0.056203 | 0.077057 | 0.090079 | 0.095376 | 0.21182 | 0.28003 | 0.32726 | 0.3745 | 0.44271 | 0.38818 | 0.46039 | 0.51041 | 0.56043 | 0.63264
Residential | All | 2014-08-27 | Aggregate | 11 | Residential¦All¦41878¦Aggregate¦11 | 3.6108 | 1.156 | 21.9429 | 90.5225 | 25.3667 | 623 | 3.5682 | 1.1525 | 20.7242 | 90.3523 | 21.6693 | 644 | 15 | 18 | 0.87481 | 19.1958 | 22395 | 1.2187 | -1.5284 | 1.0163 | 0.85389 | 0.88906 | 1.3274 | 1.2327 | -0.48243 | 0.52261 | 1.2187 | 1.9148 | 2.9198 | -3.1082 | -2.1749 | -1.5284 | -0.88199 | 0.051351
Residential | All | 2014-09-15 | Aggregate | 12 | Residential¦All¦41897¦Aggregate¦12 | 3.5732 | 1.1531 | 40.0809 | 94.1155 | 39.9213 | 641 | 3.6128 | 1.1558 | 42.2251 | 94.2583 | 43.364 | 624 | 15 | 18 | 1.0482 | 42.0128 | 22395 | -2.1441 | -0.2123 | 1.5768 | 1.7359 | 1.6528 | 2.3452 | 2.3969 | -5.1496 | -3.3739 | -2.1441 | -0.91434 | 0.86131 | -3.2841 | -1.4692 | -0.2123 | 1.0447 | 2.8595
Residential | All | 2014-08-27 | Aggregate | 23 | Residential¦All¦41878¦Aggregate¦23 | 3.6108 | 1.156 | 29.8913 | 74.8083 | 27.9734 | 623 | 3.5682 | 1.1525 | 29.7512 | 74.6927 | 26.8346 | 644 | 15 | 18 | 0.87481 | 26.1491 | 22395 | 0.14016 | -3.6021 | 1.1207 | 1.0574 | 0.98042 | 1.5408 | 1.442 | -1.8345 | -0.66786 | 0.14016 | 0.94818 | 2.1148 | -5.4501 | -4.3582 | -3.6021 | -2.8459 | -1.7541
Residential | All | Average Event Day | Per Premise | 9 | Residential¦All¦Average Event Day¦Per Premise¦9 | 3.5918 | 1.1545 | 0.99363 | 86.8394 | 0.93206 | 1264 | 3.5905 | 1.154 | 0.99874 | 86.8778 | 0.9495 | 1269 | 15 | 18 | 0.95967 | 0.95356 | 22395 | -0.0051115 | -0.04518 | 0.026216 | 0.026654 | 0.025159 | 0.037386 | 0.036653 | -0.053024 | -0.024717 | -0.0051115 | 0.014494 | 0.042801 | -0.092153 | -0.064401 | -0.04518 | -0.025959 | 0.0017925
Residential | All | 2014-09-15 | Aggregate | 7 | Residential¦All¦41897¦Aggregate¦7 | 3.5732 | 1.1531 | 20.618 | 75.2904 | 18.4284 | 641 | 3.6128 | 1.1558 | 21.2881 | 75.3187 | 20.4131 | 624 | 15 | 18 | 1.0482 | 21.6118 | 22395 | -0.6701 | 0.32366 | 0.72788 | 0.81718 | 0.76296 | 1.0943 | 1.118 | -2.0726 | -1.244 | -0.6701 | -0.096222 | 0.73236 | -1.1091 | -0.26261 | 0.32366 | 0.90993 | 1.7564
Residential | All | 2014-09-17 | Aggregate | 2 | Residential¦All¦41899¦Aggregate¦2 | 3.5725 | 1.1534 | 30.4409 | 79.6864 | 29.8798 | 640 | 3.6137 | 1.156 | 28.7339 | 79.5224 | 27.8443 | 623 | 15 | 18 | 1.006 | 30.6223 | 22395 | 1.707 | 1.8884 | 1.1811 | 1.1156 | 1.1881 | 1.6246 | 1.6298 | -0.37503 | 0.85507 | 1.707 | 2.559 | 3.7891 | -0.20021 | 1.0338 | 1.8884 | 2.7431 | 3.9771
Residential | All | 2014-08-27 | Per Premise | 18 | Residential¦All¦41878¦Per Premise¦18 | 3.6108 | 1.156 | 1.9794 | 82.0981 | 1.9109 | 623 | 3.5682 | 1.1525 | 1.4566 | 81.875 | 1.3153 | 644 | 15 | 18 | 0.87481 | 1.7316 | 22395 | 0.52279 | 0.27497 | 0.076559 | 0.05183 | 0.066975 | 0.092454 | 0.084687 | 0.4043 | 0.4743 | 0.52279 | 0.57127 | 0.64127 | 0.16644 | 0.23056 | 0.27497 | 0.31938 | 0.38351
Residential | All | 2014-09-15 | Aggregate | 15 | Residential¦All¦41897¦Aggregate¦15 | 3.5732 | 1.1531 | 57.8417 | 91.9915 | 50.8031 | 641 | 3.6128 | 1.1558 | 46.4611 | 92.3018 | 40.5675 | 624 | 15 | 18 | 1.0482 | 60.6296 | 22395 | 11.3806 | 14.1685 | 2.0066 | 1.624 | 2.1033 | 2.5814 | 2.6573 | 8.0723 | 10.0269 | 11.3806 | 12.7343 | 14.6888 | 10.763 | 12.775 | 14.1685 | 15.562 | 17.574
Residential | All | 2014-08-27 | Per Premise | 15 | Residential¦All¦41878¦Per Premise¦15 | 3.6108 | 1.156 | 1.7607 | 87.4363 | 1.8373 | 623 | 3.5682 | 1.1525 | 1.3031 | 87.2882 | 1.239 | 644 | 15 | 18 | 0.87481 | 1.5403 | 22395 | 0.4576 | 0.23716 | 0.07361 | 0.048822 | 0.064394 | 0.088329 | 0.08081 | 0.3444 | 0.41128 | 0.4576 | 0.50392 | 0.5708 | 0.1336 | 0.19479 | 0.23716 | 0.27954 | 0.34073
Residential | All | 2014-09-17 | Per Premise | 24 | Residential¦All¦41899¦Per Premise¦24 | 3.5725 | 1.1534 | 1.2908 | 70.542 | 1.2064 | 640 | 3.6137 | 1.156 | 1.3109 | 70.749 | 1.2589 | 623 | 15 | 18 | 1.006 | 1.2985 | 22395 | -0.02013 | -0.012438 | 0.047686 | 0.050437 | 0.04797 | 0.069411 | 0.069606 | -0.10908 | -0.056529 | -0.02013 | 0.016269 | 0.068824 | -0.10164 | -0.04894 | -0.012438 | 0.024063 | 0.076766
Residential | All | 2014-07-29 | Per Premise | 22 | Residential¦All¦41849¦Per Premise¦22 | 3.5737 | 1.151 | 1.6235 | 70.956 | 1.3758 | 650 | 3.6091 | 1.1538 | 1.7611 | 71.1021 | 1.5389 | 633 | 16 | 19 | 1.0946 | 1.7772 | 22395 | -0.13758 | 0.016069 | 0.053962 | 0.061165 | 0.059069 | 0.081566 | 0.085031 | -0.24212 | -0.18036 | -0.13758 | -0.094811 | -0.033053 | -0.092902 | -0.028521 | 0.016069 | 0.06066 | 0.12504
Residential | All | 2014-08-27 | Per Premise | 2 | Residential¦All¦41878¦Per Premise¦2 | 3.6108 | 1.156 | 0.62314 | 66.0302 | 0.5431 | 623 | 3.5682 | 1.1525 | 0.66691 | 65.8529 | 0.59192 | 644 | 15 | 18 | 0.87481 | 0.54513 | 22395 | -0.043763 | -0.12178 | 0.021759 | 0.023325 | 0.019035 | 0.031898 | 0.030106 | -0.084642 | -0.06049 | -0.043763 | -0.027035 | -0.0028834 | -0.16036 | -0.13756 | -0.12178 | -0.10599 | -0.083194
Residential | All | 2014-09-16 | Per Premise | 17 | Residential¦All¦41898¦Per Premise¦17 | 3.61 | 1.156 | 2.9069 | 88.0087 | 2.3951 | 623 | 3.571 | 1.152 | 1.86 | 87.923 | 1.5955 | 639 | 16 | 19 | 0.98883 | 2.8744 | 22395 | 1.047 | 1.0145 | 0.095957 | 0.063117 | 0.094884 | 0.11485 | 0.11396 | 0.89976 | 0.98672 | 1.047 | 1.1072 | 1.1941 | 0.86843 | 0.95472 | 1.0145 | 1.0742 | 1.1605
Residential | All | 2014-09-15 | Aggregate | 10 | Residential¦All¦41897¦Aggregate¦10 | 3.5732 | 1.1531 | 26.9582 | 91.096 | 27.8951 | 641 | 3.6128 | 1.1558 | 27.6476 | 91.428 | 28.199 | 624 | 15 | 18 | 1.0482 | 28.2575 | 22395 | -0.68942 | 0.60992 | 1.1018 | 1.1289 | 1.1549 | 1.5774 | 1.615 | -2.711 | -1.5166 | -0.68942 | 0.13778 | 1.3321 | -1.4597 | -0.23697 | 0.60992 | 1.4568 | 2.6796
Residential | All | 2014-09-17 | Per Premise | 11 | Residential¦All¦41899¦Per Premise¦11 | 3.5725 | 1.1534 | 1.7793 | 94.7459 | 1.7418 | 640 | 3.6137 | 1.156 | 1.8048 | 94.8868 | 1.8589 | 623 | 15 | 18 | 1.006 | 1.7899 | 22395 | -0.02548 | -0.014878 | 0.06885 | 0.074477 | 0.069261 | 0.10143 | 0.1017 | -0.15546 | -0.078668 | -0.02548 | 0.027707 | 0.1045 | -0.14522 | -0.068212 | -0.014878 | 0.038456 | 0.11546
Residential | All | 2014-09-16 | Aggregate | 24 | Residential¦All¦41898¦Aggregate¦24 | 3.61 | 1.156 | 41.7842 | 80.6446 | 37.9277 | 623 | 3.571 | 1.152 | 40.8996 | 80.7284 | 36.1578 | 639 | 16 | 19 | 0.98883 | 41.3174 | 22395 | 0.88461 | 0.41782 | 1.5195 | 1.4304 | 1.5026 | 2.0869 | 2.0745 | -1.7898 | -0.20974 | 0.88461 | 1.979 | 3.559 | -2.2408 | -0.67007 | 0.41782 | 1.5057 | 3.0764
Residential | All | 2014-07-29 | Aggregate | 13 | Residential¦All¦41849¦Aggregate¦13 | 3.5737 | 1.151 | 32.0671 | 89.8479 | 33.9642 | 650 | 3.6091 | 1.1538 | 34.4475 | 89.9887 | 36.2942 | 633 | 16 | 19 | 1.0946 | 35.102 | 22395 | -2.3804 | 0.6545 | 1.3322 | 1.4426 | 1.4583 | 1.9636 | 2.0512 | -4.8968 | -3.4101 | -2.3804 | -1.3507 | 0.13608 | -1.9743 | -0.42117 | 0.6545 | 1.7302 | 3.2832
Residential | All | Average Event Day | Aggregate | 23 | Residential¦All¦Average Event Day¦Aggregate¦23 | 3.5918 | 1.1545 | 33.7625 | 74.4442 | 28.1001 | 1264 | 3.5905 | 1.154 | 35.5971 | 74.4856 | 30.2886 | 1269 | 15 | 18 | 0.95967 | 32.401 | 22395 | -1.8346 | -3.1961 | 0.79038 | 0.85025 | 0.7585 | 1.1609 | 1.1394 | -3.3224 | -2.4434 | -1.8346 | -1.2259 | -0.34693 | -4.6563 | -3.7936 | -3.1961 | -2.5986 | -1.7359
Residential | All | 2014-08-27 | Per Premise | 7 | Residential¦All¦41878¦Per Premise¦7 | 3.6108 | 1.156 | 0.71413 | 73.7851 | 0.59884 | 623 | 3.5682 | 1.1525 | 0.72061 | 73.8198 | 0.55516 | 644 | 15 | 18 | 0.87481 | 0.62473 | 22395 | -0.0064796 | -0.095885 | 0.023992 | 0.021876 | 0.020988 | 0.032468 | 0.030316 | -0.048089 | -0.023506 | -0.0064796 | 0.010547 | 0.03513 | -0.13474 | -0.11178 | -0.095885 | -0.079987 | -0.057033
Residential | All | 2014-07-29 | Per Premise | 7 | Residential¦All¦41849¦Per Premise¦7 | 3.5737 | 1.151 | 0.71616 | 74.8321 | 0.58189 | 650 | 3.6091 | 1.1538 | 0.68784 | 74.7188 | 0.58491 | 633 | 16 | 19 | 1.0946 | 0.78394 | 22395 | 0.028322 | 0.0961 | 0.022824 | 0.023248 | 0.024983 | 0.032579 | 0.034127 | -0.01343 | 0.011237 | 0.028322 | 0.045406 | 0.070073 | 0.052365 | 0.078204 | 0.0961 | 0.114 | 0.13984
Residential | All | 2014-09-17 | Per Premise | 16 | Residential¦All¦41899¦Per Premise¦16 | 3.5725 | 1.1534 | 2.641 | 84.324 | 2.2414 | 640 | 3.6137 | 1.156 | 1.9176 | 84.583 | 1.7565 | 623 | 15 | 18 | 1.006 | 2.6567 | 22395 | 0.72344 | 0.73918 | 0.088599 | 0.070373 | 0.089127 | 0.11315 | 0.11356 | 0.57844 | 0.66411 | 0.72344 | 0.78277 | 0.86844 | 0.59364 | 0.67963 | 0.73918 | 0.79873 | 0.88471
Residential | All | 2014-09-15 | Per Premise | 5 | Residential¦All¦41897¦Per Premise¦5 | 3.5732 | 1.1531 | 0.78357 | 71.8064 | 0.75923 | 641 | 3.6128 | 1.1558 | 0.78313 | 71.8781 | 0.79778 | 624 | 15 | 18 | 1.0482 | 0.82133 | 22395 | 0.0004423 | 0.038209 | 0.029988 | 0.031937 | 0.031433 | 0.043809 | 0.044811 | -0.055701 | -0.022531 | 0.0004423 | 0.023416 | 0.056586 | -0.019218 | 0.01471 | 0.038209 | 0.061708 | 0.095636
Residential | All | 2014-09-16 | Aggregate | 12 | Residential¦All¦41898¦Aggregate¦12 | 3.61 | 1.156 | 46.5561 | 99.7107 | 46.3406 | 623 | 3.571 | 1.152 | 45.2524 | 99.689 | 44.0784 | 639 | 16 | 19 | 0.98883 | 46.036 | 22395 | 1.3037 | 0.78364 | 1.8566 | 1.7437 | 1.8359 | 2.5471 | 2.532 | -1.9604 | -0.031932 | 1.3037 | 2.6394 | 4.5679 | -2.4612 | -0.54413 | 0.78364 | 2.1114 | 4.0285
Residential | All | 2014-08-27 | Aggregate | 19 | Residential¦All¦41878¦Aggregate¦19 | 3.6108 | 1.156 | 44.2713 | 78.8197 | 41.8928 | 623 | 3.5682 | 1.1525 | 47.9108 | 78.5288 | 43.1728 | 644 | 15 | 18 | 0.87481 | 38.7288 | 22395 | -3.6396 | -9.1821 | 1.6784 | 1.7012 | 1.4683 | 2.3898 | 2.2472 | -6.7022 | -4.8928 | -3.6396 | -2.3863 | -0.57688 | -12.062 | -10.3605 | -9.1821 | -8.0036 | -6.3021
Residential | All | 2014-09-15 | Per Premise | 9 | Residential¦All¦41897¦Per Premise¦9 | 3.5732 | 1.1531 | 1.0608 | 86.5548 | 1.0262 | 641 | 3.6128 | 1.1558 | 1.0904 | 86.8931 | 1.0535 | 624 | 15 | 18 | 1.0482 | 1.1119 | 22395 | -0.029635 | 0.021492 | 0.040533 | 0.042174 | 0.042487 | 0.058494 | 0.059864 | -0.1046 | -0.060309 | -0.029635 | 0.0010396 | 0.045328 | -0.055227 | -0.0099008 | 0.021492 | 0.052885 | 0.098211
Residential | All | 2014-09-15 | Aggregate | 23 | Residential¦All¦41897¦Aggregate¦23 | 3.5732 | 1.1531 | 40.5962 | 76.5715 | 33.609 | 641 | 3.6128 | 1.1558 | 45.3913 | 76.7707 | 39.2354 | 624 | 15 | 18 | 1.0482 | 42.5528 | 22395 | -4.7952 | -2.8385 | 1.3275 | 1.5707 | 1.3915 | 2.0565 | 2.0984 | -7.4307 | -5.8736 | -4.7952 | -3.7167 | -2.1596 | -5.5277 | -3.9389 | -2.8385 | -1.7381 | -0.14932
Residential | All | Average Event Day | Per Premise | 11 | Residential¦All¦Average Event Day¦Per Premise¦11 | 3.5918 | 1.1545 | 1.3094 | 92.282 | 1.3238 | 1264 | 3.5905 | 1.154 | 1.2827 | 92.2377 | 1.3249 | 1269 | 15 | 18 | 0.95967 | 1.2566 | 22395 | 0.026705 | -0.026097 | 0.037236 | 0.037192 | 0.035734 | 0.052629 | 0.051577 | -0.040741 | -0.0008933 | 0.026705 | 0.054304 | 0.094151 | -0.092195 | -0.053144 | -0.026097 | 0.0009506 | 0.040002
Residential | All | 2014-09-16 | Aggregate | 7 | Residential¦All¦41898¦Aggregate¦7 | 3.61 | 1.156 | 21.8275 | 79.9337 | 19.2751 | 623 | 3.571 | 1.152 | 20.8343 | 79.9381 | 17.989 | 639 | 16 | 19 | 0.98883 | 21.5837 | 22395 | 0.99322 | 0.74938 | 0.77224 | 0.71163 | 0.76361 | 1.0501 | 1.0438 | -0.35258 | 0.44253 | 0.99322 | 1.5439 | 2.339 | -0.58831 | 0.202 | 0.74938 | 1.2967 | 2.0871
Residential | All | 2014-07-29 | Per Premise | 11 | Residential¦All¦41849¦Per Premise¦11 | 3.5737 | 1.151 | 1.0726 | 87.587 | 1.0957 | 650 | 3.6091 | 1.1538 | 1.1113 | 87.7135 | 1.142 | 633 | 16 | 19 | 1.0946 | 1.1741 | 22395 | -0.038668 | 0.062845 | 0.042979 | 0.045389 | 0.047046 | 0.062509 | 0.065372 | -0.11878 | -0.071447 | -0.038668 | -0.0058879 | 0.04144 | -0.020933 | 0.028564 | 0.062845 | 0.097126 | 0.14662
Residential | All | 2014-09-17 | Aggregate | 18 | Residential¦All¦41899¦Aggregate¦18 | 3.5725 | 1.1534 | 57.0522 | 77.323 | 46.4744 | 640 | 3.6137 | 1.156 | 43.8623 | 77.65 | 36.8132 | 623 | 15 | 18 | 1.006 | 57.3922 | 22395 | 13.1899 | 13.5299 | 1.8371 | 1.4749 | 1.848 | 2.3559 | 2.3644 | 10.1707 | 11.9545 | 13.1899 | 14.4253 | 16.2091 | 10.4998 | 12.29 | 13.5299 | 14.7698 | 16.56
Residential | All | 2014-09-17 | Aggregate | 19 | Residential¦All¦41899¦Aggregate¦19 | 3.5725 | 1.1534 | 57.4475 | 75.8135 | 45.1944 | 640 | 3.6137 | 1.156 | 63.9797 | 76.1014 | 52.5289 | 623 | 15 | 18 | 1.006 | 57.7898 | 22395 | -6.5322 | -6.1899 | 1.7865 | 2.1045 | 1.7971 | 2.7605 | 2.7674 | -10.07 | -7.9798 | -6.5322 | -5.0846 | -2.9944 | -9.7365 | -7.6411 | -6.1899 | -4.7387 | -2.6433
Residential | All | 2014-09-17 | Per Premise | 12 | Residential¦All¦41899¦Per Premise¦12 | 3.5725 | 1.1534 | 2.0708 | 92.5999 | 1.9263 | 640 | 3.6137 | 1.156 | 2.0882 | 92.8086 | 1.9685 | 623 | 15 | 18 | 1.006 | 2.0831 | 22395 | -0.017395 | -0.0050564 | 0.076145 | 0.078868 | 0.076598 | 0.10963 | 0.10994 | -0.15789 | -0.074884 | -0.017395 | 0.040093 | 0.1231 | -0.14595 | -0.062711 | -0.0050564 | 0.052598 | 0.13584
Residential | All | 2014-08-27 | Aggregate | 2 | Residential¦All¦41878¦Aggregate¦2 | 3.6108 | 1.156 | 13.9553 | 66.0302 | 12.1628 | 623 | 3.5682 | 1.1525 | 14.9354 | 65.8529 | 13.2561 | 644 | 15 | 18 | 0.87481 | 12.2082 | 22395 | -0.98007 | -2.7272 | 0.48729 | 0.52236 | 0.42629 | 0.71436 | 0.67423 | -1.8956 | -1.3547 | -0.98007 | -0.60545 | -0.064573 | -3.5912 | -3.0808 | -2.7272 | -2.3736 | -1.8631
Residential | All | 2014-09-16 | Aggregate | 11 | Residential¦All¦41898¦Aggregate¦11 | 3.61 | 1.156 | 38.9435 | 97.349 | 39.7667 | 623 | 3.571 | 1.152 | 38.8609 | 97.1493 | 39.6426 | 639 | 16 | 19 | 0.98883 | 38.5085 | 22395 | 0.082665 | -0.35239 | 1.5932 | 1.5682 | 1.5754 | 2.2356 | 2.2229 | -2.7823 | -1.0897 | 0.082665 | 1.255 | 2.9476 | -3.2012 | -1.5181 | -0.35239 | 0.8133 | 2.4964
Residential | All | 2014-09-15 | Per Premise | 4 | Residential¦All¦41897¦Per Premise¦4 | 3.5732 | 1.1531 | 0.8067 | 72.5277 | 0.7941 | 641 | 3.6128 | 1.1558 | 0.82369 | 72.5711 | 0.83206 | 624 | 15 | 18 | 1.0482 | 0.84558 | 22395 | -0.016989 | 0.021892 | 0.031365 | 0.033309 | 0.032877 | 0.045752 | 0.046801 | -0.075623 | -0.040982 | -0.016989 | 0.0070029 | 0.041644 | -0.038086 | -0.0026501 | 0.021892 | 0.046435 | 0.081871
Residential | All | 2014-08-27 | Aggregate | 100 | Residential¦All¦41878¦Aggregate¦100 | 3.6108 | 1.156 | 41.9152 | 85.4328 | 41.8887 | 2492 | 3.5682 | 1.1525 | 30.5269 | 85.2737 | 28.4326 | 2576 | 15 | 18 | 0.87481 | 36.6677 | 22395 | 11.3883 | 6.1407 | 0.83912 | 0.5602 | 0.73407 | 1.0089 | 0.92341 | 10.0953 | 10.8592 | 11.3883 | 11.9173 | 12.6813 | 4.9573 | 5.6565 | 6.1407 | 6.625 | 7.3241
Residential | All | 2014-07-29 | Aggregate | 21 | Residential¦All¦41849¦Aggregate¦21 | 3.5737 | 1.151 | 38.9512 | 71.2959 | 33.0208 | 650 | 3.6091 | 1.1538 | 44.7456 | 71.5298 | 39.8835 | 633 | 16 | 19 | 1.0946 | 42.6376 | 22395 | -5.7945 | -2.1081 | 1.2952 | 1.5852 | 1.4178 | 2.0471 | 2.1267 | -8.4179 | -6.8679 | -5.7945 | -4.721 | -3.171 | -4.8336 | -3.2233 | -2.1081 | -0.99282 | 0.61744
Residential | All | 2014-07-29 | Per Premise | 18 | Residential¦All¦41849¦Per Premise¦18 | 3.5737 | 1.151 | 2.0128 | 78.1255 | 1.9499 | 650 | 3.6091 | 1.1538 | 1.618 | 78.2687 | 1.4734 | 633 | 16 | 19 | 1.0946 | 2.2033 | 22395 | 0.39482 | 0.58531 | 0.076482 | 0.058564 | 0.08372 | 0.096328 | 0.10217 | 0.27137 | 0.3443 | 0.39482 | 0.44533 | 0.51827 | 0.45438 | 0.53174 | 0.58531 | 0.63889 | 0.71625
Residential | All | 2014-09-16 | Per Premise | 4 | Residential¦All¦41898¦Per Premise¦4 | 3.61 | 1.156 | 0.86928 | 72.8838 | 0.82364 | 623 | 3.571 | 1.152 | 0.80937 | 72.7494 | 0.78282 | 639 | 16 | 19 | 0.98883 | 0.85957 | 22395 | 0.059912 | 0.050201 | 0.032999 | 0.030968 | 0.03263 | 0.045254 | 0.044986 | 0.001917 | 0.036181 | 0.059912 | 0.083643 | 0.11791 | -0.0074505 | 0.02661 | 0.050201 | 0.073791 | 0.10785
Residential | All | 2014-09-16 | Aggregate | 8 | Residential¦All¦41898¦Aggregate¦8 | 3.61 | 1.156 | 23.0729 | 86.5466 | 21.5659 | 623 | 3.571 | 1.152 | 22.2468 | 86.6606 | 19.9448 | 639 | 16 | 19 | 0.98883 | 22.8151 | 22395 | 0.82611 | 0.56836 | 0.86402 | 0.78901 | 0.85437 | 1.1701 | 1.163 | -0.67339 | 0.21253 | 0.82611 | 1.4397 | 2.3256 | -0.92204 | -0.0415 | 0.56836 | 1.1782 | 2.0587
Residential | All | 2014-09-16 | Per Premise | 19 | Residential¦All¦41898¦Per Premise¦19 | 3.61 | 1.156 | 2.929 | 87.2261 | 2.2882 | 623 | 3.571 | 1.152 | 2.0233 | 87.2265 | 1.6303 | 639 | 16 | 19 | 0.98883 | 2.8963 | 22395 | 0.90578 | 0.87306 | 0.091675 | 0.064495 | 0.090651 | 0.11209 | 0.11125 | 0.76214 | 0.847 | 0.90578 | 0.96456 | 1.0494 | 0.73049 | 0.81472 | 0.87306 | 0.9314 | 1.0156
Residential | All | 2014-09-15 | Aggregate | 5 | Residential¦All¦41897¦Aggregate¦5 | 3.5732 | 1.1531 | 17.548 | 71.8064 | 17.0029 | 641 | 3.6128 | 1.1558 | 17.5381 | 71.8781 | 17.8662 | 624 | 15 | 18 | 1.0482 | 18.3938 | 22395 | 0.0099055 | 0.8557 | 0.67157 | 0.71522 | 0.70394 | 0.9811 | 1.0035 | -1.2474 | -0.50458 | 0.0099055 | 0.52439 | 1.2672 | -0.43038 | 0.32944 | 0.8557 | 1.3819 | 2.1418
Residential | All | 2014-09-16 | Per Premise | 11 | Residential¦All¦41898¦Per Premise¦11 | 3.61 | 1.156 | 1.7389 | 97.349 | 1.7757 | 623 | 3.571 | 1.152 | 1.7352 | 97.1493 | 1.7702 | 639 | 16 | 19 | 0.98883 | 1.7195 | 22395 | 0.0036912 | -0.015735 | 0.071142 | 0.070026 | 0.070347 | 0.099824 | 0.099259 | -0.12424 | -0.048656 | 0.0036912 | 0.056039 | 0.13162 | -0.14294 | -0.067787 | -0.015735 | 0.036316 | 0.11147
Residential | All | 2014-09-17 | Per Premise | 9 | Residential¦All¦41899¦Per Premise¦9 | 3.5725 | 1.1534 | 1.3514 | 91.0235 | 1.3884 | 640 | 3.6137 | 1.156 | 1.3997 | 91.0505 | 1.4056 | 623 | 15 | 18 | 1.006 | 1.3595 | 22395 | -0.048297 | -0.040245 | 0.054883 | 0.056312 | 0.05521 | 0.078634 | 0.078862 | -0.14907 | -0.089533 | -0.048297 | -0.0070619 | 0.052476 | -0.14131 | -0.0816 | -0.040245 | 0.0011106 | 0.060821
Residential | All | 2014-09-15 | Aggregate | 9 | Residential¦All¦41897¦Aggregate¦9 | 3.5732 | 1.1531 | 23.7555 | 86.5548 | 22.9821 | 641 | 3.6128 | 1.1558 | 24.4192 | 86.8931 | 23.5931 | 624 | 15 | 18 | 1.0482 | 24.9005 | 22395 | -0.66367 | 0.48132 | 0.90774 | 0.94448 | 0.95149 | 1.31 | 1.3407 | -2.3425 | -1.3506 | -0.66367 | 0.023282 | 1.0151 | -1.2368 | -0.22173 | 0.48132 | 1.1844 | 2.1994
Residential | All | 2014-09-17 | Aggregate | 13 | Residential¦All¦41899¦Aggregate¦13 | 3.5725 | 1.1534 | 52.8987 | 89.7542 | 46.7674 | 640 | 3.6137 | 1.156 | 52.145 | 90.0919 | 48.9123 | 623 | 15 | 18 | 1.006 | 53.2139 | 22395 | 0.75371 | 1.0689 | 1.8486 | 1.9596 | 1.8597 | 2.694 | 2.7016 | -2.6988 | -0.65903 | 0.75371 | 2.1664 | 4.2062 | -2.3933 | -0.3478 | 1.0689 | 2.4856 | 4.5311
Residential | All | Average Event Day | Aggregate | 10 | Residential¦All¦Average Event Day¦Aggregate¦10 | 3.5918 | 1.1545 | 24.6978 | 90.5261 | 23.9019 | 1264 | 3.5905 | 1.154 | 24.858 | 90.5256 | 24.9135 | 1269 | 15 | 18 | 0.95967 | 23.7019 | 22395 | -0.16014 | -1.1561 | 0.67229 | 0.69936 | 0.64518 | 0.9701 | 0.95151 | -1.4034 | -0.66886 | -0.16014 | 0.34858 | 1.0831 | -2.3755 | -1.6551 | -1.1561 | -0.65713 | 0.063311
Residential | All | 2014-09-17 | Per Premise | 5 | Residential¦All¦41899¦Per Premise¦5 | 3.5725 | 1.1534 | 1.0507 | 78.8127 | 1.0386 | 640 | 3.6137 | 1.156 | 0.99843 | 78.5837 | 0.97301 | 623 | 15 | 18 | 1.006 | 1.0569 | 22395 | 0.052244 | 0.058504 | 0.041055 | 0.038983 | 0.0413 | 0.056614 | 0.056792 | -0.020311 | 0.022555 | 0.052244 | 0.081932 | 0.1248 | -0.014278 | 0.028722 | 0.058504 | 0.088286 | 0.13129
Residential | All | 2014-09-15 | Per Premise | 1 | Residential¦All¦41897¦Per Premise¦1 | 3.5732 | 1.1531 | 1.1395 | 74.3156 | 1.1642 | 641 | 3.6128 | 1.1558 | 1.1229 | 74.3109 | 1.1113 | 624 | 15 | 18 | 1.0482 | 1.1944 | 22395 | 0.016605 | 0.071527 | 0.045984 | 0.044488 | 0.048201 | 0.063983 | 0.065594 | -0.065392 | -0.016947 | 0.016605 | 0.050158 | 0.098602 | -0.012534 | 0.03713 | 0.071527 | 0.10592 | 0.15559
Residential | All | 2014-09-16 | Aggregate | 2 | Residential¦All¦41898¦Aggregate¦2 | 3.61 | 1.156 | 24.0766 | 73.7761 | 24.405 | 623 | 3.571 | 1.152 | 22.0739 | 73.589 | 21.7458 | 639 | 16 | 19 | 0.98883 | 23.8076 | 22395 | 2.0026 | 1.7337 | 0.97777 | 0.86025 | 0.96684 | 1.3023 | 1.2941 | 0.33363 | 1.3197 | 2.0026 | 2.6856 | 3.6716 | 0.075147 | 1.055 | 1.7337 | 2.4123 | 3.3922
Residential | All | 2014-07-29 | Per Premise | 2 | Residential¦All¦41849¦Per Premise¦2 | 3.5737 | 1.151 | 0.79572 | 69.9867 | 0.79482 | 650 | 3.6091 | 1.1538 | 0.7566 | 70.0552 | 0.75967 | 633 | 16 | 19 | 1.0946 | 0.87103 | 22395 | 0.039125 | 0.11443 | 0.031176 | 0.030194 | 0.034126 | 0.043401 | 0.045566 | -0.016495 | 0.016366 | 0.039125 | 0.061884 | 0.094745 | 0.056038 | 0.090538 | 0.11443 | 0.13833 | 0.17283
Residential | All | 2014-09-16 | Per Premise | 7 | Residential¦All¦41898¦Per Premise¦7 | 3.61 | 1.156 | 0.97466 | 79.9337 | 0.86069 | 623 | 3.571 | 1.152 | 0.93031 | 79.9381 | 0.80326 | 639 | 16 | 19 | 0.98883 | 0.96377 | 22395 | 0.04435 | 0.033462 | 0.034483 | 0.031776 | 0.034098 | 0.046891 | 0.046609 | -0.015744 | 0.01976 | 0.04435 | 0.06894 | 0.10444 | -0.02627 | 0.0090201 | 0.033462 | 0.057903 | 0.093193
Residential | All | 2014-08-27 | Per Premise | 11 | Residential¦All¦41878¦Per Premise¦11 | 3.6108 | 1.156 | 0.97981 | 90.5225 | 1.1327 | 623 | 3.5682 | 1.1525 | 0.92539 | 90.3523 | 0.9676 | 644 | 15 | 18 | 0.87481 | 0.85715 | 22395 | 0.054418 | -0.068248 | 0.04538 | 0.038129 | 0.039699 | 0.059272 | 0.055044 | -0.021542 | 0.023336 | 0.054418 | 0.085501 | 0.13038 | -0.13879 | -0.097113 | -0.068248 | -0.039383 | 0.002293
Residential | All | 2014-09-17 | Aggregate | 22 | Residential¦All¦41899¦Aggregate¦22 | 3.5725 | 1.1534 | 43.1433 | 72.0902 | 33.7625 | 640 | 3.6137 | 1.156 | 49.1484 | 72.2047 | 40.7511 | 623 | 15 | 18 | 1.006 | 43.4004 | 22395 | -6.0051 | -5.748 | 1.3346 | 1.6327 | 1.3425 | 2.1087 | 2.1138 | -8.7075 | -7.1109 | -6.0051 | -4.8993 | -3.3027 | -8.4569 | -6.8565 | -5.748 | -4.6396 | -3.0392
Residential | All | 2014-09-17 | Aggregate | 6 | Residential¦All¦41899¦Aggregate¦6 | 3.5725 | 1.1534 | 22.9578 | 77.0763 | 21.5619 | 640 | 3.6137 | 1.156 | 22.5564 | 76.8627 | 20.8307 | 623 | 15 | 18 | 1.006 | 23.0946 | 22395 | 0.40135 | 0.53815 | 0.85231 | 0.83457 | 0.85739 | 1.1929 | 1.1965 | -1.1274 | -0.22419 | 0.40135 | 1.0269 | 1.9301 | -0.99523 | -0.089298 | 0.53815 | 1.1656 | 2.0715
Residential | All | 2014-09-15 | Per Premise | 22 | Residential¦All¦41897¦Per Premise¦22 | 3.5732 | 1.1531 | 2.2154 | 77.3371 | 1.677 | 641 | 3.6128 | 1.1558 | 2.5176 | 77.5385 | 1.9219 | 624 | 15 | 18 | 1.0482 | 2.3222 | 22395 | -0.30222 | -0.19544 | 0.066239 | 0.076937 | 0.069431 | 0.10152 | 0.10363 | -0.43233 | -0.35546 | -0.30222 | -0.24899 | -0.17212 | -0.32826 | -0.24979 | -0.19544 | -0.1411 | -0.062631
Residential | All | 2014-07-29 | Aggregate | 3 | Residential¦All¦41849¦Aggregate¦3 | 3.5737 | 1.151 | 16.1496 | 69.309 | 16.4646 | 650 | 3.6091 | 1.1538 | 15.1094 | 69.4058 | 14.9106 | 633 | 16 | 19 | 1.0946 | 17.678 | 22395 | 1.0402 | 2.5686 | 0.6458 | 0.59264 | 0.70692 | 0.87652 | 0.92247 | -0.083135 | 0.58052 | 1.0402 | 1.4998 | 2.1635 | 1.3864 | 2.0848 | 2.5686 | 3.0523 | 3.7508
Residential | All | 2014-09-16 | Aggregate | 20 | Residential¦All¦41898¦Aggregate¦20 | 3.61 | 1.156 | 68.1646 | 85.0965 | 49.8746 | 623 | 3.571 | 1.152 | 76.6688 | 85.1195 | 54.0939 | 639 | 16 | 19 | 0.98883 | 67.403 | 22395 | -8.5042 | -9.2657 | 1.9982 | 2.1399 | 1.9759 | 2.9278 | 2.9126 | -12.2564 | -10.0396 | -8.5042 | -6.9689 | -4.7521 | -12.9984 | -10.7931 | -9.2657 | -7.7384 | -5.5331
Residential | All | Average Event Day | Per Premise | 2 | Residential¦All¦Average Event Day¦Per Premise¦2 | 3.5918 | 1.1545 | 0.90373 | 71.3833 | 0.88303 | 1264 | 3.5905 | 1.154 | 0.89145 | 71.1166 | 0.82198 | 1269 | 15 | 18 | 0.95967 | 0.86729 | 22395 | 0.01228 | -0.024164 | 0.024837 | 0.023075 | 0.023836 | 0.033902 | 0.033175 | -0.031167 | -0.0054982 | 0.01228 | 0.030058 | 0.055726 | -0.066679 | -0.04156 | -0.024164 | -0.0067666 | 0.018352
Residential | All | 2014-07-29 | Per Premise | 100 | Residential¦All¦41849¦Per Premise¦100 | 3.5737 | 1.151 | 1.971 | 79.5545 | 1.9084 | 2600 | 3.6091 | 1.1538 | 1.6127 | 79.7902 | 1.5096 | 2532 | 16 | 19 | 1.0946 | 2.1575 | 22395 | 0.35829 | 0.54483 | 0.037427 | 0.03 | 0.040969 | 0.047966 | 0.050778 | 0.29682 | 0.33314 | 0.35829 | 0.38344 | 0.41976 | 0.47975 | 0.5182 | 0.54483 | 0.57145 | 0.6099
Residential | All | Average Event Day | Per Premise | 100 | Residential¦All¦Average Event Day¦Per Premise¦100 | 3.5918 | 1.1545 | 2.264 | 85.3645 | 1.8492 | 1264 | 3.5905 | 1.154 | 1.6743 | 85.4446 | 1.4057 | 1269 | 15 | 18 | 0.95967 | 2.1727 | 22395 | 0.58973 | 0.49843 | 0.052012 | 0.039461 | 0.049914 | 0.065287 | 0.063629 | 0.50606 | 0.55549 | 0.58973 | 0.62396 | 0.67339 | 0.41689 | 0.46506 | 0.49843 | 0.5318 | 0.57997
Residential | All | 2014-09-17 | Aggregate | 100 | Residential¦All¦41899¦Aggregate¦100 | 3.5725 | 1.1534 | 58.0322 | 82.613 | 48.6211 | 2560 | 3.6137 | 1.156 | 44.0678 | 82.8835 | 39.0528 | 2492 | 15 | 18 | 1.006 | 58.378 | 22395 | 13.9643 | 14.3101 | 0.96096 | 0.78231 | 0.96668 | 1.2391 | 1.2436 | 12.3763 | 13.3145 | 13.9643 | 14.6141 | 15.5523 | 12.7164 | 13.658 | 14.3101 | 14.9622 | 15.9038
Residential | All | 2014-07-29 | Aggregate | 12 | Residential¦All¦41849¦Aggregate¦12 | 3.5737 | 1.151 | 27.0367 | 87.3906 | 27.7602 | 650 | 3.6091 | 1.1538 | 28.6917 | 87.5749 | 29.0161 | 633 | 16 | 19 | 1.0946 | 29.5955 | 22395 | -1.655 | 0.9038 | 1.0888 | 1.1533 | 1.1919 | 1.5861 | 1.6585 | -3.6876 | -2.4867 | -1.655 | -0.82324 | 0.37766 | -1.2217 | 0.034068 | 0.9038 | 1.7735 | 3.0293
Residential | All | 2014-08-27 | Per Premise | 21 | Residential¦All¦41878¦Per Premise¦21 | 3.6108 | 1.156 | 1.811 | 77.0637 | 1.5918 | 623 | 3.5682 | 1.1525 | 1.8503 | 76.89 | 1.5238 | 644 | 15 | 18 | 0.87481 | 1.5842 | 22395 | -0.039284 | -0.26601 | 0.063773 | 0.060046 | 0.055789 | 0.087593 | 0.081963 | -0.15154 | -0.085218 | -0.039284 | 0.0066495 | 0.072971 | -0.37105 | -0.30899 | -0.26601 | -0.22303 | -0.16097
Residential | All | 2014-09-15 | Per Premise | 16 | Residential¦All¦41897¦Per Premise¦16 | 3.5732 | 1.1531 | 2.6828 | 89.8956 | 2.2711 | 641 | 3.6128 | 1.1558 | 1.9165 | 90.3286 | 1.7369 | 624 | 15 | 18 | 1.0482 | 2.8121 | 22395 | 0.76629 | 0.8956 | 0.089703 | 0.069533 | 0.094026 | 0.1135 | 0.11694 | 0.62084 | 0.70678 | 0.76629 | 0.82581 | 0.91174 | 0.74573 | 0.83427 | 0.8956 | 0.95692 | 1.0455
Residential | All | 2014-09-17 | Aggregate | 8 | Residential¦All¦41899¦Aggregate¦8 | 3.5725 | 1.1534 | 27.6261 | 87.699 | 26.9558 | 640 | 3.6137 | 1.156 | 27.0845 | 87.4971 | 25.8792 | 623 | 15 | 18 | 1.006 | 27.7907 | 22395 | 0.54155 | 0.70616 | 1.0655 | 1.0368 | 1.0719 | 1.4867 | 1.4913 | -1.3638 | -0.23809 | 0.54155 | 1.3212 | 2.4469 | -1.205 | -0.075869 | 0.70616 | 1.4882 | 2.6173
Residential | All | 2014-07-29 | Per Premise | 15 | Residential¦All¦41849¦Per Premise¦15 | 3.5737 | 1.151 | 1.781 | 87.0044 | 1.8128 | 650 | 3.6091 | 1.1538 | 1.9495 | 87.2757 | 1.9397 | 633 | 16 | 19 | 1.0946 | 1.9495 | 22395 | -0.16855 | 7.76e-09 | 0.071103 | 0.077097 | 0.077832 | 0.10488 | 0.10955 | -0.30296 | -0.22355 | -0.16855 | -0.11356 | -0.034146 | -0.1404 | -0.05745 | 7.76e-09 | 0.05745 | 0.1404
Residential | All | 2014-09-15 | Per Premise | 17 | Residential¦All¦41897¦Per Premise¦17 | 3.5732 | 1.1531 | 2.7972 | 87.0894 | 2.33 | 641 | 3.6128 | 1.1558 | 2.0483 | 87.5509 | 1.85 | 624 | 15 | 18 | 1.0482 | 2.932 | 22395 | 0.74891 | 0.88372 | 0.092031 | 0.074058 | 0.096466 | 0.11813 | 0.12162 | 0.59752 | 0.68696 | 0.74891 | 0.81085 | 0.90029 | 0.72787 | 0.81995 | 0.88372 | 0.9475 | 1.0396
Residential | All | 2014-09-15 | Aggregate | 22 | Residential¦All¦41897¦Aggregate¦22 | 3.5732 | 1.1531 | 49.6143 | 77.3371 | 37.5571 | 641 | 3.6128 | 1.1558 | 56.3826 | 77.5385 | 43.0408 | 624 | 15 | 18 | 1.0482 | 52.0057 | 22395 | -6.7683 | -4.377 | 1.4834 | 1.723 | 1.5549 | 2.2736 | 2.3209 | -9.6821 | -7.9606 | -6.7683 | -5.576 | -3.8546 | -7.3513 | -5.594 | -4.377 | -3.1599 | -1.4026
Residential | All | 2014-09-16 | Aggregate | 19 | Residential¦All¦41898¦Aggregate¦19 | 3.61 | 1.156 | 65.5958 | 87.2261 | 51.2446 | 623 | 3.571 | 1.152 | 45.3107 | 87.2265 | 36.5113 | 639 | 16 | 19 | 0.98883 | 64.8629 | 22395 | 20.285 | 19.5522 | 2.0531 | 1.4444 | 2.0301 | 2.5102 | 2.4915 | 17.068 | 18.9687 | 20.285 | 21.6014 | 23.502 | 16.3592 | 18.2457 | 19.5522 | 20.8588 | 22.7452
Residential | All | 2014-07-29 | Aggregate | 15 | Residential¦All¦41849¦Aggregate¦15 | 3.5737 | 1.151 | 39.885 | 87.0044 | 40.5972 | 650 | 3.6091 | 1.1538 | 43.6598 | 87.2757 | 43.4403 | 633 | 16 | 19 | 1.0946 | 43.6598 | 22395 | -3.7748 | 9.09e-07 | 1.5924 | 1.7266 | 1.7431 | 2.3488 | 2.4534 | -6.7848 | -5.0065 | -3.7748 | -2.5431 | -0.76469 | -3.1442 | -1.2866 | 9.09e-07 | 1.2866 | 3.1442
Residential | All | 2014-09-15 | Per Premise | 19 | Residential¦All¦41897¦Per Premise¦19 | 3.5732 | 1.1531 | 2.8238 | 80.1537 | 2.1132 | 641 | 3.6128 | 1.1558 | 3.2609 | 80.555 | 2.4801 | 624 | 15 | 18 | 1.0482 | 2.9599 | 22395 | -0.43707 | -0.30096 | 0.083468 | 0.099282 | 0.087491 | 0.12971 | 0.13233 | -0.60329 | -0.50509 | -0.43707 | -0.36905 | -0.27084 | -0.47055 | -0.37036 | -0.30096 | -0.23157 | -0.13137
Residential | All | 2014-09-17 | Aggregate | 9 | Residential¦All¦41899¦Aggregate¦9 | 3.5725 | 1.1534 | 30.2655 | 91.0235 | 31.0942 | 640 | 3.6137 | 1.156 | 31.3472 | 91.0505 | 31.4774 | 623 | 15 | 18 | 1.006 | 30.4459 | 22395 | -1.0816 | -0.90128 | 1.2291 | 1.2611 | 1.2364 | 1.761 | 1.7661 | -3.3384 | -2.0051 | -1.0816 | -0.15815 | 1.1752 | -3.1647 | -1.8274 | -0.90128 | 0.024873 | 1.3621
Residential | All | 2014-07-29 | Aggregate | 6 | Residential¦All¦41849¦Aggregate¦6 | 3.5737 | 1.151 | 14.7449 | 70.8629 | 13.1687 | 650 | 3.6091 | 1.1538 | 14.2382 | 70.8289 | 12.4577 | 633 | 16 | 19 | 1.0946 | 16.1404 | 22395 | 0.50673 | 1.9022 | 0.51652 | 0.49515 | 0.5654 | 0.71552 | 0.75157 | -0.41024 | 0.13151 | 0.50673 | 0.88195 | 1.4237 | 0.93903 | 1.5081 | 1.9022 | 2.2963 | 2.8654
Residential | All | 2014-07-29 | Aggregate | 14 | Residential¦All¦41849¦Aggregate¦14 | 3.5737 | 1.151 | 35.9277 | 89.2412 | 37.0595 | 650 | 3.6091 | 1.1538 | 40.5813 | 89.5376 | 42.1754 | 633 | 16 | 19 | 1.0946 | 39.3279 | 22395 | -4.6536 | -1.2534 | 1.4536 | 1.6763 | 1.5912 | 2.2188 | 2.3112 | -7.4971 | -5.8172 | -4.6536 | -3.4901 | -1.8102 | -4.2154 | -2.4654 | -1.2534 | -0.041395 | 1.7086
Residential | All | 2014-09-15 | Per Premise | 13 | Residential¦All¦41897¦Per Premise¦13 | 3.5732 | 1.1531 | 2.1307 | 92.9667 | 2.0342 | 641 | 3.6128 | 1.1558 | 2.2459 | 93.2555 | 2.1063 | 624 | 15 | 18 | 1.0482 | 2.2334 | 22395 | -0.11515 | -0.012452 | 0.080347 | 0.084319 | 0.08422 | 0.11647 | 0.11917 | -0.26441 | -0.17623 | -0.11515 | -0.054072 | 0.034113 | -0.16518 | -0.074947 | -0.012452 | 0.050043 | 0.14028
Residential | All | 2014-07-29 | Aggregate | 7 | Residential¦All¦41849¦Aggregate¦7 | 3.5737 | 1.151 | 16.0385 | 74.8321 | 13.0313 | 650 | 3.6091 | 1.1538 | 15.4042 | 74.7188 | 13.0991 | 633 | 16 | 19 | 1.0946 | 17.5564 | 22395 | 0.63427 | 2.1522 | 0.51113 | 0.52064 | 0.55951 | 0.7296 | 0.76427 | -0.30076 | 0.25166 | 0.63427 | 1.0169 | 1.5693 | 1.1727 | 1.7514 | 2.1522 | 2.5529 | 3.1316
Residential | All | 2014-09-15 | Per Premise | 20 | Residential¦All¦41897¦Per Premise¦20 | 3.5732 | 1.1531 | 2.7614 | 78.8711 | 1.9319 | 641 | 3.6128 | 1.1558 | 3.1621 | 79.2399 | 2.289 | 624 | 15 | 18 | 1.0482 | 2.8945 | 22395 | -0.40069 | -0.26759 | 0.076305 | 0.091633 | 0.079982 | 0.11924 | 0.12163 | -0.5535 | -0.46322 | -0.40069 | -0.33816 | -0.24787 | -0.42346 | -0.33137 | -0.26759 | -0.20381 | -0.11172
Residential | All | Average Event Day | Aggregate | 16 | Residential¦All¦Average Event Day¦Aggregate¦16 | 3.5918 | 1.1545 | 50.1377 | 86.976 | 44.3628 | 1264 | 3.5905 | 1.154 | 36.1287 | 87.0831 | 33.2628 | 1269 | 15 | 18 | 0.95967 | 48.1159 | 22395 | 14.009 | 11.9871 | 1.2478 | 0.93374 | 1.1975 | 1.5585 | 1.5185 | 12.0117 | 13.1917 | 14.009 | 14.8262 | 16.0063 | 10.0411 | 11.1908 | 11.9871 | 12.7835 | 13.9332
Residential | All | 2014-09-15 | Aggregate | 6 | Residential¦All¦41897¦Aggregate¦6 | 3.5732 | 1.1531 | 17.8662 | 71.8254 | 16.4681 | 641 | 3.6128 | 1.1558 | 17.9038 | 71.8944 | 17.9033 | 624 | 15 | 18 | 1.0482 | 18.7273 | 22395 | -0.037568 | 0.82356 | 0.65045 | 0.71671 | 0.6818 | 0.96786 | 0.9892 | -1.2779 | -0.54512 | -0.037568 | 0.46998 | 1.2028 | -0.44416 | 0.30482 | 0.82356 | 1.3423 | 2.0913
Residential | All | 2014-08-27 | Per Premise | 3 | Residential¦All¦41878¦Per Premise¦3 | 3.6108 | 1.156 | 0.59363 | 66.6421 | 0.58433 | 623 | 3.5682 | 1.1525 | 0.60529 | 66.4857 | 0.54857 | 644 | 15 | 18 | 0.87481 | 0.51931 | 22395 | -0.011662 | -0.08598 | 0.023411 | 0.021617 | 0.02048 | 0.031864 | 0.029777 | -0.052497 | -0.028371 | -0.011662 | 0.005048 | 0.029174 | -0.12414 | -0.1016 | -0.08598 | -0.070365 | -0.047819
Residential | All | 2014-09-15 | Aggregate | 100 | Residential¦All¦41897¦Aggregate¦100 | 3.5732 | 1.1531 | 60.5784 | 87.9605 | 50.9823 | 2564 | 3.6128 | 1.1558 | 45.296 | 88.3602 | 40.1727 | 2496 | 15 | 18 | 1.0482 | 63.4982 | 22395 | 15.2824 | 18.2022 | 1.0068 | 0.8041 | 1.0554 | 1.2885 | 1.3268 | 13.6311 | 14.6067 | 15.2824 | 15.9581 | 16.9337 | 16.5018 | 17.5064 | 18.2022 | 18.898 | 19.9025
Residential | All | 2014-09-17 | Per Premise | 20 | Residential¦All¦41899¦Per Premise¦20 | 3.5725 | 1.1534 | 2.4003 | 74.4231 | 1.8657 | 640 | 3.6137 | 1.156 | 2.7488 | 74.6763 | 2.2386 | 623 | 15 | 18 | 1.006 | 2.4146 | 22395 | -0.34858 | -0.33428 | 0.073749 | 0.089688 | 0.074189 | 0.11612 | 0.1164 | -0.49739 | -0.40948 | -0.34858 | -0.28769 | -0.19978 | -0.48345 | -0.39532 | -0.33428 | -0.27324 | -0.18512
Residential | All | 2014-07-29 | Aggregate | 4 | Residential¦All¦41849¦Aggregate¦4 | 3.5737 | 1.151 | 14.8426 | 68.8923 | 14.7477 | 650 | 3.6091 | 1.1538 | 14.0069 | 68.9598 | 12.8424 | 633 | 16 | 19 | 1.0946 | 16.2473 | 22395 | 0.83572 | 2.2404 | 0.57845 | 0.51044 | 0.6332 | 0.77146 | 0.81332 | -0.15295 | 0.43117 | 0.83572 | 1.2403 | 1.8244 | 1.1981 | 1.8139 | 2.2404 | 2.6669 | 3.2828
Residential | All | 2014-07-29 | Aggregate | 10 | Residential¦All¦41849¦Aggregate¦10 | 3.5737 | 1.151 | 20.2634 | 84.8677 | 18.7516 | 650 | 3.6091 | 1.1538 | 21.351 | 85.0702 | 20.5514 | 633 | 16 | 19 | 1.0946 | 22.1812 | 22395 | -1.0876 | 0.83014 | 0.7355 | 0.81684 | 0.80511 | 1.0992 | 1.1469 | -2.4963 | -1.664 | -1.0876 | -0.5112 | 0.32104 | -0.6397 | 0.22869 | 0.83014 | 1.4316 | 2.3
Residential | All | Average Event Day | Aggregate | 12 | Residential¦All¦Average Event Day¦Aggregate¦12 | 3.5918 | 1.1545 | 34.6297 | 92.4383 | 34.5423 | 1264 | 3.5905 | 1.154 | 34.2052 | 92.4091 | 34.5182 | 1269 | 15 | 18 | 0.95967 | 33.2333 | 22395 | 0.42455 | -0.97192 | 0.97158 | 0.96899 | 0.9324 | 1.3722 | 1.3447 | -1.334 | -0.29503 | 0.42455 | 1.1441 | 2.1831 | -2.6953 | -1.6771 | -0.97192 | -0.26674 | 0.75142
Residential | All | Average Event Day | Per Premise | 5 | Residential¦All¦Average Event Day¦Per Premise¦5 | 3.5918 | 1.1545 | 0.7422 | 70.5805 | 0.69047 | 1264 | 3.5905 | 1.154 | 0.72976 | 70.3767 | 0.66842 | 1269 | 15 | 18 | 0.95967 | 0.71227 | 22395 | 0.01244 | -0.01749 | 0.019421 | 0.018764 | 0.018638 | 0.027005 | 0.026447 | -0.022168 | -0.0017215 | 0.01244 | 0.026601 | 0.047047 | -0.051383 | -0.031359 | -0.01749 | -0.0036211 | 0.016403
Residential | All | 2014-09-15 | Aggregate | 24 | Residential¦All¦41897¦Aggregate¦24 | 3.5732 | 1.1531 | 32.4851 | 75.1175 | 30.2665 | 641 | 3.6128 | 1.1558 | 36.7336 | 75.2757 | 34.7676 | 624 | 15 | 18 | 1.0482 | 34.0509 | 22395 | -4.2485 | -2.6828 | 1.1955 | 1.3918 | 1.2531 | 1.8347 | 1.8728 | -6.5998 | -5.2106 | -4.2485 | -3.2864 | -1.8972 | -5.0828 | -3.6649 | -2.6828 | -1.7007 | -0.28268
Residential | All | 2014-08-27 | Aggregate | 7 | Residential¦All¦41878¦Aggregate¦7 | 3.6108 | 1.156 | 15.993 | 73.7851 | 13.411 | 623 | 3.5682 | 1.1525 | 16.1381 | 73.8198 | 12.4327 | 644 | 15 | 18 | 0.87481 | 13.9908 | 22395 | -0.14511 | -2.1473 | 0.5373 | 0.48992 | 0.47003 | 0.72712 | 0.67893 | -1.077 | -0.52641 | -0.14511 | 0.23619 | 0.78674 | -3.0174 | -2.5034 | -2.1473 | -1.7913 | -1.2773
Residential | All | Average Event Day | Aggregate | 100 | Residential¦All¦Average Event Day¦Aggregate¦100 | 3.5918 | 1.1545 | 50.702 | 85.3645 | 41.412 | 1264 | 3.5905 | 1.154 | 37.4951 | 85.4446 | 31.4812 | 1269 | 15 | 18 | 0.95967 | 48.6574 | 22395 | 13.2069 | 11.1623 | 1.1648 | 0.88373 | 1.1178 | 1.4621 | 1.425 | 11.3331 | 12.4402 | 13.2069 | 13.9736 | 15.0807 | 9.3362 | 10.4151 | 11.1623 | 11.9096 | 12.9885
Residential | All | Average Event Day | Aggregate | 24 | Residential¦All¦Average Event Day¦Aggregate¦24 | 3.5918 | 1.1545 | 26.9938 | 73.0746 | 24.1691 | 1264 | 3.5905 | 1.154 | 28.5311 | 73.1287 | 26.2367 | 1269 | 15 | 18 | 0.95967 | 25.9053 | 22395 | -1.5373 | -2.6258 | 0.67981 | 0.73651 | 0.6524 | 1.0023 | 0.9839 | -2.8218 | -2.0629 | -1.5373 | -1.0117 | -0.25278 | -3.8867 | -3.1418 | -2.6258 | -2.1098 | -1.3649
Residential | All | Average Event Day | Per Premise | 24 | Residential¦All¦Average Event Day¦Per Premise¦24 | 3.5918 | 1.1545 | 1.2053 | 73.0746 | 1.0792 | 1264 | 3.5905 | 1.154 | 1.274 | 73.1287 | 1.1715 | 1269 | 15 | 18 | 0.95967 | 1.1567 | 22395 | -0.068643 | -0.11725 | 0.030355 | 0.032887 | 0.029131 | 0.044755 | 0.043934 | -0.126 | -0.092113 | -0.068643 | -0.045174 | -0.011287 | -0.17355 | -0.14029 | -0.11725 | -0.094211 | -0.060946
Residential | All | 2014-08-27 | Per Premise | 13 | Residential¦All¦41878¦Per Premise¦13 | 3.6108 | 1.156 | 1.4081 | 90.2665 | 1.5124 | 623 | 3.5682 | 1.1525 | 1.3034 | 89.994 | 1.3523 | 644 | 15 | 18 | 0.87481 | 1.2318 | 22395 | 0.10476 | -0.071533 | 0.060593 | 0.053286 | 0.053007 | 0.08069 | 0.075161 | 0.0013469 | 0.062441 | 0.10476 | 0.14707 | 0.20816 | -0.16786 | -0.11095 | -0.071533 | -0.032119 | 0.02479
Residential | All | 2014-09-15 | Per Premise | 18 | Residential¦All¦41897¦Per Premise¦18 | 3.5732 | 1.1531 | 2.7573 | 82.8656 | 2.2348 | 641 | 3.6128 | 1.1558 | 2.051 | 83.2595 | 1.775 | 624 | 15 | 18 | 1.0482 | 2.8902 | 22395 | 0.70623 | 0.83913 | 0.088271 | 0.071056 | 0.092525 | 0.11332 | 0.11666 | 0.56101 | 0.64681 | 0.70623 | 0.76566 | 0.85146 | 0.68962 | 0.77795 | 0.83913 | 0.90031 | 0.98864
Residential | All | 2014-09-17 | Aggregate | 24 | Residential¦All¦41899¦Aggregate¦24 | 3.5725 | 1.1534 | 28.9075 | 70.542 | 27.0168 | 640 | 3.6137 | 1.156 | 29.3583 | 70.749 | 28.1931 | 623 | 15 | 18 | 1.006 | 29.0797 | 22395 | -0.4508 | -0.27856 | 1.0679 | 1.1295 | 1.0743 | 1.5545 | 1.5588 | -2.4429 | -1.266 | -0.4508 | 0.36435 | 1.5413 | -2.2763 | -1.096 | -0.27856 | 0.53889 | 1.7192
Residential | All | 2014-09-17 | Per Premise | 100 | Residential¦All¦41899¦Per Premise¦100 | 3.5725 | 1.1534 | 2.5913 | 82.613 | 2.1711 | 2560 | 3.6137 | 1.156 | 1.9678 | 82.8835 | 1.7438 | 2492 | 15 | 18 | 1.006 | 2.6067 | 22395 | 0.62355 | 0.63899 | 0.04291 | 0.034932 | 0.043165 | 0.055331 | 0.055529 | 0.55264 | 0.59453 | 0.62355 | 0.65256 | 0.69446 | 0.56782 | 0.60987 | 0.63899 | 0.66811 | 0.71015
Residential | All | 2014-09-16 | Per Premise | 8 | Residential¦All¦41898¦Per Premise¦8 | 3.61 | 1.156 | 1.0303 | 86.5466 | 0.96298 | 623 | 3.571 | 1.152 | 0.99338 | 86.6606 | 0.89059 | 639 | 16 | 19 | 0.98883 | 1.0188 | 22395 | 0.036888 | 0.025379 | 0.038581 | 0.035231 | 0.03815 | 0.052247 | 0.051929 | -0.030069 | 0.00949 | 0.036888 | 0.064287 | 0.10385 | -0.041171 | -0.0018531 | 0.025379 | 0.05261 | 0.091929
Residential | All | 2014-07-29 | Per Premise | 1 | Residential¦All¦41849¦Per Premise¦1 | 3.5737 | 1.151 | 0.91371 | 70.4228 | 0.91739 | 650 | 3.6091 | 1.1538 | 0.89262 | 70.6316 | 0.8992 | 633 | 16 | 19 | 1.0946 | 1.0002 | 22395 | 0.021097 | 0.10757 | 0.035983 | 0.03574 | 0.039388 | 0.050716 | 0.053186 | -0.043899 | -0.0054988 | 0.021097 | 0.047692 | 0.086092 | 0.03941 | 0.07968 | 0.10757 | 0.13546 | 0.17573
Residential | All | 2014-09-16 | Per Premise | 3 | Residential¦All¦41898¦Per Premise¦3 | 3.61 | 1.156 | 0.94394 | 72.8327 | 0.96048 | 623 | 3.571 | 1.152 | 0.85701 | 72.5237 | 0.84631 | 639 | 16 | 19 | 0.98883 | 0.93339 | 22395 | 0.086927 | 0.076381 | 0.038481 | 0.033479 | 0.038051 | 0.051006 | 0.050683 | 0.021559 | 0.060179 | 0.086927 | 0.11367 | 0.15229 | 0.011429 | 0.049803 | 0.076381 | 0.10296 | 0.14133
Residential | All | Average Event Day | Per Premise | 21 | Residential¦All¦Average Event Day¦Per Premise¦21 | 3.5918 | 1.1545 | 2.1321 | 76.4742 | 1.613 | 1264 | 3.5905 | 1.154 | 2.2765 | 76.5053 | 1.7549 | 1269 | 15 | 18 | 0.95967 | 2.0461 | 22395 | -0.14438 | -0.23036 | 0.045369 | 0.049262 | 0.043539 | 0.066971 | 0.065745 | -0.23021 | -0.1795 | -0.14438 | -0.10926 | -0.058553 | -0.31461 | -0.26484 | -0.23036 | -0.19588 | -0.1461
Residential | All | 2014-09-16 | Per Premise | 21 | Residential¦All¦41898¦Per Premise¦21 | 3.61 | 1.156 | 3.0208 | 81.789 | 2.1328 | 623 | 3.571 | 1.152 | 3.3604 | 81.624 | 2.2769 | 639 | 16 | 19 | 0.98883 | 2.987 | 22395 | -0.33966 | -0.3734 | 0.085449 | 0.090072 | 0.084495 | 0.12416 | 0.1235 | -0.49877 | -0.40476 | -0.33966 | -0.27455 | -0.18055 | -0.53167 | -0.43817 | -0.3734 | -0.30864 | -0.21513
Residential | All | 2014-09-17 | Per Premise | 3 | Residential¦All¦41899¦Per Premise¦3 | 3.5725 | 1.1534 | 1.2106 | 79.4488 | 1.212 | 640 | 3.6137 | 1.156 | 1.1596 | 79.2752 | 1.1398 | 623 | 15 | 18 | 1.006 | 1.2178 | 22395 | 0.050996 | 0.058209 | 0.047909 | 0.045663 | 0.048194 | 0.066184 | 0.066391 | -0.033823 | 0.016289 | 0.050996 | 0.085703 | 0.13581 | -0.026875 | 0.023394 | 0.058209 | 0.093025 | 0.14329
Residential | All | 2014-09-16 | Aggregate | 22 | Residential¦All¦41898¦Aggregate¦22 | 3.61 | 1.156 | 60.2826 | 80.1454 | 45.6052 | 623 | 3.571 | 1.152 | 65.0088 | 80.1491 | 47.0988 | 639 | 16 | 19 | 0.98883 | 59.6092 | 22395 | -4.7262 | -5.3997 | 1.8271 | 1.8632 | 1.8067 | 2.6096 | 2.5953 | -8.0705 | -6.0947 | -4.7262 | -3.3577 | -1.3819 | -8.7257 | -6.7607 | -5.3997 | -4.0387 | -2.0736
Residential | All | 2014-09-16 | Aggregate | 100 | Residential¦All¦41898¦Aggregate¦100 | 3.61 | 1.156 | 64.3214 | 88.9285 | 52.3501 | 2492 | 3.571 | 1.152 | 44.0802 | 88.8109 | 36.8546 | 2556 | 16 | 19 | 0.98883 | 63.6028 | 22395 | 20.2412 | 19.5226 | 1.0487 | 0.72897 | 1.037 | 1.2772 | 1.2676 | 18.6044 | 19.5714 | 20.2412 | 20.9109 | 21.8779 | 17.8982 | 18.8579 | 19.5226 | 20.1873 | 21.147
Residential | 50 | 2014-09-17 | Per Premise | 1 | Residential¦50¦41899¦Per Premise¦1 | 3.4367 | 1.1305 | 1.6209 | 81.1204 | 1.4734 | 315 | 3.5888 | 1.1394 | 1.6149 | 80.8975 | 1.3965 | 316 | 15 | 18 | 1.0604 | 1.7188 | 11772 | 0.0060151 | 0.10392 | 0.083017 | 0.078559 | 0.088031 | 0.11429 | 0.11799 | -0.14046 | -0.053921 | 0.0060151 | 0.065951 | 0.15249 | -0.047285 | 0.04205 | 0.10392 | 0.16579 | 0.25513
Residential | 50 | 2014-08-27 | Aggregate | 20 | Residential¦50¦41878¦Aggregate¦20 | 3.5885 | 1.139 | 23.7056 | 78.801 | 21.1033 | 317 | 3.4321 | 1.1301 | 25.3599 | 78.5532 | 19.8584 | 316 | 15 | 18 | 0.82594 | 19.5794 | 11772 | -1.6543 | -5.7805 | 1.1853 | 1.1171 | 0.97897 | 1.6288 | 1.4854 | -3.7417 | -2.5084 | -1.6543 | -0.80021 | 0.43301 | -7.6841 | -6.5594 | -5.7805 | -5.0015 | -3.8769
Residential | 50 | 2014-07-29 | Per Premise | 10 | Residential¦50¦41849¦Per Premise¦10 | 3.433 | 1.1285 | 0.93815 | 85.2788 | 0.85734 | 320 | 3.5802 | 1.1399 | 1.0153 | 85.7894 | 1.0068 | 322 | 16 | 19 | 1.2228 | 1.1472 | 11772 | -0.077161 | 0.13187 | 0.047926 | 0.056104 | 0.058605 | 0.073788 | 0.081131 | -0.17172 | -0.11585 | -0.077161 | -0.038467 | 0.017402 | 0.027896 | 0.089325 | 0.13187 | 0.17441 | 0.23584
Residential | 50 | 2014-09-16 | Per Premise | 21 | Residential¦50¦41898¦Per Premise¦21 | 3.5869 | 1.139 | 3.1732 | 82.0359 | 2.1187 | 317 | 3.4333 | 1.1277 | 3.4487 | 81.6614 | 2.2058 | 314 | 16 | 19 | 0.96516 | 3.0626 | 11772 | -0.27551 | -0.38607 | 0.119 | 0.12448 | 0.11485 | 0.17221 | 0.16937 | -0.4962 | -0.36581 | -0.27551 | -0.1852 | -0.054812 | -0.60313 | -0.47489 | -0.38607 | -0.29725 | -0.16901
Residential | 50 | 2014-08-27 | Per Premise | 6 | Residential¦50¦41878¦Per Premise¦6 | 3.5885 | 1.139 | 0.61422 | 65.4939 | 0.4792 | 317 | 3.4321 | 1.1301 | 0.63301 | 65.5734 | 0.55498 | 316 | 15 | 18 | 0.82594 | 0.50731 | 11772 | -0.018791 | -0.1257 | 0.026915 | 0.03122 | 0.02223 | 0.04122 | 0.038326 | -0.071616 | -0.040406 | -0.018791 | 0.0028252 | 0.034035 | -0.17482 | -0.1458 | -0.1257 | -0.1056 | -0.076584
Residential | 50 | 2014-09-15 | Aggregate | 3 | Residential¦50¦41897¦Aggregate¦3 | 3.4384 | 1.1301 | 10.4982 | 72.6722 | 10.2731 | 316 | 3.5885 | 1.139 | 10.2755 | 72.6632 | 9.1169 | 317 | 15 | 18 | 1.1209 | 11.7677 | 11772 | 0.22274 | 1.4922 | 0.5779 | 0.51205 | 0.64778 | 0.77212 | 0.82573 | -0.76678 | -0.18216 | 0.22274 | 0.62764 | 1.2123 | 0.43396 | 1.0592 | 1.4922 | 1.9252 | 2.5504
Residential | 50 | 2014-07-29 | Per Premise | 7 | Residential¦50¦41849¦Per Premise¦7 | 3.433 | 1.1285 | 0.74258 | 74.9467 | 0.58956 | 320 | 3.5802 | 1.1399 | 0.69516 | 74.8804 | 0.51124 | 322 | 16 | 19 | 1.2228 | 0.90804 | 11772 | 0.04742 | 0.21288 | 0.032957 | 0.02849 | 0.040301 | 0.043565 | 0.049354 | -0.0084102 | 0.024575 | 0.04742 | 0.070266 | 0.10325 | 0.14963 | 0.18699 | 0.21288 | 0.23876 | 0.27613
Residential | 50 | Average Event Day | Aggregate | 10 | Residential¦50¦Average Event Day¦Aggregate¦10 | 3.5136 | 1.1345 | 14.0181 | 91.0086 | 13.2935 | 633 | 3.5104 | 1.1345 | 14.0078 | 91.1678 | 13.4648 | 633 | 15 | 18 | 0.98173 | 13.762 | 11772 | 0.010319 | -0.24583 | 0.52837 | 0.53518 | 0.51872 | 0.75206 | 0.74531 | -0.95348 | -0.38406 | 0.010319 | 0.4047 | 0.97412 | -1.201 | -0.63667 | -0.24583 | 0.14501 | 0.70932
Residential | 50 | 2014-09-16 | Per Premise | 4 | Residential¦50¦41898¦Per Premise¦4 | 3.5869 | 1.139 | 0.91919 | 72.8465 | 0.85478 | 317 | 3.4333 | 1.1277 | 0.81244 | 72.7979 | 0.77309 | 314 | 16 | 19 | 0.96516 | 0.88717 | 11772 | 0.10675 | 0.074721 | 0.048009 | 0.043628 | 0.046337 | 0.064871 | 0.063643 | 0.023612 | 0.07273 | 0.10675 | 0.14077 | 0.18988 | -0.0068412 | 0.041346 | 0.074721 | 0.1081 | 0.15628
Residential | 50 | 2014-09-16 | Per Premise | 18 | Residential¦50¦41898¦Per Premise¦18 | 3.5869 | 1.139 | 3.3019 | 88.2402 | 2.3395 | 317 | 3.4333 | 1.1277 | 2.5086 | 88.0946 | 1.7602 | 314 | 16 | 19 | 0.96516 | 3.1869 | 11772 | 0.79336 | 0.67831 | 0.1314 | 0.099333 | 0.12682 | 0.16472 | 0.16109 | 0.58226 | 0.70698 | 0.79336 | 0.87974 | 1.0045 | 0.47186 | 0.59383 | 0.67831 | 0.76279 | 0.88476
Residential | 50 | 2014-08-27 | Aggregate | 3 | Residential¦50¦41878¦Aggregate¦3 | 3.5885 | 1.139 | 6.7335 | 66.4694 | 5.0397 | 317 | 3.4321 | 1.1301 | 7.3204 | 66.5604 | 6.6577 | 316 | 15 | 18 | 0.82594 | 5.5614 | 11772 | -0.58691 | -1.7589 | 0.28306 | 0.37452 | 0.23379 | 0.46946 | 0.4415 | -1.1885 | -0.83309 | -0.58691 | -0.34072 | 0.014727 | -2.3247 | -1.9904 | -1.7589 | -1.5274 | -1.1931
Residential | 50 | 2014-07-29 | Per Premise | 13 | Residential¦50¦41849¦Per Premise¦13 | 3.433 | 1.1285 | 1.4349 | 90.4659 | 1.4385 | 320 | 3.5802 | 1.1399 | 1.7959 | 90.8863 | 1.7925 | 322 | 16 | 19 | 1.2228 | 1.7546 | 11772 | -0.36097 | -0.041255 | 0.080413 | 0.099892 | 0.09833 | 0.12824 | 0.14017 | -0.52531 | -0.42821 | -0.36097 | -0.29372 | -0.19662 | -0.22089 | -0.11476 | -0.041255 | 0.032249 | 0.13838
Residential | 50 | 2014-09-15 | Per Premise | 9 | Residential¦50¦41897¦Per Premise¦9 | 3.4384 | 1.1301 | 1.0861 | 86.7391 | 0.98442 | 316 | 3.5885 | 1.139 | 1.1821 | 87.5299 | 1.1138 | 317 | 15 | 18 | 1.1209 | 1.2174 | 11772 | -0.096005 | 0.035324 | 0.055378 | 0.062558 | 0.062074 | 0.083547 | 0.088129 | -0.20307 | -0.13982 | -0.096005 | -0.052192 | 0.011066 | -0.077617 | -0.010891 | 0.035324 | 0.081539 | 0.14827
Residential | 50 | 2014-08-27 | Per Premise | 10 | Residential¦50¦41878¦Per Premise¦10 | 3.5885 | 1.139 | 0.94374 | 89.2885 | 0.99795 | 317 | 3.4321 | 1.1301 | 0.85151 | 88.9917 | 0.77865 | 316 | 15 | 18 | 0.82594 | 0.77948 | 11772 | 0.092238 | -0.072028 | 0.056051 | 0.043802 | 0.046295 | 0.071136 | 0.063733 | 0.0010731 | 0.054934 | 0.092238 | 0.12954 | 0.1834 | -0.1537 | -0.10545 | -0.072028 | -0.038607 | 0.0096482
Residential | 50 | 2014-08-27 | Per Premise | 19 | Residential¦50¦41878¦Per Premise¦19 | 3.5885 | 1.139 | 2.243 | 79.0899 | 1.9727 | 317 | 3.4321 | 1.1301 | 2.418 | 78.695 | 1.9303 | 316 | 15 | 18 | 0.82594 | 1.8526 | 11772 | -0.17504 | -0.56545 | 0.1108 | 0.10859 | 0.091514 | 0.15514 | 0.14201 | -0.37386 | -0.2564 | -0.17504 | -0.093686 | 0.023779 | -0.74745 | -0.63992 | -0.56545 | -0.49098 | -0.38346
Residential | 50 | 2014-09-17 | Per Premise | 11 | Residential¦50¦41899¦Per Premise¦11 | 3.4367 | 1.1305 | 1.8931 | 95.1806 | 1.7148 | 315 | 3.5888 | 1.1394 | 1.9635 | 95.5818 | 1.8638 | 316 | 15 | 18 | 1.0604 | 2.0075 | 11772 | -0.070378 | 0.043971 | 0.096616 | 0.10485 | 0.10245 | 0.14257 | 0.14659 | -0.2531 | -0.14514 | -0.070378 | 0.0043879 | 0.11234 | -0.14389 | -0.032903 | 0.043971 | 0.12084 | 0.23184
Residential | 50 | 2014-07-29 | Per Premise | 11 | Residential¦50¦41849¦Per Premise¦11 | 3.433 | 1.1285 | 1.1361 | 88.1069 | 1.1719 | 320 | 3.5802 | 1.1399 | 1.252 | 88.4324 | 1.2943 | 322 | 16 | 19 | 1.2228 | 1.3893 | 11772 | -0.11589 | 0.13726 | 0.065511 | 0.072131 | 0.080107 | 0.09744 | 0.1078 | -0.24076 | -0.16698 | -0.11589 | -0.064789 | 0.0089882 | -0.000888 | 0.08073 | 0.13726 | 0.19379 | 0.27541
Residential | 50 | 2014-09-17 | Per Premise | 12 | Residential¦50¦41899¦Per Premise¦12 | 3.4367 | 1.1305 | 2.2633 | 93.1042 | 1.9158 | 315 | 3.5888 | 1.1394 | 2.3306 | 93.7655 | 1.9944 | 316 | 15 | 18 | 1.0604 | 2.4 | 11772 | -0.067293 | 0.069412 | 0.10794 | 0.11219 | 0.11446 | 0.15569 | 0.16028 | -0.26682 | -0.14894 | -0.067293 | 0.014351 | 0.13223 | -0.136 | -0.014639 | 0.069412 | 0.15346 | 0.27482
Residential | 50 | 2014-09-16 | Per Premise | 24 | Residential¦50¦41898¦Per Premise¦24 | 3.5869 | 1.139 | 1.9294 | 80.7988 | 1.631 | 317 | 3.4333 | 1.1277 | 1.9434 | 80.8981 | 1.6145 | 314 | 16 | 19 | 0.96516 | 1.8622 | 11772 | -0.01402 | -0.081247 | 0.091603 | 0.091114 | 0.088412 | 0.1292 | 0.12696 | -0.1796 | -0.081773 | -0.01402 | 0.053733 | 0.15156 | -0.24395 | -0.14782 | -0.081247 | -0.01467 | 0.081456
Residential | 50 | 2014-09-17 | Aggregate | 11 | Residential¦50¦41899¦Aggregate¦11 | 3.4367 | 1.1305 | 22.2861 | 95.1806 | 20.1862 | 315 | 3.5888 | 1.1394 | 23.1146 | 95.5818 | 21.9407 | 316 | 15 | 18 | 1.0604 | 23.6322 | 11772 | -0.82849 | 0.51762 | 1.1374 | 1.2343 | 1.2061 | 1.6784 | 1.7257 | -2.9794 | -1.7086 | -0.82849 | 0.051654 | 1.3224 | -1.6939 | -0.38733 | 0.51762 | 1.4226 | 2.7292
Residential | 50 | 2014-09-15 | Aggregate | 14 | Residential¦50¦41897¦Aggregate¦14 | 3.4384 | 1.1301 | 30.6149 | 92.0669 | 26.2709 | 316 | 3.5885 | 1.139 | 34.3168 | 93.0698 | 27.8098 | 317 | 15 | 18 | 1.1209 | 34.3168 | 11772 | -3.7019 | -1.02e-06 | 1.4779 | 1.562 | 1.6565 | 2.1503 | 2.2768 | -6.4576 | -4.8295 | -3.7019 | -2.5743 | -0.9462 | -2.9178 | -1.194 | -1.02e-06 | 1.194 | 2.9178
Residential | 50 | 2014-07-29 | Aggregate | 11 | Residential¦50¦41849¦Aggregate¦11 | 3.433 | 1.1285 | 13.3747 | 88.1069 | 13.7955 | 320 | 3.5802 | 1.1399 | 14.7389 | 88.4324 | 15.2371 | 322 | 16 | 19 | 1.2228 | 16.3547 | 11772 | -1.3642 | 1.6158 | 0.77119 | 0.84913 | 0.94302 | 1.1471 | 1.269 | -2.8342 | -1.9657 | -1.3642 | -0.76269 | 0.10581 | -0.010453 | 0.95036 | 1.6158 | 2.2813 | 3.2421
Residential | 50 | 2014-09-17 | Per Premise | 23 | Residential¦50¦41899¦Per Premise¦23 | 3.4367 | 1.1305 | 1.6401 | 71.5933 | 1.29 | 315 | 3.5888 | 1.1394 | 1.8193 | 71.7779 | 1.4475 | 316 | 15 | 18 | 1.0604 | 1.7391 | 11772 | -0.17928 | -0.080218 | 0.072681 | 0.081431 | 0.077071 | 0.10915 | 0.11212 | -0.31916 | -0.23652 | -0.17928 | -0.12204 | -0.0394 | -0.22391 | -0.13901 | -0.080218 | -0.021422 | 0.06347
Residential | 50 | 2014-07-29 | Aggregate | 19 | Residential¦50¦41849¦Aggregate¦19 | 3.433 | 1.1285 | 23.9937 | 76.1202 | 21.0767 | 320 | 3.5802 | 1.1399 | 23.7094 | 76.5199 | 19.1889 | 322 | 16 | 19 | 1.2228 | 29.3398 | 11772 | 0.28431 | 5.6304 | 1.1782 | 1.0694 | 1.4407 | 1.5911 | 1.7942 | -1.7548 | -0.55008 | 0.28431 | 1.1187 | 2.3234 | 3.331 | 4.6895 | 5.6304 | 6.5713 | 7.9298
Residential | 50 | Average Event Day | Per Premise | 11 | Residential¦50¦Average Event Day¦Per Premise¦11 | 3.5136 | 1.1345 | 1.4058 | 92.9092 | 1.3626 | 633 | 3.5104 | 1.1345 | 1.3727 | 92.9355 | 1.3576 | 633 | 15 | 18 | 0.98173 | 1.3801 | 11772 | 0.033108 | 0.0074202 | 0.05416 | 0.053961 | 0.05317 | 0.076453 | 0.075755 | -0.06487 | -0.006984 | 0.033108 | 0.0732 | 0.13109 | -0.089664 | -0.032306 | 0.0074202 | 0.047146 | 0.1045
Residential | 50 | 2014-07-29 | Per Premise | 2 | Residential¦50¦41849¦Per Premise¦2 | 3.433 | 1.1285 | 0.81802 | 70.0811 | 0.7818 | 320 | 3.5802 | 1.1399 | 0.84339 | 70.0126 | 0.85418 | 322 | 16 | 19 | 1.2228 | 1.0003 | 11772 | -0.025375 | 0.15689 | 0.043704 | 0.047602 | 0.053441 | 0.064621 | 0.071568 | -0.10819 | -0.059263 | -0.025375 | 0.0085125 | 0.057441 | 0.065171 | 0.11936 | 0.15689 | 0.19442 | 0.24861
Residential | 50 | 2014-07-29 | Per Premise | 15 | Residential¦50¦41849¦Per Premise¦15 | 3.433 | 1.1285 | 1.8929 | 87.6296 | 1.7846 | 320 | 3.5802 | 1.1399 | 2.3146 | 88.2585 | 2.1284 | 322 | 16 | 19 | 1.2228 | 2.3146 | 11772 | -0.42176 | 1.2e-08 | 0.099761 | 0.11861 | 0.12199 | 0.15499 | 0.17015 | -0.62038 | -0.50303 | -0.42176 | -0.34048 | -0.22313 | -0.21805 | -0.089225 | 1.2e-08 | 0.089225 | 0.21805
Residential | 50 | 2014-07-29 | Per Premise | 8 | Residential¦50¦41849¦Per Premise¦8 | 3.433 | 1.1285 | 0.79186 | 79.543 | 0.62693 | 320 | 3.5802 | 1.1399 | 0.80027 | 79.7483 | 0.63727 | 322 | 16 | 19 | 1.2228 | 0.96829 | 11772 | -0.0084149 | 0.16802 | 0.035047 | 0.035514 | 0.042855 | 0.049895 | 0.055658 | -0.072358 | -0.03458 | -0.0084149 | 0.01775 | 0.055528 | 0.096691 | 0.13883 | 0.16802 | 0.19721 | 0.23935
Residential | 50 | 2014-07-29 | Per Premise | 24 | Residential¦50¦41849¦Per Premise¦24 | 3.433 | 1.1285 | 1.1367 | 70.0826 | 1.0493 | 320 | 3.5802 | 1.1399 | 1.1769 | 70.1844 | 1.1014 | 322 | 16 | 19 | 1.2228 | 1.3899 | 11772 | -0.040228 | 0.21303 | 0.058657 | 0.061379 | 0.071726 | 0.0849 | 0.094404 | -0.14903 | -0.08475 | -0.040228 | 0.0042941 | 0.068577 | 0.092048 | 0.16353 | 0.21303 | 0.26254 | 0.33402
Residential | 50 | 2014-09-17 | Per Premise | 20 | Residential¦50¦41899¦Per Premise¦20 | 3.4367 | 1.1305 | 2.6487 | 74.5781 | 1.9841 | 315 | 3.5888 | 1.1394 | 2.9083 | 75.0387 | 2.165 | 316 | 15 | 18 | 1.0604 | 2.8087 | 11772 | -0.25956 | -0.099571 | 0.11179 | 0.12179 | 0.11854 | 0.16532 | 0.16996 | -0.47142 | -0.34625 | -0.25956 | -0.17286 | -0.047692 | -0.31738 | -0.1887 | -0.099571 | -0.010444 | 0.11824
Residential | 50 | 2014-09-15 | Per Premise | 6 | Residential¦50¦41897¦Per Premise¦6 | 3.4384 | 1.1301 | 0.81352 | 71.9704 | 0.74872 | 316 | 3.5885 | 1.139 | 0.82232 | 71.8757 | 0.75717 | 317 | 15 | 18 | 1.1209 | 0.91189 | 11772 | -0.0087991 | 0.089571 | 0.042119 | 0.042527 | 0.047212 | 0.059854 | 0.063541 | -0.085505 | -0.040187 | -0.0087991 | 0.022589 | 0.067907 | 0.0081394 | 0.05625 | 0.089571 | 0.12289 | 0.171
Residential | 50 | 2014-09-16 | Aggregate | 18 | Residential¦50¦41898¦Aggregate¦18 | 3.5869 | 1.139 | 38.8704 | 88.2402 | 27.5411 | 317 | 3.4333 | 1.1277 | 29.531 | 88.0946 | 20.7208 | 314 | 16 | 19 | 0.96516 | 37.5161 | 11772 | 9.3394 | 7.9851 | 1.5469 | 1.1693 | 1.493 | 1.9391 | 1.8964 | 6.8544 | 8.3226 | 9.3394 | 10.3563 | 11.8245 | 5.5547 | 6.9906 | 7.9851 | 8.9795 | 10.4154
Residential | 50 | Average Event Day | Per Premise | 5 | Residential¦50¦Average Event Day¦Per Premise¦5 | 3.5136 | 1.1345 | 0.75543 | 70.4832 | 0.64957 | 633 | 3.5104 | 1.1345 | 0.77255 | 70.4495 | 0.68463 | 633 | 15 | 18 | 0.98173 | 0.74162 | 11772 | -0.017122 | -0.030926 | 0.025818 | 0.027212 | 0.025346 | 0.037511 | 0.037187 | -0.065194 | -0.036792 | -0.017122 | 0.0025489 | 0.03095 | -0.078583 | -0.050427 | -0.030926 | -0.011424 | 0.016732
Residential | 50 | Average Event Day | Aggregate | 1 | Residential¦50¦Average Event Day¦Aggregate¦1 | 3.5136 | 1.1345 | 12.6425 | 72.2805 | 11.9453 | 633 | 3.5104 | 1.1345 | 12.9719 | 72.218 | 12.0217 | 633 | 15 | 18 | 0.98173 | 12.4115 | 11772 | -0.32935 | -0.56036 | 0.47478 | 0.47782 | 0.46611 | 0.6736 | 0.66751 | -1.1926 | -0.68258 | -0.32935 | 0.023887 | 0.5339 | -1.4158 | -0.9104 | -0.56036 | -0.21032 | 0.29509
Residential | 50 | Average Event Day | Per Premise | 10 | Residential¦50¦Average Event Day¦Per Premise¦10 | 3.5136 | 1.1345 | 1.1908 | 91.0086 | 1.1293 | 633 | 3.5104 | 1.1345 | 1.1899 | 91.1678 | 1.1438 | 633 | 15 | 18 | 0.98173 | 1.169 | 11772 | 0.0008766 | -0.020883 | 0.044884 | 0.045462 | 0.044063 | 0.063885 | 0.063312 | -0.080996 | -0.032625 | 0.0008766 | 0.034378 | 0.082749 | -0.10202 | -0.054083 | -0.020883 | 0.012318 | 0.060255
Residential | 50 | Average Event Day | Aggregate | 21 | Residential¦50¦Average Event Day¦Aggregate¦21 | 3.5136 | 1.1345 | 26.8649 | 76.6325 | 19.0427 | 633 | 3.5104 | 1.1345 | 28.8442 | 76.7094 | 20.2687 | 633 | 15 | 18 | 0.98173 | 26.374 | 11772 | -1.9793 | -2.4702 | 0.75688 | 0.80561 | 0.74305 | 1.1054 | 1.096 | -3.3959 | -2.559 | -1.9793 | -1.3997 | -0.56271 | -3.8747 | -3.0449 | -2.4702 | -1.8955 | -1.0657
Residential | 50 | 2014-08-27 | Per Premise | 13 | Residential¦50¦41878¦Per Premise¦13 | 3.5885 | 1.139 | 1.5325 | 91.319 | 1.5609 | 317 | 3.4321 | 1.1301 | 1.3824 | 90.497 | 1.3331 | 316 | 15 | 18 | 0.82594 | 1.2657 | 11772 | 0.15004 | -0.11669 | 0.08767 | 0.074992 | 0.07241 | 0.11537 | 0.10425 | 0.0021935 | 0.089545 | 0.15004 | 0.21054 | 0.29789 | -0.25029 | -0.17136 | -0.11669 | -0.062026 | 0.016904
Residential | 50 | Average Event Day | Per Premise | 16 | Residential¦50¦Average Event Day¦Per Premise¦16 | 3.5136 | 1.1345 | 2.5281 | 87.4973 | 2.0181 | 633 | 3.5104 | 1.1345 | 2.0137 | 87.7197 | 1.6201 | 633 | 15 | 18 | 0.98173 | 2.4819 | 11772 | 0.51443 | 0.46823 | 0.080211 | 0.064393 | 0.078745 | 0.10286 | 0.10172 | 0.38261 | 0.46049 | 0.51443 | 0.56837 | 0.64625 | 0.33787 | 0.41489 | 0.46823 | 0.52157 | 0.59859
Residential | 50 | 2014-09-17 | Aggregate | 24 | Residential¦50¦41899¦Aggregate¦24 | 3.4367 | 1.1305 | 15.8576 | 70.5903 | 13.8811 | 315 | 3.5888 | 1.1394 | 16.4071 | 70.7331 | 14.5216 | 316 | 15 | 18 | 1.0604 | 16.8154 | 11772 | -0.54954 | 0.40828 | 0.78211 | 0.81691 | 0.82935 | 1.1309 | 1.1641 | -1.9989 | -1.1426 | -0.54954 | 0.043525 | 0.89982 | -1.0836 | -0.20219 | 0.40828 | 1.0187 | 1.9001
Residential | 50 | 2014-09-16 | Aggregate | 5 | Residential¦50¦41898¦Aggregate¦5 | 3.5869 | 1.139 | 10.1542 | 72.5304 | 9.145 | 317 | 3.4333 | 1.1277 | 9.0583 | 72.5452 | 9.0978 | 314 | 16 | 19 | 0.96516 | 9.8004 | 11772 | 1.0959 | 0.74213 | 0.51363 | 0.51342 | 0.49574 | 0.72624 | 0.71369 | 0.16522 | 0.71509 | 1.0959 | 1.4768 | 2.0266 | -0.1725 | 0.36787 | 0.74213 | 1.1164 | 1.6568
Residential | 50 | 2014-07-29 | Aggregate | 7 | Residential¦50¦41849¦Aggregate¦7 | 3.433 | 1.1285 | 8.7417 | 74.9467 | 6.9403 | 320 | 3.5802 | 1.1399 | 8.1835 | 74.8804 | 6.0183 | 322 | 16 | 19 | 1.2228 | 10.6894 | 11772 | 0.55823 | 2.506 | 0.38797 | 0.33539 | 0.47442 | 0.51284 | 0.581 | -0.099005 | 0.2893 | 0.55823 | 0.82717 | 1.2155 | 1.7614 | 2.2013 | 2.506 | 2.8107 | 3.2506
Residential | 50 | 2014-09-16 | Per Premise | 17 | Residential¦50¦41898¦Per Premise¦17 | 3.5869 | 1.139 | 3.3637 | 87.8061 | 2.4418 | 317 | 3.4333 | 1.1277 | 2.3471 | 87.5715 | 1.7061 | 314 | 16 | 19 | 0.96516 | 3.2465 | 11772 | 1.0166 | 0.89939 | 0.13714 | 0.096283 | 0.13236 | 0.16757 | 0.16368 | 0.80185 | 0.92872 | 1.0166 | 1.1045 | 1.2313 | 0.68963 | 0.81356 | 0.89939 | 0.98522 | 1.1092
Residential | 50 | 2014-09-15 | Per Premise | 7 | Residential¦50¦41897¦Per Premise¦7 | 3.4384 | 1.1301 | 0.95725 | 75.2478 | 0.82478 | 316 | 3.5885 | 1.139 | 0.98879 | 75.3159 | 0.89056 | 317 | 15 | 18 | 1.1209 | 1.073 | 11772 | -0.031543 | 0.084206 | 0.046397 | 0.050019 | 0.052008 | 0.068224 | 0.072157 | -0.11898 | -0.06732 | -0.031543 | 0.0042336 | 0.05589 | -0.0082676 | 0.046366 | 0.084206 | 0.12204 | 0.17668
Residential | 50 | 2014-09-15 | Per Premise | 1 | Residential¦50¦41897¦Per Premise¦1 | 3.4384 | 1.1301 | 1.1934 | 74.5053 | 1.1519 | 316 | 3.5885 | 1.139 | 1.2299 | 74.3909 | 1.2441 | 317 | 15 | 18 | 1.1209 | 1.3377 | 11772 | -0.036592 | 0.10771 | 0.064801 | 0.069877 | 0.072637 | 0.0953 | 0.10079 | -0.15872 | -0.086567 | -0.036592 | 0.013383 | 0.08554 | -0.021464 | 0.054851 | 0.10771 | 0.16056 | 0.23688
Residential | 50 | 2014-09-16 | Aggregate | 11 | Residential¦50¦41898¦Aggregate¦11 | 3.5869 | 1.139 | 22.3302 | 98.5032 | 21.5283 | 317 | 3.4333 | 1.1277 | 21.4292 | 97.8344 | 20.2027 | 314 | 16 | 19 | 0.96516 | 21.5522 | 11772 | 0.90096 | 0.12291 | 1.2091 | 1.1401 | 1.167 | 1.6619 | 1.6315 | -1.2288 | 0.029463 | 0.90096 | 1.7725 | 3.0308 | -1.9679 | -0.73265 | 0.12291 | 0.97846 | 2.2137
Residential | 50 | 2014-08-27 | Per Premise | 12 | Residential¦50¦41878¦Per Premise¦12 | 3.5885 | 1.139 | 1.2578 | 92.4962 | 1.4032 | 317 | 3.4321 | 1.1301 | 1.1248 | 91.9302 | 1.128 | 316 | 15 | 18 | 0.82594 | 1.0388 | 11772 | 0.13297 | -0.08595 | 0.078813 | 0.063452 | 0.065095 | 0.10118 | 0.090904 | 0.0033052 | 0.079915 | 0.13297 | 0.18603 | 0.26264 | -0.20245 | -0.13362 | -0.08595 | -0.038279 | 0.030549
Residential | 50 | 2014-08-27 | Per Premise | 1 | Residential¦50¦41878¦Per Premise¦1 | 3.5885 | 1.139 | 0.74413 | 66.7721 | 0.72342 | 317 | 3.4321 | 1.1301 | 0.78296 | 66.787 | 0.7163 | 316 | 15 | 18 | 0.82594 | 0.61461 | 11772 | -0.038834 | -0.16836 | 0.040631 | 0.040295 | 0.033559 | 0.057224 | 0.05244 | -0.11217 | -0.068843 | -0.038834 | -0.0088258 | 0.034501 | -0.23556 | -0.19585 | -0.16836 | -0.14086 | -0.10115
Residential | 50 | 2014-09-16 | Per Premise | 12 | Residential¦50¦41898¦Per Premise¦12 | 3.5869 | 1.139 | 2.324 | 100.9634 | 2.1364 | 317 | 3.4333 | 1.1277 | 2.1869 | 100.6154 | 1.9923 | 314 | 16 | 19 | 0.96516 | 2.243 | 11772 | 0.13707 | 0.056097 | 0.11999 | 0.11243 | 0.11581 | 0.16444 | 0.16141 | -0.073663 | 0.05084 | 0.13707 | 0.2233 | 0.3478 | -0.15076 | -0.028548 | 0.056097 | 0.14074 | 0.26295
Residential | 50 | 2014-09-17 | Per Premise | 9 | Residential¦50¦41899¦Per Premise¦9 | 3.4367 | 1.1305 | 1.4098 | 91.3568 | 1.3527 | 315 | 3.5888 | 1.1394 | 1.5228 | 91.5938 | 1.4245 | 316 | 15 | 18 | 1.0604 | 1.4949 | 11772 | -0.11298 | -0.027824 | 0.076217 | 0.080133 | 0.080821 | 0.11059 | 0.11381 | -0.25471 | -0.17097 | -0.11298 | -0.054984 | 0.02875 | -0.17368 | -0.087507 | -0.027824 | 0.031859 | 0.11803
Residential | 50 | 2014-09-15 | Per Premise | 13 | Residential¦50¦41897¦Per Premise¦13 | 3.4384 | 1.1301 | 2.229 | 93.5894 | 1.9657 | 316 | 3.5885 | 1.139 | 2.5559 | 94.5888 | 2.2098 | 317 | 15 | 18 | 1.1209 | 2.4985 | 11772 | -0.3269 | -0.057377 | 0.11058 | 0.12412 | 0.12395 | 0.16623 | 0.17541 | -0.53993 | -0.41407 | -0.3269 | -0.23973 | -0.11387 | -0.28217 | -0.14936 | -0.057377 | 0.034607 | 0.16742
Residential | 50 | 2014-09-17 | Aggregate | 1 | Residential¦50¦41899¦Aggregate¦1 | 3.4367 | 1.1305 | 19.0817 | 81.1204 | 17.345 | 315 | 3.5888 | 1.1394 | 19.0108 | 80.8975 | 16.4395 | 316 | 15 | 18 | 1.0604 | 20.2342 | 11772 | 0.07081 | 1.2234 | 0.97728 | 0.92479 | 1.0363 | 1.3455 | 1.3889 | -1.6535 | -0.63476 | 0.07081 | 0.77638 | 1.7951 | -0.55664 | 0.49501 | 1.2234 | 1.9517 | 3.0034
Residential | 50 | 2014-08-27 | Aggregate | 8 | Residential¦50¦41878¦Aggregate¦8 | 3.5885 | 1.139 | 8.9024 | 77.6357 | 7.3087 | 317 | 3.4321 | 1.1301 | 9.1298 | 77.7906 | 7.4442 | 316 | 15 | 18 | 0.82594 | 7.3528 | 11772 | -0.2274 | -1.7769 | 0.4105 | 0.41877 | 0.33905 | 0.58641 | 0.53881 | -0.97891 | -0.53491 | -0.2274 | 0.080116 | 0.52412 | -2.4674 | -2.0595 | -1.7769 | -1.4944 | -1.0864
Residential | 50 | 2014-08-27 | Aggregate | 21 | Residential¦50¦41878¦Aggregate¦21 | 3.5885 | 1.139 | 22.941 | 77.2742 | 18.6026 | 317 | 3.4321 | 1.1301 | 23.5996 | 77.135 | 17.8456 | 316 | 15 | 18 | 0.82594 | 18.9479 | 11772 | -0.65854 | -4.6516 | 1.0448 | 1.0039 | 0.86297 | 1.449 | 1.3238 | -2.5155 | -1.4184 | -0.65854 | 0.10129 | 1.1984 | -6.3482 | -5.3458 | -4.6516 | -3.9574 | -2.955
Residential | 50 | Average Event Day | Aggregate | 3 | Residential¦50¦Average Event Day¦Aggregate¦3 | 3.5136 | 1.1345 | 9.6054 | 71.3214 | 8.3766 | 633 | 3.5104 | 1.1345 | 9.814 | 71.2933 | 8.7143 | 633 | 15 | 18 | 0.98173 | 9.4299 | 11772 | -0.20862 | -0.38414 | 0.33294 | 0.34636 | 0.32686 | 0.48043 | 0.47624 | -0.82432 | -0.46056 | -0.20862 | 0.043316 | 0.40708 | -0.99446 | -0.63388 | -0.38414 | -0.1344 | 0.22618
Residential | 50 | 2014-09-15 | Aggregate | 5 | Residential¦50¦41897¦Aggregate¦5 | 3.4384 | 1.1301 | 9.2496 | 71.9609 | 8.723 | 316 | 3.5885 | 1.139 | 9.8994 | 71.8505 | 9.6173 | 317 | 15 | 18 | 1.1209 | 10.3681 | 11772 | -0.64976 | 0.46869 | 0.49071 | 0.54016 | 0.55005 | 0.72977 | 0.77092 | -1.585 | -1.0324 | -0.64976 | -0.26706 | 0.28549 | -0.51929 | 0.064419 | 0.46869 | 0.87296 | 1.4567
Residential | 50 | 2014-08-27 | Aggregate | 13 | Residential¦50¦41878¦Aggregate¦13 | 3.5885 | 1.139 | 18.0401 | 91.319 | 18.3751 | 317 | 3.4321 | 1.1301 | 16.2738 | 90.497 | 15.6931 | 316 | 15 | 18 | 0.82594 | 14.9001 | 11772 | 1.7663 | -1.3737 | 1.032 | 0.88281 | 0.85241 | 1.3581 | 1.2272 | 0.025822 | 1.0541 | 1.7663 | 2.4785 | 3.5068 | -2.9464 | -2.0172 | -1.3737 | -0.73017 | 0.19899
Residential | 50 | Average Event Day | Aggregate | 4 | Residential¦50¦Average Event Day¦Aggregate¦4 | 3.5136 | 1.1345 | 9.0018 | 70.298 | 7.6946 | 633 | 3.5104 | 1.1345 | 9.529 | 70.1652 | 8.6171 | 633 | 15 | 18 | 0.98173 | 8.8373 | 11772 | -0.52726 | -0.69174 | 0.30583 | 0.3425 | 0.30024 | 0.45917 | 0.45547 | -1.1157 | -0.76805 | -0.52726 | -0.28647 | 0.061196 | -1.2754 | -0.93059 | -0.69174 | -0.45289 | -0.10804
Residential | 50 | Average Event Day | Per Premise | 19 | Residential¦50¦Average Event Day¦Per Premise¦19 | 3.5136 | 1.1345 | 2.5992 | 78.6126 | 1.9754 | 633 | 3.5104 | 1.1345 | 2.8836 | 78.7467 | 2.1035 | 633 | 15 | 18 | 0.98173 | 2.5517 | 11772 | -0.28444 | -0.33193 | 0.078513 | 0.083605 | 0.077079 | 0.11469 | 0.11371 | -0.43142 | -0.34458 | -0.28444 | -0.2243 | -0.13746 | -0.47766 | -0.39157 | -0.33193 | -0.2723 | -0.1862
Residential | 50 | 2014-09-15 | Per Premise | 15 | Residential¦50¦41897¦Per Premise¦15 | 3.4384 | 1.1301 | 2.8832 | 92.4254 | 2.2313 | 316 | 3.5885 | 1.139 | 2.4881 | 93.3045 | 1.985 | 317 | 15 | 18 | 1.1209 | 3.2319 | 11772 | 0.39516 | 0.7438 | 0.12552 | 0.11149 | 0.1407 | 0.16789 | 0.17952 | 0.18001 | 0.30712 | 0.39516 | 0.4832 | 0.61032 | 0.51374 | 0.64966 | 0.7438 | 0.83794 | 0.97386
Residential | 50 | 2014-08-27 | Aggregate | 2 | Residential¦50¦41878¦Aggregate¦2 | 3.5885 | 1.139 | 7.287 | 65.8984 | 5.2473 | 317 | 3.4321 | 1.1301 | 8.1035 | 65.9181 | 7.5369 | 316 | 15 | 18 | 0.82594 | 6.0186 | 11772 | -0.81656 | -2.0849 | 0.29472 | 0.42399 | 0.24342 | 0.51635 | 0.48889 | -1.4783 | -1.0873 | -0.81656 | -0.54578 | -0.15482 | -2.7115 | -2.3413 | -2.0849 | -1.8285 | -1.4584
Residential | 50 | 2014-08-27 | Per Premise | 3 | Residential¦50¦41878¦Per Premise¦3 | 3.5885 | 1.139 | 0.57199 | 66.4694 | 0.42811 | 317 | 3.4321 | 1.1301 | 0.62185 | 66.5604 | 0.56555 | 316 | 15 | 18 | 0.82594 | 0.47243 | 11772 | -0.049856 | -0.14942 | 0.024045 | 0.031815 | 0.01986 | 0.039879 | 0.037505 | -0.10096 | -0.070769 | -0.049856 | -0.028944 | 0.001251 | -0.19748 | -0.16908 | -0.14942 | -0.12975 | -0.10135
Residential | 50 | 2014-09-15 | Aggregate | 16 | Residential¦50¦41897¦Aggregate¦16 | 3.4384 | 1.1301 | 35.1181 | 90.3641 | 26.714 | 316 | 3.5885 | 1.139 | 28.7562 | 91.3303 | 22.144 | 317 | 15 | 18 | 1.1209 | 39.3645 | 11772 | 6.3619 | 10.6083 | 1.5028 | 1.2437 | 1.6845 | 1.9507 | 2.0939 | 3.862 | 5.3389 | 6.3619 | 7.3848 | 8.8618 | 7.9249 | 9.5103 | 10.6083 | 11.7063 | 13.2917
Residential | 50 | Average Event Day | Aggregate | 18 | Residential¦50¦Average Event Day¦Aggregate¦18 | 3.5136 | 1.1345 | 30.7257 | 81.4113 | 24.1534 | 633 | 3.5104 | 1.1345 | 25.3179 | 81.5677 | 18.9223 | 633 | 15 | 18 | 0.98173 | 30.1642 | 11772 | 5.4077 | 4.8463 | 0.96001 | 0.75209 | 0.94247 | 1.2195 | 1.2058 | 3.8448 | 4.7682 | 5.4077 | 6.0472 | 6.9706 | 3.301 | 4.214 | 4.8463 | 5.4786 | 6.3915
Residential | 50 | 2014-09-15 | Per Premise | 21 | Residential¦50¦41897¦Per Premise¦21 | 3.4384 | 1.1301 | 2.8191 | 78.6995 | 1.8572 | 316 | 3.5885 | 1.139 | 3.079 | 79.134 | 2.062 | 317 | 15 | 18 | 1.1209 | 3.16 | 11772 | -0.25989 | 0.080995 | 0.10447 | 0.11581 | 0.11711 | 0.15597 | 0.1647 | -0.45978 | -0.34168 | -0.25989 | -0.1781 | -0.060006 | -0.13008 | -0.0053737 | 0.080995 | 0.16736 | 0.29207
Residential | 50 | 2014-09-15 | Per Premise | 2 | Residential¦50¦41897¦Per Premise¦2 | 3.4384 | 1.1301 | 1.0386 | 73.6109 | 1.0051 | 316 | 3.5885 | 1.139 | 1.0069 | 73.4507 | 0.93663 | 317 | 15 | 18 | 1.1209 | 1.1642 | 11772 | 0.031699 | 0.15728 | 0.056539 | 0.052606 | 0.063375 | 0.077227 | 0.082364 | -0.067271 | -0.0087987 | 0.031699 | 0.072197 | 0.13067 | 0.05173 | 0.11409 | 0.15728 | 0.20048 | 0.26284
Residential | 50 | Average Event Day | Aggregate | 11 | Residential¦50¦Average Event Day¦Aggregate¦11 | 3.5136 | 1.1345 | 16.549 | 92.9092 | 16.0409 | 633 | 3.5104 | 1.1345 | 16.1592 | 92.9355 | 15.982 | 633 | 15 | 18 | 0.98173 | 16.2466 | 11772 | 0.38975 | 0.087351 | 0.63757 | 0.63523 | 0.62592 | 0.9 | 0.89179 | -0.76365 | -0.082216 | 0.38975 | 0.86171 | 1.5431 | -1.0555 | -0.3803 | 0.087351 | 0.55501 | 1.2302
Residential | 50 | 2014-08-27 | Per Premise | 7 | Residential¦50¦41878¦Per Premise¦7 | 3.5885 | 1.139 | 0.72362 | 73.6428 | 0.54466 | 317 | 3.4321 | 1.1301 | 0.76318 | 73.8768 | 0.55665 | 316 | 15 | 18 | 0.82594 | 0.59767 | 11772 | -0.039565 | -0.16552 | 0.030591 | 0.031314 | 0.025267 | 0.043777 | 0.040236 | -0.095667 | -0.062521 | -0.039565 | -0.016609 | 0.016537 | -0.21708 | -0.18662 | -0.16552 | -0.14442 | -0.11395
Residential | 50 | 2014-09-15 | Per Premise | 23 | Residential¦50¦41897¦Per Premise¦23 | 3.4384 | 1.1301 | 1.9267 | 76.6981 | 1.4964 | 316 | 3.5885 | 1.139 | 2.1143 | 76.9881 | 1.7776 | 317 | 15 | 18 | 1.1209 | 2.1597 | 11772 | -0.18759 | 0.045385 | 0.084179 | 0.099839 | 0.094358 | 0.13059 | 0.13737 | -0.35495 | -0.25607 | -0.18759 | -0.11911 | -0.020232 | -0.13067 | -0.026654 | 0.045385 | 0.11742 | 0.22143
Residential | 50 | 2014-09-15 | Aggregate | 7 | Residential¦50¦41897¦Aggregate¦7 | 3.4384 | 1.1301 | 11.2687 | 75.2478 | 9.7093 | 316 | 3.5885 | 1.139 | 11.6401 | 75.3159 | 10.4836 | 317 | 15 | 18 | 1.1209 | 12.6313 | 11772 | -0.37133 | 0.99127 | 0.54619 | 0.58882 | 0.61223 | 0.80314 | 0.84943 | -1.4006 | -0.79249 | -0.37133 | 0.049838 | 0.65794 | -0.097327 | 0.54582 | 0.99127 | 1.4367 | 2.0799
Residential | 50 | 2014-07-29 | Per Premise | 23 | Residential¦50¦41849¦Per Premise¦23 | 3.433 | 1.1285 | 1.4408 | 70.3308 | 1.1629 | 320 | 3.5802 | 1.1399 | 1.5529 | 70.4866 | 1.2888 | 322 | 16 | 19 | 1.2228 | 1.7618 | 11772 | -0.11217 | 0.20885 | 0.065007 | 0.071824 | 0.079491 | 0.096874 | 0.10713 | -0.23632 | -0.16297 | -0.11217 | -0.061366 | 0.011982 | 0.071558 | 0.15267 | 0.20885 | 0.26504 | 0.34615
Residential | 50 | Average Event Day | Aggregate | 6 | Residential¦50¦Average Event Day¦Aggregate¦6 | 3.5136 | 1.1345 | 9.0837 | 70.0417 | 7.4434 | 633 | 3.5104 | 1.1345 | 9.294 | 69.9425 | 7.8034 | 633 | 15 | 18 | 0.98173 | 8.9177 | 11772 | -0.21032 | -0.3763 | 0.29585 | 0.31016 | 0.29044 | 0.42863 | 0.42492 | -0.75963 | -0.43509 | -0.21032 | 0.014458 | 0.339 | -0.92085 | -0.59912 | -0.3763 | -0.15347 | 0.16825
Residential | 50 | 2014-09-15 | Per Premise | 3 | Residential¦50¦41897¦Per Premise¦3 | 3.4384 | 1.1301 | 0.8918 | 72.6722 | 0.87267 | 316 | 3.5885 | 1.139 | 0.87288 | 72.6632 | 0.77445 | 317 | 15 | 18 | 1.1209 | 0.99963 | 11772 | 0.018921 | 0.12676 | 0.049092 | 0.043498 | 0.055028 | 0.06559 | 0.070143 | -0.065136 | -0.015474 | 0.018921 | 0.053316 | 0.10298 | 0.036863 | 0.089972 | 0.12676 | 0.16354 | 0.21665
Residential | 50 | 2014-09-17 | Per Premise | 6 | Residential¦50¦41899¦Per Premise¦6 | 3.4367 | 1.1305 | 1.0486 | 77.249 | 0.90052 | 315 | 3.5888 | 1.1394 | 1.0719 | 76.7398 | 0.88694 | 316 | 15 | 18 | 1.0604 | 1.112 | 11772 | -0.0233 | 0.040039 | 0.050738 | 0.049894 | 0.053803 | 0.071161 | 0.073377 | -0.1145 | -0.060616 | -0.0233 | 0.014017 | 0.067896 | -0.053998 | 0.00156 | 0.040039 | 0.078518 | 0.13408
Residential | 50 | 2014-09-15 | Aggregate | 2 | Residential¦50¦41897¦Aggregate¦2 | 3.4384 | 1.1301 | 12.2263 | 73.6109 | 11.8315 | 316 | 3.5885 | 1.139 | 11.8531 | 73.4507 | 11.026 | 317 | 15 | 18 | 1.1209 | 13.7047 | 11772 | 0.37316 | 1.8515 | 0.66557 | 0.61928 | 0.74605 | 0.90912 | 0.96959 | -0.79192 | -0.10358 | 0.37316 | 0.84991 | 1.5382 | 0.60897 | 1.3431 | 1.8515 | 2.36 | 3.0941
Residential | 50 | 2014-08-27 | Aggregate | 1 | Residential¦50¦41878¦Aggregate¦1 | 3.5885 | 1.139 | 8.7599 | 66.7721 | 8.5161 | 317 | 3.4321 | 1.1301 | 9.217 | 66.787 | 8.4323 | 316 | 15 | 18 | 0.82594 | 7.2352 | 11772 | -0.45716 | -1.9819 | 0.47831 | 0.47435 | 0.39506 | 0.67364 | 0.61732 | -1.3205 | -0.81041 | -0.45716 | -0.1039 | 0.40615 | -2.773 | -2.3056 | -1.9819 | -1.6582 | -1.1908
Residential | 50 | 2014-09-15 | Per Premise | 100 | Residential¦50¦41897¦Per Premise¦100 | 3.4384 | 1.1301 | 3.007 | 88.3854 | 2.2813 | 1264 | 3.5885 | 1.139 | 2.5219 | 89.3016 | 1.9393 | 1268 | 15 | 18 | 1.1209 | 3.3706 | 11772 | 0.48506 | 0.84866 | 0.064167 | 0.054461 | 0.071925 | 0.084162 | 0.090218 | 0.3772 | 0.44093 | 0.48506 | 0.5292 | 0.59292 | 0.73304 | 0.80135 | 0.84866 | 0.89597 | 0.96428
Residential | 50 | 2014-09-16 | Per Premise | 10 | Residential¦50¦41898¦Per Premise¦10 | 3.5869 | 1.139 | 1.4883 | 96.7732 | 1.5168 | 317 | 3.4333 | 1.1277 | 1.4807 | 95.852 | 1.4421 | 314 | 16 | 19 | 0.96516 | 1.4365 | 11772 | 0.0076656 | -0.044193 | 0.085194 | 0.081385 | 0.082225 | 0.11782 | 0.11569 | -0.14333 | -0.054119 | 0.0076656 | 0.06945 | 0.15866 | -0.19246 | -0.10486 | -0.044193 | 0.016476 | 0.10407
Residential | 50 | Average Event Day | Per Premise | 13 | Residential¦50¦Average Event Day¦Per Premise¦13 | 3.5136 | 1.1345 | 1.9569 | 91.6433 | 1.7116 | 633 | 3.5104 | 1.1345 | 1.9772 | 91.6865 | 1.8032 | 633 | 15 | 18 | 0.98173 | 1.9211 | 11772 | -0.020325 | -0.056083 | 0.068029 | 0.071671 | 0.066786 | 0.098816 | 0.097965 | -0.14696 | -0.072144 | -0.020325 | 0.031494 | 0.10631 | -0.18163 | -0.10746 | -0.056083 | -0.0047099 | 0.069464
Residential | 50 | 2014-09-16 | Aggregate | 24 | Residential¦50¦41898¦Aggregate¦24 | 3.5869 | 1.139 | 22.7132 | 80.7988 | 19.1995 | 317 | 3.4333 | 1.1277 | 22.8782 | 80.8981 | 19.0063 | 314 | 16 | 19 | 0.96516 | 21.9218 | 11772 | -0.16504 | -0.95644 | 1.0784 | 1.0726 | 1.0408 | 1.521 | 1.4945 | -2.1142 | -0.96263 | -0.16504 | 0.63254 | 1.7841 | -2.8718 | -1.7402 | -0.95644 | -0.1727 | 0.9589
Residential | 50 | 2014-08-27 | Aggregate | 5 | Residential¦50¦41878¦Aggregate¦5 | 3.5885 | 1.139 | 6.7832 | 65.4822 | 5.4833 | 317 | 3.4321 | 1.1301 | 7.0286 | 65.69 | 6.7113 | 316 | 15 | 18 | 0.82594 | 5.6026 | 11772 | -0.24534 | -1.426 | 0.30797 | 0.37754 | 0.25437 | 0.48722 | 0.45523 | -0.86974 | -0.50084 | -0.24534 | 0.010157 | 0.37905 | -2.0094 | -1.6647 | -1.426 | -1.1873 | -0.84261
Residential | 50 | 2014-08-27 | Aggregate | 6 | Residential¦50¦41878¦Aggregate¦6 | 3.5885 | 1.139 | 7.2306 | 65.4939 | 5.6412 | 317 | 3.4321 | 1.1301 | 7.4518 | 65.5734 | 6.5332 | 316 | 15 | 18 | 0.82594 | 5.9721 | 11772 | -0.2212 | -1.4797 | 0.31684 | 0.36752 | 0.26169 | 0.48524 | 0.45117 | -0.84307 | -0.47566 | -0.2212 | 0.033258 | 0.40066 | -2.0579 | -1.7163 | -1.4797 | -1.2432 | -0.90155
Residential | 50 | 2014-09-16 | Per Premise | 20 | Residential¦50¦41898¦Per Premise¦20 | 3.5869 | 1.139 | 3.2326 | 85.219 | 2.2459 | 317 | 3.4333 | 1.1277 | 3.6389 | 85.107 | 2.3474 | 314 | 16 | 19 | 0.96516 | 3.1199 | 11772 | -0.40629 | -0.51892 | 0.12614 | 0.13247 | 0.12175 | 0.18292 | 0.17992 | -0.64072 | -0.50222 | -0.40629 | -0.31037 | -0.17187 | -0.7495 | -0.61328 | -0.51892 | -0.42457 | -0.28835
Residential | 50 | 2014-09-16 | Per Premise | 15 | Residential¦50¦41898¦Per Premise¦15 | 3.5869 | 1.139 | 2.8335 | 96.2051 | 2.2791 | 317 | 3.4333 | 1.1277 | 2.7348 | 95.0659 | 2.18 | 314 | 16 | 19 | 0.96516 | 2.7348 | 11772 | 0.098729 | 7.85e-08 | 0.12801 | 0.12303 | 0.12355 | 0.17754 | 0.17435 | -0.1288 | 0.005626 | 0.098729 | 0.19183 | 0.32626 | -0.22344 | -0.091431 | 7.85e-08 | 0.091431 | 0.22344
Residential | 50 | 2014-07-29 | Per Premise | 12 | Residential¦50¦41849¦Per Premise¦12 | 3.433 | 1.1285 | 1.2315 | 87.8341 | 1.2121 | 320 | 3.5802 | 1.1399 | 1.4779 | 88.2912 | 1.4679 | 322 | 16 | 19 | 1.2228 | 1.506 | 11772 | -0.24633 | 0.028069 | 0.067758 | 0.081802 | 0.082855 | 0.10622 | 0.11643 | -0.38246 | -0.30204 | -0.24633 | -0.19063 | -0.11021 | -0.12115 | -0.032988 | 0.028069 | 0.089126 | 0.17728
Residential | 50 | 2014-08-27 | Aggregate | 9 | Residential¦50¦41878¦Aggregate¦9 | 3.5885 | 1.139 | 9.6198 | 85.3339 | 8.4932 | 317 | 3.4321 | 1.1301 | 9.4285 | 85.1441 | 8.5183 | 316 | 15 | 18 | 0.82594 | 7.9454 | 11772 | 0.19135 | -1.4831 | 0.47702 | 0.47919 | 0.39399 | 0.67615 | 0.62037 | -0.67517 | -0.16322 | 0.19135 | 0.54592 | 1.0579 | -2.2781 | -1.8084 | -1.4831 | -1.1577 | -0.68802
Residential | 50 | 2014-07-29 | Per Premise | 4 | Residential¦50¦41849¦Per Premise¦4 | 3.433 | 1.1285 | 0.67869 | 68.9273 | 0.63998 | 320 | 3.5802 | 1.1399 | 0.66363 | 68.7971 | 0.57745 | 322 | 16 | 19 | 1.2228 | 0.82991 | 11772 | 0.01506 | 0.16628 | 0.035776 | 0.03218 | 0.043747 | 0.048119 | 0.054308 | -0.046607 | -0.010174 | 0.01506 | 0.040294 | 0.076728 | 0.096682 | 0.1378 | 0.16628 | 0.19476 | 0.23588
Residential | 50 | 2014-09-17 | Aggregate | 100 | Residential¦50¦41899¦Aggregate¦100 | 3.4367 | 1.1305 | 34.0181 | 82.8517 | 25.0082 | 1260 | 3.5888 | 1.1394 | 28.714 | 83.51 | 22.03 | 1264 | 15 | 18 | 1.0604 | 36.0729 | 11772 | 5.3041 | 7.3588 | 0.70452 | 0.61964 | 0.74708 | 0.93825 | 0.97061 | 4.1017 | 4.8121 | 5.3041 | 5.7961 | 6.5065 | 6.1149 | 6.8498 | 7.3588 | 7.8678 | 8.6027
Residential | 50 | 2014-09-17 | Aggregate | 21 | Residential¦50¦41899¦Aggregate¦21 | 3.4367 | 1.1305 | 28.5002 | 73.2511 | 20.359 | 315 | 3.5888 | 1.1394 | 32.0009 | 73.4277 | 23.0245 | 316 | 15 | 18 | 1.0604 | 30.2217 | 11772 | -3.5007 | -1.7792 | 1.1471 | 1.2952 | 1.2164 | 1.7302 | 1.7769 | -5.718 | -4.408 | -3.5007 | -2.5934 | -1.2834 | -4.0563 | -2.711 | -1.7792 | -0.84743 | 0.49792
Residential | 50 | Average Event Day | Aggregate | 9 | Residential¦50¦Average Event Day¦Aggregate¦9 | 3.5136 | 1.1345 | 12.1392 | 87.1898 | 10.6807 | 633 | 3.5104 | 1.1345 | 12.6655 | 87.349 | 11.6867 | 633 | 15 | 18 | 0.98173 | 11.9174 | 11772 | -0.52636 | -0.74818 | 0.42452 | 0.46451 | 0.41676 | 0.62927 | 0.62407 | -1.3328 | -0.85635 | -0.52636 | -0.19637 | 0.28008 | -1.548 | -1.0754 | -0.74818 | -0.42092 | 0.051593
Residential | 50 | 2014-08-27 | Aggregate | 16 | Residential¦50¦41878¦Aggregate¦16 | 3.5885 | 1.139 | 24.4738 | 87.4588 | 22.9601 | 317 | 3.4321 | 1.1301 | 18.7979 | 87.1013 | 15.7744 | 316 | 15 | 18 | 0.82594 | 20.214 | 11772 | 5.6759 | 1.416 | 1.2896 | 0.88738 | 1.0651 | 1.5654 | 1.3863 | 3.6698 | 4.855 | 5.6759 | 6.4968 | 7.682 | -0.36062 | 0.68904 | 1.416 | 2.143 | 3.1927
Residential | 50 | Average Event Day | Per Premise | 22 | Residential¦50¦Average Event Day¦Per Premise¦22 | 3.5136 | 1.1345 | 1.9701 | 75.9352 | 1.4333 | 633 | 3.5104 | 1.1345 | 2.1845 | 75.9892 | 1.5793 | 633 | 15 | 18 | 0.98173 | 1.9341 | 11772 | -0.21443 | -0.25043 | 0.056967 | 0.062772 | 0.055926 | 0.084768 | 0.084072 | -0.32306 | -0.25888 | -0.21443 | -0.16998 | -0.10579 | -0.35817 | -0.29452 | -0.25043 | -0.20634 | -0.14269
Residential | 50 | Average Event Day | Per Premise | 4 | Residential¦50¦Average Event Day¦Per Premise¦4 | 3.5136 | 1.1345 | 0.76468 | 70.298 | 0.65364 | 633 | 3.5104 | 1.1345 | 0.80946 | 70.1652 | 0.732 | 633 | 15 | 18 | 0.98173 | 0.7507 | 11772 | -0.044789 | -0.058762 | 0.02598 | 0.029094 | 0.025505 | 0.039005 | 0.038691 | -0.094776 | -0.065243 | -0.044789 | -0.024334 | 0.0051984 | -0.10835 | -0.079051 | -0.058762 | -0.038472 | -0.0091774
Residential | 50 | 2014-07-29 | Aggregate | 5 | Residential¦50¦41849¦Aggregate¦5 | 3.433 | 1.1285 | 7.6443 | 68.0657 | 7.4509 | 320 | 3.5802 | 1.1399 | 7.3207 | 67.982 | 5.7695 | 322 | 16 | 19 | 1.2228 | 9.3475 | 11772 | 0.32357 | 2.0268 | 0.41652 | 0.32152 | 0.50932 | 0.52618 | 0.60232 | -0.35076 | 0.047641 | 0.32357 | 0.5995 | 0.99789 | 1.2549 | 1.7109 | 2.0268 | 2.3427 | 2.7987
Residential | 50 | 2014-08-27 | Aggregate | 7 | Residential¦50¦41878¦Aggregate¦7 | 3.5885 | 1.139 | 8.5184 | 73.6428 | 6.4118 | 317 | 3.4321 | 1.1301 | 8.9842 | 73.8768 | 6.5529 | 316 | 15 | 18 | 0.82594 | 7.0357 | 11772 | -0.46576 | -1.9485 | 0.36012 | 0.36863 | 0.29744 | 0.51534 | 0.47366 | -1.1262 | -0.736 | -0.46576 | -0.19552 | 0.19467 | -2.5555 | -2.1968 | -1.9485 | -1.7001 | -1.3414
Residential | 50 | 2014-07-29 | Aggregate | 100 | Residential¦50¦41849¦Aggregate¦100 | 3.433 | 1.1285 | 24.7548 | 79.9497 | 21.9365 | 1280 | 3.5802 | 1.1399 | 23.9717 | 80.4621 | 20.3292 | 1288 | 16 | 19 | 1.2228 | 30.2705 | 11772 | 0.78314 | 6.2988 | 0.61314 | 0.56645 | 0.74976 | 0.83475 | 0.93968 | -0.28664 | 0.34539 | 0.78314 | 1.2209 | 1.8529 | 5.0945 | 5.806 | 6.2988 | 6.7916 | 7.503
Residential | 50 | 2014-07-29 | Aggregate | 21 | Residential¦50¦41849¦Aggregate¦21 | 3.433 | 1.1285 | 22.1268 | 71.4327 | 17.2747 | 320 | 3.5802 | 1.1399 | 25.3369 | 71.8211 | 20.9392 | 322 | 16 | 19 | 1.2228 | 27.0569 | 11772 | -3.2101 | 1.72 | 0.96569 | 1.1669 | 1.1809 | 1.5147 | 1.6601 | -5.1512 | -4.0044 | -3.2101 | -2.4158 | -1.269 | -0.40756 | 0.84941 | 1.72 | 2.5906 | 3.8475
Residential | 50 | Average Event Day | Per Premise | 17 | Residential¦50¦Average Event Day¦Per Premise¦17 | 3.5136 | 1.1345 | 2.5764 | 85.4206 | 2.0697 | 633 | 3.5104 | 1.1345 | 2.112 | 85.6311 | 1.6563 | 633 | 15 | 18 | 0.98173 | 2.5293 | 11772 | 0.46435 | 0.41727 | 0.082262 | 0.065833 | 0.080759 | 0.10536 | 0.10419 | 0.32932 | 0.4091 | 0.46435 | 0.5196 | 0.59938 | 0.28375 | 0.36263 | 0.41727 | 0.47191 | 0.5508
Residential | 50 | 2014-09-15 | Aggregate | 15 | Residential¦50¦41897¦Aggregate¦15 | 3.4384 | 1.1301 | 33.9416 | 92.4254 | 26.2669 | 316 | 3.5885 | 1.139 | 29.2897 | 93.3045 | 23.3678 | 317 | 15 | 18 | 1.1209 | 38.0457 | 11772 | 4.6519 | 8.756 | 1.4776 | 1.3125 | 1.6563 | 1.9763 | 2.1133 | 2.1191 | 3.6155 | 4.6519 | 5.6883 | 7.1847 | 6.0478 | 7.6478 | 8.756 | 9.8642 | 11.4643
Residential | 50 | 2014-09-16 | Aggregate | 21 | Residential¦50¦41898¦Aggregate¦21 | 3.5869 | 1.139 | 37.355 | 82.0359 | 24.9414 | 317 | 3.4333 | 1.1277 | 40.5983 | 81.6614 | 25.9669 | 314 | 16 | 19 | 0.96516 | 36.0534 | 11772 | -3.2433 | -4.5448 | 1.4008 | 1.4654 | 1.352 | 2.0273 | 1.9938 | -5.8413 | -4.3064 | -3.2433 | -2.1802 | -0.64524 | -7.1 | -5.5904 | -4.5448 | -3.4993 | -1.9896
Residential | 50 | 2014-09-17 | Aggregate | 5 | Residential¦50¦41899¦Aggregate¦5 | 3.4367 | 1.1305 | 12.8061 | 79.0555 | 11.8776 | 315 | 3.5888 | 1.1394 | 12.4462 | 78.5633 | 10.9169 | 316 | 15 | 18 | 1.0604 | 13.5796 | 11772 | 0.35987 | 1.1334 | 0.66923 | 0.61412 | 0.70965 | 0.9083 | 0.93848 | -0.80416 | -0.11644 | 0.35987 | 0.83619 | 1.5239 | -0.06933 | 0.64124 | 1.1334 | 1.6255 | 2.3361
Residential | 50 | 2014-09-17 | Aggregate | 8 | Residential¦50¦41899¦Aggregate¦8 | 3.4367 | 1.1305 | 15.4428 | 87.9543 | 15.0009 | 315 | 3.5888 | 1.1394 | 14.8991 | 87.7474 | 13.2116 | 316 | 15 | 18 | 1.0604 | 16.3755 | 11772 | 0.54368 | 1.4765 | 0.8452 | 0.74321 | 0.89626 | 1.1255 | 1.1643 | -0.89869 | -0.046525 | 0.54368 | 1.1339 | 1.9861 | -0.015681 | 0.86588 | 1.4765 | 2.087 | 2.9686
Residential | 50 | 2014-07-29 | Aggregate | 13 | Residential¦50¦41849¦Aggregate¦13 | 3.433 | 1.1285 | 16.8916 | 90.4659 | 16.9336 | 320 | 3.5802 | 1.1399 | 21.1409 | 90.8863 | 21.1014 | 322 | 16 | 19 | 1.2228 | 20.6552 | 11772 | -4.2493 | -0.48565 | 0.94662 | 1.1759 | 1.1575 | 1.5096 | 1.6501 | -6.1839 | -5.0409 | -4.2493 | -3.4577 | -2.3147 | -2.6003 | -1.3509 | -0.48565 | 0.37964 | 1.629
Residential | 50 | 2014-09-15 | Per Premise | 10 | Residential¦50¦41897¦Per Premise¦10 | 3.4384 | 1.1301 | 1.3019 | 91.5187 | 1.2932 | 316 | 3.5885 | 1.139 | 1.3357 | 92.3869 | 1.3732 | 317 | 15 | 18 | 1.1209 | 1.4593 | 11772 | -0.033813 | 0.12361 | 0.072747 | 0.077125 | 0.081543 | 0.10602 | 0.11224 | -0.16968 | -0.089411 | -0.033813 | 0.021784 | 0.10206 | -0.020229 | 0.064753 | 0.12361 | 0.18247 | 0.26745
Residential | 50 | 2014-09-15 | Aggregate | 12 | Residential¦50¦41897¦Aggregate¦12 | 3.4384 | 1.1301 | 22.4497 | 94.848 | 20.9283 | 316 | 3.5885 | 1.139 | 25.0579 | 95.5637 | 23.7617 | 317 | 15 | 18 | 1.1209 | 25.1643 | 11772 | -2.6082 | 0.10642 | 1.1773 | 1.3346 | 1.3197 | 1.7797 | 1.8769 | -4.8889 | -3.5414 | -2.6082 | -1.6749 | -0.32743 | -2.2989 | -0.87781 | 0.10642 | 1.0907 | 2.5117
Residential | 50 | 2014-09-15 | Per Premise | 18 | Residential¦50¦41897¦Per Premise¦18 | 3.4384 | 1.1301 | 3.0556 | 83.1331 | 2.2635 | 316 | 3.5885 | 1.139 | 2.5771 | 83.9551 | 1.8961 | 317 | 15 | 18 | 1.1209 | 3.4251 | 11772 | 0.4785 | 0.84798 | 0.12733 | 0.1065 | 0.14273 | 0.166 | 0.17808 | 0.26576 | 0.39145 | 0.4785 | 0.56555 | 0.69123 | 0.61976 | 0.75459 | 0.84798 | 0.94136 | 1.0762
Residential | 50 | 2014-09-17 | Aggregate | 19 | Residential¦50¦41899¦Aggregate¦19 | 3.4367 | 1.1305 | 33.6817 | 75.9748 | 24.6839 | 315 | 3.5888 | 1.1394 | 36.9285 | 76.5439 | 27.2662 | 316 | 15 | 18 | 1.0604 | 35.7161 | 11772 | -3.2468 | -1.2124 | 1.3908 | 1.5338 | 1.4748 | 2.0705 | 2.1278 | -5.9002 | -4.3326 | -3.2468 | -2.161 | -0.59336 | -3.9393 | -2.3282 | -1.2124 | -0.096539 | 1.5146
Residential | 50 | Average Event Day | Per Premise | 9 | Residential¦50¦Average Event Day¦Per Premise¦9 | 3.5136 | 1.1345 | 1.0312 | 87.1898 | 0.9073 | 633 | 3.5104 | 1.1345 | 1.0759 | 87.349 | 0.99276 | 633 | 15 | 18 | 0.98173 | 1.0123 | 11772 | -0.044713 | -0.063556 | 0.036062 | 0.039459 | 0.035403 | 0.053455 | 0.053013 | -0.11322 | -0.072745 | -0.044713 | -0.016681 | 0.023792 | -0.13149 | -0.091356 | -0.063556 | -0.035756 | 0.0043827
Residential | 50 | 2014-08-27 | Per Premise | 20 | Residential¦50¦41878¦Per Premise¦20 | 3.5885 | 1.139 | 2.0137 | 78.801 | 1.7927 | 317 | 3.4321 | 1.1301 | 2.1543 | 78.5532 | 1.6869 | 316 | 15 | 18 | 0.82594 | 1.6632 | 11772 | -0.14053 | -0.49103 | 0.10069 | 0.094896 | 0.083161 | 0.13836 | 0.12618 | -0.31784 | -0.21309 | -0.14053 | -0.067975 | 0.036783 | -0.65274 | -0.5572 | -0.49103 | -0.42487 | -0.32933
Residential | 50 | 2014-07-29 | Per Premise | 22 | Residential¦50¦41849¦Per Premise¦22 | 3.433 | 1.1285 | 1.7255 | 71.1107 | 1.3133 | 320 | 3.5802 | 1.1399 | 1.8971 | 71.2587 | 1.5689 | 322 | 16 | 19 | 1.2228 | 2.11 | 11772 | -0.17154 | 0.21293 | 0.073417 | 0.087431 | 0.089776 | 0.11417 | 0.12531 | -0.31785 | -0.23141 | -0.17154 | -0.11167 | -0.025227 | 0.052331 | 0.14721 | 0.21293 | 0.27864 | 0.37353
Residential | 50 | Average Event Day | Aggregate | 19 | Residential¦50¦Average Event Day¦Aggregate¦19 | 3.5136 | 1.1345 | 30.5972 | 78.6126 | 23.2539 | 633 | 3.5104 | 1.1345 | 33.9457 | 78.7467 | 24.762 | 633 | 15 | 18 | 0.98173 | 30.0382 | 11772 | -3.3484 | -3.9075 | 0.92426 | 0.9842 | 0.90737 | 1.3502 | 1.3386 | -5.0787 | -4.0564 | -3.3484 | -2.6404 | -1.6181 | -5.6231 | -4.6095 | -3.9075 | -3.2055 | -2.192
Residential | 50 | 2014-08-27 | Per Premise | 8 | Residential¦50¦41878¦Per Premise¦8 | 3.5885 | 1.139 | 0.75623 | 77.6357 | 0.62085 | 317 | 3.4321 | 1.1301 | 0.77555 | 77.7906 | 0.63236 | 316 | 15 | 18 | 0.82594 | 0.6246 | 11772 | -0.019317 | -0.15094 | 0.034871 | 0.035573 | 0.028801 | 0.049814 | 0.045771 | -0.083156 | -0.045439 | -0.019317 | 0.0068057 | 0.044522 | -0.2096 | -0.17495 | -0.15094 | -0.12694 | -0.092287
Residential | 50 | 2014-09-17 | Aggregate | 16 | Residential¦50¦41899¦Aggregate¦16 | 3.4367 | 1.1305 | 35.1158 | 84.6626 | 25.444 | 315 | 3.5888 | 1.1394 | 28.5298 | 85.3406 | 22.28 | 316 | 15 | 18 | 1.0604 | 37.2368 | 11772 | 6.586 | 8.7071 | 1.4336 | 1.2533 | 1.5202 | 1.9042 | 1.9703 | 4.1456 | 5.5874 | 6.586 | 7.5846 | 9.0264 | 6.1821 | 7.6739 | 8.7071 | 9.7403 | 11.232
Residential | 50 | 2014-07-29 | Per Premise | 6 | Residential¦50¦41849¦Per Premise¦6 | 3.433 | 1.1285 | 0.67955 | 70.9821 | 0.60851 | 320 | 3.5802 | 1.1399 | 0.64533 | 70.7777 | 0.47117 | 322 | 16 | 19 | 1.2228 | 0.83096 | 11772 | 0.034219 | 0.18563 | 0.034017 | 0.026257 | 0.041596 | 0.042972 | 0.04919 | -0.020852 | 0.011684 | 0.034219 | 0.056753 | 0.08929 | 0.12259 | 0.15983 | 0.18563 | 0.21143 | 0.24867
Residential | 50 | Average Event Day | Per Premise | 12 | Residential¦50¦Average Event Day¦Per Premise¦12 | 3.5136 | 1.1345 | 1.6692 | 93.2438 | 1.5519 | 633 | 3.5104 | 1.1345 | 1.6761 | 93.2986 | 1.5759 | 633 | 15 | 18 | 0.98173 | 1.6387 | 11772 | -0.0069796 | -0.03748 | 0.061683 | 0.062638 | 0.060556 | 0.087911 | 0.087123 | -0.11964 | -0.05308 | -0.0069796 | 0.039121 | 0.10568 | -0.14913 | -0.083167 | -0.03748 | 0.0082078 | 0.074173
Residential | 50 | 2014-07-29 | Aggregate | 6 | Residential¦50¦41849¦Aggregate¦6 | 3.433 | 1.1285 | 7.9997 | 70.9821 | 7.1634 | 320 | 3.5802 | 1.1399 | 7.5968 | 70.7777 | 5.5467 | 322 | 16 | 19 | 1.2228 | 9.7821 | 11772 | 0.40282 | 2.1852 | 0.40045 | 0.3091 | 0.48967 | 0.50587 | 0.57907 | -0.24547 | 0.13754 | 0.40282 | 0.6681 | 1.0511 | 1.4431 | 1.8816 | 2.1852 | 2.4889 | 2.9273
Residential | 50 | 2014-09-16 | Aggregate | 16 | Residential¦50¦41898¦Aggregate¦16 | 3.5869 | 1.139 | 36.5437 | 92.6388 | 28.5085 | 317 | 3.4333 | 1.1277 | 27.7386 | 92.1756 | 21.0734 | 314 | 16 | 19 | 0.96516 | 35.2704 | 11772 | 8.8051 | 7.5318 | 1.6012 | 1.1892 | 1.5454 | 1.9945 | 1.95 | 6.249 | 7.7591 | 8.8051 | 9.851 | 11.3612 | 5.0327 | 6.5092 | 7.5318 | 8.5544 | 10.0308
Residential | 50 | 2014-09-15 | Aggregate | 13 | Residential¦50¦41897¦Aggregate¦13 | 3.4384 | 1.1301 | 26.2395 | 93.5894 | 23.1399 | 316 | 3.5885 | 1.139 | 30.0877 | 94.5888 | 26.0143 | 317 | 15 | 18 | 1.1209 | 29.4123 | 11772 | -3.8483 | -0.67545 | 1.3017 | 1.4611 | 1.4591 | 1.9569 | 2.0649 | -6.3561 | -4.8745 | -3.8483 | -2.8221 | -1.3405 | -3.3217 | -1.7583 | -0.67545 | 0.4074 | 1.9708
Residential | 50 | 2014-09-16 | Aggregate | 23 | Residential¦50¦41898¦Aggregate¦23 | 3.5869 | 1.139 | 27.9451 | 80.1134 | 21.3903 | 317 | 3.4333 | 1.1277 | 28.2431 | 79.9964 | 21.9414 | 314 | 16 | 19 | 0.96516 | 26.9714 | 11772 | -0.29804 | -1.2717 | 1.2014 | 1.2382 | 1.1595 | 1.7253 | 1.6964 | -2.5091 | -1.2028 | -0.29804 | 0.60669 | 1.913 | -3.4457 | -2.1613 | -1.2717 | -0.38214 | 0.90228
Residential | 50 | 2014-07-29 | Per Premise | 100 | Residential¦50¦41849¦Per Premise¦100 | 3.433 | 1.1285 | 2.1029 | 79.9497 | 1.8634 | 1280 | 3.5802 | 1.1399 | 2.0363 | 80.4621 | 1.7269 | 1288 | 16 | 19 | 1.2228 | 2.5714 | 11772 | 0.066525 | 0.53507 | 0.052085 | 0.048119 | 0.06369 | 0.07091 | 0.079824 | -0.024349 | 0.02934 | 0.066525 | 0.10371 | 0.1574 | 0.43277 | 0.49321 | 0.53507 | 0.57693 | 0.63736
Residential | 50 | 2014-09-15 | Per Premise | 12 | Residential¦50¦41897¦Per Premise¦12 | 3.4384 | 1.1301 | 1.907 | 94.848 | 1.7778 | 316 | 3.5885 | 1.139 | 2.1286 | 95.5637 | 2.0185 | 317 | 15 | 18 | 1.1209 | 2.1376 | 11772 | -0.22156 | 0.0090403 | 0.10001 | 0.11337 | 0.1121 | 0.15118 | 0.15944 | -0.4153 | -0.30083 | -0.22156 | -0.14228 | -0.027814 | -0.19528 | -0.074568 | 0.0090403 | 0.092648 | 0.21336
Residential | 50 | 2014-09-17 | Aggregate | 13 | Residential¦50¦41899¦Aggregate¦13 | 3.4367 | 1.1305 | 29.9459 | 90.3044 | 23.7566 | 315 | 3.5888 | 1.1394 | 30.5246 | 91.1607 | 26.4311 | 316 | 15 | 18 | 1.0604 | 31.7546 | 11772 | -0.57875 | 1.23 | 1.3385 | 1.4869 | 1.4194 | 2.0006 | 2.0556 | -3.1426 | -1.6279 | -0.57875 | 0.47037 | 1.9851 | -1.4043 | 0.15208 | 1.23 | 2.308 | 3.8644
Residential | 50 | Average Event Day | Aggregate | 24 | Residential¦50¦Average Event Day¦Aggregate¦24 | 3.5136 | 1.1345 | 15.0236 | 73.1073 | 12.6048 | 633 | 3.5104 | 1.1345 | 15.8943 | 73.2924 | 13.6628 | 633 | 15 | 18 | 0.98173 | 14.7491 | 11772 | -0.8707 | -1.1452 | 0.501 | 0.54305 | 0.49184 | 0.73885 | 0.73267 | -1.8176 | -1.2582 | -0.8707 | -0.48325 | 0.076168 | -2.0842 | -1.5294 | -1.1452 | -0.76101 | -0.20627
Residential | 50 | 2014-09-17 | Per Premise | 21 | Residential¦50¦41899¦Per Premise¦21 | 3.4367 | 1.1305 | 2.421 | 73.2511 | 1.7294 | 315 | 3.5888 | 1.1394 | 2.7184 | 73.4277 | 1.9559 | 316 | 15 | 18 | 1.0604 | 2.5673 | 11772 | -0.29737 | -0.15114 | 0.097443 | 0.11003 | 0.10333 | 0.14697 | 0.15094 | -0.48573 | -0.37444 | -0.29737 | -0.2203 | -0.10902 | -0.34458 | -0.23029 | -0.15114 | -0.071987 | 0.042297
Residential | 50 | 2014-09-17 | Aggregate | 6 | Residential¦50¦41899¦Aggregate¦6 | 3.4367 | 1.1305 | 12.3444 | 77.249 | 10.6009 | 315 | 3.5888 | 1.1394 | 12.6187 | 76.7398 | 10.4411 | 316 | 15 | 18 | 1.0604 | 13.09 | 11772 | -0.27428 | 0.47134 | 0.59729 | 0.58736 | 0.63337 | 0.8377 | 0.8638 | -1.3478 | -0.71357 | -0.27428 | 0.16501 | 0.79928 | -0.63566 | 0.018364 | 0.47134 | 0.92432 | 1.5783
Residential | 50 | 2014-09-16 | Per Premise | 5 | Residential¦50¦41898¦Per Premise¦5 | 3.5869 | 1.139 | 0.86258 | 72.5304 | 0.77684 | 317 | 3.4333 | 1.1277 | 0.76948 | 72.5452 | 0.77284 | 314 | 16 | 19 | 0.96516 | 0.83252 | 11772 | 0.093096 | 0.063042 | 0.043632 | 0.043614 | 0.042112 | 0.061692 | 0.060626 | 0.014035 | 0.060745 | 0.093096 | 0.12545 | 0.17216 | -0.014654 | 0.031249 | 0.063042 | 0.094834 | 0.14074
Residential | 50 | 2014-09-17 | Aggregate | 20 | Residential¦50¦41899¦Aggregate¦20 | 3.4367 | 1.1305 | 31.1808 | 74.5781 | 23.3569 | 315 | 3.5888 | 1.1394 | 34.2363 | 75.0387 | 25.4866 | 316 | 15 | 18 | 1.0604 | 33.0642 | 11772 | -3.0555 | -1.1721 | 1.316 | 1.4337 | 1.3955 | 1.9461 | 2.0008 | -5.5496 | -4.0761 | -3.0555 | -2.035 | -0.56143 | -3.7362 | -2.2213 | -1.1721 | -0.12295 | 1.3919
Residential | 50 | 2014-08-27 | Per Premise | 23 | Residential¦50¦41878¦Per Premise¦23 | 3.5885 | 1.139 | 1.4239 | 74.8052 | 1.2302 | 317 | 3.4321 | 1.1301 | 1.4083 | 74.9467 | 1.1833 | 316 | 15 | 18 | 0.82594 | 1.176 | 11772 | 0.015534 | -0.2323 | 0.069095 | 0.066566 | 0.057069 | 0.095944 | 0.087681 | -0.10742 | -0.034779 | 0.015534 | 0.065847 | 0.13849 | -0.34467 | -0.27828 | -0.2323 | -0.18632 | -0.11994
Residential | 50 | Average Event Day | Per Premise | 18 | Residential¦50¦Average Event Day¦Per Premise¦18 | 3.5136 | 1.1345 | 2.6101 | 81.4113 | 2.0518 | 633 | 3.5104 | 1.1345 | 2.1507 | 81.5677 | 1.6074 | 633 | 15 | 18 | 0.98173 | 2.5624 | 11772 | 0.45937 | 0.41168 | 0.08155 | 0.063888 | 0.08006 | 0.1036 | 0.10243 | 0.32661 | 0.40505 | 0.45937 | 0.5137 | 0.59214 | 0.28041 | 0.35797 | 0.41168 | 0.46539 | 0.54294
Residential | 50 | 2014-09-15 | Aggregate | 9 | Residential¦50¦41897¦Aggregate¦9 | 3.4384 | 1.1301 | 12.7855 | 86.7391 | 11.5886 | 316 | 3.5885 | 1.139 | 13.9157 | 87.5299 | 13.1118 | 317 | 15 | 18 | 1.1209 | 14.3315 | 11772 | -1.1302 | 0.41583 | 0.65191 | 0.73643 | 0.73074 | 0.98352 | 1.0374 | -2.3906 | -1.6459 | -1.1302 | -0.61441 | 0.13027 | -0.91371 | -0.12821 | 0.41583 | 0.95987 | 1.7454
Residential | 50 | 2014-09-15 | Per Premise | 4 | Residential¦50¦41897¦Per Premise¦4 | 3.4384 | 1.1301 | 0.81046 | 72.6486 | 0.73319 | 316 | 3.5885 | 1.139 | 0.86724 | 72.4667 | 0.86197 | 317 | 15 | 18 | 1.1209 | 0.90846 | 11772 | -0.056786 | 0.041213 | 0.041245 | 0.048413 | 0.046233 | 0.0636 | 0.066943 | -0.13829 | -0.090138 | -0.056786 | -0.023434 | 0.024721 | -0.044577 | 0.0061087 | 0.041213 | 0.076318 | 0.127
Residential | 50 | 2014-07-29 | Aggregate | 12 | Residential¦50¦41849¦Aggregate¦12 | 3.433 | 1.1285 | 14.4978 | 87.8341 | 14.2687 | 320 | 3.5802 | 1.1399 | 17.3976 | 88.2912 | 17.28 | 322 | 16 | 19 | 1.2228 | 17.7281 | 11772 | -2.8998 | 0.33043 | 0.79765 | 0.96298 | 0.97537 | 1.2504 | 1.3706 | -4.5023 | -3.5556 | -2.8998 | -2.2441 | -1.2974 | -1.4261 | -0.38834 | 0.33043 | 1.0492 | 2.087
Residential | 50 | 2014-09-16 | Aggregate | 1 | Residential¦50¦41898¦Aggregate¦1 | 3.5869 | 1.139 | 16.5503 | 74.136 | 15.7727 | 317 | 3.4333 | 1.1277 | 14.4059 | 74.0231 | 13.3482 | 314 | 16 | 19 | 0.96516 | 15.9737 | 11772 | 2.1444 | 1.5678 | 0.88589 | 0.75328 | 0.85502 | 1.1629 | 1.1395 | 0.65417 | 1.5346 | 2.1444 | 2.7542 | 3.6347 | 0.10742 | 0.9702 | 1.5678 | 2.1653 | 3.0281
Residential | 50 | 2014-09-15 | Aggregate | 1 | Residential¦50¦41897¦Aggregate¦1 | 3.4384 | 1.1301 | 14.0482 | 74.5053 | 13.5606 | 316 | 3.5885 | 1.139 | 14.4789 | 74.3909 | 14.6459 | 317 | 15 | 18 | 1.1209 | 15.7468 | 11772 | -0.43076 | 1.2679 | 0.76284 | 0.8226 | 0.85508 | 1.1219 | 1.1865 | -1.8685 | -1.0191 | -0.43076 | 0.15755 | 1.007 | -0.25267 | 0.64571 | 1.2679 | 1.8901 | 2.7885
Residential | 50 | 2014-09-17 | Aggregate | 3 | Residential¦50¦41899¦Aggregate¦3 | 3.4367 | 1.1305 | 14.5165 | 79.7211 | 13.0345 | 315 | 3.5888 | 1.1394 | 14.3685 | 79.3879 | 13.0931 | 316 | 15 | 18 | 1.0604 | 15.3933 | 11772 | 0.14795 | 1.0248 | 0.73441 | 0.73654 | 0.77877 | 1.0401 | 1.0719 | -1.185 | -0.39749 | 0.14795 | 0.69339 | 1.4809 | -0.34893 | 0.46266 | 1.0248 | 1.5869 | 2.3985
Residential | 50 | 2014-09-17 | Per Premise | 100 | Residential¦50¦41899¦Per Premise¦100 | 3.4367 | 1.1305 | 2.8897 | 82.8517 | 2.1244 | 1260 | 3.5888 | 1.1394 | 2.4392 | 83.51 | 1.8714 | 1264 | 15 | 18 | 1.0604 | 3.0643 | 11772 | 0.45057 | 0.62511 | 0.059847 | 0.052637 | 0.063462 | 0.079702 | 0.082451 | 0.34842 | 0.40877 | 0.45057 | 0.49236 | 0.55271 | 0.51945 | 0.58187 | 0.62511 | 0.66835 | 0.73078
Residential | 50 | 2014-09-15 | Aggregate | 21 | Residential¦50¦41897¦Aggregate¦21 | 3.4384 | 1.1301 | 33.187 | 78.6995 | 21.8625 | 316 | 3.5885 | 1.139 | 36.2464 | 79.134 | 24.2736 | 317 | 15 | 18 | 1.1209 | 37.1999 | 11772 | -3.0594 | 0.95348 | 1.2299 | 1.3633 | 1.3786 | 1.8361 | 1.9389 | -5.4125 | -4.0223 | -3.0594 | -2.0966 | -0.70639 | -1.5313 | -0.06326 | 0.95348 | 1.9702 | 3.4382
Residential | 50 | 2014-09-16 | Per Premise | 16 | Residential¦50¦41898¦Per Premise¦16 | 3.5869 | 1.139 | 3.1043 | 92.6388 | 2.4217 | 317 | 3.4333 | 1.1277 | 2.3563 | 92.1756 | 1.7901 | 314 | 16 | 19 | 0.96516 | 2.9961 | 11772 | 0.74797 | 0.6398 | 0.13602 | 0.10102 | 0.13128 | 0.16943 | 0.16565 | 0.53083 | 0.65912 | 0.74797 | 0.83682 | 0.9651 | 0.42752 | 0.55294 | 0.6398 | 0.72667 | 0.85209
Residential | 50 | 2014-08-27 | Aggregate | 14 | Residential¦50¦41878¦Aggregate¦14 | 3.5885 | 1.139 | 21.8867 | 89.511 | 21.4177 | 317 | 3.4321 | 1.1301 | 18.0772 | 88.6963 | 17.6903 | 316 | 15 | 18 | 0.82594 | 18.0772 | 11772 | 3.8096 | -1.61e-06 | 1.2029 | 0.99515 | 0.99356 | 1.5612 | 1.4062 | 1.8088 | 2.9908 | 3.8096 | 4.6283 | 5.8103 | -1.8022 | -0.73743 | -1.61e-06 | 0.73743 | 1.8022
Residential | 50 | 2014-09-16 | Per Premise | 19 | Residential¦50¦41898¦Per Premise¦19 | 3.5869 | 1.139 | 3.2298 | 87.3985 | 2.3282 | 317 | 3.4333 | 1.1277 | 2.5884 | 87.2517 | 1.7304 | 314 | 16 | 19 | 0.96516 | 3.1173 | 11772 | 0.64139 | 0.52885 | 0.13076 | 0.09765 | 0.12621 | 0.1632 | 0.15957 | 0.43224 | 0.5558 | 0.64139 | 0.72697 | 0.85054 | 0.32435 | 0.44517 | 0.52885 | 0.61253 | 0.73335
Residential | 50 | 2014-08-27 | Aggregate | 15 | Residential¦50¦41878¦Aggregate¦15 | 3.5885 | 1.139 | 23.4278 | 88.1891 | 22.5139 | 317 | 3.4321 | 1.1301 | 17.4822 | 87.708 | 15.4759 | 316 | 15 | 18 | 0.82594 | 19.35 | 11772 | 5.9456 | 1.8678 | 1.2645 | 0.87059 | 1.0444 | 1.5352 | 1.3597 | 3.9781 | 5.1405 | 5.9456 | 6.7507 | 7.9131 | 0.12533 | 1.1548 | 1.8678 | 2.5808 | 3.6103
Residential | 50 | 2014-09-16 | Per Premise | 1 | Residential¦50¦41898¦Per Premise¦1 | 3.5869 | 1.139 | 1.4059 | 74.136 | 1.3399 | 317 | 3.4333 | 1.1277 | 1.2237 | 74.0231 | 1.1339 | 314 | 16 | 19 | 0.96516 | 1.3569 | 11772 | 0.18216 | 0.13318 | 0.075254 | 0.063989 | 0.072632 | 0.098781 | 0.096799 | 0.05557 | 0.13036 | 0.18216 | 0.23396 | 0.30876 | 0.009125 | 0.082416 | 0.13318 | 0.18394 | 0.25723
Residential | 50 | 2014-08-27 | Aggregate | 12 | Residential¦50¦41878¦Aggregate¦12 | 3.5885 | 1.139 | 14.8064 | 92.4962 | 16.5187 | 317 | 3.4321 | 1.1301 | 13.2411 | 91.9302 | 13.2783 | 316 | 15 | 18 | 0.82594 | 12.2293 | 11772 | 1.5654 | -1.0118 | 0.92778 | 0.74696 | 0.7663 | 1.1911 | 1.0701 | 0.038909 | 0.94076 | 1.5654 | 2.19 | 3.0918 | -2.3832 | -1.573 | -1.0118 | -0.45063 | 0.35962
Residential | 50 | 2014-09-16 | Per Premise | 11 | Residential¦50¦41898¦Per Premise¦11 | 3.5869 | 1.139 | 1.8969 | 98.5032 | 1.8288 | 317 | 3.4333 | 1.1277 | 1.8204 | 97.8344 | 1.7162 | 314 | 16 | 19 | 0.96516 | 1.8308 | 11772 | 0.076534 | 0.010441 | 0.10271 | 0.096849 | 0.099135 | 0.14117 | 0.13859 | -0.10439 | 0.0025028 | 0.076534 | 0.15057 | 0.25745 | -0.16717 | -0.062237 | 0.010441 | 0.083118 | 0.18805
Residential | 50 | 2014-09-16 | Aggregate | 9 | Residential¦50¦41898¦Aggregate¦9 | 3.5869 | 1.139 | 15.2867 | 91.1375 | 14.9528 | 317 | 3.4333 | 1.1277 | 13.4008 | 90.648 | 12.9321 | 314 | 16 | 19 | 0.96516 | 14.754 | 11772 | 1.8859 | 1.3533 | 0.83983 | 0.7298 | 0.81057 | 1.1126 | 1.0907 | 0.46003 | 1.3024 | 1.8859 | 2.4694 | 3.3118 | -0.044518 | 0.78131 | 1.3533 | 1.9252 | 2.7511
Residential | 50 | 2014-07-29 | Aggregate | 4 | Residential¦50¦41849¦Aggregate¦4 | 3.433 | 1.1285 | 7.9896 | 68.9273 | 7.5339 | 320 | 3.5802 | 1.1399 | 7.8123 | 68.7971 | 6.7977 | 322 | 16 | 19 | 1.2228 | 9.7698 | 11772 | 0.17729 | 1.9575 | 0.42116 | 0.37882 | 0.51499 | 0.56646 | 0.63932 | -0.54866 | -0.11976 | 0.17729 | 0.47434 | 0.90324 | 1.1381 | 1.6222 | 1.9575 | 2.2927 | 2.7768
Residential | 50 | 2014-09-17 | Aggregate | 23 | Residential¦50¦41899¦Aggregate¦23 | 3.4367 | 1.1305 | 19.3068 | 71.5933 | 15.1854 | 315 | 3.5888 | 1.1394 | 21.4173 | 71.7779 | 17.0405 | 316 | 15 | 18 | 1.0604 | 20.473 | 11772 | -2.1105 | -0.94433 | 0.8556 | 0.9586 | 0.90728 | 1.2849 | 1.3199 | -3.7572 | -2.7843 | -2.1105 | -1.4367 | -0.46382 | -2.6358 | -1.6365 | -0.94433 | -0.25218 | 0.74717
Residential | 50 | 2014-09-16 | Aggregate | 7 | Residential¦50¦41898¦Aggregate¦7 | 3.5869 | 1.139 | 11.9176 | 79.961 | 9.9156 | 317 | 3.4333 | 1.1277 | 11.1248 | 79.8825 | 9.4352 | 314 | 16 | 19 | 0.96516 | 11.5024 | 11772 | 0.79279 | 0.37754 | 0.55691 | 0.53246 | 0.53751 | 0.7705 | 0.75659 | -0.19464 | 0.38874 | 0.79279 | 1.1968 | 1.7802 | -0.59207 | -0.019213 | 0.37754 | 0.7743 | 1.3472
Residential | 50 | 2014-08-27 | Aggregate | 4 | Residential¦50¦41878¦Aggregate¦4 | 3.5885 | 1.139 | 6.5305 | 64.9208 | 4.9807 | 317 | 3.4321 | 1.1301 | 7.26 | 64.7852 | 6.8418 | 316 | 15 | 18 | 0.82594 | 5.3938 | 11772 | -0.72949 | -1.8662 | 0.27974 | 0.38488 | 0.23105 | 0.47581 | 0.44891 | -1.3393 | -0.97901 | -0.72949 | -0.47998 | -0.11972 | -2.4415 | -2.1016 | -1.8662 | -1.6308 | -1.2909
Residential | 50 | 2014-09-15 | Per Premise | 19 | Residential¦50¦41897¦Per Premise¦19 | 3.4384 | 1.1301 | 3.0602 | 80.2617 | 2.1339 | 316 | 3.5885 | 1.139 | 3.5684 | 81.0541 | 2.3814 | 317 | 15 | 18 | 1.1209 | 3.4303 | 11772 | -0.50819 | -0.13815 | 0.12004 | 0.13375 | 0.13456 | 0.17972 | 0.18972 | -0.73851 | -0.60243 | -0.50819 | -0.41394 | -0.27787 | -0.38129 | -0.23764 | -0.13815 | -0.03866 | 0.10499
Residential | 50 | 2014-09-15 | Aggregate | 19 | Residential¦50¦41897¦Aggregate¦19 | 3.4384 | 1.1301 | 36.025 | 80.2617 | 25.1204 | 316 | 3.5885 | 1.139 | 42.0074 | 81.0541 | 28.0333 | 317 | 15 | 18 | 1.1209 | 40.3811 | 11772 | -5.9824 | -1.6263 | 1.4131 | 1.5745 | 1.584 | 2.1157 | 2.2334 | -8.6937 | -7.0918 | -5.9824 | -4.8729 | -3.2711 | -4.4885 | -2.7975 | -1.6263 | -0.4551 | 1.2359
Residential | 50 | Average Event Day | Per Premise | 2 | Residential¦50¦Average Event Day¦Per Premise¦2 | 3.5136 | 1.1345 | 0.92059 | 71.3146 | 0.82984 | 633 | 3.5104 | 1.1345 | 0.93551 | 71.2229 | 0.86036 | 633 | 15 | 18 | 0.98173 | 0.90377 | 11772 | -0.014917 | -0.031738 | 0.032983 | 0.034196 | 0.03238 | 0.047511 | 0.047094 | -0.075804 | -0.039831 | -0.014917 | 0.0099979 | 0.045971 | -0.092092 | -0.056435 | -0.031738 | -0.0070422 | 0.028615
Residential | 50 | 2014-09-17 | Per Premise | 22 | Residential¦50¦41899¦Per Premise¦22 | 3.4367 | 1.1305 | 2.0435 | 72.0722 | 1.5007 | 315 | 3.5888 | 1.1394 | 2.3896 | 72.1859 | 1.8023 | 316 | 15 | 18 | 1.0604 | 2.1669 | 11772 | -0.34613 | -0.2227 | 0.084555 | 0.10139 | 0.089662 | 0.13202 | 0.13535 | -0.51531 | -0.41536 | -0.34613 | -0.2769 | -0.17694 | -0.39615 | -0.29367 | -0.2227 | -0.15172 | -0.049245
Residential | 50 | 2014-09-15 | Aggregate | 24 | Residential¦50¦41897¦Aggregate¦24 | 3.4384 | 1.1301 | 18.1944 | 75.2425 | 15.7536 | 316 | 3.5885 | 1.139 | 20.0211 | 75.4271 | 18.2055 | 317 | 15 | 18 | 1.1209 | 20.3944 | 11772 | -1.8267 | 0.37329 | 0.88621 | 1.0225 | 0.99337 | 1.3531 | 1.4256 | -3.5608 | -2.5363 | -1.8267 | -1.1172 | -0.092659 | -1.4537 | -0.3743 | 0.37329 | 1.1209 | 2.2003
Residential | 50 | 2014-09-15 | Aggregate | 8 | Residential¦50¦41897¦Aggregate¦8 | 3.4384 | 1.1301 | 11.4898 | 81.1615 | 10.0484 | 316 | 3.5885 | 1.139 | 12.5069 | 81.3467 | 11.3015 | 317 | 15 | 18 | 1.1209 | 12.8791 | 11772 | -1.0172 | 0.37217 | 0.56526 | 0.63475 | 0.63362 | 0.84996 | 0.89687 | -2.1064 | -1.4629 | -1.0172 | -0.57143 | 0.072115 | -0.77722 | -0.098151 | 0.37217 | 0.84249 | 1.5216
Residential | 50 | 2014-07-29 | Aggregate | 8 | Residential¦50¦41849¦Aggregate¦8 | 3.433 | 1.1285 | 9.3217 | 79.543 | 7.3802 | 320 | 3.5802 | 1.1399 | 9.4208 | 79.7483 | 7.502 | 322 | 16 | 19 | 1.2228 | 11.3987 | 11772 | -0.09906 | 1.9779 | 0.41257 | 0.41807 | 0.50449 | 0.58736 | 0.65521 | -0.85179 | -0.40707 | -0.09906 | 0.20895 | 0.65367 | 1.1382 | 1.6343 | 1.9779 | 2.3215 | 2.8176
Residential | 50 | 2014-09-17 | Aggregate | 14 | Residential¦50¦41899¦Aggregate¦14 | 3.4367 | 1.1305 | 31.7177 | 87.9401 | 24.6981 | 315 | 3.5888 | 1.1394 | 33.6335 | 88.7321 | 27.8771 | 316 | 15 | 18 | 1.0604 | 33.6335 | 11772 | -1.9158 | 2.28e-06 | 1.3916 | 1.5682 | 1.4756 | 2.0966 | 2.1533 | -4.6027 | -3.0153 | -1.9158 | -0.81634 | 0.77111 | -2.7596 | -1.1292 | 2.28e-06 | 1.1292 | 2.7596
Residential | 50 | 2014-09-16 | Aggregate | 20 | Residential¦50¦41898¦Aggregate¦20 | 3.5869 | 1.139 | 38.0537 | 85.219 | 26.4391 | 317 | 3.4333 | 1.1277 | 42.8366 | 85.107 | 27.6337 | 314 | 16 | 19 | 0.96516 | 36.7278 | 11772 | -4.7829 | -6.1088 | 1.485 | 1.5595 | 1.4332 | 2.1534 | 2.118 | -7.5425 | -5.9121 | -4.7829 | -3.6536 | -2.0232 | -8.8231 | -7.2195 | -6.1088 | -4.9981 | -3.3944
Residential | 50 | 2014-07-29 | Aggregate | 23 | Residential¦50¦41849¦Aggregate¦23 | 3.433 | 1.1285 | 16.9608 | 70.3308 | 13.6895 | 320 | 3.5802 | 1.1399 | 18.2813 | 70.4866 | 15.1721 | 322 | 16 | 19 | 1.2228 | 20.7399 | 11772 | -1.3204 | 2.4586 | 0.76526 | 0.84551 | 0.93577 | 1.1404 | 1.2612 | -2.7819 | -1.9185 | -1.3204 | -0.7224 | 0.14105 | 0.84238 | 1.7973 | 2.4586 | 3.12 | 4.0749
Residential | 50 | 2014-09-15 | Aggregate | 10 | Residential¦50¦41897¦Aggregate¦10 | 3.4384 | 1.1301 | 15.326 | 91.5187 | 15.2233 | 316 | 3.5885 | 1.139 | 15.724 | 92.3869 | 16.165 | 317 | 15 | 18 | 1.1209 | 17.1792 | 11772 | -0.39805 | 1.4551 | 0.85637 | 0.90791 | 0.95993 | 1.2481 | 1.3213 | -1.9975 | -1.0525 | -0.39805 | 0.25644 | 1.2014 | -0.23814 | 0.76227 | 1.4551 | 2.148 | 3.1484
Residential | 50 | 2014-08-27 | Per Premise | 24 | Residential¦50¦41878¦Per Premise¦24 | 3.5885 | 1.139 | 1.1086 | 73.2875 | 1.0355 | 317 | 3.4321 | 1.1301 | 1.1547 | 73.5002 | 1.0045 | 316 | 15 | 18 | 0.82594 | 0.91568 | 11772 | -0.046023 | -0.23899 | 0.058162 | 0.056509 | 0.048038 | 0.081093 | 0.074169 | -0.14995 | -0.088548 | -0.046023 | -0.0034971 | 0.057903 | -0.33404 | -0.27788 | -0.23899 | -0.2001 | -0.14394
Residential | 50 | 2014-09-15 | Per Premise | 5 | Residential¦50¦41897¦Per Premise¦5 | 3.4384 | 1.1301 | 0.78573 | 71.9609 | 0.741 | 316 | 3.5885 | 1.139 | 0.84093 | 71.8505 | 0.81696 | 317 | 15 | 18 | 1.1209 | 0.88074 | 11772 | -0.055195 | 0.039814 | 0.041684 | 0.045885 | 0.046725 | 0.061992 | 0.065488 | -0.13464 | -0.087704 | -0.055195 | -0.022686 | 0.024251 | -0.044112 | 0.0054722 | 0.039814 | 0.074156 | 0.12374
Residential | 50 | Average Event Day | Per Premise | 23 | Residential¦50¦Average Event Day¦Per Premise¦23 | 3.5136 | 1.1345 | 1.6021 | 74.4817 | 1.2321 | 633 | 3.5104 | 1.1345 | 1.6866 | 74.667 | 1.342 | 633 | 15 | 18 | 0.98173 | 1.5729 | 11772 | -0.084475 | -0.11375 | 0.048972 | 0.053339 | 0.048077 | 0.07241 | 0.071808 | -0.17727 | -0.12245 | -0.084475 | -0.046503 | 0.0083225 | -0.20578 | -0.15141 | -0.11375 | -0.076094 | -0.021724
Residential | 50 | 2014-08-27 | Aggregate | 18 | Residential¦50¦41878¦Aggregate¦18 | 3.5885 | 1.139 | 26.6144 | 82.5365 | 24.0368 | 317 | 3.4321 | 1.1301 | 21.1424 | 82.1367 | 16.7492 | 316 | 15 | 18 | 0.82594 | 21.9819 | 11772 | 5.472 | 0.83955 | 1.35 | 0.94222 | 1.1151 | 1.6463 | 1.4598 | 3.3621 | 4.6086 | 5.472 | 6.3353 | 7.5818 | -1.0313 | 0.074012 | 0.83955 | 1.6051 | 2.7104
Residential | 50 | 2014-08-27 | Per Premise | 2 | Residential¦50¦41878¦Per Premise¦2 | 3.5885 | 1.139 | 0.61901 | 65.8984 | 0.44574 | 317 | 3.4321 | 1.1301 | 0.68837 | 65.9181 | 0.64024 | 316 | 15 | 18 | 0.82594 | 0.51127 | 11772 | -0.069364 | -0.17711 | 0.025035 | 0.036016 | 0.020678 | 0.043863 | 0.04153 | -0.12558 | -0.092366 | -0.069364 | -0.046363 | -0.013152 | -0.23033 | -0.19889 | -0.17711 | -0.15533 | -0.12388
Residential | 50 | 2014-09-15 | Aggregate | 20 | Residential¦50¦41897¦Aggregate¦20 | 3.4384 | 1.1301 | 35.2821 | 78.9373 | 22.989 | 316 | 3.5885 | 1.139 | 39.5916 | 79.627 | 26.0787 | 317 | 15 | 18 | 1.1209 | 39.5483 | 11772 | -4.3096 | -0.043313 | 1.2932 | 1.4647 | 1.4496 | 1.9539 | 2.0608 | -6.8136 | -5.3342 | -4.3096 | -3.2849 | -1.8055 | -2.6843 | -1.124 | -0.043313 | 1.0374 | 2.5977
Residential | 50 | 2014-09-16 | Per Premise | 7 | Residential¦50¦41898¦Per Premise¦7 | 3.5869 | 1.139 | 1.0124 | 79.961 | 0.8423 | 317 | 3.4333 | 1.1277 | 0.94503 | 79.8825 | 0.80149 | 314 | 16 | 19 | 0.96516 | 0.9771 | 11772 | 0.067345 | 0.032071 | 0.047308 | 0.045231 | 0.04566 | 0.065452 | 0.06427 | -0.016534 | 0.033022 | 0.067345 | 0.10167 | 0.15122 | -0.050294 | -0.0016321 | 0.032071 | 0.065775 | 0.11444
Residential | 50 | 2014-09-16 | Aggregate | 4 | Residential¦50¦41898¦Aggregate¦4 | 3.5869 | 1.139 | 10.8207 | 72.8465 | 10.0625 | 317 | 3.4333 | 1.1277 | 9.5641 | 72.7979 | 9.1008 | 314 | 16 | 19 | 0.96516 | 10.4437 | 11772 | 1.2566 | 0.87962 | 0.56517 | 0.51359 | 0.54547 | 0.76367 | 0.74921 | 0.27797 | 0.85618 | 1.2566 | 1.6571 | 2.2353 | -0.080535 | 0.48673 | 0.87962 | 1.2725 | 1.8398
Residential | 50 | 2014-08-27 | Per Premise | 14 | Residential¦50¦41878¦Per Premise¦14 | 3.5885 | 1.139 | 1.8592 | 89.511 | 1.8194 | 317 | 3.4321 | 1.1301 | 1.5356 | 88.6963 | 1.5027 | 316 | 15 | 18 | 0.82594 | 1.5356 | 11772 | 0.32361 | -8.91e-08 | 0.10219 | 0.084536 | 0.0844 | 0.13262 | 0.11946 | 0.15365 | 0.25406 | 0.32361 | 0.39316 | 0.49357 | -0.15309 | -0.062643 | -8.91e-08 | 0.062643 | 0.15309
Residential | 50 | 2014-09-17 | Aggregate | 7 | Residential¦50¦41899¦Aggregate¦7 | 3.4367 | 1.1305 | 14.5723 | 83.3704 | 12.0728 | 315 | 3.5888 | 1.1394 | 13.5166 | 82.8436 | 11.4218 | 316 | 15 | 18 | 1.0604 | 15.4525 | 11772 | 1.0558 | 1.936 | 0.68023 | 0.64253 | 0.72131 | 0.93571 | 0.96599 | -0.14339 | 0.56509 | 1.0558 | 1.5465 | 2.2549 | 0.698 | 1.4294 | 1.936 | 2.4425 | 3.1739
Residential | 50 | 2014-09-16 | Per Premise | 6 | Residential¦50¦41898¦Per Premise¦6 | 3.5869 | 1.139 | 0.89197 | 73.7131 | 0.77285 | 317 | 3.4333 | 1.1277 | 0.83165 | 73.5749 | 0.78225 | 314 | 16 | 19 | 0.96516 | 0.8609 | 11772 | 0.060324 | 0.029245 | 0.043408 | 0.044145 | 0.041895 | 0.061911 | 0.06086 | -0.019018 | 0.027858 | 0.060324 | 0.09279 | 0.13967 | -0.04875 | -0.0026699 | 0.029245 | 0.06116 | 0.10724
Residential | 50 | 2014-09-16 | Per Premise | 14 | Residential¦50¦41898¦Per Premise¦14 | 3.5869 | 1.139 | 2.7826 | 96.4902 | 2.3252 | 317 | 3.4333 | 1.1277 | 2.5723 | 96.0425 | 2.1119 | 314 | 16 | 19 | 0.96516 | 2.6856 | 11772 | 0.21026 | 0.11331 | 0.1306 | 0.11918 | 0.12604 | 0.1768 | 0.17347 | -0.016321 | 0.11755 | 0.21026 | 0.30298 | 0.43684 | -0.109 | 0.02234 | 0.11331 | 0.20427 | 0.33562
Residential | 50 | 2014-09-16 | Aggregate | 8 | Residential¦50¦41898¦Aggregate¦8 | 3.5869 | 1.139 | 12.8643 | 86.6576 | 10.9539 | 317 | 3.4333 | 1.1277 | 12.0745 | 86.7562 | 10.6152 | 314 | 16 | 19 | 0.96516 | 12.4161 | 11772 | 0.78986 | 0.34163 | 0.61523 | 0.59905 | 0.5938 | 0.85871 | 0.84348 | -0.31062 | 0.33955 | 0.78986 | 1.2402 | 1.8903 | -0.73934 | -0.1007 | 0.34163 | 0.78395 | 1.4226
Residential | 50 | 2014-08-27 | Per Premise | 11 | Residential¦50¦41878¦Per Premise¦11 | 3.5885 | 1.139 | 1.0688 | 91.4071 | 1.2575 | 317 | 3.4321 | 1.1301 | 0.96146 | 90.8793 | 0.95549 | 316 | 15 | 18 | 0.82594 | 0.88278 | 11772 | 0.10735 | -0.07868 | 0.070626 | 0.05375 | 0.058333 | 0.088753 | 0.079321 | -0.0063874 | 0.060812 | 0.10735 | 0.1539 | 0.2211 | -0.18033 | -0.12028 | -0.07868 | -0.037084 | 0.022974
Residential | 50 | 2014-09-15 | Per Premise | 20 | Residential¦50¦41897¦Per Premise¦20 | 3.4384 | 1.1301 | 2.9971 | 78.9373 | 1.9529 | 316 | 3.5885 | 1.139 | 3.3632 | 79.627 | 2.2153 | 317 | 15 | 18 | 1.1209 | 3.3595 | 11772 | -0.36609 | -0.0036792 | 0.10986 | 0.12442 | 0.12314 | 0.16598 | 0.17506 | -0.5788 | -0.45313 | -0.36609 | -0.27904 | -0.15337 | -0.22802 | -0.095479 | -0.0036792 | 0.088121 | 0.22067
Residential | 50 | Average Event Day | Per Premise | 21 | Residential¦50¦Average Event Day¦Per Premise¦21 | 3.5136 | 1.1345 | 2.2821 | 76.6325 | 1.6176 | 633 | 3.5104 | 1.1345 | 2.4502 | 76.7094 | 1.7218 | 633 | 15 | 18 | 0.98173 | 2.2404 | 11772 | -0.16814 | -0.20984 | 0.064295 | 0.068434 | 0.06312 | 0.093899 | 0.093099 | -0.28847 | -0.21738 | -0.16814 | -0.1189 | -0.047801 | -0.32915 | -0.25866 | -0.20984 | -0.16102 | -0.090527
Residential | 50 | 2014-08-27 | Per Premise | 100 | Residential¦50¦41878¦Per Premise¦100 | 3.5885 | 1.139 | 2.1258 | 86.0427 | 1.9795 | 1268 | 3.4321 | 1.1301 | 1.6416 | 85.6348 | 1.3716 | 1264 | 15 | 18 | 0.82594 | 1.7558 | 11772 | 0.48419 | 0.11418 | 0.055591 | 0.038578 | 0.045915 | 0.067666 | 0.059971 | 0.39747 | 0.4487 | 0.48419 | 0.51967 | 0.5709 | 0.037323 | 0.08273 | 0.11418 | 0.14563 | 0.19103
Residential | 50 | 2014-08-27 | Per Premise | 5 | Residential¦50¦41878¦Per Premise¦5 | 3.5885 | 1.139 | 0.57622 | 65.4822 | 0.46579 | 317 | 3.4321 | 1.1301 | 0.59706 | 65.69 | 0.5701 | 316 | 15 | 18 | 0.82594 | 0.47592 | 11772 | -0.020841 | -0.12114 | 0.026162 | 0.032071 | 0.021608 | 0.041388 | 0.038671 | -0.073882 | -0.042545 | -0.020841 | 0.0008628 | 0.0322 | -0.17069 | -0.14142 | -0.12114 | -0.10086 | -0.071577
Residential | 50 | 2014-09-15 | Aggregate | 11 | Residential¦50¦41897¦Aggregate¦11 | 3.4384 | 1.1301 | 18.8359 | 93.6346 | 17.6308 | 316 | 3.5885 | 1.139 | 18.9305 | 94.4051 | 19.3626 | 317 | 15 | 18 | 1.1209 | 21.1135 | 11772 | -0.094622 | 2.183 | 0.99181 | 1.0875 | 1.1117 | 1.4719 | 1.5552 | -1.9809 | -0.86647 | -0.094622 | 0.67722 | 1.7916 | 0.18991 | 1.3674 | 2.183 | 2.9985 | 4.176
Residential | 50 | 2014-07-29 | Per Premise | 20 | Residential¦50¦41849¦Per Premise¦20 | 3.433 | 1.1285 | 1.9118 | 74.0701 | 1.5692 | 320 | 3.5802 | 1.1399 | 2.3811 | 74.4397 | 2.0318 | 322 | 16 | 19 | 1.2228 | 2.3378 | 11772 | -0.46931 | -0.043331 | 0.087723 | 0.11323 | 0.10727 | 0.14323 | 0.15597 | -0.65287 | -0.54442 | -0.46931 | -0.39419 | -0.28575 | -0.24322 | -0.12512 | -0.043331 | 0.03846 | 0.15655
Residential | 50 | Average Event Day | Aggregate | 5 | Residential¦50¦Average Event Day¦Aggregate¦5 | 3.5136 | 1.1345 | 8.8929 | 70.4832 | 7.6467 | 633 | 3.5104 | 1.1345 | 9.0944 | 70.4495 | 8.0595 | 633 | 15 | 18 | 0.98173 | 8.7304 | 11772 | -0.20156 | -0.36405 | 0.30393 | 0.32034 | 0.29838 | 0.44158 | 0.43777 | -0.76746 | -0.43312 | -0.20156 | 0.030006 | 0.36435 | -0.92508 | -0.59362 | -0.36405 | -0.13449 | 0.19697
Residential | 50 | 2014-09-17 | Aggregate | 10 | Residential¦50¦41899¦Aggregate¦10 | 3.4367 | 1.1305 | 18.6 | 93.9317 | 17.6133 | 315 | 3.5888 | 1.1394 | 20.2992 | 94.3095 | 19.3608 | 316 | 15 | 18 | 1.0604 | 19.7235 | 11772 | -1.6992 | -0.57572 | 0.99239 | 1.0891 | 1.0523 | 1.4734 | 1.5145 | -3.5875 | -2.4719 | -1.6992 | -0.92651 | 0.18911 | -2.5166 | -1.3699 | -0.57572 | 0.21847 | 1.3652
Residential | 50 | 2014-09-16 | Per Premise | 8 | Residential¦50¦41898¦Per Premise¦8 | 3.5869 | 1.139 | 1.0928 | 86.6576 | 0.93051 | 317 | 3.4333 | 1.1277 | 1.0257 | 86.7562 | 0.90174 | 314 | 16 | 19 | 0.96516 | 1.0547 | 11772 | 0.067096 | 0.02902 | 0.052262 | 0.050888 | 0.050441 | 0.072945 | 0.071651 | -0.026386 | 0.028844 | 0.067096 | 0.10535 | 0.16058 | -0.062805 | -0.0085539 | 0.02902 | 0.066594 | 0.12085
Residential | 50 | 2014-09-15 | Per Premise | 22 | Residential¦50¦41897¦Per Premise¦22 | 3.4384 | 1.1301 | 2.3769 | 77.5942 | 1.7052 | 316 | 3.5885 | 1.139 | 2.6604 | 77.8192 | 1.8918 | 317 | 15 | 18 | 1.1209 | 2.6643 | 11772 | -0.28352 | 0.0038854 | 0.095923 | 0.10626 | 0.10752 | 0.14315 | 0.15117 | -0.46698 | -0.35859 | -0.28352 | -0.20846 | -0.10007 | -0.18984 | -0.075386 | 0.0038854 | 0.083157 | 0.19761
Residential | 50 | 2014-09-17 | Aggregate | 4 | Residential¦50¦41899¦Aggregate¦4 | 3.4367 | 1.1305 | 13.4597 | 78.7511 | 12.2998 | 315 | 3.5888 | 1.1394 | 13.4142 | 78.6134 | 12.0085 | 316 | 15 | 18 | 1.0604 | 14.2726 | 11772 | 0.045499 | 0.85848 | 0.69302 | 0.67553 | 0.73488 | 0.96779 | 0.99819 | -1.1948 | -0.46201 | 0.045499 | 0.55301 | 1.2858 | -0.42075 | 0.33503 | 0.85848 | 1.3819 | 2.1377
Residential | 50 | 2014-07-29 | Aggregate | 17 | Residential¦50¦41849¦Aggregate¦17 | 3.433 | 1.1285 | 25.8924 | 81.2573 | 22.754 | 320 | 3.5802 | 1.1399 | 24.0115 | 81.923 | 21.1 | 322 | 16 | 19 | 1.2228 | 31.6615 | 11772 | 1.8809 | 7.6501 | 1.272 | 1.1759 | 1.5554 | 1.7322 | 1.9499 | -0.33899 | 0.97257 | 1.8809 | 2.7893 | 4.1009 | 5.1512 | 6.6276 | 7.6501 | 8.6726 | 10.1489
Residential | 50 | Average Event Day | Per Premise | 20 | Residential¦50¦Average Event Day¦Per Premise¦20 | 3.5136 | 1.1345 | 2.4157 | 77.7881 | 1.8195 | 633 | 3.5104 | 1.1345 | 2.6434 | 77.9422 | 1.8916 | 633 | 15 | 18 | 0.98173 | 2.3716 | 11772 | -0.22768 | -0.27182 | 0.07232 | 0.075184 | 0.070999 | 0.10432 | 0.10341 | -0.36137 | -0.28239 | -0.22768 | -0.17297 | -0.093988 | -0.40435 | -0.32605 | -0.27182 | -0.21759 | -0.1393
Residential | 50 | 2014-08-27 | Per Premise | 21 | Residential¦50¦41878¦Per Premise¦21 | 3.5885 | 1.139 | 1.9488 | 77.2742 | 1.5802 | 317 | 3.4321 | 1.1301 | 2.0047 | 77.135 | 1.5159 | 316 | 15 | 18 | 0.82594 | 1.6096 | 11772 | -0.055941 | -0.39514 | 0.088755 | 0.085278 | 0.073307 | 0.12308 | 0.11246 | -0.21368 | -0.12049 | -0.055941 | 0.0086042 | 0.1018 | -0.53926 | -0.45411 | -0.39514 | -0.33617 | -0.25102
Residential | 50 | 2014-08-27 | Aggregate | 23 | Residential¦50¦41878¦Aggregate¦23 | 3.5885 | 1.139 | 16.7619 | 74.8052 | 14.4819 | 317 | 3.4321 | 1.1301 | 16.579 | 74.9467 | 13.9299 | 316 | 15 | 18 | 0.82594 | 13.8444 | 11772 | 0.18287 | -2.7347 | 0.81339 | 0.78362 | 0.67181 | 1.1295 | 1.0322 | -1.2646 | -0.40941 | 0.18287 | 0.77515 | 1.6303 | -4.0575 | -3.2759 | -2.7347 | -2.1934 | -1.4119
Residential | 50 | 2014-09-16 | Aggregate | 22 | Residential¦50¦41898¦Aggregate¦22 | 3.5869 | 1.139 | 33.1904 | 80.4402 | 23.5649 | 317 | 3.4333 | 1.1277 | 34.6526 | 80.2427 | 23.8472 | 314 | 16 | 19 | 0.96516 | 32.0339 | 11772 | -1.4622 | -2.6186 | 1.3235 | 1.3458 | 1.2774 | 1.8876 | 1.8555 | -3.8812 | -2.452 | -1.4622 | -0.47233 | 0.95684 | -4.9965 | -3.5916 | -2.6186 | -1.6456 | -0.24069
Residential | 50 | Average Event Day | Aggregate | 15 | Residential¦50¦Average Event Day¦Aggregate¦15 | 3.5136 | 1.1345 | 28.5184 | 89.0374 | 23.206 | 633 | 3.5104 | 1.1345 | 23.105 | 89.167 | 19.5798 | 633 | 15 | 18 | 0.98173 | 27.9972 | 11772 | 5.4134 | 4.8923 | 0.92236 | 0.77823 | 0.9055 | 1.2068 | 1.194 | 3.8668 | 4.7805 | 5.4134 | 6.0462 | 6.96 | 3.3621 | 4.2662 | 4.8923 | 5.5184 | 6.4224
Residential | 50 | 2014-09-15 | Aggregate | 22 | Residential¦50¦41897¦Aggregate¦22 | 3.4384 | 1.1301 | 27.9806 | 77.5942 | 20.0731 | 316 | 3.5885 | 1.139 | 31.3182 | 77.8192 | 22.2708 | 317 | 15 | 18 | 1.1209 | 31.3639 | 11772 | -3.3376 | 0.045739 | 1.1292 | 1.2509 | 1.2657 | 1.6851 | 1.7795 | -5.4972 | -4.2213 | -3.3376 | -2.4539 | -1.178 | -2.2348 | -0.88745 | 0.045739 | 0.97893 | 2.3263
Residential | 50 | 2014-07-29 | Per Premise | 14 | Residential¦50¦41849¦Per Premise¦14 | 3.433 | 1.1285 | 1.7114 | 89.8406 | 1.7039 | 320 | 3.5802 | 1.1399 | 2.1396 | 90.4527 | 2.0761 | 322 | 16 | 19 | 1.2228 | 2.0927 | 11772 | -0.42822 | -0.046911 | 0.095253 | 0.1157 | 0.11648 | 0.14986 | 0.16417 | -0.62028 | -0.50681 | -0.42822 | -0.34964 | -0.23617 | -0.2573 | -0.133 | -0.046911 | 0.03918 | 0.16348
Residential | 50 | 2014-09-15 | Per Premise | 17 | Residential¦50¦41897¦Per Premise¦17 | 3.4384 | 1.1301 | 3.1059 | 87.6191 | 2.3637 | 316 | 3.5885 | 1.139 | 2.5797 | 88.6166 | 1.9978 | 317 | 15 | 18 | 1.1209 | 3.4815 | 11772 | 0.52616 | 0.90172 | 0.13297 | 0.11221 | 0.14904 | 0.17398 | 0.18656 | 0.3032 | 0.43493 | 0.52616 | 0.6174 | 0.74913 | 0.66264 | 0.80389 | 0.90172 | 0.99956 | 1.1408
Residential | 50 | 2014-09-16 | Aggregate | 6 | Residential¦50¦41898¦Aggregate¦6 | 3.5869 | 1.139 | 10.5003 | 73.7131 | 9.098 | 317 | 3.4333 | 1.1277 | 9.7902 | 73.5749 | 9.2086 | 314 | 16 | 19 | 0.96516 | 10.1345 | 11772 | 0.71014 | 0.34427 | 0.51099 | 0.51967 | 0.49319 | 0.72882 | 0.71645 | -0.22388 | 0.32795 | 0.71014 | 1.0923 | 1.6442 | -0.57389 | -0.03143 | 0.34427 | 0.71998 | 1.2624
Residential | 50 | 2014-09-17 | Per Premise | 16 | Residential¦50¦41899¦Per Premise¦16 | 3.4367 | 1.1305 | 2.983 | 84.6626 | 2.1614 | 315 | 3.5888 | 1.1394 | 2.4235 | 85.3406 | 1.8926 | 316 | 15 | 18 | 1.0604 | 3.1632 | 11772 | 0.55946 | 0.73964 | 0.12178 | 0.10647 | 0.12914 | 0.16176 | 0.16737 | 0.35216 | 0.47464 | 0.55946 | 0.64429 | 0.76677 | 0.52515 | 0.65187 | 0.73964 | 0.82741 | 0.95413
Residential | 50 | 2014-09-17 | Per Premise | 17 | Residential¦50¦41899¦Per Premise¦17 | 3.4367 | 1.1305 | 2.8643 | 82.0406 | 2.1239 | 315 | 3.5888 | 1.1394 | 2.4968 | 82.72 | 1.8685 | 316 | 15 | 18 | 1.0604 | 3.0373 | 11772 | 0.36756 | 0.54057 | 0.11967 | 0.10511 | 0.1269 | 0.15928 | 0.16478 | 0.16344 | 0.28403 | 0.36756 | 0.45108 | 0.57168 | 0.3294 | 0.45416 | 0.54057 | 0.62698 | 0.75174
Residential | 50 | 2014-09-16 | Aggregate | 3 | Residential¦50¦41898¦Aggregate¦3 | 3.5869 | 1.139 | 11.7495 | 72.9197 | 11.3576 | 317 | 3.4333 | 1.1277 | 10.2573 | 72.5828 | 9.7174 | 314 | 16 | 19 | 0.96516 | 11.3401 | 11772 | 1.4922 | 1.0828 | 0.63791 | 0.54839 | 0.61568 | 0.84122 | 0.82449 | 0.41416 | 1.0511 | 1.4922 | 1.9334 | 2.5703 | 0.026212 | 0.65048 | 1.0828 | 1.5152 | 2.1395
Residential | 50 | 2014-09-16 | Aggregate | 17 | Residential¦50¦41898¦Aggregate¦17 | 3.5869 | 1.139 | 39.5977 | 87.8061 | 28.7443 | 317 | 3.4333 | 1.1277 | 27.6304 | 87.5715 | 20.0846 | 314 | 16 | 19 | 0.96516 | 38.218 | 11772 | 11.9673 | 10.5876 | 1.6144 | 1.1334 | 1.5582 | 1.9726 | 1.9268 | 9.4393 | 10.9329 | 11.9673 | 13.0017 | 14.4953 | 8.1183 | 9.5772 | 10.5876 | 11.598 | 13.0569
Residential | 50 | 2014-09-15 | Aggregate | 23 | Residential¦50¦41897¦Aggregate¦23 | 3.4384 | 1.1301 | 22.6813 | 76.6981 | 17.6156 | 316 | 3.5885 | 1.139 | 24.8896 | 76.9881 | 20.9256 | 317 | 15 | 18 | 1.1209 | 25.4239 | 11772 | -2.2083 | 0.53427 | 0.99095 | 1.1753 | 1.1108 | 1.5373 | 1.6171 | -4.1785 | -3.0145 | -2.2083 | -1.4022 | -0.23817 | -1.5382 | -0.31377 | 0.53427 | 1.3823 | 2.6067
Residential | 50 | 2014-08-27 | Per Premise | 4 | Residential¦50¦41878¦Per Premise¦4 | 3.5885 | 1.139 | 0.55475 | 64.9208 | 0.4231 | 317 | 3.4321 | 1.1301 | 0.61672 | 64.7852 | 0.58119 | 316 | 15 | 18 | 0.82594 | 0.45819 | 11772 | -0.061969 | -0.15853 | 0.023763 | 0.032695 | 0.019627 | 0.040419 | 0.038134 | -0.11377 | -0.083164 | -0.061969 | -0.040773 | -0.01017 | -0.2074 | -0.17852 | -0.15853 | -0.13853 | -0.10966
Residential | 50 | 2014-08-27 | Per Premise | 22 | Residential¦50¦41878¦Per Premise¦22 | 3.5885 | 1.139 | 1.7338 | 77.0202 | 1.4007 | 317 | 3.4321 | 1.1301 | 1.8468 | 76.9725 | 1.4422 | 316 | 15 | 18 | 0.82594 | 1.432 | 11772 | -0.11299 | -0.41477 | 0.078673 | 0.081129 | 0.064979 | 0.11301 | 0.10394 | -0.25782 | -0.17225 | -0.11299 | -0.053726 | 0.031839 | -0.54798 | -0.46928 | -0.41477 | -0.36027 | -0.28157
Residential | 50 | Average Event Day | Per Premise | 7 | Residential¦50¦Average Event Day¦Per Premise¦7 | 3.5136 | 1.1345 | 0.90939 | 76.4657 | 0.70381 | 633 | 3.5104 | 1.1345 | 0.9152 | 76.4755 | 0.73904 | 633 | 15 | 18 | 0.98173 | 0.89278 | 11772 | -0.0058052 | -0.022422 | 0.027974 | 0.029374 | 0.027463 | 0.040563 | 0.040212 | -0.057789 | -0.027077 | -0.0058052 | 0.015466 | 0.046179 | -0.073957 | -0.04351 | -0.022422 | -0.001335 | 0.029112
Residential | 50 | 2014-09-16 | Aggregate | 14 | Residential¦50¦41898¦Aggregate¦14 | 3.5869 | 1.139 | 32.7566 | 96.4902 | 27.372 | 317 | 3.4333 | 1.1277 | 30.2814 | 96.0425 | 24.8611 | 314 | 16 | 19 | 0.96516 | 31.6152 | 11772 | 2.4752 | 1.3338 | 1.5374 | 1.403 | 1.4838 | 2.0813 | 2.0421 | -0.19213 | 1.3837 | 2.4752 | 3.5666 | 5.1425 | -1.2832 | 0.26299 | 1.3338 | 2.4047 | 3.9509
Residential | 50 | 2014-09-17 | Per Premise | 15 | Residential¦50¦41899¦Per Premise¦15 | 3.4367 | 1.1305 | 2.8378 | 87.3104 | 2.1164 | 315 | 3.5888 | 1.1394 | 2.3972 | 87.9367 | 1.9716 | 316 | 15 | 18 | 1.0604 | 3.0093 | 11772 | 0.44067 | 0.61208 | 0.11925 | 0.11091 | 0.12645 | 0.16285 | 0.1682 | 0.23197 | 0.35527 | 0.44067 | 0.52607 | 0.64937 | 0.39653 | 0.52388 | 0.61208 | 0.70029 | 0.82764
Residential | 50 | Average Event Day | Aggregate | 2 | Residential¦50¦Average Event Day¦Aggregate¦2 | 3.5136 | 1.1345 | 10.8372 | 71.3146 | 9.7689 | 633 | 3.5104 | 1.1345 | 11.0128 | 71.2229 | 10.1281 | 633 | 15 | 18 | 0.98173 | 10.6392 | 11772 | -0.1756 | -0.37363 | 0.38828 | 0.40256 | 0.38118 | 0.5593 | 0.55439 | -0.89237 | -0.4689 | -0.1756 | 0.1177 | 0.54117 | -1.0841 | -0.66435 | -0.37363 | -0.082901 | 0.33686
Residential | 50 | 2014-07-29 | Aggregate | 22 | Residential¦50¦41849¦Aggregate¦22 | 3.433 | 1.1285 | 20.3129 | 71.1107 | 15.4605 | 320 | 3.5802 | 1.1399 | 22.3322 | 71.2587 | 18.469 | 322 | 16 | 19 | 1.2228 | 24.8388 | 11772 | -2.0194 | 2.5066 | 0.86427 | 1.0292 | 1.0568 | 1.344 | 1.4752 | -3.7417 | -2.7241 | -2.0194 | -1.3146 | -0.29697 | 0.61604 | 1.733 | 2.5066 | 3.2802 | 4.3971
Residential | 50 | 2014-08-27 | Per Premise | 15 | Residential¦50¦41878¦Per Premise¦15 | 3.5885 | 1.139 | 1.9901 | 88.1891 | 1.9125 | 317 | 3.4321 | 1.1301 | 1.4851 | 87.708 | 1.3146 | 316 | 15 | 18 | 0.82594 | 1.6437 | 11772 | 0.50506 | 0.15867 | 0.10742 | 0.073954 | 0.08872 | 0.13041 | 0.1155 | 0.33793 | 0.43667 | 0.50506 | 0.57345 | 0.67219 | 0.010646 | 0.098098 | 0.15867 | 0.21924 | 0.30669
Residential | 50 | 2014-09-17 | Per Premise | 3 | Residential¦50¦41899¦Per Premise¦3 | 3.4367 | 1.1305 | 1.2331 | 79.7211 | 1.1072 | 315 | 3.5888 | 1.1394 | 1.2206 | 79.3879 | 1.1122 | 316 | 15 | 18 | 1.0604 | 1.3076 | 11772 | 0.012568 | 0.087052 | 0.062386 | 0.062567 | 0.066155 | 0.088356 | 0.091055 | -0.10066 | -0.033765 | 0.012568 | 0.058902 | 0.1258 | -0.029641 | 0.039302 | 0.087052 | 0.1348 | 0.20374
Residential | 50 | 2014-09-17 | Per Premise | 19 | Residential¦50¦41899¦Per Premise¦19 | 3.4367 | 1.1305 | 2.8612 | 75.9748 | 2.0968 | 315 | 3.5888 | 1.1394 | 3.137 | 76.5439 | 2.3162 | 316 | 15 | 18 | 1.0604 | 3.034 | 11772 | -0.27581 | -0.10299 | 0.11814 | 0.1303 | 0.12528 | 0.17588 | 0.18075 | -0.50121 | -0.36804 | -0.27581 | -0.18357 | -0.050404 | -0.33463 | -0.19778 | -0.10299 | -0.0082006 | 0.12866
Residential | 50 | Average Event Day | Per Premise | 3 | Residential¦50¦Average Event Day¦Per Premise¦3 | 3.5136 | 1.1345 | 0.81595 | 71.3214 | 0.71157 | 633 | 3.5104 | 1.1345 | 0.83368 | 71.2933 | 0.74026 | 633 | 15 | 18 | 0.98173 | 0.80104 | 11772 | -0.017722 | -0.032632 | 0.028282 | 0.029423 | 0.027766 | 0.040812 | 0.040455 | -0.070024 | -0.039124 | -0.017722 | 0.0036796 | 0.03458 | -0.084477 | -0.053846 | -0.032632 | -0.011417 | 0.019214
Residential | 50 | 2014-07-29 | Aggregate | 16 | Residential¦50¦41849¦Aggregate¦16 | 3.433 | 1.1285 | 23.956 | 83.9984 | 21.8245 | 320 | 3.5802 | 1.1399 | 23.7118 | 84.6531 | 21.2011 | 322 | 16 | 19 | 1.2228 | 29.2937 | 11772 | 0.24423 | 5.5819 | 1.22 | 1.1815 | 1.4919 | 1.6983 | 1.903 | -1.9323 | -0.64639 | 0.24423 | 1.1348 | 2.4207 | 3.143 | 4.5839 | 5.5819 | 6.5799 | 8.0207
Residential | 50 | 2014-07-29 | Aggregate | 20 | Residential¦50¦41849¦Aggregate¦20 | 3.433 | 1.1285 | 22.5059 | 74.0701 | 18.473 | 320 | 3.5802 | 1.1399 | 28.0306 | 74.4397 | 23.9184 | 322 | 16 | 19 | 1.2228 | 27.5205 | 11772 | -5.5247 | -0.5101 | 1.0327 | 1.3329 | 1.2628 | 1.6861 | 1.8361 | -7.6856 | -6.4089 | -5.5247 | -4.6405 | -3.3638 | -2.8631 | -1.4729 | -0.5101 | 0.45275 | 1.843
Residential | 50 | Average Event Day | Per Premise | 100 | Residential¦50¦Average Event Day¦Per Premise¦100 | 3.5136 | 1.1345 | 2.5343 | 85.8417 | 1.8807 | 633 | 3.5104 | 1.1345 | 2.0598 | 86.0214 | 1.5268 | 633 | 15 | 18 | 0.98173 | 2.488 | 11772 | 0.4745 | 0.42819 | 0.074751 | 0.060685 | 0.073385 | 0.096283 | 0.095226 | 0.35111 | 0.42401 | 0.4745 | 0.52499 | 0.59789 | 0.30616 | 0.37826 | 0.42819 | 0.47813 | 0.55023
Residential | 50 | 2014-09-16 | Aggregate | 10 | Residential¦50¦41898¦Aggregate¦10 | 3.5869 | 1.139 | 17.5208 | 96.7732 | 17.8562 | 317 | 3.4333 | 1.1277 | 17.4306 | 95.852 | 16.9769 | 314 | 16 | 19 | 0.96516 | 16.9104 | 11772 | 0.090239 | -0.52024 | 1.0029 | 0.95806 | 0.96796 | 1.387 | 1.3619 | -1.6872 | -0.63709 | 0.090239 | 0.81757 | 1.8677 | -2.2656 | -1.2344 | -0.52024 | 0.19395 | 1.2251
Residential | 50 | 2014-07-29 | Aggregate | 1 | Residential¦50¦41849¦Aggregate¦1 | 3.433 | 1.1285 | 11.2192 | 70.5415 | 10.4573 | 320 | 3.5802 | 1.1399 | 11.7739 | 70.6896 | 12.14 | 322 | 16 | 19 | 1.2228 | 13.719 | 11772 | -0.55463 | 1.9451 | 0.58458 | 0.67654 | 0.71483 | 0.89411 | 0.98422 | -1.7005 | -1.0235 | -0.55463 | -0.085761 | 0.59122 | 0.68381 | 1.429 | 1.9451 | 2.4613 | 3.2065
Residential | 50 | 2014-08-27 | Aggregate | 10 | Residential¦50¦41878¦Aggregate¦10 | 3.5885 | 1.139 | 11.1098 | 89.2885 | 11.7479 | 317 | 3.4321 | 1.1301 | 10.0239 | 88.9917 | 9.1662 | 316 | 15 | 18 | 0.82594 | 9.176 | 11772 | 1.0858 | -0.84792 | 0.65983 | 0.51564 | 0.54498 | 0.83741 | 0.75026 | 0.012632 | 0.64668 | 1.0858 | 1.525 | 2.159 | -1.8094 | -1.2414 | -0.84792 | -0.45448 | 0.11358
Residential | 50 | 2014-09-16 | Aggregate | 13 | Residential¦50¦41898¦Aggregate¦13 | 3.5869 | 1.139 | 31.1681 | 91.4368 | 27.3833 | 317 | 3.4333 | 1.1277 | 29.4723 | 92.2504 | 25.4334 | 314 | 16 | 19 | 0.96516 | 30.0821 | 11772 | 1.6957 | 0.60974 | 1.538 | 1.4353 | 1.4844 | 2.1037 | 2.0648 | -1.0003 | 0.59255 | 1.6957 | 2.7989 | 4.3917 | -2.0364 | -0.47306 | 0.60974 | 1.6925 | 3.2559
Residential | 50 | Average Event Day | Aggregate | 13 | Residential¦50¦Average Event Day¦Aggregate¦13 | 3.5136 | 1.1345 | 23.0365 | 91.6433 | 20.1486 | 633 | 3.5104 | 1.1345 | 23.2757 | 91.6865 | 21.2274 | 633 | 15 | 18 | 0.98173 | 22.6155 | 11772 | -0.23926 | -0.6602 | 0.80083 | 0.84371 | 0.7862 | 1.1633 | 1.1532 | -1.73 | -0.84928 | -0.23926 | 0.37075 | 1.2515 | -2.1381 | -1.265 | -0.6602 | -0.055445 | 0.81773
Residential | 50 | 2014-09-17 | Per Premise | 10 | Residential¦50¦41899¦Per Premise¦10 | 3.4367 | 1.1305 | 1.58 | 93.9317 | 1.4962 | 315 | 3.5888 | 1.1394 | 1.7244 | 94.3095 | 1.6446 | 316 | 15 | 18 | 1.0604 | 1.6755 | 11772 | -0.14434 | -0.048906 | 0.084301 | 0.092519 | 0.089393 | 0.12517 | 0.12865 | -0.30475 | -0.20998 | -0.14434 | -0.078705 | 0.016064 | -0.21378 | -0.11637 | -0.048906 | 0.018558 | 0.11597
Residential | 50 | 2014-07-29 | Per Premise | 19 | Residential¦50¦41849¦Per Premise¦19 | 3.433 | 1.1285 | 2.0382 | 76.1202 | 1.7904 | 320 | 3.5802 | 1.1399 | 2.0141 | 76.5199 | 1.63 | 322 | 16 | 19 | 1.2228 | 2.4923 | 11772 | 0.024152 | 0.47829 | 0.10009 | 0.090839 | 0.12239 | 0.13516 | 0.15242 | -0.14907 | -0.046728 | 0.024152 | 0.095031 | 0.19737 | 0.28296 | 0.39836 | 0.47829 | 0.55821 | 0.67361
Residential | 50 | 2014-09-15 | Per Premise | 11 | Residential¦50¦41897¦Per Premise¦11 | 3.4384 | 1.1301 | 1.6001 | 93.6346 | 1.4977 | 316 | 3.5885 | 1.139 | 1.6081 | 94.4051 | 1.6448 | 317 | 15 | 18 | 1.1209 | 1.7935 | 11772 | -0.0080379 | 0.18544 | 0.084252 | 0.092381 | 0.094439 | 0.12503 | 0.13211 | -0.16827 | -0.073604 | -0.0080379 | 0.057528 | 0.1522 | 0.016132 | 0.11616 | 0.18544 | 0.25472 | 0.35474
Residential | 50 | 2014-09-17 | Aggregate | 9 | Residential¦50¦41899¦Aggregate¦9 | 3.4367 | 1.1305 | 16.5961 | 91.3568 | 15.9242 | 315 | 3.5888 | 1.1394 | 17.926 | 91.5938 | 16.7688 | 316 | 15 | 18 | 1.0604 | 17.5985 | 11772 | -1.33 | -0.32754 | 0.89723 | 0.94332 | 0.95142 | 1.3019 | 1.3398 | -2.9984 | -2.0127 | -1.33 | -0.64727 | 0.33844 | -2.0446 | -1.0301 | -0.32754 | 0.37505 | 1.3895
Residential | 50 | Average Event Day | Per Premise | 24 | Residential¦50¦Average Event Day¦Per Premise¦24 | 3.5136 | 1.1345 | 1.2762 | 73.1073 | 1.0707 | 633 | 3.5104 | 1.1345 | 1.3502 | 73.2924 | 1.1606 | 633 | 15 | 18 | 0.98173 | 1.2529 | 11772 | -0.073964 | -0.097284 | 0.042558 | 0.04613 | 0.041781 | 0.062763 | 0.062239 | -0.1544 | -0.10688 | -0.073964 | -0.041051 | 0.0064703 | -0.17705 | -0.12992 | -0.097284 | -0.064646 | -0.017522
Residential | 50 | 2014-09-16 | Aggregate | 19 | Residential¦50¦41898¦Aggregate¦19 | 3.5869 | 1.139 | 38.0211 | 87.3985 | 27.4076 | 317 | 3.4333 | 1.1277 | 30.4707 | 87.2517 | 20.3697 | 314 | 16 | 19 | 0.96516 | 36.6964 | 11772 | 7.5504 | 6.2256 | 1.5394 | 1.1495 | 1.4857 | 1.9212 | 1.8785 | 5.0883 | 6.5429 | 7.5504 | 8.5579 | 10.0125 | 3.8182 | 5.2406 | 6.2256 | 7.2107 | 8.6331
Residential | 50 | 2014-07-29 | Aggregate | 2 | Residential¦50¦41849¦Aggregate¦2 | 3.433 | 1.1285 | 9.6297 | 70.0811 | 9.2033 | 320 | 3.5802 | 1.1399 | 9.9284 | 70.0126 | 10.0554 | 322 | 16 | 19 | 1.2228 | 11.7753 | 11772 | -0.29872 | 1.8469 | 0.51448 | 0.56037 | 0.62911 | 0.76072 | 0.84249 | -1.2736 | -0.69764 | -0.29872 | 0.10021 | 0.67619 | 0.76719 | 1.4051 | 1.8469 | 2.2887 | 2.9266
Residential | 50 | 2014-09-15 | Per Premise | 24 | Residential¦50¦41897¦Per Premise¦24 | 3.4384 | 1.1301 | 1.5456 | 75.2425 | 1.3382 | 316 | 3.5885 | 1.139 | 1.7007 | 75.4271 | 1.5465 | 317 | 15 | 18 | 1.1209 | 1.7325 | 11772 | -0.15518 | 0.03171 | 0.075281 | 0.086861 | 0.084384 | 0.11494 | 0.1211 | -0.30248 | -0.21545 | -0.15518 | -0.094901 | -0.0078711 | -0.12349 | -0.031796 | 0.03171 | 0.095215 | 0.18691
Residential | 50 | 2014-09-15 | Aggregate | 18 | Residential¦50¦41897¦Aggregate¦18 | 3.4384 | 1.1301 | 35.9705 | 83.1331 | 26.646 | 316 | 3.5885 | 1.139 | 30.3376 | 83.9551 | 22.3209 | 317 | 15 | 18 | 1.1209 | 40.32 | 11772 | 5.6329 | 9.9824 | 1.499 | 1.2537 | 1.6802 | 1.9541 | 2.0964 | 3.1286 | 4.6081 | 5.6329 | 6.6576 | 8.1372 | 7.2958 | 8.883 | 9.9824 | 11.0817 | 12.669
Residential | 50 | 2014-09-17 | Per Premise | 8 | Residential¦50¦41899¦Per Premise¦8 | 3.4367 | 1.1305 | 1.3118 | 87.9543 | 1.2743 | 315 | 3.5888 | 1.1394 | 1.2656 | 87.7474 | 1.1223 | 316 | 15 | 18 | 1.0604 | 1.3911 | 11772 | 0.046184 | 0.12542 | 0.071798 | 0.063133 | 0.076134 | 0.095607 | 0.098905 | -0.076341 | -0.0039522 | 0.046184 | 0.096321 | 0.16871 | -0.0013321 | 0.073554 | 0.12542 | 0.17729 | 0.25217
Residential | 50 | 2014-09-17 | Aggregate | 17 | Residential¦50¦41899¦Aggregate¦17 | 3.4367 | 1.1305 | 33.7187 | 82.0406 | 25.0028 | 315 | 3.5888 | 1.1394 | 29.3918 | 82.72 | 21.9959 | 316 | 15 | 18 | 1.0604 | 35.7554 | 11772 | 4.3269 | 6.3636 | 1.4087 | 1.2374 | 1.4938 | 1.875 | 1.9397 | 1.924 | 3.3436 | 4.3269 | 5.3102 | 6.7298 | 3.8777 | 5.3464 | 6.3636 | 7.3808 | 8.8494
Residential | 50 | 2014-09-17 | Per Premise | 7 | Residential¦50¦41899¦Per Premise¦7 | 3.4367 | 1.1305 | 1.2379 | 83.3704 | 1.0256 | 315 | 3.5888 | 1.1394 | 1.1482 | 82.8436 | 0.97025 | 316 | 15 | 18 | 1.0604 | 1.3127 | 11772 | 0.089685 | 0.16445 | 0.057783 | 0.054581 | 0.061274 | 0.079486 | 0.082058 | -0.01218 | 0.048003 | 0.089685 | 0.13137 | 0.19155 | 0.059293 | 0.12142 | 0.16445 | 0.20749 | 0.26962
Residential | 50 | 2014-09-15 | Aggregate | 4 | Residential¦50¦41897¦Aggregate¦4 | 3.4384 | 1.1301 | 9.5407 | 72.6486 | 8.6312 | 316 | 3.5885 | 1.139 | 10.2092 | 72.4667 | 10.1471 | 317 | 15 | 18 | 1.1209 | 10.6944 | 11772 | -0.66848 | 0.48516 | 0.48554 | 0.56992 | 0.54425 | 0.7487 | 0.78805 | -1.628 | -1.0611 | -0.66848 | -0.27586 | 0.29102 | -0.52476 | 0.071912 | 0.48516 | 0.89842 | 1.4951
Residential | 50 | 2014-07-29 | Aggregate | 18 | Residential¦50¦41849¦Aggregate¦18 | 3.433 | 1.1285 | 25.1771 | 78.4227 | 22.0993 | 320 | 3.5802 | 1.1399 | 24.4541 | 78.7525 | 19.8418 | 322 | 16 | 19 | 1.2228 | 30.7869 | 11772 | 0.72306 | 6.3328 | 1.2354 | 1.1057 | 1.5106 | 1.658 | 1.8721 | -1.4017 | -0.14638 | 0.72306 | 1.5925 | 2.8478 | 3.9336 | 5.3511 | 6.3328 | 7.3145 | 8.732
Residential | 50 | 2014-07-29 | Per Premise | 1 | Residential¦50¦41849¦Per Premise¦1 | 3.433 | 1.1285 | 0.95304 | 70.5415 | 0.88832 | 320 | 3.5802 | 1.1399 | 1.0002 | 70.6896 | 1.0313 | 322 | 16 | 19 | 1.2228 | 1.1654 | 11772 | -0.047115 | 0.16523 | 0.049659 | 0.05747 | 0.060723 | 0.075953 | 0.083607 | -0.14445 | -0.086944 | -0.047115 | -0.0072852 | 0.050222 | 0.058088 | 0.12139 | 0.16523 | 0.20908 | 0.27238
Residential | 50 | Average Event Day | Aggregate | 20 | Residential¦50¦Average Event Day¦Aggregate¦20 | 3.5136 | 1.1345 | 28.438 | 77.7881 | 21.4196 | 633 | 3.5104 | 1.1345 | 31.1182 | 77.9422 | 22.2677 | 633 | 15 | 18 | 0.98173 | 27.9183 | 11772 | -2.6802 | -3.1999 | 0.85135 | 0.88506 | 0.8358 | 1.2281 | 1.2173 | -4.2541 | -3.3242 | -2.6802 | -2.0362 | -1.1064 | -4.76 | -3.8383 | -3.1999 | -2.5615 | -1.6398
Residential | 50 | 2014-09-15 | Aggregate | 100 | Residential¦50¦41897¦Aggregate¦100 | 3.4384 | 1.1301 | 35.3982 | 88.3854 | 26.8554 | 1264 | 3.5885 | 1.139 | 29.688 | 89.3016 | 22.8292 | 1268 | 15 | 18 | 1.1209 | 39.6785 | 11772 | 5.7102 | 9.9904 | 0.75537 | 0.64111 | 0.84671 | 0.99076 | 1.062 | 4.4405 | 5.1906 | 5.7102 | 6.2297 | 6.9799 | 8.6294 | 9.4335 | 9.9904 | 10.5474 | 11.3515
Residential | 50 | Average Event Day | Per Premise | 15 | Residential¦50¦Average Event Day¦Per Premise¦15 | 3.5136 | 1.1345 | 2.4226 | 89.0374 | 1.9713 | 633 | 3.5104 | 1.1345 | 1.9627 | 89.167 | 1.6632 | 633 | 15 | 18 | 0.98173 | 2.3783 | 11772 | 0.45985 | 0.41559 | 0.078352 | 0.066108 | 0.07692 | 0.10251 | 0.10142 | 0.32847 | 0.40609 | 0.45985 | 0.51361 | 0.59123 | 0.2856 | 0.3624 | 0.41559 | 0.46877 | 0.54557
Residential | 50 | 2014-08-27 | Aggregate | 11 | Residential¦50¦41878¦Aggregate¦11 | 3.5885 | 1.139 | 12.5821 | 91.4071 | 14.8029 | 317 | 3.4321 | 1.1301 | 11.3183 | 90.8793 | 11.248 | 316 | 15 | 18 | 0.82594 | 10.3921 | 11772 | 1.2638 | -0.92622 | 0.83141 | 0.63275 | 0.6867 | 1.0448 | 0.93377 | -0.075192 | 0.71588 | 1.2638 | 1.8117 | 2.6028 | -2.1229 | -1.4159 | -0.92622 | -0.43655 | 0.27045
Residential | 50 | 2014-09-16 | Per Premise | 9 | Residential¦50¦41898¦Per Premise¦9 | 3.5869 | 1.139 | 1.2986 | 91.1375 | 1.2702 | 317 | 3.4333 | 1.1277 | 1.1384 | 90.648 | 1.0986 | 314 | 16 | 19 | 0.96516 | 1.2533 | 11772 | 0.1602 | 0.11496 | 0.071342 | 0.061995 | 0.068856 | 0.094514 | 0.092652 | 0.039078 | 0.11064 | 0.1602 | 0.20977 | 0.28133 | -0.0037817 | 0.06637 | 0.11496 | 0.16354 | 0.2337
Residential | 50 | 2014-07-29 | Per Premise | 16 | Residential¦50¦41849¦Per Premise¦16 | 3.433 | 1.1285 | 2.035 | 83.9984 | 1.8539 | 320 | 3.5802 | 1.1399 | 2.0143 | 84.6531 | 1.801 | 322 | 16 | 19 | 1.2228 | 2.4884 | 11772 | 0.020746 | 0.47417 | 0.10364 | 0.10036 | 0.12673 | 0.14427 | 0.16166 | -0.16414 | -0.054909 | 0.020746 | 0.096402 | 0.20564 | 0.26699 | 0.38939 | 0.47417 | 0.55894 | 0.68134
Residential | 50 | 2014-09-15 | Per Premise | 8 | Residential¦50¦41897¦Per Premise¦8 | 3.4384 | 1.1301 | 0.97603 | 81.1615 | 0.85358 | 316 | 3.5885 | 1.139 | 1.0624 | 81.3467 | 0.96003 | 317 | 15 | 18 | 1.1209 | 1.094 | 11772 | -0.086405 | 0.031615 | 0.048018 | 0.053921 | 0.053824 | 0.072202 | 0.076187 | -0.17894 | -0.12427 | -0.086405 | -0.048542 | 0.006126 | -0.066023 | -0.0083377 | 0.031615 | 0.071567 | 0.12925
Residential | 50 | Average Event Day | Aggregate | 16 | Residential¦50¦Average Event Day¦Aggregate¦16 | 3.5136 | 1.1345 | 29.761 | 87.4973 | 23.7566 | 633 | 3.5104 | 1.1345 | 23.7052 | 87.7197 | 19.0717 | 633 | 15 | 18 | 0.98173 | 29.2172 | 11772 | 6.0558 | 5.512 | 0.94424 | 0.75803 | 0.92699 | 1.2109 | 1.1975 | 4.5041 | 5.4209 | 6.0558 | 6.6908 | 7.6076 | 3.9774 | 4.8841 | 5.512 | 6.14 | 7.0466
Residential | 50 | 2014-09-16 | Aggregate | 2 | Residential¦50¦41898¦Aggregate¦2 | 3.5869 | 1.139 | 13.5482 | 73.834 | 13.6987 | 317 | 3.4333 | 1.1277 | 11.9219 | 73.6103 | 11.4151 | 314 | 16 | 19 | 0.96516 | 13.0762 | 11772 | 1.6263 | 1.1542 | 0.76939 | 0.64419 | 0.74259 | 1.0035 | 0.98307 | 0.3403 | 1.1001 | 1.6263 | 2.1525 | 2.9123 | -0.10561 | 0.63872 | 1.1542 | 1.6698 | 2.4141
Residential | 50 | 2014-09-16 | Aggregate | 12 | Residential¦50¦41898¦Aggregate¦12 | 3.5869 | 1.139 | 27.3579 | 100.9634 | 25.1502 | 317 | 3.4333 | 1.1277 | 25.7443 | 100.6154 | 23.4532 | 314 | 16 | 19 | 0.96516 | 26.4047 | 11772 | 1.6136 | 0.66037 | 1.4126 | 1.3235 | 1.3634 | 1.9357 | 1.9001 | -0.86716 | 0.59849 | 1.6136 | 2.6287 | 4.0944 | -1.7747 | -0.33606 | 0.66037 | 1.6568 | 3.0955
Residential | 50 | 2014-09-17 | Per Premise | 24 | Residential¦50¦41899¦Per Premise¦24 | 3.4367 | 1.1305 | 1.3471 | 70.5903 | 1.1792 | 315 | 3.5888 | 1.1394 | 1.3937 | 70.7331 | 1.2336 | 316 | 15 | 18 | 1.0604 | 1.4284 | 11772 | -0.046682 | 0.034682 | 0.066438 | 0.069394 | 0.070451 | 0.096071 | 0.098888 | -0.1698 | -0.097062 | -0.046682 | 0.0036973 | 0.076437 | -0.092049 | -0.017175 | 0.034682 | 0.086539 | 0.16141
Residential | 50 | 2014-09-17 | Per Premise | 4 | Residential¦50¦41899¦Per Premise¦4 | 3.4367 | 1.1305 | 1.1434 | 78.7511 | 1.0448 | 315 | 3.5888 | 1.1394 | 1.1395 | 78.6134 | 1.0201 | 316 | 15 | 18 | 1.0604 | 1.2124 | 11772 | 0.003865 | 0.072926 | 0.05887 | 0.057384 | 0.062426 | 0.082211 | 0.084794 | -0.10149 | -0.039246 | 0.003865 | 0.046976 | 0.10922 | -0.035742 | 0.02846 | 0.072926 | 0.11739 | 0.18159
Residential | 50 | 2014-08-27 | Aggregate | 24 | Residential¦50¦41878¦Aggregate¦24 | 3.5885 | 1.139 | 13.0509 | 73.2875 | 12.1905 | 317 | 3.4321 | 1.1301 | 13.5927 | 73.5002 | 11.8254 | 316 | 15 | 18 | 0.82594 | 10.7793 | 11772 | -0.54178 | -2.8134 | 0.68468 | 0.66523 | 0.56551 | 0.95463 | 0.87312 | -1.7652 | -1.0424 | -0.54178 | -0.041168 | 0.68163 | -3.9323 | -3.2713 | -2.8134 | -2.3555 | -1.6945
Residential | 50 | 2014-07-29 | Per Premise | 9 | Residential¦50¦41849¦Per Premise¦9 | 3.433 | 1.1285 | 0.85304 | 82.5718 | 0.74592 | 320 | 3.5802 | 1.1399 | 0.92127 | 83.1394 | 0.83753 | 322 | 16 | 19 | 1.2228 | 1.0431 | 11772 | -0.068238 | 0.12183 | 0.041698 | 0.046674 | 0.050989 | 0.062587 | 0.069125 | -0.14845 | -0.10106 | -0.068238 | -0.035417 | 0.011971 | 0.033241 | 0.085579 | 0.12183 | 0.15808 | 0.21042
Residential | 50 | 2014-07-29 | Aggregate | 9 | Residential¦50¦41849¦Aggregate¦9 | 3.433 | 1.1285 | 10.0419 | 82.5718 | 8.781 | 320 | 3.5802 | 1.1399 | 10.8452 | 83.1394 | 9.8594 | 322 | 16 | 19 | 1.2228 | 12.2794 | 11772 | -0.8033 | 1.4342 | 0.49087 | 0.54944 | 0.60024 | 0.73678 | 0.81374 | -1.7475 | -1.1897 | -0.8033 | -0.41693 | 0.14092 | 0.39131 | 1.0074 | 1.4342 | 1.8609 | 2.477
Residential | 50 | 2014-09-15 | Per Premise | 16 | Residential¦50¦41897¦Per Premise¦16 | 3.4384 | 1.1301 | 2.9832 | 90.3641 | 2.2693 | 316 | 3.5885 | 1.139 | 2.4428 | 91.3303 | 1.8811 | 317 | 15 | 18 | 1.1209 | 3.3439 | 11772 | 0.54043 | 0.90115 | 0.12766 | 0.10565 | 0.14309 | 0.16571 | 0.17787 | 0.32806 | 0.45353 | 0.54043 | 0.62732 | 0.75279 | 0.6732 | 0.80787 | 0.90115 | 0.99442 | 1.1291
Residential | 50 | Average Event Day | Aggregate | 22 | Residential¦50¦Average Event Day¦Aggregate¦22 | 3.5136 | 1.1345 | 23.1921 | 75.9352 | 16.8724 | 633 | 3.5104 | 1.1345 | 25.7164 | 75.9892 | 18.5918 | 633 | 15 | 18 | 0.98173 | 22.7683 | 11772 | -2.5243 | -2.948 | 0.67062 | 0.73896 | 0.65836 | 0.99789 | 0.9897 | -3.8031 | -3.0476 | -2.5243 | -2.001 | -1.2454 | -4.2164 | -3.467 | -2.948 | -2.4291 | -1.6797
Residential | 50 | 2014-07-29 | Per Premise | 5 | Residential¦50¦41849¦Per Premise¦5 | 3.433 | 1.1285 | 0.64936 | 68.0657 | 0.63293 | 320 | 3.5802 | 1.1399 | 0.62187 | 67.982 | 0.4901 | 322 | 16 | 19 | 1.2228 | 0.79405 | 11772 | 0.027486 | 0.17217 | 0.035382 | 0.027312 | 0.043266 | 0.044698 | 0.051165 | -0.029796 | 0.004047 | 0.027486 | 0.050926 | 0.084768 | 0.1066 | 0.14534 | 0.17217 | 0.199 | 0.23774
Residential | 50 | Average Event Day | Per Premise | 6 | Residential¦50¦Average Event Day¦Per Premise¦6 | 3.5136 | 1.1345 | 0.77163 | 70.0417 | 0.63229 | 633 | 3.5104 | 1.1345 | 0.7895 | 69.9425 | 0.66288 | 633 | 15 | 18 | 0.98173 | 0.75753 | 11772 | -0.017866 | -0.031966 | 0.025132 | 0.026347 | 0.024672 | 0.036411 | 0.036096 | -0.064528 | -0.03696 | -0.017866 | 0.0012282 | 0.028797 | -0.078224 | -0.050894 | -0.031966 | -0.013037 | 0.014293
Residential | 50 | Average Event Day | Aggregate | 100 | Residential¦50¦Average Event Day¦Aggregate¦100 | 3.5136 | 1.1345 | 29.8335 | 85.8417 | 22.1395 | 633 | 3.5104 | 1.1345 | 24.2477 | 86.0214 | 17.9735 | 633 | 15 | 18 | 0.98173 | 29.2884 | 11772 | 5.5858 | 5.0407 | 0.87997 | 0.71438 | 0.86389 | 1.1334 | 1.121 | 4.1333 | 4.9914 | 5.5858 | 6.1802 | 7.0384 | 3.6041 | 4.4528 | 5.0407 | 5.6285 | 6.4773
Residential | 50 | 2014-09-16 | Per Premise | 2 | Residential¦50¦41898¦Per Premise¦2 | 3.5869 | 1.139 | 1.1509 | 73.834 | 1.1637 | 317 | 3.4333 | 1.1277 | 1.0127 | 73.6103 | 0.96969 | 314 | 16 | 19 | 0.96516 | 1.1108 | 11772 | 0.13815 | 0.09805 | 0.065358 | 0.054723 | 0.063081 | 0.085242 | 0.083509 | 0.028908 | 0.093449 | 0.13815 | 0.18285 | 0.24739 | -0.0089711 | 0.054258 | 0.09805 | 0.14184 | 0.20507
Residential | 50 | 2014-07-29 | Aggregate | 14 | Residential¦50¦41849¦Aggregate¦14 | 3.433 | 1.1285 | 20.1462 | 89.8406 | 20.0587 | 320 | 3.5802 | 1.1399 | 25.1873 | 90.4527 | 24.4396 | 322 | 16 | 19 | 1.2228 | 24.635 | 11772 | -5.041 | -0.55224 | 1.1213 | 1.362 | 1.3712 | 1.7642 | 1.9326 | -7.3019 | -5.9662 | -5.041 | -4.1159 | -2.7802 | -3.029 | -1.5657 | -0.55224 | 0.46123 | 1.9245
Residential | 50 | 2014-09-16 | Per Premise | 22 | Residential¦50¦41898¦Per Premise¦22 | 3.5869 | 1.139 | 2.8194 | 80.4402 | 2.0018 | 317 | 3.4333 | 1.1277 | 2.9436 | 80.2427 | 2.0258 | 314 | 16 | 19 | 0.96516 | 2.7212 | 11772 | -0.12421 | -0.22244 | 0.11243 | 0.11432 | 0.10851 | 0.16034 | 0.15762 | -0.32969 | -0.20829 | -0.12421 | -0.040123 | 0.081281 | -0.42444 | -0.3051 | -0.22244 | -0.13979 | -0.020445
Residential | 50 | 2014-07-29 | Per Premise | 17 | Residential¦50¦41849¦Per Premise¦17 | 3.433 | 1.1285 | 2.1995 | 81.2573 | 1.9329 | 320 | 3.5802 | 1.1399 | 2.0397 | 81.923 | 1.7924 | 322 | 16 | 19 | 1.2228 | 2.6896 | 11772 | 0.15978 | 0.64985 | 0.10805 | 0.099886 | 0.13213 | 0.14715 | 0.16563 | -0.028796 | 0.082617 | 0.15978 | 0.23695 | 0.34836 | 0.43758 | 0.56299 | 0.64985 | 0.73671 | 0.86212
Residential | 50 | 2014-07-29 | Aggregate | 10 | Residential¦50¦41849¦Aggregate¦10 | 3.433 | 1.1285 | 11.0439 | 85.2788 | 10.0926 | 320 | 3.5802 | 1.1399 | 11.9522 | 85.7894 | 11.8515 | 322 | 16 | 19 | 1.2228 | 13.5046 | 11772 | -0.90834 | 1.5524 | 0.56419 | 0.66046 | 0.6899 | 0.86863 | 0.95507 | -2.0215 | -1.3638 | -0.90834 | -0.45283 | 0.20486 | 0.3284 | 1.0515 | 1.5524 | 2.0532 | 2.7763
Residential | 50 | 2014-08-27 | Aggregate | 100 | Residential¦50¦41878¦Aggregate¦100 | 3.5885 | 1.139 | 25.0246 | 86.0427 | 23.3032 | 1268 | 3.4321 | 1.1301 | 19.3248 | 85.6348 | 16.1461 | 1264 | 15 | 18 | 0.82594 | 20.6689 | 11772 | 5.6998 | 1.3441 | 0.65442 | 0.45415 | 0.54051 | 0.79656 | 0.70598 | 4.679 | 5.2821 | 5.6998 | 6.1176 | 6.7207 | 0.43937 | 0.9739 | 1.3441 | 1.7143 | 2.2489
Residential | 50 | Average Event Day | Aggregate | 23 | Residential¦50¦Average Event Day¦Aggregate¦23 | 3.5136 | 1.1345 | 18.8602 | 74.4817 | 14.5043 | 633 | 3.5104 | 1.1345 | 19.8547 | 74.667 | 15.7978 | 633 | 15 | 18 | 0.98173 | 18.5156 | 11772 | -0.99444 | -1.3391 | 0.57649 | 0.62791 | 0.56596 | 0.85242 | 0.84533 | -2.0869 | -1.4414 | -0.99444 | -0.54743 | 0.097973 | -2.4224 | -1.7824 | -1.3391 | -0.89578 | -0.25574
Residential | 50 | 2014-09-16 | Per Premise | 23 | Residential¦50¦41898¦Per Premise¦23 | 3.5869 | 1.139 | 2.3739 | 80.1134 | 1.817 | 317 | 3.4333 | 1.1277 | 2.3992 | 79.9964 | 1.8639 | 314 | 16 | 19 | 0.96516 | 2.2911 | 11772 | -0.025318 | -0.10803 | 0.10206 | 0.10518 | 0.0985 | 0.14656 | 0.1441 | -0.21314 | -0.10217 | -0.025318 | 0.051537 | 0.1625 | -0.29271 | -0.1836 | -0.10803 | -0.032462 | 0.076646
Residential | 50 | 2014-09-16 | Per Premise | 100 | Residential¦50¦41898¦Per Premise¦100 | 3.5869 | 1.139 | 3.2499 | 89.0209 | 2.3825 | 1268 | 3.4333 | 1.1277 | 2.4501 | 88.7733 | 1.7479 | 1256 | 16 | 19 | 0.96516 | 3.1367 | 11772 | 0.79983 | 0.68659 | 0.066906 | 0.04932 | 0.064575 | 0.08312 | 0.081255 | 0.6933 | 0.75624 | 0.79983 | 0.84341 | 0.90635 | 0.58246 | 0.64398 | 0.68659 | 0.7292 | 0.79072
Residential | 50 | 2014-08-27 | Aggregate | 17 | Residential¦50¦41878¦Aggregate¦17 | 3.5885 | 1.139 | 25.5825 | 85.9864 | 23.6599 | 317 | 3.4321 | 1.1301 | 19.8766 | 85.5933 | 16.4041 | 316 | 15 | 18 | 0.82594 | 21.1296 | 11772 | 5.7059 | 1.2531 | 1.3289 | 0.9228 | 1.0976 | 1.6179 | 1.434 | 3.6325 | 4.8575 | 5.7059 | 6.5543 | 7.7792 | -0.58464 | 0.50108 | 1.2531 | 2.005 | 3.0907
Residential | 50 | Average Event Day | Aggregate | 12 | Residential¦50¦Average Event Day¦Aggregate¦12 | 3.5136 | 1.1345 | 19.6494 | 93.2438 | 18.2691 | 633 | 3.5104 | 1.1345 | 19.7316 | 93.2986 | 18.5519 | 633 | 15 | 18 | 0.98173 | 19.2904 | 11772 | -0.082164 | -0.44121 | 0.72613 | 0.73737 | 0.71286 | 1.0349 | 1.0256 | -1.4084 | -0.62486 | -0.082164 | 0.46053 | 1.2441 | -1.7556 | -0.97905 | -0.44121 | 0.096621 | 0.87317
Residential | 50 | 2014-09-17 | Per Premise | 14 | Residential¦50¦41899¦Per Premise¦14 | 3.4367 | 1.1305 | 2.6943 | 87.9401 | 2.098 | 315 | 3.5888 | 1.1394 | 2.8571 | 88.7321 | 2.3681 | 316 | 15 | 18 | 1.0604 | 2.8571 | 11772 | -0.16274 | 2.66e-07 | 0.11821 | 0.13322 | 0.12535 | 0.1781 | 0.18292 | -0.39099 | -0.25614 | -0.16274 | -0.069346 | 0.065504 | -0.23442 | -0.095922 | 2.66e-07 | 0.095923 | 0.23442
Residential | 50 | Average Event Day | Per Premise | 8 | Residential¦50¦Average Event Day¦Per Premise¦8 | 3.5136 | 1.1345 | 0.94881 | 81.0876 | 0.81533 | 633 | 3.5104 | 1.1345 | 0.96912 | 81.1679 | 0.817 | 633 | 15 | 18 | 0.98173 | 0.93147 | 11772 | -0.020308 | -0.037645 | 0.032407 | 0.032473 | 0.031814 | 0.045877 | 0.045461 | -0.079102 | -0.044366 | -0.020308 | 0.0037498 | 0.038485 | -0.095905 | -0.061485 | -0.037645 | -0.013806 | 0.020615
Residential | 50 | Average Event Day | Aggregate | 8 | Residential¦50¦Average Event Day¦Aggregate¦8 | 3.5136 | 1.1345 | 11.1694 | 81.0876 | 9.5981 | 633 | 3.5104 | 1.1345 | 11.4085 | 81.1679 | 9.6178 | 633 | 15 | 18 | 0.98173 | 10.9653 | 11772 | -0.23907 | -0.44316 | 0.38149 | 0.38227 | 0.37452 | 0.54006 | 0.53516 | -0.93118 | -0.52227 | -0.23907 | 0.044143 | 0.45305 | -1.129 | -0.7238 | -0.44316 | -0.16252 | 0.24267
Residential | 50 | 2014-09-17 | Aggregate | 22 | Residential¦50¦41899¦Aggregate¦22 | 3.4367 | 1.1305 | 24.0559 | 72.0722 | 17.6662 | 315 | 3.5888 | 1.1394 | 28.1305 | 72.1859 | 21.2164 | 316 | 15 | 18 | 1.0604 | 25.5089 | 11772 | -4.0746 | -2.6216 | 0.99538 | 1.1935 | 1.0555 | 1.5541 | 1.5933 | -6.0663 | -4.8896 | -4.0746 | -3.2596 | -2.0829 | -4.6635 | -3.4571 | -2.6216 | -1.7861 | -0.57971
Residential | 50 | 2014-08-27 | Per Premise | 17 | Residential¦50¦41878¦Per Premise¦17 | 3.5885 | 1.139 | 2.1732 | 85.9864 | 2.0098 | 317 | 3.4321 | 1.1301 | 1.6885 | 85.5933 | 1.3935 | 316 | 15 | 18 | 0.82594 | 1.7949 | 11772 | 0.4847 | 0.10644 | 0.11288 | 0.07839 | 0.093236 | 0.13743 | 0.12181 | 0.30857 | 0.41263 | 0.4847 | 0.55677 | 0.66083 | -0.049663 | 0.042566 | 0.10644 | 0.17032 | 0.26255
Residential | 50 | Average Event Day | Per Premise | 14 | Residential¦50¦Average Event Day¦Per Premise¦14 | 3.5136 | 1.1345 | 2.2507 | 89.7664 | 1.918 | 633 | 3.5104 | 1.1345 | 2.2096 | 89.7995 | 1.9788 | 633 | 15 | 18 | 0.98173 | 2.2096 | 11772 | 0.041127 | 9.42e-08 | 0.076233 | 0.078651 | 0.07484 | 0.10953 | 0.10857 | -0.099245 | -0.016312 | 0.041127 | 0.098566 | 0.1815 | -0.13914 | -0.056933 | 9.42e-08 | 0.056933 | 0.13914
Residential | 50 | 2014-09-16 | Per Premise | 13 | Residential¦50¦41898¦Per Premise¦13 | 3.5869 | 1.139 | 2.6476 | 91.4368 | 2.3261 | 317 | 3.4333 | 1.1277 | 2.5036 | 92.2504 | 2.1605 | 314 | 16 | 19 | 0.96516 | 2.5554 | 11772 | 0.14405 | 0.051796 | 0.13065 | 0.12192 | 0.1261 | 0.1787 | 0.1754 | -0.084969 | 0.050336 | 0.14405 | 0.23776 | 0.37306 | -0.17299 | -0.040185 | 0.051796 | 0.14378 | 0.27658
Residential | 50 | Average Event Day | Aggregate | 7 | Residential¦50¦Average Event Day¦Aggregate¦7 | 3.5136 | 1.1345 | 10.7054 | 76.4657 | 8.2852 | 633 | 3.5104 | 1.1345 | 10.7737 | 76.4755 | 8.6999 | 633 | 15 | 18 | 0.98173 | 10.5098 | 11772 | -0.068339 | -0.26396 | 0.32931 | 0.34579 | 0.32329 | 0.47751 | 0.47338 | -0.68029 | -0.31875 | -0.068339 | 0.18207 | 0.54361 | -0.87062 | -0.5122 | -0.26396 | -0.015716 | 0.3427
Residential | 50 | 2014-09-17 | Aggregate | 2 | Residential¦50¦41899¦Aggregate¦2 | 3.4367 | 1.1305 | 16.6184 | 79.9007 | 15.0495 | 315 | 3.5888 | 1.1394 | 16.0233 | 79.5949 | 14.828 | 316 | 15 | 18 | 1.0604 | 17.6222 | 11772 | 0.59509 | 1.5989 | 0.84794 | 0.83414 | 0.89916 | 1.1894 | 1.2265 | -0.92925 | -0.028655 | 0.59509 | 1.2188 | 2.1194 | 0.027064 | 0.9557 | 1.5989 | 2.242 | 3.1707
Residential | 50 | 2014-09-16 | Aggregate | 15 | Residential¦50¦41898¦Aggregate¦15 | 3.5869 | 1.139 | 33.3564 | 96.2051 | 26.8293 | 317 | 3.4333 | 1.1277 | 32.1941 | 95.0659 | 25.6633 | 314 | 16 | 19 | 0.96516 | 32.1941 | 11772 | 1.1622 | -4.66e-07 | 1.5069 | 1.4483 | 1.4544 | 2.09 | 2.0525 | -1.5162 | 0.06623 | 1.1622 | 2.2582 | 3.8407 | -2.6304 | -1.0763 | -4.66e-07 | 1.0763 | 2.6304
Residential | 50 | 2014-07-29 | Per Premise | 21 | Residential¦50¦41849¦Per Premise¦21 | 3.433 | 1.1285 | 1.8796 | 71.4327 | 1.4674 | 320 | 3.5802 | 1.1399 | 2.1523 | 71.8211 | 1.7787 | 322 | 16 | 19 | 1.2228 | 2.2984 | 11772 | -0.27269 | 0.14611 | 0.082033 | 0.099125 | 0.10031 | 0.12867 | 0.14102 | -0.43758 | -0.34016 | -0.27269 | -0.20522 | -0.1078 | -0.034621 | 0.072155 | 0.14611 | 0.22006 | 0.32684
Residential | 50 | Average Event Day | Aggregate | 17 | Residential¦50¦Average Event Day¦Aggregate¦17 | 3.5136 | 1.1345 | 30.329 | 85.4206 | 24.3643 | 633 | 3.5104 | 1.1345 | 24.8627 | 85.6311 | 19.4983 | 633 | 15 | 18 | 0.98173 | 29.7748 | 11772 | 5.4663 | 4.9121 | 0.96839 | 0.77499 | 0.9507 | 1.2403 | 1.2266 | 3.8768 | 4.8159 | 5.4663 | 6.1168 | 7.0559 | 3.3403 | 4.2689 | 4.9121 | 5.5553 | 6.484
Residential | 50 | 2014-09-17 | Per Premise | 13 | Residential¦50¦41899¦Per Premise¦13 | 3.4367 | 1.1305 | 2.5438 | 90.3044 | 2.0181 | 315 | 3.5888 | 1.1394 | 2.593 | 91.1607 | 2.2453 | 316 | 15 | 18 | 1.0604 | 2.6975 | 11772 | -0.049163 | 0.10449 | 0.1137 | 0.12631 | 0.12057 | 0.16995 | 0.17462 | -0.26696 | -0.13828 | -0.049163 | 0.039957 | 0.16863 | -0.11929 | 0.012918 | 0.10449 | 0.19606 | 0.32827
Residential | 50 | 2014-07-29 | Per Premise | 3 | Residential¦50¦41849¦Per Premise¦3 | 3.433 | 1.1285 | 0.74149 | 69.4217 | 0.72784 | 320 | 3.5802 | 1.1399 | 0.71717 | 69.4007 | 0.66834 | 322 | 16 | 19 | 1.2228 | 0.9067 | 11772 | 0.024315 | 0.18953 | 0.040688 | 0.037245 | 0.049753 | 0.055161 | 0.06215 | -0.046377 | -0.0046117 | 0.024315 | 0.053241 | 0.095006 | 0.10988 | 0.15693 | 0.18953 | 0.22212 | 0.26917
Residential | 50 | 2014-09-15 | Aggregate | 6 | Residential¦50¦41897¦Aggregate¦6 | 3.4384 | 1.1301 | 9.5768 | 71.9704 | 8.8139 | 316 | 3.5885 | 1.139 | 9.6804 | 71.8757 | 8.9134 | 317 | 15 | 18 | 1.1209 | 10.7348 | 11772 | -0.10358 | 1.0544 | 0.49582 | 0.50063 | 0.55578 | 0.70461 | 0.74801 | -1.0066 | -0.47308 | -0.10358 | 0.26591 | 0.79941 | 0.095816 | 0.66217 | 1.0544 | 1.4467 | 2.013
Residential | 50 | 2014-08-27 | Aggregate | 19 | Residential¦50¦41878¦Aggregate¦19 | 3.5885 | 1.139 | 26.4047 | 79.0899 | 23.2231 | 317 | 3.4321 | 1.1301 | 28.4653 | 78.695 | 22.724 | 316 | 15 | 18 | 0.82594 | 21.8087 | 11772 | -2.0606 | -6.6565 | 1.3043 | 1.2783 | 1.0773 | 1.8263 | 1.6717 | -4.4011 | -3.0183 | -2.0606 | -1.1029 | 0.27993 | -8.7989 | -7.5332 | -6.6565 | -5.7799 | -4.5141
Residential | 50 | 2014-07-29 | Per Premise | 18 | Residential¦50¦41849¦Per Premise¦18 | 3.433 | 1.1285 | 2.1387 | 78.4227 | 1.8773 | 320 | 3.5802 | 1.1399 | 2.0773 | 78.7525 | 1.6855 | 322 | 16 | 19 | 1.2228 | 2.6153 | 11772 | 0.061422 | 0.53796 | 0.10494 | 0.093929 | 0.12833 | 0.14084 | 0.15903 | -0.11907 | -0.012434 | 0.061422 | 0.13528 | 0.24192 | 0.33415 | 0.45456 | 0.53796 | 0.62135 | 0.74176
Residential | 50 | 2014-07-29 | Aggregate | 24 | Residential¦50¦41849¦Aggregate¦24 | 3.433 | 1.1285 | 13.3807 | 70.0826 | 12.3522 | 320 | 3.5802 | 1.1399 | 13.8543 | 70.1844 | 12.9659 | 322 | 16 | 19 | 1.2228 | 16.3621 | 11772 | -0.47356 | 2.5078 | 0.69051 | 0.72256 | 0.84436 | 0.99945 | 1.1113 | -1.7544 | -0.99767 | -0.47356 | 0.05055 | 0.80728 | 1.0836 | 1.925 | 2.5078 | 3.0906 | 3.932
Residential | 50 | 2014-09-17 | Aggregate | 18 | Residential¦50¦41899¦Aggregate¦18 | 3.4367 | 1.1305 | 33.8308 | 77.3934 | 24.7515 | 315 | 3.5888 | 1.1394 | 28.715 | 78.0425 | 20.6463 | 316 | 15 | 18 | 1.0604 | 35.8742 | 11772 | 5.1158 | 7.1592 | 1.3946 | 1.1614 | 1.4788 | 1.8149 | 1.8804 | 2.7899 | 4.164 | 5.1158 | 6.0675 | 7.4416 | 4.7494 | 6.1731 | 7.1592 | 8.1453 | 9.569
Residential | 50 | 2014-09-17 | Aggregate | 15 | Residential¦50¦41899¦Aggregate¦15 | 3.4367 | 1.1305 | 33.4071 | 87.3104 | 24.9143 | 315 | 3.5888 | 1.1394 | 28.2195 | 87.9367 | 23.2094 | 316 | 15 | 18 | 1.0604 | 35.425 | 11772 | 5.1876 | 7.2054 | 1.4038 | 1.3056 | 1.4886 | 1.9171 | 1.98 | 2.7307 | 4.1823 | 5.1876 | 6.1929 | 7.6444 | 4.6679 | 6.1671 | 7.2054 | 8.2438 | 9.7429
Residential | 50 | 2014-09-15 | Per Premise | 14 | Residential¦50¦41897¦Per Premise¦14 | 3.4384 | 1.1301 | 2.6007 | 92.0669 | 2.2316 | 316 | 3.5885 | 1.139 | 2.9151 | 93.0698 | 2.3624 | 317 | 15 | 18 | 1.1209 | 2.9151 | 11772 | -0.31447 | -8.76e-08 | 0.12554 | 0.13268 | 0.14072 | 0.18266 | 0.19341 | -0.54856 | -0.41025 | -0.31447 | -0.21868 | -0.080377 | -0.24786 | -0.10142 | -8.76e-08 | 0.10142 | 0.24786
Residential | 50 | 2014-09-17 | Aggregate | 12 | Residential¦50¦41899¦Aggregate¦12 | 3.4367 | 1.1305 | 26.6433 | 93.1042 | 22.5531 | 315 | 3.5888 | 1.1394 | 27.4355 | 93.7655 | 23.4782 | 316 | 15 | 18 | 1.0604 | 28.2526 | 11772 | -0.79217 | 0.81712 | 1.2707 | 1.3208 | 1.3475 | 1.8328 | 1.8868 | -3.141 | -1.7533 | -0.79217 | 0.16894 | 1.5566 | -1.6009 | -0.17233 | 0.81712 | 1.8066 | 3.2352
Residential | 50 | 2014-09-17 | Per Premise | 5 | Residential¦50¦41899¦Per Premise¦5 | 3.4367 | 1.1305 | 1.0878 | 79.0555 | 1.009 | 315 | 3.5888 | 1.1394 | 1.0573 | 78.5633 | 0.92736 | 316 | 15 | 18 | 1.0604 | 1.1536 | 11772 | 0.03057 | 0.096278 | 0.056849 | 0.052168 | 0.060283 | 0.077158 | 0.079722 | -0.068311 | -0.0098912 | 0.03057 | 0.071032 | 0.12945 | -0.0058894 | 0.054472 | 0.096278 | 0.13808 | 0.19844
Residential | 50 | 2014-09-16 | Per Premise | 3 | Residential¦50¦41898¦Per Premise¦3 | 3.5869 | 1.139 | 0.99809 | 72.9197 | 0.9648 | 317 | 3.4333 | 1.1277 | 0.87133 | 72.5828 | 0.82547 | 314 | 16 | 19 | 0.96516 | 0.96331 | 11772 | 0.12676 | 0.091985 | 0.054188 | 0.046584 | 0.0523 | 0.071459 | 0.070039 | 0.035182 | 0.089288 | 0.12676 | 0.16423 | 0.21834 | 0.0022267 | 0.055256 | 0.091985 | 0.12871 | 0.18174
Residential | 50 | 2014-09-15 | Aggregate | 17 | Residential¦50¦41897¦Aggregate¦17 | 3.4384 | 1.1301 | 36.5626 | 87.6191 | 27.8251 | 316 | 3.5885 | 1.139 | 30.3686 | 88.6166 | 23.5179 | 317 | 15 | 18 | 1.1209 | 40.9836 | 11772 | 6.194 | 10.6151 | 1.5653 | 1.3209 | 1.7546 | 2.0481 | 2.1962 | 3.5692 | 5.12 | 6.194 | 7.2681 | 8.8188 | 7.8006 | 9.4634 | 10.6151 | 11.7668 | 13.4296
Residential | 50 | 2014-09-16 | Aggregate | 100 | Residential¦50¦41898¦Aggregate¦100 | 3.5869 | 1.139 | 38.2582 | 89.0209 | 28.0463 | 1268 | 3.4333 | 1.1277 | 28.8427 | 88.7733 | 20.5763 | 1256 | 16 | 19 | 0.96516 | 36.9252 | 11772 | 9.4156 | 8.0825 | 0.78762 | 0.58059 | 0.76017 | 0.97848 | 0.95653 | 8.1616 | 8.9024 | 9.4156 | 9.9287 | 10.6695 | 6.8567 | 7.5809 | 8.0825 | 8.5841 | 9.3084
Residential | 50 | 2014-07-29 | Aggregate | 3 | Residential¦50¦41849¦Aggregate¦3 | 3.433 | 1.1285 | 8.7288 | 69.4217 | 8.5682 | 320 | 3.5802 | 1.1399 | 8.4426 | 69.4007 | 7.8677 | 322 | 16 | 19 | 1.2228 | 10.6737 | 11772 | 0.28623 | 2.2311 | 0.47898 | 0.43845 | 0.5857 | 0.64935 | 0.73163 | -0.54595 | -0.054289 | 0.28623 | 0.62675 | 1.1184 | 1.2935 | 1.8474 | 2.2311 | 2.6148 | 3.1687
Residential | 50 | Average Event Day | Per Premise | 1 | Residential¦50¦Average Event Day¦Per Premise¦1 | 3.5136 | 1.1345 | 1.074 | 72.2805 | 1.0147 | 633 | 3.5104 | 1.1345 | 1.1019 | 72.218 | 1.0212 | 633 | 15 | 18 | 0.98173 | 1.0543 | 11772 | -0.027977 | -0.047601 | 0.040332 | 0.04059 | 0.039595 | 0.05722 | 0.056703 | -0.10131 | -0.057984 | -0.027977 | 0.0020292 | 0.045353 | -0.12027 | -0.077336 | -0.047601 | -0.017866 | 0.025067
Residential | 50 | 2014-09-17 | Per Premise | 18 | Residential¦50¦41899¦Per Premise¦18 | 3.4367 | 1.1305 | 2.8738 | 77.3934 | 2.1026 | 315 | 3.5888 | 1.1394 | 2.4393 | 78.0425 | 1.7539 | 316 | 15 | 18 | 1.0604 | 3.0474 | 11772 | 0.43457 | 0.60815 | 0.11847 | 0.098662 | 0.12562 | 0.15417 | 0.15973 | 0.23699 | 0.35372 | 0.43457 | 0.51542 | 0.63215 | 0.40345 | 0.52439 | 0.60815 | 0.69192 | 0.81286
Residential | 50 | 2014-09-17 | Per Premise | 2 | Residential¦50¦41899¦Per Premise¦2 | 3.4367 | 1.1305 | 1.4117 | 79.9007 | 1.2784 | 315 | 3.5888 | 1.1394 | 1.3611 | 79.5949 | 1.2596 | 316 | 15 | 18 | 1.0604 | 1.497 | 11772 | 0.050552 | 0.13582 | 0.07203 | 0.070858 | 0.076381 | 0.10104 | 0.10419 | -0.078937 | -0.0024342 | 0.050552 | 0.10354 | 0.18004 | 0.0022991 | 0.081184 | 0.13582 | 0.19046 | 0.26934
Residential | 50 | Average Event Day | Aggregate | 14 | Residential¦50¦Average Event Day¦Aggregate¦14 | 3.5136 | 1.1345 | 26.4957 | 89.7664 | 22.5785 | 633 | 3.5104 | 1.1345 | 26.0116 | 89.7995 | 23.2947 | 633 | 15 | 18 | 0.98173 | 26.0116 | 11772 | 0.48415 | 9.2e-07 | 0.89742 | 0.92588 | 0.88102 | 1.2894 | 1.2781 | -1.1683 | -0.19202 | 0.48415 | 1.1603 | 2.1366 | -1.6379 | -0.67022 | 9.2e-07 | 0.67022 | 1.6379
Residential | 50 | 2014-08-27 | Per Premise | 9 | Residential¦50¦41878¦Per Premise¦9 | 3.5885 | 1.139 | 0.81718 | 85.3339 | 0.72147 | 317 | 3.4321 | 1.1301 | 0.80092 | 85.1441 | 0.72361 | 316 | 15 | 18 | 0.82594 | 0.67494 | 11772 | 0.016255 | -0.12598 | 0.040522 | 0.040706 | 0.033469 | 0.057437 | 0.052699 | -0.057354 | -0.013865 | 0.016255 | 0.046375 | 0.089863 | -0.19352 | -0.15362 | -0.12598 | -0.098346 | -0.058445
Residential | 50 | 2014-08-27 | Per Premise | 16 | Residential¦50¦41878¦Per Premise¦16 | 3.5885 | 1.139 | 2.079 | 87.4588 | 1.9504 | 317 | 3.4321 | 1.1301 | 1.5968 | 87.1013 | 1.34 | 316 | 15 | 18 | 0.82594 | 1.7171 | 11772 | 0.48215 | 0.12029 | 0.10955 | 0.075381 | 0.090478 | 0.13298 | 0.11776 | 0.31174 | 0.41242 | 0.48215 | 0.55188 | 0.65257 | -0.030634 | 0.058532 | 0.12029 | 0.18204 | 0.27121
Residential | 50 | 2014-08-27 | Per Premise | 18 | Residential¦50¦41878¦Per Premise¦18 | 3.5885 | 1.139 | 2.2608 | 82.5365 | 2.0419 | 317 | 3.4321 | 1.1301 | 1.796 | 82.1367 | 1.4228 | 316 | 15 | 18 | 0.82594 | 1.8673 | 11772 | 0.46483 | 0.071318 | 0.11468 | 0.080039 | 0.094721 | 0.13985 | 0.12401 | 0.2856 | 0.39149 | 0.46483 | 0.53817 | 0.64406 | -0.087607 | 0.0062871 | 0.071318 | 0.13635 | 0.23024
Residential | 50 | 2014-07-29 | Aggregate | 15 | Residential¦50¦41849¦Aggregate¦15 | 3.433 | 1.1285 | 22.2831 | 87.6296 | 21.008 | 320 | 3.5802 | 1.1399 | 27.2481 | 88.2585 | 25.0555 | 322 | 16 | 19 | 1.2228 | 27.248 | 11772 | -4.9649 | 6.67e-07 | 1.1744 | 1.3963 | 1.436 | 1.8245 | 2.003 | -7.3031 | -5.9217 | -4.9649 | -4.0082 | -2.6267 | -2.5669 | -1.0504 | 6.67e-07 | 1.0504 | 2.5669
Residential | 50 | 2014-08-27 | Aggregate | 22 | Residential¦50¦41878¦Aggregate¦22 | 3.5885 | 1.139 | 20.4106 | 77.0202 | 16.4894 | 317 | 3.4321 | 1.1301 | 21.7407 | 76.9725 | 16.9773 | 316 | 15 | 18 | 0.82594 | 16.858 | 11772 | -1.3301 | -4.8827 | 0.92613 | 0.95505 | 0.76493 | 1.3304 | 1.2236 | -3.035 | -2.0277 | -1.3301 | -0.63247 | 0.37481 | -6.4509 | -5.5244 | -4.8827 | -4.2411 | -3.3146
Residential | 100 | 2014-09-15 | Per Premise | 21 | Residential¦100¦41897¦Per Premise¦21 | 3.718 | 1.1779 | 2.4294 | 78.4447 | 1.7892 | 325 | 3.6405 | 1.1748 | 2.6902 | 78.5867 | 2.091 | 307 | 15 | 18 | 0.94674 | 2.3 | 10623 | -0.26082 | -0.39021 | 0.099248 | 0.11934 | 0.093963 | 0.15522 | 0.15189 | -0.45974 | -0.34222 | -0.26082 | -0.17943 | -0.061906 | -0.58486 | -0.46986 | -0.39021 | -0.31056 | -0.19555
Residential | 100 | 2014-09-17 | Per Premise | 1 | Residential¦100¦41899¦Per Premise¦1 | 3.718 | 1.1779 | 1.4984 | 80.6032 | 1.5175 | 325 | 3.6421 | 1.1748 | 1.4106 | 80.4917 | 1.3995 | 307 | 15 | 18 | 0.93138 | 1.3956 | 10623 | 0.087865 | -0.014951 | 0.084177 | 0.079871 | 0.078401 | 0.11604 | 0.11192 | -0.060846 | 0.027013 | 0.087865 | 0.14872 | 0.23658 | -0.15838 | -0.073643 | -0.014951 | 0.04374 | 0.12848
Residential | 100 | 2014-09-17 | Per Premise | 15 | Residential¦100¦41899¦Per Premise¦15 | 3.718 | 1.1779 | 2.3648 | 86.7348 | 2.285 | 325 | 3.6421 | 1.1748 | 1.6095 | 86.418 | 1.5525 | 307 | 15 | 18 | 0.93138 | 2.2025 | 10623 | 0.75521 | 0.59295 | 0.12675 | 0.088604 | 0.11805 | 0.15465 | 0.14761 | 0.55702 | 0.67411 | 0.75521 | 0.83631 | 0.9534 | 0.40378 | 0.51554 | 0.59295 | 0.67035 | 0.78211
Residential | 100 | 2014-09-16 | Per Premise | 20 | Residential¦100¦41898¦Per Premise¦20 | 3.6363 | 1.1754 | 2.8281 | 84.9566 | 2.1892 | 306 | 3.718 | 1.1779 | 3.1936 | 85.1328 | 2.4691 | 325 | 16 | 19 | 1.0267 | 2.9035 | 10623 | -0.36554 | -0.29009 | 0.12515 | 0.13696 | 0.12849 | 0.18553 | 0.1878 | -0.60331 | -0.46283 | -0.36554 | -0.26825 | -0.12778 | -0.53076 | -0.38857 | -0.29009 | -0.19161 | -0.049418
Residential | 100 | 2014-08-27 | Aggregate | 9 | Residential¦100¦41878¦Aggregate¦9 | 3.6363 | 1.1754 | 7.7563 | 84.266 | 7.3654 | 306 | 3.7132 | 1.1763 | 7.5574 | 84.5326 | 6.2736 | 328 | 15 | 18 | 0.95104 | 7.3765 | 10623 | 0.19891 | -0.18084 | 0.42105 | 0.3464 | 0.40044 | 0.54523 | 0.52948 | -0.49984 | -0.087011 | 0.19891 | 0.48483 | 0.89766 | -0.8594 | -0.4585 | -0.18084 | 0.096814 | 0.49771
Residential | 100 | 2014-08-27 | Per Premise | 11 | Residential¦100¦41878¦Per Premise¦11 | 3.6363 | 1.1754 | 0.87816 | 89.5122 | 0.96297 | 306 | 3.7132 | 1.1763 | 0.887 | 89.7912 | 0.9804 | 328 | 15 | 18 | 0.95104 | 0.83517 | 10623 | -0.0088362 | -0.051832 | 0.05505 | 0.054134 | 0.052354 | 0.077207 | 0.075309 | -0.10778 | -0.049323 | -0.0088362 | 0.031651 | 0.090108 | -0.14834 | -0.091324 | -0.051832 | -0.01234 | 0.04468
Residential | 100 | 2014-07-29 | Per Premise | 8 | Residential¦100¦41849¦Per Premise¦8 | 3.7245 | 1.1752 | 0.74727 | 79.1751 | 0.64978 | 330 | 3.6423 | 1.1696 | 0.72962 | 78.9724 | 0.7806 | 311 | 16 | 19 | 0.9225 | 0.68936 | 10623 | 0.017647 | -0.040266 | 0.035769 | 0.044264 | 0.032997 | 0.05691 | 0.05521 | -0.055286 | -0.012197 | 0.017647 | 0.04749 | 0.090579 | -0.11102 | -0.069218 | -0.040266 | -0.011314 | 0.030488
Residential | 100 | 2014-09-17 | Per Premise | 17 | Residential¦100¦41899¦Per Premise¦17 | 3.718 | 1.1779 | 2.2493 | 81.4855 | 2.1511 | 325 | 3.6421 | 1.1748 | 1.3649 | 81.3447 | 1.3616 | 307 | 15 | 18 | 0.93138 | 2.0949 | 10623 | 0.88441 | 0.73007 | 0.11932 | 0.077712 | 0.11113 | 0.1424 | 0.13561 | 0.70192 | 0.80973 | 0.88441 | 0.95908 | 1.0669 | 0.55628 | 0.65896 | 0.73007 | 0.80119 | 0.90386
Residential | 100 | 2014-09-17 | Per Premise | 16 | Residential¦100¦41899¦Per Premise¦16 | 3.718 | 1.1779 | 2.2749 | 83.9615 | 2.2709 | 325 | 3.6421 | 1.1748 | 1.3433 | 83.7231 | 1.3819 | 307 | 15 | 18 | 0.93138 | 2.1188 | 10623 | 0.93158 | 0.77549 | 0.12597 | 0.078869 | 0.11733 | 0.14862 | 0.14137 | 0.74111 | 0.85364 | 0.93158 | 1.0095 | 1.122 | 0.59432 | 0.70135 | 0.77549 | 0.84962 | 0.95666
Residential | 100 | 2014-07-29 | Per Premise | 12 | Residential¦100¦41849¦Per Premise¦12 | 3.7245 | 1.1752 | 1.1813 | 86.9155 | 1.2698 | 330 | 3.6423 | 1.1696 | 1.0564 | 86.7565 | 1.0225 | 311 | 16 | 19 | 0.9225 | 1.0897 | 10623 | 0.12484 | 0.033299 | 0.069898 | 0.05798 | 0.064481 | 0.090816 | 0.086715 | 0.0084597 | 0.077221 | 0.12484 | 0.17247 | 0.24123 | -0.077831 | -0.012175 | 0.033299 | 0.078772 | 0.14443
Residential | 100 | 2014-09-15 | Aggregate | 9 | Residential¦100¦41897¦Aggregate¦9 | 3.718 | 1.1779 | 10.9792 | 86.3569 | 11.3689 | 325 | 3.6405 | 1.1748 | 10.4739 | 86.1682 | 10.3227 | 307 | 15 | 18 | 0.94674 | 10.3945 | 10623 | 0.50536 | -0.079368 | 0.63063 | 0.58915 | 0.59705 | 0.86302 | 0.83879 | -0.60064 | 0.052791 | 0.50536 | 0.95792 | 1.6114 | -1.1543 | -0.51923 | -0.079368 | 0.36049 | 0.99558
Residential | 100 | 2014-08-27 | Per Premise | 16 | Residential¦100¦41878¦Per Premise¦16 | 3.6363 | 1.1754 | 1.4953 | 86.1039 | 1.6027 | 306 | 3.7132 | 1.1763 | 1.025 | 86.3173 | 1.0432 | 328 | 15 | 18 | 0.95104 | 1.4221 | 10623 | 0.47022 | 0.39701 | 0.091622 | 0.0576 | 0.087136 | 0.10822 | 0.10445 | 0.33153 | 0.41347 | 0.47022 | 0.52698 | 0.60892 | 0.26315 | 0.34224 | 0.39701 | 0.45179 | 0.53088
Residential | 100 | 2014-09-16 | Per Premise | 18 | Residential¦100¦41898¦Per Premise¦18 | 3.6363 | 1.1754 | 2.371 | 88.0487 | 2.1029 | 306 | 3.718 | 1.1779 | 1.3659 | 88.3382 | 1.2383 | 325 | 16 | 19 | 1.0267 | 2.4343 | 10623 | 1.0051 | 1.0683 | 0.12021 | 0.068688 | 0.12342 | 0.13845 | 0.14125 | 0.82762 | 0.93245 | 1.0051 | 1.0777 | 1.1825 | 0.8873 | 0.99424 | 1.0683 | 1.1424 | 1.2493
Residential | 100 | 2014-09-17 | Per Premise | 9 | Residential¦100¦41899¦Per Premise¦9 | 3.718 | 1.1779 | 1.289 | 90.6667 | 1.4252 | 325 | 3.6421 | 1.1748 | 1.2601 | 90.4338 | 1.3729 | 307 | 15 | 18 | 0.93138 | 1.2005 | 10623 | 0.028875 | -0.059569 | 0.079058 | 0.078355 | 0.073634 | 0.11131 | 0.10752 | -0.11377 | -0.029496 | 0.028875 | 0.087245 | 0.17152 | -0.19737 | -0.11595 | -0.059569 | -0.0031832 | 0.078229
Residential | 100 | 2014-07-29 | Aggregate | 12 | Residential¦100¦41849¦Aggregate¦12 | 3.7245 | 1.1752 | 12.5485 | 86.9155 | 13.4887 | 330 | 3.6423 | 1.1696 | 11.2223 | 86.7565 | 10.8619 | 311 | 16 | 19 | 0.9225 | 11.576 | 10623 | 1.3262 | 0.35373 | 0.74253 | 0.61592 | 0.68498 | 0.96473 | 0.92118 | 0.089868 | 0.82032 | 1.3262 | 1.8321 | 2.5626 | -0.8268 | -0.12933 | 0.35373 | 0.8368 | 1.5343
Residential | 100 | 2014-07-29 | Per Premise | 22 | Residential¦100¦41849¦Per Premise¦22 | 3.7245 | 1.1752 | 1.5143 | 70.7903 | 1.4337 | 330 | 3.6423 | 1.1696 | 1.6058 | 70.9232 | 1.4914 | 311 | 16 | 19 | 0.9225 | 1.397 | 10623 | -0.091502 | -0.20886 | 0.078922 | 0.084569 | 0.072805 | 0.11567 | 0.11159 | -0.23974 | -0.15216 | -0.091502 | -0.030842 | 0.056741 | -0.35187 | -0.26738 | -0.20886 | -0.15034 | -0.06585
Residential | 100 | 2014-09-16 | Per Premise | 5 | Residential¦100¦41898¦Per Premise¦5 | 3.6363 | 1.1754 | 0.75533 | 72.6045 | 0.70821 | 306 | 3.718 | 1.1779 | 0.77853 | 72.3415 | 0.76754 | 325 | 16 | 19 | 1.0267 | 0.77548 | 10623 | -0.023197 | -0.0030458 | 0.040486 | 0.042575 | 0.041566 | 0.058752 | 0.059501 | -0.09849 | -0.054007 | -0.023197 | 0.007612 | 0.052096 | -0.079299 | -0.034248 | -0.0030458 | 0.028157 | 0.073208
Residential | 100 | 2014-09-15 | Aggregate | 24 | Residential¦100¦41897¦Aggregate¦24 | 3.718 | 1.1779 | 14.3252 | 74.9833 | 14.4511 | 325 | 3.6405 | 1.1748 | 16.6929 | 75.1033 | 16.5615 | 307 | 15 | 18 | 0.94674 | 13.5623 | 10623 | -2.3677 | -3.1307 | 0.8016 | 0.94521 | 0.75891 | 1.2394 | 1.2122 | -3.956 | -3.0177 | -2.3677 | -1.7178 | -0.77944 | -4.6841 | -3.7663 | -3.1307 | -2.495 | -1.5772
Residential | 100 | 2014-09-16 | Per Premise | 1 | Residential¦100¦41898¦Per Premise¦1 | 3.6363 | 1.1754 | 1.2501 | 74.0589 | 1.2947 | 306 | 3.718 | 1.1779 | 1.1279 | 73.8994 | 1.1525 | 325 | 16 | 19 | 1.0267 | 1.2834 | 10623 | 0.12217 | 0.15552 | 0.074013 | 0.063931 | 0.075987 | 0.097801 | 0.099304 | -0.0031689 | 0.070881 | 0.12217 | 0.17346 | 0.24751 | 0.028256 | 0.10344 | 0.15552 | 0.20759 | 0.28278
Residential | 100 | Average Event Day | Aggregate | 8 | Residential¦100¦Average Event Day¦Aggregate¦8 | 3.6783 | 1.1767 | 9.3719 | 81.2558 | 8.29 | 631 | 3.6785 | 1.1753 | 9.0294 | 80.9798 | 8.1357 | 636 | 15 | 18 | 0.93148 | 8.7297 | 10623 | 0.34246 | -0.2997 | 0.33002 | 0.3226 | 0.30741 | 0.4615 | 0.44561 | -0.24898 | 0.10045 | 0.34246 | 0.58447 | 0.9339 | -0.87078 | -0.53338 | -0.2997 | -0.066023 | 0.27137
Residential | 100 | 2014-09-15 | Per Premise | 11 | Residential¦100¦41897¦Per Premise¦11 | 3.718 | 1.1779 | 1.3598 | 92.8086 | 1.456 | 325 | 3.6405 | 1.1748 | 1.3685 | 92.4055 | 1.4479 | 307 | 15 | 18 | 0.94674 | 1.2874 | 10623 | -0.0087628 | -0.081181 | 0.080767 | 0.082636 | 0.076466 | 0.11555 | 0.11259 | -0.15685 | -0.069358 | -0.0087628 | 0.051832 | 0.13932 | -0.22547 | -0.14022 | -0.081181 | -0.022141 | 0.063105
Residential | 100 | 2014-09-15 | Per Premise | 8 | Residential¦100¦41897¦Per Premise¦8 | 3.718 | 1.1779 | 0.95348 | 81.1373 | 0.89962 | 325 | 3.6405 | 1.1748 | 0.90892 | 80.8997 | 0.86939 | 307 | 15 | 18 | 0.94674 | 0.9027 | 10623 | 0.04456 | -0.0062205 | 0.049902 | 0.049619 | 0.047244 | 0.070372 | 0.068513 | -0.045626 | 0.0076564 | 0.04456 | 0.081462 | 0.13474 | -0.094023 | -0.042149 | -0.0062205 | 0.029708 | 0.081582
Residential | 100 | 2014-09-16 | Per Premise | 21 | Residential¦100¦41898¦Per Premise¦21 | 3.6363 | 1.1754 | 2.8466 | 81.5071 | 2.1391 | 306 | 3.718 | 1.1779 | 3.2662 | 81.5841 | 2.3503 | 325 | 16 | 19 | 1.0267 | 2.9226 | 10623 | -0.41954 | -0.34359 | 0.12229 | 0.13037 | 0.12555 | 0.17875 | 0.18099 | -0.64861 | -0.51327 | -0.41954 | -0.3258 | -0.19046 | -0.57554 | -0.43851 | -0.34359 | -0.24868 | -0.11164
Residential | 100 | Average Event Day | Aggregate | 1 | Residential¦100¦Average Event Day¦Aggregate¦1 | 3.6783 | 1.1767 | 10.8063 | 72.1971 | 11.1792 | 631 | 3.6785 | 1.1753 | 10.1836 | 71.6955 | 9.3742 | 636 | 15 | 18 | 0.93148 | 10.0659 | 10623 | 0.6227 | -0.11775 | 0.44504 | 0.37171 | 0.41454 | 0.57985 | 0.55679 | -0.12041 | 0.31863 | 0.6227 | 0.92678 | 1.3658 | -0.83131 | -0.40973 | -0.11775 | 0.17423 | 0.5958
Residential | 100 | 2014-09-15 | Per Premise | 2 | Residential¦100¦41897¦Per Premise¦2 | 3.718 | 1.1779 | 0.95194 | 73.415 | 1.0016 | 325 | 3.6405 | 1.1748 | 0.90981 | 73.6446 | 0.852 | 307 | 15 | 18 | 0.94674 | 0.90125 | 10623 | 0.042136 | -0.0085621 | 0.05556 | 0.048626 | 0.052601 | 0.073834 | 0.071634 | -0.052486 | 0.0034175 | 0.042136 | 0.080854 | 0.13676 | -0.10036 | -0.046127 | -0.0085621 | 0.029003 | 0.08324
Residential | 100 | 2014-08-27 | Per Premise | 100 | Residential¦100¦41878¦Per Premise¦100 | 3.6363 | 1.1754 | 1.5814 | 84.7361 | 1.6922 | 1224 | 3.7132 | 1.1763 | 1.0666 | 84.8891 | 1.0751 | 1312 | 15 | 18 | 0.95104 | 1.5039 | 10623 | 0.51474 | 0.43731 | 0.04837 | 0.029681 | 0.046001 | 0.05675 | 0.054746 | 0.44201 | 0.48498 | 0.51474 | 0.5445 | 0.58747 | 0.36715 | 0.40861 | 0.43731 | 0.46602 | 0.50747
Residential | 100 | 2014-08-27 | Per Premise | 24 | Residential¦100¦41878¦Per Premise¦24 | 3.6363 | 1.1754 | 0.95439 | 73.3587 | 0.95914 | 306 | 3.7132 | 1.1763 | 0.99343 | 72.9631 | 1.0135 | 328 | 15 | 18 | 0.95104 | 0.90766 | 10623 | -0.039041 | -0.085769 | 0.05483 | 0.055962 | 0.052146 | 0.078346 | 0.076491 | -0.13945 | -0.080126 | -0.039041 | 0.002044 | 0.061364 | -0.1838 | -0.12588 | -0.085769 | -0.045657 | 0.012259
Residential | 100 | 2014-08-27 | Per Premise | 20 | Residential¦100¦41878¦Per Premise¦20 | 3.6363 | 1.1754 | 1.5696 | 78.2338 | 1.4832 | 306 | 3.7132 | 1.1763 | 1.7347 | 78.1399 | 1.6702 | 328 | 15 | 18 | 0.95104 | 1.4928 | 10623 | -0.16512 | -0.24197 | 0.08479 | 0.092221 | 0.080639 | 0.12528 | 0.1225 | -0.32567 | -0.23082 | -0.16512 | -0.099428 | -0.0045747 | -0.39897 | -0.30621 | -0.24197 | -0.17773 | -0.084977
Residential | 100 | 2014-08-27 | Per Premise | 15 | Residential¦100¦41878¦Per Premise¦15 | 3.6363 | 1.1754 | 1.4987 | 86.5764 | 1.7135 | 306 | 3.7132 | 1.1763 | 1.1094 | 86.8413 | 1.1231 | 328 | 15 | 18 | 0.95104 | 1.4253 | 10623 | 0.38929 | 0.31591 | 0.097954 | 0.062011 | 0.093158 | 0.11593 | 0.11191 | 0.24072 | 0.3285 | 0.38929 | 0.45009 | 0.53787 | 0.1725 | 0.25723 | 0.31591 | 0.3746 | 0.45933
Residential | 100 | 2014-08-27 | Per Premise | 6 | Residential¦100¦41878¦Per Premise¦6 | 3.6363 | 1.1754 | 0.6159 | 66.1148 | 0.65692 | 306 | 3.7132 | 1.1763 | 0.58905 | 65.6884 | 0.45293 | 328 | 15 | 18 | 0.95104 | 0.58574 | 10623 | 0.026848 | -0.0033072 | 0.037554 | 0.025009 | 0.035715 | 0.045119 | 0.043601 | -0.030975 | 0.0031873 | 0.026848 | 0.050508 | 0.08467 | -0.059184 | -0.026171 | -0.0033072 | 0.019557 | 0.052569
Residential | 100 | 2014-08-27 | Per Premise | 2 | Residential¦100¦41878¦Per Premise¦2 | 3.6363 | 1.1754 | 0.62786 | 66.1807 | 0.63711 | 306 | 3.7132 | 1.1763 | 0.64405 | 65.7836 | 0.53582 | 328 | 15 | 18 | 0.95104 | 0.59712 | 10623 | -0.016185 | -0.046926 | 0.036421 | 0.029586 | 0.034638 | 0.046923 | 0.045553 | -0.076319 | -0.040791 | -0.016185 | 0.0084219 | 0.04395 | -0.1053 | -0.070814 | -0.046926 | -0.023038 | 0.011453
Residential | 100 | 2014-09-16 | Aggregate | 5 | Residential¦100¦41898¦Aggregate¦5 | 3.6363 | 1.1754 | 8.0239 | 72.6045 | 7.5233 | 306 | 3.718 | 1.1779 | 8.2703 | 72.3415 | 8.1535 | 325 | 16 | 19 | 1.0267 | 8.238 | 10623 | -0.24643 | -0.032356 | 0.43008 | 0.45228 | 0.44155 | 0.62412 | 0.63208 | -1.0463 | -0.57371 | -0.24643 | 0.080863 | 0.55341 | -0.8424 | -0.36382 | -0.032356 | 0.29911 | 0.77769
Residential | 100 | 2014-07-29 | Per Premise | 24 | Residential¦100¦41849¦Per Premise¦24 | 3.7245 | 1.1752 | 0.97687 | 69.6953 | 0.95781 | 330 | 3.6423 | 1.1696 | 1.0969 | 69.9049 | 1.1095 | 311 | 16 | 19 | 0.9225 | 0.90117 | 10623 | -0.12004 | -0.19575 | 0.052726 | 0.062914 | 0.04864 | 0.082087 | 0.079523 | -0.22524 | -0.16309 | -0.12004 | -0.076994 | -0.014842 | -0.29766 | -0.23745 | -0.19575 | -0.15404 | -0.093833
Residential | 100 | 2014-07-29 | Per Premise | 20 | Residential¦100¦41849¦Per Premise¦20 | 3.7245 | 1.1752 | 1.646 | 73.3548 | 1.5494 | 330 | 3.6423 | 1.1696 | 1.8366 | 73.3479 | 1.8502 | 311 | 16 | 19 | 0.9225 | 1.5184 | 10623 | -0.19058 | -0.31815 | 0.085291 | 0.10491 | 0.078681 | 0.13521 | 0.13114 | -0.36386 | -0.26149 | -0.19058 | -0.11968 | -0.017307 | -0.48621 | -0.38692 | -0.31815 | -0.24938 | -0.15008
Residential | 100 | 2014-07-29 | Per Premise | 18 | Residential¦100¦41849¦Per Premise¦18 | 3.7245 | 1.1752 | 1.878 | 77.807 | 2.0191 | 330 | 3.6423 | 1.1696 | 1.0933 | 77.716 | 0.94598 | 311 | 16 | 19 | 0.9225 | 1.7325 | 10623 | 0.78472 | 0.63918 | 0.11115 | 0.053642 | 0.10253 | 0.12341 | 0.11572 | 0.62656 | 0.72 | 0.78472 | 0.84944 | 0.94288 | 0.49088 | 0.5785 | 0.63918 | 0.69986 | 0.78748
Residential | 100 | 2014-09-15 | Per Premise | 20 | Residential¦100¦41897¦Per Premise¦20 | 3.718 | 1.1779 | 2.5083 | 78.8 | 1.8795 | 325 | 3.6405 | 1.1748 | 2.9332 | 78.7991 | 2.353 | 307 | 15 | 18 | 0.94674 | 2.3747 | 10623 | -0.42486 | -0.55845 | 0.10426 | 0.13429 | 0.098706 | 0.17001 | 0.16667 | -0.64274 | -0.51402 | -0.42486 | -0.33571 | -0.20698 | -0.77204 | -0.64585 | -0.55845 | -0.47105 | -0.34486
Residential | 100 | 2014-07-29 | Per Premise | 14 | Residential¦100¦41849¦Per Premise¦14 | 3.7245 | 1.1752 | 1.4896 | 88.5993 | 1.5953 | 330 | 3.6423 | 1.1696 | 1.4379 | 88.4922 | 1.5566 | 311 | 16 | 19 | 0.9225 | 1.3741 | 10623 | 0.051696 | -0.063743 | 0.087818 | 0.088264 | 0.081012 | 0.12451 | 0.11981 | -0.10787 | -0.013597 | 0.051696 | 0.11699 | 0.21126 | -0.21728 | -0.12657 | -0.063743 | -0.0009167 | 0.089795
Residential | 100 | 2014-07-29 | Per Premise | 10 | Residential¦100¦41849¦Per Premise¦10 | 3.7245 | 1.1752 | 0.86912 | 84.4275 | 0.81519 | 330 | 3.6423 | 1.1696 | 0.88263 | 84.2484 | 0.79982 | 311 | 16 | 19 | 0.9225 | 0.80177 | 10623 | -0.013511 | -0.080867 | 0.044874 | 0.045353 | 0.041397 | 0.063802 | 0.061405 | -0.095277 | -0.046969 | -0.013511 | 0.019946 | 0.068254 | -0.15956 | -0.11307 | -0.080867 | -0.048666 | -0.002173
Residential | 100 | Average Event Day | Per Premise | 17 | Residential¦100¦Average Event Day¦Per Premise¦17 | 3.6783 | 1.1767 | 2.0255 | 84.3251 | 1.9123 | 631 | 3.6785 | 1.1753 | 1.2169 | 84.3341 | 1.2077 | 636 | 15 | 18 | 0.93148 | 1.8867 | 10623 | 0.80861 | 0.66983 | 0.076127 | 0.04789 | 0.070911 | 0.089938 | 0.085567 | 0.69335 | 0.76145 | 0.80861 | 0.85578 | 0.92387 | 0.56017 | 0.62495 | 0.66983 | 0.7147 | 0.77949
Residential | 100 | 2014-09-16 | Aggregate | 18 | Residential¦100¦41898¦Aggregate¦18 | 3.6363 | 1.1754 | 25.1872 | 88.0487 | 22.3391 | 306 | 3.718 | 1.1779 | 14.5105 | 88.3382 | 13.1545 | 325 | 16 | 19 | 1.0267 | 25.8592 | 10623 | 10.6767 | 11.3487 | 1.277 | 0.72968 | 1.3111 | 1.4708 | 1.5005 | 8.7918 | 9.9054 | 10.6767 | 11.448 | 12.5616 | 9.4258 | 10.5618 | 11.3487 | 12.1356 | 13.2716
Residential | 100 | 2014-08-27 | Aggregate | 6 | Residential¦100¦41878¦Aggregate¦6 | 3.6363 | 1.1754 | 6.5427 | 66.1148 | 6.9785 | 306 | 3.7132 | 1.1763 | 6.2575 | 65.6884 | 4.8115 | 328 | 15 | 18 | 0.95104 | 6.2223 | 10623 | 0.2852 | -0.035132 | 0.39893 | 0.26567 | 0.3794 | 0.4793 | 0.46317 | -0.32904 | 0.033858 | 0.2852 | 0.53655 | 0.89945 | -0.62871 | -0.27802 | -0.035132 | 0.20775 | 0.55844
Residential | 100 | 2014-09-16 | Aggregate | 14 | Residential¦100¦41898¦Aggregate¦14 | 3.6363 | 1.1754 | 24.0314 | 95.1358 | 23.5701 | 306 | 3.718 | 1.1779 | 24.7943 | 95.4003 | 23.8615 | 325 | 16 | 19 | 1.0267 | 24.6726 | 10623 | -0.76289 | -0.12176 | 1.3474 | 1.3236 | 1.3834 | 1.8888 | 1.9146 | -3.1834 | -1.7534 | -0.76289 | 0.22758 | 1.6577 | -2.5754 | -1.1258 | -0.12176 | 0.88225 | 2.3319
Residential | 100 | 2014-09-17 | Aggregate | 15 | Residential¦100¦41899¦Aggregate¦15 | 3.718 | 1.1779 | 25.1208 | 86.7348 | 24.274 | 325 | 3.6421 | 1.1748 | 17.0982 | 86.418 | 16.4919 | 307 | 15 | 18 | 0.93138 | 23.3971 | 10623 | 8.0226 | 6.2989 | 1.3465 | 0.94124 | 1.2541 | 1.6428 | 1.568 | 5.9172 | 7.1611 | 8.0226 | 8.8841 | 10.128 | 4.2894 | 5.4766 | 6.2989 | 7.1212 | 8.3084
Residential | 100 | 2014-07-29 | Aggregate | 9 | Residential¦100¦41849¦Aggregate¦9 | 3.7245 | 1.1752 | 8.4421 | 81.9427 | 8.0102 | 330 | 3.6423 | 1.1696 | 8.3838 | 81.7125 | 7.0452 | 311 | 16 | 19 | 0.9225 | 7.7878 | 10623 | 0.058223 | -0.59602 | 0.44094 | 0.3995 | 0.40677 | 0.595 | 0.57014 | -0.7043 | -0.2538 | 0.058223 | 0.37024 | 0.82075 | -1.3267 | -0.89501 | -0.59602 | -0.29704 | 0.13464
Residential | 100 | 2014-09-17 | Aggregate | 10 | Residential¦100¦41899¦Aggregate¦10 | 3.718 | 1.1779 | 14.9184 | 93.0324 | 15.7237 | 325 | 3.6421 | 1.1748 | 15.4031 | 92.7711 | 17.8099 | 307 | 15 | 18 | 0.93138 | 13.8948 | 10623 | -0.48462 | -1.5083 | 0.87219 | 1.0165 | 0.81235 | 1.3394 | 1.3012 | -2.2011 | -1.187 | -0.48462 | 0.21775 | 1.2319 | -3.1758 | -2.1906 | -1.5083 | -0.82591 | 0.1593
Residential | 100 | 2014-07-29 | Aggregate | 20 | Residential¦100¦41849¦Aggregate¦20 | 3.7245 | 1.1752 | 17.4854 | 73.3548 | 16.4592 | 330 | 3.6423 | 1.1696 | 19.5099 | 73.3479 | 19.6543 | 311 | 16 | 19 | 0.9225 | 16.1303 | 10623 | -2.0246 | -3.3797 | 0.90605 | 1.1145 | 0.83583 | 1.4363 | 1.3931 | -3.8653 | -2.7778 | -2.0246 | -1.2714 | -0.18385 | -5.165 | -4.1102 | -3.3797 | -2.6491 | -1.5943
Residential | 100 | 2014-08-27 | Aggregate | 17 | Residential¦100¦41878¦Aggregate¦17 | 3.6363 | 1.1754 | 17.7768 | 84.6668 | 18.6156 | 306 | 3.7132 | 1.1763 | 11.0127 | 84.8016 | 11.1962 | 328 | 15 | 18 | 0.95104 | 16.9064 | 10623 | 6.7641 | 5.8937 | 1.0642 | 0.61821 | 1.0121 | 1.2307 | 1.186 | 5.1869 | 6.1187 | 6.7641 | 7.4095 | 8.3413 | 4.3739 | 5.2718 | 5.8937 | 6.5157 | 7.4136
Residential | 100 | 2014-09-17 | Per Premise | 3 | Residential¦100¦41899¦Per Premise¦3 | 3.718 | 1.1779 | 1.1865 | 79.1573 | 1.3163 | 325 | 3.6421 | 1.1748 | 1.0904 | 79.1474 | 1.1683 | 307 | 15 | 18 | 0.93138 | 1.105 | 10623 | 0.096064 | 0.014655 | 0.073016 | 0.066677 | 0.068006 | 0.098879 | 0.09524 | -0.030655 | 0.044212 | 0.096064 | 0.14792 | 0.22278 | -0.1074 | -0.035289 | 0.014655 | 0.064599 | 0.13671
Residential | 100 | 2014-09-17 | Aggregate | 100 | Residential¦100¦41899¦Aggregate¦100 | 3.718 | 1.1779 | 24.133 | 82.3573 | 23.1145 | 1300 | 3.6421 | 1.1748 | 15.2192 | 82.1725 | 14.9517 | 1228 | 15 | 18 | 0.93138 | 22.4771 | 10623 | 8.9138 | 7.2579 | 0.64108 | 0.42667 | 0.59709 | 0.77008 | 0.73387 | 7.9269 | 8.51 | 8.9138 | 9.3176 | 9.9007 | 6.3174 | 6.8731 | 7.2579 | 7.6427 | 8.1984
Residential | 100 | 2014-09-15 | Aggregate | 20 | Residential¦100¦41897¦Aggregate¦20 | 3.718 | 1.1779 | 26.6457 | 78.8 | 19.9664 | 325 | 3.6405 | 1.1748 | 31.159 | 78.7991 | 24.9959 | 307 | 15 | 18 | 0.94674 | 25.2266 | 10623 | -4.5133 | -5.9324 | 1.1075 | 1.4266 | 1.0486 | 1.806 | 1.7705 | -6.8278 | -5.4604 | -4.5133 | -3.5662 | -2.1988 | -8.2014 | -6.8608 | -5.9324 | -5.0039 | -3.6634
Residential | 100 | 2014-09-15 | Per Premise | 22 | Residential¦100¦41897¦Per Premise¦22 | 3.718 | 1.1779 | 2.042 | 77.0609 | 1.6313 | 325 | 3.6405 | 1.1748 | 2.3551 | 77.219 | 1.946 | 307 | 15 | 18 | 0.94674 | 1.9333 | 10623 | -0.31309 | -0.42184 | 0.090489 | 0.11107 | 0.08567 | 0.14326 | 0.14027 | -0.49669 | -0.38822 | -0.31309 | -0.23796 | -0.12949 | -0.6016 | -0.4954 | -0.42184 | -0.34829 | -0.24208
Residential | 100 | Average Event Day | Aggregate | 18 | Residential¦100¦Average Event Day¦Aggregate¦18 | 3.6783 | 1.1767 | 21.2194 | 80.7303 | 19.324 | 631 | 3.6785 | 1.1753 | 13.4004 | 80.7412 | 12.757 | 636 | 15 | 18 | 0.93148 | 19.7654 | 10623 | 7.819 | 6.365 | 0.76928 | 0.50585 | 0.71656 | 0.92069 | 0.87712 | 6.6391 | 7.3362 | 7.819 | 8.3018 | 8.9989 | 5.2409 | 5.905 | 6.365 | 6.825 | 7.4891
Residential | 100 | 2014-08-27 | Aggregate | 14 | Residential¦100¦41878¦Aggregate¦14 | 3.6363 | 1.1754 | 15.3178 | 87.4866 | 17.0366 | 306 | 3.7132 | 1.1763 | 14.5678 | 87.836 | 16.5422 | 328 | 15 | 18 | 0.95104 | 14.5678 | 10623 | 0.74997 | 1.89e-08 | 0.97392 | 0.91339 | 0.92623 | 1.3352 | 1.3008 | -0.96117 | 0.049787 | 0.74997 | 1.4502 | 2.4611 | -1.6671 | -0.68216 | 1.89e-08 | 0.68216 | 1.6671
Residential | 100 | Average Event Day | Per Premise | 9 | Residential¦100¦Average Event Day¦Per Premise¦9 | 3.6783 | 1.1767 | 0.95204 | 86.4514 | 0.95777 | 631 | 3.6785 | 1.1753 | 0.91395 | 86.36 | 0.89274 | 636 | 15 | 18 | 0.93148 | 0.88681 | 10623 | 0.038093 | -0.027141 | 0.038128 | 0.0354 | 0.035516 | 0.052028 | 0.050145 | -0.028583 | 0.01081 | 0.038093 | 0.065377 | 0.10477 | -0.091404 | -0.053437 | -0.027141 | -0.0008453 | 0.037122
Residential | 100 | 2014-08-27 | Aggregate | 5 | Residential¦100¦41878¦Aggregate¦5 | 3.6363 | 1.1754 | 5.8302 | 66.0124 | 5.4621 | 306 | 3.7132 | 1.1763 | 5.8257 | 65.6275 | 4.6934 | 328 | 15 | 18 | 0.95104 | 5.5448 | 10623 | 0.0045645 | -0.28089 | 0.31225 | 0.25915 | 0.29696 | 0.40578 | 0.39414 | -0.51546 | -0.20823 | 0.0045645 | 0.21736 | 0.52459 | -0.786 | -0.48757 | -0.28089 | -0.074204 | 0.22422
Residential | 100 | Average Event Day | Aggregate | 24 | Residential¦100¦Average Event Day¦Aggregate¦24 | 3.6783 | 1.1767 | 11.971 | 73.0386 | 11.5155 | 631 | 3.6785 | 1.1753 | 12.6444 | 72.9489 | 12.5216 | 636 | 15 | 18 | 0.93148 | 11.1508 | 10623 | -0.67331 | -1.4936 | 0.45843 | 0.49651 | 0.42701 | 0.67578 | 0.65488 | -1.5394 | -1.0277 | -0.67331 | -0.31893 | 0.19273 | -2.3328 | -1.837 | -1.4936 | -1.1502 | -0.65431
Residential | 100 | 2014-07-29 | Aggregate | 8 | Residential¦100¦41849¦Aggregate¦8 | 3.7245 | 1.1752 | 7.9383 | 79.1751 | 6.9026 | 330 | 3.6423 | 1.1696 | 7.7508 | 78.9724 | 8.2923 | 311 | 16 | 19 | 0.9225 | 7.3231 | 10623 | 0.18746 | -0.42774 | 0.37998 | 0.47021 | 0.35053 | 0.60455 | 0.58649 | -0.5873 | -0.12957 | 0.18746 | 0.50449 | 0.96222 | -1.1794 | -0.7353 | -0.42774 | -0.12019 | 0.32387
Residential | 100 | Average Event Day | Aggregate | 4 | Residential¦100¦Average Event Day¦Aggregate¦4 | 3.6783 | 1.1767 | 8.0693 | 70.3295 | 8.5385 | 631 | 3.6785 | 1.1753 | 7.6919 | 69.8988 | 7.2138 | 636 | 15 | 18 | 0.93148 | 7.5164 | 10623 | 0.37735 | -0.17556 | 0.33991 | 0.28605 | 0.31662 | 0.44426 | 0.4267 | -0.19199 | 0.14438 | 0.37735 | 0.61031 | 0.94668 | -0.7224 | -0.39933 | -0.17556 | 0.048196 | 0.37127
Residential | 100 | 2014-09-16 | Per Premise | 19 | Residential¦100¦41898¦Per Premise¦19 | 3.6363 | 1.1754 | 2.5855 | 87.0292 | 2.1957 | 306 | 3.718 | 1.1779 | 1.4201 | 87.1996 | 1.2653 | 325 | 16 | 19 | 1.0267 | 2.6545 | 10623 | 1.1654 | 1.2344 | 0.12552 | 0.070188 | 0.12887 | 0.14381 | 0.14674 | 0.98113 | 1.09 | 1.1654 | 1.2408 | 1.3497 | 1.0464 | 1.1575 | 1.2344 | 1.3114 | 1.4225
Residential | 100 | 2014-07-29 | Per Premise | 7 | Residential¦100¦41849¦Per Premise¦7 | 3.7245 | 1.1752 | 0.68787 | 74.7092 | 0.57314 | 330 | 3.6423 | 1.1696 | 0.67948 | 74.5342 | 0.65986 | 311 | 16 | 19 | 0.9225 | 0.63456 | 10623 | 0.00839 | -0.044919 | 0.031551 | 0.037417 | 0.029105 | 0.048944 | 0.047405 | -0.054334 | -0.017276 | 0.00839 | 0.034056 | 0.071114 | -0.10567 | -0.069778 | -0.044919 | -0.02006 | 0.015833
Residential | 100 | Average Event Day | Per Premise | 24 | Residential¦100¦Average Event Day¦Per Premise¦24 | 3.6783 | 1.1767 | 1.1269 | 73.0386 | 1.084 | 631 | 3.6785 | 1.1753 | 1.1903 | 72.9489 | 1.1787 | 636 | 15 | 18 | 0.93148 | 1.0497 | 10623 | -0.063383 | -0.1406 | 0.043154 | 0.046739 | 0.040197 | 0.063615 | 0.061647 | -0.14491 | -0.096742 | -0.063383 | -0.030023 | 0.018143 | -0.2196 | -0.17293 | -0.1406 | -0.10827 | -0.061594
Residential | 100 | Average Event Day | Per Premise | 10 | Residential¦100¦Average Event Day¦Per Premise¦10 | 3.6783 | 1.1767 | 1.0054 | 89.992 | 0.98603 | 631 | 3.6785 | 1.1753 | 1.0221 | 89.8199 | 1.0711 | 636 | 15 | 18 | 0.93148 | 0.93654 | 10623 | -0.016699 | -0.085592 | 0.039253 | 0.04247 | 0.036563 | 0.057832 | 0.056041 | -0.090813 | -0.047026 | -0.016699 | 0.013628 | 0.057416 | -0.15741 | -0.11498 | -0.085592 | -0.056204 | -0.013772
Residential | 100 | Average Event Day | Per Premise | 19 | Residential¦100¦Average Event Day¦Per Premise¦19 | 3.6783 | 1.1767 | 2.0518 | 78.1653 | 1.7715 | 631 | 3.6785 | 1.1753 | 2.2762 | 78.0798 | 2.121 | 636 | 15 | 18 | 0.93148 | 1.9112 | 10623 | -0.22435 | -0.36494 | 0.070521 | 0.084103 | 0.065689 | 0.10976 | 0.10672 | -0.36501 | -0.2819 | -0.22435 | -0.16679 | -0.08369 | -0.5017 | -0.4209 | -0.36494 | -0.30898 | -0.22818
Residential | 100 | 2014-07-29 | Per Premise | 19 | Residential¦100¦41849¦Per Premise¦19 | 3.7245 | 1.1752 | 1.8248 | 75.414 | 1.7956 | 330 | 3.6423 | 1.1696 | 1.1439 | 75.3924 | 0.92191 | 311 | 16 | 19 | 0.9225 | 1.6834 | 10623 | 0.68094 | 0.53952 | 0.098845 | 0.052277 | 0.091185 | 0.11182 | 0.10511 | 0.53764 | 0.6223 | 0.68094 | 0.73958 | 0.82424 | 0.40482 | 0.4844 | 0.53952 | 0.59464 | 0.67422
Residential | 100 | Average Event Day | Per Premise | 11 | Residential¦100¦Average Event Day¦Per Premise¦11 | 3.6783 | 1.1767 | 1.2027 | 91.5877 | 1.2722 | 631 | 3.6785 | 1.1753 | 1.1838 | 91.4709 | 1.2818 | 636 | 15 | 18 | 0.93148 | 1.1202 | 10623 | 0.018873 | -0.063534 | 0.050644 | 0.050827 | 0.047174 | 0.071751 | 0.069346 | -0.07308 | -0.018754 | 0.018873 | 0.056499 | 0.11083 | -0.1524 | -0.099898 | -0.063534 | -0.027169 | 0.025336
Residential | 100 | Average Event Day | Per Premise | 8 | Residential¦100¦Average Event Day¦Per Premise¦8 | 3.6783 | 1.1767 | 0.88222 | 81.2558 | 0.78039 | 631 | 3.6785 | 1.1753 | 0.84999 | 80.9798 | 0.76586 | 636 | 15 | 18 | 0.93148 | 0.82177 | 10623 | 0.032238 | -0.028213 | 0.031067 | 0.030368 | 0.028938 | 0.043444 | 0.041948 | -0.023438 | 0.0094558 | 0.032238 | 0.05502 | 0.087913 | -0.081971 | -0.05021 | -0.028213 | -0.0062151 | 0.025546
Residential | 100 | Average Event Day | Per Premise | 7 | Residential¦100¦Average Event Day¦Per Premise¦7 | 3.6783 | 1.1767 | 0.85568 | 76.6075 | 0.77568 | 631 | 3.6785 | 1.1753 | 0.81279 | 76.3226 | 0.7367 | 636 | 15 | 18 | 0.93148 | 0.79705 | 10623 | 0.042895 | -0.015736 | 0.030879 | 0.029212 | 0.028763 | 0.042507 | 0.040996 | -0.01158 | 0.020605 | 0.042895 | 0.065186 | 0.097371 | -0.068275 | -0.037235 | -0.015736 | 0.0057621 | 0.036802
Residential | 100 | 2014-09-17 | Aggregate | 19 | Residential¦100¦41899¦Aggregate¦19 | 3.718 | 1.1779 | 23.8838 | 75.6409 | 19.9982 | 325 | 3.6421 | 1.1748 | 26.9712 | 75.5991 | 24.8798 | 307 | 15 | 18 | 0.93138 | 22.245 | 10623 | -3.0875 | -4.7263 | 1.1093 | 1.42 | 1.0332 | 1.8019 | 1.7561 | -5.3967 | -4.0324 | -3.0875 | -2.1425 | -0.77823 | -6.9767 | -5.6471 | -4.7263 | -3.8054 | -2.4758
Residential | 100 | Average Event Day | Per Premise | 1 | Residential¦100¦Average Event Day¦Per Premise¦1 | 3.6783 | 1.1767 | 1.0173 | 72.1971 | 1.0524 | 631 | 3.6785 | 1.1753 | 0.95864 | 71.6955 | 0.88244 | 636 | 15 | 18 | 0.93148 | 0.94756 | 10623 | 0.058618 | -0.011085 | 0.041894 | 0.034991 | 0.039023 | 0.054584 | 0.052414 | -0.011334 | 0.029994 | 0.058618 | 0.087243 | 0.12857 | -0.078255 | -0.03857 | -0.011085 | 0.016401 | 0.056086
Residential | 100 | Average Event Day | Aggregate | 10 | Residential¦100¦Average Event Day¦Aggregate¦10 | 3.6783 | 1.1767 | 10.6807 | 89.992 | 10.4745 | 631 | 3.6785 | 1.1753 | 10.8581 | 89.8199 | 11.3778 | 636 | 15 | 18 | 0.93148 | 9.9489 | 10623 | -0.17739 | -0.90924 | 0.41699 | 0.45116 | 0.38841 | 0.61435 | 0.59532 | -0.96471 | -0.49955 | -0.17739 | 0.14477 | 0.60993 | -1.6722 | -1.2214 | -0.90924 | -0.59705 | -0.1463
Residential | 100 | 2014-09-17 | Aggregate | 2 | Residential¦100¦41899¦Aggregate¦2 | 3.718 | 1.1779 | 13.8434 | 79.4571 | 14.7805 | 325 | 3.6421 | 1.1748 | 12.6883 | 79.4401 | 12.9675 | 307 | 15 | 18 | 0.93138 | 12.8935 | 10623 | 1.1551 | 0.20526 | 0.81987 | 0.7401 | 0.76362 | 1.1045 | 1.0634 | -0.26035 | 0.57593 | 1.1551 | 1.7343 | 2.5706 | -1.1576 | -0.35239 | 0.20526 | 0.76292 | 1.5681
Residential | 100 | 2014-07-29 | Aggregate | 15 | Residential¦100¦41849¦Aggregate¦15 | 3.7245 | 1.1752 | 17.6461 | 86.3349 | 19.5229 | 330 | 3.6423 | 1.1696 | 16.2785 | 86.1529 | 17.033 | 311 | 16 | 19 | 0.9225 | 16.2785 | 10623 | 1.3675 | -1.06e-06 | 1.0747 | 0.96586 | 0.99141 | 1.4449 | 1.3841 | -0.48422 | 0.60982 | 1.3675 | 2.1253 | 3.2193 | -1.7738 | -0.72583 | -1.06e-06 | 0.72583 | 1.7738
Residential | 100 | 2014-08-27 | Per Premise | 23 | Residential¦100¦41878¦Per Premise¦23 | 3.6363 | 1.1754 | 1.2329 | 74.8117 | 1.2647 | 306 | 3.7132 | 1.1763 | 1.2434 | 74.4221 | 1.21 | 328 | 15 | 18 | 0.95104 | 1.1725 | 10623 | -0.010523 | -0.070887 | 0.072301 | 0.066813 | 0.068761 | 0.098445 | 0.095875 | -0.13668 | -0.062147 | -0.010523 | 0.041102 | 0.11564 | -0.19376 | -0.12116 | -0.070887 | -0.02061 | 0.051982
Residential | 100 | 2014-07-29 | Per Premise | 2 | Residential¦100¦41849¦Per Premise¦2 | 3.7245 | 1.1752 | 0.77184 | 69.8857 | 0.80911 | 330 | 3.6423 | 1.1696 | 0.65743 | 70.1038 | 0.62151 | 311 | 16 | 19 | 0.9225 | 0.71203 | 10623 | 0.11441 | 0.054594 | 0.04454 | 0.035242 | 0.041088 | 0.056796 | 0.054132 | 0.041624 | 0.084627 | 0.11441 | 0.1442 | 0.1872 | -0.014778 | 0.026208 | 0.054594 | 0.082981 | 0.12397
Residential | 100 | 2014-08-27 | Per Premise | 22 | Residential¦100¦41878¦Per Premise¦22 | 3.6363 | 1.1754 | 1.4871 | 76.5774 | 1.5041 | 306 | 3.7132 | 1.1763 | 1.5425 | 76.2106 | 1.4443 | 328 | 15 | 18 | 0.95104 | 1.4143 | 10623 | -0.055419 | -0.12823 | 0.085984 | 0.079747 | 0.081774 | 0.11727 | 0.11422 | -0.20571 | -0.11692 | -0.055419 | 0.0060789 | 0.094871 | -0.27461 | -0.18813 | -0.12823 | -0.068331 | 0.018152
Residential | 100 | 2014-09-17 | Aggregate | 13 | Residential¦100¦41899¦Aggregate¦13 | 3.718 | 1.1779 | 23.0253 | 89.1652 | 22.8097 | 325 | 3.6421 | 1.1748 | 21.5449 | 88.8788 | 22.0508 | 307 | 15 | 18 | 0.93138 | 21.4454 | 10623 | 1.4804 | -0.09946 | 1.2653 | 1.2585 | 1.1784 | 1.7846 | 1.7241 | -0.80659 | 0.5446 | 1.4804 | 2.4163 | 3.7675 | -2.309 | -1.0036 | -0.09946 | 0.80466 | 2.1101
Residential | 100 | Average Event Day | Per Premise | 18 | Residential¦100¦Average Event Day¦Per Premise¦18 | 3.6783 | 1.1767 | 1.9975 | 80.7303 | 1.8191 | 631 | 3.6785 | 1.1753 | 1.2615 | 80.7412 | 1.2009 | 636 | 15 | 18 | 0.93148 | 1.8606 | 10623 | 0.73604 | 0.59917 | 0.072416 | 0.047618 | 0.067454 | 0.086669 | 0.082568 | 0.62497 | 0.69059 | 0.73604 | 0.78149 | 0.84711 | 0.49336 | 0.55587 | 0.59917 | 0.64247 | 0.70499
Residential | 100 | 2014-08-27 | Per Premise | 17 | Residential¦100¦41878¦Per Premise¦17 | 3.6363 | 1.1754 | 1.6734 | 84.6668 | 1.7524 | 306 | 3.7132 | 1.1763 | 1.0367 | 84.8016 | 1.054 | 328 | 15 | 18 | 0.95104 | 1.5915 | 10623 | 0.63674 | 0.55481 | 0.10018 | 0.058195 | 0.095273 | 0.11585 | 0.11164 | 0.48827 | 0.57599 | 0.63674 | 0.6975 | 0.78522 | 0.41174 | 0.49627 | 0.55481 | 0.61335 | 0.69788
Residential | 100 | 2014-09-16 | Per Premise | 17 | Residential¦100¦41898¦Per Premise¦17 | 3.6363 | 1.1754 | 2.3852 | 88.2402 | 2.2329 | 306 | 3.718 | 1.1779 | 1.3401 | 88.2983 | 1.2802 | 325 | 16 | 19 | 1.0267 | 2.4488 | 10623 | 1.0451 | 1.1088 | 0.12765 | 0.071012 | 0.13105 | 0.14607 | 0.14906 | 0.85795 | 0.96855 | 1.0451 | 1.1217 | 1.2323 | 0.91776 | 1.0306 | 1.1088 | 1.1869 | 1.2998
Residential | 100 | 2014-09-15 | Per Premise | 16 | Residential¦100¦41897¦Per Premise¦16 | 3.718 | 1.1779 | 2.3601 | 89.3923 | 2.232 | 325 | 3.6405 | 1.1748 | 1.3172 | 89.1879 | 1.3254 | 307 | 15 | 18 | 0.94674 | 2.2344 | 10623 | 1.0429 | 0.91718 | 0.12381 | 0.075647 | 0.11721 | 0.14509 | 0.13951 | 0.85694 | 0.96679 | 1.0429 | 1.119 | 1.2288 | 0.7384 | 0.84403 | 0.91718 | 0.99034 | 1.096
Residential | 100 | 2014-08-27 | Aggregate | 16 | Residential¦100¦41878¦Aggregate¦16 | 3.6363 | 1.1754 | 15.8843 | 86.1039 | 17.0258 | 306 | 3.7132 | 1.1763 | 10.8891 | 86.3173 | 11.0817 | 328 | 15 | 18 | 0.95104 | 15.1066 | 10623 | 4.9952 | 4.2175 | 0.9733 | 0.61188 | 0.92565 | 1.1497 | 1.1096 | 3.5218 | 4.3923 | 4.9952 | 5.5981 | 6.4685 | 2.7955 | 3.6356 | 4.2175 | 4.7993 | 5.6395
Residential | 100 | 2014-08-27 | Per Premise | 19 | Residential¦100¦41878¦Per Premise¦19 | 3.6363 | 1.1754 | 1.6728 | 78.511 | 1.6998 | 306 | 3.7132 | 1.1763 | 1.8426 | 78.3518 | 1.8832 | 328 | 15 | 18 | 0.95104 | 1.5909 | 10623 | -0.1698 | -0.2517 | 0.097168 | 0.10398 | 0.092411 | 0.14232 | 0.13911 | -0.35219 | -0.24443 | -0.1698 | -0.095167 | 0.012589 | -0.42998 | -0.32465 | -0.2517 | -0.17875 | -0.073421
Residential | 100 | 2014-08-27 | Aggregate | 18 | Residential¦100¦41878¦Aggregate¦18 | 3.6363 | 1.1754 | 17.6133 | 81.5974 | 18.0233 | 306 | 3.7132 | 1.1763 | 11.6358 | 81.5964 | 11.4823 | 328 | 15 | 18 | 0.95104 | 16.7509 | 10623 | 5.9775 | 5.1152 | 1.0303 | 0.634 | 0.97988 | 1.2098 | 1.1671 | 4.4272 | 5.3431 | 5.9775 | 6.6119 | 7.5279 | 3.6195 | 4.5031 | 5.1152 | 5.7272 | 6.6109
Residential | 100 | 2014-08-27 | Per Premise | 1 | Residential¦100¦41878¦Per Premise¦1 | 3.6363 | 1.1754 | 0.72793 | 66.7237 | 0.75078 | 306 | 3.7132 | 1.1763 | 0.72319 | 66.3721 | 0.63999 | 328 | 15 | 18 | 0.95104 | 0.69229 | 10623 | 0.004736 | -0.030904 | 0.042919 | 0.035338 | 0.040818 | 0.055595 | 0.053989 | -0.066512 | -0.024418 | 0.004736 | 0.03389 | 0.075984 | -0.10009 | -0.059216 | -0.030904 | -0.0025921 | 0.038286
Residential | 100 | 2014-09-15 | Per Premise | 17 | Residential¦100¦41897¦Per Premise¦17 | 3.718 | 1.1779 | 2.4656 | 86.5205 | 2.2504 | 325 | 3.6405 | 1.1748 | 1.4431 | 86.3376 | 1.4479 | 307 | 15 | 18 | 0.94674 | 2.3343 | 10623 | 1.0225 | 0.89115 | 0.12483 | 0.082635 | 0.11818 | 0.1497 | 0.1442 | 0.83061 | 0.94396 | 1.0225 | 1.101 | 1.2143 | 0.70635 | 0.81553 | 0.89115 | 0.96677 | 1.076
Residential | 100 | 2014-09-17 | Per Premise | 13 | Residential¦100¦41899¦Per Premise¦13 | 3.718 | 1.1779 | 2.1675 | 89.1652 | 2.1472 | 325 | 3.6421 | 1.1748 | 2.0281 | 88.8788 | 2.0758 | 307 | 15 | 18 | 0.93138 | 2.0188 | 10623 | 0.13936 | -0.0093628 | 0.11911 | 0.11847 | 0.11093 | 0.16799 | 0.1623 | -0.075929 | 0.051266 | 0.13936 | 0.22746 | 0.35465 | -0.21736 | -0.094473 | -0.0093628 | 0.075747 | 0.19863
Residential | 100 | 2014-09-15 | Per Premise | 10 | Residential¦100¦41897¦Per Premise¦10 | 3.718 | 1.1779 | 1.0983 | 90.642 | 1.1855 | 325 | 3.6405 | 1.1748 | 1.1193 | 90.3362 | 1.1064 | 307 | 15 | 18 | 0.94674 | 1.0399 | 10623 | -0.020997 | -0.079492 | 0.065757 | 0.063147 | 0.062255 | 0.091168 | 0.088675 | -0.13783 | -0.068806 | -0.020997 | 0.026811 | 0.095839 | -0.19313 | -0.12599 | -0.079492 | -0.032991 | 0.034149
Residential | 100 | 2014-09-16 | Per Premise | 13 | Residential¦100¦41898¦Per Premise¦13 | 3.6363 | 1.1754 | 2.1031 | 92.228 | 2.1541 | 306 | 3.718 | 1.1779 | 2.2063 | 92.5857 | 2.2068 | 325 | 16 | 19 | 1.0267 | 2.1592 | 10623 | -0.10329 | -0.04718 | 0.12314 | 0.12241 | 0.12642 | 0.17363 | 0.17597 | -0.3258 | -0.19434 | -0.10329 | -0.012236 | 0.11923 | -0.2727 | -0.13946 | -0.04718 | 0.045101 | 0.17834
Residential | 100 | 2014-07-29 | Per Premise | 17 | Residential¦100¦41849¦Per Premise¦17 | 3.7245 | 1.1752 | 1.7983 | 80.3671 | 1.9431 | 330 | 3.6423 | 1.1696 | 1.0698 | 80.2201 | 1.0415 | 311 | 16 | 19 | 0.9225 | 1.6589 | 10623 | 0.72845 | 0.58909 | 0.10697 | 0.05906 | 0.098676 | 0.12219 | 0.115 | 0.57186 | 0.66438 | 0.72845 | 0.79253 | 0.88504 | 0.44171 | 0.52878 | 0.58909 | 0.6494 | 0.73647
Residential | 100 | 2014-09-16 | Aggregate | 20 | Residential¦100¦41898¦Aggregate¦20 | 3.6363 | 1.1754 | 30.0427 | 84.9566 | 23.2563 | 306 | 3.718 | 1.1779 | 33.9258 | 85.1328 | 26.2293 | 325 | 16 | 19 | 1.0267 | 30.8442 | 10623 | -3.8831 | -3.0816 | 1.3295 | 1.4549 | 1.3649 | 1.9709 | 1.995 | -6.4089 | -4.9167 | -3.8831 | -2.8496 | -1.3574 | -5.6383 | -4.1278 | -3.0816 | -2.0355 | -0.52496
Residential | 100 | Average Event Day | Per Premise | 2 | Residential¦100¦Average Event Day¦Per Premise¦2 | 3.6783 | 1.1767 | 0.88506 | 71.4594 | 0.93875 | 631 | 3.6785 | 1.1753 | 0.84304 | 70.9999 | 0.77547 | 636 | 15 | 18 | 0.93148 | 0.82442 | 10623 | 0.042025 | -0.01862 | 0.037371 | 0.030749 | 0.03481 | 0.048395 | 0.046447 | -0.019997 | 0.016646 | 0.042025 | 0.067403 | 0.10405 | -0.078144 | -0.042977 | -0.01862 | 0.0057362 | 0.040903
Residential | 100 | 2014-09-17 | Aggregate | 11 | Residential¦100¦41899¦Aggregate¦11 | 3.718 | 1.1779 | 17.6064 | 94.2804 | 18.7485 | 325 | 3.6421 | 1.1748 | 17.2579 | 94.0978 | 19.5468 | 307 | 15 | 18 | 0.93138 | 16.3984 | 10623 | 0.34857 | -0.85951 | 1.04 | 1.1156 | 0.96862 | 1.5252 | 1.4774 | -1.606 | -0.45123 | 0.34857 | 1.1484 | 2.3031 | -2.7529 | -1.6343 | -0.85951 | -0.084745 | 1.0339
Residential | 100 | 2014-09-16 | Aggregate | 12 | Residential¦100¦41898¦Aggregate¦12 | 3.6363 | 1.1754 | 19.1098 | 98.28 | 20.7792 | 306 | 3.718 | 1.1779 | 19.5804 | 98.7003 | 20.4989 | 325 | 16 | 19 | 1.0267 | 19.6196 | 10623 | -0.4706 | 0.039226 | 1.1879 | 1.1371 | 1.2196 | 1.6444 | 1.6674 | -2.578 | -1.3329 | -0.4706 | 0.39171 | 1.6367 | -2.0976 | -0.83517 | 0.039226 | 0.91362 | 2.1761
Residential | 100 | 2014-07-29 | Aggregate | 16 | Residential¦100¦41849¦Aggregate¦16 | 3.7245 | 1.1752 | 19.3121 | 82.9369 | 21.5249 | 330 | 3.6423 | 1.1696 | 12.8307 | 82.7613 | 12.1986 | 311 | 16 | 19 | 0.9225 | 17.8155 | 10623 | 6.4814 | 4.9847 | 1.1849 | 0.69172 | 1.0931 | 1.372 | 1.2936 | 4.7231 | 5.7619 | 6.4814 | 7.2009 | 8.2397 | 3.327 | 4.3064 | 4.9847 | 5.6631 | 6.6425
Residential | 100 | 2014-09-17 | Per Premise | 20 | Residential¦100¦41899¦Per Premise¦20 | 3.718 | 1.1779 | 2.1342 | 74.2572 | 1.6932 | 325 | 3.6421 | 1.1748 | 2.5679 | 74.2649 | 2.3097 | 307 | 15 | 18 | 0.93138 | 1.9878 | 10623 | -0.43363 | -0.58008 | 0.093924 | 0.13182 | 0.08748 | 0.16186 | 0.15821 | -0.64107 | -0.51851 | -0.43363 | -0.34875 | -0.2262 | -0.78283 | -0.66304 | -0.58008 | -0.49711 | -0.37732
Residential | 100 | 2014-08-27 | Per Premise | 3 | Residential¦100¦41878¦Per Premise¦3 | 3.6363 | 1.1754 | 0.61834 | 66.8393 | 0.72258 | 306 | 3.7132 | 1.1763 | 0.58766 | 66.4061 | 0.53023 | 328 | 15 | 18 | 0.95104 | 0.58806 | 10623 | 0.03068 | 0.0004053 | 0.041307 | 0.029277 | 0.039285 | 0.05063 | 0.048994 | -0.034206 | 0.0041292 | 0.03068 | 0.05723 | 0.095565 | -0.062384 | -0.025287 | 0.0004053 | 0.026098 | 0.063194
Residential | 100 | 2014-07-29 | Aggregate | 13 | Residential¦100¦41849¦Aggregate¦13 | 3.7245 | 1.1752 | 15.1767 | 89.186 | 16.9791 | 330 | 3.6423 | 1.1696 | 13.2126 | 88.9631 | 14.2602 | 311 | 16 | 19 | 0.9225 | 14.0005 | 10623 | 1.9641 | 0.78797 | 0.93467 | 0.80862 | 0.86223 | 1.2359 | 1.1821 | 0.38026 | 1.316 | 1.9641 | 2.6123 | 3.548 | -0.72693 | 0.16809 | 0.78797 | 1.4079 | 2.3029
Residential | 100 | Average Event Day | Per Premise | 12 | Residential¦100¦Average Event Day¦Per Premise¦12 | 3.6783 | 1.1767 | 1.4103 | 91.5466 | 1.5216 | 631 | 3.6785 | 1.1753 | 1.3639 | 91.4317 | 1.4866 | 636 | 15 | 18 | 0.93148 | 1.3137 | 10623 | 0.046442 | -0.050194 | 0.060573 | 0.058948 | 0.056423 | 0.084522 | 0.081599 | -0.061878 | 0.0021182 | 0.046442 | 0.090765 | 0.15476 | -0.15477 | -0.092984 | -0.050194 | -0.0074031 | 0.05438
Residential | 100 | Average Event Day | Aggregate | 7 | Residential¦100¦Average Event Day¦Aggregate¦7 | 3.6783 | 1.1767 | 9.0899 | 76.6075 | 8.24 | 631 | 3.6785 | 1.1753 | 8.6342 | 76.3226 | 7.826 | 636 | 15 | 18 | 0.93148 | 8.4671 | 10623 | 0.45568 | -0.16717 | 0.32803 | 0.31032 | 0.30555 | 0.45156 | 0.4355 | -0.12301 | 0.21888 | 0.45568 | 0.69247 | 1.0344 | -0.72528 | -0.39554 | -0.16717 | 0.061211 | 0.39095
Residential | 100 | 2014-09-17 | Aggregate | 22 | Residential¦100¦41899¦Aggregate¦22 | 3.718 | 1.1779 | 19.134 | 72.1094 | 16.0121 | 325 | 3.6421 | 1.1748 | 20.9622 | 72.2261 | 19.302 | 307 | 15 | 18 | 0.93138 | 17.8211 | 10623 | -1.8282 | -3.1411 | 0.88819 | 1.1016 | 0.82725 | 1.4151 | 1.3776 | -3.6417 | -2.5703 | -1.8282 | -1.0861 | -0.014698 | -4.9066 | -3.8635 | -3.1411 | -2.4186 | -1.3756
Residential | 100 | 2014-09-15 | Aggregate | 10 | Residential¦100¦41897¦Aggregate¦10 | 3.718 | 1.1779 | 11.6678 | 90.642 | 12.5931 | 325 | 3.6405 | 1.1748 | 11.8908 | 90.3362 | 11.7536 | 307 | 15 | 18 | 0.94674 | 11.0464 | 10623 | -0.22305 | -0.84445 | 0.69854 | 0.67081 | 0.66134 | 0.96848 | 0.942 | -1.4642 | -0.73093 | -0.22305 | 0.28482 | 1.0181 | -2.0517 | -1.3384 | -0.84445 | -0.35046 | 0.36277
Residential | 100 | 2014-09-17 | Aggregate | 5 | Residential¦100¦41899¦Aggregate¦5 | 3.718 | 1.1779 | 10.7385 | 78.5527 | 11.3631 | 325 | 3.6421 | 1.1748 | 9.8968 | 78.607 | 10.8336 | 307 | 15 | 18 | 0.93138 | 10.0017 | 10623 | 0.84174 | 0.10491 | 0.63031 | 0.61831 | 0.58706 | 0.88295 | 0.85261 | -0.28981 | 0.37872 | 0.84174 | 1.3048 | 1.9733 | -0.98776 | -0.3422 | 0.10491 | 0.55202 | 1.1976
Residential | 100 | 2014-07-29 | Aggregate | 6 | Residential¦100¦41849¦Aggregate¦6 | 3.7245 | 1.1752 | 6.7536 | 70.7352 | 6.0057 | 330 | 3.6423 | 1.1696 | 6.6378 | 70.8875 | 6.8034 | 311 | 16 | 19 | 0.9225 | 6.2302 | 10623 | 0.11574 | -0.40766 | 0.33061 | 0.38579 | 0.30498 | 0.50807 | 0.49178 | -0.53538 | -0.15069 | 0.11574 | 0.38217 | 0.76685 | -1.0379 | -0.66554 | -0.40766 | -0.14977 | 0.22258
Residential | 100 | Average Event Day | Aggregate | 11 | Residential¦100¦Average Event Day¦Aggregate¦11 | 3.6783 | 1.1767 | 12.7758 | 91.5877 | 13.5142 | 631 | 3.6785 | 1.1753 | 12.5753 | 91.4709 | 13.6167 | 636 | 15 | 18 | 0.93148 | 11.9004 | 10623 | 0.20049 | -0.67492 | 0.53799 | 0.53994 | 0.50113 | 0.76221 | 0.73666 | -0.77633 | -0.19922 | 0.20049 | 0.60019 | 1.1773 | -1.619 | -1.0612 | -0.67492 | -0.28861 | 0.26915
Residential | 100 | 2014-08-27 | Aggregate | 20 | Residential¦100¦41878¦Aggregate¦20 | 3.6363 | 1.1754 | 16.674 | 78.2338 | 15.7562 | 306 | 3.7132 | 1.1763 | 18.4281 | 78.1399 | 17.7425 | 328 | 15 | 18 | 0.95104 | 15.8576 | 10623 | -1.7541 | -2.5705 | 0.90072 | 0.97967 | 0.85662 | 1.3308 | 1.3014 | -3.4596 | -2.452 | -1.7541 | -1.0562 | -0.048598 | -4.2382 | -3.2529 | -2.5705 | -1.888 | -0.90271
Residential | 100 | 2014-09-17 | Aggregate | 24 | Residential¦100¦41899¦Aggregate¦24 | 3.718 | 1.1779 | 13.0724 | 70.4902 | 13.1078 | 325 | 3.6421 | 1.1748 | 12.9276 | 70.7669 | 13.6259 | 307 | 15 | 18 | 0.93138 | 12.1754 | 10623 | 0.1448 | -0.75216 | 0.72709 | 0.77767 | 0.6772 | 1.0646 | 1.0312 | -1.2196 | -0.41349 | 0.1448 | 0.70309 | 1.5092 | -2.0737 | -1.2929 | -0.75216 | -0.2114 | 0.56937
Residential | 100 | 2014-08-27 | Aggregate | 22 | Residential¦100¦41878¦Aggregate¦22 | 3.6363 | 1.1754 | 15.7974 | 76.5774 | 15.9781 | 306 | 3.7132 | 1.1763 | 16.3861 | 76.2106 | 15.3425 | 328 | 15 | 18 | 0.95104 | 15.024 | 10623 | -0.58871 | -1.3622 | 0.9134 | 0.84715 | 0.86868 | 1.2458 | 1.2134 | -2.1852 | -1.242 | -0.58871 | 0.064576 | 1.0078 | -2.9172 | -1.9985 | -1.3622 | -0.72588 | 0.19283
Residential | 100 | 2014-07-29 | Aggregate | 21 | Residential¦100¦41849¦Aggregate¦21 | 3.7245 | 1.1752 | 16.8797 | 71.1493 | 15.6103 | 330 | 3.6423 | 1.1696 | 19.3524 | 71.1971 | 18.8024 | 311 | 16 | 19 | 0.9225 | 15.5716 | 10623 | -2.4727 | -3.7809 | 0.85932 | 1.0662 | 0.79272 | 1.3694 | 1.3286 | -4.2276 | -3.1908 | -2.4727 | -1.7546 | -0.71777 | -5.4835 | -4.4776 | -3.7809 | -3.0841 | -2.0782
Residential | 100 | 2014-09-15 | Aggregate | 100 | Residential¦100¦41897¦Aggregate¦100 | 3.718 | 1.1779 | 25.2897 | 87.5041 | 23.6583 | 1300 | 3.6405 | 1.1748 | 15.4464 | 87.2883 | 15.0031 | 1228 | 15 | 18 | 0.94674 | 23.9429 | 10623 | 9.8433 | 8.4964 | 0.65616 | 0.42814 | 0.62122 | 0.78349 | 0.75446 | 8.8392 | 9.4324 | 9.8433 | 10.2541 | 10.8474 | 7.5295 | 8.1008 | 8.4964 | 8.8921 | 9.4633
Residential | 100 | 2014-09-15 | Aggregate | 17 | Residential¦100¦41897¦Aggregate¦17 | 3.718 | 1.1779 | 26.1918 | 86.5205 | 23.9056 | 325 | 3.6405 | 1.1748 | 15.3301 | 86.3376 | 15.3808 | 307 | 15 | 18 | 0.94674 | 24.7969 | 10623 | 10.8616 | 9.4667 | 1.326 | 0.87783 | 1.2554 | 1.5903 | 1.5319 | 8.8236 | 10.0277 | 10.8616 | 11.6956 | 12.8996 | 7.5035 | 8.6634 | 9.4667 | 10.27 | 11.4299
Residential | 100 | 2014-09-17 | Per Premise | 5 | Residential¦100¦41899¦Per Premise¦5 | 3.718 | 1.1779 | 1.0109 | 78.5527 | 1.0697 | 325 | 3.6421 | 1.1748 | 0.93164 | 78.607 | 1.0198 | 307 | 15 | 18 | 0.93138 | 0.94151 | 10623 | 0.079237 | 0.0098754 | 0.059334 | 0.058204 | 0.055263 | 0.083116 | 0.080261 | -0.027281 | 0.035651 | 0.079237 | 0.12282 | 0.18576 | -0.092983 | -0.032213 | 0.0098754 | 0.051964 | 0.11273
Residential | 100 | 2014-09-16 | Aggregate | 1 | Residential¦100¦41898¦Aggregate¦1 | 3.6363 | 1.1754 | 13.2795 | 74.0589 | 13.7536 | 306 | 3.718 | 1.1779 | 11.9817 | 73.8994 | 12.2434 | 325 | 16 | 19 | 1.0267 | 13.6337 | 10623 | 1.2978 | 1.6521 | 0.78624 | 0.67914 | 0.80722 | 1.0389 | 1.0549 | -0.033663 | 0.75297 | 1.2978 | 1.8426 | 2.6293 | 0.30016 | 1.0989 | 1.6521 | 2.2053 | 3.004
Residential | 100 | 2014-09-17 | Per Premise | 10 | Residential¦100¦41899¦Per Premise¦10 | 3.718 | 1.1779 | 1.4044 | 93.0324 | 1.4802 | 325 | 3.6421 | 1.1748 | 1.45 | 92.7711 | 1.6765 | 307 | 15 | 18 | 0.93138 | 1.308 | 10623 | -0.04562 | -0.14198 | 0.082104 | 0.095686 | 0.076471 | 0.12608 | 0.12249 | -0.2072 | -0.11174 | -0.04562 | 0.020498 | 0.11596 | -0.29896 | -0.20621 | -0.14198 | -0.077747 | 0.014995
Residential | 100 | 2014-07-29 | Per Premise | 5 | Residential¦100¦41849¦Per Premise¦5 | 3.7245 | 1.1752 | 0.61943 | 67.8639 | 0.63955 | 330 | 3.6423 | 1.1696 | 0.56095 | 68.1108 | 0.50498 | 311 | 16 | 19 | 0.9225 | 0.57143 | 10623 | 0.058483 | 0.010478 | 0.035206 | 0.028635 | 0.032478 | 0.045381 | 0.043298 | 0.0003255 | 0.034686 | 0.058483 | 0.082281 | 0.11664 | -0.045011 | -0.012228 | 0.010478 | 0.033183 | 0.065967
Residential | 100 | 2014-09-15 | Aggregate | 13 | Residential¦100¦41897¦Aggregate¦13 | 3.718 | 1.1779 | 21.5136 | 92.2979 | 22.3448 | 325 | 3.6405 | 1.1748 | 20.1081 | 91.7375 | 20.4555 | 307 | 15 | 18 | 0.94674 | 20.3678 | 10623 | 1.4054 | 0.25967 | 1.2395 | 1.1675 | 1.1735 | 1.7027 | 1.6553 | -0.77668 | 0.51253 | 1.4054 | 2.2983 | 3.5875 | -1.8616 | -0.60835 | 0.25967 | 1.1277 | 2.381
Residential | 100 | Average Event Day | Per Premise | 16 | Residential¦100¦Average Event Day¦Per Premise¦16 | 3.6783 | 1.1767 | 1.9185 | 86.3988 | 1.8896 | 631 | 3.6785 | 1.1753 | 1.1732 | 86.3836 | 1.1744 | 636 | 15 | 18 | 0.93148 | 1.787 | 10623 | 0.74524 | 0.61379 | 0.075224 | 0.04657 | 0.07007 | 0.088473 | 0.084134 | 0.63186 | 0.69885 | 0.74524 | 0.79164 | 0.85862 | 0.50596 | 0.56967 | 0.61379 | 0.65791 | 0.72161
Residential | 100 | 2014-09-16 | Aggregate | 6 | Residential¦100¦41898¦Aggregate¦6 | 3.6363 | 1.1754 | 8.7126 | 73.6993 | 9.489 | 306 | 3.718 | 1.1779 | 8.5179 | 73.6568 | 7.88 | 325 | 16 | 19 | 1.0267 | 8.945 | 10623 | 0.19472 | 0.42716 | 0.54245 | 0.4371 | 0.55692 | 0.69664 | 0.70797 | -0.69807 | -0.1706 | 0.19472 | 0.56004 | 1.0875 | -0.48014 | 0.055901 | 0.42716 | 0.79842 | 1.3345
Residential | 100 | 2014-09-15 | Per Premise | 15 | Residential¦100¦41897¦Per Premise¦15 | 3.718 | 1.1779 | 2.2601 | 91.5255 | 2.2674 | 325 | 3.6405 | 1.1748 | 1.6038 | 91.1601 | 1.4576 | 307 | 15 | 18 | 0.94674 | 2.1397 | 10623 | 0.65626 | 0.53589 | 0.12577 | 0.083189 | 0.11907 | 0.15079 | 0.14525 | 0.46301 | 0.57718 | 0.65626 | 0.73533 | 0.84951 | 0.34974 | 0.45972 | 0.53589 | 0.61206 | 0.72204
Residential | 100 | 2014-08-27 | Aggregate | 21 | Residential¦100¦41878¦Aggregate¦21 | 3.6363 | 1.1754 | 17.566 | 76.8232 | 16.9222 | 306 | 3.7132 | 1.1763 | 17.9083 | 76.6291 | 16.1187 | 328 | 15 | 18 | 0.95104 | 16.7059 | 10623 | -0.34231 | -1.2024 | 0.96738 | 0.89001 | 0.92002 | 1.3145 | 1.2801 | -2.0269 | -1.0316 | -0.34231 | 0.34702 | 1.3423 | -2.8428 | -1.8736 | -1.2024 | -0.5311 | 0.4381
Residential | 100 | 2014-09-17 | Per Premise | 6 | Residential¦100¦41899¦Per Premise¦6 | 3.718 | 1.1779 | 0.99997 | 76.8914 | 1.0262 | 325 | 3.6421 | 1.1748 | 0.93375 | 77.0022 | 0.97319 | 307 | 15 | 18 | 0.93138 | 0.93136 | 10623 | 0.066222 | -0.0023919 | 0.056921 | 0.055543 | 0.053015 | 0.07953 | 0.076783 | -0.0357 | 0.024516 | 0.066222 | 0.10793 | 0.16814 | -0.10079 | -0.042657 | -0.0023919 | 0.037873 | 0.09601
Residential | 100 | 2014-09-15 | Per Premise | 9 | Residential¦100¦41897¦Per Premise¦9 | 3.718 | 1.1779 | 1.0335 | 86.3569 | 1.0702 | 325 | 3.6405 | 1.1748 | 0.98596 | 86.1682 | 0.97173 | 307 | 15 | 18 | 0.94674 | 0.97849 | 10623 | 0.047572 | -0.0074714 | 0.059365 | 0.05546 | 0.056203 | 0.08124 | 0.07896 | -0.056542 | 0.0049695 | 0.047572 | 0.090174 | 0.15169 | -0.10866 | -0.048878 | -0.0074714 | 0.033935 | 0.093719
Residential | 100 | 2014-08-27 | Aggregate | 19 | Residential¦100¦41878¦Aggregate¦19 | 3.6363 | 1.1754 | 17.7705 | 78.511 | 18.0565 | 306 | 3.7132 | 1.1763 | 19.5742 | 78.3518 | 20.0056 | 328 | 15 | 18 | 0.95104 | 16.9004 | 10623 | -1.8038 | -2.6738 | 1.0322 | 1.1046 | 0.98168 | 1.5118 | 1.4778 | -3.7413 | -2.5966 | -1.8038 | -1.011 | 0.13374 | -4.5677 | -3.4488 | -2.6738 | -1.8989 | -0.77995
Residential | 100 | Average Event Day | Aggregate | 16 | Residential¦100¦Average Event Day¦Aggregate¦16 | 3.6783 | 1.1767 | 20.38 | 86.3988 | 20.0733 | 631 | 3.6785 | 1.1753 | 12.4633 | 86.3836 | 12.4761 | 636 | 15 | 18 | 0.93148 | 18.9836 | 10623 | 7.9167 | 6.5202 | 0.79911 | 0.49471 | 0.74435 | 0.93985 | 0.89375 | 6.7122 | 7.4238 | 7.9167 | 8.4096 | 9.1212 | 5.3749 | 6.0516 | 6.5202 | 6.9889 | 7.6656
Residential | 100 | 2014-09-17 | Aggregate | 14 | Residential¦100¦41899¦Aggregate¦14 | 3.718 | 1.1779 | 25.1667 | 87.2491 | 24.2018 | 325 | 3.6421 | 1.1748 | 23.4399 | 86.863 | 23.6057 | 307 | 15 | 18 | 0.93138 | 23.4399 | 10623 | 1.7268 | 1.34e-06 | 1.3425 | 1.3472 | 1.2504 | 1.9019 | 1.8381 | -0.71059 | 0.72945 | 1.7268 | 2.7242 | 4.1642 | -2.3556 | -0.96388 | 1.34e-06 | 0.96388 | 2.3556
Residential | 100 | Average Event Day | Per Premise | 14 | Residential¦100¦Average Event Day¦Per Premise¦14 | 3.6783 | 1.1767 | 1.8856 | 88.4244 | 1.9075 | 631 | 3.6785 | 1.1753 | 1.7564 | 88.3521 | 1.797 | 636 | 15 | 18 | 0.93148 | 1.7564 | 10623 | 0.12921 | 5.37e-09 | 0.075938 | 0.071257 | 0.070734 | 0.10413 | 0.1004 | -0.0042489 | 0.074597 | 0.12921 | 0.18381 | 0.26266 | -0.12867 | -0.052652 | 5.37e-09 | 0.052652 | 0.12867
Residential | 100 | 2014-09-16 | Per Premise | 23 | Residential¦100¦41898¦Per Premise¦23 | 3.6363 | 1.1754 | 2.0814 | 79.7108 | 1.8257 | 306 | 3.718 | 1.1779 | 2.264 | 79.8964 | 1.9506 | 325 | 16 | 19 | 1.0267 | 2.1369 | 10623 | -0.18258 | -0.12705 | 0.10437 | 0.1082 | 0.10715 | 0.15033 | 0.15228 | -0.37524 | -0.26141 | -0.18258 | -0.10374 | 0.010082 | -0.3222 | -0.2069 | -0.12705 | -0.047193 | 0.068106
Residential | 100 | 2014-09-16 | Per Premise | 16 | Residential¦100¦41898¦Per Premise¦16 | 3.6363 | 1.1754 | 2.4208 | 91.9734 | 2.302 | 306 | 3.718 | 1.1779 | 1.6903 | 91.5678 | 1.5735 | 325 | 16 | 19 | 1.0267 | 2.4854 | 10623 | 0.73045 | 0.79504 | 0.1316 | 0.087282 | 0.13511 | 0.15791 | 0.16085 | 0.52808 | 0.64764 | 0.73045 | 0.81326 | 0.93282 | 0.5889 | 0.71069 | 0.79504 | 0.87938 | 1.0012
Residential | 100 | 2014-09-16 | Aggregate | 8 | Residential¦100¦41898¦Aggregate¦8 | 3.6363 | 1.1754 | 10.186 | 86.4198 | 10.5759 | 306 | 3.718 | 1.1779 | 10.1863 | 86.5586 | 9.3344 | 325 | 16 | 19 | 1.0267 | 10.4577 | 10623 | -0.0003605 | 0.27139 | 0.60459 | 0.51778 | 0.62072 | 0.796 | 0.80832 | -1.0205 | -0.41778 | -0.0003605 | 0.41706 | 1.0198 | -0.76451 | -0.15249 | 0.27139 | 0.69528 | 1.3073
Residential | 100 | 2014-09-16 | Per Premise | 12 | Residential¦100¦41898¦Per Premise¦12 | 3.6363 | 1.1754 | 1.7989 | 98.28 | 1.9561 | 306 | 3.718 | 1.1779 | 1.8432 | 98.7003 | 1.9297 | 325 | 16 | 19 | 1.0267 | 1.8469 | 10623 | -0.0443 | 0.0036926 | 0.11182 | 0.10704 | 0.1148 | 0.15479 | 0.15696 | -0.24268 | -0.12547 | -0.0443 | 0.036873 | 0.15408 | -0.19746 | -0.078619 | 0.0036926 | 0.086004 | 0.20485
Residential | 100 | 2014-09-15 | Aggregate | 16 | Residential¦100¦41897¦Aggregate¦16 | 3.718 | 1.1779 | 25.0712 | 89.3923 | 23.7103 | 325 | 3.6405 | 1.1748 | 13.9928 | 89.1879 | 14.0802 | 307 | 15 | 18 | 0.94674 | 23.736 | 10623 | 11.0785 | 9.7432 | 1.3152 | 0.8036 | 1.2452 | 1.5413 | 1.482 | 9.1032 | 10.2702 | 11.0785 | 11.8867 | 13.0537 | 7.844 | 8.9661 | 9.7432 | 10.5204 | 11.6425
Residential | 100 | 2014-08-27 | Aggregate | 10 | Residential¦100¦41878¦Aggregate¦10 | 3.6363 | 1.1754 | 7.9098 | 88.0348 | 7.2652 | 306 | 3.7132 | 1.1763 | 8.1785 | 88.1853 | 8.2853 | 328 | 15 | 18 | 0.95104 | 7.5226 | 10623 | -0.26863 | -0.65591 | 0.41532 | 0.45748 | 0.39499 | 0.61788 | 0.6044 | -1.0605 | -0.59265 | -0.26863 | 0.055383 | 0.52321 | -1.4305 | -0.97286 | -0.65591 | -0.33896 | 0.11866
Residential | 100 | 2014-07-29 | Per Premise | 13 | Residential¦100¦41849¦Per Premise¦13 | 3.7245 | 1.1752 | 1.4287 | 89.186 | 1.5983 | 330 | 3.6423 | 1.1696 | 1.2438 | 88.9631 | 1.3424 | 311 | 16 | 19 | 0.9225 | 1.3179 | 10623 | 0.1849 | 0.074176 | 0.087985 | 0.07612 | 0.081167 | 0.11634 | 0.11128 | 0.035796 | 0.12389 | 0.1849 | 0.24591 | 0.33399 | -0.06843 | 0.015823 | 0.074176 | 0.13253 | 0.21678
Residential | 100 | 2014-09-15 | Aggregate | 23 | Residential¦100¦41897¦Aggregate¦23 | 3.718 | 1.1779 | 17.9562 | 76.4355 | 15.9149 | 325 | 3.6405 | 1.1748 | 20.4734 | 76.5231 | 18.2714 | 307 | 15 | 18 | 0.94674 | 16.9999 | 10623 | -2.5172 | -3.4735 | 0.8828 | 1.0428 | 0.83578 | 1.3663 | 1.3364 | -4.2682 | -3.2337 | -2.5172 | -1.8007 | -0.76624 | -5.1862 | -4.1743 | -3.4735 | -2.7727 | -1.7609
Residential | 100 | 2014-09-17 | Per Premise | 4 | Residential¦100¦41899¦Per Premise¦4 | 3.718 | 1.1779 | 1.0754 | 78.2742 | 1.1644 | 325 | 3.6421 | 1.1748 | 1.0309 | 78.2286 | 1.0666 | 307 | 15 | 18 | 0.93138 | 1.0016 | 10623 | 0.04441 | -0.029376 | 0.064591 | 0.060875 | 0.060159 | 0.088757 | 0.085586 | -0.069336 | -0.0021338 | 0.04441 | 0.090955 | 0.15816 | -0.13906 | -0.074257 | -0.029376 | 0.015506 | 0.080307
Residential | 100 | 2014-09-16 | Aggregate | 19 | Residential¦100¦41898¦Aggregate¦19 | 3.6363 | 1.1754 | 27.466 | 87.0292 | 23.3249 | 306 | 3.718 | 1.1779 | 15.0856 | 87.1996 | 13.4417 | 325 | 16 | 19 | 1.0267 | 28.1988 | 10623 | 12.3804 | 13.1132 | 1.3334 | 0.74561 | 1.369 | 1.5277 | 1.5589 | 10.4226 | 11.5793 | 12.3804 | 13.1815 | 14.3382 | 11.1154 | 12.2957 | 13.1132 | 13.9306 | 15.1109
Residential | 100 | 2014-09-17 | Per Premise | 24 | Residential¦100¦41899¦Per Premise¦24 | 3.718 | 1.1779 | 1.2306 | 70.4902 | 1.2339 | 325 | 3.6421 | 1.1748 | 1.2169 | 70.7669 | 1.2827 | 307 | 15 | 18 | 0.93138 | 1.1461 | 10623 | 0.013631 | -0.070805 | 0.068445 | 0.073206 | 0.063749 | 0.10022 | 0.097073 | -0.11481 | -0.038924 | 0.013631 | 0.066186 | 0.14207 | -0.19521 | -0.12171 | -0.070805 | -0.0199 | 0.053598
Residential | 100 | 2014-07-29 | Per Premise | 15 | Residential¦100¦41849¦Per Premise¦15 | 3.7245 | 1.1752 | 1.6611 | 86.3349 | 1.8378 | 330 | 3.6423 | 1.1696 | 1.5324 | 86.1529 | 1.6034 | 311 | 16 | 19 | 0.9225 | 1.5324 | 10623 | 0.12873 | -2.82e-08 | 0.10117 | 0.090921 | 0.093327 | 0.13602 | 0.13029 | -0.045583 | 0.057405 | 0.12873 | 0.20006 | 0.30305 | -0.16698 | -0.068326 | -2.82e-08 | 0.068326 | 0.16698
Residential | 100 | 2014-09-17 | Aggregate | 8 | Residential¦100¦41899¦Aggregate¦8 | 3.718 | 1.1779 | 12.2145 | 87.4258 | 11.8887 | 325 | 3.6421 | 1.1748 | 12.1694 | 87.2131 | 12.6514 | 307 | 15 | 18 | 0.93138 | 11.3764 | 10623 | 0.045107 | -0.793 | 0.65947 | 0.72205 | 0.61422 | 0.97788 | 0.94796 | -1.2081 | -0.4677 | 0.045107 | 0.55791 | 1.2983 | -2.0079 | -1.2901 | -0.793 | -0.29589 | 0.42186
Residential | 100 | 2014-07-29 | Per Premise | 100 | Residential¦100¦41849¦Per Premise¦100 | 3.7245 | 1.1752 | 1.8298 | 79.1312 | 1.9462 | 1320 | 3.6423 | 1.1696 | 1.1287 | 79.0224 | 1.0185 | 1244 | 16 | 19 | 0.9225 | 1.688 | 10623 | 0.70106 | 0.55926 | 0.053568 | 0.028877 | 0.049417 | 0.060856 | 0.057236 | 0.62307 | 0.66915 | 0.70106 | 0.73297 | 0.77905 | 0.48591 | 0.52924 | 0.55926 | 0.58927 | 0.63261
Residential | 100 | 2014-09-17 | Per Premise | 7 | Residential¦100¦41899¦Per Premise¦7 | 3.718 | 1.1779 | 1.1173 | 82.8942 | 1.0325 | 325 | 3.6421 | 1.1748 | 1.0084 | 82.7601 | 0.95582 | 307 | 15 | 18 | 0.93138 | 1.0407 | 10623 | 0.10896 | 0.032298 | 0.057271 | 0.054552 | 0.053341 | 0.079094 | 0.076296 | 0.0076017 | 0.067488 | 0.10896 | 0.15044 | 0.21033 | -0.06548 | -0.0077118 | 0.032298 | 0.072308 | 0.13008
Residential | 100 | 2014-07-29 | Aggregate | 2 | Residential¦100¦41849¦Aggregate¦2 | 3.7245 | 1.1752 | 8.1993 | 69.8857 | 8.5952 | 330 | 3.6423 | 1.1696 | 6.9839 | 70.1038 | 6.6023 | 311 | 16 | 19 | 0.9225 | 7.5638 | 10623 | 1.2154 | 0.57996 | 0.47315 | 0.37438 | 0.43648 | 0.60335 | 0.57504 | 0.44217 | 0.89899 | 1.2154 | 1.5318 | 1.9886 | -0.15699 | 0.2784 | 0.57996 | 0.88151 | 1.3169
Residential | 100 | Average Event Day | Per Premise | 5 | Residential¦100¦Average Event Day¦Per Premise¦5 | 3.6783 | 1.1767 | 0.72756 | 70.6882 | 0.73335 | 631 | 3.6785 | 1.1753 | 0.68274 | 70.2968 | 0.64744 | 636 | 15 | 18 | 0.93148 | 0.6777 | 10623 | 0.044813 | -0.0050395 | 0.029194 | 0.025673 | 0.027194 | 0.038877 | 0.037398 | -0.0050097 | 0.024426 | 0.044813 | 0.0652 | 0.094636 | -0.052967 | -0.024651 | -0.0050395 | 0.014572 | 0.042888
Residential | 100 | 2014-09-15 | Aggregate | 21 | Residential¦100¦41897¦Aggregate¦21 | 3.718 | 1.1779 | 25.8075 | 78.4447 | 19.0069 | 325 | 3.6405 | 1.1748 | 28.5782 | 78.5867 | 22.2126 | 307 | 15 | 18 | 0.94674 | 24.4331 | 10623 | -2.7707 | -4.1452 | 1.0543 | 1.2677 | 0.99816 | 1.6489 | 1.6135 | -4.8838 | -3.6354 | -2.7707 | -1.9061 | -0.65763 | -6.213 | -4.9913 | -4.1452 | -3.299 | -2.0773
Residential | 100 | 2014-09-15 | Aggregate | 8 | Residential¦100¦41897¦Aggregate¦8 | 3.718 | 1.1779 | 10.1289 | 81.1373 | 9.5566 | 325 | 3.6405 | 1.1748 | 9.6555 | 80.8997 | 9.2355 | 307 | 15 | 18 | 0.94674 | 9.5894 | 10623 | 0.47336 | -0.06608 | 0.53011 | 0.5271 | 0.50187 | 0.74756 | 0.72781 | -0.48468 | 0.081334 | 0.47336 | 0.86538 | 1.4314 | -0.99881 | -0.44775 | -0.06608 | 0.31559 | 0.86665
Residential | 100 | 2014-09-15 | Aggregate | 2 | Residential¦100¦41897¦Aggregate¦2 | 3.718 | 1.1779 | 10.1125 | 73.415 | 10.6403 | 325 | 3.6405 | 1.1748 | 9.6649 | 73.6446 | 9.0508 | 307 | 15 | 18 | 0.94674 | 9.5739 | 10623 | 0.44761 | -0.090955 | 0.59022 | 0.51656 | 0.55878 | 0.78434 | 0.76097 | -0.55756 | 0.036304 | 0.44761 | 0.85892 | 1.4528 | -1.0662 | -0.49001 | -0.090955 | 0.3081 | 0.88426
Residential | 100 | 2014-07-29 | Per Premise | 21 | Residential¦100¦41849¦Per Premise¦21 | 3.7245 | 1.1752 | 1.589 | 71.1493 | 1.4695 | 330 | 3.6423 | 1.1696 | 1.8217 | 71.1971 | 1.77 | 311 | 16 | 19 | 0.9225 | 1.4658 | 10623 | -0.23277 | -0.35591 | 0.080892 | 0.10037 | 0.074623 | 0.12891 | 0.12507 | -0.39797 | -0.30037 | -0.23277 | -0.16517 | -0.067568 | -0.51619 | -0.4215 | -0.35591 | -0.29033 | -0.19563
Residential | 100 | Average Event Day | Aggregate | 21 | Residential¦100¦Average Event Day¦Aggregate¦21 | 3.6783 | 1.1767 | 20.8857 | 76.2989 | 16.92 | 631 | 3.6785 | 1.1753 | 22.1553 | 76.2811 | 18.8282 | 636 | 15 | 18 | 0.93148 | 19.4546 | 10623 | -1.2696 | -2.7007 | 0.67357 | 0.74659 | 0.62742 | 1.0055 | 0.97522 | -2.5582 | -1.7969 | -1.2696 | -0.74229 | 0.019044 | -3.9505 | -3.2121 | -2.7007 | -2.1893 | -1.4509
Residential | 100 | Average Event Day | Per Premise | 22 | Residential¦100¦Average Event Day¦Per Premise¦22 | 3.6783 | 1.1767 | 1.7107 | 75.552 | 1.4612 | 631 | 3.6785 | 1.1753 | 1.8451 | 75.4868 | 1.6201 | 636 | 15 | 18 | 0.93148 | 1.5935 | 10623 | -0.13437 | -0.25159 | 0.058168 | 0.064243 | 0.054182 | 0.086664 | 0.084041 | -0.24544 | -0.17982 | -0.13437 | -0.088927 | -0.023309 | -0.3593 | -0.29567 | -0.25159 | -0.20752 | -0.14389
Residential | 100 | 2014-09-15 | Aggregate | 4 | Residential¦100¦41897¦Aggregate¦4 | 3.718 | 1.1779 | 8.5268 | 72.3979 | 9.0918 | 325 | 3.6405 | 1.1748 | 8.2233 | 72.6901 | 8.4475 | 307 | 15 | 18 | 0.94674 | 8.0726 | 10623 | 0.30346 | -0.15066 | 0.50432 | 0.48213 | 0.47746 | 0.6977 | 0.67854 | -0.59068 | -0.062418 | 0.30346 | 0.66933 | 1.1976 | -1.0202 | -0.50648 | -0.15066 | 0.20517 | 0.71893
Residential | 100 | 2014-09-17 | Aggregate | 16 | Residential¦100¦41899¦Aggregate¦16 | 3.718 | 1.1779 | 24.166 | 83.9615 | 24.1242 | 325 | 3.6421 | 1.1748 | 14.2698 | 83.7231 | 14.6798 | 307 | 15 | 18 | 0.93138 | 22.5078 | 10623 | 9.8962 | 8.238 | 1.3382 | 0.83782 | 1.2464 | 1.5788 | 1.5018 | 7.8728 | 9.0682 | 9.8962 | 10.7241 | 11.9195 | 6.3134 | 7.4505 | 8.238 | 9.0256 | 10.1626
Residential | 100 | 2014-07-29 | Per Premise | 23 | Residential¦100¦41849¦Per Premise¦23 | 3.7245 | 1.1752 | 1.2769 | 70.0588 | 1.1514 | 330 | 3.6423 | 1.1696 | 1.353 | 70.2473 | 1.3592 | 311 | 16 | 19 | 0.9225 | 1.178 | 10623 | -0.076088 | -0.17505 | 0.063381 | 0.077074 | 0.058469 | 0.099787 | 0.096742 | -0.20397 | -0.12842 | -0.076088 | -0.02376 | 0.051794 | -0.29903 | -0.22578 | -0.17505 | -0.12432 | -0.051067
Residential | 100 | 2014-08-27 | Aggregate | 12 | Residential¦100¦41878¦Aggregate¦12 | 3.6363 | 1.1754 | 10.994 | 90.3292 | 12.8837 | 306 | 3.7132 | 1.1763 | 11.0192 | 90.6699 | 12.9455 | 328 | 15 | 18 | 0.95104 | 10.4557 | 10623 | -0.025232 | -0.56351 | 0.73651 | 0.7148 | 0.70045 | 1.0263 | 1.0008 | -1.3405 | -0.56345 | -0.025232 | 0.51298 | 1.2901 | -1.8461 | -1.0883 | -0.56351 | -0.038697 | 0.71905
Residential | 100 | 2014-09-17 | Per Premise | 23 | Residential¦100¦41899¦Per Premise¦23 | 3.718 | 1.1779 | 1.4361 | 71.5984 | 1.29 | 325 | 3.6421 | 1.1748 | 1.5439 | 71.7612 | 1.4485 | 307 | 15 | 18 | 0.93138 | 1.3376 | 10623 | -0.10781 | -0.20635 | 0.071558 | 0.082671 | 0.066648 | 0.10934 | 0.10619 | -0.24794 | -0.16515 | -0.10781 | -0.050475 | 0.032311 | -0.34244 | -0.26204 | -0.20635 | -0.15067 | -0.070265
Residential | 100 | 2014-08-27 | Per Premise | 21 | Residential¦100¦41878¦Per Premise¦21 | 3.6363 | 1.1754 | 1.6536 | 76.8232 | 1.593 | 306 | 3.7132 | 1.1763 | 1.6858 | 76.6291 | 1.5173 | 328 | 15 | 18 | 0.95104 | 1.5726 | 10623 | -0.032223 | -0.11318 | 0.091065 | 0.083781 | 0.086606 | 0.12374 | 0.1205 | -0.19081 | -0.097114 | -0.032223 | 0.032667 | 0.12636 | -0.26761 | -0.17637 | -0.11318 | -0.049995 | 0.041241
Residential | 100 | 2014-08-27 | Per Premise | 10 | Residential¦100¦41878¦Per Premise¦10 | 3.6363 | 1.1754 | 0.7446 | 88.0348 | 0.68391 | 306 | 3.7132 | 1.1763 | 0.76988 | 88.1853 | 0.77994 | 328 | 15 | 18 | 0.95104 | 0.70814 | 10623 | -0.025288 | -0.061744 | 0.039097 | 0.043065 | 0.037182 | 0.058165 | 0.056896 | -0.099829 | -0.055789 | -0.025288 | 0.0052135 | 0.049253 | -0.13466 | -0.09158 | -0.061744 | -0.031908 | 0.01117
Residential | 100 | 2014-09-16 | Per Premise | 10 | Residential¦100¦41898¦Per Premise¦10 | 3.6363 | 1.1754 | 1.2796 | 94.5596 | 1.4539 | 306 | 3.718 | 1.1779 | 1.2904 | 94.7359 | 1.4262 | 325 | 16 | 19 | 1.0267 | 1.3137 | 10623 | -0.010822 | 0.023316 | 0.083115 | 0.07911 | 0.085333 | 0.11475 | 0.11636 | -0.15787 | -0.070995 | -0.010822 | 0.04935 | 0.13623 | -0.12581 | -0.037704 | 0.023316 | 0.084336 | 0.17244
Residential | 100 | 2014-09-16 | Aggregate | 22 | Residential¦100¦41898¦Aggregate¦22 | 3.6363 | 1.1754 | 27.0461 | 79.8086 | 21.9794 | 306 | 3.718 | 1.1779 | 30.374 | 80.0492 | 23.2119 | 325 | 16 | 19 | 1.0267 | 27.7677 | 10623 | -3.3279 | -2.6063 | 1.2565 | 1.2876 | 1.29 | 1.799 | 1.8226 | -5.6334 | -4.2713 | -3.3279 | -2.3845 | -1.0223 | -4.9421 | -3.5621 | -2.6063 | -1.6505 | -0.27054
Residential | 100 | 2014-09-15 | Per Premise | 23 | Residential¦100¦41897¦Per Premise¦23 | 3.718 | 1.1779 | 1.6903 | 76.4355 | 1.4982 | 325 | 3.6405 | 1.1748 | 1.9273 | 76.5231 | 1.72 | 307 | 15 | 18 | 0.94674 | 1.6003 | 10623 | -0.23696 | -0.32698 | 0.083103 | 0.098165 | 0.078677 | 0.12862 | 0.1258 | -0.40179 | -0.30441 | -0.23696 | -0.16951 | -0.07213 | -0.4882 | -0.39295 | -0.32698 | -0.26101 | -0.16576
Residential | 100 | 2014-09-17 | Per Premise | 100 | Residential¦100¦41899¦Per Premise¦100 | 3.718 | 1.1779 | 2.2718 | 82.3573 | 2.1759 | 1300 | 3.6421 | 1.1748 | 1.4327 | 82.1725 | 1.4075 | 1228 | 15 | 18 | 0.93138 | 2.1159 | 10623 | 0.8391 | 0.68323 | 0.060348 | 0.040165 | 0.056207 | 0.072492 | 0.069083 | 0.7462 | 0.80109 | 0.8391 | 0.87712 | 0.93201 | 0.59469 | 0.647 | 0.68323 | 0.71945 | 0.77176
Residential | 100 | 2014-09-16 | Per Premise | 6 | Residential¦100¦41898¦Per Premise¦6 | 3.6363 | 1.1754 | 0.82016 | 73.6993 | 0.89325 | 306 | 3.718 | 1.1779 | 0.80183 | 73.6568 | 0.74179 | 325 | 16 | 19 | 1.0267 | 0.84204 | 10623 | 0.01833 | 0.040211 | 0.051064 | 0.041147 | 0.052426 | 0.065579 | 0.066645 | -0.065713 | -0.01606 | 0.01833 | 0.052719 | 0.10237 | -0.045198 | 0.0052623 | 0.040211 | 0.07516 | 0.12562
Residential | 100 | 2014-09-16 | Per Premise | 4 | Residential¦100¦41898¦Per Premise¦4 | 3.6363 | 1.1754 | 0.81227 | 72.9265 | 0.78416 | 306 | 3.718 | 1.1779 | 0.80608 | 72.6977 | 0.79431 | 325 | 16 | 19 | 1.0267 | 0.83394 | 10623 | 0.0061874 | 0.027858 | 0.044827 | 0.04406 | 0.046023 | 0.062855 | 0.063714 | -0.074365 | -0.026774 | 0.0061874 | 0.039149 | 0.08674 | -0.053795 | -0.0055536 | 0.027858 | 0.061269 | 0.10951
Residential | 100 | 2014-07-29 | Aggregate | 1 | Residential¦100¦41849¦Aggregate¦1 | 3.7245 | 1.1752 | 9.2589 | 70.2956 | 10.0614 | 330 | 3.6423 | 1.1696 | 8.177 | 70.5652 | 7.4484 | 311 | 16 | 19 | 0.9225 | 8.5413 | 10623 | 1.0819 | 0.3643 | 0.55386 | 0.42236 | 0.51094 | 0.69652 | 0.6629 | 0.18922 | 0.71659 | 1.0819 | 1.4471 | 1.9745 | -0.48524 | 0.016675 | 0.3643 | 0.71193 | 1.2138
Residential | 100 | 2014-08-27 | Per Premise | 8 | Residential¦100¦41878¦Per Premise¦8 | 3.6363 | 1.1754 | 0.70252 | 78.0465 | 0.61164 | 306 | 3.7132 | 1.1763 | 0.68051 | 78.0824 | 0.52527 | 328 | 15 | 18 | 0.95104 | 0.66812 | 10623 | 0.022011 | -0.012386 | 0.034965 | 0.029003 | 0.033253 | 0.045428 | 0.044124 | -0.036208 | -0.001812 | 0.022011 | 0.045833 | 0.080229 | -0.068933 | -0.035524 | -0.012386 | 0.010753 | 0.044162
Residential | 100 | 2014-09-15 | Aggregate | 1 | Residential¦100¦41897¦Aggregate¦1 | 3.718 | 1.1779 | 11.4902 | 74.1118 | 12.497 | 325 | 3.6405 | 1.1748 | 10.6334 | 74.2198 | 9.8228 | 307 | 15 | 18 | 0.94674 | 10.8783 | 10623 | 0.85681 | 0.24487 | 0.69321 | 0.56062 | 0.65629 | 0.89153 | 0.86314 | -0.28574 | 0.38929 | 0.85681 | 1.3243 | 1.9994 | -0.86129 | -0.20776 | 0.24487 | 0.6975 | 1.351
Residential | 100 | 2014-09-15 | Per Premise | 4 | Residential¦100¦41897¦Per Premise¦4 | 3.718 | 1.1779 | 0.80267 | 72.3979 | 0.85586 | 325 | 3.6405 | 1.1748 | 0.7741 | 72.6901 | 0.79521 | 307 | 15 | 18 | 0.94674 | 0.75992 | 10623 | 0.028566 | -0.014182 | 0.047475 | 0.045385 | 0.044946 | 0.065678 | 0.063875 | -0.055604 | -0.0058757 | 0.028566 | 0.063008 | 0.11274 | -0.096041 | -0.047678 | -0.014182 | 0.019314 | 0.067677
Residential | 100 | Average Event Day | Per Premise | 6 | Residential¦100¦Average Event Day¦Per Premise¦6 | 3.6783 | 1.1767 | 0.7572 | 70.3179 | 0.74897 | 631 | 3.6785 | 1.1753 | 0.71771 | 69.9405 | 0.66485 | 636 | 15 | 18 | 0.93148 | 0.70532 | 10623 | 0.039492 | -0.012392 | 0.029816 | 0.026363 | 0.027773 | 0.0398 | 0.038293 | -0.011513 | 0.018621 | 0.039492 | 0.060363 | 0.090497 | -0.061466 | -0.032473 | -0.012392 | 0.0076891 | 0.036683
Residential | 100 | 2014-09-16 | Aggregate | 21 | Residential¦100¦41898¦Aggregate¦21 | 3.6363 | 1.1754 | 30.2397 | 81.5071 | 22.7241 | 306 | 3.718 | 1.1779 | 34.6965 | 81.5841 | 24.9668 | 325 | 16 | 19 | 1.0267 | 31.0465 | 10623 | -4.4567 | -3.65 | 1.2991 | 1.3849 | 1.3337 | 1.8988 | 1.9227 | -6.8902 | -5.4525 | -4.4567 | -3.461 | -2.0233 | -6.114 | -4.6582 | -3.65 | -2.6417 | -1.1859
Residential | 100 | Average Event Day | Per Premise | 13 | Residential¦100¦Average Event Day¦Per Premise¦13 | 3.6783 | 1.1767 | 1.6934 | 89.9225 | 1.767 | 631 | 3.6785 | 1.1753 | 1.58 | 89.8676 | 1.6499 | 636 | 15 | 18 | 0.93148 | 1.5774 | 10623 | 0.1134 | -0.0026342 | 0.070344 | 0.065423 | 0.065524 | 0.096064 | 0.092593 | -0.0097098 | 0.063025 | 0.1134 | 0.16378 | 0.23651 | -0.1213 | -0.05119 | -0.0026342 | 0.045922 | 0.11603
Residential | 100 | 2014-09-16 | Per Premise | 22 | Residential¦100¦41898¦Per Premise¦22 | 3.6363 | 1.1754 | 2.546 | 79.8086 | 2.069 | 306 | 3.718 | 1.1779 | 2.8593 | 80.0492 | 2.1851 | 325 | 16 | 19 | 1.0267 | 2.6139 | 10623 | -0.31327 | -0.24535 | 0.11828 | 0.12121 | 0.12143 | 0.16935 | 0.17157 | -0.53031 | -0.40208 | -0.31327 | -0.22446 | -0.096236 | -0.46523 | -0.33532 | -0.24535 | -0.15537 | -0.025468
Residential | 100 | Average Event Day | Per Premise | 100 | Residential¦100¦Average Event Day¦Per Premise¦100 | 3.6783 | 1.1767 | 1.9648 | 84.8363 | 1.7676 | 631 | 3.6785 | 1.1753 | 1.2507 | 84.8109 | 1.1162 | 636 | 15 | 18 | 0.93148 | 1.8301 | 10623 | 0.7141 | 0.57948 | 0.070365 | 0.04426 | 0.065544 | 0.083128 | 0.079088 | 0.60757 | 0.67051 | 0.7141 | 0.7577 | 0.82064 | 0.47812 | 0.538 | 0.57948 | 0.62095 | 0.68083
Residential | 100 | Average Event Day | Aggregate | 2 | Residential¦100¦Average Event Day¦Aggregate¦2 | 3.6783 | 1.1767 | 9.402 | 71.4594 | 9.9723 | 631 | 3.6785 | 1.1753 | 8.9556 | 70.9999 | 8.2378 | 636 | 15 | 18 | 0.93148 | 8.7578 | 10623 | 0.44643 | -0.1978 | 0.39699 | 0.32665 | 0.36979 | 0.5141 | 0.4934 | -0.21242 | 0.17683 | 0.44643 | 0.71602 | 1.1053 | -0.83012 | -0.45654 | -0.1978 | 0.060936 | 0.43452
Residential | 100 | 2014-09-15 | Per Premise | 12 | Residential¦100¦41897¦Per Premise¦12 | 3.718 | 1.1779 | 1.6637 | 93.3287 | 1.782 | 325 | 3.6405 | 1.1748 | 1.6086 | 92.7719 | 1.8022 | 307 | 15 | 18 | 0.94674 | 1.5751 | 10623 | 0.05509 | -0.033516 | 0.098848 | 0.10285 | 0.093584 | 0.14265 | 0.13906 | -0.12773 | -0.019718 | 0.05509 | 0.1299 | 0.23791 | -0.21173 | -0.10644 | -0.033516 | 0.039406 | 0.14469
Residential | 100 | 2014-09-15 | Aggregate | 19 | Residential¦100¦41897¦Aggregate¦19 | 3.718 | 1.1779 | 27.3003 | 80.0376 | 21.9286 | 325 | 3.6405 | 1.1748 | 30.9209 | 79.9867 | 27.057 | 307 | 15 | 18 | 0.94674 | 25.8464 | 10623 | -3.6205 | -5.0745 | 1.2164 | 1.5442 | 1.1516 | 1.9658 | 1.9263 | -6.1398 | -4.6514 | -3.6205 | -2.5897 | -1.1013 | -7.5432 | -6.0847 | -5.0745 | -4.0643 | -2.6058
Residential | 100 | 2014-09-16 | Aggregate | 15 | Residential¦100¦41898¦Aggregate¦15 | 3.6363 | 1.1754 | 24.8692 | 94.0025 | 24.099 | 306 | 3.718 | 1.1779 | 25.5327 | 94.2032 | 24.5951 | 325 | 16 | 19 | 1.0267 | 25.5327 | 10623 | -0.66349 | 9.79e-08 | 1.3776 | 1.3643 | 1.4144 | 1.9389 | 1.9652 | -3.1482 | -1.6802 | -0.66349 | 0.35326 | 1.8213 | -2.5184 | -1.0305 | 9.79e-08 | 1.0305 | 2.5184
Residential | 100 | 2014-09-15 | Per Premise | 19 | Residential¦100¦41897¦Per Premise¦19 | 3.718 | 1.1779 | 2.5699 | 80.0376 | 2.0643 | 325 | 3.6405 | 1.1748 | 2.9107 | 79.9867 | 2.547 | 307 | 15 | 18 | 0.94674 | 2.4331 | 10623 | -0.34082 | -0.47769 | 0.1145 | 0.14537 | 0.10841 | 0.18505 | 0.18134 | -0.57797 | -0.43786 | -0.34082 | -0.24378 | -0.10367 | -0.71008 | -0.57278 | -0.47769 | -0.3826 | -0.2453
Residential | 100 | 2014-07-29 | Aggregate | 24 | Residential¦100¦41849¦Aggregate¦24 | 3.7245 | 1.1752 | 10.3773 | 69.6953 | 10.1748 | 330 | 3.6423 | 1.1696 | 11.6525 | 69.9049 | 11.7862 | 311 | 16 | 19 | 0.9225 | 9.5731 | 10623 | -1.2752 | -2.0794 | 0.56011 | 0.66834 | 0.5167 | 0.872 | 0.84478 | -2.3927 | -1.7325 | -1.2752 | -0.81791 | -0.15767 | -3.162 | -2.5224 | -2.0794 | -1.6364 | -0.99679
Residential | 100 | Average Event Day | Aggregate | 20 | Residential¦100¦Average Event Day¦Aggregate¦20 | 3.6783 | 1.1767 | 20.784 | 77.3561 | 16.837 | 631 | 3.6785 | 1.1753 | 23.6914 | 77.3591 | 21.0375 | 636 | 15 | 18 | 0.93148 | 19.3599 | 10623 | -2.9074 | -4.3316 | 0.67027 | 0.83419 | 0.62434 | 1.0701 | 1.042 | -4.2788 | -3.4686 | -2.9074 | -2.3463 | -1.536 | -5.6669 | -4.878 | -4.3316 | -3.7851 | -2.9962
Residential | 100 | 2014-07-29 | Per Premise | 9 | Residential¦100¦41849¦Per Premise¦9 | 3.7245 | 1.1752 | 0.7947 | 81.9427 | 0.75404 | 330 | 3.6423 | 1.1696 | 0.78922 | 81.7125 | 0.6632 | 311 | 16 | 19 | 0.9225 | 0.73311 | 10623 | 0.0054809 | -0.056107 | 0.041508 | 0.037607 | 0.038292 | 0.056011 | 0.05367 | -0.0663 | -0.023891 | 0.0054809 | 0.034853 | 0.077262 | -0.12489 | -0.084252 | -0.056107 | -0.027962 | 0.012674
Residential | 100 | 2014-09-16 | Per Premise | 8 | Residential¦100¦41898¦Per Premise¦8 | 3.6363 | 1.1754 | 0.95886 | 86.4198 | 0.99557 | 306 | 3.718 | 1.1779 | 0.95889 | 86.5586 | 0.8787 | 325 | 16 | 19 | 1.0267 | 0.98444 | 10623 | -3.39e-05 | 0.025548 | 0.056913 | 0.048741 | 0.058431 | 0.074932 | 0.076092 | -0.096063 | -0.039328 | -3.39e-05 | 0.03926 | 0.095995 | -0.071968 | -0.014355 | 0.025548 | 0.06545 | 0.12306
Residential | 100 | 2014-09-16 | Aggregate | 2 | Residential¦100¦41898¦Aggregate¦2 | 3.6363 | 1.1754 | 10.501 | 73.7099 | 10.5553 | 306 | 3.718 | 1.1779 | 10.1638 | 73.5662 | 10.338 | 325 | 16 | 19 | 1.0267 | 10.7811 | 10623 | 0.3372 | 0.61736 | 0.60341 | 0.57345 | 0.61951 | 0.83243 | 0.84417 | -0.7296 | -0.099325 | 0.3372 | 0.77373 | 1.404 | -0.46449 | 0.17467 | 0.61736 | 1.06 | 1.6992
Residential | 100 | 2014-09-16 | Aggregate | 9 | Residential¦100¦41898¦Aggregate¦9 | 3.6363 | 1.1754 | 11.204 | 89.9273 | 12.0813 | 306 | 3.718 | 1.1779 | 11.7238 | 90.2375 | 12.1174 | 325 | 16 | 19 | 1.0267 | 11.5029 | 10623 | -0.51982 | -0.22091 | 0.69064 | 0.67215 | 0.70907 | 0.96373 | 0.97702 | -1.7549 | -1.0252 | -0.51982 | -0.014435 | 0.71526 | -1.473 | -0.73326 | -0.22091 | 0.29144 | 1.0312
Residential | 100 | 2014-09-15 | Aggregate | 14 | Residential¦100¦41897¦Aggregate¦14 | 3.718 | 1.1779 | 23.7833 | 91.3681 | 23.824 | 325 | 3.6405 | 1.1748 | 22.5167 | 90.9416 | 21.5763 | 307 | 15 | 18 | 0.94674 | 22.5167 | 10623 | 1.2666 | -5.67e-07 | 1.3215 | 1.2314 | 1.2511 | 1.8063 | 1.7555 | -1.0483 | 0.3194 | 1.2666 | 2.2139 | 3.5815 | -2.2498 | -0.92058 | -5.67e-07 | 0.92058 | 2.2497
Residential | 100 | 2014-07-29 | Aggregate | 3 | Residential¦100¦41849¦Aggregate¦3 | 3.7245 | 1.1752 | 7.4288 | 69.1883 | 7.8985 | 330 | 3.6423 | 1.1696 | 6.6514 | 69.4117 | 7.0184 | 311 | 16 | 19 | 0.9225 | 6.8531 | 10623 | 0.77747 | 0.20175 | 0.4348 | 0.39797 | 0.4011 | 0.58943 | 0.56504 | 0.022083 | 0.46837 | 0.77747 | 1.0866 | 1.5329 | -0.52237 | -0.094557 | 0.20175 | 0.49805 | 0.92587
Residential | 100 | 2014-09-15 | Per Premise | 13 | Residential¦100¦41897¦Per Premise¦13 | 3.718 | 1.1779 | 2.0252 | 92.2979 | 2.1034 | 325 | 3.6405 | 1.1748 | 1.8929 | 91.7375 | 1.9256 | 307 | 15 | 18 | 0.94674 | 1.9173 | 10623 | 0.1323 | 0.024445 | 0.11668 | 0.1099 | 0.11046 | 0.16029 | 0.15582 | -0.073113 | 0.048247 | 0.1323 | 0.21635 | 0.33771 | -0.17525 | -0.057268 | 0.024445 | 0.10616 | 0.22414
Residential | 100 | 2014-08-27 | Aggregate | 1 | Residential¦100¦41878¦Aggregate¦1 | 3.6363 | 1.1754 | 7.7328 | 66.7237 | 7.9755 | 306 | 3.7132 | 1.1763 | 7.6825 | 66.3721 | 6.7986 | 328 | 15 | 18 | 0.95104 | 7.3542 | 10623 | 0.050311 | -0.32829 | 0.45593 | 0.37539 | 0.43361 | 0.59058 | 0.57353 | -0.70655 | -0.25939 | 0.050311 | 0.36001 | 0.80717 | -1.0633 | -0.62905 | -0.32829 | -0.027536 | 0.40671
Residential | 100 | 2014-07-29 | Aggregate | 4 | Residential¦100¦41849¦Aggregate¦4 | 3.7245 | 1.1752 | 6.8593 | 68.8549 | 7.2069 | 330 | 3.6423 | 1.1696 | 6.1806 | 69.1457 | 6.0198 | 311 | 16 | 19 | 0.9225 | 6.3277 | 10623 | 0.67865 | 0.14707 | 0.39673 | 0.34135 | 0.36598 | 0.52337 | 0.50046 | 0.0079286 | 0.4042 | 0.67865 | 0.95311 | 1.3494 | -0.4943 | -0.11538 | 0.14707 | 0.40951 | 0.78844
Residential | 100 | 2014-09-15 | Aggregate | 5 | Residential¦100¦41897¦Aggregate¦5 | 3.718 | 1.1779 | 8.2992 | 71.6405 | 8.2809 | 325 | 3.6405 | 1.1748 | 7.62 | 71.9095 | 8.1955 | 307 | 15 | 18 | 0.94674 | 7.8572 | 10623 | 0.67915 | 0.23715 | 0.45934 | 0.46774 | 0.43488 | 0.65558 | 0.63867 | -0.16101 | 0.33536 | 0.67915 | 1.0229 | 1.5193 | -0.58134 | -0.097767 | 0.23715 | 0.57207 | 1.0556
Residential | 100 | 2014-09-16 | Per Premise | 14 | Residential¦100¦41898¦Per Premise¦14 | 3.6363 | 1.1754 | 2.2622 | 95.1358 | 2.2188 | 306 | 3.718 | 1.1779 | 2.334 | 95.4003 | 2.2462 | 325 | 16 | 19 | 1.0267 | 2.3226 | 10623 | -0.071815 | -0.011462 | 0.12684 | 0.1246 | 0.13022 | 0.1778 | 0.18023 | -0.29968 | -0.16505 | -0.071815 | 0.021423 | 0.15604 | -0.24244 | -0.10597 | -0.011462 | 0.083051 | 0.21951
Residential | 100 | 2014-09-16 | Aggregate | 17 | Residential¦100¦41898¦Aggregate¦17 | 3.6363 | 1.1754 | 25.338 | 88.2402 | 23.7205 | 306 | 3.718 | 1.1779 | 14.2354 | 88.2983 | 13.5995 | 325 | 16 | 19 | 1.0267 | 26.014 | 10623 | 11.1026 | 11.7786 | 1.356 | 0.75436 | 1.3922 | 1.5517 | 1.5834 | 9.114 | 10.2889 | 11.1026 | 11.9163 | 13.0912 | 9.7493 | 10.9482 | 11.7786 | 12.609 | 13.8078
Residential | 100 | 2014-07-29 | Per Premise | 4 | Residential¦100¦41849¦Per Premise¦4 | 3.7245 | 1.1752 | 0.6457 | 68.8549 | 0.67843 | 330 | 3.6423 | 1.1696 | 0.58182 | 69.1457 | 0.56667 | 311 | 16 | 19 | 0.9225 | 0.59566 | 10623 | 0.063885 | 0.013844 | 0.037346 | 0.032133 | 0.034452 | 0.049267 | 0.047111 | 0.0007464 | 0.038049 | 0.063885 | 0.089721 | 0.12702 | -0.046531 | -0.010861 | 0.013844 | 0.038549 | 0.07422
Residential | 100 | 2014-09-16 | Aggregate | 100 | Residential¦100¦41898¦Aggregate¦100 | 3.6363 | 1.1754 | 25.9268 | 88.8229 | 23.461 | 1224 | 3.718 | 1.1779 | 15.4469 | 88.851 | 14.361 | 1300 | 16 | 19 | 1.0267 | 26.6185 | 10623 | 10.4798 | 11.1715 | 0.67059 | 0.3983 | 0.68848 | 0.77996 | 0.79539 | 9.4803 | 10.0708 | 10.4798 | 10.8888 | 11.4794 | 10.1522 | 10.7544 | 11.1715 | 11.5886 | 12.1909
Residential | 100 | 2014-07-29 | Per Premise | 16 | Residential¦100¦41849¦Per Premise¦16 | 3.7245 | 1.1752 | 1.818 | 82.9369 | 2.0263 | 330 | 3.6423 | 1.1696 | 1.2078 | 82.7613 | 1.1483 | 311 | 16 | 19 | 0.9225 | 1.6771 | 10623 | 0.61013 | 0.46924 | 0.11154 | 0.065115 | 0.1029 | 0.12916 | 0.12177 | 0.44461 | 0.5424 | 0.61013 | 0.67786 | 0.77565 | 0.31319 | 0.40538 | 0.46924 | 0.5331 | 0.6253
Residential | 100 | 2014-08-27 | Per Premise | 12 | Residential¦100¦41878¦Per Premise¦12 | 3.6363 | 1.1754 | 1.0349 | 90.3292 | 1.2128 | 306 | 3.7132 | 1.1763 | 1.0373 | 90.6699 | 1.2186 | 328 | 15 | 18 | 0.95104 | 0.98425 | 10623 | -0.0023752 | -0.053046 | 0.069332 | 0.067288 | 0.065937 | 0.096615 | 0.094209 | -0.12619 | -0.05304 | -0.0023752 | 0.04829 | 0.12144 | -0.17378 | -0.10245 | -0.053046 | -0.0036428 | 0.067688
Residential | 100 | 2014-07-29 | Aggregate | 7 | Residential¦100¦41849¦Aggregate¦7 | 3.7245 | 1.1752 | 7.3072 | 74.7092 | 6.0885 | 330 | 3.6423 | 1.1696 | 7.2181 | 74.5342 | 7.0097 | 311 | 16 | 19 | 0.9225 | 6.7409 | 10623 | 0.089127 | -0.47717 | 0.33516 | 0.39749 | 0.30919 | 0.51993 | 0.50358 | -0.57719 | -0.18352 | 0.089127 | 0.36178 | 0.75545 | -1.1225 | -0.74125 | -0.47717 | -0.21309 | 0.16819
Residential | 100 | 2014-09-16 | Per Premise | 15 | Residential¦100¦41898¦Per Premise¦15 | 3.6363 | 1.1754 | 2.3411 | 94.0025 | 2.2686 | 306 | 3.718 | 1.1779 | 2.4035 | 94.2032 | 2.3153 | 325 | 16 | 19 | 1.0267 | 2.4035 | 10623 | -0.062457 | 2.81e-08 | 0.12969 | 0.12843 | 0.13315 | 0.18252 | 0.18499 | -0.29636 | -0.15817 | -0.062457 | 0.033254 | 0.17145 | -0.23707 | -0.097009 | 2.81e-08 | 0.097009 | 0.23707
Residential | 100 | 2014-08-27 | Per Premise | 18 | Residential¦100¦41878¦Per Premise¦18 | 3.6363 | 1.1754 | 1.658 | 81.5974 | 1.6966 | 306 | 3.7132 | 1.1763 | 1.0953 | 81.5964 | 1.0809 | 328 | 15 | 18 | 0.95104 | 1.5769 | 10623 | 0.5627 | 0.48152 | 0.09699 | 0.059682 | 0.092241 | 0.11388 | 0.10987 | 0.41675 | 0.50298 | 0.5627 | 0.62242 | 0.70864 | 0.34072 | 0.4239 | 0.48152 | 0.53913 | 0.62232
Residential | 100 | 2014-09-15 | Per Premise | 6 | Residential¦100¦41897¦Per Premise¦6 | 3.718 | 1.1779 | 0.78086 | 71.6697 | 0.72155 | 325 | 3.6405 | 1.1748 | 0.77341 | 71.9157 | 0.84553 | 307 | 15 | 18 | 0.94674 | 0.73928 | 10623 | 0.0074484 | -0.034138 | 0.040024 | 0.048257 | 0.037893 | 0.062695 | 0.061356 | -0.072899 | -0.025429 | 0.0074484 | 0.040326 | 0.087795 | -0.11277 | -0.066314 | -0.034138 | -0.001963 | 0.044493
Residential | 100 | 2014-09-17 | Per Premise | 14 | Residential¦100¦41899¦Per Premise¦14 | 3.718 | 1.1779 | 2.3691 | 87.2491 | 2.2782 | 325 | 3.6421 | 1.1748 | 2.2065 | 86.863 | 2.2221 | 307 | 15 | 18 | 0.93138 | 2.2065 | 10623 | 0.16256 | 8.37e-08 | 0.12637 | 0.12682 | 0.1177 | 0.17904 | 0.17303 | -0.066892 | 0.068667 | 0.16256 | 0.25644 | 0.392 | -0.22174 | -0.090735 | 8.37e-08 | 0.090735 | 0.22174
Residential | 100 | Average Event Day | Aggregate | 19 | Residential¦100¦Average Event Day¦Aggregate¦19 | 3.6783 | 1.1767 | 21.7964 | 78.1653 | 18.8182 | 631 | 3.6785 | 1.1753 | 24.1797 | 78.0798 | 22.5313 | 636 | 15 | 18 | 0.93148 | 20.3029 | 10623 | -2.3833 | -3.8768 | 0.74914 | 0.89342 | 0.69781 | 1.1659 | 1.1336 | -3.8775 | -2.9947 | -2.3833 | -1.7718 | -0.88904 | -5.3296 | -4.4712 | -3.8768 | -3.2823 | -2.4239
Residential | 100 | 2014-09-15 | Aggregate | 18 | Residential¦100¦41897¦Aggregate¦18 | 3.718 | 1.1779 | 25.8868 | 82.5782 | 22.9648 | 325 | 3.6405 | 1.1748 | 15.4252 | 82.4675 | 14.9441 | 307 | 15 | 18 | 0.94674 | 24.5082 | 10623 | 10.4616 | 9.0829 | 1.2739 | 0.85291 | 1.206 | 1.533 | 1.4771 | 8.4969 | 9.6577 | 10.4616 | 11.2655 | 12.4262 | 7.1899 | 8.3083 | 9.0829 | 9.8575 | 10.976
Residential | 100 | 2014-09-15 | Per Premise | 18 | Residential¦100¦41897¦Per Premise¦18 | 3.718 | 1.1779 | 2.4369 | 82.5782 | 2.1618 | 325 | 3.6405 | 1.1748 | 1.4521 | 82.4675 | 1.4068 | 307 | 15 | 18 | 0.94674 | 2.3071 | 10623 | 0.98481 | 0.85502 | 0.11992 | 0.080289 | 0.11353 | 0.14431 | 0.13905 | 0.79986 | 0.90913 | 0.98481 | 1.0605 | 1.1697 | 0.67682 | 0.78211 | 0.85502 | 0.92794 | 1.0332
Residential | 100 | 2014-09-15 | Aggregate | 6 | Residential¦100¦41897¦Aggregate¦6 | 3.718 | 1.1779 | 8.2951 | 71.6697 | 7.665 | 325 | 3.6405 | 1.1748 | 8.216 | 71.9157 | 8.9821 | 307 | 15 | 18 | 0.94674 | 7.8533 | 10623 | 0.079125 | -0.36265 | 0.42518 | 0.51263 | 0.40253 | 0.66601 | 0.65179 | -0.7744 | -0.27013 | 0.079125 | 0.42838 | 0.93265 | -1.198 | -0.70445 | -0.36265 | -0.020853 | 0.47265
Residential | 100 | 2014-08-27 | Per Premise | 9 | Residential¦100¦41878¦Per Premise¦9 | 3.6363 | 1.1754 | 0.73014 | 84.266 | 0.69335 | 306 | 3.7132 | 1.1763 | 0.71141 | 84.5326 | 0.59057 | 328 | 15 | 18 | 0.95104 | 0.69439 | 10623 | 0.018725 | -0.017024 | 0.039636 | 0.032609 | 0.037695 | 0.051326 | 0.049842 | -0.047052 | -0.0081908 | 0.018725 | 0.04564 | 0.084501 | -0.0809 | -0.043161 | -0.017024 | 0.0091136 | 0.046852
Residential | 100 | 2014-09-17 | Aggregate | 17 | Residential¦100¦41899¦Aggregate¦17 | 3.718 | 1.1779 | 23.8939 | 81.4855 | 22.851 | 325 | 3.6421 | 1.1748 | 14.4989 | 81.3447 | 14.4645 | 307 | 15 | 18 | 0.93138 | 22.2544 | 10623 | 9.395 | 7.7556 | 1.2675 | 0.82554 | 1.1806 | 1.5127 | 1.4406 | 7.4565 | 8.6018 | 9.395 | 10.1883 | 11.3336 | 5.9094 | 7.0001 | 7.7556 | 8.511 | 9.6017
Residential | 100 | 2014-09-16 | Per Premise | 100 | Residential¦100¦41898¦Per Premise¦100 | 3.6363 | 1.1754 | 2.4406 | 88.8229 | 2.2085 | 1224 | 3.718 | 1.1779 | 1.4541 | 88.851 | 1.3519 | 1300 | 16 | 19 | 1.0267 | 2.5057 | 10623 | 0.98652 | 1.0516 | 0.063126 | 0.037494 | 0.06481 | 0.073422 | 0.074874 | 0.89243 | 0.94802 | 0.98652 | 1.025 | 1.0806 | 0.95568 | 1.0124 | 1.0516 | 1.0909 | 1.1476
Residential | 100 | 2014-09-15 | Per Premise | 24 | Residential¦100¦41897¦Per Premise¦24 | 3.718 | 1.1779 | 1.3485 | 74.9833 | 1.3604 | 325 | 3.6405 | 1.1748 | 1.5714 | 75.1033 | 1.559 | 307 | 15 | 18 | 0.94674 | 1.2767 | 10623 | -0.22289 | -0.29471 | 0.075459 | 0.088978 | 0.07144 | 0.11667 | 0.11411 | -0.3724 | -0.28407 | -0.22289 | -0.16171 | -0.073373 | -0.44094 | -0.35454 | -0.29471 | -0.23487 | -0.14847
Residential | 100 | 2014-07-29 | Per Premise | 11 | Residential¦100¦41849¦Per Premise¦11 | 3.7245 | 1.1752 | 1.0046 | 87.0302 | 1.0053 | 330 | 3.6423 | 1.1696 | 0.95046 | 86.8921 | 0.91414 | 311 | 16 | 19 | 0.9225 | 0.9267 | 10623 | 0.054098 | -0.023754 | 0.055339 | 0.051836 | 0.05105 | 0.075825 | 0.072754 | -0.043075 | 0.014335 | 0.054098 | 0.09386 | 0.15127 | -0.11699 | -0.061906 | -0.023754 | 0.014398 | 0.069483
Residential | 100 | 2014-09-16 | Aggregate | 13 | Residential¦100¦41898¦Aggregate¦13 | 3.6363 | 1.1754 | 22.3407 | 92.228 | 22.8826 | 306 | 3.718 | 1.1779 | 23.438 | 92.5857 | 23.4424 | 325 | 16 | 19 | 1.0267 | 22.9368 | 10623 | -1.0972 | -0.5012 | 1.3081 | 1.3003 | 1.343 | 1.8445 | 1.8694 | -3.461 | -2.0645 | -1.0972 | -0.12999 | 1.2666 | -2.8969 | -1.4815 | -0.5012 | 0.47911 | 1.8945
Residential | 100 | 2014-09-16 | Aggregate | 10 | Residential¦100¦41898¦Aggregate¦10 | 3.6363 | 1.1754 | 13.5932 | 94.5596 | 15.445 | 306 | 3.718 | 1.1779 | 13.7081 | 94.7359 | 15.1502 | 325 | 16 | 19 | 1.0267 | 13.9558 | 10623 | -0.11497 | 0.24769 | 0.88293 | 0.84038 | 0.90649 | 1.2189 | 1.2361 | -1.6771 | -0.75418 | -0.11497 | 0.52425 | 1.4472 | -1.3365 | -0.40053 | 0.24769 | 0.8959 | 1.8318
Residential | 100 | 2014-09-16 | Per Premise | 24 | Residential¦100¦41898¦Per Premise¦24 | 3.6363 | 1.1754 | 1.7931 | 80.4685 | 1.7624 | 306 | 3.718 | 1.1779 | 1.7012 | 80.5473 | 1.6078 | 325 | 16 | 19 | 1.0267 | 1.8409 | 10623 | 0.091854 | 0.13969 | 0.10075 | 0.089183 | 0.10344 | 0.13455 | 0.13657 | -0.08058 | 0.021295 | 0.091854 | 0.16241 | 0.26429 | -0.035336 | 0.068072 | 0.13969 | 0.21131 | 0.31472
Residential | 100 | 2014-08-27 | Aggregate | 13 | Residential¦100¦41878¦Aggregate¦13 | 3.6363 | 1.1754 | 13.4499 | 89.0645 | 15.3461 | 306 | 3.7132 | 1.1763 | 12.9516 | 89.4584 | 14.5481 | 328 | 15 | 18 | 0.95104 | 12.7913 | 10623 | 0.49829 | -0.16023 | 0.87728 | 0.80328 | 0.83433 | 1.1895 | 1.1582 | -1.0261 | -0.12548 | 0.49829 | 1.1221 | 2.0227 | -1.6445 | -0.76758 | -0.16023 | 0.44712 | 1.324
Residential | 100 | Average Event Day | Aggregate | 3 | Residential¦100¦Average Event Day¦Aggregate¦3 | 3.6783 | 1.1767 | 8.8748 | 71.4626 | 9.6399 | 631 | 3.6785 | 1.1753 | 8.1339 | 71.0383 | 7.9802 | 636 | 15 | 18 | 0.93148 | 8.2667 | 10623 | 0.74092 | 0.13281 | 0.38376 | 0.31644 | 0.35746 | 0.4974 | 0.4774 | 0.10348 | 0.48008 | 0.74092 | 1.0018 | 1.3784 | -0.479 | -0.11754 | 0.13281 | 0.38316 | 0.74463
Residential | 100 | Average Event Day | Per Premise | 21 | Residential¦100¦Average Event Day¦Per Premise¦21 | 3.6783 | 1.1767 | 1.9661 | 76.2989 | 1.5928 | 631 | 3.6785 | 1.1753 | 2.0856 | 76.2811 | 1.7724 | 636 | 15 | 18 | 0.93148 | 1.8314 | 10623 | -0.11951 | -0.25423 | 0.063407 | 0.07028 | 0.059062 | 0.094656 | 0.091802 | -0.24082 | -0.16915 | -0.11951 | -0.069876 | 0.0017927 | -0.37188 | -0.30237 | -0.25423 | -0.20609 | -0.13658
Residential | 100 | Average Event Day | Aggregate | 13 | Residential¦100¦Average Event Day¦Aggregate¦13 | 3.6783 | 1.1767 | 17.9895 | 89.9225 | 18.7709 | 631 | 3.6785 | 1.1753 | 16.7848 | 89.8676 | 17.5269 | 636 | 15 | 18 | 0.93148 | 16.7568 | 10623 | 1.2047 | -0.027983 | 0.74726 | 0.69499 | 0.69606 | 1.0205 | 0.98362 | -0.10315 | 0.66952 | 1.2047 | 1.7398 | 2.5125 | -1.2885 | -0.54379 | -0.027983 | 0.48783 | 1.2326
Residential | 100 | 2014-09-16 | Aggregate | 23 | Residential¦100¦41898¦Aggregate¦23 | 3.6363 | 1.1754 | 22.1107 | 79.7108 | 19.3944 | 306 | 3.718 | 1.1779 | 24.0502 | 79.8964 | 20.7215 | 325 | 16 | 19 | 1.0267 | 22.7006 | 10623 | -1.9395 | -1.3496 | 1.1087 | 1.1494 | 1.1383 | 1.597 | 1.6177 | -3.9862 | -2.777 | -1.9395 | -1.1021 | 0.1071 | -3.4228 | -2.1979 | -1.3496 | -0.50133 | 0.72349
Residential | 100 | 2014-09-16 | Aggregate | 7 | Residential¦100¦41898¦Aggregate¦7 | 3.6363 | 1.1754 | 9.8963 | 79.9026 | 9.3555 | 306 | 3.718 | 1.1779 | 9.7159 | 79.9975 | 8.5637 | 325 | 16 | 19 | 1.0267 | 10.1603 | 10623 | 0.18043 | 0.44445 | 0.53482 | 0.47503 | 0.54909 | 0.71532 | 0.72605 | -0.7363 | -0.19469 | 0.18043 | 0.55554 | 1.0971 | -0.48602 | 0.063707 | 0.44445 | 0.82519 | 1.3749
Residential | 100 | 2014-09-16 | Per Premise | 2 | Residential¦100¦41898¦Per Premise¦2 | 3.6363 | 1.1754 | 0.98851 | 73.7099 | 0.99363 | 306 | 3.718 | 1.1779 | 0.95677 | 73.5662 | 0.97317 | 325 | 16 | 19 | 1.0267 | 1.0149 | 10623 | 0.031743 | 0.058115 | 0.056802 | 0.053982 | 0.058317 | 0.078361 | 0.079467 | -0.068681 | -0.00935 | 0.031743 | 0.072835 | 0.13217 | -0.043725 | 0.016443 | 0.058115 | 0.099788 | 0.15996
Residential | 100 | 2014-09-17 | Per Premise | 12 | Residential¦100¦41899¦Per Premise¦12 | 3.718 | 1.1779 | 1.8647 | 92.0599 | 1.9193 | 325 | 3.6421 | 1.1748 | 1.8131 | 91.7225 | 1.9051 | 307 | 15 | 18 | 0.93138 | 1.7368 | 10623 | 0.051635 | -0.076315 | 0.10646 | 0.10873 | 0.099156 | 0.15217 | 0.14715 | -0.14338 | -0.028163 | 0.051635 | 0.13143 | 0.24665 | -0.2649 | -0.15348 | -0.076315 | 0.0008517 | 0.11227
Residential | 100 | 2014-08-27 | Aggregate | 2 | Residential¦100¦41878¦Aggregate¦2 | 3.6363 | 1.1754 | 6.6698 | 66.1807 | 6.768 | 306 | 3.7132 | 1.1763 | 6.8417 | 65.7836 | 5.692 | 328 | 15 | 18 | 0.95104 | 6.3432 | 10623 | -0.17193 | -0.49849 | 0.3869 | 0.31429 | 0.36796 | 0.49847 | 0.48391 | -0.81074 | -0.43333 | -0.17193 | 0.089466 | 0.46688 | -1.1186 | -0.75225 | -0.49849 | -0.24473 | 0.12166
Residential | 100 | Average Event Day | Aggregate | 6 | Residential¦100¦Average Event Day¦Aggregate¦6 | 3.6783 | 1.1767 | 8.0437 | 70.3179 | 7.9563 | 631 | 3.6785 | 1.1753 | 7.6242 | 69.9405 | 7.0627 | 636 | 15 | 18 | 0.93148 | 7.4926 | 10623 | 0.41952 | -0.13164 | 0.31674 | 0.28005 | 0.29503 | 0.42279 | 0.40679 | -0.12231 | 0.19781 | 0.41952 | 0.64123 | 0.96135 | -0.65296 | -0.34496 | -0.13164 | 0.081681 | 0.38968
Residential | 100 | 2014-09-17 | Aggregate | 9 | Residential¦100¦41899¦Aggregate¦9 | 3.718 | 1.1779 | 13.6927 | 90.6667 | 15.1403 | 325 | 3.6421 | 1.1748 | 13.386 | 90.4338 | 14.5842 | 307 | 15 | 18 | 0.93138 | 12.7532 | 10623 | 0.30673 | -0.6328 | 0.83984 | 0.83236 | 0.78221 | 1.1824 | 1.1422 | -1.2086 | -0.31334 | 0.30673 | 0.9268 | 1.8221 | -2.0966 | -1.2318 | -0.6328 | -0.033814 | 0.83102
Residential | 100 | 2014-09-15 | Aggregate | 22 | Residential¦100¦41897¦Aggregate¦22 | 3.718 | 1.1779 | 21.6923 | 77.0609 | 17.3294 | 325 | 3.6405 | 1.1748 | 25.0182 | 77.219 | 20.6727 | 307 | 15 | 18 | 0.94674 | 20.537 | 10623 | -3.3259 | -4.4812 | 0.96126 | 1.1799 | 0.91007 | 1.5219 | 1.4901 | -5.2763 | -4.124 | -3.3259 | -2.5279 | -1.3756 | -6.3908 | -5.2626 | -4.4812 | -3.6998 | -2.5716
Residential | 100 | 2014-07-29 | Per Premise | 6 | Residential¦100¦41849¦Per Premise¦6 | 3.7245 | 1.1752 | 0.63575 | 70.7352 | 0.56535 | 330 | 3.6423 | 1.1696 | 0.62486 | 70.8875 | 0.64044 | 311 | 16 | 19 | 0.9225 | 0.58648 | 10623 | 0.010895 | -0.038375 | 0.031122 | 0.036316 | 0.02871 | 0.047827 | 0.046294 | -0.050398 | -0.014186 | 0.010895 | 0.035976 | 0.072188 | -0.097703 | -0.062651 | -0.038375 | -0.014098 | 0.020953
Residential | 100 | Average Event Day | Aggregate | 22 | Residential¦100¦Average Event Day¦Aggregate¦22 | 3.6783 | 1.1767 | 18.1732 | 75.552 | 15.5219 | 631 | 3.6785 | 1.1753 | 19.6007 | 75.4868 | 17.2108 | 636 | 15 | 18 | 0.93148 | 16.928 | 10623 | -1.4274 | -2.6727 | 0.61792 | 0.68245 | 0.57558 | 0.92063 | 0.89276 | -2.6073 | -1.9102 | -1.4274 | -0.94467 | -0.24761 | -3.8168 | -3.1409 | -2.6727 | -2.2045 | -1.5286
Residential | 100 | 2014-09-17 | Aggregate | 6 | Residential¦100¦41899¦Aggregate¦6 | 3.718 | 1.1779 | 10.6227 | 76.8914 | 10.9009 | 325 | 3.6421 | 1.1748 | 9.9192 | 77.0022 | 10.3382 | 307 | 15 | 18 | 0.93138 | 9.8938 | 10623 | 0.70347 | -0.025409 | 0.60467 | 0.59003 | 0.56318 | 0.84485 | 0.81567 | -0.37924 | 0.26044 | 0.70347 | 1.1465 | 1.7862 | -1.0707 | -0.45314 | -0.025409 | 0.40233 | 1.0199
Residential | 100 | Average Event Day | Aggregate | 9 | Residential¦100¦Average Event Day¦Aggregate¦9 | 3.6783 | 1.1767 | 10.1135 | 86.4514 | 10.1744 | 631 | 3.6785 | 1.1753 | 9.7089 | 86.36 | 9.4836 | 636 | 15 | 18 | 0.93148 | 9.4206 | 10623 | 0.40466 | -0.28832 | 0.40504 | 0.37605 | 0.37728 | 0.55269 | 0.53269 | -0.30364 | 0.11483 | 0.40466 | 0.69449 | 1.113 | -0.97099 | -0.56766 | -0.28832 | -0.0089789 | 0.39435
Residential | 100 | 2014-09-16 | Per Premise | 11 | Residential¦100¦41898¦Per Premise¦11 | 3.6363 | 1.1754 | 1.5585 | 96.0307 | 1.6983 | 306 | 3.718 | 1.1779 | 1.6444 | 96.4181 | 1.8244 | 325 | 16 | 19 | 1.0267 | 1.6001 | 10623 | -0.08588 | -0.0443 | 0.097085 | 0.1012 | 0.099675 | 0.14024 | 0.14204 | -0.2656 | -0.15942 | -0.08588 | -0.012339 | 0.093843 | -0.22634 | -0.11879 | -0.0443 | 0.030188 | 0.13774
Residential | 100 | 2014-09-17 | Aggregate | 18 | Residential¦100¦41899¦Aggregate¦18 | 3.718 | 1.1779 | 23.3515 | 77.2476 | 21.1431 | 325 | 3.6421 | 1.1748 | 15.0101 | 77.2044 | 13.9532 | 307 | 15 | 18 | 0.93138 | 21.7492 | 10623 | 8.3414 | 6.7392 | 1.1728 | 0.79635 | 1.0923 | 1.4176 | 1.3518 | 6.5247 | 7.598 | 8.3414 | 9.0848 | 10.1582 | 5.0068 | 6.0303 | 6.7392 | 7.448 | 8.4716
Residential | 100 | 2014-09-17 | Per Premise | 8 | Residential¦100¦41899¦Per Premise¦8 | 3.718 | 1.1779 | 1.1498 | 87.4258 | 1.1192 | 325 | 3.6421 | 1.1748 | 1.1456 | 87.2131 | 1.1909 | 307 | 15 | 18 | 0.93138 | 1.0709 | 10623 | 0.0042461 | -0.074649 | 0.062079 | 0.067971 | 0.05782 | 0.092053 | 0.089236 | -0.11373 | -0.044027 | 0.0042461 | 0.052519 | 0.12222 | -0.18901 | -0.12144 | -0.074649 | -0.027853 | 0.039712
Residential | 100 | 2014-09-17 | Per Premise | 21 | Residential¦100¦41899¦Per Premise¦21 | 3.718 | 1.1779 | 2.092 | 73.1645 | 1.7294 | 325 | 3.6421 | 1.1748 | 2.32 | 73.2349 | 2.1153 | 307 | 15 | 18 | 0.93138 | 1.9485 | 10623 | -0.228 | -0.37155 | 0.095931 | 0.12072 | 0.089348 | 0.1542 | 0.15019 | -0.42561 | -0.30886 | -0.228 | -0.14714 | -0.030388 | -0.56402 | -0.45031 | -0.37155 | -0.29279 | -0.17907
Residential | 100 | 2014-07-29 | Aggregate | 23 | Residential¦100¦41849¦Aggregate¦23 | 3.7245 | 1.1752 | 13.5646 | 70.0588 | 12.231 | 330 | 3.6423 | 1.1696 | 14.3729 | 70.2473 | 14.4389 | 311 | 16 | 19 | 0.9225 | 12.5134 | 10623 | -0.80829 | -1.8595 | 0.67329 | 0.81876 | 0.62111 | 1.06 | 1.0277 | -2.1668 | -1.3642 | -0.80829 | -0.2524 | 0.55021 | -3.1766 | -2.3984 | -1.8595 | -1.3206 | -0.54249
Residential | 100 | 2014-08-27 | Per Premise | 4 | Residential¦100¦41878¦Per Premise¦4 | 3.6363 | 1.1754 | 0.56931 | 65.0191 | 0.58411 | 306 | 3.7132 | 1.1763 | 0.55492 | 64.6681 | 0.46696 | 328 | 15 | 18 | 0.95104 | 0.54144 | 10623 | 0.014396 | -0.013478 | 0.033391 | 0.025783 | 0.031757 | 0.042187 | 0.040905 | -0.039669 | -0.0077265 | 0.014396 | 0.036519 | 0.068461 | -0.0659 | -0.034929 | -0.013478 | 0.007973 | 0.038945
Residential | 100 | Average Event Day | Aggregate | 12 | Residential¦100¦Average Event Day¦Aggregate¦12 | 3.6783 | 1.1767 | 14.9817 | 91.5466 | 16.1637 | 631 | 3.6785 | 1.1753 | 14.4884 | 91.4317 | 15.7923 | 636 | 15 | 18 | 0.93148 | 13.9552 | 10623 | 0.49335 | -0.53321 | 0.64347 | 0.62621 | 0.59938 | 0.89788 | 0.86682 | -0.65733 | 0.022502 | 0.49335 | 0.9642 | 1.644 | -1.6441 | -0.98777 | -0.53321 | -0.078644 | 0.57767
Residential | 100 | 2014-08-27 | Aggregate | 8 | Residential¦100¦41878¦Aggregate¦8 | 3.6363 | 1.1754 | 7.4629 | 78.0465 | 6.4974 | 306 | 3.7132 | 1.1763 | 7.2291 | 78.0824 | 5.5799 | 328 | 15 | 18 | 0.95104 | 7.0975 | 10623 | 0.23382 | -0.13157 | 0.37143 | 0.3081 | 0.35325 | 0.48258 | 0.46873 | -0.38464 | -0.019249 | 0.23382 | 0.48689 | 0.85227 | -0.73227 | -0.37737 | -0.13157 | 0.11423 | 0.46913
Residential | 100 | 2014-09-16 | Per Premise | 9 | Residential¦100¦41898¦Per Premise¦9 | 3.6363 | 1.1754 | 1.0547 | 89.9273 | 1.1373 | 306 | 3.718 | 1.1779 | 1.1036 | 90.2375 | 1.1407 | 325 | 16 | 19 | 1.0267 | 1.0828 | 10623 | -0.048933 | -0.020795 | 0.065014 | 0.063273 | 0.066749 | 0.090721 | 0.091972 | -0.1652 | -0.096507 | -0.048933 | -0.0013588 | 0.067331 | -0.13866 | -0.069025 | -0.020795 | 0.027435 | 0.097072
Residential | 100 | Average Event Day | Per Premise | 23 | Residential¦100¦Average Event Day¦Per Premise¦23 | 3.6783 | 1.1767 | 1.4029 | 74.4026 | 1.2722 | 631 | 3.6785 | 1.1753 | 1.4828 | 74.2862 | 1.357 | 636 | 15 | 18 | 0.93148 | 1.3068 | 10623 | -0.079898 | -0.17603 | 0.050646 | 0.053809 | 0.047175 | 0.073895 | 0.071561 | -0.1746 | -0.11865 | -0.079898 | -0.041148 | 0.014802 | -0.26774 | -0.21355 | -0.17603 | -0.1385 | -0.084319
Residential | 100 | Average Event Day | Aggregate | 15 | Residential¦100¦Average Event Day¦Aggregate¦15 | 3.6783 | 1.1767 | 20.3702 | 87.8909 | 20.7302 | 631 | 3.6785 | 1.1753 | 14.3521 | 87.7848 | 13.6053 | 636 | 15 | 18 | 0.93148 | 18.9744 | 10623 | 6.0181 | 4.6224 | 0.82526 | 0.53948 | 0.76871 | 0.98595 | 0.93913 | 4.7546 | 5.5011 | 6.0181 | 6.5352 | 7.2817 | 3.4188 | 4.1299 | 4.6224 | 5.1148 | 5.8259
Residential | 100 | 2014-08-27 | Per Premise | 5 | Residential¦100¦41878¦Per Premise¦5 | 3.6363 | 1.1754 | 0.54883 | 66.0124 | 0.51418 | 306 | 3.7132 | 1.1763 | 0.5484 | 65.6275 | 0.44181 | 328 | 15 | 18 | 0.95104 | 0.52196 | 10623 | 0.0004297 | -0.026442 | 0.029394 | 0.024395 | 0.027955 | 0.038198 | 0.037102 | -0.048523 | -0.019602 | 0.0004297 | 0.020461 | 0.049383 | -0.07399 | -0.045898 | -0.026442 | -0.0069852 | 0.021107
Residential | 100 | 2014-08-27 | Per Premise | 7 | Residential¦100¦41878¦Per Premise¦7 | 3.6363 | 1.1754 | 0.7033 | 73.9477 | 0.65604 | 306 | 3.7132 | 1.1763 | 0.67529 | 73.7591 | 0.55084 | 328 | 15 | 18 | 0.95104 | 0.66887 | 10623 | 0.028012 | -0.0064227 | 0.037503 | 0.030415 | 0.035667 | 0.048286 | 0.046874 | -0.03387 | 0.0026904 | 0.028012 | 0.053333 | 0.089893 | -0.066495 | -0.031004 | -0.0064227 | 0.018158 | 0.053649
Residential | 100 | 2014-09-16 | Aggregate | 24 | Residential¦100¦41898¦Aggregate¦24 | 3.6363 | 1.1754 | 19.0481 | 80.4685 | 18.7217 | 306 | 3.718 | 1.1779 | 18.0723 | 80.5473 | 17.0793 | 325 | 16 | 19 | 1.0267 | 19.5562 | 10623 | 0.97576 | 1.4839 | 1.0702 | 0.94739 | 1.0988 | 1.4293 | 1.4508 | -0.856 | 0.22622 | 0.97576 | 1.7253 | 2.8075 | -0.37537 | 0.72313 | 1.4839 | 2.2448 | 3.3433
Residential | 100 | 2014-07-29 | Aggregate | 100 | Residential¦100¦41849¦Aggregate¦100 | 3.7245 | 1.1752 | 19.4375 | 79.1312 | 20.6749 | 1320 | 3.6423 | 1.1696 | 11.9901 | 79.0224 | 10.8196 | 1244 | 16 | 19 | 0.9225 | 17.9311 | 10623 | 7.4474 | 5.941 | 0.56906 | 0.30676 | 0.52496 | 0.64647 | 0.60802 | 6.6189 | 7.1084 | 7.4474 | 7.7864 | 8.2759 | 5.1618 | 5.6222 | 5.941 | 6.2598 | 6.7202
Residential | 100 | Average Event Day | Aggregate | 23 | Residential¦100¦Average Event Day¦Aggregate¦23 | 3.6783 | 1.1767 | 14.9033 | 74.4026 | 13.5146 | 631 | 3.6785 | 1.1753 | 15.7521 | 74.2862 | 14.4156 | 636 | 15 | 18 | 0.93148 | 13.8821 | 10623 | -0.84876 | -1.8699 | 0.53801 | 0.57162 | 0.50114 | 0.78498 | 0.76019 | -1.8548 | -1.2604 | -0.84876 | -0.43711 | 0.15724 | -2.8442 | -2.2686 | -1.8699 | -1.4713 | -0.89572
Residential | 100 | 2014-07-29 | Aggregate | 11 | Residential¦100¦41849¦Aggregate¦11 | 3.7245 | 1.1752 | 10.6714 | 87.0302 | 10.6791 | 330 | 3.6423 | 1.1696 | 10.0967 | 86.8921 | 9.7109 | 311 | 16 | 19 | 0.9225 | 9.8444 | 10623 | 0.57468 | -0.25234 | 0.58786 | 0.55065 | 0.54231 | 0.80548 | 0.77286 | -0.45759 | 0.15228 | 0.57468 | 0.99707 | 1.6069 | -1.2428 | -0.65763 | -0.25234 | 0.15295 | 0.73812
Residential | 100 | 2014-08-27 | Per Premise | 13 | Residential¦100¦41878¦Per Premise¦13 | 3.6363 | 1.1754 | 1.2661 | 89.0645 | 1.4446 | 306 | 3.7132 | 1.1763 | 1.2192 | 89.4584 | 1.3695 | 328 | 15 | 18 | 0.95104 | 1.2041 | 10623 | 0.046907 | -0.015083 | 0.082583 | 0.075617 | 0.078539 | 0.11197 | 0.10902 | -0.096592 | -0.011812 | 0.046907 | 0.10563 | 0.19041 | -0.1548 | -0.072256 | -0.015083 | 0.04209 | 0.12464
Residential | 100 | 2014-09-17 | Per Premise | 19 | Residential¦100¦41899¦Per Premise¦19 | 3.718 | 1.1779 | 2.2483 | 75.6409 | 1.8825 | 325 | 3.6421 | 1.1748 | 2.5389 | 75.5991 | 2.3421 | 307 | 15 | 18 | 0.93138 | 2.094 | 10623 | -0.29064 | -0.44491 | 0.10442 | 0.13367 | 0.097259 | 0.16962 | 0.16531 | -0.50802 | -0.37959 | -0.29064 | -0.20169 | -0.073259 | -0.65676 | -0.5316 | -0.44491 | -0.35822 | -0.23306
Residential | 100 | 2014-09-17 | Aggregate | 4 | Residential¦100¦41899¦Aggregate¦4 | 3.718 | 1.1779 | 11.4235 | 78.2742 | 12.3698 | 325 | 3.6421 | 1.1748 | 10.9517 | 78.2286 | 11.3307 | 307 | 15 | 18 | 0.93138 | 10.6397 | 10623 | 0.47177 | -0.31206 | 0.68615 | 0.64668 | 0.63907 | 0.94287 | 0.90918 | -0.73656 | -0.022667 | 0.47177 | 0.96621 | 1.6801 | -1.4772 | -0.78883 | -0.31206 | 0.16471 | 0.8531
Residential | 100 | 2014-09-17 | Per Premise | 18 | Residential¦100¦41899¦Per Premise¦18 | 3.718 | 1.1779 | 2.1982 | 77.2476 | 1.9903 | 325 | 3.6421 | 1.1748 | 1.413 | 77.2044 | 1.3135 | 307 | 15 | 18 | 0.93138 | 2.0474 | 10623 | 0.78522 | 0.63439 | 0.1104 | 0.074965 | 0.10283 | 0.13345 | 0.12725 | 0.6142 | 0.71524 | 0.78522 | 0.8552 | 0.95625 | 0.47131 | 0.56766 | 0.63439 | 0.70112 | 0.79747
Residential | 100 | 2014-08-27 | Per Premise | 14 | Residential¦100¦41878¦Per Premise¦14 | 3.6363 | 1.1754 | 1.4419 | 87.4866 | 1.6037 | 306 | 3.7132 | 1.1763 | 1.3713 | 87.836 | 1.5572 | 328 | 15 | 18 | 0.95104 | 1.3713 | 10623 | 0.070599 | 8.96e-09 | 0.09168 | 0.085983 | 0.087191 | 0.12569 | 0.12246 | -0.090481 | 0.0046867 | 0.070599 | 0.13651 | 0.23168 | -0.15693 | -0.064216 | 8.96e-09 | 0.064216 | 0.15693
Residential | 100 | 2014-09-15 | Aggregate | 15 | Residential¦100¦41897¦Aggregate¦15 | 3.718 | 1.1779 | 24.0091 | 91.5255 | 24.0861 | 325 | 3.6405 | 1.1748 | 17.0377 | 91.1601 | 15.484 | 307 | 15 | 18 | 0.94674 | 22.7304 | 10623 | 6.9714 | 5.6928 | 1.3361 | 0.88372 | 1.2649 | 1.6019 | 1.543 | 4.9185 | 6.1314 | 6.9714 | 7.8115 | 9.0243 | 3.7153 | 4.8836 | 5.6928 | 6.5019 | 7.6702
Residential | 100 | 2014-09-17 | Per Premise | 11 | Residential¦100¦41899¦Per Premise¦11 | 3.718 | 1.1779 | 1.6574 | 94.2804 | 1.7649 | 325 | 3.6421 | 1.1748 | 1.6246 | 94.0978 | 1.84 | 307 | 15 | 18 | 0.93138 | 1.5437 | 10623 | 0.032812 | -0.08091 | 0.097899 | 0.10502 | 0.091182 | 0.14357 | 0.13908 | -0.15118 | -0.042477 | 0.032812 | 0.1081 | 0.21681 | -0.25915 | -0.15384 | -0.08091 | -0.0079775 | 0.097325
Residential | 100 | 2014-07-29 | Aggregate | 17 | Residential¦100¦41849¦Aggregate¦17 | 3.7245 | 1.1752 | 19.103 | 80.3671 | 20.6418 | 330 | 3.6423 | 1.1696 | 11.3646 | 80.2201 | 11.0642 | 311 | 16 | 19 | 0.9225 | 17.6225 | 10623 | 7.7384 | 6.2579 | 1.1363 | 0.62739 | 1.0482 | 1.298 | 1.2216 | 6.0749 | 7.0577 | 7.7384 | 8.419 | 9.4018 | 4.6923 | 5.6173 | 6.2579 | 6.8985 | 7.8235
Residential | 100 | 2014-09-17 | Aggregate | 3 | Residential¦100¦41899¦Aggregate¦3 | 3.718 | 1.1779 | 12.6037 | 79.1573 | 13.9833 | 325 | 3.6421 | 1.1748 | 11.5832 | 79.1474 | 12.4105 | 307 | 15 | 18 | 0.93138 | 11.7389 | 10623 | 1.0205 | 0.15568 | 0.77565 | 0.70831 | 0.72243 | 1.0504 | 1.0117 | -0.32564 | 0.46966 | 1.0205 | 1.5713 | 2.3666 | -1.1409 | -0.37487 | 0.15568 | 0.68624 | 1.4523
Residential | 100 | 2014-09-17 | Aggregate | 21 | Residential¦100¦41899¦Aggregate¦21 | 3.718 | 1.1779 | 22.2236 | 73.1645 | 18.3716 | 325 | 3.6421 | 1.1748 | 24.6456 | 73.2349 | 22.4703 | 307 | 15 | 18 | 0.93138 | 20.6987 | 10623 | -2.422 | -3.9469 | 1.0191 | 1.2825 | 0.94915 | 1.638 | 1.5955 | -4.5213 | -3.281 | -2.422 | -1.5631 | -0.32281 | -5.9916 | -4.7836 | -3.9469 | -3.1103 | -1.9022
Residential | 100 | 2014-09-17 | Aggregate | 20 | Residential¦100¦41899¦Aggregate¦20 | 3.718 | 1.1779 | 22.6721 | 74.2572 | 17.9873 | 325 | 3.6421 | 1.1748 | 27.2786 | 74.2649 | 24.536 | 307 | 15 | 18 | 0.93138 | 21.1165 | 10623 | -4.6065 | -6.1621 | 0.99776 | 1.4003 | 0.9293 | 1.7194 | 1.6806 | -6.81 | -5.5082 | -4.6065 | -3.7048 | -2.4029 | -8.316 | -7.0435 | -6.1621 | -5.2808 | -4.0083
Residential | 100 | 2014-09-16 | Aggregate | 4 | Residential¦100¦41898¦Aggregate¦4 | 3.6363 | 1.1754 | 8.6287 | 72.9265 | 8.3301 | 306 | 3.718 | 1.1779 | 8.563 | 72.6977 | 8.4379 | 325 | 16 | 19 | 1.0267 | 8.8589 | 10623 | 0.065729 | 0.29593 | 0.4762 | 0.46805 | 0.48891 | 0.66771 | 0.67683 | -0.78998 | -0.28442 | 0.065729 | 0.41588 | 0.92144 | -0.57146 | -0.058996 | 0.29593 | 0.65087 | 1.1633
Residential | 100 | 2014-09-17 | Aggregate | 12 | Residential¦100¦41899¦Aggregate¦12 | 3.718 | 1.1779 | 19.8091 | 92.0599 | 20.3882 | 325 | 3.6421 | 1.1748 | 19.2605 | 91.7225 | 20.2374 | 307 | 15 | 18 | 0.93138 | 18.4499 | 10623 | 0.54852 | -0.81069 | 1.1309 | 1.155 | 1.0533 | 1.6165 | 1.5632 | -1.5231 | -0.29918 | 0.54852 | 1.3962 | 2.6201 | -2.814 | -1.6304 | -0.81069 | 0.0090469 | 1.1926
Residential | 100 | 2014-07-29 | Aggregate | 22 | Residential¦100¦41849¦Aggregate¦22 | 3.7245 | 1.1752 | 16.0866 | 70.7903 | 15.23 | 330 | 3.6423 | 1.1696 | 17.0586 | 70.9232 | 15.843 | 311 | 16 | 19 | 0.9225 | 14.8399 | 10623 | -0.97202 | -2.2187 | 0.83838 | 0.89837 | 0.77341 | 1.2288 | 1.1854 | -2.5468 | -1.6164 | -0.97202 | -0.32764 | 0.60276 | -3.7379 | -2.8403 | -2.2187 | -1.5971 | -0.69952
Residential | 100 | 2014-09-17 | Aggregate | 23 | Residential¦100¦41899¦Aggregate¦23 | 3.718 | 1.1779 | 15.256 | 71.5984 | 13.704 | 325 | 3.6421 | 1.1748 | 16.4013 | 71.7612 | 15.3875 | 307 | 15 | 18 | 0.93138 | 14.2092 | 10623 | -1.1453 | -2.1921 | 0.76016 | 0.87821 | 0.708 | 1.1615 | 1.1281 | -2.6338 | -1.7544 | -1.1453 | -0.5362 | 0.34324 | -3.6378 | -2.7836 | -2.1921 | -1.6005 | -0.74642
Residential | 100 | 2014-09-16 | Aggregate | 11 | Residential¦100¦41898¦Aggregate¦11 | 3.6363 | 1.1754 | 16.5563 | 96.0307 | 18.0409 | 306 | 3.718 | 1.1779 | 17.4686 | 96.4181 | 19.3807 | 325 | 16 | 19 | 1.0267 | 16.998 | 10623 | -0.91231 | -0.4706 | 1.0313 | 1.0751 | 1.0588 | 1.4898 | 1.5089 | -2.8215 | -1.6935 | -0.91231 | -0.13108 | 0.99689 | -2.4044 | -1.2619 | -0.4706 | 0.32069 | 1.4632
Residential | 100 | 2014-09-15 | Per Premise | 1 | Residential¦100¦41897¦Per Premise¦1 | 3.718 | 1.1779 | 1.0816 | 74.1118 | 1.1764 | 325 | 3.6405 | 1.1748 | 1.001 | 74.2198 | 0.92467 | 307 | 15 | 18 | 0.94674 | 1.024 | 10623 | 0.080656 | 0.023051 | 0.065256 | 0.052774 | 0.06178 | 0.083925 | 0.081252 | -0.026898 | 0.036646 | 0.080656 | 0.12467 | 0.18821 | -0.081078 | -0.019558 | 0.023051 | 0.065659 | 0.12718
Residential | 100 | 2014-09-15 | Per Premise | 7 | Residential¦100¦41897¦Per Premise¦7 | 3.718 | 1.1779 | 0.88135 | 75.3361 | 0.82035 | 325 | 3.6405 | 1.1748 | 0.90706 | 75.3219 | 0.9344 | 307 | 15 | 18 | 0.94674 | 0.83441 | 10623 | -0.025712 | -0.07265 | 0.045505 | 0.053329 | 0.043082 | 0.070105 | 0.068557 | -0.11555 | -0.062475 | -0.025712 | 0.011052 | 0.064132 | -0.16051 | -0.1086 | -0.07265 | -0.036699 | 0.015209
Residential | 100 | 2014-09-15 | Per Premise | 3 | Residential¦100¦41897¦Per Premise¦3 | 3.718 | 1.1779 | 0.89376 | 72.4856 | 0.95644 | 325 | 3.6405 | 1.1748 | 0.81589 | 72.7713 | 0.86091 | 307 | 15 | 18 | 0.94674 | 0.84616 | 10623 | 0.077869 | 0.03027 | 0.053054 | 0.049134 | 0.050228 | 0.072311 | 0.070264 | -0.014801 | 0.039949 | 0.077869 | 0.11579 | 0.17054 | -0.059777 | -0.0065766 | 0.03027 | 0.067117 | 0.12032
Residential | 100 | 2014-09-16 | Aggregate | 3 | Residential¦100¦41898¦Aggregate¦3 | 3.6363 | 1.1754 | 9.3704 | 72.7334 | 10.1282 | 306 | 3.718 | 1.1779 | 8.9417 | 72.4606 | 9.2322 | 325 | 16 | 19 | 1.0267 | 9.6204 | 10623 | 0.42871 | 0.67871 | 0.57899 | 0.51211 | 0.59444 | 0.77297 | 0.78461 | -0.56189 | 0.023366 | 0.42871 | 0.83406 | 1.4193 | -0.32681 | 0.26726 | 0.67871 | 1.0902 | 1.6842
Residential | 100 | 2014-09-16 | Per Premise | 3 | Residential¦100¦41898¦Per Premise¦3 | 3.6363 | 1.1754 | 0.88208 | 72.7334 | 0.95342 | 306 | 3.718 | 1.1779 | 0.84173 | 72.4606 | 0.86907 | 325 | 16 | 19 | 1.0267 | 0.90562 | 10623 | 0.040357 | 0.06389 | 0.054504 | 0.048208 | 0.055958 | 0.072764 | 0.073859 | -0.052894 | 0.0021995 | 0.040357 | 0.078515 | 0.13361 | -0.030765 | 0.025158 | 0.06389 | 0.10262 | 0.15854
Residential | 100 | 2014-09-15 | Aggregate | 12 | Residential¦100¦41897¦Aggregate¦12 | 3.718 | 1.1779 | 17.6738 | 93.3287 | 18.9303 | 325 | 3.6405 | 1.1748 | 17.0885 | 92.7719 | 19.1443 | 307 | 15 | 18 | 0.94674 | 16.7325 | 10623 | 0.58522 | -0.35604 | 1.0501 | 1.0926 | 0.99414 | 1.5154 | 1.4772 | -1.3569 | -0.20946 | 0.58522 | 1.3799 | 2.5273 | -2.2492 | -1.1307 | -0.35604 | 0.41861 | 1.5371
Residential | 100 | 2014-09-15 | Aggregate | 11 | Residential¦100¦41897¦Aggregate¦11 | 3.718 | 1.1779 | 14.4449 | 92.8086 | 15.4676 | 325 | 3.6405 | 1.1748 | 14.538 | 92.4055 | 15.3811 | 307 | 15 | 18 | 0.94674 | 13.6756 | 10623 | -0.093087 | -0.86239 | 0.85799 | 0.87785 | 0.81229 | 1.2275 | 1.196 | -1.6662 | -0.73679 | -0.093087 | 0.55061 | 1.48 | -2.3951 | -1.4896 | -0.86239 | -0.2352 | 0.67036
Residential | 100 | Average Event Day | Aggregate | 14 | Residential¦100¦Average Event Day¦Aggregate¦14 | 3.6783 | 1.1767 | 20.0312 | 88.4244 | 20.2637 | 631 | 3.6785 | 1.1753 | 18.6587 | 88.3521 | 19.0898 | 636 | 15 | 18 | 0.93148 | 18.6587 | 10623 | 1.3725 | -4.01e-07 | 0.80669 | 0.75696 | 0.75141 | 1.1062 | 1.0666 | -0.045136 | 0.79244 | 1.3725 | 1.9527 | 2.7902 | -1.3669 | -0.55932 | -4.01e-07 | 0.55932 | 1.3669
Residential | 100 | 2014-09-15 | Aggregate | 7 | Residential¦100¦41897¦Aggregate¦7 | 3.718 | 1.1779 | 9.3626 | 75.3361 | 8.7146 | 325 | 3.6405 | 1.1748 | 9.6357 | 75.3219 | 9.9261 | 307 | 15 | 18 | 0.94674 | 8.864 | 10623 | -0.27313 | -0.77176 | 0.4834 | 0.56651 | 0.45766 | 0.74472 | 0.72828 | -1.2275 | -0.66367 | -0.27313 | 0.1174 | 0.68127 | -1.7051 | -1.1537 | -0.77176 | -0.38985 | 0.16157
Residential | 100 | 2014-08-27 | Aggregate | 100 | Residential¦100¦41878¦Aggregate¦100 | 3.6363 | 1.1754 | 16.7988 | 84.7361 | 17.9767 | 1224 | 3.7132 | 1.1763 | 11.3308 | 84.8891 | 11.4208 | 1312 | 15 | 18 | 0.95104 | 15.9764 | 10623 | 5.4681 | 4.6456 | 0.51383 | 0.3153 | 0.48867 | 0.60286 | 0.58156 | 4.6955 | 5.1519 | 5.4681 | 5.7842 | 6.2407 | 3.9003 | 4.3406 | 4.6456 | 4.9506 | 5.3909
Residential | 100 | 2014-08-27 | Aggregate | 23 | Residential¦100¦41878¦Aggregate¦23 | 3.6363 | 1.1754 | 13.0972 | 74.8117 | 13.4354 | 306 | 3.7132 | 1.1763 | 13.209 | 74.4221 | 12.8542 | 328 | 15 | 18 | 0.95104 | 12.456 | 10623 | -0.11178 | -0.75303 | 0.76805 | 0.70976 | 0.73044 | 1.0458 | 1.0185 | -1.452 | -0.66019 | -0.11178 | 0.43663 | 1.2284 | -2.0583 | -1.2871 | -0.75303 | -0.21894 | 0.5522
Residential | 100 | 2014-08-27 | Aggregate | 15 | Residential¦100¦41878¦Aggregate¦15 | 3.6363 | 1.1754 | 15.921 | 86.5764 | 18.2024 | 306 | 3.7132 | 1.1763 | 11.7855 | 86.8413 | 11.9304 | 328 | 15 | 18 | 0.95104 | 15.1415 | 10623 | 4.1355 | 3.356 | 1.0406 | 0.65874 | 0.98962 | 1.2316 | 1.1888 | 2.5572 | 3.4896 | 4.1355 | 4.7813 | 5.7138 | 1.8324 | 2.7325 | 3.356 | 3.9794 | 4.8795
Residential | 100 | 2014-07-29 | Per Premise | 3 | Residential¦100¦41849¦Per Premise¦3 | 3.7245 | 1.1752 | 0.69932 | 69.1883 | 0.74353 | 330 | 3.6423 | 1.1696 | 0.62613 | 69.4117 | 0.66068 | 311 | 16 | 19 | 0.9225 | 0.64512 | 10623 | 0.073188 | 0.018992 | 0.04093 | 0.037463 | 0.037758 | 0.055487 | 0.05319 | 0.0020788 | 0.04409 | 0.073188 | 0.10228 | 0.1443 | -0.049174 | -0.0089012 | 0.018992 | 0.046884 | 0.087157
Residential | 100 | 2014-08-27 | Aggregate | 7 | Residential¦100¦41878¦Aggregate¦7 | 3.6363 | 1.1754 | 7.4712 | 73.9477 | 6.9691 | 306 | 3.7132 | 1.1763 | 7.1736 | 73.7591 | 5.8516 | 328 | 15 | 18 | 0.95104 | 7.1054 | 10623 | 0.29757 | -0.068229 | 0.3984 | 0.3231 | 0.37889 | 0.51295 | 0.49795 | -0.3598 | 0.02858 | 0.29757 | 0.56656 | 0.95494 | -0.70637 | -0.32935 | -0.068229 | 0.1929 | 0.56992
Residential | 100 | 2014-08-27 | Aggregate | 4 | Residential¦100¦41878¦Aggregate¦4 | 3.6363 | 1.1754 | 6.0478 | 65.0191 | 6.205 | 306 | 3.7132 | 1.1763 | 5.8949 | 64.6681 | 4.9605 | 328 | 15 | 18 | 0.95104 | 5.7517 | 10623 | 0.15293 | -0.14317 | 0.35472 | 0.2739 | 0.33735 | 0.44815 | 0.43454 | -0.4214 | -0.082079 | 0.15293 | 0.38795 | 0.72727 | -0.70006 | -0.37105 | -0.14317 | 0.084698 | 0.41371
Residential | 100 | 2014-08-27 | Aggregate | 3 | Residential¦100¦41878¦Aggregate¦3 | 3.6363 | 1.1754 | 6.5686 | 66.8393 | 7.676 | 306 | 3.7132 | 1.1763 | 6.2427 | 66.4061 | 5.6326 | 328 | 15 | 18 | 0.95104 | 6.247 | 10623 | 0.32591 | 0.0043049 | 0.43881 | 0.31101 | 0.41732 | 0.53785 | 0.52047 | -0.36337 | 0.043864 | 0.32591 | 0.60796 | 1.0152 | -0.6627 | -0.26863 | 0.0043049 | 0.27724 | 0.67131
Residential | 100 | 2014-07-29 | Aggregate | 14 | Residential¦100¦41849¦Aggregate¦14 | 3.7245 | 1.1752 | 15.8237 | 88.5993 | 16.9468 | 330 | 3.6423 | 1.1696 | 15.2745 | 88.4922 | 16.5353 | 311 | 16 | 19 | 0.9225 | 14.5973 | 10623 | 0.54917 | -0.67714 | 0.93289 | 0.93763 | 0.86059 | 1.3227 | 1.2727 | -1.1459 | -0.14444 | 0.54917 | 1.2428 | 2.2442 | -2.3082 | -1.3445 | -0.67714 | -0.009739 | 0.95389
Residential | 100 | 2014-09-17 | Per Premise | 22 | Residential¦100¦41899¦Per Premise¦22 | 3.718 | 1.1779 | 1.8012 | 72.1094 | 1.5073 | 325 | 3.6421 | 1.1748 | 1.9733 | 72.2261 | 1.817 | 307 | 15 | 18 | 0.93138 | 1.6776 | 10623 | -0.1721 | -0.29569 | 0.08361 | 0.1037 | 0.077873 | 0.13321 | 0.12969 | -0.34281 | -0.24195 | -0.1721 | -0.10224 | -0.0013836 | -0.46189 | -0.36369 | -0.29569 | -0.22768 | -0.12949
Residential | 100 | 2014-08-27 | Aggregate | 24 | Residential¦100¦41878¦Aggregate¦24 | 3.6363 | 1.1754 | 10.1385 | 73.3587 | 10.189 | 306 | 3.7132 | 1.1763 | 10.5532 | 72.9631 | 10.7666 | 328 | 15 | 18 | 0.95104 | 9.6421 | 10623 | -0.41473 | -0.91112 | 0.58246 | 0.59448 | 0.55395 | 0.83227 | 0.81257 | -1.4813 | -0.85117 | -0.41473 | 0.021713 | 0.65187 | -1.9525 | -1.3372 | -0.91112 | -0.48501 | 0.13023
Residential | 100 | 2014-08-27 | Aggregate | 11 | Residential¦100¦41878¦Aggregate¦11 | 3.6363 | 1.1754 | 9.3287 | 89.5122 | 10.2297 | 306 | 3.7132 | 1.1763 | 9.4226 | 89.7912 | 10.4148 | 328 | 15 | 18 | 0.95104 | 8.872 | 10623 | -0.093867 | -0.55061 | 0.58479 | 0.57506 | 0.55616 | 0.82017 | 0.8 | -1.145 | -0.52396 | -0.093867 | 0.33623 | 0.95722 | -1.5759 | -0.97013 | -0.55061 | -0.13109 | 0.47464
Residential | 100 | 2014-07-29 | Aggregate | 19 | Residential¦100¦41849¦Aggregate¦19 | 3.7245 | 1.1752 | 19.3848 | 75.414 | 19.0748 | 330 | 3.6423 | 1.1696 | 12.1511 | 75.3924 | 9.7935 | 311 | 16 | 19 | 0.9225 | 17.8825 | 10623 | 7.2336 | 5.7313 | 1.05 | 0.55534 | 0.96866 | 1.1878 | 1.1166 | 5.7114 | 6.6107 | 7.2336 | 7.8565 | 8.7559 | 4.3004 | 5.1458 | 5.7313 | 6.3169 | 7.1623
Residential | 100 | Average Event Day | Aggregate | 100 | Residential¦100¦Average Event Day¦Aggregate¦100 | 3.6783 | 1.1767 | 20.8716 | 84.8363 | 18.7767 | 631 | 3.6785 | 1.1753 | 13.2857 | 84.8109 | 11.8574 | 636 | 15 | 18 | 0.93148 | 19.4415 | 10623 | 7.5859 | 6.1558 | 0.74749 | 0.47018 | 0.69627 | 0.88307 | 0.84015 | 6.4542 | 7.1228 | 7.5859 | 8.049 | 8.7176 | 5.0791 | 5.7152 | 6.1558 | 6.5964 | 7.2325
Residential | 100 | Average Event Day | Per Premise | 3 | Residential¦100¦Average Event Day¦Per Premise¦3 | 3.6783 | 1.1767 | 0.83543 | 71.4626 | 0.90746 | 631 | 3.6785 | 1.1753 | 0.76568 | 71.0383 | 0.75122 | 636 | 15 | 18 | 0.93148 | 0.77819 | 10623 | 0.069747 | 0.012503 | 0.036125 | 0.029788 | 0.03365 | 0.046823 | 0.04494 | 0.0097412 | 0.045193 | 0.069747 | 0.0943 | 0.12975 | -0.045091 | -0.011064 | 0.012503 | 0.036069 | 0.070096
Residential | 100 | 2014-07-29 | Aggregate | 10 | Residential¦100¦41849¦Aggregate¦10 | 3.7245 | 1.1752 | 9.2327 | 84.4275 | 8.6597 | 330 | 3.6423 | 1.1696 | 9.3762 | 84.2484 | 8.4964 | 311 | 16 | 19 | 0.9225 | 8.5172 | 10623 | -0.14353 | -0.85905 | 0.4767 | 0.48179 | 0.43976 | 0.67776 | 0.65231 | -1.0121 | -0.49895 | -0.14353 | 0.21189 | 0.72506 | -1.695 | -1.2011 | -0.85905 | -0.51698 | -0.023084
Residential | 100 | 2014-09-15 | Aggregate | 3 | Residential¦100¦41897¦Aggregate¦3 | 3.718 | 1.1779 | 9.4944 | 72.4856 | 10.1602 | 325 | 3.6405 | 1.1748 | 8.6672 | 72.7713 | 9.1454 | 307 | 15 | 18 | 0.94674 | 8.9887 | 10623 | 0.8272 | 0.32156 | 0.56359 | 0.52196 | 0.53357 | 0.76816 | 0.74642 | -0.15723 | 0.42438 | 0.8272 | 1.23 | 1.8116 | -0.63501 | -0.069863 | 0.32156 | 0.71298 | 1.2781
Residential | 100 | Average Event Day | Per Premise | 4 | Residential¦100¦Average Event Day¦Per Premise¦4 | 3.6783 | 1.1767 | 0.75961 | 70.3295 | 0.80377 | 631 | 3.6785 | 1.1753 | 0.72408 | 69.8988 | 0.67908 | 636 | 15 | 18 | 0.93148 | 0.70756 | 10623 | 0.035522 | -0.016527 | 0.031998 | 0.026927 | 0.029805 | 0.04182 | 0.040167 | -0.018073 | 0.013591 | 0.035522 | 0.057452 | 0.089116 | -0.068003 | -0.037591 | -0.016527 | 0.0045369 | 0.03495
Residential | 100 | 2014-09-15 | Per Premise | 100 | Residential¦100¦41897¦Per Premise¦100 | 3.718 | 1.1779 | 2.3807 | 87.5041 | 2.2271 | 1300 | 3.6405 | 1.1748 | 1.4541 | 87.2883 | 1.4123 | 1228 | 15 | 18 | 0.94674 | 2.2539 | 10623 | 0.9266 | 0.79981 | 0.061768 | 0.040303 | 0.058479 | 0.073754 | 0.071022 | 0.83208 | 0.88792 | 0.9266 | 0.96528 | 1.0211 | 0.70879 | 0.76257 | 0.79981 | 0.83706 | 0.89083
Residential | 100 | 2014-07-29 | Aggregate | 18 | Residential¦100¦41849¦Aggregate¦18 | 3.7245 | 1.1752 | 19.9501 | 77.807 | 21.4489 | 330 | 3.6423 | 1.1696 | 11.614 | 77.716 | 10.0491 | 311 | 16 | 19 | 0.9225 | 18.404 | 10623 | 8.3361 | 6.79 | 1.1807 | 0.56983 | 1.0892 | 1.311 | 1.2293 | 6.6559 | 7.6486 | 8.3361 | 9.0236 | 10.0163 | 5.2146 | 6.1454 | 6.79 | 7.4346 | 8.3654
Residential | 100 | 2014-09-15 | Per Premise | 14 | Residential¦100¦41897¦Per Premise¦14 | 3.718 | 1.1779 | 2.2389 | 91.3681 | 2.2427 | 325 | 3.6405 | 1.1748 | 2.1196 | 90.9416 | 2.0311 | 307 | 15 | 18 | 0.94674 | 2.1196 | 10623 | 0.11924 | 1.39e-08 | 0.1244 | 0.11592 | 0.11778 | 0.17004 | 0.16525 | -0.098678 | 0.030067 | 0.11924 | 0.2084 | 0.33715 | -0.21178 | -0.086659 | 1.39e-08 | 0.086659 | 0.21178
Residential | 100 | 2014-09-16 | Aggregate | 16 | Residential¦100¦41898¦Aggregate¦16 | 3.6363 | 1.1754 | 25.7159 | 91.9734 | 24.4544 | 306 | 3.718 | 1.1779 | 17.9563 | 91.5678 | 16.7153 | 325 | 16 | 19 | 1.0267 | 26.4019 | 10623 | 7.7596 | 8.4457 | 1.398 | 0.9272 | 1.4353 | 1.6775 | 1.7087 | 5.6098 | 6.8799 | 7.7596 | 8.6393 | 9.9094 | 6.2559 | 7.5496 | 8.4457 | 9.3417 | 10.6355
Residential | 100 | 2014-09-15 | Per Premise | 5 | Residential¦100¦41897¦Per Premise¦5 | 3.718 | 1.1779 | 0.78125 | 71.6405 | 0.77953 | 325 | 3.6405 | 1.1748 | 0.71731 | 71.9095 | 0.77149 | 307 | 15 | 18 | 0.94674 | 0.73964 | 10623 | 0.063932 | 0.022325 | 0.04324 | 0.044031 | 0.040937 | 0.061713 | 0.060122 | -0.015156 | 0.031569 | 0.063932 | 0.096294 | 0.14302 | -0.054725 | -0.0092033 | 0.022325 | 0.053852 | 0.099374
Residential | 100 | Average Event Day | Aggregate | 5 | Residential¦100¦Average Event Day¦Aggregate¦5 | 3.6783 | 1.1767 | 7.7288 | 70.6882 | 7.7904 | 631 | 3.6785 | 1.1753 | 7.2528 | 70.2968 | 6.8778 | 636 | 15 | 18 | 0.93148 | 7.1993 | 10623 | 0.47605 | -0.053535 | 0.31013 | 0.27272 | 0.28888 | 0.41299 | 0.39728 | -0.053218 | 0.25948 | 0.47605 | 0.69262 | 1.0053 | -0.56267 | -0.26187 | -0.053535 | 0.1548 | 0.4556
Residential | 100 | 2014-09-17 | Aggregate | 1 | Residential¦100¦41899¦Aggregate¦1 | 3.718 | 1.1779 | 15.918 | 80.6032 | 16.1207 | 325 | 3.6421 | 1.1748 | 14.9846 | 80.4917 | 14.8664 | 307 | 15 | 18 | 0.93138 | 14.8257 | 10623 | 0.93339 | -0.15883 | 0.89421 | 0.84847 | 0.83286 | 1.2327 | 1.1889 | -0.64637 | 0.28696 | 0.93339 | 1.5798 | 2.5131 | -1.6825 | -0.78231 | -0.15883 | 0.46465 | 1.3648
Residential | 100 | 2014-07-29 | Aggregate | 5 | Residential¦100¦41849¦Aggregate¦5 | 3.7245 | 1.1752 | 6.5803 | 67.8639 | 6.7939 | 330 | 3.6423 | 1.1696 | 5.959 | 68.1108 | 5.3644 | 311 | 16 | 19 | 0.9225 | 6.0703 | 10623 | 0.62127 | 0.11131 | 0.37399 | 0.30419 | 0.34501 | 0.48208 | 0.45996 | 0.0034581 | 0.36846 | 0.62127 | 0.87407 | 1.2391 | -0.47815 | -0.12989 | 0.11131 | 0.35251 | 0.70077
Residential | 100 | 2014-09-17 | Aggregate | 7 | Residential¦100¦41899¦Aggregate¦7 | 3.718 | 1.1779 | 11.8694 | 82.8942 | 10.9679 | 325 | 3.6421 | 1.1748 | 10.7119 | 82.7601 | 10.1537 | 307 | 15 | 18 | 0.93138 | 11.055 | 10623 | 1.1575 | 0.3431 | 0.60839 | 0.5795 | 0.56664 | 0.84021 | 0.8105 | 0.080754 | 0.71692 | 1.1575 | 1.5981 | 2.2343 | -0.69559 | -0.081922 | 0.3431 | 0.76813 | 1.3818
Residential | 100 | 2014-09-17 | Per Premise | 2 | Residential¦100¦41899¦Per Premise¦2 | 3.718 | 1.1779 | 1.3032 | 79.4571 | 1.3914 | 325 | 3.6421 | 1.1748 | 1.1944 | 79.4401 | 1.2207 | 307 | 15 | 18 | 0.93138 | 1.2137 | 10623 | 0.10874 | 0.019322 | 0.077179 | 0.069669 | 0.071883 | 0.10397 | 0.1001 | -0.024508 | 0.054215 | 0.10874 | 0.16326 | 0.24199 | -0.10897 | -0.033173 | 0.019322 | 0.071818 | 0.14761
Residential | 100 | Average Event Day | Aggregate | 17 | Residential¦100¦Average Event Day¦Aggregate¦17 | 3.6783 | 1.1767 | 21.5168 | 84.3251 | 20.3143 | 631 | 3.6785 | 1.1753 | 12.9269 | 84.3341 | 12.8297 | 636 | 15 | 18 | 0.93148 | 20.0424 | 10623 | 8.5899 | 7.1156 | 0.8087 | 0.50873 | 0.75329 | 0.95541 | 0.90898 | 7.3655 | 8.0889 | 8.5899 | 9.0909 | 9.8143 | 5.9507 | 6.6389 | 7.1156 | 7.5922 | 8.2805
Residential | 100 | Average Event Day | Per Premise | 20 | Residential¦100¦Average Event Day¦Per Premise¦20 | 3.6783 | 1.1767 | 1.9565 | 77.3561 | 1.585 | 631 | 3.6785 | 1.1753 | 2.2302 | 77.3591 | 1.9804 | 636 | 15 | 18 | 0.93148 | 1.8224 | 10623 | -0.27369 | -0.40775 | 0.063096 | 0.078527 | 0.058773 | 0.10074 | 0.098085 | -0.40279 | -0.32652 | -0.27369 | -0.22087 | -0.14459 | -0.53345 | -0.45919 | -0.40775 | -0.35632 | -0.28205
Residential | 100 | 2014-09-16 | Per Premise | 7 | Residential¦100¦41898¦Per Premise¦7 | 3.6363 | 1.1754 | 0.93159 | 79.9026 | 0.88069 | 306 | 3.718 | 1.1779 | 0.91461 | 79.9975 | 0.80614 | 325 | 16 | 19 | 1.0267 | 0.95645 | 10623 | 0.016984 | 0.041838 | 0.050346 | 0.044717 | 0.051689 | 0.067337 | 0.068347 | -0.069311 | -0.018327 | 0.016984 | 0.052296 | 0.10328 | -0.045752 | 0.0059971 | 0.041838 | 0.07768 | 0.12943
Residential | 100 | Average Event Day | Per Premise | 15 | Residential¦100¦Average Event Day¦Per Premise¦15 | 3.6783 | 1.1767 | 1.9176 | 87.8909 | 1.9514 | 631 | 3.6785 | 1.1753 | 1.351 | 87.7848 | 1.2807 | 636 | 15 | 18 | 0.93148 | 1.7862 | 10623 | 0.56652 | 0.43513 | 0.077686 | 0.050785 | 0.072363 | 0.092813 | 0.088405 | 0.44758 | 0.51785 | 0.56652 | 0.61519 | 0.68546 | 0.32183 | 0.38877 | 0.43513 | 0.48149 | 0.54842
Residential | 100 | 2014-07-29 | Per Premise | 1 | Residential¦100¦41849¦Per Premise¦1 | 3.7245 | 1.1752 | 0.87159 | 70.2956 | 0.94713 | 330 | 3.6423 | 1.1696 | 0.76975 | 70.5652 | 0.70115 | 311 | 16 | 19 | 0.9225 | 0.80404 | 10623 | 0.10184 | 0.034294 | 0.052138 | 0.039759 | 0.048097 | 0.065568 | 0.062403 | 0.017812 | 0.067457 | 0.10184 | 0.13622 | 0.18587 | -0.045678 | 0.0015697 | 0.034294 | 0.067018 | 0.11427
All | All | 2014-05-14 | Per Device | 1 | All¦All¦41773¦Per Device¦1 |  |  | 0.79025 |  | 1.7144 | 2832 |  |  | 0.82038 | 66.3178 | 2.3414 | 2796 | 17 | 20 | 1.0941 | 0.8646 | 27058 | -0.030124 | 0.044227 | 0.032215 | 0.044279 | 0.035246 | 0.054759 | 0.056595 | -0.1003 | -0.058839 | -0.030124 | -0.0014082 | 0.040052 | -0.028303 | 0.014548 | 0.044227 | 0.073905 | 0.11676
All | All | 2014-05-14 | Per Ton | 1 | All¦All¦41773¦Per Ton¦1 |  |  | 0.21586 |  | 0.46828 | 2832 |  |  | 0.22409 | 66.3178 | 0.63955 | 2796 | 17 | 20 | 1.0941 | 0.23617 | 27058 | -0.0082282 | 0.01208 | 0.0087996 | 0.012095 | 0.0096275 | 0.014957 | 0.015459 | -0.027397 | -0.016072 | -0.0082282 | -0.0003846 | 0.01094 | -0.0077308 | 0.0039739 | 0.01208 | 0.020187 | 0.031892
Non-Residential | All | 2014-05-14 | Per Device | 1 | Non-Residential¦All¦41773¦Per Device¦1 |  |  | 1.2671 |  | 2.2274 | 1439 |  |  | 1.3273 | 66.825 | 3.1588 | 1444 | 17 | 20 | 1.0751 | 1.3623 | 4663 | -0.060228 | 0.034978 | 0.058717 | 0.083127 | 0.063129 | 0.10177 | 0.10438 | -0.19066 | -0.1136 | -0.060228 | -0.0068582 | 0.070199 | -0.098791 | -0.019759 | 0.034978 | 0.089715 | 0.16875
Non-Residential | All | 2014-05-14 | Per Ton | 1 | Non-Residential¦All¦41773¦Per Ton¦1 |  |  | 0.32651 |  | 0.57397 | 1439 |  |  | 0.34203 | 66.825 | 0.81399 | 1444 | 17 | 20 | 1.0751 | 0.35105 | 4663 | -0.01552 | 0.0090134 | 0.015131 | 0.021421 | 0.016268 | 0.026226 | 0.026898 | -0.049129 | -0.029273 | -0.01552 | -0.0017673 | 0.01809 | -0.025457 | -0.0050918 | 0.0090134 | 0.023119 | 0.043484
Non-Residential | 30 | 2014-05-14 | Per Device | 1 | Non-Residential¦30¦41773¦Per Device¦1 |  |  | 1.1868 |  | 1.9097 | 722 |  |  | 1.4133 | 66.8306 | 3.3703 | 726 | 17 | 20 | 1.0961 | 1.3008 | 1336 | -0.2265 | -0.11249 | 0.071072 | 0.12508 | 0.077899 | 0.14386 | 0.14736 | -0.41087 | -0.30194 | -0.2265 | -0.15106 | -0.042131 | -0.30134 | -0.18976 | -0.11249 | -0.035217 | 0.076355
Non-Residential | 30 | 2014-05-14 | Per Ton | 1 | Non-Residential¦30¦41773¦Per Ton¦1 |  |  | 0.30545 |  | 0.4915 | 722 |  |  | 0.36375 | 66.8306 | 0.8674 | 726 | 17 | 20 | 1.0961 | 0.3348 | 1336 | -0.058294 | -0.028952 | 0.018292 | 0.032192 | 0.020049 | 0.037026 | 0.037925 | -0.10575 | -0.077711 | -0.058294 | -0.038878 | -0.010843 | -0.077554 | -0.04884 | -0.028952 | -0.0090637 | 0.019651
Non-Residential | 50 | 2014-05-14 | Per Device | 1 | Non-Residential¦50¦41773¦Per Device¦1 |  |  | 1.3041 |  | 2.3833 | 717 |  |  | 1.2779 | 66.8227 | 2.9738 | 718 | 17 | 20 | 1.0636 | 1.3871 | 3327 | 0.026203 | 0.10911 | 0.089005 | 0.11098 | 0.094664 | 0.14226 | 0.14587 | -0.15611 | -0.0484 | 0.026203 | 0.10081 | 0.20852 | -0.077825 | 0.03262 | 0.10911 | 0.18561 | 0.29605
Non-Residential | 50 | 2014-05-14 | Per Ton | 1 | Non-Residential¦50¦41773¦Per Ton¦1 |  |  | 0.33626 |  | 0.61451 | 717 |  |  | 0.32951 | 66.8227 | 0.76677 | 718 | 17 | 20 | 1.0636 | 0.35764 | 3327 | 0.0067562 | 0.028134 | 0.022949 | 0.028616 | 0.024408 | 0.036682 | 0.037612 | -0.040253 | -0.01248 | 0.0067562 | 0.025992 | 0.053766 | -0.020067 | 0.0084109 | 0.028134 | 0.047858 | 0.076336
Residential | All | 2014-05-14 | Per Device | 1 | Residential¦All¦41773¦Per Device¦1 |  |  | 0.61405 |  | 0.63266 | 1393 |  |  | 0.62214 | 66.2156 | 0.63891 | 1352 | 17 | 20 | 1.089 | 0.66867 | 22395 | -0.008094 | 0.046532 | 0.016951 | 0.017376 | 0.018459 | 0.024275 | 0.025351 | -0.039204 | -0.020824 | -0.008094 | 0.0046357 | 0.023015 | 0.014044 | 0.033238 | 0.046532 | 0.059826 | 0.079021
Residential | All | 2014-05-14 | Per Ton | 1 | Residential¦All¦41773¦Per Ton¦1 |  |  | 0.172 |  | 0.17721 | 1393 |  |  | 0.17426 | 66.2156 | 0.17896 | 1352 | 17 | 20 | 1.089 | 0.1873 | 22395 | -0.0022671 | 0.013034 | 0.004748 | 0.0048671 | 0.0051704 | 0.0067994 | 0.0071008 | -0.010981 | -0.0058328 | -0.0022671 | 0.0012985 | 0.0064466 | 0.0039337 | 0.0093101 | 0.013034 | 0.016757 | 0.022134
Residential | 50 | 2014-05-14 | Per Device | 1 | Residential¦50¦41773¦Per Device¦1 |  |  | 0.66011 |  | 0.72491 | 708 |  |  | 0.67028 | 66.232 | 0.70394 | 684 | 17 | 20 | 1.1093 | 0.73229 | 11772 | -0.010165 | 0.062011 | 0.027244 | 0.026916 | 0.030222 | 0.038297 | 0.04047 | -0.059245 | -0.030248 | -0.010165 | 0.0099181 | 0.038915 | 0.010145 | 0.040788 | 0.062011 | 0.083233 | 0.11388
Residential | 50 | 2014-05-14 | Per Ton | 1 | Residential¦50¦41773¦Per Ton¦1 |  |  | 0.18786 |  | 0.2063 | 708 |  |  | 0.19076 | 66.232 | 0.20034 | 684 | 17 | 20 | 1.1093 | 0.2084 | 11772 | -0.0028929 | 0.017648 | 0.0077534 | 0.0076601 | 0.0086011 | 0.010899 | 0.011518 | -0.016861 | -0.0086084 | -0.0028929 | 0.0028226 | 0.011075 | 0.0028873 | 0.011608 | 0.017648 | 0.023688 | 0.032408
Residential | 100 | 2014-05-14 | Per Device | 1 | Residential¦100¦41773¦Per Device¦1 |  |  | 0.56475 |  | 0.52026 | 685 |  |  | 0.57097 | 66.1972 | 0.56389 | 668 | 17 | 20 | 1.0626 | 0.60012 | 10623 | -0.0062197 | 0.029148 | 0.019878 | 0.021817 | 0.021123 | 0.029515 | 0.030367 | -0.044045 | -0.021698 | -0.0062197 | 0.009258 | 0.031606 | -0.0097697 | 0.013223 | 0.029148 | 0.045073 | 0.068065
Residential | 100 | 2014-05-14 | Per Ton | 1 | Residential¦100¦41773¦Per Ton¦1 |  |  | 0.15561 |  | 0.14335 | 685 |  |  | 0.15732 | 66.1972 | 0.15537 | 668 | 17 | 20 | 1.0626 | 0.16535 | 10623 | -0.0017138 | 0.0080313 | 0.0054772 | 0.0060115 | 0.0058202 | 0.0081325 | 0.0083674 | -0.012136 | -0.0059785 | -0.0017138 | 0.0025509 | 0.0087085 | -0.0026919 | 0.0036434 | 0.0080313 | 0.012419 | 0.018755
All | All | 2014-05-14 | Per Device | 2 | All¦All¦41773¦Per Device¦2 |  |  | 0.71232 |  | 1.6122 | 2832 |  |  | 0.73823 | 63.029 | 2.2155 | 2796 | 17 | 20 | 1.0941 | 0.77934 | 27058 | -0.025907 | 0.041111 | 0.030295 | 0.041899 | 0.033146 | 0.051705 | 0.053425 | -0.092169 | -0.053021 | -0.025907 | 0.0012067 | 0.040355 | -0.027355 | 0.013095 | 0.041111 | 0.069127 | 0.10958
All | All | 2014-05-14 | Per Ton | 2 | All¦All¦41773¦Per Ton¦2 |  |  | 0.19457 |  | 0.44038 | 2832 |  |  | 0.20165 | 63.029 | 0.60517 | 2796 | 17 | 20 | 1.0941 | 0.21288 | 27058 | -0.0070765 | 0.011229 | 0.0082752 | 0.011445 | 0.0090538 | 0.014123 | 0.014593 | -0.025176 | -0.014483 | -0.0070765 | 0.0003296 | 0.011023 | -0.0074721 | 0.003577 | 0.011229 | 0.018882 | 0.029931
Non-Residential | All | 2014-05-14 | Per Device | 2 | Non-Residential¦All¦41773¦Per Device¦2 |  |  | 1.1967 |  | 2.1055 | 1439 |  |  | 1.2606 | 63.9889 | 2.9992 | 1444 | 17 | 20 | 1.0751 | 1.2866 | 4663 | -0.063971 | 0.025944 | 0.055505 | 0.078927 | 0.059675 | 0.09649 | 0.098948 | -0.18763 | -0.11457 | -0.063971 | -0.013372 | 0.059685 | -0.10086 | -0.025944 | 0.025944 | 0.077832 | 0.15275
Non-Residential | All | 2014-05-14 | Per Ton | 2 | Non-Residential¦All¦41773¦Per Ton¦2 |  |  | 0.30837 |  | 0.54257 | 1439 |  |  | 0.32485 | 63.9889 | 0.77286 | 1444 | 17 | 20 | 1.0751 | 0.33154 | 4663 | -0.016485 | 0.0066854 | 0.014303 | 0.020338 | 0.015378 | 0.024864 | 0.025498 | -0.048349 | -0.029523 | -0.016485 | -0.0034458 | 0.01538 | -0.025991 | -0.0066855 | 0.0066854 | 0.020056 | 0.039362
Non-Residential | 30 | 2014-05-14 | Per Device | 2 | Non-Residential¦30¦41773¦Per Device¦2 |  |  | 1.1253 |  | 1.7772 | 722 |  |  | 1.323 | 63.7676 | 3.1106 | 726 | 17 | 20 | 1.0961 | 1.2334 | 1336 | -0.19778 | -0.089687 | 0.066139 | 0.11544 | 0.072493 | 0.13305 | 0.13632 | -0.36829 | -0.26755 | -0.19778 | -0.12801 | -0.027274 | -0.26438 | -0.16117 | -0.089687 | -0.018201 | 0.085012
Non-Residential | 30 | 2014-05-14 | Per Ton | 2 | Non-Residential¦30¦41773¦Per Ton¦2 |  |  | 0.28961 |  | 0.45739 | 722 |  |  | 0.34051 | 63.7676 | 0.80056 | 726 | 17 | 20 | 1.0961 | 0.31743 | 1336 | -0.050903 | -0.023082 | 0.017022 | 0.029712 | 0.018657 | 0.034242 | 0.035084 | -0.094786 | -0.068859 | -0.050903 | -0.032946 | -0.0070194 | -0.068044 | -0.04148 | -0.023082 | -0.0046845 | 0.021879
Non-Residential | 50 | 2014-05-14 | Per Device | 2 | Non-Residential¦50¦41773¦Per Device¦2 |  |  | 1.2294 |  | 2.2667 | 717 |  |  | 1.2237 | 64.083 | 2.8872 | 718 | 17 | 20 | 1.0636 | 1.3076 | 3327 | 0.0056742 | 0.083835 | 0.084652 | 0.10775 | 0.090034 | 0.13703 | 0.14041 | -0.16993 | -0.066182 | 0.0056742 | 0.077531 | 0.18128 | -0.096113 | 0.010202 | 0.083835 | 0.15747 | 0.26378
Non-Residential | 50 | 2014-05-14 | Per Ton | 2 | Non-Residential¦50¦41773¦Per Ton¦2 |  |  | 0.317 |  | 0.58446 | 717 |  |  | 0.31553 | 64.083 | 0.74445 | 718 | 17 | 20 | 1.0636 | 0.33715 | 3327 | 0.0014631 | 0.021616 | 0.021827 | 0.027783 | 0.023214 | 0.035331 | 0.036205 | -0.043816 | -0.017065 | 0.0014631 | 0.019991 | 0.046742 | -0.024782 | 0.0026305 | 0.021616 | 0.040602 | 0.068015
Residential | All | 2014-05-14 | Per Device | 2 | Residential¦All¦41773¦Per Device¦2 |  |  | 0.53237 |  | 0.53486 | 1393 |  |  | 0.53335 | 62.8356 | 0.52421 | 1352 | 17 | 20 | 1.089 | 0.57973 | 22395 | -0.0009803 | 0.04638 | 0.014331 | 0.014257 | 0.015605 | 0.020214 | 0.021137 | -0.026886 | -0.011581 | -0.0009803 | 0.0096201 | 0.024925 | 0.019291 | 0.035295 | 0.04638 | 0.057464 | 0.073468
Residential | All | 2014-05-14 | Per Ton | 2 | Residential¦All¦41773¦Per Ton¦2 |  |  | 0.14912 |  | 0.14982 | 1393 |  |  | 0.14939 | 62.8356 | 0.14683 | 1352 | 17 | 20 | 1.089 | 0.16238 | 22395 | -0.0002746 | 0.012991 | 0.004014 | 0.0039933 | 0.0043711 | 0.005662 | 0.0059206 | -0.0075308 | -0.0032438 | -0.0002746 | 0.0026946 | 0.0069816 | 0.0054035 | 0.0098863 | 0.012991 | 0.016096 | 0.020578
Residential | 50 | 2014-05-14 | Per Device | 2 | Residential¦50¦41773¦Per Device¦2 |  |  | 0.57593 |  | 0.60924 | 708 |  |  | 0.56437 | 62.7042 | 0.57889 | 684 | 17 | 20 | 1.1093 | 0.6389 | 11772 | 0.011561 | 0.074532 | 0.022897 | 0.022134 | 0.0254 | 0.031846 | 0.033691 | -0.029252 | -0.0051393 | 0.011561 | 0.028261 | 0.052373 | 0.031355 | 0.056864 | 0.074532 | 0.0922 | 0.11771
Residential | 50 | 2014-05-14 | Per Ton | 2 | Residential¦50¦41773¦Per Ton¦2 |  |  | 0.16391 |  | 0.17338 | 708 |  |  | 0.16062 | 62.7042 | 0.16475 | 684 | 17 | 20 | 1.1093 | 0.18183 | 11772 | 0.0032902 | 0.021211 | 0.0065162 | 0.0062993 | 0.0072286 | 0.0090632 | 0.0095882 | -0.0083248 | -0.0014626 | 0.0032902 | 0.0080429 | 0.014905 | 0.0089235 | 0.016183 | 0.021211 | 0.026239 | 0.033499
Residential | 100 | 2014-05-14 | Per Device | 2 | Residential¦100¦41773¦Per Device¦2 |  |  | 0.48571 |  | 0.44437 | 685 |  |  | 0.50044 | 62.9841 | 0.46188 | 668 | 17 | 20 | 1.0626 | 0.51613 | 10623 | -0.014735 | 0.015682 | 0.016979 | 0.017871 | 0.018042 | 0.02465 | 0.025394 | -0.046326 | -0.027662 | -0.014735 | -0.0018088 | 0.016855 | -0.016862 | 0.0023655 | 0.015682 | 0.028999 | 0.048226
Residential | 100 | 2014-05-14 | Per Ton | 2 | Residential¦100¦41773¦Per Ton¦2 |  |  | 0.13383 |  | 0.12244 | 685 |  |  | 0.13789 | 62.9841 | 0.12726 | 668 | 17 | 20 | 1.0626 | 0.14221 | 10623 | -0.0040601 | 0.004321 | 0.0046782 | 0.004924 | 0.0049712 | 0.006792 | 0.006997 | -0.012764 | -0.0076219 | -0.0040601 | -0.0004984 | 0.0046442 | -0.004646 | 0.0006518 | 0.004321 | 0.0079903 | 0.013288
All | All | 2014-05-14 | Per Device | 3 | All¦All¦41773¦Per Device¦3 |  |  | 0.66843 |  | 1.5558 | 2832 |  |  | 0.69039 | 64.886 | 2.0967 | 2796 | 17 | 20 | 1.0941 | 0.73132 | 27058 | -0.021966 | 0.040922 | 0.029235 | 0.039653 | 0.031985 | 0.049265 | 0.050945 | -0.085102 | -0.047801 | -0.021966 | 0.003868 | 0.041169 | -0.024367 | 0.014206 | 0.040922 | 0.067638 | 0.10621
All | All | 2014-05-14 | Per Ton | 3 | All¦All¦41773¦Per Ton¦3 |  |  | 0.18258 |  | 0.42496 | 2832 |  |  | 0.18858 | 64.886 | 0.57272 | 2796 | 17 | 20 | 1.0941 | 0.19976 | 27058 | -0.0060001 | 0.011178 | 0.0079855 | 0.010831 | 0.0087368 | 0.013457 | 0.013916 | -0.023245 | -0.013057 | -0.0060001 | 0.0010565 | 0.011245 | -0.0066558 | 0.0038804 | 0.011178 | 0.018475 | 0.029011
Non-Residential | All | 2014-05-14 | Per Device | 3 | Non-Residential¦All¦41773¦Per Device¦3 |  |  | 1.1598 |  | 2.0372 | 1439 |  |  | 1.1988 | 65.9971 | 2.8378 | 1444 | 17 | 20 | 1.0751 | 1.2469 | 4663 | -0.038967 | 0.048178 | 0.053704 | 0.074678 | 0.057739 | 0.091983 | 0.094396 | -0.15685 | -0.087203 | -0.038967 | 0.0092694 | 0.078915 | -0.072795 | -0.0013232 | 0.048178 | 0.09768 | 0.16915
Non-Residential | All | 2014-05-14 | Per Ton | 3 | Non-Residential¦All¦41773¦Per Ton¦3 |  |  | 0.29887 |  | 0.52496 | 1439 |  |  | 0.30891 | 65.9971 | 0.73126 | 1444 | 17 | 20 | 1.0751 | 0.32132 | 4663 | -0.010041 | 0.012415 | 0.013839 | 0.019244 | 0.014879 | 0.023703 | 0.024325 | -0.040418 | -0.022471 | -0.010041 | 0.0023886 | 0.020335 | -0.018758 | -0.000341 | 0.012415 | 0.025171 | 0.043588
Non-Residential | 30 | 2014-05-14 | Per Device | 3 | Non-Residential¦30¦41773¦Per Device¦3 |  |  | 1.0915 |  | 1.7055 | 722 |  |  | 1.2756 | 65.5709 | 2.9265 | 726 | 17 | 20 | 1.0961 | 1.1964 | 1336 | -0.18413 | -0.079281 | 0.063472 | 0.10861 | 0.069569 | 0.1258 | 0.12898 | -0.34535 | -0.2501 | -0.18413 | -0.11816 | -0.022915 | -0.24458 | -0.14692 | -0.079281 | -0.011642 | 0.086017
Non-Residential | 30 | 2014-05-14 | Per Ton | 3 | Non-Residential¦30¦41773¦Per Ton¦3 |  |  | 0.28092 |  | 0.43894 | 722 |  |  | 0.32831 | 65.5709 | 0.75319 | 726 | 17 | 20 | 1.0961 | 0.3079 | 1336 | -0.04739 | -0.020404 | 0.016336 | 0.027953 | 0.017905 | 0.032377 | 0.033196 | -0.088882 | -0.064368 | -0.04739 | -0.030412 | -0.0058977 | -0.062947 | -0.037812 | -0.020404 | -0.0029963 | 0.022138
Non-Residential | 50 | 2014-05-14 | Per Device | 3 | Non-Residential¦50¦41773¦Per Device¦3 |  |  | 1.1911 |  | 2.2 | 717 |  |  | 1.1546 | 66.1783 | 2.7417 | 718 | 17 | 20 | 1.0636 | 1.2668 | 3327 | 0.036461 | 0.11218 | 0.08216 | 0.10232 | 0.087383 | 0.13122 | 0.13455 | -0.13171 | -0.032352 | 0.036461 | 0.10527 | 0.20463 | -0.060254 | 0.041623 | 0.11218 | 0.18274 | 0.28462
Non-Residential | 50 | 2014-05-14 | Per Ton | 3 | Non-Residential¦50¦41773¦Per Ton¦3 |  |  | 0.30711 |  | 0.56725 | 717 |  |  | 0.29771 | 66.1783 | 0.70692 | 718 | 17 | 20 | 1.0636 | 0.32663 | 3327 | 0.0094012 | 0.028926 | 0.021184 | 0.026382 | 0.022531 | 0.033835 | 0.034694 | -0.03396 | -0.0083417 | 0.0094012 | 0.027144 | 0.052762 | -0.015536 | 0.010732 | 0.028926 | 0.047119 | 0.073388
Residential | All | 2014-05-14 | Per Device | 3 | Residential¦All¦41773¦Per Device¦3 |  |  | 0.48528 |  | 0.47633 | 1393 |  |  | 0.49086 | 64.6622 | 0.48289 | 1352 | 17 | 20 | 1.089 | 0.52845 | 22395 | -0.005584 | 0.037587 | 0.012762 | 0.013133 | 0.013898 | 0.018312 | 0.019121 | -0.029052 | -0.015187 | -0.005584 | 0.0040191 | 0.017884 | 0.013082 | 0.027559 | 0.037587 | 0.047614 | 0.062091
Residential | All | 2014-05-14 | Per Ton | 3 | Residential¦All¦41773¦Per Ton¦3 |  |  | 0.13593 |  | 0.13342 | 1393 |  |  | 0.13749 | 64.6622 | 0.13526 | 1352 | 17 | 20 | 1.089 | 0.14802 | 22395 | -0.0015641 | 0.010528 | 0.0035747 | 0.0036785 | 0.0038927 | 0.0051294 | 0.0053558 | -0.0081376 | -0.0042539 | -0.0015641 | 0.0011258 | 0.0050095 | 0.0036642 | 0.0077194 | 0.010528 | 0.013337 | 0.017392
Residential | 50 | 2014-05-14 | Per Device | 3 | Residential¦50¦41773¦Per Device¦3 |  |  | 0.52443 |  | 0.54373 | 708 |  |  | 0.51724 | 64.2307 | 0.50872 | 684 | 17 | 20 | 1.1093 | 0.58177 | 11772 | 0.0071878 | 0.064528 | 0.020435 | 0.019451 | 0.022669 | 0.028212 | 0.02987 | -0.028967 | -0.0076066 | 0.0071878 | 0.021982 | 0.043343 | 0.026248 | 0.048864 | 0.064528 | 0.080192 | 0.10281
Residential | 50 | 2014-05-14 | Per Ton | 3 | Residential¦50¦41773¦Per Ton¦3 |  |  | 0.14925 |  | 0.15474 | 708 |  |  | 0.1472 | 64.2307 | 0.14478 | 684 | 17 | 20 | 1.1093 | 0.16557 | 11772 | 0.0020456 | 0.018364 | 0.0058155 | 0.0055357 | 0.0064514 | 0.008029 | 0.0085008 | -0.0082439 | -0.0021648 | 0.0020456 | 0.006256 | 0.012335 | 0.00747 | 0.013906 | 0.018364 | 0.022822 | 0.029258
Residential | 100 | 2014-05-14 | Per Device | 3 | Residential¦100¦41773¦Per Device¦3 |  |  | 0.44334 |  | 0.39409 | 685 |  |  | 0.46289 | 65.1498 | 0.45507 | 668 | 17 | 20 | 1.0626 | 0.4711 | 10623 | -0.019553 | 0.0082117 | 0.015057 | 0.017607 | 0.016 | 0.023168 | 0.023791 | -0.049243 | -0.031702 | -0.019553 | -0.0074035 | 0.010138 | -0.022278 | -0.0042644 | 0.0082117 | 0.020688 | 0.038701
Residential | 100 | 2014-05-14 | Per Ton | 3 | Residential¦100¦41773¦Per Ton¦3 |  |  | 0.12216 |  | 0.10859 | 685 |  |  | 0.12754 | 65.1498 | 0.12539 | 668 | 17 | 20 | 1.0626 | 0.12981 | 10623 | -0.0053874 | 0.0022626 | 0.0041489 | 0.0048514 | 0.0044087 | 0.0063835 | 0.0065553 | -0.013568 | -0.0087349 | -0.0053874 | -0.0020399 | 0.0027933 | -0.0061384 | -0.001175 | 0.0022626 | 0.0057003 | 0.010664
All | All | 2014-05-14 | Per Device | 4 | All¦All¦41773¦Per Device¦4 |  |  | 0.64419 |  | 1.5248 | 2832 |  |  | 0.66674 | 63.71 | 2.0772 | 2796 | 17 | 20 | 1.0941 | 0.70479 | 27058 | -0.022558 | 0.03805 | 0.028653 | 0.039283 | 0.031349 | 0.048622 | 0.050258 | -0.08487 | -0.048056 | -0.022558 | 0.0029399 | 0.039754 | -0.026359 | 0.011694 | 0.03805 | 0.064405 | 0.10246
All | All | 2014-05-14 | Per Ton | 4 | All¦All¦41773¦Per Ton¦4 |  |  | 0.17596 |  | 0.4165 | 2832 |  |  | 0.18212 | 63.71 | 0.56738 | 2796 | 17 | 20 | 1.0941 | 0.19251 | 27058 | -0.0061617 | 0.010393 | 0.0078265 | 0.01073 | 0.0085628 | 0.013281 | 0.013728 | -0.023182 | -0.013126 | -0.0061617 | 0.000803 | 0.010859 | -0.0071999 | 0.0031943 | 0.010393 | 0.017592 | 0.027987
Non-Residential | All | 2014-05-14 | Per Device | 4 | Non-Residential¦All¦41773¦Per Device¦4 |  |  | 1.1446 |  | 1.9976 | 1439 |  |  | 1.1868 | 65.2143 | 2.8222 | 1444 | 17 | 20 | 1.0751 | 1.2306 | 4663 | -0.042197 | 0.043807 | 0.05266 | 0.074268 | 0.056617 | 0.091043 | 0.093387 | -0.15887 | -0.08994 | -0.042197 | 0.005546 | 0.074479 | -0.075873 | -0.0051652 | 0.043807 | 0.09278 | 0.16349
Non-Residential | All | 2014-05-14 | Per Ton | 4 | Non-Residential¦All¦41773¦Per Ton¦4 |  |  | 0.29495 |  | 0.51476 | 1439 |  |  | 0.30583 | 65.2143 | 0.72724 | 1444 | 17 | 20 | 1.0751 | 0.31712 | 4663 | -0.010874 | 0.011288 | 0.01357 | 0.019138 | 0.014589 | 0.023461 | 0.024065 | -0.04094 | -0.023176 | -0.010874 | 0.0014291 | 0.019192 | -0.019552 | -0.001331 | 0.011288 | 0.023908 | 0.042129
Non-Residential | 30 | 2014-05-14 | Per Device | 4 | Non-Residential¦30¦41773¦Per Device¦4 |  |  | 1.0803 |  | 1.685 | 722 |  |  | 1.2646 | 64.6315 | 2.9435 | 726 | 17 | 20 | 1.0961 | 1.1841 | 1336 | -0.18426 | -0.080483 | 0.062708 | 0.10924 | 0.068732 | 0.12596 | 0.12907 | -0.34569 | -0.25032 | -0.18426 | -0.11821 | -0.022836 | -0.24589 | -0.14817 | -0.080483 | -0.012801 | 0.084921
Non-Residential | 30 | 2014-05-14 | Per Ton | 4 | Non-Residential¦30¦41773¦Per Ton¦4 |  |  | 0.27804 |  | 0.43366 | 722 |  |  | 0.32546 | 64.6315 | 0.75756 | 726 | 17 | 20 | 1.0961 | 0.30475 | 1336 | -0.047423 | -0.020714 | 0.016139 | 0.028116 | 0.017689 | 0.032418 | 0.033217 | -0.088969 | -0.064423 | -0.047423 | -0.030423 | -0.0058773 | -0.063284 | -0.038133 | -0.020714 | -0.0032946 | 0.021856
Non-Residential | 50 | 2014-05-14 | Per Device | 4 | Non-Residential¦50¦41773¦Per Device¦4 |  |  | 1.1739 |  | 2.1509 | 717 |  |  | 1.1422 | 65.4621 | 2.7041 | 718 | 17 | 20 | 1.0636 | 1.2485 | 3327 | 0.031642 | 0.10627 | 0.080327 | 0.10092 | 0.085434 | 0.12898 | 0.13222 | -0.13366 | -0.035997 | 0.031642 | 0.099281 | 0.19694 | -0.063181 | 0.036933 | 0.10627 | 0.17561 | 0.27572
Non-Residential | 50 | 2014-05-14 | Per Ton | 4 | Non-Residential¦50¦41773¦Per Ton¦4 |  |  | 0.30267 |  | 0.5546 | 717 |  |  | 0.29451 | 65.4621 | 0.69724 | 718 | 17 | 20 | 1.0636 | 0.32192 | 3327 | 0.0081586 | 0.027401 | 0.020712 | 0.026021 | 0.022029 | 0.033258 | 0.034093 | -0.034463 | -0.0092817 | 0.0081586 | 0.025599 | 0.05078 | -0.016291 | 0.0095228 | 0.027401 | 0.04528 | 0.071093
Residential | All | 2014-05-14 | Per Device | 4 | Residential¦All¦41773¦Per Device¦4 |  |  | 0.45726 |  | 0.44157 | 1393 |  |  | 0.4624 | 63.4071 | 0.40754 | 1352 | 17 | 20 | 1.089 | 0.49794 | 22395 | -0.0051344 | 0.035544 | 0.011831 | 0.011083 | 0.012884 | 0.016212 | 0.016995 | -0.025911 | -0.013636 | -0.0051344 | 0.003367 | 0.015642 | 0.013764 | 0.026632 | 0.035544 | 0.044456 | 0.057324
Residential | All | 2014-05-14 | Per Ton | 4 | Residential¦All¦41773¦Per Ton¦4 |  |  | 0.12808 |  | 0.12369 | 1393 |  |  | 0.12952 | 63.4071 | 0.11415 | 1352 | 17 | 20 | 1.089 | 0.13947 | 22395 | -0.0014382 | 0.009956 | 0.0033139 | 0.0031045 | 0.0036087 | 0.0045409 | 0.0047604 | -0.0072576 | -0.0038194 | -0.0014382 | 0.0009431 | 0.0043813 | 0.0038553 | 0.0074596 | 0.009956 | 0.012452 | 0.016057
Residential | 50 | 2014-05-14 | Per Device | 4 | Residential¦50¦41773¦Per Device¦4 |  |  | 0.49436 |  | 0.49805 | 708 |  |  | 0.48352 | 62.8091 | 0.43348 | 684 | 17 | 20 | 1.1093 | 0.54842 | 11772 | 0.010844 | 0.064896 | 0.018718 | 0.016574 | 0.020765 | 0.025001 | 0.026568 | -0.021197 | -0.0022669 | 0.010844 | 0.023955 | 0.042884 | 0.030848 | 0.050964 | 0.064896 | 0.078829 | 0.098945
Residential | 50 | 2014-05-14 | Per Ton | 4 | Residential¦50¦41773¦Per Ton¦4 |  |  | 0.14069 |  | 0.14174 | 708 |  |  | 0.13761 | 62.8091 | 0.12336 | 684 | 17 | 20 | 1.1093 | 0.15608 | 11772 | 0.0030861 | 0.018469 | 0.005327 | 0.0047169 | 0.0059094 | 0.0071152 | 0.0075611 | -0.0060325 | -0.0006452 | 0.0030861 | 0.0068173 | 0.012205 | 0.0087791 | 0.014504 | 0.018469 | 0.022434 | 0.028159
Residential | 100 | 2014-05-14 | Per Device | 4 | Residential¦100¦41773¦Per Device¦4 |  |  | 0.41753 |  | 0.37359 | 685 |  |  | 0.44005 | 64.0828 | 0.37945 | 668 | 17 | 20 | 1.0626 | 0.44368 | 10623 | -0.022519 | 0.0036288 | 0.014274 | 0.014681 | 0.015168 | 0.020477 | 0.021109 | -0.048761 | -0.033257 | -0.022519 | -0.011781 | 0.0037227 | -0.023424 | -0.0074411 | 0.0036288 | 0.014699 | 0.030682
Residential | 100 | 2014-05-14 | Per Ton | 4 | Residential¦100¦41773¦Per Ton¦4 |  |  | 0.11505 |  | 0.10294 | 685 |  |  | 0.12125 | 64.0828 | 0.10455 | 668 | 17 | 20 | 1.0626 | 0.12225 | 10623 | -0.0062049 | 0.0009999 | 0.0039331 | 0.0040452 | 0.0041794 | 0.0056421 | 0.0058165 | -0.013435 | -0.0091636 | -0.0062049 | -0.0032462 | 0.0010257 | -0.0064542 | -0.0020503 | 0.0009999 | 0.00405 | 0.0084539
All | All | 2014-05-14 | Per Device | 5 | All¦All¦41773¦Per Device¦5 |  |  | 0.64606 |  | 1.6464 | 2832 |  |  | 0.65745 | 63.476 | 2.0594 | 2796 | 17 | 20 | 1.0941 | 0.70685 | 27058 | -0.011387 | 0.049397 | 0.030938 | 0.038947 | 0.033849 | 0.04974 | 0.051601 | -0.075131 | -0.03747 | -0.011387 | 0.014697 | 0.052357 | -0.016731 | 0.022338 | 0.049397 | 0.076457 | 0.11553
All | All | 2014-05-14 | Per Ton | 5 | All¦All¦41773¦Per Ton¦5 |  |  | 0.17647 |  | 0.44972 | 2832 |  |  | 0.17958 | 63.476 | 0.56253 | 2796 | 17 | 20 | 1.0941 | 0.19307 | 27058 | -0.0031103 | 0.013493 | 0.0084508 | 0.010638 | 0.0092458 | 0.013586 | 0.014095 | -0.020522 | -0.010235 | -0.0031103 | 0.0040144 | 0.014301 | -0.0045702 | 0.0061016 | 0.013493 | 0.020884 | 0.031556
Non-Residential | All | 2014-05-14 | Per Device | 5 | Non-Residential¦All¦41773¦Per Device¦5 |  |  | 1.1783 |  | 2.19 | 1439 |  |  | 1.1807 | 65.0761 | 2.7997 | 1444 | 17 | 20 | 1.0751 | 1.2669 | 4663 | -0.0023635 | 0.086173 | 0.057731 | 0.073677 | 0.062068 | 0.093601 | 0.096337 | -0.12232 | -0.051448 | -0.0023635 | 0.046721 | 0.11759 | -0.037288 | 0.035654 | 0.086173 | 0.13669 | 0.20963
Non-Residential | All | 2014-05-14 | Per Ton | 5 | Non-Residential¦All¦41773¦Per Ton¦5 |  |  | 0.30364 |  | 0.56433 | 1439 |  |  | 0.30425 | 65.0761 | 0.72145 | 1444 | 17 | 20 | 1.0751 | 0.32645 | 4663 | -0.000609 | 0.022206 | 0.014877 | 0.018986 | 0.015994 | 0.02412 | 0.024825 | -0.03152 | -0.013258 | -0.000609 | 0.012039 | 0.030302 | -0.0096086 | 0.0091876 | 0.022206 | 0.035224 | 0.05402
Non-Residential | 30 | 2014-05-14 | Per Device | 5 | Non-Residential¦30¦41773¦Per Device¦5 |  |  | 1.0915 |  | 1.7506 | 722 |  |  | 1.2944 | 64.3111 | 3.0636 | 726 | 17 | 20 | 1.0961 | 1.1964 | 1336 | -0.20291 | -0.098055 | 0.06515 | 0.1137 | 0.071409 | 0.13104 | 0.13426 | -0.37085 | -0.27163 | -0.20291 | -0.13419 | -0.034971 | -0.27012 | -0.16846 | -0.098055 | -0.027647 | 0.074012
Non-Residential | 30 | 2014-05-14 | Per Ton | 5 | Non-Residential¦30¦41773¦Per Ton¦5 |  |  | 0.28093 |  | 0.45055 | 722 |  |  | 0.33315 | 64.3111 | 0.78847 | 726 | 17 | 20 | 1.0961 | 0.30791 | 1336 | -0.052223 | -0.025236 | 0.016768 | 0.029263 | 0.018378 | 0.033726 | 0.034556 | -0.095445 | -0.069909 | -0.052223 | -0.034537 | -0.0090005 | -0.069521 | -0.043357 | -0.025236 | -0.0071154 | 0.019048
Non-Residential | 50 | 2014-05-14 | Per Device | 5 | Non-Residential¦50¦41773¦Per Device¦5 |  |  | 1.2191 |  | 2.4046 | 717 |  |  | 1.1175 | 65.4013 | 2.5767 | 718 | 17 | 20 | 1.0636 | 1.2966 | 3327 | 0.10156 | 0.17906 | 0.0898 | 0.09616 | 0.095509 | 0.13157 | 0.13553 | -0.067059 | 0.03256 | 0.10156 | 0.17055 | 0.27017 | 0.0053672 | 0.10798 | 0.17906 | 0.25013 | 0.35275
Non-Residential | 50 | 2014-05-14 | Per Ton | 5 | Non-Residential¦50¦41773¦Per Ton¦5 |  |  | 0.31432 |  | 0.62 | 717 |  |  | 0.28814 | 65.4013 | 0.66437 | 718 | 17 | 20 | 1.0636 | 0.33431 | 3327 | 0.026185 | 0.046169 | 0.023154 | 0.024794 | 0.024626 | 0.033925 | 0.034946 | -0.017291 | 0.0083953 | 0.026185 | 0.043975 | 0.069661 | 0.0013839 | 0.027843 | 0.046169 | 0.064494 | 0.090954
Residential | All | 2014-05-14 | Per Device | 5 | Residential¦All¦41773¦Per Device¦5 |  |  | 0.44683 |  | 0.39923 | 1393 |  |  | 0.45178 | 63.1538 | 0.38262 | 1352 | 17 | 20 | 1.089 | 0.48658 | 22395 | -0.0049548 | 0.034796 | 0.010697 | 0.010406 | 0.011648 | 0.014923 | 0.015619 | -0.02408 | -0.012781 | -0.0049548 | 0.0028709 | 0.01417 | 0.014778 | 0.026605 | 0.034796 | 0.042986 | 0.054813
Residential | All | 2014-05-14 | Per Ton | 5 | Residential¦All¦41773¦Per Ton¦5 |  |  | 0.12516 |  | 0.11182 | 1393 |  |  | 0.12655 | 63.1538 | 0.10717 | 1352 | 17 | 20 | 1.089 | 0.13629 | 22395 | -0.0013878 | 0.0097463 | 0.0029961 | 0.0029147 | 0.0032627 | 0.00418 | 0.004375 | -0.0067447 | -0.0035798 | -0.0013878 | 0.0008041 | 0.003969 | 0.0041395 | 0.007452 | 0.0097463 | 0.012041 | 0.015353
Residential | 50 | 2014-05-14 | Per Device | 5 | Residential¦50¦41773¦Per Device¦5 |  |  | 0.48295 |  | 0.44115 | 708 |  |  | 0.46799 | 62.4772 | 0.40464 | 684 | 17 | 20 | 1.1093 | 0.53575 | 11772 | 0.014954 | 0.067759 | 0.016579 | 0.015472 | 0.018392 | 0.022677 | 0.024034 | -0.014108 | 0.0030623 | 0.014954 | 0.026846 | 0.044016 | 0.036958 | 0.055155 | 0.067759 | 0.080362 | 0.09856
Residential | 50 | 2014-05-14 | Per Ton | 5 | Residential¦50¦41773¦Per Ton¦5 |  |  | 0.13744 |  | 0.12555 | 708 |  |  | 0.13319 | 62.4772 | 0.11516 | 684 | 17 | 20 | 1.1093 | 0.15247 | 11772 | 0.0042559 | 0.019284 | 0.0047184 | 0.0044032 | 0.0052343 | 0.0064537 | 0.00684 | -0.004015 | 0.0008715 | 0.0042559 | 0.0076402 | 0.012527 | 0.010518 | 0.015697 | 0.019284 | 0.022871 | 0.02805
Residential | 100 | 2014-05-14 | Per Device | 5 | Residential¦100¦41773¦Per Device¦5 |  |  | 0.40815 |  | 0.34966 | 685 |  |  | 0.43468 | 63.9183 | 0.35909 | 668 | 17 | 20 | 1.0626 | 0.43371 | 10623 | -0.026538 | -0.0009778 | 0.01336 | 0.013894 | 0.014196 | 0.019275 | 0.019864 | -0.05124 | -0.036646 | -0.026538 | -0.01643 | -0.0018364 | -0.026434 | -0.011394 | -0.0009778 | 0.0094388 | 0.024479
Residential | 100 | 2014-05-14 | Per Ton | 5 | Residential¦100¦41773¦Per Ton¦5 |  |  | 0.11246 |  | 0.096344 | 685 |  |  | 0.11977 | 63.9183 | 0.098942 | 668 | 17 | 20 | 1.0626 | 0.1195 | 10623 | -0.0073122 | -0.0002694 | 0.0036811 | 0.0038282 | 0.0039116 | 0.0053109 | 0.0054732 | -0.014118 | -0.010097 | -0.0073122 | -0.0045272 | -0.000506 | -0.0072836 | -0.0031396 | -0.0002694 | 0.0026007 | 0.0067448
All | All | 2014-05-14 | Per Device | 6 | All¦All¦41773¦Per Device¦6 |  |  | 0.69909 |  | 1.7714 | 2832 |  |  | 0.73545 | 69.4074 | 2.3556 | 2796 | 17 | 20 | 1.0941 | 0.76487 | 27058 | -0.036358 | 0.029415 | 0.033287 | 0.044548 | 0.036418 | 0.055611 | 0.05754 | -0.10763 | -0.065521 | -0.036358 | -0.0071958 | 0.03491 | -0.044325 | -0.0007588 | 0.029415 | 0.059589 | 0.10316
All | All | 2014-05-14 | Per Ton | 6 | All¦All¦41773¦Per Ton¦6 |  |  | 0.19096 |  | 0.48386 | 2832 |  |  | 0.20089 | 69.4074 | 0.64343 | 2796 | 17 | 20 | 1.0941 | 0.20892 | 27058 | -0.0099312 | 0.0080348 | 0.0090923 | 0.012168 | 0.0099477 | 0.01519 | 0.015717 | -0.029398 | -0.017897 | -0.0099312 | -0.0019655 | 0.0095357 | -0.012108 | -0.0002073 | 0.0080348 | 0.016277 | 0.028177
Non-Residential | All | 2014-05-14 | Per Device | 6 | Non-Residential¦All¦41773¦Per Device¦6 |  |  | 1.2591 |  | 2.3594 | 1439 |  |  | 1.3175 | 70.2555 | 3.2102 | 1444 | 17 | 20 | 1.0751 | 1.3537 | 4663 | -0.058442 | 0.03616 | 0.062198 | 0.084479 | 0.066872 | 0.10491 | 0.10774 | -0.19289 | -0.11346 | -0.058442 | -0.0034292 | 0.076001 | -0.10192 | -0.02034 | 0.03616 | 0.092661 | 0.17424
Non-Residential | All | 2014-05-14 | Per Ton | 6 | Non-Residential¦All¦41773¦Per Ton¦6 |  |  | 0.32444 |  | 0.608 | 1439 |  |  | 0.3395 | 70.2555 | 0.82723 | 1444 | 17 | 20 | 1.0751 | 0.34882 | 4663 | -0.01506 | 0.0093181 | 0.016028 | 0.021769 | 0.017232 | 0.027033 | 0.027764 | -0.049704 | -0.029236 | -0.01506 | -0.0008836 | 0.019585 | -0.026263 | -0.0052414 | 0.0093181 | 0.023877 | 0.044899
Non-Residential | 30 | 2014-05-14 | Per Device | 6 | Non-Residential¦30¦41773¦Per Device¦6 |  |  | 1.1969 |  | 2.0821 | 722 |  |  | 1.3866 | 69.6112 | 3.2791 | 726 | 17 | 20 | 1.0961 | 1.3119 | 1336 | -0.18971 | -0.074728 | 0.077486 | 0.1217 | 0.08493 | 0.14427 | 0.1484 | -0.3746 | -0.26536 | -0.18971 | -0.11405 | -0.0048148 | -0.26491 | -0.15255 | -0.074728 | 0.0030951 | 0.11546
Non-Residential | 30 | 2014-05-14 | Per Ton | 6 | Non-Residential¦30¦41773¦Per Ton¦6 |  |  | 0.30805 |  | 0.53586 | 722 |  |  | 0.35688 | 69.6112 | 0.84394 | 726 | 17 | 20 | 1.0961 | 0.33765 | 1336 | -0.048825 | -0.019233 | 0.019942 | 0.031321 | 0.021858 | 0.037131 | 0.038194 | -0.09641 | -0.068296 | -0.048825 | -0.029353 | -0.0012392 | -0.068181 | -0.039262 | -0.019233 | 0.0007966 | 0.029715
Non-Residential | 50 | 2014-05-14 | Per Device | 6 | Non-Residential¦50¦41773¦Per Device¦6 |  |  | 1.2868 |  | 2.4938 | 717 |  |  | 1.2769 | 70.5295 | 3.1241 | 718 | 17 | 20 | 1.0636 | 1.3686 | 3327 | 0.0099021 | 0.091711 | 0.093133 | 0.11659 | 0.099054 | 0.14922 | 0.15299 | -0.18133 | -0.06835 | 0.0099021 | 0.088154 | 0.20114 | -0.10435 | 0.011484 | 0.091711 | 0.17194 | 0.28777
Non-Residential | 50 | 2014-05-14 | Per Ton | 6 | Non-Residential¦50¦41773¦Per Ton¦6 |  |  | 0.33179 |  | 0.64301 | 717 |  |  | 0.32924 | 70.5295 | 0.80553 | 718 | 17 | 20 | 1.0636 | 0.35288 | 3327 | 0.0025532 | 0.023647 | 0.024014 | 0.030062 | 0.025541 | 0.038476 | 0.039447 | -0.046756 | -0.017624 | 0.0025532 | 0.02273 | 0.051862 | -0.026906 | 0.0029611 | 0.023647 | 0.044333 | 0.0742
Residential | All | 2014-05-14 | Per Device | 6 | Residential¦All¦41773¦Per Device¦6 |  |  | 0.4897 |  | 0.43605 | 1393 |  |  | 0.5067 | 69.2366 | 0.43761 | 1352 | 17 | 20 | 1.089 | 0.53327 | 22395 | -0.016994 | 0.026571 | 0.011683 | 0.011901 | 0.012723 | 0.016678 | 0.017421 | -0.038367 | -0.025739 | -0.016994 | -0.008248 | 0.0043794 | 0.0042441 | 0.017435 | 0.026571 | 0.035706 | 0.048897
Residential | All | 2014-05-14 | Per Ton | 6 | Residential¦All¦41773¦Per Ton¦6 |  |  | 0.13717 |  | 0.12214 | 1393 |  |  | 0.14193 | 69.2366 | 0.12257 | 1352 | 17 | 20 | 1.089 | 0.14937 | 22395 | -0.00476 | 0.0074425 | 0.0032725 | 0.0033336 | 0.0035636 | 0.0046714 | 0.0048798 | -0.010747 | -0.0072097 | -0.00476 | -0.0023103 | 0.0012267 | 0.0011888 | 0.0048835 | 0.0074425 | 0.010001 | 0.013696
Residential | 50 | 2014-05-14 | Per Device | 6 | Residential¦50¦41773¦Per Device¦6 |  |  | 0.53183 |  | 0.46801 | 708 |  |  | 0.53134 | 68.5831 | 0.44035 | 684 | 17 | 20 | 1.1093 | 0.58998 | 11772 | 0.0004959 | 0.058645 | 0.017589 | 0.016837 | 0.019512 | 0.024348 | 0.025772 | -0.030708 | -0.012273 | 0.0004959 | 0.013264 | 0.0317 | 0.025617 | 0.04513 | 0.058645 | 0.07216 | 0.091674
Residential | 50 | 2014-05-14 | Per Ton | 6 | Residential¦50¦41773¦Per Ton¦6 |  |  | 0.15136 |  | 0.13319 | 708 |  |  | 0.15121 | 68.5831 | 0.12532 | 684 | 17 | 20 | 1.1093 | 0.16791 | 11772 | 0.0001411 | 0.01669 | 0.0050057 | 0.0047917 | 0.005553 | 0.0069294 | 0.0073346 | -0.0087393 | -0.0034927 | 0.0001411 | 0.0037749 | 0.0090215 | 0.0072905 | 0.012844 | 0.01669 | 0.020536 | 0.02609
Residential | 100 | 2014-05-14 | Per Device | 6 | Residential¦100¦41773¦Per Device¦6 |  |  | 0.44455 |  | 0.39873 | 685 |  |  | 0.4806 | 69.975 | 0.43474 | 668 | 17 | 20 | 1.0626 | 0.47239 | 10623 | -0.03605 | -0.0082093 | 0.015235 | 0.01682 | 0.016189 | 0.022694 | 0.023345 | -0.065133 | -0.047951 | -0.03605 | -0.024149 | -0.0069658 | -0.038128 | -0.020452 | -0.0082093 | 0.004033 | 0.021709
Residential | 100 | 2014-05-14 | Per Ton | 6 | Residential¦100¦41773¦Per Ton¦6 |  |  | 0.12249 |  | 0.10987 | 685 |  |  | 0.13242 | 69.975 | 0.11979 | 668 | 17 | 20 | 1.0626 | 0.13016 | 10623 | -0.009933 | -0.002262 | 0.0041978 | 0.0046346 | 0.0044607 | 0.0062531 | 0.0064325 | -0.017947 | -0.013212 | -0.009933 | -0.0066539 | -0.0019193 | -0.010506 | -0.0056352 | -0.002262 | 0.0011112 | 0.0059816
All | All | 2014-05-14 | Per Device | 7 | All¦All¦41773¦Per Device¦7 |  |  | 0.80188 |  | 2.2145 | 2832 |  |  | 0.83816 | 77.522 | 2.7816 | 2796 | 17 | 20 | 1.0941 | 0.87732 | 27058 | -0.036287 | 0.039156 | 0.041613 | 0.052604 | 0.045528 | 0.067073 | 0.06957 | -0.12225 | -0.07146 | -0.036287 | -0.0011139 | 0.049671 | -0.050001 | 0.0026739 | 0.039156 | 0.075639 | 0.12831
All | All | 2014-05-14 | Per Ton | 7 | All¦All¦41773¦Per Ton¦7 |  |  | 0.21903 |  | 0.60489 | 2832 |  |  | 0.22894 | 77.522 | 0.75978 | 2796 | 17 | 20 | 1.0941 | 0.23964 | 27058 | -0.0099118 | 0.010696 | 0.011367 | 0.014369 | 0.012436 | 0.018321 | 0.019003 | -0.033391 | -0.019519 | -0.0099118 | -0.0003043 | 0.013567 | -0.013658 | 0.0007304 | 0.010696 | 0.020661 | 0.035049
Non-Residential | All | 2014-05-14 | Per Device | 7 | Non-Residential¦All¦41773¦Per Device¦7 |  |  | 1.4483 |  | 2.9936 | 1439 |  |  | 1.4851 | 77.5329 | 3.8179 | 1444 | 17 | 20 | 1.0751 | 1.5571 | 4663 | -0.036838 | 0.071984 | 0.078915 | 0.10047 | 0.084845 | 0.12776 | 0.1315 | -0.20057 | -0.10383 | -0.036838 | 0.030159 | 0.12689 | -0.096544 | 0.0030236 | 0.071984 | 0.14094 | 0.24051
Non-Residential | All | 2014-05-14 | Per Ton | 7 | Non-Residential¦All¦41773¦Per Ton¦7 |  |  | 0.37321 |  | 0.77141 | 1439 |  |  | 0.3827 | 77.5329 | 0.98383 | 1444 | 17 | 20 | 1.0751 | 0.40125 | 4663 | -0.0094927 | 0.018549 | 0.020335 | 0.02589 | 0.021863 | 0.032922 | 0.033887 | -0.051683 | -0.026757 | -0.0094927 | 0.0077715 | 0.032698 | -0.024878 | 0.0007792 | 0.018549 | 0.03632 | 0.061977
Non-Residential | 30 | 2014-05-14 | Per Device | 7 | Non-Residential¦30¦41773¦Per Device¦7 |  |  | 1.4359 |  | 3.1088 | 722 |  |  | 1.5681 | 77.2528 | 4.0892 | 726 | 17 | 20 | 1.0961 | 1.5739 | 1336 | -0.13219 | 0.0057506 | 0.1157 | 0.15176 | 0.12681 | 0.19083 | 0.19777 | -0.37675 | -0.23226 | -0.13219 | -0.032114 | 0.11238 | -0.2477 | -0.09796 | 0.0057506 | 0.10946 | 0.2592
Non-Residential | 30 | 2014-05-14 | Per Ton | 7 | Non-Residential¦30¦41773¦Per Ton¦7 |  |  | 0.36956 |  | 0.8001 | 722 |  |  | 0.40358 | 77.2528 | 1.0524 | 726 | 17 | 20 | 1.0961 | 0.40506 | 1336 | -0.034021 | 0.00148 | 0.029777 | 0.039059 | 0.032637 | 0.049115 | 0.0509 | -0.096964 | -0.059777 | -0.034021 | -0.0082651 | 0.028922 | -0.063751 | -0.025212 | 0.00148 | 0.028172 | 0.066711
Non-Residential | 50 | 2014-05-14 | Per Device | 7 | Non-Residential¦50¦41773¦Per Device¦7 |  |  | 1.4498 |  | 2.8834 | 717 |  |  | 1.4368 | 77.652 | 3.5857 | 718 | 17 | 20 | 1.0636 | 1.5419 | 3327 | 0.012993 | 0.10516 | 0.10768 | 0.13382 | 0.11453 | 0.17176 | 0.17614 | -0.20713 | -0.077079 | 0.012993 | 0.10307 | 0.23312 | -0.12056 | 0.012797 | 0.10516 | 0.19753 | 0.33089
Non-Residential | 50 | 2014-05-14 | Per Ton | 7 | Non-Residential¦50¦41773¦Per Ton¦7 |  |  | 0.37381 |  | 0.74346 | 717 |  |  | 0.37046 | 77.652 | 0.92456 | 718 | 17 | 20 | 1.0636 | 0.39758 | 3327 | 0.0033503 | 0.027116 | 0.027765 | 0.034504 | 0.02953 | 0.044288 | 0.045416 | -0.053407 | -0.019874 | 0.0033503 | 0.026575 | 0.060108 | -0.031087 | 0.0032996 | 0.027116 | 0.050931 | 0.085318
Residential | All | 2014-05-14 | Per Device | 7 | Residential¦All¦41773¦Per Device¦7 |  |  | 0.5601 |  | 0.50204 | 1393 |  |  | 0.58401 | 77.5198 | 0.45288 | 1352 | 17 | 20 | 1.089 | 0.60993 | 22395 | -0.023907 | 0.02592 | 0.013451 | 0.012317 | 0.014648 | 0.018238 | 0.019138 | -0.04728 | -0.033471 | -0.023907 | -0.014343 | -0.0005335 | 0.0013938 | 0.015884 | 0.02592 | 0.035956 | 0.050446
Residential | All | 2014-05-14 | Per Ton | 7 | Residential¦All¦41773¦Per Ton¦7 |  |  | 0.15688 |  | 0.14062 | 1393 |  |  | 0.16358 | 77.5198 | 0.12685 | 1352 | 17 | 20 | 1.089 | 0.17084 | 22395 | -0.0066963 | 0.0072602 | 0.0037677 | 0.0034499 | 0.0041029 | 0.0051086 | 0.0053605 | -0.013243 | -0.0093753 | -0.0066963 | -0.0040174 | -0.0001494 | 0.0003904 | 0.0044491 | 0.0072602 | 0.010071 | 0.01413
Residential | 50 | 2014-05-14 | Per Device | 7 | Residential¦50¦41773¦Per Device¦7 |  |  | 0.61576 |  | 0.5671 | 708 |  |  | 0.61883 | 76.8202 | 0.45669 | 684 | 17 | 20 | 1.1093 | 0.68309 | 11772 | -0.0030709 | 0.064255 | 0.021313 | 0.017462 | 0.023643 | 0.027553 | 0.029393 | -0.038381 | -0.01752 | -0.0030709 | 0.011378 | 0.032239 | 0.026587 | 0.048842 | 0.064255 | 0.079669 | 0.10192
Residential | 50 | 2014-05-14 | Per Ton | 7 | Residential¦50¦41773¦Per Ton¦7 |  |  | 0.17524 |  | 0.16139 | 708 |  |  | 0.17612 | 76.8202 | 0.12997 | 684 | 17 | 20 | 1.1093 | 0.1944 | 11772 | -0.000874 | 0.018287 | 0.0060655 | 0.0049696 | 0.0067287 | 0.0078414 | 0.0083649 | -0.010923 | -0.004986 | -0.000874 | 0.003238 | 0.0091751 | 0.0075665 | 0.0139 | 0.018287 | 0.022673 | 0.029007
Residential | 100 | 2014-05-14 | Per Device | 7 | Residential¦100¦41773¦Per Device¦7 |  |  | 0.50038 |  | 0.42135 | 685 |  |  | 0.54706 | 78.3102 | 0.44831 | 668 | 17 | 20 | 1.0626 | 0.53171 | 10623 | -0.04668 | -0.015343 | 0.016099 | 0.017346 | 0.017107 | 0.023665 | 0.024363 | -0.077008 | -0.05909 | -0.04668 | -0.034269 | -0.016351 | -0.046565 | -0.028119 | -0.015343 | -0.0025677 | 0.015879
Residential | 100 | 2014-05-14 | Per Ton | 7 | Residential¦100¦41773¦Per Ton¦7 |  |  | 0.13787 |  | 0.1161 | 685 |  |  | 0.15073 | 78.3102 | 0.12353 | 668 | 17 | 20 | 1.0626 | 0.14651 | 10623 | -0.012862 | -0.0042277 | 0.0044359 | 0.0047794 | 0.0047137 | 0.0065207 | 0.0067128 | -0.021219 | -0.016281 | -0.012862 | -0.0094425 | -0.0045053 | -0.01283 | -0.0077479 | -0.0042277 | -0.0007075 | 0.0043751
All | All | 2014-05-14 | Per Device | 8 | All¦All¦41773¦Per Device¦8 |  |  | 0.95415 |  | 2.6962 | 2832 |  |  | 0.98861 | 84.5824 | 3.6321 | 2796 | 17 | 20 | 1.0941 | 1.0439 | 27058 | -0.03446 | 0.05531 | 0.050665 | 0.068689 | 0.055431 | 0.085353 | 0.088266 | -0.14384 | -0.079219 | -0.03446 | 0.010299 | 0.074924 | -0.057807 | 0.0090237 | 0.05531 | 0.1016 | 0.16843
All | All | 2014-05-14 | Per Ton | 8 | All¦All¦41773¦Per Ton¦8 |  |  | 0.26062 |  | 0.73646 | 2832 |  |  | 0.27004 | 84.5824 | 0.9921 | 2796 | 17 | 20 | 1.0941 | 0.28515 | 27058 | -0.0094126 | 0.015108 | 0.013839 | 0.018762 | 0.015141 | 0.023314 | 0.02411 | -0.039291 | -0.021639 | -0.0094126 | 0.0028133 | 0.020466 | -0.01579 | 0.0024648 | 0.015108 | 0.027751 | 0.046006
Non-Residential | All | 2014-05-14 | Per Device | 8 | Non-Residential¦All¦41773¦Per Device¦8 |  |  | 1.8549 |  | 3.6067 | 1439 |  |  | 1.9298 | 84.8959 | 4.9782 | 1444 | 17 | 20 | 1.0751 | 1.9943 | 4663 | -0.074855 | 0.064518 | 0.095078 | 0.13101 | 0.10222 | 0.16187 | 0.16617 | -0.2823 | -0.15974 | -0.074855 | 0.010031 | 0.13259 | -0.14844 | -0.022621 | 0.064518 | 0.15166 | 0.27747
Non-Residential | All | 2014-05-14 | Per Ton | 8 | Non-Residential¦All¦41773¦Per Ton¦8 |  |  | 0.47798 |  | 0.92941 | 1439 |  |  | 0.49727 | 84.8959 | 1.2828 | 1444 | 17 | 20 | 1.0751 | 0.5139 | 4663 | -0.019289 | 0.016626 | 0.024501 | 0.033758 | 0.026341 | 0.041712 | 0.04282 | -0.072746 | -0.041163 | -0.019289 | 0.0025849 | 0.034167 | -0.03825 | -0.0058291 | 0.016626 | 0.03908 | 0.071501
Non-Residential | 30 | 2014-05-14 | Per Device | 8 | Non-Residential¦30¦41773¦Per Device¦8 |  |  | 1.8302 |  | 3.5373 | 722 |  |  | 2.0118 | 84.5192 | 5.1097 | 726 | 17 | 20 | 1.0961 | 2.006 | 1336 | -0.18156 | -0.0057413 | 0.13165 | 0.18964 | 0.14429 | 0.23086 | 0.23829 | -0.47741 | -0.30262 | -0.18156 | -0.060495 | 0.1143 | -0.31113 | -0.1307 | -0.0057413 | 0.11922 | 0.29964
Non-Residential | 30 | 2014-05-14 | Per Ton | 8 | Non-Residential¦30¦41773¦Per Ton¦8 |  |  | 0.47104 |  | 0.9104 | 722 |  |  | 0.51777 | 84.5192 | 1.3151 | 726 | 17 | 20 | 1.0961 | 0.51629 | 1336 | -0.046727 | -0.0014776 | 0.033882 | 0.048807 | 0.037136 | 0.059415 | 0.061329 | -0.12287 | -0.077884 | -0.046727 | -0.01557 | 0.029417 | -0.080074 | -0.033639 | -0.0014776 | 0.030683 | 0.077119
Non-Residential | 50 | 2014-05-14 | Per Device | 8 | Non-Residential¦50¦41773¦Per Device¦8 |  |  | 1.8613 |  | 3.608 | 717 |  |  | 1.8802 | 85.056 | 4.8309 | 718 | 17 | 20 | 1.0636 | 1.9796 | 3327 | -0.018928 | 0.099406 | 0.13474 | 0.18029 | 0.14331 | 0.22508 | 0.23031 | -0.30737 | -0.13696 | -0.018928 | 0.099102 | 0.26952 | -0.19574 | -0.021367 | 0.099406 | 0.22018 | 0.39456
Non-Residential | 50 | 2014-05-14 | Per Ton | 8 | Non-Residential¦50¦41773¦Per Ton¦8 |  |  | 0.47993 |  | 0.9303 | 717 |  |  | 0.48481 | 85.056 | 1.2456 | 718 | 17 | 20 | 1.0636 | 0.51044 | 3327 | -0.0048805 | 0.025631 | 0.034743 | 0.046486 | 0.036952 | 0.058034 | 0.059383 | -0.079254 | -0.035314 | -0.0048805 | 0.025553 | 0.069493 | -0.050471 | -0.0055092 | 0.025631 | 0.056772 | 0.10173
Residential | All | 2014-05-14 | Per Device | 8 | Residential¦All¦41773¦Per Device¦8 |  |  | 0.61548 |  | 0.5889 | 1393 |  |  | 0.6176 | 84.5193 | 0.52234 | 1352 | 17 | 20 | 1.089 | 0.67024 | 22395 | -0.0021148 | 0.052639 | 0.015779 | 0.014206 | 0.017182 | 0.021231 | 0.022294 | -0.029324 | -0.013248 | -0.0021148 | 0.0090188 | 0.025094 | 0.024068 | 0.040948 | 0.052639 | 0.06433 | 0.08121
Residential | All | 2014-05-14 | Per Ton | 8 | Residential¦All¦41773¦Per Ton¦8 |  |  | 0.1724 |  | 0.16495 | 1393 |  |  | 0.17299 | 84.5193 | 0.14631 | 1352 | 17 | 20 | 1.089 | 0.18773 | 22395 | -0.0005924 | 0.014744 | 0.0044196 | 0.003979 | 0.0048127 | 0.0059469 | 0.0062446 | -0.0082136 | -0.0037109 | -0.0005924 | 0.0025262 | 0.0070289 | 0.0067415 | 0.01147 | 0.014744 | 0.018019 | 0.022747
Residential | 50 | 2014-05-14 | Per Device | 8 | Residential¦50¦41773¦Per Device¦8 |  |  | 0.66128 |  | 0.62158 | 708 |  |  | 0.65439 | 83.9768 | 0.55404 | 684 | 17 | 20 | 1.1093 | 0.73358 | 11772 | 0.0068823 | 0.079185 | 0.02336 | 0.021184 | 0.025915 | 0.031535 | 0.033472 | -0.033532 | -0.0096549 | 0.0068823 | 0.023419 | 0.047297 | 0.036289 | 0.061632 | 0.079185 | 0.096737 | 0.12208
Residential | 50 | 2014-05-14 | Per Ton | 8 | Residential¦50¦41773¦Per Ton¦8 |  |  | 0.18819 |  | 0.1769 | 708 |  |  | 0.18624 | 83.9768 | 0.15768 | 684 | 17 | 20 | 1.1093 | 0.20877 | 11772 | 0.0019587 | 0.022535 | 0.0066482 | 0.0060289 | 0.0073751 | 0.0089748 | 0.0095258 | -0.009543 | -0.0027477 | 0.0019587 | 0.006665 | 0.01346 | 0.010328 | 0.01754 | 0.022535 | 0.027531 | 0.034743
Residential | 100 | 2014-05-14 | Per Device | 8 | Residential¦100¦41773¦Per Device¦8 |  |  | 0.56648 |  | 0.55221 | 685 |  |  | 0.57856 | 85.1322 | 0.48747 | 668 | 17 | 20 | 1.0626 | 0.60196 | 10623 | -0.012078 | 0.023398 | 0.021099 | 0.018861 | 0.02242 | 0.0283 | 0.029298 | -0.048346 | -0.026919 | -0.012078 | 0.0027623 | 0.02419 | -0.014149 | 0.0080339 | 0.023398 | 0.038762 | 0.060945
Residential | 100 | 2014-05-14 | Per Ton | 8 | Residential¦100¦41773¦Per Ton¦8 |  |  | 0.15609 |  | 0.15215 | 685 |  |  | 0.15942 | 85.1322 | 0.13432 | 668 | 17 | 20 | 1.0626 | 0.16586 | 10623 | -0.003328 | 0.006447 | 0.0058135 | 0.0051968 | 0.0061776 | 0.0077977 | 0.0080728 | -0.013321 | -0.0074171 | -0.003328 | 0.0007611 | 0.0066651 | -0.0038987 | 0.0022136 | 0.006447 | 0.01068 | 0.016793
All | All | 2014-05-14 | Per Device | 9 | All¦All¦41773¦Per Device¦9 |  |  | 1.1355 |  | 3.3194 | 2832 |  |  | 1.1951 | 91.4322 | 4.3387 | 2796 | 17 | 20 | 1.0941 | 1.2423 | 27058 | -0.059638 | 0.047191 | 0.062376 | 0.082053 | 0.068244 | 0.10307 | 0.10672 | -0.19173 | -0.11369 | -0.059638 | -0.0055881 | 0.072451 | -0.089581 | -0.0087747 | 0.047191 | 0.10316 | 0.18396
All | All | 2014-05-14 | Per Ton | 9 | All¦All¦41773¦Per Ton¦9 |  |  | 0.31015 |  | 0.9067 | 2832 |  |  | 0.32644 | 91.4322 | 1.1851 | 2796 | 17 | 20 | 1.0941 | 0.33933 | 27058 | -0.01629 | 0.01289 | 0.017038 | 0.022413 | 0.018641 | 0.028153 | 0.029152 | -0.05237 | -0.031054 | -0.01629 | -0.0015264 | 0.01979 | -0.024469 | -0.0023968 | 0.01289 | 0.028177 | 0.050249
Non-Residential | All | 2014-05-14 | Per Device | 9 | Non-Residential¦All¦41773¦Per Device¦9 |  |  | 2.4766 |  | 4.3522 | 1439 |  |  | 2.5624 | 90.998 | 5.8578 | 1444 | 17 | 20 | 1.0751 | 2.6627 | 4663 | -0.085842 | 0.10024 | 0.11473 | 0.15415 | 0.12335 | 0.19216 | 0.19743 | -0.33211 | -0.18661 | -0.085842 | 0.014928 | 0.16042 | -0.15278 | -0.0032909 | 0.10024 | 0.20377 | 0.35326
Non-Residential | All | 2014-05-14 | Per Ton | 9 | Non-Residential¦All¦41773¦Per Ton¦9 |  |  | 0.63818 |  | 1.1215 | 1439 |  |  | 0.6603 | 90.998 | 1.5095 | 1444 | 17 | 20 | 1.0751 | 0.68613 | 4663 | -0.022121 | 0.025831 | 0.029564 | 0.039724 | 0.031786 | 0.049518 | 0.050875 | -0.08558 | -0.048088 | -0.022121 | 0.0038466 | 0.041339 | -0.039368 | -0.000848 | 0.025831 | 0.05251 | 0.09103
Non-Residential | 30 | 2014-05-14 | Per Device | 9 | Non-Residential¦30¦41773¦Per Device¦9 |  |  | 2.4351 |  | 4.2941 | 722 |  |  | 2.62 | 91.2458 | 6.0027 | 726 | 17 | 20 | 1.0961 | 2.669 | 1336 | -0.18494 | 0.048976 | 0.15981 | 0.22278 | 0.17516 | 0.27417 | 0.2834 | -0.53631 | -0.32872 | -0.18494 | -0.041167 | 0.16642 | -0.31421 | -0.099636 | 0.048976 | 0.19759 | 0.41216
Non-Residential | 30 | 2014-05-14 | Per Ton | 9 | Non-Residential¦30¦41773¦Per Ton¦9 |  |  | 0.62671 |  | 1.1052 | 722 |  |  | 0.67431 | 91.2458 | 1.5449 | 726 | 17 | 20 | 1.0961 | 0.68692 | 1336 | -0.047599 | 0.012605 | 0.041131 | 0.057336 | 0.045081 | 0.070563 | 0.072937 | -0.13803 | -0.084602 | -0.047599 | -0.010595 | 0.042832 | -0.080867 | -0.025643 | 0.012605 | 0.050853 | 0.10608
Non-Residential | 50 | 2014-05-14 | Per Device | 9 | Non-Residential¦50¦41773¦Per Device¦9 |  |  | 2.4895 |  | 4.3368 | 717 |  |  | 2.5232 | 90.8926 | 5.6912 | 718 | 17 | 20 | 1.0636 | 2.6478 | 3327 | -0.03368 | 0.12459 | 0.16196 | 0.21239 | 0.17226 | 0.2671 | 0.27347 | -0.37598 | -0.17375 | -0.03368 | 0.10639 | 0.30862 | -0.22587 | -0.018812 | 0.12459 | 0.268 | 0.47505
Non-Residential | 50 | 2014-05-14 | Per Ton | 9 | Non-Residential¦50¦41773¦Per Ton¦9 |  |  | 0.64191 |  | 1.1182 | 717 |  |  | 0.65059 | 90.8926 | 1.4674 | 718 | 17 | 20 | 1.0636 | 0.68272 | 3327 | -0.0086842 | 0.032126 | 0.041761 | 0.054764 | 0.044416 | 0.06887 | 0.070511 | -0.096945 | -0.0448 | -0.0086842 | 0.027431 | 0.079576 | -0.058238 | -0.0048507 | 0.032126 | 0.069102 | 0.12249
Residential | All | 2014-05-14 | Per Device | 9 | Residential¦All¦41773¦Per Device¦9 |  |  | 0.62817 |  | 0.66862 | 1393 |  |  | 0.65476 | 91.5197 | 0.63125 | 1352 | 17 | 20 | 1.089 | 0.68405 | 22395 | -0.026589 | 0.029293 | 0.017914 | 0.017168 | 0.019508 | 0.024813 | 0.025987 | -0.058388 | -0.039601 | -0.026589 | -0.013577 | 0.0052096 | -0.00401 | 0.015666 | 0.029293 | 0.042921 | 0.062596
Residential | All | 2014-05-14 | Per Ton | 9 | Residential¦All¦41773¦Per Ton¦9 |  |  | 0.17595 |  | 0.18728 | 1393 |  |  | 0.1834 | 91.5197 | 0.17682 | 1352 | 17 | 20 | 1.089 | 0.1916 | 22395 | -0.0074476 | 0.0082051 | 0.0050179 | 0.0048087 | 0.0054643 | 0.00695 | 0.0072789 | -0.016354 | -0.011092 | -0.0074476 | -0.003803 | 0.0014592 | -0.0011232 | 0.004388 | 0.0082051 | 0.012022 | 0.017533
Residential | 50 | 2014-05-14 | Per Device | 9 | Residential¦50¦41773¦Per Device¦9 |  |  | 0.68787 |  | 0.71055 | 708 |  |  | 0.69234 | 91.5024 | 0.68433 | 684 | 17 | 20 | 1.1093 | 0.76308 | 11772 | -0.0044658 | 0.070745 | 0.026704 | 0.026166 | 0.029624 | 0.037387 | 0.039525 | -0.052379 | -0.024071 | -0.0044658 | 0.01514 | 0.043447 | 0.020092 | 0.050018 | 0.070745 | 0.091472 | 0.1214
Residential | 50 | 2014-05-14 | Per Ton | 9 | Residential¦50¦41773¦Per Ton¦9 |  |  | 0.19576 |  | 0.20222 | 708 |  |  | 0.19704 | 91.5024 | 0.19475 | 684 | 17 | 20 | 1.1093 | 0.21717 | 11772 | -0.0012709 | 0.020133 | 0.0075998 | 0.0074466 | 0.0084307 | 0.01064 | 0.011248 | -0.014907 | -0.0068505 | -0.0012709 | 0.0043087 | 0.012365 | 0.005718 | 0.014235 | 0.020133 | 0.026032 | 0.034549
Residential | 100 | 2014-05-14 | Per Device | 9 | Residential¦100¦41773¦Per Device¦9 |  |  | 0.56413 |  | 0.62006 | 685 |  |  | 0.61489 | 91.5392 | 0.57206 | 668 | 17 | 20 | 1.0626 | 0.59946 | 10623 | -0.050766 | -0.015438 | 0.023691 | 0.022134 | 0.025175 | 0.032422 | 0.033521 | -0.092316 | -0.067768 | -0.050766 | -0.033764 | -0.0092161 | -0.058397 | -0.033016 | -0.015438 | 0.0021409 | 0.027522
Residential | 100 | 2014-05-14 | Per Ton | 9 | Residential¦100¦41773¦Per Ton¦9 |  |  | 0.15544 |  | 0.17085 | 685 |  |  | 0.16943 | 91.5392 | 0.15762 | 668 | 17 | 20 | 1.0626 | 0.16517 | 10623 | -0.013988 | -0.0042536 | 0.0065278 | 0.0060986 | 0.0069366 | 0.0089334 | 0.0092363 | -0.025437 | -0.018673 | -0.013988 | -0.0093033 | -0.0025394 | -0.01609 | -0.0090972 | -0.0042536 | 0.0005899 | 0.0075832
All | All | 2014-05-14 | Per Device | 10 | All¦All¦41773¦Per Device¦10 |  |  | 1.3132 |  | 3.8125 | 2832 |  |  | 1.4147 | 94.8854 | 4.8851 | 2796 | 17 | 20 | 1.0941 | 1.4367 | 27058 | -0.10154 | 0.022013 | 0.071642 | 0.092386 | 0.078382 | 0.11691 | 0.12116 | -0.25136 | -0.16284 | -0.10154 | -0.04023 | 0.048288 | -0.13326 | -0.041522 | 0.022013 | 0.085547 | 0.17728
All | All | 2014-05-14 | Per Ton | 10 | All¦All¦41773¦Per Ton¦10 |  |  | 0.3587 |  | 1.0414 | 2832 |  |  | 0.38643 | 94.8854 | 1.3344 | 2796 | 17 | 20 | 1.0941 | 0.39244 | 27058 | -0.027735 | 0.0060127 | 0.019569 | 0.025235 | 0.02141 | 0.031934 | 0.033094 | -0.06866 | -0.044481 | -0.027735 | -0.010989 | 0.01319 | -0.036399 | -0.011342 | 0.0060127 | 0.023367 | 0.048424
Non-Residential | All | 2014-05-14 | Per Device | 10 | Non-Residential¦All¦41773¦Per Device¦10 |  |  | 2.9869 |  | 4.9249 | 1439 |  |  | 3.1761 | 94.1634 | 6.486 | 1444 | 17 | 20 | 1.0751 | 3.2113 | 4663 | -0.1892 | 0.035233 | 0.12983 | 0.17068 | 0.13958 | 0.21445 | 0.22049 | -0.46402 | -0.30165 | -0.1892 | -0.07674 | 0.08563 | -0.24734 | -0.080392 | 0.035233 | 0.15086 | 0.3178
Non-Residential | All | 2014-05-14 | Per Ton | 10 | Non-Residential¦All¦41773¦Per Ton¦10 |  |  | 0.76969 |  | 1.2691 | 1439 |  |  | 0.81844 | 94.1634 | 1.6714 | 1444 | 17 | 20 | 1.0751 | 0.82752 | 4663 | -0.048754 | 0.0090791 | 0.033455 | 0.043983 | 0.035969 | 0.055261 | 0.056818 | -0.11957 | -0.077732 | -0.048754 | -0.019775 | 0.022066 | -0.063736 | -0.020716 | 0.0090791 | 0.038874 | 0.081894
Non-Residential | 30 | 2014-05-14 | Per Device | 10 | Non-Residential¦30¦41773¦Per Device¦10 |  |  | 2.9976 |  | 4.8165 | 722 |  |  | 3.244 | 94.4978 | 6.7992 | 726 | 17 | 20 | 1.0961 | 3.2856 | 1336 | -0.24632 | 0.041637 | 0.17925 | 0.25234 | 0.19647 | 0.30953 | 0.31981 | -0.643 | -0.40864 | -0.24632 | -0.084005 | 0.15035 | -0.36821 | -0.12607 | 0.041637 | 0.20935 | 0.45149
Non-Residential | 30 | 2014-05-14 | Per Ton | 10 | Non-Residential¦30¦41773¦Per Ton¦10 |  |  | 0.7715 |  | 1.2396 | 722 |  |  | 0.83489 | 94.4978 | 1.7499 | 726 | 17 | 20 | 1.0961 | 0.84561 | 1336 | -0.063396 | 0.010716 | 0.046133 | 0.064945 | 0.050565 | 0.079663 | 0.082309 | -0.16549 | -0.10517 | -0.063396 | -0.02162 | 0.038697 | -0.094767 | -0.032447 | 0.010716 | 0.053879 | 0.1162
Non-Residential | 50 | 2014-05-14 | Per Device | 10 | Non-Residential¦50¦41773¦Per Device¦10 |  |  | 2.9712 |  | 4.9288 | 717 |  |  | 3.1294 | 94.0213 | 6.1948 | 718 | 17 | 20 | 1.0636 | 3.1601 | 3327 | -0.15814 | 0.030763 | 0.18407 | 0.23119 | 0.19577 | 0.29551 | 0.30294 | -0.53685 | -0.3131 | -0.15814 | -0.0031674 | 0.22058 | -0.35747 | -0.1281 | 0.030763 | 0.18963 | 0.419
Non-Residential | 50 | 2014-05-14 | Per Ton | 10 | Non-Residential¦50¦41773¦Per Ton¦10 |  |  | 0.76611 |  | 1.2708 | 717 |  |  | 0.80689 | 94.0213 | 1.5973 | 718 | 17 | 20 | 1.0636 | 0.81482 | 3327 | -0.040774 | 0.007932 | 0.047461 | 0.05961 | 0.050478 | 0.076197 | 0.078112 | -0.13842 | -0.080732 | -0.040774 | -0.0008167 | 0.056876 | -0.092172 | -0.03303 | 0.007932 | 0.048894 | 0.10804
Residential | All | 2014-05-14 | Per Device | 10 | Residential¦All¦41773¦Per Device¦10 |  |  | 0.67895 |  | 0.78229 | 1393 |  |  | 0.71795 | 95.0308 | 0.76416 | 1352 | 17 | 20 | 1.089 | 0.73935 | 22395 | -0.038998 | 0.021402 | 0.02096 | 0.020782 | 0.022825 | 0.029517 | 0.030869 | -0.076825 | -0.054476 | -0.038998 | -0.023519 | -0.0011709 | -0.018158 | 0.0052145 | 0.021402 | 0.037589 | 0.060962
Residential | All | 2014-05-14 | Per Ton | 10 | Residential¦All¦41773¦Per Ton¦10 |  |  | 0.19017 |  | 0.21912 | 1393 |  |  | 0.2011 | 95.0308 | 0.21404 | 1352 | 17 | 20 | 1.089 | 0.20709 | 22395 | -0.010923 | 0.0059947 | 0.0058709 | 0.0058212 | 0.0063932 | 0.0082676 | 0.0086463 | -0.021519 | -0.015259 | -0.010923 | -0.0065878 | -0.000328 | -0.005086 | 0.0014606 | 0.0059947 | 0.010529 | 0.017075
Residential | 50 | 2014-05-14 | Per Device | 10 | Residential¦50¦41773¦Per Device¦10 |  |  | 0.72236 |  | 0.81339 | 708 |  |  | 0.73706 | 95.0403 | 0.79242 | 684 | 17 | 20 | 1.1093 | 0.80134 | 11772 | -0.014696 | 0.064285 | 0.030569 | 0.030299 | 0.033911 | 0.043041 | 0.045475 | -0.069855 | -0.037267 | -0.014696 | 0.0078742 | 0.040462 | 0.0060059 | 0.040438 | 0.064285 | 0.088132 | 0.12256
Residential | 50 | 2014-05-14 | Per Ton | 10 | Residential¦50¦41773¦Per Ton¦10 |  |  | 0.20558 |  | 0.23149 | 708 |  |  | 0.20976 | 95.0403 | 0.22552 | 684 | 17 | 20 | 1.1093 | 0.22806 | 11772 | -0.0041825 | 0.018295 | 0.0086998 | 0.0086228 | 0.009651 | 0.012249 | 0.012942 | -0.01988 | -0.010606 | -0.0041825 | 0.0022409 | 0.011515 | 0.0017092 | 0.011508 | 0.018295 | 0.025082 | 0.034881
Residential | 100 | 2014-05-14 | Per Device | 10 | Residential¦100¦41773¦Per Device¦10 |  |  | 0.63258 |  | 0.7488 | 685 |  |  | 0.69789 | 95.0201 | 0.73483 | 668 | 17 | 20 | 1.0626 | 0.67219 | 10623 | -0.065313 | -0.025698 | 0.02861 | 0.028431 | 0.030402 | 0.040335 | 0.041625 | -0.117 | -0.086465 | -0.065313 | -0.044162 | -0.013622 | -0.079042 | -0.047526 | -0.025698 | -0.0038699 | 0.027646
Residential | 100 | 2014-05-14 | Per Ton | 10 | Residential¦100¦41773¦Per Ton¦10 |  |  | 0.1743 |  | 0.20632 | 685 |  |  | 0.1923 | 95.0201 | 0.20247 | 668 | 17 | 20 | 1.0626 | 0.18521 | 10623 | -0.017996 | -0.0070808 | 0.0078831 | 0.0078339 | 0.0083768 | 0.011114 | 0.011469 | -0.032239 | -0.023824 | -0.017996 | -0.012168 | -0.0037535 | -0.021779 | -0.013095 | -0.0070808 | -0.0010663 | 0.0076176
All | All | 2014-05-14 | Per Device | 11 | All¦All¦41773¦Per Device¦11 |  |  | 1.4549 |  | 4.0503 | 2832 |  |  | 1.5695 | 94.5258 | 5.1228 | 2796 | 17 | 20 | 1.0941 | 1.5917 | 27058 | -0.1146 | 0.022275 | 0.07611 | 0.096882 | 0.083271 | 0.1232 | 0.12775 | -0.27249 | -0.17921 | -0.1146 | -0.049996 | 0.043287 | -0.14144 | -0.044717 | 0.022275 | 0.089268 | 0.18599
All | All | 2014-05-14 | Per Ton | 11 | All¦All¦41773¦Per Ton¦11 |  |  | 0.39739 |  | 1.1063 | 2832 |  |  | 0.4287 | 94.5258 | 1.3993 | 2796 | 17 | 20 | 1.0941 | 0.43478 | 27058 | -0.031304 | 0.0060845 | 0.02079 | 0.026463 | 0.022745 | 0.033653 | 0.034895 | -0.074432 | -0.048951 | -0.031304 | -0.013656 | 0.011824 | -0.038635 | -0.012214 | 0.0060845 | 0.024383 | 0.050804
Non-Residential | All | 2014-05-14 | Per Device | 11 | Non-Residential¦All¦41773¦Per Device¦11 |  |  | 3.3116 |  | 5.1598 | 1439 |  |  | 3.5524 | 94.497 | 6.7094 | 1444 | 17 | 20 | 1.0751 | 3.5604 | 4663 | -0.24081 | 0.0080139 | 0.13602 | 0.17656 | 0.14624 | 0.22288 | 0.22926 | -0.52645 | -0.35769 | -0.24081 | -0.12393 | 0.044824 | -0.2858 | -0.11221 | 0.0080139 | 0.12824 | 0.30183
Non-Residential | All | 2014-05-14 | Per Ton | 11 | Non-Residential¦All¦41773¦Per Ton¦11 |  |  | 0.85335 |  | 1.3296 | 1439 |  |  | 0.91541 | 94.497 | 1.7289 | 1444 | 17 | 20 | 1.0751 | 0.91747 | 4663 | -0.062054 | 0.0020651 | 0.035051 | 0.045498 | 0.037684 | 0.057434 | 0.059078 | -0.13566 | -0.092172 | -0.062054 | -0.031935 | 0.011551 | -0.073647 | -0.028916 | 0.0020651 | 0.033046 | 0.077777
Non-Residential | 30 | 2014-05-14 | Per Device | 11 | Non-Residential¦30¦41773¦Per Device¦11 |  |  | 3.3762 |  | 5.125 | 722 |  |  | 3.642 | 94.6238 | 7.0426 | 726 | 17 | 20 | 1.0961 | 3.7005 | 1336 | -0.26581 | 0.058514 | 0.19073 | 0.26137 | 0.20906 | 0.32357 | 0.33469 | -0.68048 | -0.43549 | -0.26581 | -0.096131 | 0.14886 | -0.37041 | -0.117 | 0.058514 | 0.23403 | 0.48744
Non-Residential | 30 | 2014-05-14 | Per Ton | 11 | Non-Residential¦30¦41773¦Per Ton¦11 |  |  | 0.86892 |  | 1.319 | 722 |  |  | 0.93733 | 94.6238 | 1.8125 | 726 | 17 | 20 | 1.0961 | 0.95239 | 1336 | -0.068411 | 0.01506 | 0.049089 | 0.067269 | 0.053804 | 0.083276 | 0.08614 | -0.17513 | -0.11208 | -0.068411 | -0.024741 | 0.038311 | -0.095333 | -0.030112 | 0.01506 | 0.060232 | 0.12545
Non-Residential | 50 | 2014-05-14 | Per Device | 11 | Non-Residential¦50¦41773¦Per Device¦11 |  |  | 3.267 |  | 5.109 | 717 |  |  | 3.493 | 94.4431 | 6.3981 | 718 | 17 | 20 | 1.0636 | 3.4747 | 3327 | -0.22599 | -0.018286 | 0.1908 | 0.23877 | 0.20293 | 0.30564 | 0.31336 | -0.61769 | -0.38627 | -0.22599 | -0.06571 | 0.16571 | -0.41987 | -0.18261 | -0.018286 | 0.14604 | 0.3833
Non-Residential | 50 | 2014-05-14 | Per Ton | 11 | Non-Residential¦50¦41773¦Per Ton¦11 |  |  | 0.84238 |  | 1.3173 | 717 |  |  | 0.90065 | 94.4431 | 1.6497 | 718 | 17 | 20 | 1.0636 | 0.89594 | 3327 | -0.05827 | -0.0047148 | 0.049196 | 0.061566 | 0.052324 | 0.078808 | 0.080797 | -0.15927 | -0.099597 | -0.05827 | -0.016943 | 0.042727 | -0.10826 | -0.047085 | -0.0047148 | 0.037655 | 0.098831
Residential | All | 2014-05-14 | Per Device | 11 | Residential¦All¦41773¦Per Device¦11 |  |  | 0.75125 |  | 0.90126 | 1393 |  |  | 0.78491 | 94.5316 | 0.89453 | 1352 | 17 | 20 | 1.089 | 0.81808 | 22395 | -0.03366 | 0.033172 | 0.024148 | 0.024328 | 0.026296 | 0.034278 | 0.035824 | -0.077589 | -0.051635 | -0.03366 | -0.015684 | 0.010269 | -0.012738 | 0.014386 | 0.033172 | 0.051958 | 0.079082
Residential | All | 2014-05-14 | Per Ton | 11 | Residential¦All¦41773¦Per Ton¦11 |  |  | 0.21043 |  | 0.25244 | 1393 |  |  | 0.21985 | 94.5316 | 0.25056 | 1352 | 17 | 20 | 1.089 | 0.22915 | 22395 | -0.0094281 | 0.0092915 | 0.0067638 | 0.0068143 | 0.0073655 | 0.0096013 | 0.010034 | -0.021733 | -0.014463 | -0.0094281 | -0.0043932 | 0.0028764 | -0.0035679 | 0.0040296 | 0.0092915 | 0.014554 | 0.022151
Residential | 50 | 2014-05-14 | Per Device | 11 | Residential¦50¦41773¦Per Device¦11 |  |  | 0.80273 |  | 0.92786 | 708 |  |  | 0.8436 | 94.6092 | 0.95554 | 684 | 17 | 20 | 1.1093 | 0.89049 | 11772 | -0.040873 | 0.046895 | 0.034871 | 0.036536 | 0.038684 | 0.050506 | 0.05321 | -0.1056 | -0.067359 | -0.040873 | -0.014388 | 0.023853 | -0.021297 | 0.018991 | 0.046895 | 0.074798 | 0.11509
Residential | 50 | 2014-05-14 | Per Ton | 11 | Residential¦50¦41773¦Per Ton¦11 |  |  | 0.22845 |  | 0.26406 | 708 |  |  | 0.24008 | 94.6092 | 0.27194 | 684 | 17 | 20 | 1.1093 | 0.25343 | 11772 | -0.011632 | 0.013346 | 0.0099241 | 0.010398 | 0.011009 | 0.014374 | 0.015143 | -0.030053 | -0.01917 | -0.011632 | -0.0040947 | 0.0067884 | -0.0060609 | 0.0054048 | 0.013346 | 0.021287 | 0.032753
Residential | 100 | 2014-05-14 | Per Device | 11 | Residential¦100¦41773¦Per Device¦11 |  |  | 0.69622 |  | 0.87267 | 685 |  |  | 0.72253 | 94.4439 | 0.82677 | 668 | 17 | 20 | 1.0626 | 0.73982 | 10623 | -0.026316 | 0.017285 | 0.033343 | 0.031989 | 0.035431 | 0.046206 | 0.047735 | -0.085532 | -0.050547 | -0.026316 | -0.0020854 | 0.0329 | -0.04389 | -0.0077475 | 0.017285 | 0.042317 | 0.07846
Residential | 100 | 2014-05-14 | Per Ton | 11 | Residential¦100¦41773¦Per Ton¦11 |  |  | 0.19183 |  | 0.24045 | 685 |  |  | 0.19908 | 94.4439 | 0.2278 | 668 | 17 | 20 | 1.0626 | 0.20385 | 10623 | -0.007251 | 0.0047626 | 0.0091872 | 0.008814 | 0.0097626 | 0.012731 | 0.013153 | -0.023567 | -0.013927 | -0.007251 | -0.0005746 | 0.0090651 | -0.012093 | -0.0021347 | 0.0047626 | 0.01166 | 0.021618
All | All | 2014-05-14 | Per Device | 12 | All¦All¦41773¦Per Device¦12 |  |  | 1.5629 |  | 4.1844 | 2832 |  |  | 1.731 | 95.4825 | 5.3206 | 2796 | 17 | 20 | 1.0941 | 1.7099 | 27058 | -0.16808 | -0.021039 | 0.07863 | 0.10062 | 0.086028 | 0.1277 | 0.13238 | -0.33174 | -0.23505 | -0.16808 | -0.10112 | -0.0044294 | -0.1907 | -0.090461 | -0.021039 | 0.048383 | 0.14862
All | All | 2014-05-14 | Per Ton | 12 | All¦All¦41773¦Per Ton¦12 |  |  | 0.42691 |  | 1.143 | 2832 |  |  | 0.47282 | 95.4825 | 1.4533 | 2796 | 17 | 20 | 1.0941 | 0.46707 | 27058 | -0.045912 | -0.0057469 | 0.021478 | 0.027485 | 0.023498 | 0.034881 | 0.03616 | -0.090614 | -0.064204 | -0.045912 | -0.02762 | -0.0012099 | -0.052088 | -0.024709 | -0.0057469 | 0.013216 | 0.040595
Non-Residential | All | 2014-05-14 | Per Device | 12 | Non-Residential¦All¦41773¦Per Device¦12 |  |  | 3.4904 |  | 5.2983 | 1439 |  |  | 3.8189 | 94.9096 | 6.909 | 1444 | 17 | 20 | 1.0751 | 3.7526 | 4663 | -0.32856 | -0.066307 | 0.13967 | 0.18182 | 0.15017 | 0.22927 | 0.23581 | -0.62239 | -0.44879 | -0.32856 | -0.20833 | -0.034742 | -0.36851 | -0.18997 | -0.066307 | 0.057353 | 0.2359
Non-Residential | All | 2014-05-14 | Per Ton | 12 | Non-Residential¦All¦41773¦Per Ton¦12 |  |  | 0.89942 |  | 1.3653 | 1439 |  |  | 0.98409 | 94.9096 | 1.7804 | 1444 | 17 | 20 | 1.0751 | 0.967 | 4663 | -0.084667 | -0.017086 | 0.035992 | 0.046851 | 0.038696 | 0.05908 | 0.060766 | -0.16038 | -0.11565 | -0.084667 | -0.053685 | -0.0089525 | -0.094961 | -0.048952 | -0.017086 | 0.014779 | 0.060788
Non-Residential | 30 | 2014-05-14 | Per Device | 12 | Non-Residential¦30¦41773¦Per Device¦12 |  |  | 3.5726 |  | 5.2862 | 722 |  |  | 3.9024 | 95.3387 | 7.1792 | 726 | 17 | 20 | 1.0961 | 3.9158 | 1336 | -0.32978 | 0.01341 | 0.19673 | 0.26645 | 0.21563 | 0.33121 | 0.34277 | -0.75424 | -0.50347 | -0.32978 | -0.1561 | 0.094676 | -0.42587 | -0.16634 | 0.01341 | 0.19316 | 0.45269
Non-Residential | 30 | 2014-05-14 | Per Ton | 12 | Non-Residential¦30¦41773¦Per Ton¦12 |  |  | 0.91947 |  | 1.3605 | 722 |  |  | 1.0043 | 95.3387 | 1.8477 | 726 | 17 | 20 | 1.0961 | 1.0078 | 1336 | -0.084875 | 0.0034513 | 0.050633 | 0.068575 | 0.055497 | 0.085242 | 0.088218 | -0.19412 | -0.12958 | -0.084875 | -0.040175 | 0.024367 | -0.1096 | -0.04281 | 0.0034513 | 0.049713 | 0.11651
Non-Residential | 50 | 2014-05-14 | Per Device | 12 | Non-Residential¦50¦41773¦Per Device¦12 |  |  | 3.4361 |  | 5.2288 | 717 |  |  | 3.7617 | 94.7271 | 6.6375 | 718 | 17 | 20 | 1.0636 | 3.6545 | 3327 | -0.32564 | -0.10719 | 0.19527 | 0.24771 | 0.20769 | 0.31542 | 0.32325 | -0.72987 | -0.49105 | -0.32564 | -0.16024 | 0.078586 | -0.52146 | -0.27671 | -0.10719 | 0.062324 | 0.30708
Non-Residential | 50 | 2014-05-14 | Per Ton | 12 | Non-Residential¦50¦41773¦Per Ton¦12 |  |  | 0.88597 |  | 1.3482 | 717 |  |  | 0.96994 | 94.7271 | 1.7114 | 718 | 17 | 20 | 1.0636 | 0.9423 | 3327 | -0.083965 | -0.027639 | 0.05035 | 0.06387 | 0.053551 | 0.081329 | 0.083349 | -0.18819 | -0.12661 | -0.083965 | -0.041316 | 0.020263 | -0.13445 | -0.071347 | -0.027639 | 0.01607 | 0.079178
Residential | All | 2014-05-14 | Per Device | 12 | Residential¦All¦41773¦Per Device¦12 |  |  | 0.83307 |  | 0.98587 | 1393 |  |  | 0.90534 | 95.5979 | 1.0719 | 1352 | 17 | 20 | 1.089 | 0.90718 | 22395 | -0.072268 | 0.001842 | 0.026415 | 0.029151 | 0.028764 | 0.039339 | 0.040953 | -0.12268 | -0.092897 | -0.072268 | -0.051639 | -0.021854 | -0.050642 | -0.019634 | 0.001842 | 0.023318 | 0.054326
Residential | All | 2014-05-14 | Per Ton | 12 | Residential¦All¦41773¦Per Ton¦12 |  |  | 0.23334 |  | 0.27614 | 1393 |  |  | 0.25359 | 95.5979 | 0.30024 | 1352 | 17 | 20 | 1.089 | 0.2541 | 22395 | -0.020242 | 0.000516 | 0.0073987 | 0.0081653 | 0.0080569 | 0.011019 | 0.011471 | -0.034364 | -0.026021 | -0.020242 | -0.014464 | -0.0061213 | -0.014185 | -0.0054995 | 0.000516 | 0.0065314 | 0.015217
Residential | 50 | 2014-05-14 | Per Device | 12 | Residential¦50¦41773¦Per Device¦12 |  |  | 0.90883 |  | 1.0339 | 708 |  |  | 0.98275 | 95.8154 | 1.1237 | 684 | 17 | 20 | 1.1093 | 1.0082 | 11772 | -0.073925 | 0.025445 | 0.038855 | 0.042966 | 0.043104 | 0.057929 | 0.06086 | -0.14816 | -0.1043 | -0.073925 | -0.043547 | 0.0003143 | -0.052551 | -0.0064704 | 0.025445 | 0.05736 | 0.10344
Residential | 50 | 2014-05-14 | Per Ton | 12 | Residential¦50¦41773¦Per Ton¦12 |  |  | 0.25865 |  | 0.29423 | 708 |  |  | 0.27969 | 95.8154 | 0.3198 | 684 | 17 | 20 | 1.1093 | 0.28693 | 11772 | -0.021039 | 0.0072414 | 0.011058 | 0.012228 | 0.012267 | 0.016486 | 0.01732 | -0.042166 | -0.029684 | -0.021039 | -0.012393 | 8.95e-05 | -0.014956 | -0.0018414 | 0.0072414 | 0.016324 | 0.029438
Residential | 100 | 2014-05-14 | Per Device | 12 | Residential¦100¦41773¦Per Device¦12 |  |  | 0.75184 |  | 0.93158 | 685 |  |  | 0.82298 | 95.3521 | 1.0142 | 668 | 17 | 20 | 1.0626 | 0.79892 | 10623 | -0.071143 | -0.024059 | 0.035594 | 0.039242 | 0.037823 | 0.05298 | 0.054502 | -0.13904 | -0.098926 | -0.071143 | -0.043361 | -0.0032468 | -0.093907 | -0.05264 | -0.024059 | 0.004522 | 0.045788
Residential | 100 | 2014-05-14 | Per Ton | 12 | Residential¦100¦41773¦Per Ton¦12 |  |  | 0.20716 |  | 0.25668 | 685 |  |  | 0.22676 | 95.3521 | 0.27946 | 668 | 17 | 20 | 1.0626 | 0.22013 | 10623 | -0.019602 | -0.0066291 | 0.0098074 | 0.010813 | 0.010422 | 0.014598 | 0.015017 | -0.03831 | -0.027258 | -0.019602 | -0.011947 | -0.0008946 | -0.025875 | -0.014504 | -0.0066291 | 0.001246 | 0.012616
All | All | 2014-05-14 | Per Device | 13 | All¦All¦41773¦Per Device¦13 |  |  | 1.7091 |  | 4.3026 | 2832 |  |  | 1.8347 | 95.4143 | 5.2453 | 2796 | 17 | 20 | 1.0941 | 1.8699 | 27058 | -0.12561 | 0.03519 | 0.080851 | 0.099198 | 0.088457 | 0.12797 | 0.13291 | -0.28961 | -0.19271 | -0.12561 | -0.058497 | 0.038398 | -0.13514 | -0.034507 | 0.03519 | 0.10489 | 0.20552
All | All | 2014-05-14 | Per Ton | 13 | All¦All¦41773¦Per Ton¦13 |  |  | 0.46683 |  | 1.1752 | 2832 |  |  | 0.50114 | 95.4143 | 1.4327 | 2796 | 17 | 20 | 1.0941 | 0.51075 | 27058 | -0.034309 | 0.0096122 | 0.022084 | 0.027096 | 0.024162 | 0.034956 | 0.036304 | -0.079106 | -0.05264 | -0.034309 | -0.015978 | 0.010488 | -0.036913 | -0.0094257 | 0.0096122 | 0.02865 | 0.056138
Non-Residential | All | 2014-05-14 | Per Device | 13 | Non-Residential¦All¦41773¦Per Device¦13 |  |  | 3.5869 |  | 5.4264 | 1439 |  |  | 3.9189 | 93.9835 | 6.7474 | 1444 | 17 | 20 | 1.0751 | 3.8564 | 4663 | -0.33203 | -0.062524 | 0.14305 | 0.17756 | 0.1538 | 0.22802 | 0.23491 | -0.62425 | -0.45161 | -0.33203 | -0.21246 | -0.039819 | -0.36357 | -0.18571 | -0.062524 | 0.060663 | 0.23852
Non-Residential | All | 2014-05-14 | Per Ton | 13 | Non-Residential¦All¦41773¦Per Ton¦13 |  |  | 0.92429 |  | 1.3983 | 1439 |  |  | 1.0099 | 93.9835 | 1.7387 | 1444 | 17 | 20 | 1.0751 | 0.99374 | 4663 | -0.085561 | -0.016112 | 0.036862 | 0.045756 | 0.039631 | 0.058757 | 0.060533 | -0.16086 | -0.11637 | -0.085561 | -0.054749 | -0.010261 | -0.093688 | -0.047855 | -0.016112 | 0.015632 | 0.061464
Non-Residential | 30 | 2014-05-14 | Per Device | 13 | Non-Residential¦30¦41773¦Per Device¦13 |  |  | 3.637 |  | 5.3742 | 722 |  |  | 4.0231 | 94.7635 | 7.1923 | 726 | 17 | 20 | 1.0961 | 3.9864 | 1336 | -0.38608 | -0.036697 | 0.20001 | 0.26693 | 0.21922 | 0.33355 | 0.34541 | -0.81354 | -0.56099 | -0.38608 | -0.21116 | 0.041386 | -0.47936 | -0.21783 | -0.036697 | 0.14444 | 0.40597
Non-Residential | 30 | 2014-05-14 | Per Ton | 13 | Non-Residential¦30¦41773¦Per Ton¦13 |  |  | 0.93605 |  | 1.3831 | 722 |  |  | 1.0354 | 94.7635 | 1.8511 | 726 | 17 | 20 | 1.0961 | 1.026 | 1336 | -0.099364 | -0.0094447 | 0.051475 | 0.0687 | 0.05642 | 0.085845 | 0.088898 | -0.20938 | -0.14438 | -0.099364 | -0.054346 | 0.010651 | -0.12337 | -0.056063 | -0.0094447 | 0.037174 | 0.10448
Non-Residential | 50 | 2014-05-14 | Per Device | 13 | Non-Residential¦50¦41773¦Per Device¦13 |  |  | 3.5489 |  | 5.3831 | 717 |  |  | 3.8507 | 93.6518 | 6.3523 | 718 | 17 | 20 | 1.0636 | 3.7745 | 3327 | -0.30181 | -0.076186 | 0.20104 | 0.23707 | 0.21382 | 0.31083 | 0.31925 | -0.70015 | -0.46481 | -0.30181 | -0.13881 | 0.096541 | -0.48532 | -0.2436 | -0.076186 | 0.091228 | 0.33295
Non-Residential | 50 | 2014-05-14 | Per Ton | 13 | Non-Residential¦50¦41773¦Per Ton¦13 |  |  | 0.91505 |  | 1.388 | 717 |  |  | 0.99287 | 93.6518 | 1.6379 | 718 | 17 | 20 | 1.0636 | 0.97322 | 3327 | -0.077819 | -0.019644 | 0.051836 | 0.061126 | 0.055131 | 0.080146 | 0.082316 | -0.18053 | -0.11985 | -0.077819 | -0.03579 | 0.024892 | -0.12514 | -0.06281 | -0.019644 | 0.023522 | 0.085848
Residential | All | 2014-05-14 | Per Device | 13 | Residential¦All¦41773¦Per Device¦13 |  |  | 1 |  | 1.2275 | 1393 |  |  | 1.0111 | 95.7025 | 1.1766 | 1352 | 17 | 20 | 1.089 | 1.089 | 22395 | -0.011039 | 0.077924 | 0.032887 | 0.031999 | 0.035813 | 0.045886 | 0.048026 | -0.069844 | -0.035102 | -0.011039 | 0.013023 | 0.047766 | 0.016376 | 0.052739 | 0.077924 | 0.10311 | 0.13947
Residential | All | 2014-05-14 | Per Ton | 13 | Residential¦All¦41773¦Per Ton¦13 |  |  | 0.28011 |  | 0.34381 | 1393 |  |  | 0.2832 | 95.7025 | 0.32956 | 1352 | 17 | 20 | 1.089 | 0.30503 | 22395 | -0.0030921 | 0.021827 | 0.0092118 | 0.008963 | 0.010031 | 0.012853 | 0.013452 | -0.019564 | -0.0098321 | -0.0030921 | 0.0036479 | 0.013379 | 0.004587 | 0.014772 | 0.021827 | 0.028881 | 0.039066
Residential | 50 | 2014-05-14 | Per Device | 13 | Residential¦50¦41773¦Per Device¦13 |  |  | 1.1055 |  | 1.3547 | 708 |  |  | 1.1228 | 96.2584 | 1.2685 | 684 | 17 | 20 | 1.1093 | 1.2264 | 11772 | -0.017258 | 0.10362 | 0.050913 | 0.048503 | 0.05648 | 0.070319 | 0.074448 | -0.10738 | -0.054134 | -0.017258 | 0.019617 | 0.072859 | 0.0082108 | 0.064579 | 0.10362 | 0.14266 | 0.19903
Residential | 50 | 2014-05-14 | Per Ton | 13 | Residential¦50¦41773¦Per Ton¦13 |  |  | 0.31463 |  | 0.38554 | 708 |  |  | 0.31954 | 96.2584 | 0.36101 | 684 | 17 | 20 | 1.1093 | 0.34903 | 11772 | -0.0049116 | 0.02949 | 0.01449 | 0.013804 | 0.016074 | 0.020012 | 0.021188 | -0.030558 | -0.015406 | -0.0049116 | 0.0055828 | 0.020735 | 0.0023367 | 0.018379 | 0.02949 | 0.0406 | 0.056642
Residential | 100 | 2014-05-14 | Per Device | 13 | Residential¦100¦41773¦Per Device¦13 |  |  | 0.88677 |  | 1.0765 | 685 |  |  | 0.89205 | 95.0744 | 1.0688 | 668 | 17 | 20 | 1.0626 | 0.9423 | 10623 | -0.005285 | 0.050249 | 0.041129 | 0.041354 | 0.043705 | 0.058325 | 0.060169 | -0.080031 | -0.03587 | -0.005285 | 0.0253 | 0.069461 | -0.02686 | 0.018696 | 0.050249 | 0.081801 | 0.12736
Residential | 100 | 2014-05-14 | Per Ton | 13 | Residential¦100¦41773¦Per Ton¦13 |  |  | 0.24434 |  | 0.2966 | 685 |  |  | 0.24579 | 95.0744 | 0.2945 | 668 | 17 | 20 | 1.0626 | 0.25964 | 10623 | -0.0014562 | 0.013845 | 0.011333 | 0.011395 | 0.012042 | 0.016071 | 0.016579 | -0.022052 | -0.0098836 | -0.0014562 | 0.0069712 | 0.019139 | -0.0074011 | 0.0051515 | 0.013845 | 0.022539 | 0.035092
All | All | 2014-05-14 | Per Device | 14 | All¦All¦41773¦Per Device¦14 |  |  | 1.7991 |  | 4.3504 | 2832 |  |  | 1.939 | 94.1151 | 5.2863 | 2796 | 17 | 20 | 1.0941 | 1.9684 | 27058 | -0.1399 | 0.029371 | 0.081748 | 0.099973 | 0.089439 | 0.12914 | 0.13414 | -0.3054 | -0.20762 | -0.1399 | -0.072175 | 0.025605 | -0.14254 | -0.040973 | 0.029371 | 0.099715 | 0.20128
All | All | 2014-05-14 | Per Ton | 14 | All¦All¦41773¦Per Ton¦14 |  |  | 0.49143 |  | 1.1883 | 2832 |  |  | 0.52964 | 94.1151 | 1.4439 | 2796 | 17 | 20 | 1.0941 | 0.53766 | 27058 | -0.038213 | 0.0080227 | 0.022329 | 0.027308 | 0.02443 | 0.035275 | 0.036641 | -0.083419 | -0.056711 | -0.038213 | -0.019714 | 0.0069939 | -0.038934 | -0.011192 | 0.0080227 | 0.027237 | 0.05498
Non-Residential | All | 2014-05-14 | Per Device | 14 | Non-Residential¦All¦41773¦Per Device¦14 |  |  | 3.6497 |  | 5.4721 | 1439 |  |  | 3.9706 | 93.0202 | 6.7881 | 1444 | 17 | 20 | 1.0751 | 3.9239 | 4663 | -0.3209 | -0.046678 | 0.14425 | 0.17864 | 0.15509 | 0.22961 | 0.23657 | -0.61516 | -0.44131 | -0.3209 | -0.2005 | -0.026651 | -0.34985 | -0.17073 | -0.046678 | 0.077378 | 0.2565
Non-Residential | All | 2014-05-14 | Per Ton | 14 | Non-Residential¦All¦41773¦Per Ton¦14 |  |  | 0.94047 |  | 1.4101 | 1439 |  |  | 1.0232 | 93.0202 | 1.7492 | 1444 | 17 | 20 | 1.0751 | 1.0111 | 4663 | -0.082693 | -0.012028 | 0.037172 | 0.046032 | 0.039965 | 0.059167 | 0.060961 | -0.15852 | -0.11372 | -0.082693 | -0.051666 | -0.0068676 | -0.090152 | -0.043996 | -0.012028 | 0.019939 | 0.066096
Non-Residential | 30 | 2014-05-14 | Per Device | 14 | Non-Residential¦30¦41773¦Per Device¦14 |  |  | 3.6643 |  | 5.6143 | 722 |  |  | 4.0552 | 93.6049 | 7.3117 | 726 | 17 | 20 | 1.0961 | 4.0163 | 1336 | -0.39088 | -0.038878 | 0.20894 | 0.27136 | 0.22902 | 0.34248 | 0.35509 | -0.82979 | -0.57048 | -0.39088 | -0.21128 | 0.048035 | -0.49394 | -0.22509 | -0.038878 | 0.14733 | 0.41618
Non-Residential | 30 | 2014-05-14 | Per Ton | 14 | Non-Residential¦30¦41773¦Per Ton¦14 |  |  | 0.94307 |  | 1.445 | 722 |  |  | 1.0437 | 93.6049 | 1.8818 | 726 | 17 | 20 | 1.0961 | 1.0337 | 1336 | -0.1006 | -0.010006 | 0.053776 | 0.06984 | 0.058942 | 0.088145 | 0.091388 | -0.21356 | -0.14682 | -0.1006 | -0.054376 | 0.012363 | -0.12712 | -0.05793 | -0.010006 | 0.037918 | 0.10711
Non-Residential | 50 | 2014-05-14 | Per Device | 14 | Non-Residential¦50¦41773¦Per Device¦14 |  |  | 3.6297 |  | 5.3055 | 717 |  |  | 3.9122 | 92.7716 | 6.3374 | 718 | 17 | 20 | 1.0636 | 3.8605 | 3327 | -0.28253 | -0.051771 | 0.19814 | 0.23651 | 0.21073 | 0.30854 | 0.31677 | -0.67794 | -0.44433 | -0.28253 | -0.12073 | 0.11287 | -0.45773 | -0.21789 | -0.051771 | 0.11435 | 0.35419
Non-Residential | 50 | 2014-05-14 | Per Ton | 14 | Non-Residential¦50¦41773¦Per Ton¦14 |  |  | 0.93589 |  | 1.368 | 717 |  |  | 1.0087 | 92.7716 | 1.6341 | 718 | 17 | 20 | 1.0636 | 0.99539 | 3327 | -0.072849 | -0.013349 | 0.051088 | 0.060983 | 0.054336 | 0.079554 | 0.081678 | -0.1748 | -0.11457 | -0.072849 | -0.031131 | 0.029104 | -0.11802 | -0.056181 | -0.013349 | 0.029483 | 0.091326
Residential | All | 2014-05-14 | Per Device | 14 | Residential¦All¦41773¦Per Device¦14 |  |  | 1.1016 |  | 1.3241 | 1393 |  |  | 1.1371 | 94.3356 | 1.3076 | 1352 | 17 | 20 | 1.089 | 1.1996 | 22395 | -0.035456 | 0.062544 | 0.035476 | 0.035562 | 0.038632 | 0.050231 | 0.052508 | -0.099829 | -0.061797 | -0.035456 | -0.0091142 | 0.028918 | -0.0047468 | 0.035009 | 0.062544 | 0.090079 | 0.12984
Residential | All | 2014-05-14 | Per Ton | 14 | Residential¦All¦41773¦Per Ton¦14 |  |  | 0.30856 |  | 0.37087 | 1393 |  |  | 0.31849 | 94.3356 | 0.36626 | 1352 | 17 | 20 | 1.089 | 0.33601 | 22395 | -0.0099311 | 0.017519 | 0.0099368 | 0.0099609 | 0.010821 | 0.01407 | 0.014707 | -0.027962 | -0.017309 | -0.0099311 | -0.0025529 | 0.0081001 | -0.0013296 | 0.0098062 | 0.017519 | 0.025231 | 0.036367
Residential | 50 | 2014-05-14 | Per Device | 14 | Residential¦50¦41773¦Per Device¦14 |  |  | 1.2088 |  | 1.4438 | 708 |  |  | 1.2781 | 94.7501 | 1.4132 | 684 | 17 | 20 | 1.1093 | 1.341 | 11772 | -0.069271 | 0.062898 | 0.054261 | 0.054034 | 0.060193 | 0.076576 | 0.080888 | -0.16741 | -0.10943 | -0.069271 | -0.029115 | 0.028865 | -0.040764 | 0.02048 | 0.062898 | 0.10532 | 0.16656
Residential | 50 | 2014-05-14 | Per Ton | 14 | Residential¦50¦41773¦Per Ton¦14 |  |  | 0.34402 |  | 0.41089 | 708 |  |  | 0.36374 | 94.7501 | 0.40218 | 684 | 17 | 20 | 1.1093 | 0.38164 | 11772 | -0.019714 | 0.0179 | 0.015442 | 0.015378 | 0.017131 | 0.021793 | 0.02302 | -0.047643 | -0.031143 | -0.019714 | -0.0082859 | 0.0082147 | -0.011601 | 0.0058286 | 0.0179 | 0.029972 | 0.047402
Residential | 100 | 2014-05-14 | Per Device | 14 | Residential¦100¦41773¦Per Device¦14 |  |  | 0.98659 |  | 1.1845 | 685 |  |  | 0.98676 | 93.8673 | 1.1806 | 668 | 17 | 20 | 1.0626 | 1.0484 | 10623 | -0.0001706 | 0.061615 | 0.045259 | 0.045679 | 0.048093 | 0.064304 | 0.066329 | -0.082579 | -0.033891 | -0.0001706 | 0.03355 | 0.082238 | -0.023389 | 0.026832 | 0.061615 | 0.096398 | 0.14662
Residential | 100 | 2014-05-14 | Per Ton | 14 | Residential¦100¦41773¦Per Ton¦14 |  |  | 0.27184 |  | 0.32638 | 685 |  |  | 0.27189 | 93.8673 | 0.3253 | 668 | 17 | 20 | 1.0626 | 0.28887 | 10623 | -4.7e-05 | 0.016977 | 0.012471 | 0.012586 | 0.013251 | 0.017718 | 0.018276 | -0.022754 | -0.0093384 | -4.7e-05 | 0.0092443 | 0.02266 | -0.0064446 | 0.0073932 | 0.016977 | 0.026561 | 0.040399
All | All | 2014-05-14 | Per Device | 15 | All¦All¦41773¦Per Device¦15 |  |  | 1.8658 |  | 4.2953 | 2832 |  |  | 2.0304 | 94.1202 | 5.1713 | 2796 | 17 | 20 | 1.0941 | 2.0413 | 27058 | -0.1646 | 0.010936 | 0.080714 | 0.097798 | 0.088308 | 0.1268 | 0.13177 | -0.32711 | -0.2311 | -0.1646 | -0.098108 | -0.0020982 | -0.15793 | -0.058163 | 0.010936 | 0.080035 | 0.1798
All | All | 2014-05-14 | Per Ton | 15 | All¦All¦41773¦Per Ton¦15 |  |  | 0.50963 |  | 1.1733 | 2832 |  |  | 0.55459 | 94.1202 | 1.4125 | 2796 | 17 | 20 | 1.0941 | 0.55758 | 27058 | -0.044961 | 0.0029871 | 0.022047 | 0.026713 | 0.024121 | 0.034636 | 0.035992 | -0.089349 | -0.063125 | -0.044961 | -0.026798 | -0.0005731 | -0.043139 | -0.015887 | 0.0029871 | 0.021861 | 0.049113
Non-Residential | All | 2014-05-14 | Per Device | 15 | Non-Residential¦All¦41773¦Per Device¦15 |  |  | 3.6427 |  | 5.3746 | 1439 |  |  | 3.9545 | 93.2491 | 6.6076 | 1444 | 17 | 20 | 1.0751 | 3.9164 | 4663 | -0.31178 | -0.038075 | 0.14168 | 0.17388 | 0.15233 | 0.2243 | 0.23117 | -0.59923 | -0.4294 | -0.31178 | -0.19416 | -0.02433 | -0.33433 | -0.1593 | -0.038075 | 0.083151 | 0.25818
Non-Residential | All | 2014-05-14 | Per Ton | 15 | Non-Residential¦All¦41773¦Per Ton¦15 |  |  | 0.93868 |  | 1.385 | 1439 |  |  | 1.019 | 93.2491 | 1.7027 | 1444 | 17 | 20 | 1.0751 | 1.0092 | 4663 | -0.080342 | -0.0098115 | 0.03651 | 0.044808 | 0.039253 | 0.057799 | 0.05957 | -0.15441 | -0.11065 | -0.080342 | -0.050032 | -0.0062696 | -0.086153 | -0.04105 | -0.0098115 | 0.021427 | 0.06653
Non-Residential | 30 | 2014-05-14 | Per Device | 15 | Non-Residential¦30¦41773¦Per Device¦15 |  |  | 3.6987 |  | 5.4572 | 722 |  |  | 4.0647 | 93.7791 | 7.1384 | 726 | 17 | 20 | 1.0961 | 4.054 | 1336 | -0.36607 | -0.010762 | 0.2031 | 0.26493 | 0.22261 | 0.33382 | 0.34604 | -0.79388 | -0.54112 | -0.36607 | -0.19101 | 0.061743 | -0.45423 | -0.19222 | -0.010762 | 0.1707 | 0.4327
Non-Residential | 30 | 2014-05-14 | Per Ton | 15 | Non-Residential¦30¦41773¦Per Ton¦15 |  |  | 0.95192 |  | 1.4045 | 722 |  |  | 1.0461 | 93.7791 | 1.8372 | 726 | 17 | 20 | 1.0961 | 1.0434 | 1336 | -0.094214 | -0.0027699 | 0.052271 | 0.068185 | 0.057292 | 0.085915 | 0.089059 | -0.20432 | -0.13927 | -0.094214 | -0.04916 | 0.015891 | -0.1169 | -0.049473 | -0.0027699 | 0.043933 | 0.11136
Non-Residential | 50 | 2014-05-14 | Per Device | 15 | Non-Residential¦50¦41773¦Per Device¦15 |  |  | 3.6015 |  | 5.2443 | 717 |  |  | 3.8829 | 93.0238 | 6.15 | 718 | 17 | 20 | 1.0636 | 3.8304 | 3327 | -0.28147 | -0.052507 | 0.19585 | 0.22952 | 0.2083 | 0.30172 | 0.30995 | -0.66815 | -0.4397 | -0.28147 | -0.12325 | 0.1052 | -0.44972 | -0.21504 | -0.052507 | 0.11003 | 0.34471
Non-Residential | 50 | 2014-05-14 | Per Ton | 15 | Non-Residential¦50¦41773¦Per Ton¦15 |  |  | 0.92862 |  | 1.3522 | 717 |  |  | 1.0012 | 93.0238 | 1.5857 | 718 | 17 | 20 | 1.0636 | 0.98765 | 3327 | -0.072576 | -0.013539 | 0.050499 | 0.059179 | 0.05371 | 0.077797 | 0.079918 | -0.17228 | -0.11337 | -0.072576 | -0.031779 | 0.027125 | -0.11596 | -0.055448 | -0.013539 | 0.02837 | 0.088881
Residential | All | 2014-05-14 | Per Device | 15 | Residential¦All¦41773¦Per Device¦15 |  |  | 1.1975 |  | 1.4166 | 1393 |  |  | 1.2719 | 94.2956 | 1.4234 | 1352 | 17 | 20 | 1.089 | 1.304 | 22395 | -0.074421 | 0.03211 | 0.037955 | 0.038711 | 0.041331 | 0.054213 | 0.056628 | -0.1439 | -0.10285 | -0.074421 | -0.045991 | -0.0049436 | -0.040462 | 0.0024141 | 0.03211 | 0.061806 | 0.10468
Residential | All | 2014-05-14 | Per Ton | 15 | Residential¦All¦41773¦Per Ton¦15 |  |  | 0.33542 |  | 0.39679 | 1393 |  |  | 0.35627 | 94.2956 | 0.39869 | 1352 | 17 | 20 | 1.089 | 0.36526 | 22395 | -0.020845 | 0.0089941 | 0.010631 | 0.010843 | 0.011577 | 0.015185 | 0.015862 | -0.040306 | -0.028808 | -0.020845 | -0.012882 | -0.0013847 | -0.011333 | 0.0006762 | 0.0089941 | 0.017312 | 0.029322
Residential | 50 | 2014-05-14 | Per Device | 15 | Residential¦50¦41773¦Per Device¦15 |  |  | 1.342 |  | 1.5554 | 708 |  |  | 1.4164 | 94.705 | 1.5171 | 684 | 17 | 20 | 1.1093 | 1.4887 | 11772 | -0.074418 | 0.072313 | 0.058455 | 0.058006 | 0.064846 | 0.082351 | 0.087004 | -0.17995 | -0.1176 | -0.074418 | -0.031233 | 0.031119 | -0.039187 | 0.026688 | 0.072313 | 0.11794 | 0.18381
Residential | 50 | 2014-05-14 | Per Ton | 15 | Residential¦50¦41773¦Per Ton¦15 |  |  | 0.38192 |  | 0.44265 | 708 |  |  | 0.4031 | 94.705 | 0.43174 | 684 | 17 | 20 | 1.1093 | 0.42368 | 11772 | -0.021179 | 0.02058 | 0.016636 | 0.016508 | 0.018455 | 0.023436 | 0.024761 | -0.051214 | -0.033469 | -0.021179 | -0.0088886 | 0.0088563 | -0.011152 | 0.0075952 | 0.02058 | 0.033564 | 0.052312
Residential | 100 | 2014-05-14 | Per Device | 15 | Residential¦100¦41773¦Per Device¦15 |  |  | 1.0423 |  | 1.2488 | 685 |  |  | 1.118 | 93.833 | 1.3124 | 668 | 17 | 20 | 1.0626 | 1.1075 | 10623 | -0.075741 | -0.01047 | 0.047714 | 0.050778 | 0.050702 | 0.069678 | 0.071757 | -0.16504 | -0.11228 | -0.075741 | -0.039202 | 0.013555 | -0.10243 | -0.048099 | -0.01047 | 0.02716 | 0.081491
Residential | 100 | 2014-05-14 | Per Ton | 15 | Residential¦100¦41773¦Per Ton¦15 |  |  | 0.28718 |  | 0.34409 | 685 |  |  | 0.30805 | 93.833 | 0.36161 | 668 | 17 | 20 | 1.0626 | 0.30516 | 10623 | -0.020869 | -0.0028849 | 0.013147 | 0.013991 | 0.01397 | 0.019199 | 0.019772 | -0.045474 | -0.030937 | -0.020869 | -0.010802 | 0.0037348 | -0.028223 | -0.013253 | -0.0028849 | 0.0074835 | 0.022454
All | All | 2014-05-14 | Per Device | 16 | All¦All¦41773¦Per Device¦16 |  |  | 1.9312 |  | 4.2209 | 2832 |  |  | 2.1128 | 92.4979 | 5.0385 | 2796 | 17 | 20 | 1.0941 | 2.1128 | 27058 | -0.18169 | -5.91e-08 | 0.079316 | 0.095287 | 0.086778 | 0.12398 | 0.12888 | -0.34058 | -0.2467 | -0.18169 | -0.11668 | -0.022805 | -0.16517 | -0.067585 | -5.91e-08 | 0.067585 | 0.16517
All | All | 2014-05-14 | Per Ton | 16 | All¦All¦41773¦Per Ton¦16 |  |  | 0.52749 |  | 1.1529 | 2832 |  |  | 0.57712 | 92.4979 | 1.3763 | 2796 | 17 | 20 | 1.0941 | 0.57712 | 27058 | -0.049629 | -2.84e-08 | 0.021665 | 0.026028 | 0.023703 | 0.033865 | 0.035204 | -0.093028 | -0.067387 | -0.049629 | -0.03187 | -0.0062293 | -0.045115 | -0.018461 | -2.84e-08 | 0.018461 | 0.045115
Non-Residential | All | 2014-05-14 | Per Device | 16 | Non-Residential¦All¦41773¦Per Device¦16 |  |  | 3.5817 |  | 5.2715 | 1439 |  |  | 3.8508 | 91.5235 | 6.4474 | 1444 | 17 | 20 | 1.0751 | 3.8508 | 4663 | -0.26912 | -1.66e-07 | 0.13896 | 0.16967 | 0.14941 | 0.21931 | 0.22607 | -0.55018 | -0.38413 | -0.26912 | -0.15411 | 0.011941 | -0.28973 | -0.11855 | -1.66e-07 | 0.11855 | 0.28973
Non-Residential | All | 2014-05-14 | Per Ton | 16 | Non-Residential¦All¦41773¦Per Ton¦16 |  |  | 0.92296 |  | 1.3584 | 1439 |  |  | 0.99231 | 91.5235 | 1.6614 | 1444 | 17 | 20 | 1.0751 | 0.9923 | 4663 | -0.069349 | -2.97e-08 | 0.035809 | 0.043721 | 0.0385 | 0.056514 | 0.058256 | -0.14177 | -0.098985 | -0.069349 | -0.039713 | 0.0030771 | -0.074659 | -0.03055 | -2.97e-08 | 0.03055 | 0.074659
Non-Residential | 30 | 2014-05-14 | Per Device | 16 | Non-Residential¦30¦41773¦Per Device¦16 |  |  | 3.6594 |  | 5.3688 | 722 |  |  | 4.0109 | 92.1778 | 7.0395 | 726 | 17 | 20 | 1.0961 | 4.0109 | 1336 | -0.35153 | 4.59e-08 | 0.19981 | 0.26126 | 0.219 | 0.32891 | 0.34091 | -0.77304 | -0.52401 | -0.35153 | -0.17905 | 0.069982 | -0.43689 | -0.17877 | 4.59e-08 | 0.17877 | 0.43689
Non-Residential | 30 | 2014-05-14 | Per Ton | 16 | Non-Residential¦30¦41773¦Per Ton¦16 |  |  | 0.94181 |  | 1.3818 | 722 |  |  | 1.0323 | 92.1778 | 1.8118 | 726 | 17 | 20 | 1.0961 | 1.0323 | 1336 | -0.090472 | 6.86e-08 | 0.051424 | 0.06724 | 0.056364 | 0.08465 | 0.087739 | -0.19896 | -0.13486 | -0.090472 | -0.046082 | 0.018011 | -0.11244 | -0.04601 | 6.86e-08 | 0.046011 | 0.11244
Non-Residential | 50 | 2014-05-14 | Per Device | 16 | Non-Residential¦50¦41773¦Per Device¦16 |  |  | 3.5295 |  | 5.1309 | 717 |  |  | 3.7539 | 91.2452 | 5.9412 | 718 | 17 | 20 | 1.0636 | 3.7539 | 3327 | -0.22439 | 1.01e-07 | 0.19162 | 0.22173 | 0.2038 | 0.29305 | 0.30116 | -0.59995 | -0.37806 | -0.22439 | -0.070712 | 0.15117 | -0.38595 | -0.15793 | 1.01e-07 | 0.15793 | 0.38595
Non-Residential | 50 | 2014-05-14 | Per Ton | 16 | Non-Residential¦50¦41773¦Per Ton¦16 |  |  | 0.91005 |  | 1.323 | 717 |  |  | 0.96791 | 91.2452 | 1.5319 | 718 | 17 | 20 | 1.0636 | 0.96791 | 3327 | -0.057857 | 1.69e-08 | 0.049407 | 0.05717 | 0.052548 | 0.075561 | 0.077652 | -0.15469 | -0.097481 | -0.057857 | -0.018233 | 0.038979 | -0.099515 | -0.04072 | 1.69e-08 | 0.040721 | 0.099515
Residential | All | 2014-05-14 | Per Device | 16 | Residential¦All¦41773¦Per Device¦16 |  |  | 1.3126 |  | 1.5071 | 1393 |  |  | 1.4293 | 92.6941 | 1.4964 | 1352 | 17 | 20 | 1.089 | 1.4293 | 22395 | -0.11677 | -5.8e-08 | 0.04038 | 0.040696 | 0.043972 | 0.05733 | 0.059915 | -0.19024 | -0.14683 | -0.11677 | -0.086702 | -0.043294 | -0.076784 | -0.031419 | -5.8e-08 | 0.031419 | 0.076784
Residential | All | 2014-05-14 | Per Ton | 16 | Residential¦All¦41773¦Per Ton¦16 |  |  | 0.36765 |  | 0.42214 | 1393 |  |  | 0.40036 | 92.6941 | 0.41914 | 1352 | 17 | 20 | 1.089 | 0.40036 | 22395 | -0.032706 | -3.25e-08 | 0.011311 | 0.011399 | 0.012317 | 0.016058 | 0.016782 | -0.053286 | -0.041127 | -0.032706 | -0.024285 | -0.012127 | -0.021507 | -0.0088006 | -3.25e-08 | 0.0088006 | 0.021507
Residential | 50 | 2014-05-14 | Per Device | 16 | Residential¦50¦41773¦Per Device¦16 |  |  | 1.4587 |  | 1.6506 | 708 |  |  | 1.6181 | 93.0836 | 1.5991 | 684 | 17 | 20 | 1.1093 | 1.6181 | 11772 | -0.15949 | 8.09e-08 | 0.062035 | 0.061144 | 0.068817 | 0.087103 | 0.092057 | -0.27111 | -0.20516 | -0.15949 | -0.11381 | -0.047859 | -0.11798 | -0.048274 | 8.09e-08 | 0.048275 | 0.11798
Residential | 50 | 2014-05-14 | Per Ton | 16 | Residential¦50¦41773¦Per Ton¦16 |  |  | 0.41512 |  | 0.46976 | 708 |  |  | 0.46051 | 93.0836 | 0.4551 | 684 | 17 | 20 | 1.1093 | 0.46051 | 11772 | -0.045389 | 1.64e-08 | 0.017655 | 0.017401 | 0.019585 | 0.024789 | 0.026199 | -0.077157 | -0.058388 | -0.045389 | -0.032389 | -0.01362 | -0.033575 | -0.013739 | 1.64e-08 | 0.013739 | 0.033575
Residential | 100 | 2014-05-14 | Per Device | 16 | Residential¦100¦41773¦Per Device¦16 |  |  | 1.1557 |  | 1.3355 | 685 |  |  | 1.228 | 92.2541 | 1.3675 | 668 | 17 | 20 | 1.0626 | 1.228 | 10623 | -0.072374 | 1.04e-08 | 0.051027 | 0.052909 | 0.054222 | 0.073506 | 0.075759 | -0.16658 | -0.11092 | -0.072374 | -0.033827 | 0.021827 | -0.097089 | -0.039728 | 1.04e-08 | 0.039728 | 0.097089
Residential | 100 | 2014-05-14 | Per Ton | 16 | Residential¦100¦41773¦Per Ton¦16 |  |  | 0.31843 |  | 0.36798 | 685 |  |  | 0.33837 | 92.2541 | 0.37679 | 668 | 17 | 20 | 1.0626 | 0.33837 | 10623 | -0.019942 | 1.01e-08 | 0.01406 | 0.014578 | 0.01494 | 0.020254 | 0.020874 | -0.045898 | -0.030563 | -0.019942 | -0.0093207 | 0.0060143 | -0.026752 | -0.010946 | 1.01e-08 | 0.010946 | 0.026752
All | All | 2014-05-14 | Per Device | 17 | All¦All¦41773¦Per Device¦17 |  |  | 1.9395 |  | 3.9737 | 2832 |  |  | 1.8676 | 89.7202 | 4.4986 | 2796 | 17 | 20 | 1.0941 | 2.1219 | 27058 | 0.071917 | 0.25439 | 0.07467 | 0.085077 | 0.081695 | 0.1132 | 0.11795 | -0.073151 | 0.012556 | 0.071917 | 0.13128 | 0.21699 | 0.10323 | 0.19254 | 0.25439 | 0.31624 | 0.40555
All | All | 2014-05-14 | Per Ton | 17 | All¦All¦41773¦Per Ton¦17 |  |  | 0.52977 |  | 1.0854 | 2832 |  |  | 0.51012 | 89.7202 | 1.2288 | 2796 | 17 | 20 | 1.0941 | 0.57961 | 27058 | 0.019644 | 0.069487 | 0.020396 | 0.023239 | 0.022315 | 0.03092 | 0.032218 | -0.019981 | 0.0034298 | 0.019644 | 0.035859 | 0.05927 | 0.028198 | 0.052592 | 0.069487 | 0.086382 | 0.11078
Non-Residential | All | 2014-05-14 | Per Device | 17 | Non-Residential¦All¦41773¦Per Device¦17 |  |  | 3.3702 |  | 4.947 | 1439 |  |  | 3.3822 | 89.013 | 5.8052 | 1444 | 17 | 20 | 1.0751 | 3.6234 | 4663 | -0.011971 | 0.24126 | 0.13041 | 0.15277 | 0.14021 | 0.20086 | 0.20736 | -0.26938 | -0.1173 | -0.011971 | 0.09336 | 0.24544 | -0.024479 | 0.13252 | 0.24126 | 0.35 | 0.507
Non-Residential | All | 2014-05-14 | Per Ton | 17 | Non-Residential¦All¦41773¦Per Ton¦17 |  |  | 0.86846 |  | 1.2748 | 1439 |  |  | 0.87155 | 89.013 | 1.4959 | 1444 | 17 | 20 | 1.0751 | 0.93372 | 4663 | -0.0030849 | 0.062169 | 0.033605 | 0.039367 | 0.03613 | 0.051759 | 0.053433 | -0.069417 | -0.030228 | -0.0030849 | 0.024058 | 0.063247 | -0.006308 | 0.034149 | 0.062169 | 0.09019 | 0.13065
Non-Residential | 30 | 2014-05-14 | Per Device | 17 | Non-Residential¦30¦41773¦Per Device¦17 |  |  | 3.3756 |  | 4.7805 | 722 |  |  | 3.5647 | 89.5279 | 6.2664 | 726 | 17 | 20 | 1.0961 | 3.6999 | 1336 | -0.18905 | 0.13522 | 0.17791 | 0.23257 | 0.195 | 0.29281 | 0.3035 | -0.5643 | -0.3426 | -0.18905 | -0.035495 | 0.18621 | -0.25373 | -0.023932 | 0.13522 | 0.29438 | 0.52418
Non-Residential | 30 | 2014-05-14 | Per Ton | 17 | Non-Residential¦30¦41773¦Per Ton¦17 |  |  | 0.86878 |  | 1.2303 | 722 |  |  | 0.91744 | 89.5279 | 1.6128 | 726 | 17 | 20 | 1.0961 | 0.95224 | 1336 | -0.048655 | 0.034803 | 0.045789 | 0.059856 | 0.050187 | 0.075361 | 0.078112 | -0.14523 | -0.088174 | -0.048655 | -0.0091352 | 0.047925 | -0.065302 | -0.0061594 | 0.034803 | 0.075764 | 0.13491
Non-Residential | 50 | 2014-05-14 | Per Device | 17 | Non-Residential¦50¦41773¦Per Device¦17 |  |  | 3.356 |  | 4.9827 | 717 |  |  | 3.2754 | 88.794 | 5.3999 | 718 | 17 | 20 | 1.0636 | 3.5693 | 3327 | 0.080602 | 0.29396 | 0.18608 | 0.20152 | 0.19791 | 0.2743 | 0.28246 | -0.27092 | -0.063239 | 0.080602 | 0.22444 | 0.43213 | -0.068021 | 0.14584 | 0.29396 | 0.44208 | 0.65594
Non-Residential | 50 | 2014-05-14 | Per Ton | 17 | Non-Residential¦50¦41773¦Per Ton¦17 |  |  | 0.86531 |  | 1.2848 | 717 |  |  | 0.84453 | 88.794 | 1.3923 | 718 | 17 | 20 | 1.0636 | 0.92032 | 3327 | 0.020783 | 0.075796 | 0.04798 | 0.051961 | 0.051031 | 0.070725 | 0.072829 | -0.069856 | -0.016306 | 0.020783 | 0.057871 | 0.11142 | -0.017539 | 0.037604 | 0.075796 | 0.11399 | 0.16913
Residential | All | 2014-05-14 | Per Device | 17 | Residential¦All¦41773¦Per Device¦17 |  |  | 1.4061 |  | 1.5616 | 1393 |  |  | 1.272 | 89.8626 | 1.239 | 1352 | 17 | 20 | 1.089 | 1.5312 | 22395 | 0.1341 | 0.25919 | 0.041841 | 0.033696 | 0.045563 | 0.053722 | 0.056669 | 0.06525 | 0.10593 | 0.1341 | 0.16227 | 0.20295 | 0.18656 | 0.22947 | 0.25919 | 0.28891 | 0.33181
Residential | All | 2014-05-14 | Per Ton | 17 | Residential¦All¦41773¦Per Ton¦17 |  |  | 0.39386 |  | 0.43741 | 1393 |  |  | 0.35629 | 89.8626 | 0.34704 | 1352 | 17 | 20 | 1.089 | 0.42889 | 22395 | 0.037561 | 0.072599 | 0.01172 | 0.0094383 | 0.012762 | 0.015048 | 0.015873 | 0.018277 | 0.02967 | 0.037561 | 0.045452 | 0.056846 | 0.052256 | 0.064275 | 0.072599 | 0.080923 | 0.092941
Residential | 50 | 2014-05-14 | Per Device | 17 | Residential¦50¦41773¦Per Device¦17 |  |  | 1.5844 |  | 1.7109 | 708 |  |  | 1.5153 | 90.1947 | 1.4249 | 684 | 17 | 20 | 1.1093 | 1.7577 | 11772 | 0.069113 | 0.24235 | 0.064298 | 0.054482 | 0.071328 | 0.084276 | 0.089755 | -0.038892 | 0.024918 | 0.069113 | 0.11331 | 0.17712 | 0.12732 | 0.19528 | 0.24235 | 0.28942 | 0.35738
Residential | 50 | 2014-05-14 | Per Ton | 17 | Residential¦50¦41773¦Per Ton¦17 |  |  | 0.45092 |  | 0.4869 | 708 |  |  | 0.43125 | 90.1947 | 0.40551 | 684 | 17 | 20 | 1.1093 | 0.50022 | 11772 | 0.019669 | 0.068971 | 0.018299 | 0.015505 | 0.0203 | 0.023984 | 0.025544 | -0.011068 | 0.0070915 | 0.019669 | 0.032246 | 0.050406 | 0.036236 | 0.055576 | 0.068971 | 0.082366 | 0.10171
Residential | 100 | 2014-05-14 | Per Device | 17 | Residential¦100¦41773¦Per Device¦17 |  |  | 1.2145 |  | 1.3779 | 685 |  |  | 1.0124 | 89.4874 | 0.96944 | 668 | 17 | 20 | 1.0626 | 1.2905 | 10623 | 0.20212 | 0.27817 | 0.052647 | 0.037509 | 0.055944 | 0.064643 | 0.067355 | 0.11927 | 0.16822 | 0.20212 | 0.23602 | 0.28496 | 0.19186 | 0.24285 | 0.27817 | 0.3135 | 0.36449
Residential | 100 | 2014-05-14 | Per Ton | 17 | Residential¦100¦41773¦Per Ton¦17 |  |  | 0.33463 |  | 0.37966 | 685 |  |  | 0.27894 | 89.4874 | 0.26712 | 668 | 17 | 20 | 1.0626 | 0.35559 | 10623 | 0.055691 | 0.076647 | 0.014506 | 0.010335 | 0.015415 | 0.017811 | 0.018559 | 0.032865 | 0.046351 | 0.055691 | 0.065031 | 0.078517 | 0.052863 | 0.066915 | 0.076647 | 0.086379 | 0.10043
All | All | 2014-05-14 | Per Device | 18 | All¦All¦41773¦Per Device¦18 |  |  | 1.8879 |  | 3.5921 | 2832 |  |  | 1.7938 | 87.658 | 4.2066 | 2796 | 17 | 20 | 1.0941 | 2.0656 | 27058 | 0.094171 | 0.2718 | 0.0675 | 0.079553 | 0.07385 | 0.10433 | 0.10855 | -0.039535 | 0.03946 | 0.094171 | 0.14888 | 0.22788 | 0.13269 | 0.21487 | 0.2718 | 0.32872 | 0.4109
All | All | 2014-05-14 | Per Ton | 18 | All¦All¦41773¦Per Ton¦18 |  |  | 0.51569 |  | 0.98118 | 2832 |  |  | 0.48997 | 87.658 | 1.149 | 2796 | 17 | 20 | 1.0941 | 0.56421 | 27058 | 0.025723 | 0.074241 | 0.018437 | 0.02173 | 0.020172 | 0.028498 | 0.02965 | -0.010799 | 0.010778 | 0.025723 | 0.040667 | 0.062244 | 0.036243 | 0.058692 | 0.074241 | 0.089789 | 0.11224
Non-Residential | All | 2014-05-14 | Per Device | 18 | Non-Residential¦All¦41773¦Per Device¦18 |  |  | 3.0011 |  | 4.4777 | 1439 |  |  | 3.053 | 87.0632 | 5.4661 | 1444 | 17 | 20 | 1.0751 | 3.2266 | 4663 | -0.05191 | 0.17358 | 0.11804 | 0.14384 | 0.12691 | 0.18608 | 0.19182 | -0.29038 | -0.14949 | -0.05191 | 0.045668 | 0.18655 | -0.07225 | 0.07299 | 0.17358 | 0.27418 | 0.41941
Non-Residential | All | 2014-05-14 | Per Ton | 18 | Non-Residential¦All¦41773¦Per Ton¦18 |  |  | 0.77334 |  | 1.1538 | 1439 |  |  | 0.78671 | 87.0632 | 1.4085 | 1444 | 17 | 20 | 1.0751 | 0.83144 | 4663 | -0.013377 | 0.04473 | 0.030417 | 0.037067 | 0.032702 | 0.047949 | 0.049431 | -0.074826 | -0.038521 | -0.013377 | 0.011768 | 0.048073 | -0.018618 | 0.018809 | 0.04473 | 0.070652 | 0.10808
Non-Residential | 30 | 2014-05-14 | Per Device | 18 | Non-Residential¦30¦41773¦Per Device¦18 |  |  | 2.9338 |  | 4.2683 | 722 |  |  | 3.1748 | 87.3927 | 5.8533 | 726 | 17 | 20 | 1.0961 | 3.2157 | 1336 | -0.24094 | 0.040889 | 0.15885 | 0.21724 | 0.17411 | 0.26912 | 0.2784 | -0.58583 | -0.38207 | -0.24094 | -0.099817 | 0.10395 | -0.31589 | -0.1051 | 0.040889 | 0.18688 | 0.39767
Non-Residential | 30 | 2014-05-14 | Per Ton | 18 | Non-Residential¦30¦41773¦Per Ton¦18 |  |  | 0.75508 |  | 1.0985 | 722 |  |  | 0.81709 | 87.3927 | 1.5065 | 726 | 17 | 20 | 1.0961 | 0.82761 | 1336 | -0.062011 | 0.010524 | 0.040883 | 0.05591 | 0.04481 | 0.069263 | 0.071651 | -0.15077 | -0.098333 | -0.062011 | -0.02569 | 0.026753 | -0.081301 | -0.02705 | 0.010524 | 0.048097 | 0.10235
Non-Residential | 50 | 2014-05-14 | Per Device | 18 | Non-Residential¦50¦41773¦Per Device¦18 |  |  | 3.0255 |  | 4.5504 | 717 |  |  | 2.9787 | 86.923 | 5.1249 | 718 | 17 | 20 | 1.0636 | 3.2178 | 3327 | 0.04675 | 0.2391 | 0.16994 | 0.19126 | 0.18074 | 0.25585 | 0.26315 | -0.28113 | -0.087418 | 0.04675 | 0.18092 | 0.37464 | -0.098142 | 0.1011 | 0.2391 | 0.37709 | 0.57634
Non-Residential | 50 | 2014-05-14 | Per Ton | 18 | Non-Residential¦50¦41773¦Per Ton¦18 |  |  | 0.7801 |  | 1.1733 | 717 |  |  | 0.76805 | 86.923 | 1.3214 | 718 | 17 | 20 | 1.0636 | 0.8297 | 3327 | 0.012054 | 0.06165 | 0.043818 | 0.049315 | 0.046603 | 0.065969 | 0.067851 | -0.072489 | -0.02254 | 0.012054 | 0.046649 | 0.096597 | -0.025305 | 0.026069 | 0.06165 | 0.097231 | 0.14861
Residential | All | 2014-05-14 | Per Device | 18 | Residential¦All¦41773¦Per Device¦18 |  |  | 1.4771 |  | 1.5497 | 1393 |  |  | 1.3 | 87.7778 | 1.2484 | 1352 | 17 | 20 | 1.089 | 1.6085 | 22395 | 0.17707 | 0.30847 | 0.041522 | 0.033951 | 0.045216 | 0.053635 | 0.056543 | 0.10833 | 0.14894 | 0.17707 | 0.20519 | 0.2458 | 0.236 | 0.27881 | 0.30847 | 0.33812 | 0.38093
Residential | All | 2014-05-14 | Per Ton | 18 | Residential¦All¦41773¦Per Ton¦18 |  |  | 0.41373 |  | 0.43408 | 1393 |  |  | 0.36413 | 87.7778 | 0.34967 | 1352 | 17 | 20 | 1.089 | 0.45053 | 22395 | 0.049596 | 0.086402 | 0.01163 | 0.0095097 | 0.012665 | 0.015023 | 0.015838 | 0.030343 | 0.041718 | 0.049596 | 0.057474 | 0.068849 | 0.066105 | 0.078096 | 0.086402 | 0.094707 | 0.1067
Residential | 50 | 2014-05-14 | Per Device | 18 | Residential¦50¦41773¦Per Device¦18 |  |  | 1.6182 |  | 1.7067 | 708 |  |  | 1.6071 | 88.1012 | 1.4498 | 684 | 17 | 20 | 1.1093 | 1.7951 | 11772 | 0.011085 | 0.18801 | 0.064143 | 0.055435 | 0.071156 | 0.084779 | 0.090202 | -0.097563 | -0.033373 | 0.011085 | 0.055543 | 0.11973 | 0.072413 | 0.14071 | 0.18801 | 0.23531 | 0.30361
Residential | 50 | 2014-05-14 | Per Ton | 18 | Residential¦50¦41773¦Per Ton¦18 |  |  | 0.46052 |  | 0.48573 | 708 |  |  | 0.45736 | 88.1012 | 0.41261 | 684 | 17 | 20 | 1.1093 | 0.51087 | 11772 | 0.0031548 | 0.053507 | 0.018255 | 0.015776 | 0.020251 | 0.024127 | 0.025671 | -0.027766 | -0.0094976 | 0.0031548 | 0.015807 | 0.034075 | 0.020608 | 0.040045 | 0.053507 | 0.066968 | 0.086405
Residential | 100 | 2014-05-14 | Per Device | 18 | Residential¦100¦41773¦Per Device¦18 |  |  | 1.3257 |  | 1.3634 | 685 |  |  | 0.9721 | 87.4125 | 0.9211 | 668 | 17 | 20 | 1.0626 | 1.4088 | 10623 | 0.35363 | 0.43665 | 0.052093 | 0.035638 | 0.055356 | 0.063117 | 0.065836 | 0.27274 | 0.32053 | 0.35363 | 0.38673 | 0.43452 | 0.35228 | 0.40213 | 0.43665 | 0.47118 | 0.52103
Residential | 100 | 2014-05-14 | Per Ton | 18 | Residential¦100¦41773¦Per Ton¦18 |  |  | 0.36529 |  | 0.37567 | 685 |  |  | 0.26785 | 87.4125 | 0.2538 | 668 | 17 | 20 | 1.0626 | 0.38816 | 10623 | 0.097438 | 0.12031 | 0.014354 | 0.0098197 | 0.015253 | 0.017391 | 0.01814 | 0.07515 | 0.088318 | 0.097438 | 0.10656 | 0.11973 | 0.097067 | 0.1108 | 0.12031 | 0.12983 | 0.14356
All | All | 2014-05-14 | Per Device | 19 | All¦All¦41773¦Per Device¦19 |  |  | 1.806 |  | 3.4267 | 2832 |  |  | 1.7362 | 84.033 | 3.9407 | 2796 | 17 | 20 | 1.0941 | 1.9759 | 27058 | 0.069784 | 0.2397 | 0.064392 | 0.074525 | 0.07045 | 0.09849 | 0.10255 | -0.056437 | 0.018135 | 0.069784 | 0.12143 | 0.196 | 0.10827 | 0.18592 | 0.2397 | 0.29348 | 0.37113
All | All | 2014-05-14 | Per Ton | 19 | All¦All¦41773¦Per Ton¦19 |  |  | 0.49332 |  | 0.93601 | 2832 |  |  | 0.47425 | 84.033 | 1.0764 | 2796 | 17 | 20 | 1.0941 | 0.53973 | 27058 | 0.019061 | 0.065475 | 0.017589 | 0.020356 | 0.019244 | 0.026903 | 0.028012 | -0.015416 | 0.0049537 | 0.019061 | 0.033169 | 0.053539 | 0.029575 | 0.050785 | 0.065475 | 0.080164 | 0.10137
Non-Residential | All | 2014-05-14 | Per Device | 19 | Non-Residential¦All¦41773¦Per Device¦19 |  |  | 2.6522 |  | 4.3413 | 1439 |  |  | 2.7361 | 83.8429 | 5.1633 | 1444 | 17 | 20 | 1.0751 | 2.8515 | 4663 | -0.083882 | 0.1154 | 0.11444 | 0.13588 | 0.12304 | 0.17765 | 0.18331 | -0.31155 | -0.17704 | -0.083882 | 0.0092769 | 0.14378 | -0.11952 | 0.019271 | 0.1154 | 0.21152 | 0.35031
Non-Residential | All | 2014-05-14 | Per Ton | 19 | Non-Residential¦All¦41773¦Per Ton¦19 |  |  | 0.68344 |  | 1.1187 | 1439 |  |  | 0.70505 | 83.8429 | 1.3305 | 1444 | 17 | 20 | 1.0751 | 0.73479 | 4663 | -0.021615 | 0.029736 | 0.02949 | 0.035014 | 0.031706 | 0.045778 | 0.047236 | -0.080282 | -0.045621 | -0.021615 | 0.0023905 | 0.037051 | -0.030799 | 0.0049659 | 0.029736 | 0.054507 | 0.090271
Non-Residential | 30 | 2014-05-14 | Per Device | 19 | Non-Residential¦30¦41773¦Per Device¦19 |  |  | 2.5787 |  | 4.0982 | 722 |  |  | 2.8397 | 84.0024 | 5.4111 | 726 | 17 | 20 | 1.0961 | 2.8264 | 1336 | -0.26094 | -0.013219 | 0.15252 | 0.20083 | 0.16717 | 0.25218 | 0.2613 | -0.58412 | -0.39318 | -0.26094 | -0.1287 | 0.062241 | -0.34809 | -0.15024 | -0.013219 | 0.12381 | 0.32165
Non-Residential | 30 | 2014-05-14 | Per Ton | 19 | Non-Residential¦30¦41773¦Per Ton¦19 |  |  | 0.66368 |  | 1.0548 | 722 |  |  | 0.73084 | 84.0024 | 1.3927 | 726 | 17 | 20 | 1.0961 | 0.72744 | 1336 | -0.067157 | -0.0034022 | 0.039254 | 0.051686 | 0.043025 | 0.064903 | 0.06725 | -0.15033 | -0.10119 | -0.067157 | -0.033122 | 0.016019 | -0.089587 | -0.038668 | -0.0034022 | 0.031864 | 0.082782
Non-Residential | 50 | 2014-05-14 | Per Device | 19 | Non-Residential¦50¦41773¦Per Device¦19 |  |  | 2.681 |  | 4.4375 | 717 |  |  | 2.6724 | 83.7751 | 4.9268 | 718 | 17 | 20 | 1.0636 | 2.8515 | 3327 | 0.0085928 | 0.17904 | 0.16572 | 0.18387 | 0.17626 | 0.24753 | 0.2547 | -0.30863 | -0.12121 | 0.0085928 | 0.1384 | 0.32581 | -0.14737 | 0.045475 | 0.17904 | 0.31261 | 0.50546
Non-Residential | 50 | 2014-05-14 | Per Ton | 19 | Non-Residential¦50¦41773¦Per Ton¦19 |  |  | 0.69129 |  | 1.1442 | 717 |  |  | 0.68907 | 83.7751 | 1.2703 | 718 | 17 | 20 | 1.0636 | 0.73524 | 3327 | 0.0022156 | 0.046165 | 0.04273 | 0.047409 | 0.045447 | 0.063824 | 0.065674 | -0.079578 | -0.031254 | 0.0022156 | 0.035685 | 0.084009 | -0.037999 | 0.011725 | 0.046165 | 0.080604 | 0.13033
Residential | All | 2014-05-14 | Per Device | 19 | Residential¦All¦41773¦Per Device¦19 |  |  | 1.4977 |  | 1.546 | 1393 |  |  | 1.3459 | 84.0713 | 1.2472 | 1352 | 17 | 20 | 1.089 | 1.6309 | 22395 | 0.15177 | 0.28501 | 0.041423 | 0.033919 | 0.045108 | 0.053539 | 0.056438 | 0.083156 | 0.12369 | 0.15177 | 0.17984 | 0.22038 | 0.21268 | 0.25541 | 0.28501 | 0.3146 | 0.35733
Residential | All | 2014-05-14 | Per Ton | 19 | Residential¦All¦41773¦Per Ton¦19 |  |  | 0.41951 |  | 0.43304 | 1393 |  |  | 0.377 | 84.0713 | 0.34934 | 1352 | 17 | 20 | 1.089 | 0.45683 | 22395 | 0.042511 | 0.07983 | 0.011603 | 0.0095009 | 0.012635 | 0.014996 | 0.015808 | 0.023292 | 0.034647 | 0.042511 | 0.050375 | 0.061729 | 0.059571 | 0.07154 | 0.07983 | 0.08812 | 0.10009
Residential | 50 | 2014-05-14 | Per Device | 19 | Residential¦50¦41773¦Per Device¦19 |  |  | 1.6254 |  | 1.6696 | 708 |  |  | 1.6678 | 84.3265 | 1.4449 | 684 | 17 | 20 | 1.1093 | 1.8031 | 11772 | -0.042433 | 0.13529 | 0.062749 | 0.055248 | 0.06961 | 0.083605 | 0.08887 | -0.14958 | -0.086276 | -0.042433 | 0.0014093 | 0.064711 | 0.021394 | 0.088682 | 0.13529 | 0.18189 | 0.24918
Residential | 50 | 2014-05-14 | Per Ton | 19 | Residential¦50¦41773¦Per Ton¦19 |  |  | 0.46258 |  | 0.47517 | 708 |  |  | 0.47466 | 84.3265 | 0.41122 | 684 | 17 | 20 | 1.1093 | 0.51316 | 11772 | -0.012076 | 0.038501 | 0.017858 | 0.015723 | 0.019811 | 0.023793 | 0.025292 | -0.042569 | -0.024553 | -0.012076 | 0.0004011 | 0.018416 | 0.0060886 | 0.025238 | 0.038501 | 0.051764 | 0.070914
Residential | 100 | 2014-05-14 | Per Device | 19 | Residential¦100¦41773¦Per Device¦19 |  |  | 1.3609 |  | 1.4035 | 685 |  |  | 1.0022 | 83.7828 | 0.91676 | 668 | 17 | 20 | 1.0626 | 1.4461 | 10623 | 0.35868 | 0.4439 | 0.053626 | 0.035471 | 0.056984 | 0.064295 | 0.067122 | 0.27628 | 0.32496 | 0.35868 | 0.39239 | 0.44108 | 0.35788 | 0.4087 | 0.4439 | 0.4791 | 0.52992
Residential | 100 | 2014-05-14 | Per Ton | 19 | Residential¦100¦41773¦Per Ton¦19 |  |  | 0.37496 |  | 0.38672 | 685 |  |  | 0.27614 | 83.7828 | 0.2526 | 668 | 17 | 20 | 1.0626 | 0.39845 | 10623 | 0.098829 | 0.12231 | 0.014776 | 0.0097735 | 0.015701 | 0.017716 | 0.018495 | 0.076126 | 0.089539 | 0.098829 | 0.10812 | 0.12153 | 0.09861 | 0.11261 | 0.12231 | 0.13201 | 0.14601
All | All | 2014-05-14 | Per Device | 20 | All¦All¦41773¦Per Device¦20 |  |  | 1.6816 |  | 3.3077 | 2832 |  |  | 1.6789 | 78.9436 | 3.7707 | 2796 | 17 | 20 | 1.0941 | 1.8399 | 27058 | 0.0027028 | 0.16092 | 0.062156 | 0.071311 | 0.068003 | 0.094597 | 0.098538 | -0.11853 | -0.046904 | 0.0027028 | 0.05231 | 0.12393 | 0.034637 | 0.10925 | 0.16092 | 0.21259 | 0.2872
All | All | 2014-05-14 | Per Ton | 20 | All¦All¦41773¦Per Ton¦20 |  |  | 0.45934 |  | 0.9035 | 2832 |  |  | 0.4586 | 78.9436 | 1.03 | 2796 | 17 | 20 | 1.0941 | 0.50256 | 27058 | 0.0007383 | 0.043955 | 0.016978 | 0.019479 | 0.018575 | 0.025839 | 0.026916 | -0.032376 | -0.012812 | 0.0007383 | 0.014288 | 0.033853 | 0.0094612 | 0.02984 | 0.043955 | 0.05807 | 0.078449
Non-Residential | All | 2014-05-14 | Per Device | 20 | Non-Residential¦All¦41773¦Per Device¦20 |  |  | 2.4369 |  | 4.2671 | 1439 |  |  | 2.5213 | 79.5422 | 4.992 | 1444 | 17 | 20 | 1.0751 | 2.62 | 4663 | -0.084482 | 0.098618 | 0.11249 | 0.13137 | 0.12094 | 0.17295 | 0.17856 | -0.30613 | -0.17518 | -0.084482 | 0.0062122 | 0.13716 | -0.13022 | 0.0049804 | 0.098618 | 0.19226 | 0.32745
Non-Residential | All | 2014-05-14 | Per Ton | 20 | Non-Residential¦All¦41773¦Per Ton¦20 |  |  | 0.62795 |  | 1.0996 | 1439 |  |  | 0.64972 | 79.5422 | 1.2864 | 1444 | 17 | 20 | 1.0751 | 0.67513 | 4663 | -0.02177 | 0.025413 | 0.028987 | 0.033852 | 0.031165 | 0.044567 | 0.046013 | -0.078884 | -0.045141 | -0.02177 | 0.0016008 | 0.035345 | -0.033555 | 0.0012834 | 0.025413 | 0.049542 | 0.084381
Non-Residential | 30 | 2014-05-14 | Per Device | 20 | Non-Residential¦30¦41773¦Per Device¦20 |  |  | 2.3794 |  | 4.0522 | 722 |  |  | 2.6224 | 79.2176 | 5.1959 | 726 | 17 | 20 | 1.0961 | 2.6079 | 1336 | -0.24299 | -0.014422 | 0.15081 | 0.19284 | 0.1653 | 0.24481 | 0.25399 | -0.55672 | -0.37137 | -0.24299 | -0.11461 | 0.070742 | -0.33992 | -0.14761 | -0.014422 | 0.11877 | 0.31108
Non-Residential | 30 | 2014-05-14 | Per Ton | 20 | Non-Residential¦30¦41773¦Per Ton¦20 |  |  | 0.61237 |  | 1.0429 | 722 |  |  | 0.67491 | 79.2176 | 1.3373 | 726 | 17 | 20 | 1.0961 | 0.6712 | 1336 | -0.062538 | -0.0037118 | 0.038813 | 0.049631 | 0.042542 | 0.063005 | 0.065368 | -0.14328 | -0.095578 | -0.062538 | -0.029498 | 0.018207 | -0.087485 | -0.037991 | -0.0037118 | 0.030567 | 0.080061
Non-Residential | 50 | 2014-05-14 | Per Device | 20 | Non-Residential¦50¦41773¦Per Device¦20 |  |  | 2.4582 |  | 4.3482 | 717 |  |  | 2.4598 | 79.6803 | 4.7891 | 718 | 17 | 20 | 1.0636 | 2.6145 | 3327 | -0.001627 | 0.15466 | 0.16238 | 0.17873 | 0.17271 | 0.24148 | 0.24854 | -0.3111 | -0.12826 | -0.001627 | 0.12501 | 0.30784 | -0.16386 | 0.024321 | 0.15466 | 0.28499 | 0.47317
Non-Residential | 50 | 2014-05-14 | Per Ton | 20 | Non-Residential¦50¦41773¦Per Ton¦20 |  |  | 0.63384 |  | 1.1211 | 717 |  |  | 0.63425 | 79.6803 | 1.2348 | 718 | 17 | 20 | 1.0636 | 0.67413 | 3327 | -0.0004195 | 0.039877 | 0.04187 | 0.046084 | 0.044532 | 0.062264 | 0.064085 | -0.080214 | -0.033071 | -0.0004195 | 0.032232 | 0.079375 | -0.042251 | 0.0062711 | 0.039877 | 0.073483 | 0.122
Residential | All | 2014-05-14 | Per Device | 20 | Residential¦All¦41773¦Per Device¦20 |  |  | 1.4072 |  | 1.4023 | 1393 |  |  | 1.3513 | 78.8231 | 1.1589 | 1352 | 17 | 20 | 1.089 | 1.5324 | 22395 | 0.055918 | 0.1811 | 0.037572 | 0.031519 | 0.040914 | 0.049041 | 0.051647 | -0.0069311 | 0.030201 | 0.055918 | 0.081635 | 0.11877 | 0.11492 | 0.15402 | 0.1811 | 0.20819 | 0.24729
Residential | All | 2014-05-14 | Per Ton | 20 | Residential¦All¦41773¦Per Ton¦20 |  |  | 0.39416 |  | 0.39278 | 1393 |  |  | 0.3785 | 78.8231 | 0.32462 | 1352 | 17 | 20 | 1.089 | 0.42923 | 22395 | 0.015663 | 0.050728 | 0.010524 | 0.0088284 | 0.01146 | 0.013737 | 0.014466 | -0.0019414 | 0.0084592 | 0.015663 | 0.022866 | 0.033267 | 0.032188 | 0.043141 | 0.050728 | 0.058314 | 0.069267
Residential | 50 | 2014-05-14 | Per Device | 20 | Residential¦50¦41773¦Per Device¦20 |  |  | 1.5561 |  | 1.5521 | 708 |  |  | 1.6504 | 78.9321 | 1.332 | 684 | 17 | 20 | 1.1093 | 1.7262 | 11772 | -0.094338 | 0.0758 | 0.058333 | 0.05093 | 0.064711 | 0.077437 | 0.082349 | -0.19358 | -0.13495 | -0.094338 | -0.05373 | 0.0049017 | -0.029734 | 0.032616 | 0.0758 | 0.11898 | 0.18133
Residential | 50 | 2014-05-14 | Per Ton | 20 | Residential¦50¦41773¦Per Ton¦20 |  |  | 0.44285 |  | 0.44173 | 708 |  |  | 0.4697 | 78.9321 | 0.37907 | 684 | 17 | 20 | 1.1093 | 0.49127 | 11772 | -0.026848 | 0.021572 | 0.016601 | 0.014494 | 0.018416 | 0.022038 | 0.023436 | -0.055091 | -0.038405 | -0.026848 | -0.015291 | 0.001395 | -0.0084621 | 0.0092824 | 0.021572 | 0.033862 | 0.051606
Residential | 100 | 2014-05-14 | Per Device | 20 | Residential¦100¦41773¦Per Device¦20 |  |  | 1.2474 |  | 1.2201 | 685 |  |  | 1.0319 | 78.6999 | 0.87045 | 668 | 17 | 20 | 1.0626 | 1.3255 | 10623 | 0.21548 | 0.2936 | 0.046619 | 0.033679 | 0.049539 | 0.057512 | 0.059903 | 0.14178 | 0.18532 | 0.21548 | 0.24564 | 0.28918 | 0.21683 | 0.26219 | 0.2936 | 0.32501 | 0.37037
Residential | 100 | 2014-05-14 | Per Ton | 20 | Residential¦100¦41773¦Per Ton¦20 |  |  | 0.34371 |  | 0.33619 | 685 |  |  | 0.28433 | 78.6999 | 0.23984 | 668 | 17 | 20 | 1.0626 | 0.36523 | 10623 | 0.059373 | 0.080897 | 0.012845 | 0.0092797 | 0.01365 | 0.015847 | 0.016505 | 0.039064 | 0.051063 | 0.059373 | 0.067683 | 0.079681 | 0.059745 | 0.072242 | 0.080897 | 0.089553 | 0.10205
All | All | 2014-05-14 | Per Device | 21 | All¦All¦41773¦Per Device¦21 |  |  | 1.6148 |  | 3.0512 | 2832 |  |  | 1.9479 | 75.5083 | 3.6706 | 2796 | 17 | 20 | 1.0941 | 1.7667 | 27058 | -0.33314 | -0.18121 | 0.057335 | 0.069417 | 0.062729 | 0.090033 | 0.093561 | -0.44852 | -0.38035 | -0.33314 | -0.28592 | -0.21776 | -0.30112 | -0.23028 | -0.18121 | -0.13215 | -0.061311
All | All | 2014-05-14 | Per Ton | 21 | All¦All¦41773¦Per Ton¦21 |  |  | 0.44107 |  | 0.83342 | 2832 |  |  | 0.53207 | 75.5083 | 1.0026 | 2796 | 17 | 20 | 1.0941 | 0.48257 | 27058 | -0.090996 | -0.049499 | 0.015661 | 0.018961 | 0.017134 | 0.024592 | 0.025556 | -0.12251 | -0.10389 | -0.090996 | -0.0781 | -0.05948 | -0.08225 | -0.0629 | -0.049499 | -0.036097 | -0.016747
Non-Residential | All | 2014-05-14 | Per Device | 21 | Non-Residential¦All¦41773¦Per Device¦21 |  |  | 2.2269 |  | 3.9681 | 1439 |  |  | 2.3924 | 76.3971 | 4.7823 | 1444 | 17 | 20 | 1.0751 | 2.3942 | 4663 | -0.16545 | 0.0018722 | 0.1046 | 0.12585 | 0.11246 | 0.16365 | 0.16878 | -0.37518 | -0.25127 | -0.16545 | -0.079635 | 0.044271 | -0.21443 | -0.086636 | 0.0018722 | 0.090381 | 0.21817
Non-Residential | All | 2014-05-14 | Per Ton | 21 | Non-Residential¦All¦41773¦Per Ton¦21 |  |  | 0.57384 |  | 1.0225 | 1439 |  |  | 0.61648 | 76.3971 | 1.2324 | 1444 | 17 | 20 | 1.0751 | 0.61696 | 4663 | -0.042635 | 0.0004825 | 0.026955 | 0.03243 | 0.028981 | 0.04217 | 0.043493 | -0.096678 | -0.064749 | -0.042635 | -0.020521 | 0.011408 | -0.055255 | -0.022325 | 0.0004825 | 0.02329 | 0.05622
Non-Residential | 30 | 2014-05-14 | Per Device | 21 | Non-Residential¦30¦41773¦Per Device¦21 |  |  | 2.1044 |  | 3.6325 | 722 |  |  | 2.4593 | 75.9625 | 4.8443 | 726 | 17 | 20 | 1.0961 | 2.3066 | 1336 | -0.35484 | -0.15269 | 0.13519 | 0.17979 | 0.14817 | 0.22494 | 0.23298 | -0.64312 | -0.4728 | -0.35484 | -0.23688 | -0.066568 | -0.45126 | -0.27486 | -0.15269 | -0.030513 | 0.14589
Non-Residential | 30 | 2014-05-14 | Per Ton | 21 | Non-Residential¦30¦41773¦Per Ton¦21 |  |  | 0.54162 |  | 0.9349 | 722 |  |  | 0.63294 | 75.9625 | 1.2468 | 726 | 17 | 20 | 1.0961 | 0.59365 | 1336 | -0.091326 | -0.039297 | 0.034793 | 0.046272 | 0.038136 | 0.057893 | 0.059962 | -0.16552 | -0.12169 | -0.091326 | -0.060966 | -0.017133 | -0.11614 | -0.070741 | -0.039297 | -0.007853 | 0.037547
Non-Residential | 50 | 2014-05-14 | Per Device | 21 | Non-Residential¦50¦41773¦Per Device¦21 |  |  | 2.2825 |  | 4.1238 | 717 |  |  | 2.349 | 76.5819 | 4.6795 | 718 | 17 | 20 | 1.0636 | 2.4276 | 3327 | -0.066507 | 0.078601 | 0.15401 | 0.17464 | 0.1638 | 0.23284 | 0.23943 | -0.36491 | -0.18861 | -0.066507 | 0.055596 | 0.23189 | -0.22824 | -0.046957 | 0.078601 | 0.20416 | 0.38545
Non-Residential | 50 | 2014-05-14 | Per Ton | 21 | Non-Residential¦50¦41773¦Per Ton¦21 |  |  | 0.58851 |  | 1.0633 | 717 |  |  | 0.60566 | 76.5819 | 1.2066 | 718 | 17 | 20 | 1.0636 | 0.62593 | 3327 | -0.017148 | 0.020267 | 0.039709 | 0.045029 | 0.042234 | 0.060037 | 0.061736 | -0.094089 | -0.048632 | -0.017148 | 0.014335 | 0.059792 | -0.058851 | -0.012107 | 0.020267 | 0.052641 | 0.099385
Residential | All | 2014-05-14 | Per Device | 21 | Residential¦All¦41773¦Per Device¦21 |  |  | 1.395 |  | 1.2725 | 1393 |  |  | 1.7809 | 75.3293 | 1.5837 | 1352 | 17 | 20 | 1.089 | 1.5191 | 22395 | -0.38592 | -0.26182 | 0.034094 | 0.043072 | 0.037127 | 0.054933 | 0.056865 | -0.45632 | -0.41473 | -0.38592 | -0.35711 | -0.31552 | -0.33469 | -0.29164 | -0.26182 | -0.232 | -0.18894
Residential | All | 2014-05-14 | Per Ton | 21 | Residential¦All¦41773¦Per Ton¦21 |  |  | 0.39075 |  | 0.35643 | 1393 |  |  | 0.49884 | 75.3293 | 0.44361 | 1352 | 17 | 20 | 1.089 | 0.42551 | 22395 | -0.1081 | -0.073335 | 0.0095499 | 0.012065 | 0.010399 | 0.015387 | 0.015928 | -0.12782 | -0.11617 | -0.1081 | -0.10003 | -0.088377 | -0.093747 | -0.081688 | -0.073335 | -0.064982 | -0.052922
Residential | 50 | 2014-05-14 | Per Device | 21 | Residential¦50¦41773¦Per Device¦21 |  |  | 1.5396 |  | 1.405 | 708 |  |  | 1.9508 | 75.416 | 1.6119 | 684 | 17 | 20 | 1.1093 | 1.7079 | 11772 | -0.41125 | -0.24292 | 0.052805 | 0.061631 | 0.058579 | 0.081159 | 0.085029 | -0.51526 | -0.45381 | -0.41125 | -0.36869 | -0.30724 | -0.35189 | -0.28751 | -0.24292 | -0.19833 | -0.13395
Residential | 50 | 2014-05-14 | Per Ton | 21 | Residential¦50¦41773¦Per Ton¦21 |  |  | 0.43815 |  | 0.39987 | 708 |  |  | 0.55519 | 75.416 | 0.45873 | 684 | 17 | 20 | 1.1093 | 0.48606 | 11772 | -0.11704 | -0.069133 | 0.015028 | 0.01754 | 0.016671 | 0.023097 | 0.024199 | -0.14664 | -0.12915 | -0.11704 | -0.10493 | -0.087439 | -0.10014 | -0.081823 | -0.069133 | -0.056443 | -0.038121
Residential | 100 | 2014-05-14 | Per Device | 21 | Residential¦100¦41773¦Per Device¦21 |  |  | 1.2399 |  | 1.1104 | 685 |  |  | 1.6001 | 75.2312 | 1.5451 | 668 | 17 | 20 | 1.0626 | 1.3175 | 10623 | -0.36024 | -0.28259 | 0.042424 | 0.05978 | 0.045081 | 0.073304 | 0.074873 | -0.45418 | -0.39868 | -0.36024 | -0.3218 | -0.26629 | -0.37854 | -0.32185 | -0.28259 | -0.24333 | -0.18663
Residential | 100 | 2014-05-14 | Per Ton | 21 | Residential¦100¦41773¦Per Ton¦21 |  |  | 0.34163 |  | 0.30594 | 685 |  |  | 0.44089 | 75.2312 | 0.42572 | 668 | 17 | 20 | 1.0626 | 0.36303 | 10623 | -0.099258 | -0.077864 | 0.01169 | 0.016472 | 0.012422 | 0.020198 | 0.02063 | -0.12514 | -0.10985 | -0.099258 | -0.088667 | -0.073374 | -0.1043 | -0.088682 | -0.077864 | -0.067045 | -0.051425
All | All | 2014-05-14 | Per Device | 22 | All¦All¦41773¦Per Device¦22 |  |  | 1.4222 |  | 2.6619 | 2832 |  |  | 1.6841 | 73.5028 | 3.2316 | 2796 | 17 | 20 | 1.0941 | 1.556 | 27058 | -0.26187 | -0.12806 | 0.050021 | 0.061114 | 0.054727 | 0.078975 | 0.082037 | -0.36308 | -0.30328 | -0.26187 | -0.22046 | -0.16066 | -0.2332 | -0.17108 | -0.12806 | -0.085044 | -0.022929
All | All | 2014-05-14 | Per Ton | 22 | All¦All¦41773¦Per Ton¦22 |  |  | 0.38847 |  | 0.72711 | 2832 |  |  | 0.46 | 73.5028 | 0.8827 | 2796 | 17 | 20 | 1.0941 | 0.42502 | 27058 | -0.07153 | -0.034981 | 0.013663 | 0.016693 | 0.014949 | 0.021572 | 0.022408 | -0.099175 | -0.082842 | -0.07153 | -0.060217 | -0.043884 | -0.063698 | -0.046732 | -0.034981 | -0.02323 | -0.0062632
Non-Residential | All | 2014-05-14 | Per Device | 22 | Non-Residential¦All¦41773¦Per Device¦22 |  |  | 1.9125 |  | 3.4722 | 1439 |  |  | 2.0031 | 74.3944 | 4.2435 | 1444 | 17 | 20 | 1.0751 | 2.0562 | 4663 | -0.09053 | 0.053173 | 0.091532 | 0.11167 | 0.098409 | 0.14439 | 0.14884 | -0.27557 | -0.16625 | -0.09053 | -0.014812 | 0.094513 | -0.13758 | -0.024881 | 0.053173 | 0.13123 | 0.24393
Non-Residential | All | 2014-05-14 | Per Ton | 22 | Non-Residential¦All¦41773¦Per Ton¦22 |  |  | 0.49283 |  | 0.89474 | 1439 |  |  | 0.51616 | 74.3944 | 1.0935 | 1444 | 17 | 20 | 1.0751 | 0.52986 | 4663 | -0.023328 | 0.013702 | 0.023587 | 0.028776 | 0.025359 | 0.037207 | 0.038355 | -0.071012 | -0.04284 | -0.023328 | -0.0038168 | 0.024355 | -0.035452 | -0.0064115 | 0.013702 | 0.033816 | 0.062856
Non-Residential | 30 | 2014-05-14 | Per Device | 22 | Non-Residential¦30¦41773¦Per Device¦22 |  |  | 1.7817 |  | 2.9676 | 722 |  |  | 2.1012 | 74.0987 | 4.3874 | 726 | 17 | 20 | 1.0961 | 1.9529 | 1336 | -0.31951 | -0.14836 | 0.11044 | 0.16283 | 0.12105 | 0.19675 | 0.2029 | -0.57166 | -0.42269 | -0.31951 | -0.21633 | -0.067361 | -0.40838 | -0.25476 | -0.14836 | -0.041957 | 0.11167
Non-Residential | 30 | 2014-05-14 | Per Ton | 22 | Non-Residential¦30¦41773¦Per Ton¦22 |  |  | 0.45855 |  | 0.76377 | 722 |  |  | 0.54079 | 74.0987 | 1.1292 | 726 | 17 | 20 | 1.0961 | 0.5026 | 1336 | -0.082232 | -0.038183 | 0.028424 | 0.041908 | 0.031155 | 0.050638 | 0.05222 | -0.14713 | -0.10879 | -0.082232 | -0.055677 | -0.017337 | -0.10511 | -0.065567 | -0.038183 | -0.010799 | 0.02874
Non-Residential | 50 | 2014-05-14 | Per Device | 22 | Non-Residential¦50¦41773¦Per Device¦22 |  |  | 1.9735 |  | 3.7203 | 717 |  |  | 1.9449 | 74.5201 | 4.0914 | 718 | 17 | 20 | 1.0636 | 2.0989 | 3327 | 0.028528 | 0.15399 | 0.13894 | 0.15269 | 0.14777 | 0.20644 | 0.21248 | -0.23603 | -0.079729 | 0.028528 | 0.13679 | 0.29309 | -0.11832 | 0.042565 | 0.15399 | 0.26542 | 0.4263
Non-Residential | 50 | 2014-05-14 | Per Ton | 22 | Non-Residential¦50¦41773¦Per Ton¦22 |  |  | 0.50884 |  | 0.95925 | 717 |  |  | 0.50149 | 74.5201 | 1.0549 | 718 | 17 | 20 | 1.0636 | 0.54119 | 3327 | 0.0073559 | 0.039706 | 0.035824 | 0.03937 | 0.038101 | 0.053229 | 0.054788 | -0.06086 | -0.020557 | 0.0073559 | 0.035269 | 0.075572 | -0.030507 | 0.010975 | 0.039706 | 0.068437 | 0.10992
Residential | All | 2014-05-14 | Per Device | 22 | Residential¦All¦41773¦Per Device¦22 |  |  | 1.2476 |  | 1.1201 | 1393 |  |  | 1.5658 | 73.3233 | 1.3758 | 1352 | 17 | 20 | 1.089 | 1.3586 | 22395 | -0.31826 | -0.20728 | 0.03001 | 0.037416 | 0.03268 | 0.047965 | 0.049679 | -0.37973 | -0.34341 | -0.31826 | -0.29311 | -0.25679 | -0.27094 | -0.23333 | -0.20728 | -0.18122 | -0.14361
Residential | All | 2014-05-14 | Per Ton | 22 | Residential¦All¦41773¦Per Ton¦22 |  |  | 0.34945 |  | 0.31373 | 1393 |  |  | 0.43859 | 73.3233 | 0.38536 | 1352 | 17 | 20 | 1.089 | 0.38054 | 22395 | -0.089146 | -0.058058 | 0.0084059 | 0.01048 | 0.0091537 | 0.013435 | 0.013915 | -0.10636 | -0.096191 | -0.089146 | -0.0821 | -0.071928 | -0.075891 | -0.065355 | -0.058058 | -0.050761 | -0.040225
Residential | 50 | 2014-05-14 | Per Device | 22 | Residential¦50¦41773¦Per Device¦22 |  |  | 1.373 |  | 1.223 | 708 |  |  | 1.6576 | 73.3875 | 1.373 | 684 | 17 | 20 | 1.1093 | 1.5231 | 11772 | -0.2846 | -0.13448 | 0.045963 | 0.052497 | 0.050988 | 0.069775 | 0.073183 | -0.37402 | -0.32119 | -0.2846 | -0.24801 | -0.19518 | -0.22827 | -0.17286 | -0.13448 | -0.096103 | -0.040692
Residential | 50 | 2014-05-14 | Per Ton | 22 | Residential¦50¦41773¦Per Ton¦22 |  |  | 0.39074 |  | 0.34805 | 708 |  |  | 0.47174 | 73.3875 | 0.39074 | 684 | 17 | 20 | 1.1093 | 0.43346 | 11772 | -0.080995 | -0.038272 | 0.013081 | 0.01494 | 0.014511 | 0.019857 | 0.020827 | -0.10644 | -0.091408 | -0.080995 | -0.070582 | -0.055547 | -0.064963 | -0.049194 | -0.038272 | -0.02735 | -0.011581
Residential | 100 | 2014-05-14 | Per Device | 22 | Residential¦100¦41773¦Per Device¦22 |  |  | 1.113 |  | 0.99541 | 685 |  |  | 1.4685 | 73.2507 | 1.3774 | 668 | 17 | 20 | 1.0626 | 1.1827 | 10623 | -0.35551 | -0.2858 | 0.038032 | 0.053293 | 0.040414 | 0.065472 | 0.066884 | -0.43941 | -0.38984 | -0.35551 | -0.32117 | -0.2716 | -0.37152 | -0.32088 | -0.2858 | -0.25073 | -0.20009
Residential | 100 | 2014-05-14 | Per Ton | 22 | Residential¦100¦41773¦Per Ton¦22 |  |  | 0.30668 |  | 0.27427 | 685 |  |  | 0.40463 | 73.2507 | 0.37952 | 668 | 17 | 20 | 1.0626 | 0.32588 | 10623 | -0.097955 | -0.078749 | 0.010479 | 0.014684 | 0.011136 | 0.01804 | 0.018429 | -0.12107 | -0.10742 | -0.097955 | -0.088495 | -0.074836 | -0.10237 | -0.088413 | -0.078749 | -0.069085 | -0.055131
All | All | 2014-05-14 | Per Device | 23 | All¦All¦41773¦Per Device¦23 |  |  | 1.1805 |  | 2.2468 | 2832 |  |  | 1.3594 | 71.5107 | 2.8732 | 2796 | 17 | 20 | 1.0941 | 1.2915 | 27058 | -0.17891 | -0.067845 | 0.042219 | 0.054337 | 0.046192 | 0.068811 | 0.071318 | -0.26709 | -0.21499 | -0.17891 | -0.14282 | -0.090723 | -0.15924 | -0.10524 | -0.067845 | -0.030446 | 0.023552
All | All | 2014-05-14 | Per Ton | 23 | All¦All¦41773¦Per Ton¦23 |  |  | 0.32244 |  | 0.6137 | 2832 |  |  | 0.37131 | 71.5107 | 0.78481 | 2796 | 17 | 20 | 1.0941 | 0.35278 | 27058 | -0.048869 | -0.018532 | 0.011532 | 0.014842 | 0.012617 | 0.018796 | 0.01948 | -0.072956 | -0.058725 | -0.048869 | -0.039012 | -0.024781 | -0.043497 | -0.028747 | -0.018532 | -0.0083164 | 0.0064332
Non-Residential | All | 2014-05-14 | Per Device | 23 | Non-Residential¦All¦41773¦Per Device¦23 |  |  | 1.5883 |  | 2.914 | 1439 |  |  | 1.7049 | 72.3974 | 3.8046 | 1444 | 17 | 20 | 1.0751 | 1.7076 | 4663 | -0.11664 | 0.0026955 | 0.076818 | 0.10012 | 0.082589 | 0.12619 | 0.12979 | -0.27837 | -0.18282 | -0.11664 | -0.050466 | 0.045081 | -0.16364 | -0.065366 | 0.0026955 | 0.070757 | 0.16903
Non-Residential | All | 2014-05-14 | Per Ton | 23 | Non-Residential¦All¦41773¦Per Ton¦23 |  |  | 0.40927 |  | 0.7509 | 1439 |  |  | 0.43933 | 72.3974 | 0.98039 | 1444 | 17 | 20 | 1.0751 | 0.44003 | 4663 | -0.030057 | 0.0006946 | 0.019795 | 0.0258 | 0.021282 | 0.032519 | 0.033445 | -0.071732 | -0.04711 | -0.030057 | -0.013005 | 0.011617 | -0.042167 | -0.016844 | 0.0006946 | 0.018233 | 0.043556
Non-Residential | 30 | 2014-05-14 | Per Device | 23 | Non-Residential¦30¦41773¦Per Device¦23 |  |  | 1.4757 |  | 2.4176 | 722 |  |  | 1.7709 | 72.0296 | 3.9577 | 726 | 17 | 20 | 1.0961 | 1.6175 | 1336 | -0.29519 | -0.15343 | 0.089976 | 0.14688 | 0.098619 | 0.17225 | 0.17692 | -0.51594 | -0.38552 | -0.29519 | -0.20487 | -0.074445 | -0.38016 | -0.24621 | -0.15343 | -0.060655 | 0.0733
Non-Residential | 30 | 2014-05-14 | Per Ton | 23 | Non-Residential¦30¦41773¦Per Ton¦23 |  |  | 0.37981 |  | 0.62223 | 722 |  |  | 0.45578 | 72.0296 | 1.0186 | 726 | 17 | 20 | 1.0961 | 0.41629 | 1336 | -0.075974 | -0.039489 | 0.023157 | 0.037803 | 0.025381 | 0.044332 | 0.045534 | -0.13279 | -0.099222 | -0.075974 | -0.052726 | -0.01916 | -0.097842 | -0.063366 | -0.039489 | -0.015611 | 0.018865
Non-Residential | 50 | 2014-05-14 | Per Device | 23 | Non-Residential¦50¦41773¦Per Device¦23 |  |  | 1.6409 |  | 3.1581 | 717 |  |  | 1.6645 | 72.5538 | 3.6543 | 718 | 17 | 20 | 1.0636 | 1.7452 | 3327 | -0.023633 | 0.080685 | 0.11794 | 0.13638 | 0.12544 | 0.1803 | 0.18529 | -0.2547 | -0.11818 | -0.023633 | 0.070918 | 0.20743 | -0.15678 | -0.016483 | 0.080685 | 0.17785 | 0.31815
Non-Residential | 50 | 2014-05-14 | Per Ton | 23 | Non-Residential¦50¦41773¦Per Ton¦23 |  |  | 0.42308 |  | 0.81429 | 717 |  |  | 0.42918 | 72.5538 | 0.94225 | 718 | 17 | 20 | 1.0636 | 0.44998 | 3327 | -0.0060937 | 0.020804 | 0.03041 | 0.035164 | 0.032343 | 0.04649 | 0.047777 | -0.065673 | -0.030473 | -0.0060937 | 0.018286 | 0.053486 | -0.040424 | -0.00425 | 0.020804 | 0.045859 | 0.082033
Residential | All | 2014-05-14 | Per Device | 23 | Residential¦All¦41773¦Per Device¦23 |  |  | 1.0352 |  | 0.99607 | 1393 |  |  | 1.2287 | 71.3321 | 1.1387 | 1352 | 17 | 20 | 1.089 | 1.1273 | 22395 | -0.1935 | -0.10141 | 0.026688 | 0.030968 | 0.029062 | 0.040881 | 0.042469 | -0.2459 | -0.21494 | -0.1935 | -0.17207 | -0.14111 | -0.15584 | -0.12368 | -0.10141 | -0.079141 | -0.046985
Residential | All | 2014-05-14 | Per Ton | 23 | Residential¦All¦41773¦Per Ton¦23 |  |  | 0.28996 |  | 0.279 | 1393 |  |  | 0.34417 | 71.3321 | 0.31895 | 1352 | 17 | 20 | 1.089 | 0.31576 | 22395 | -0.054201 | -0.028406 | 0.0074753 | 0.0086742 | 0.0081403 | 0.011451 | 0.011896 | -0.068876 | -0.060206 | -0.054201 | -0.048196 | -0.039526 | -0.04365 | -0.034644 | -0.028406 | -0.022167 | -0.013161
Residential | 50 | 2014-05-14 | Per Device | 23 | Residential¦50¦41773¦Per Device¦23 |  |  | 1.1511 |  | 1.1081 | 708 |  |  | 1.2505 | 71.2361 | 1.1005 | 684 | 17 | 20 | 1.1093 | 1.277 | 11772 | -0.099439 | 0.02642 | 0.041646 | 0.042078 | 0.0462 | 0.059203 | 0.06249 | -0.17531 | -0.13049 | -0.099439 | -0.068393 | -0.023568 | -0.053665 | -0.0063501 | 0.02642 | 0.05919 | 0.1065
Residential | 50 | 2014-05-14 | Per Ton | 23 | Residential¦50¦41773¦Per Ton¦23 |  |  | 0.3276 |  | 0.31537 | 708 |  |  | 0.3559 | 71.2361 | 0.31319 | 684 | 17 | 20 | 1.1093 | 0.36341 | 11772 | -0.0283 | 0.0075189 | 0.011852 | 0.011975 | 0.013148 | 0.016849 | 0.017784 | -0.049892 | -0.037135 | -0.0283 | -0.019464 | -0.0067072 | -0.015273 | -0.0018072 | 0.0075189 | 0.016845 | 0.03031
Residential | 100 | 2014-05-14 | Per Device | 23 | Residential¦100¦41773¦Per Device¦23 |  |  | 0.91076 |  | 0.85732 | 685 |  |  | 1.206 | 71.4407 | 1.1766 | 668 | 17 | 20 | 1.0626 | 0.9678 | 10623 | -0.29528 | -0.23824 | 0.032756 | 0.045524 | 0.034808 | 0.056084 | 0.057306 | -0.36715 | -0.32469 | -0.29528 | -0.26586 | -0.2234 | -0.31168 | -0.26829 | -0.23824 | -0.20819 | -0.1648
Residential | 100 | 2014-05-14 | Per Ton | 23 | Residential¦100¦41773¦Per Ton¦23 |  |  | 0.25095 |  | 0.23622 | 685 |  |  | 0.33231 | 71.4407 | 0.3242 | 668 | 17 | 20 | 1.0626 | 0.26666 | 10623 | -0.081359 | -0.065644 | 0.0090256 | 0.012544 | 0.0095908 | 0.015453 | 0.01579 | -0.10116 | -0.089463 | -0.081359 | -0.073256 | -0.061555 | -0.085879 | -0.073924 | -0.065644 | -0.057363 | -0.045408
All | All | 2014-05-14 | Per Device | 24 | All¦All¦41773¦Per Device¦24 |  |  | 0.95887 |  | 1.9507 | 2832 |  |  | 1.0965 | 69.5462 | 2.6196 | 2796 | 17 | 20 | 1.0941 | 1.0491 | 27058 | -0.13763 | -0.047412 | 0.036656 | 0.049541 | 0.040104 | 0.061627 | 0.063739 | -0.21661 | -0.16994 | -0.13763 | -0.10531 | -0.058648 | -0.1291 | -0.080837 | -0.047412 | -0.013988 | 0.034272
All | All | 2014-05-14 | Per Ton | 24 | All¦All¦41773¦Per Ton¦24 |  |  | 0.26192 |  | 0.53283 | 2832 |  |  | 0.29951 | 69.5462 | 0.71553 | 2796 | 17 | 20 | 1.0941 | 0.28656 | 27058 | -0.037593 | -0.012951 | 0.010013 | 0.013532 | 0.010955 | 0.016833 | 0.01741 | -0.059166 | -0.04642 | -0.037593 | -0.028765 | -0.01602 | -0.035263 | -0.022081 | -0.012951 | -0.0038207 | 0.0093614
Non-Residential | All | 2014-05-14 | Per Device | 24 | Non-Residential¦All¦41773¦Per Device¦24 |  |  | 1.3974 |  | 2.5501 | 1439 |  |  | 1.4951 | 70.571 | 3.4955 | 1444 | 17 | 20 | 1.0751 | 1.5024 | 4663 | -0.09774 | 0.0072562 | 0.067224 | 0.091988 | 0.072275 | 0.11393 | 0.11698 | -0.24375 | -0.15749 | -0.09774 | -0.037993 | 0.048272 | -0.14267 | -0.054091 | 0.0072562 | 0.068603 | 0.15718
Non-Residential | All | 2014-05-14 | Per Ton | 24 | Non-Residential¦All¦41773¦Per Ton¦24 |  |  | 0.36009 |  | 0.65712 | 1439 |  |  | 0.38527 | 70.571 | 0.90076 | 1444 | 17 | 20 | 1.0751 | 0.38714 | 4663 | -0.025186 | 0.0018698 | 0.017323 | 0.023704 | 0.018624 | 0.029359 | 0.030145 | -0.062812 | -0.040582 | -0.025186 | -0.0097903 | 0.012439 | -0.036763 | -0.013938 | 0.0018698 | 0.017678 | 0.040503
Non-Residential | 30 | 2014-05-14 | Per Device | 24 | Non-Residential¦30¦41773¦Per Device¦24 |  |  | 1.3179 |  | 2.1609 | 722 |  |  | 1.6004 | 70.0447 | 3.7006 | 726 | 17 | 20 | 1.0961 | 1.4445 | 1336 | -0.2825 | -0.15589 | 0.080421 | 0.13734 | 0.088147 | 0.15915 | 0.16319 | -0.48646 | -0.36596 | -0.2825 | -0.19904 | -0.078534 | -0.36504 | -0.24147 | -0.15589 | -0.070315 | 0.053247
Non-Residential | 30 | 2014-05-14 | Per Ton | 24 | Non-Residential¦30¦41773¦Per Ton¦24 |  |  | 0.3392 |  | 0.55615 | 722 |  |  | 0.4119 | 70.0447 | 0.95241 | 726 | 17 | 20 | 1.0961 | 0.37178 | 1336 | -0.072706 | -0.040122 | 0.020698 | 0.035347 | 0.022686 | 0.040961 | 0.042001 | -0.1252 | -0.094186 | -0.072706 | -0.051226 | -0.020212 | -0.093949 | -0.062148 | -0.040122 | -0.018097 | 0.013704
Non-Residential | 50 | 2014-05-14 | Per Device | 24 | Non-Residential¦50¦41773¦Per Device¦24 |  |  | 1.4336 |  | 2.741 | 717 |  |  | 1.4351 | 70.7948 | 3.3103 | 718 | 17 | 20 | 1.0636 | 1.5247 | 3327 | -0.0015694 | 0.089571 | 0.10237 | 0.12354 | 0.10887 | 0.16044 | 0.16467 | -0.20718 | -0.085704 | -0.0015694 | 0.082565 | 0.20404 | -0.12146 | 0.0032191 | 0.089571 | 0.17592 | 0.3006
Non-Residential | 50 | 2014-05-14 | Per Ton | 24 | Non-Residential¦50¦41773¦Per Ton¦24 |  |  | 0.36964 |  | 0.70676 | 717 |  |  | 0.37004 | 70.7948 | 0.85354 | 718 | 17 | 20 | 1.0636 | 0.39314 | 3327 | -0.0004047 | 0.023095 | 0.026395 | 0.031854 | 0.028073 | 0.041368 | 0.042459 | -0.05342 | -0.022098 | -0.0004047 | 0.021289 | 0.052611 | -0.031318 | 0.00083 | 0.023095 | 0.045361 | 0.077508
Residential | All | 2014-05-14 | Per Device | 24 | Residential¦All¦41773¦Per Device¦24 |  |  | 0.79933 |  | 0.76457 | 1393 |  |  | 0.94313 | 69.3398 | 0.94315 | 1352 | 17 | 20 | 1.089 | 0.87044 | 22395 | -0.1438 | -0.072696 | 0.020485 | 0.02565 | 0.022308 | 0.032827 | 0.033994 | -0.18587 | -0.16102 | -0.1438 | -0.12659 | -0.10174 | -0.11626 | -0.090522 | -0.072696 | -0.05487 | -0.029131
Residential | All | 2014-05-14 | Per Ton | 24 | Residential¦All¦41773¦Per Ton¦24 |  |  | 0.22389 |  | 0.21416 | 1393 |  |  | 0.26417 | 69.3398 | 0.26418 | 1352 | 17 | 20 | 1.089 | 0.24381 | 22395 | -0.04028 | -0.020362 | 0.005738 | 0.0071847 | 0.0062484 | 0.0091947 | 0.0095217 | -0.052063 | -0.045102 | -0.04028 | -0.035458 | -0.028496 | -0.032565 | -0.025355 | -0.020362 | -0.015369 | -0.0081597
Residential | 50 | 2014-05-14 | Per Device | 24 | Residential¦50¦41773¦Per Device¦24 |  |  | 0.88473 |  | 0.8364 | 708 |  |  | 0.96194 | 69.0597 | 0.92174 | 684 | 17 | 20 | 1.1093 | 0.98147 | 11772 | -0.07721 | 0.019525 | 0.031434 | 0.035244 | 0.034871 | 0.047225 | 0.049579 | -0.13773 | -0.10197 | -0.07721 | -0.052445 | -0.016689 | -0.044013 | -0.0064744 | 0.019525 | 0.045524 | 0.083063
Residential | 50 | 2014-05-14 | Per Ton | 24 | Residential¦50¦41773¦Per Ton¦24 |  |  | 0.25179 |  | 0.23803 | 708 |  |  | 0.27376 | 69.0597 | 0.26232 | 684 | 17 | 20 | 1.1093 | 0.27932 | 11772 | -0.021973 | 0.0055566 | 0.0089459 | 0.01003 | 0.009924 | 0.01344 | 0.01411 | -0.039197 | -0.029021 | -0.021973 | -0.014925 | -0.0047495 | -0.012526 | -0.0018426 | 0.0055566 | 0.012956 | 0.023639
Residential | 100 | 2014-05-14 | Per Device | 24 | Residential¦100¦41773¦Per Device¦24 |  |  | 0.70765 |  | 0.67723 | 685 |  |  | 0.92352 | 69.6564 | 0.96481 | 668 | 17 | 20 | 1.0626 | 0.75196 | 10623 | -0.21588 | -0.17156 | 0.025876 | 0.03733 | 0.027496 | 0.045421 | 0.046363 | -0.27409 | -0.2397 | -0.21588 | -0.19206 | -0.15767 | -0.23098 | -0.19587 | -0.17156 | -0.14725 | -0.11214
Residential | 100 | 2014-05-14 | Per Ton | 24 | Residential¦100¦41773¦Per Ton¦24 |  |  | 0.19498 |  | 0.1866 | 685 |  |  | 0.25446 | 69.6564 | 0.26584 | 668 | 17 | 20 | 1.0626 | 0.20719 | 10623 | -0.059482 | -0.047271 | 0.0071297 | 0.010286 | 0.0075762 | 0.012515 | 0.012775 | -0.075521 | -0.066045 | -0.059482 | -0.052919 | -0.043443 | -0.063643 | -0.05397 | -0.047271 | -0.040572 | -0.0309
All | All | 2014-05-14 | Per Device | 100 | All¦All¦41773¦Per Device¦100 |  |  | 1.8288 |  | 3.5847 | 11328 |  |  | 1.7691 | 85.0887 | 4.1134 | 11184 | 17 | 20 | 1.0941 | 2.0008 | 27058 | 0.059644 | 0.2317 | 0.033681 | 0.038896 | 0.036849 | 0.051452 | 0.05358 | -0.0062945 | 0.032662 | 0.059644 | 0.086625 | 0.12558 | 0.16304 | 0.2036 | 0.2317 | 0.2598 | 0.30037
All | All | 2014-05-14 | Per Ton | 100 | All¦All¦41773¦Per Ton¦100 |  |  | 0.49953 |  | 0.97917 | 11328 |  |  | 0.48324 | 85.0887 | 1.1236 | 11184 | 17 | 20 | 1.0941 | 0.54653 | 27058 | 0.016292 | 0.063289 | 0.0091998 | 0.010625 | 0.010065 | 0.014054 | 0.014635 | -0.0017193 | 0.0089217 | 0.016292 | 0.023662 | 0.034303 | 0.044533 | 0.055615 | 0.063289 | 0.070964 | 0.082045
Non-Residential | All | 2014-05-14 | Per Device | 100 | Non-Residential¦All¦41773¦Per Device¦100 |  |  | 2.8651 |  | 4.5287 | 5756 |  |  | 2.9231 | 84.8653 | 5.3741 | 5776 | 17 | 20 | 1.0751 | 3.0804 | 4663 | -0.058062 | 0.15721 | 0.059692 | 0.070711 | 0.064177 | 0.092538 | 0.095492 | -0.17665 | -0.10659 | -0.058062 | -0.0095348 | 0.06053 | 0.034836 | 0.10714 | 0.15721 | 0.20729 | 0.27959
Non-Residential | All | 2014-05-14 | Per Ton | 100 | Non-Residential¦All¦41773¦Per Ton¦100 |  |  | 0.7383 |  | 1.167 | 5756 |  |  | 0.75326 | 84.8653 | 1.3848 | 5776 | 17 | 20 | 1.0751 | 0.79377 | 4663 | -0.014962 | 0.040512 | 0.015382 | 0.018222 | 0.016538 | 0.023846 | 0.024607 | -0.045521 | -0.027467 | -0.014962 | -0.002457 | 0.015598 | 0.0089768 | 0.027608 | 0.040512 | 0.053416 | 0.072048
Non-Residential | 30 | 2014-05-14 | Per Device | 100 | Non-Residential¦30¦41773¦Per Device¦100 |  |  | 2.8169 |  | 4.3239 | 2888 |  |  | 3.0504 | 85.0352 | 5.7048 | 2904 | 17 | 20 | 1.0961 | 3.0875 | 1336 | -0.23348 | 0.037118 | 0.080459 | 0.10586 | 0.088188 | 0.13297 | 0.13778 | -0.40389 | -0.30321 | -0.23348 | -0.16375 | -0.063072 | -0.13946 | -0.035136 | 0.037118 | 0.10937 | 0.21369
Non-Residential | 30 | 2014-05-14 | Per Ton | 100 | Non-Residential¦30¦41773¦Per Ton¦100 |  |  | 0.72498 |  | 1.1128 | 2888 |  |  | 0.78507 | 85.0352 | 1.4682 | 2904 | 17 | 20 | 1.0961 | 0.79462 | 1336 | -0.06009 | 0.009553 | 0.020708 | 0.027246 | 0.022697 | 0.034222 | 0.035461 | -0.10395 | -0.078036 | -0.06009 | -0.042144 | -0.016233 | -0.035892 | -0.0090429 | 0.009553 | 0.028149 | 0.054998
Non-Residential | 50 | 2014-05-14 | Per Device | 100 | Non-Residential¦50¦41773¦Per Device¦100 |  |  | 2.8802 |  | 4.5964 | 2868 |  |  | 2.8466 | 84.7931 | 5.0721 | 2872 | 17 | 20 | 1.0636 | 3.0633 | 3327 | 0.03358 | 0.21669 | 0.085829 | 0.094645 | 0.091285 | 0.12777 | 0.13149 | -0.13016 | -0.033421 | 0.03358 | 0.10058 | 0.19732 | 0.048172 | 0.14773 | 0.21669 | 0.28564 | 0.38521
Non-Residential | 50 | 2014-05-14 | Per Ton | 100 | Non-Residential¦50¦41773¦Per Ton¦100 |  |  | 0.74263 |  | 1.1852 | 2868 |  |  | 0.73398 | 84.7931 | 1.3078 | 2872 | 17 | 20 | 1.0636 | 0.78985 | 3327 | 0.0086583 | 0.055872 | 0.02213 | 0.024404 | 0.023537 | 0.032944 | 0.033905 | -0.033561 | -0.0086175 | 0.0086583 | 0.025934 | 0.050877 | 0.012421 | 0.038092 | 0.055872 | 0.073652 | 0.099323
Residential | All | 2014-05-14 | Per Device | 100 | Residential¦All¦41773¦Per Device¦100 |  |  | 1.447 |  | 1.5165 | 5572 |  |  | 1.3173 | 85.1337 | 1.224 | 5408 | 17 | 20 | 1.089 | 1.5758 | 22395 | 0.12971 | 0.25844 | 0.020316 | 0.016645 | 0.022123 | 0.026263 | 0.027685 | 0.096055 | 0.11594 | 0.12971 | 0.14349 | 0.16337 | 0.22296 | 0.24392 | 0.25844 | 0.27296 | 0.29392
Residential | All | 2014-05-14 | Per Ton | 100 | Residential¦All¦41773¦Per Ton¦100 |  |  | 0.40531 |  | 0.42476 | 5572 |  |  | 0.36898 | 85.1337 | 0.34286 | 5408 | 17 | 20 | 1.089 | 0.44137 | 22395 | 0.036333 | 0.07239 | 0.0056904 | 0.0046622 | 0.0061966 | 0.0073564 | 0.0077546 | 0.026905 | 0.032475 | 0.036333 | 0.04019 | 0.04576 | 0.062452 | 0.068323 | 0.07239 | 0.076456 | 0.082328
Residential | 50 | 2014-05-14 | Per Device | 100 | Residential¦50¦41773¦Per Device¦100 |  |  | 1.596 |  | 1.6604 | 2832 |  |  | 1.6102 | 85.3886 | 1.4142 | 2736 | 17 | 20 | 1.1093 | 1.7705 | 11772 | -0.014143 | 0.16036 | 0.031202 | 0.027036 | 0.034613 | 0.041285 | 0.043921 | -0.067053 | -0.035793 | -0.014143 | 0.0075067 | 0.038766 | 0.10408 | 0.13733 | 0.16036 | 0.18339 | 0.21665
Residential | 50 | 2014-05-14 | Per Ton | 100 | Residential¦50¦41773¦Per Ton¦100 |  |  | 0.45422 |  | 0.47255 | 2832 |  |  | 0.45824 | 85.3886 | 0.40246 | 2736 | 17 | 20 | 1.1093 | 0.50388 | 11772 | -0.0040251 | 0.045638 | 0.0088797 | 0.0076943 | 0.0098506 | 0.011749 | 0.0125 | -0.019083 | -0.010187 | -0.0040251 | 0.0021364 | 0.011033 | 0.029619 | 0.039083 | 0.045638 | 0.052193 | 0.061657
Residential | 100 | 2014-05-14 | Per Device | 100 | Residential¦100¦41773¦Per Device¦100 |  |  | 1.2871 |  | 1.3437 | 2740 |  |  | 1.0046 | 84.8457 | 0.91984 | 2672 | 17 | 20 | 1.0626 | 1.3677 | 10623 | 0.28248 | 0.36308 | 0.02567 | 0.017795 | 0.027277 | 0.031235 | 0.032569 | 0.24245 | 0.2661 | 0.28248 | 0.29886 | 0.32251 | 0.32134 | 0.346 | 0.36308 | 0.38016 | 0.40482
Residential | 100 | 2014-05-14 | Per Ton | 100 | Residential¦100¦41773¦Per Ton¦100 |  |  | 0.35465 |  | 0.37024 | 2740 |  |  | 0.27681 | 84.8457 | 0.25345 | 2672 | 17 | 20 | 1.0626 | 0.37686 | 10623 | 0.077833 | 0.10004 | 0.007073 | 0.0049032 | 0.0075159 | 0.0086063 | 0.0089739 | 0.066803 | 0.073319 | 0.077833 | 0.082346 | 0.088862 | 0.088542 | 0.095337 | 0.10004 | 0.10475 | 0.11154
All | All | 2014-05-15 | Per Device | 1 | All¦All¦41774¦Per Device¦1 |  |  | 0.82321 |  | 1.8416 | 2820 |  |  | 0.92346 | 69.1809 | 2.3469 | 2789 | 17 | 20 | 1.1483 | 0.94533 | 27058 | -0.10026 | 0.021861 | 0.03468 | 0.044439 | 0.039825 | 0.05637 | 0.059673 | -0.1725 | -0.12982 | -0.10026 | -0.070698 | -0.028017 | -0.054614 | -0.0094319 | 0.021861 | 0.053153 | 0.098335
All | All | 2014-05-15 | Per Ton | 1 | All¦All¦41774¦Per Ton¦1 |  |  | 0.22486 |  | 0.50304 | 2820 |  |  | 0.25224 | 69.1809 | 0.64105 | 2789 | 17 | 20 | 1.1483 | 0.25822 | 27058 | -0.027386 | 0.0059713 | 0.0094729 | 0.012139 | 0.010878 | 0.015397 | 0.0163 | -0.047118 | -0.03546 | -0.027386 | -0.019311 | -0.0076529 | -0.014918 | -0.0025763 | 0.0059713 | 0.014519 | 0.02686
Non-Residential | All | 2014-05-15 | Per Device | 1 | Non-Residential¦All¦41774¦Per Device¦1 |  |  | 1.3003 |  | 2.4214 | 1437 |  |  | 1.3706 | 70.0951 | 3.1342 | 1441 | 17 | 20 | 1.1254 | 1.4634 | 4663 | -0.070304 | 0.092776 | 0.063876 | 0.082565 | 0.071887 | 0.10439 | 0.10947 | -0.20408 | -0.12505 | -0.070304 | -0.015562 | 0.063476 | -0.047522 | 0.035367 | 0.092776 | 0.15018 | 0.23307
Non-Residential | All | 2014-05-15 | Per Ton | 1 | Non-Residential¦All¦41774¦Per Ton¦1 |  |  | 0.33507 |  | 0.62396 | 1437 |  |  | 0.35318 | 70.0951 | 0.80765 | 1441 | 17 | 20 | 1.1254 | 0.37709 | 4663 | -0.018117 | 0.023907 | 0.01646 | 0.021276 | 0.018524 | 0.0269 | 0.02821 | -0.05259 | -0.032223 | -0.018117 | -0.0040102 | 0.016357 | -0.012246 | 0.0091136 | 0.023907 | 0.038701 | 0.06006
Non-Residential | 30 | 2014-05-15 | Per Device | 1 | Non-Residential¦30¦41774¦Per Device¦1 |  |  | 1.1966 |  | 1.9466 | 722 |  |  | 1.4754 | 69.5722 | 3.4456 | 724 | 17 | 20 | 1.1526 | 1.3792 | 1336 | -0.27885 | -0.096284 | 0.072446 | 0.12805 | 0.0835 | 0.14713 | 0.15287 | -0.46741 | -0.35601 | -0.27885 | -0.2017 | -0.090304 | -0.2922 | -0.17645 | -0.096284 | -0.016117 | 0.099631
Non-Residential | 30 | 2014-05-15 | Per Ton | 1 | Non-Residential¦30¦41774¦Per Ton¦1 |  |  | 0.30796 |  | 0.501 | 722 |  |  | 0.37973 | 69.5722 | 0.88679 | 724 | 17 | 20 | 1.1526 | 0.35495 | 1336 | -0.071768 | -0.02478 | 0.018645 | 0.032957 | 0.02149 | 0.037866 | 0.039345 | -0.1203 | -0.091625 | -0.071768 | -0.051911 | -0.023241 | -0.075203 | -0.045413 | -0.02478 | -0.004148 | 0.025642
Non-Residential | 50 | 2014-05-15 | Per Device | 1 | Non-Residential¦50¦41774¦Per Device¦1 |  |  | 1.3493 |  | 2.6539 | 715 |  |  | 1.3115 | 70.3171 | 2.8746 | 717 | 17 | 20 | 1.1112 | 1.4993 | 3327 | 0.037762 | 0.18783 | 0.099249 | 0.10736 | 0.11029 | 0.1462 | 0.15391 | -0.14961 | -0.038907 | 0.037762 | 0.11443 | 0.22513 | -0.0094154 | 0.10712 | 0.18783 | 0.26854 | 0.38507
Non-Residential | 50 | 2014-05-15 | Per Ton | 1 | Non-Residential¦50¦41774¦Per Ton¦1 |  |  | 0.3479 |  | 0.68428 | 715 |  |  | 0.33816 | 70.3171 | 0.74121 | 717 | 17 | 20 | 1.1112 | 0.3866 | 3327 | 0.0097366 | 0.048431 | 0.025591 | 0.027681 | 0.028437 | 0.037698 | 0.039685 | -0.038575 | -0.010032 | 0.0097366 | 0.029505 | 0.058048 | -0.0024277 | 0.02762 | 0.048431 | 0.069241 | 0.099289
Residential | All | 2014-05-15 | Per Device | 1 | Residential¦All¦41774¦Per Device¦1 |  |  | 0.64569 |  | 0.63623 | 1383 |  |  | 0.74935 | 68.9965 | 0.77028 | 1348 | 17 | 20 | 1.1501 | 0.74264 | 22395 | -0.10366 | -0.0067117 | 0.017108 | 0.02098 | 0.019677 | 0.027071 | 0.028763 | -0.13835 | -0.11785 | -0.10366 | -0.08946 | -0.068963 | -0.043573 | -0.021795 | -0.0067117 | 0.0083719 | 0.03015
Residential | All | 2014-05-15 | Per Ton | 1 | Residential¦All¦41774¦Per Ton¦1 |  |  | 0.18086 |  | 0.17821 | 1383 |  |  | 0.20989 | 68.9965 | 0.21576 | 1348 | 17 | 20 | 1.1501 | 0.20801 | 22395 | -0.029034 | -0.00188 | 0.004792 | 0.0058765 | 0.0055115 | 0.0075826 | 0.0080566 | -0.038752 | -0.03301 | -0.029034 | -0.025058 | -0.019317 | -0.012205 | -0.0061049 | -0.00188 | 0.002345 | 0.0084451
Residential | 50 | 2014-05-15 | Per Device | 1 | Residential¦50¦41774¦Per Device¦1 |  |  | 0.69488 |  | 0.65597 | 703 |  |  | 0.79637 | 68.6805 | 0.81919 | 682 | 17 | 20 | 1.1869 | 0.82476 | 11772 | -0.10148 | 0.02839 | 0.02474 | 0.031368 | 0.029365 | 0.039951 | 0.042968 | -0.15268 | -0.12243 | -0.10148 | -0.080534 | -0.050285 | -0.026676 | 0.0058577 | 0.02839 | 0.050923 | 0.083456
Residential | 50 | 2014-05-15 | Per Ton | 1 | Residential¦50¦41774¦Per Ton¦1 |  |  | 0.19776 |  | 0.18669 | 703 |  |  | 0.22664 | 68.6805 | 0.23314 | 682 | 17 | 20 | 1.1869 | 0.23472 | 11772 | -0.028882 | 0.0080797 | 0.007041 | 0.0089272 | 0.0083569 | 0.01137 | 0.012228 | -0.043453 | -0.034844 | -0.028882 | -0.022919 | -0.014311 | -0.0075917 | 0.0016671 | 0.0080797 | 0.014492 | 0.023751
Residential | 100 | 2014-05-15 | Per Device | 1 | Residential¦100¦41774¦Per Device¦1 |  |  | 0.59303 |  | 0.61404 | 680 |  |  | 0.69944 | 69.3535 | 0.71664 | 666 | 17 | 20 | 1.1025 | 0.65382 | 10623 | -0.10641 | -0.045621 | 0.023547 | 0.027769 | 0.025961 | 0.036409 | 0.038015 | -0.15307 | -0.12551 | -0.10641 | -0.087319 | -0.059752 | -0.094339 | -0.065556 | -0.045621 | -0.025686 | 0.0030964
Residential | 100 | 2014-05-15 | Per Ton | 1 | Residential¦100¦41774¦Per Ton¦1 |  |  | 0.1634 |  | 0.16919 | 680 |  |  | 0.19272 | 69.3535 | 0.19746 | 666 | 17 | 20 | 1.1025 | 0.18015 | 10623 | -0.02932 | -0.01257 | 0.0064882 | 0.0076514 | 0.0071533 | 0.010032 | 0.010474 | -0.042177 | -0.034581 | -0.02932 | -0.02406 | -0.016464 | -0.025994 | -0.018063 | -0.01257 | -0.0070776 | 0.0008532
All | All | 2014-05-15 | Per Device | 2 | All¦All¦41774¦Per Device¦2 |  |  | 0.74153 |  | 1.7226 | 2820 |  |  | 0.8239 | 68.0374 | 2.3159 | 2789 | 17 | 20 | 1.1483 | 0.85153 | 27058 | -0.08237 | 0.027633 | 0.032439 | 0.043853 | 0.037251 | 0.054547 | 0.057539 | -0.15227 | -0.11097 | -0.08237 | -0.053765 | -0.012465 | -0.046106 | -0.0025407 | 0.027633 | 0.057806 | 0.10137
All | All | 2014-05-15 | Per Ton | 2 | All¦All¦41774¦Per Ton¦2 |  |  | 0.20255 |  | 0.47054 | 2820 |  |  | 0.22505 | 68.0374 | 0.63259 | 2789 | 17 | 20 | 1.1483 | 0.2326 | 27058 | -0.022499 | 0.0075479 | 0.0088607 | 0.011978 | 0.010175 | 0.014899 | 0.015717 | -0.041594 | -0.030312 | -0.022499 | -0.014686 | -0.0034048 | -0.012594 | -0.000694 | 0.0075479 | 0.01579 | 0.02769
Non-Residential | All | 2014-05-15 | Per Device | 2 | Non-Residential¦All¦41774¦Per Device¦2 |  |  | 1.2309 |  | 2.2758 | 1437 |  |  | 1.3135 | 68.8741 | 3.1138 | 1441 | 17 | 20 | 1.1254 | 1.3852 | 4663 | -0.08261 | 0.071762 | 0.060036 | 0.082028 | 0.067566 | 0.10165 | 0.10627 | -0.21288 | -0.13592 | -0.08261 | -0.029305 | 0.04766 | -0.064431 | 0.016033 | 0.071762 | 0.12749 | 0.20795
Non-Residential | All | 2014-05-15 | Per Ton | 2 | Non-Residential¦All¦41774¦Per Ton¦2 |  |  | 0.31717 |  | 0.58645 | 1437 |  |  | 0.33846 | 68.8741 | 0.80239 | 1441 | 17 | 20 | 1.1254 | 0.35695 | 4663 | -0.021288 | 0.018492 | 0.01547 | 0.021138 | 0.017411 | 0.026194 | 0.027385 | -0.054857 | -0.035024 | -0.021288 | -0.0075515 | 0.012281 | -0.016603 | 0.0041314 | 0.018492 | 0.032853 | 0.053587
Non-Residential | 30 | 2014-05-15 | Per Device | 2 | Non-Residential¦30¦41774¦Per Device¦2 |  |  | 1.148 |  | 1.8204 | 722 |  |  | 1.3863 | 68.4426 | 3.2627 | 724 | 17 | 20 | 1.1526 | 1.3231 | 1336 | -0.23829 | -0.063137 | 0.067748 | 0.12126 | 0.078085 | 0.1389 | 0.14422 | -0.4163 | -0.31113 | -0.23829 | -0.16545 | -0.060284 | -0.24797 | -0.13877 | -0.063137 | 0.012494 | 0.12169
Non-Residential | 30 | 2014-05-15 | Per Ton | 2 | Non-Residential¦30¦41774¦Per Ton¦2 |  |  | 0.29545 |  | 0.46851 | 722 |  |  | 0.35678 | 68.4426 | 0.83972 | 724 | 17 | 20 | 1.1526 | 0.34053 | 1336 | -0.061329 | -0.01625 | 0.017436 | 0.031208 | 0.020096 | 0.035749 | 0.037119 | -0.10714 | -0.080075 | -0.061329 | -0.042582 | -0.015515 | -0.063819 | -0.035715 | -0.01625 | 0.0032155 | 0.03132
Non-Residential | 50 | 2014-05-15 | Per Device | 2 | Non-Residential¦50¦41774¦Per Device¦2 |  |  | 1.2693 |  | 2.4982 | 715 |  |  | 1.2712 | 69.0574 | 2.9746 | 717 | 17 | 20 | 1.1112 | 1.4105 | 3327 | -0.0018125 | 0.13936 | 0.093427 | 0.11109 | 0.10382 | 0.14515 | 0.15205 | -0.18783 | -0.077931 | -0.0018125 | 0.074306 | 0.18421 | -0.055494 | 0.05963 | 0.13936 | 0.2191 | 0.33422
Non-Residential | 50 | 2014-05-15 | Per Ton | 2 | Non-Residential¦50¦41774¦Per Ton¦2 |  |  | 0.32729 |  | 0.64414 | 715 |  |  | 0.32776 | 69.0574 | 0.76698 | 717 | 17 | 20 | 1.1112 | 0.36369 | 3327 | -0.0004673 | 0.035934 | 0.02409 | 0.028643 | 0.026769 | 0.037427 | 0.039205 | -0.048432 | -0.020094 | -0.0004673 | 0.019159 | 0.047497 | -0.014309 | 0.015375 | 0.035934 | 0.056493 | 0.086177
Residential | All | 2014-05-15 | Per Device | 2 | Residential¦All¦41774¦Per Device¦2 |  |  | 0.55843 |  | 0.52017 | 1383 |  |  | 0.63225 | 67.8687 | 0.67433 | 1348 | 17 | 20 | 1.1501 | 0.64227 | 22395 | -0.073816 | 0.010027 | 0.013987 | 0.018367 | 0.016087 | 0.023086 | 0.024416 | -0.1034 | -0.085922 | -0.073816 | -0.06171 | -0.04423 | -0.021263 | -0.0027769 | 0.010027 | 0.02283 | 0.041317
Residential | All | 2014-05-15 | Per Ton | 2 | Residential¦All¦41774¦Per Ton¦2 |  |  | 0.15642 |  | 0.1457 | 1383 |  |  | 0.17709 | 67.8687 | 0.18888 | 1348 | 17 | 20 | 1.1501 | 0.1799 | 22395 | -0.020676 | 0.0028085 | 0.0039178 | 0.0051445 | 0.0045061 | 0.0064665 | 0.0068389 | -0.028963 | -0.024067 | -0.020676 | -0.017285 | -0.012389 | -0.0059559 | -0.0007778 | 0.0028085 | 0.0063948 | 0.011573
Residential | 50 | 2014-05-15 | Per Device | 2 | Residential¦50¦41774¦Per Device¦2 |  |  | 0.60421 |  | 0.55511 | 703 |  |  | 0.66607 | 67.5246 | 0.71468 | 682 | 17 | 20 | 1.1869 | 0.71714 | 11772 | -0.061855 | 0.051074 | 0.020936 | 0.027366 | 0.024849 | 0.034457 | 0.036965 | -0.10601 | -0.079924 | -0.061855 | -0.043786 | -0.017697 | 0.003701 | 0.031689 | 0.051074 | 0.070458 | 0.098446
Residential | 50 | 2014-05-15 | Per Ton | 2 | Residential¦50¦41774¦Per Ton¦2 |  |  | 0.17196 |  | 0.15798 | 703 |  |  | 0.18956 | 67.5246 | 0.20339 | 682 | 17 | 20 | 1.1869 | 0.20409 | 11772 | -0.017604 | 0.014535 | 0.0059583 | 0.0077883 | 0.007072 | 0.0098061 | 0.01052 | -0.03017 | -0.022746 | -0.017604 | -0.012461 | -0.0050365 | 0.0010533 | 0.0090185 | 0.014535 | 0.020052 | 0.028017
Residential | 100 | 2014-05-15 | Per Device | 2 | Residential¦100¦41774¦Per Device¦2 |  |  | 0.50938 |  | 0.48001 | 680 |  |  | 0.59639 | 68.2575 | 0.6307 | 666 | 17 | 20 | 1.1025 | 0.56159 | 10623 | -0.087018 | -0.034803 | 0.018408 | 0.024439 | 0.020294 | 0.030596 | 0.031767 | -0.12623 | -0.10306 | -0.087018 | -0.070974 | -0.047808 | -0.075514 | -0.051461 | -0.034803 | -0.018144 | 0.0059081
Residential | 100 | 2014-05-15 | Per Ton | 2 | Residential¦100¦41774¦Per Ton¦2 |  |  | 0.14035 |  | 0.13226 | 680 |  |  | 0.16433 | 68.2575 | 0.17378 | 666 | 17 | 20 | 1.1025 | 0.15474 | 10623 | -0.023977 | -0.0095894 | 0.0050719 | 0.0067339 | 0.0055919 | 0.0084303 | 0.0087529 | -0.034781 | -0.028398 | -0.023977 | -0.019556 | -0.013173 | -0.020807 | -0.014179 | -0.0095894 | -0.0049994 | 0.0016279
All | All | 2014-05-15 | Per Device | 3 | All¦All¦41774¦Per Device¦3 |  |  | 0.68807 |  | 1.6643 | 2820 |  |  | 0.75264 | 66.85 | 2.2266 | 2789 | 17 | 20 | 1.1483 | 0.79014 | 27058 | -0.064575 | 0.037497 | 0.031341 | 0.042162 | 0.03599 | 0.052535 | 0.055434 | -0.1319 | -0.092124 | -0.064575 | -0.037025 | 0.0027516 | -0.033545 | 0.0084276 | 0.037497 | 0.066567 | 0.10854
All | All | 2014-05-15 | Per Ton | 3 | All¦All¦41774¦Per Ton¦3 |  |  | 0.18795 |  | 0.45461 | 2820 |  |  | 0.20558 | 66.85 | 0.6082 | 2789 | 17 | 20 | 1.1483 | 0.21583 | 27058 | -0.017639 | 0.010242 | 0.0085608 | 0.011517 | 0.0098308 | 0.01435 | 0.015142 | -0.036029 | -0.025164 | -0.017639 | -0.010113 | 0.0007516 | -0.0091627 | 0.002302 | 0.010242 | 0.018183 | 0.029648
Non-Residential | All | 2014-05-15 | Per Device | 3 | Non-Residential¦All¦41774¦Per Device¦3 |  |  | 1.1803 |  | 2.2116 | 1437 |  |  | 1.2472 | 67.8788 | 3.0056 | 1441 | 17 | 20 | 1.1254 | 1.3283 | 4663 | -0.066891 | 0.081141 | 0.058342 | 0.079177 | 0.065659 | 0.09835 | 0.10286 | -0.19293 | -0.11847 | -0.066891 | -0.015317 | 0.059149 | -0.050679 | 0.027201 | 0.081141 | 0.13508 | 0.21296
Non-Residential | All | 2014-05-15 | Per Ton | 3 | Non-Residential¦All¦41774¦Per Ton¦3 |  |  | 0.30415 |  | 0.5699 | 1437 |  |  | 0.32139 | 67.8788 | 0.7745 | 1441 | 17 | 20 | 1.1254 | 0.34229 | 4663 | -0.017237 | 0.020909 | 0.015034 | 0.020403 | 0.016919 | 0.025344 | 0.026506 | -0.049716 | -0.030527 | -0.017237 | -0.0039469 | 0.015242 | -0.013059 | 0.0070094 | 0.020909 | 0.034808 | 0.054877
Non-Residential | 30 | 2014-05-15 | Per Device | 3 | Non-Residential¦30¦41774¦Per Device¦3 |  |  | 1.1003 |  | 1.7179 | 722 |  |  | 1.3311 | 67.1636 | 3.1334 | 724 | 17 | 20 | 1.1526 | 1.2682 | 1336 | -0.23079 | -0.062917 | 0.063932 | 0.11645 | 0.073687 | 0.13285 | 0.13781 | -0.40105 | -0.30046 | -0.23079 | -0.16113 | -0.060544 | -0.23952 | -0.13518 | -0.062917 | 0.0093495 | 0.11369
Non-Residential | 30 | 2014-05-15 | Per Ton | 3 | Non-Residential¦30¦41774¦Per Ton¦3 |  |  | 0.28318 |  | 0.44212 | 722 |  |  | 0.34258 | 67.1636 | 0.80644 | 724 | 17 | 20 | 1.1526 | 0.32638 | 1336 | -0.059399 | -0.016193 | 0.016454 | 0.029971 | 0.018965 | 0.034191 | 0.035467 | -0.10322 | -0.077329 | -0.059399 | -0.04147 | -0.015582 | -0.061646 | -0.034792 | -0.016193 | 0.0024063 | 0.02926
Non-Residential | 50 | 2014-05-15 | Per Device | 3 | Non-Residential¦50¦41774¦Per Device¦3 |  |  | 1.2175 |  | 2.4507 | 715 |  |  | 1.1994 | 68.1824 | 2.8813 | 717 | 17 | 20 | 1.1112 | 1.3529 | 3327 | 0.018097 | 0.15351 | 0.091651 | 0.10761 | 0.10184 | 0.14135 | 0.14816 | -0.16305 | -0.056025 | 0.018097 | 0.092219 | 0.19924 | -0.036367 | 0.075812 | 0.15351 | 0.2312 | 0.34338
Non-Residential | 50 | 2014-05-15 | Per Ton | 3 | Non-Residential¦50¦41774¦Per Ton¦3 |  |  | 0.31392 |  | 0.63189 | 715 |  |  | 0.30926 | 68.1824 | 0.74293 | 717 | 17 | 20 | 1.1112 | 0.34884 | 3327 | 0.0046662 | 0.039581 | 0.023631 | 0.027745 | 0.02626 | 0.036445 | 0.038202 | -0.04204 | -0.014446 | 0.0046662 | 0.023778 | 0.051373 | -0.009377 | 0.019548 | 0.039581 | 0.059614 | 0.088539
Residential | All | 2014-05-15 | Per Device | 3 | Residential¦All¦41774¦Per Device¦3 |  |  | 0.5033 |  | 0.44471 | 1383 |  |  | 0.55861 | 66.6425 | 0.59348 | 1348 | 17 | 20 | 1.1501 | 0.57887 | 22395 | -0.055308 | 0.020259 | 0.011958 | 0.016164 | 0.013754 | 0.020107 | 0.021224 | -0.081076 | -0.065852 | -0.055308 | -0.044764 | -0.02954 | -0.0069406 | 0.009129 | 0.020259 | 0.031388 | 0.047458
Residential | All | 2014-05-15 | Per Ton | 3 | Residential¦All¦41774¦Per Ton¦3 |  |  | 0.14098 |  | 0.12456 | 1383 |  |  | 0.15647 | 66.6425 | 0.16623 | 1348 | 17 | 20 | 1.1501 | 0.16214 | 22395 | -0.015492 | 0.0056745 | 0.0033495 | 0.0045277 | 0.0038524 | 0.005632 | 0.0059448 | -0.022709 | -0.018445 | -0.015492 | -0.012538 | -0.0082741 | -0.0019441 | 0.002557 | 0.0056745 | 0.008792 | 0.013293
Residential | 50 | 2014-05-15 | Per Device | 3 | Residential¦50¦41774¦Per Device¦3 |  |  | 0.54224 |  | 0.47729 | 703 |  |  | 0.58535 | 66.2313 | 0.61006 | 682 | 17 | 20 | 1.1869 | 0.64358 | 11772 | -0.043116 | 0.058229 | 0.018001 | 0.02336 | 0.021366 | 0.029492 | 0.031658 | -0.08091 | -0.058581 | -0.043116 | -0.02765 | -0.0053204 | 0.017658 | 0.041628 | 0.058229 | 0.074831 | 0.0988
Residential | 50 | 2014-05-15 | Per Ton | 3 | Residential¦50¦41774¦Per Ton¦3 |  |  | 0.15432 |  | 0.13583 | 703 |  |  | 0.16659 | 66.2313 | 0.17362 | 682 | 17 | 20 | 1.1869 | 0.18316 | 11772 | -0.01227 | 0.016572 | 0.0051231 | 0.0066482 | 0.0060806 | 0.0083931 | 0.0090095 | -0.023027 | -0.016672 | -0.01227 | -0.007869 | -0.0015142 | 0.0050255 | 0.011847 | 0.016572 | 0.021296 | 0.028118
Residential | 100 | 2014-05-15 | Per Device | 3 | Residential¦100¦41774¦Per Device¦3 |  |  | 0.46162 |  | 0.40727 | 680 |  |  | 0.5303 | 67.1071 | 0.57624 | 666 | 17 | 20 | 1.1025 | 0.50894 | 10623 | -0.068684 | -0.021364 | 0.015618 | 0.022329 | 0.017219 | 0.027249 | 0.028197 | -0.10361 | -0.082974 | -0.068684 | -0.054395 | -0.033763 | -0.0575 | -0.036151 | -0.021364 | -0.0065773 | 0.014772
Residential | 100 | 2014-05-15 | Per Ton | 3 | Residential¦100¦41774¦Per Ton¦3 |  |  | 0.12719 |  | 0.11222 | 680 |  |  | 0.14612 | 67.1071 | 0.15878 | 666 | 17 | 20 | 1.1025 | 0.14023 | 10623 | -0.018925 | -0.0058866 | 0.0043034 | 0.0061525 | 0.0047445 | 0.0075081 | 0.0077694 | -0.028547 | -0.022862 | -0.018925 | -0.014988 | -0.009303 | -0.015843 | -0.0099608 | -0.0058866 | -0.0018123 | 0.0040703
All | All | 2014-05-15 | Per Device | 4 | All¦All¦41774¦Per Device¦4 |  |  | 0.66234 |  | 1.6374 | 2820 |  |  | 0.71351 | 64.1231 | 2.186 | 2789 | 17 | 20 | 1.1483 | 0.7606 | 27058 | -0.051172 | 0.047083 | 0.030833 | 0.041393 | 0.035407 | 0.051615 | 0.054471 | -0.11732 | -0.078239 | -0.051172 | -0.024105 | 0.014975 | -0.022724 | 0.018518 | 0.047083 | 0.075648 | 0.11689
All | All | 2014-05-15 | Per Ton | 4 | All¦All¦41774¦Per Ton¦4 |  |  | 0.18092 |  | 0.44725 | 2820 |  |  | 0.1949 | 64.1231 | 0.59711 | 2789 | 17 | 20 | 1.1483 | 0.20776 | 27058 | -0.013978 | 0.012861 | 0.0084221 | 0.011307 | 0.0096715 | 0.014099 | 0.014879 | -0.032046 | -0.021371 | -0.013978 | -0.0065844 | 0.0040903 | -0.0062072 | 0.0050583 | 0.012861 | 0.020663 | 0.031928
Non-Residential | All | 2014-05-15 | Per Device | 4 | Non-Residential¦All¦41774¦Per Device¦4 |  |  | 1.1595 |  | 2.1815 | 1437 |  |  | 1.2325 | 65.766 | 2.961 | 1441 | 17 | 20 | 1.1254 | 1.3049 | 4663 | -0.073011 | 0.072412 | 0.057547 | 0.078002 | 0.064765 | 0.096933 | 0.10138 | -0.19723 | -0.12384 | -0.073011 | -0.022179 | 0.051214 | -0.057517 | 0.019246 | 0.072412 | 0.12558 | 0.20234
Non-Residential | All | 2014-05-15 | Per Ton | 4 | Non-Residential¦All¦41774¦Per Ton¦4 |  |  | 0.29879 |  | 0.56214 | 1437 |  |  | 0.3176 | 65.766 | 0.76301 | 1441 | 17 | 20 | 1.1254 | 0.33626 | 4663 | -0.018814 | 0.01866 | 0.014829 | 0.0201 | 0.016689 | 0.024978 | 0.026125 | -0.050825 | -0.031913 | -0.018814 | -0.0057153 | 0.013197 | -0.014821 | 0.0049594 | 0.01866 | 0.03236 | 0.052141
Non-Residential | 30 | 2014-05-15 | Per Device | 4 | Non-Residential¦30¦41774¦Per Device¦4 |  |  | 1.0779 |  | 1.7206 | 722 |  |  | 1.3055 | 64.7782 | 3.0115 | 724 | 17 | 20 | 1.1526 | 1.2423 | 1336 | -0.22768 | -0.063223 | 0.064033 | 0.11192 | 0.073803 | 0.12895 | 0.13407 | -0.39293 | -0.2953 | -0.22768 | -0.16006 | -0.06243 | -0.23503 | -0.13353 | -0.063223 | 0.0070811 | 0.10859
Non-Residential | 30 | 2014-05-15 | Per Ton | 4 | Non-Residential¦30¦41774¦Per Ton¦4 |  |  | 0.27741 |  | 0.44282 | 722 |  |  | 0.33601 | 64.7782 | 0.77507 | 724 | 17 | 20 | 1.1526 | 0.31973 | 1336 | -0.058598 | -0.016272 | 0.01648 | 0.028805 | 0.018995 | 0.033186 | 0.034504 | -0.10113 | -0.076001 | -0.058598 | -0.041195 | -0.016068 | -0.06049 | -0.034366 | -0.016272 | 0.0018224 | 0.027947
Non-Residential | 50 | 2014-05-15 | Per Device | 4 | Non-Residential¦50¦41774¦Per Device¦4 |  |  | 1.1976 |  | 2.4058 | 715 |  |  | 1.1904 | 66.1855 | 2.8897 | 717 | 17 | 20 | 1.1112 | 1.3308 | 3327 | 0.0072247 | 0.14042 | 0.089972 | 0.10792 | 0.099979 | 0.1405 | 0.14711 | -0.17284 | -0.066456 | 0.0072247 | 0.080905 | 0.18729 | -0.048111 | 0.063276 | 0.14042 | 0.21757 | 0.32895
Non-Residential | 50 | 2014-05-15 | Per Ton | 4 | Non-Residential¦50¦41774¦Per Ton¦4 |  |  | 0.30879 |  | 0.62032 | 715 |  |  | 0.30693 | 66.1855 | 0.74509 | 717 | 17 | 20 | 1.1112 | 0.34313 | 3327 | 0.0018628 | 0.036207 | 0.023199 | 0.027826 | 0.025779 | 0.036228 | 0.037932 | -0.044565 | -0.017135 | 0.0018628 | 0.020861 | 0.048291 | -0.012405 | 0.016315 | 0.036207 | 0.056098 | 0.084819
Residential | All | 2014-05-15 | Per Device | 4 | Residential¦All¦41774¦Per Device¦4 |  |  | 0.4754 |  | 0.40294 | 1383 |  |  | 0.50948 | 63.7919 | 0.50611 | 1348 | 17 | 20 | 1.1501 | 0.54678 | 22395 | -0.034077 | 0.037299 | 0.010835 | 0.013785 | 0.012462 | 0.017533 | 0.018583 | -0.056547 | -0.043272 | -0.034077 | -0.024883 | -0.011608 | 0.013485 | 0.027555 | 0.037299 | 0.047044 | 0.061114
Residential | All | 2014-05-15 | Per Ton | 4 | Residential¦All¦41774¦Per Ton¦4 |  |  | 0.13316 |  | 0.11286 | 1383 |  |  | 0.14271 | 63.7919 | 0.14176 | 1348 | 17 | 20 | 1.1501 | 0.15315 | 22395 | -0.0095451 | 0.010448 | 0.0030349 | 0.0038611 | 0.0034906 | 0.0049111 | 0.005205 | -0.015839 | -0.01212 | -0.0095451 | -0.0069698 | -0.0032513 | 0.0037771 | 0.0077181 | 0.010448 | 0.013177 | 0.017118
Residential | 50 | 2014-05-15 | Per Device | 4 | Residential¦50¦41774¦Per Device¦4 |  |  | 0.51726 |  | 0.43327 | 703 |  |  | 0.53712 | 63.2633 | 0.5433 | 682 | 17 | 20 | 1.1869 | 0.61393 | 11772 | -0.019866 | 0.07681 | 0.016341 | 0.020804 | 0.019395 | 0.026455 | 0.028443 | -0.053769 | -0.033739 | -0.019866 | -0.0059934 | 0.014037 | 0.040359 | 0.061894 | 0.07681 | 0.091725 | 0.11326
Residential | 50 | 2014-05-15 | Per Ton | 4 | Residential¦50¦41774¦Per Ton¦4 |  |  | 0.14721 |  | 0.12331 | 703 |  |  | 0.15286 | 63.2633 | 0.15462 | 682 | 17 | 20 | 1.1869 | 0.17472 | 11772 | -0.0056538 | 0.02186 | 0.0046506 | 0.0059207 | 0.0055198 | 0.0075288 | 0.0080946 | -0.015302 | -0.0096019 | -0.0056538 | -0.0017057 | 0.0039948 | 0.011486 | 0.017615 | 0.02186 | 0.026104 | 0.032233
Residential | 100 | 2014-05-15 | Per Device | 4 | Residential¦100¦41774¦Per Device¦4 |  |  | 0.43053 |  | 0.36708 | 680 |  |  | 0.48018 | 64.389 | 0.46522 | 666 | 17 | 20 | 1.1025 | 0.47466 | 10623 | -0.049646 | -0.0055129 | 0.014077 | 0.018027 | 0.01552 | 0.022872 | 0.023787 | -0.078958 | -0.06164 | -0.049646 | -0.037652 | -0.020334 | -0.035998 | -0.017987 | -0.0055129 | 0.0069613 | 0.024972
Residential | 100 | 2014-05-15 | Per Ton | 4 | Residential¦100¦41774¦Per Ton¦4 |  |  | 0.11863 |  | 0.10115 | 680 |  |  | 0.13231 | 64.389 | 0.12819 | 666 | 17 | 20 | 1.1025 | 0.13079 | 10623 | -0.013679 | -0.001519 | 0.0038787 | 0.0049671 | 0.0042764 | 0.0063021 | 0.0065543 | -0.021756 | -0.016984 | -0.013679 | -0.010375 | -0.0056028 | -0.0099187 | -0.0049561 | -0.001519 | 0.0019181 | 0.0068807
All | All | 2014-05-15 | Per Device | 5 | All¦All¦41774¦Per Device¦5 |  |  | 0.66811 |  | 1.7438 | 2820 |  |  | 0.69986 | 63.0962 | 2.1825 | 2789 | 17 | 20 | 1.1483 | 0.76722 | 27058 | -0.031744 | 0.067367 | 0.032837 | 0.041326 | 0.037708 | 0.052783 | 0.055944 | -0.099389 | -0.059424 | -0.031744 | -0.0040645 | 0.035901 | -0.0043279 | 0.03803 | 0.067367 | 0.096704 | 0.13906
All | All | 2014-05-15 | Per Ton | 5 | All¦All¦41774¦Per Ton¦5 |  |  | 0.18249 |  | 0.47631 | 2820 |  |  | 0.19117 | 63.0962 | 0.59614 | 2789 | 17 | 20 | 1.1483 | 0.20957 | 27058 | -0.0086709 | 0.018401 | 0.0089694 | 0.011288 | 0.0103 | 0.014418 | 0.015281 | -0.027148 | -0.016232 | -0.0086709 | -0.0011102 | 0.0098062 | -0.0011822 | 0.010388 | 0.018401 | 0.026415 | 0.037985
Non-Residential | All | 2014-05-15 | Per Device | 5 | Non-Residential¦All¦41774¦Per Device¦5 |  |  | 1.2035 |  | 2.3357 | 1437 |  |  | 1.2395 | 64.6012 | 2.9605 | 1441 | 17 | 20 | 1.1254 | 1.3545 | 4663 | -0.035942 | 0.115 | 0.061615 | 0.07799 | 0.069343 | 0.099392 | 0.10436 | -0.16332 | -0.088063 | -0.035942 | 0.016179 | 0.091434 | -0.018737 | 0.060278 | 0.115 | 0.16973 | 0.24875
Non-Residential | All | 2014-05-15 | Per Ton | 5 | Non-Residential¦All¦41774¦Per Ton¦5 |  |  | 0.31014 |  | 0.60188 | 1437 |  |  | 0.3194 | 64.6012 | 0.76289 | 1441 | 17 | 20 | 1.1254 | 0.34903 | 4663 | -0.0092618 | 0.029635 | 0.015877 | 0.020097 | 0.017869 | 0.025612 | 0.026892 | -0.042085 | -0.022693 | -0.0092618 | 0.0041692 | 0.023561 | -0.0048283 | 0.015533 | 0.029635 | 0.043737 | 0.064099
Non-Residential | 30 | 2014-05-15 | Per Device | 5 | Non-Residential¦30¦41774¦Per Device¦5 |  |  | 1.0843 |  | 1.7338 | 722 |  |  | 1.3217 | 63.5829 | 3.0504 | 724 | 17 | 20 | 1.1526 | 1.2497 | 1336 | -0.23743 | -0.071994 | 0.064524 | 0.11337 | 0.074369 | 0.13044 | 0.13558 | -0.4046 | -0.30583 | -0.23743 | -0.16903 | -0.07026 | -0.24575 | -0.14309 | -0.071994 | -0.0008935 | 0.10176
Non-Residential | 30 | 2014-05-15 | Per Ton | 5 | Non-Residential¦30¦41774¦Per Ton¦5 |  |  | 0.27906 |  | 0.44622 | 722 |  |  | 0.34017 | 63.5829 | 0.78508 | 724 | 17 | 20 | 1.1526 | 0.32164 | 1336 | -0.061107 | -0.018529 | 0.016606 | 0.029177 | 0.01914 | 0.033572 | 0.034895 | -0.10413 | -0.078712 | -0.061107 | -0.043502 | -0.018083 | -0.063248 | -0.036828 | -0.018529 | -0.00023 | 0.026191
Non-Residential | 50 | 2014-05-15 | Per Device | 5 | Non-Residential¦50¦41774¦Per Device¦5 |  |  | 1.2609 |  | 2.6233 | 715 |  |  | 1.1926 | 65.0336 | 2.8625 | 717 | 17 | 20 | 1.1112 | 1.4011 | 3327 | 0.068331 | 0.20857 | 0.098107 | 0.1069 | 0.10902 | 0.1451 | 0.15269 | -0.11762 | -0.0077571 | 0.068331 | 0.14442 | 0.25428 | 0.012894 | 0.1285 | 0.20857 | 0.28864 | 0.40424
Non-Residential | 50 | 2014-05-15 | Per Ton | 5 | Non-Residential¦50¦41774¦Per Ton¦5 |  |  | 0.32511 |  | 0.67641 | 715 |  |  | 0.30749 | 65.0336 | 0.73806 | 717 | 17 | 20 | 1.1112 | 0.36127 | 3327 | 0.017619 | 0.053778 | 0.025296 | 0.027564 | 0.02811 | 0.037412 | 0.039369 | -0.030327 | -0.0020001 | 0.017619 | 0.037237 | 0.065564 | 0.0033248 | 0.033133 | 0.053778 | 0.074423 | 0.10423
Residential | All | 2014-05-15 | Per Device | 5 | Residential¦All¦41774¦Per Device¦5 |  |  | 0.46633 |  | 0.39177 | 1383 |  |  | 0.48749 | 62.7927 | 0.4573 | 1348 | 17 | 20 | 1.1501 | 0.53635 | 22395 | -0.021155 | 0.04886 | 0.010535 | 0.012455 | 0.012116 | 0.016313 | 0.017376 | -0.042061 | -0.029709 | -0.021155 | -0.0126 | -0.0002489 | 0.026592 | 0.039748 | 0.04886 | 0.057973 | 0.071129
Residential | All | 2014-05-15 | Per Ton | 5 | Residential¦All¦41774¦Per Ton¦5 |  |  | 0.13062 |  | 0.10974 | 1383 |  |  | 0.13655 | 62.7927 | 0.12809 | 1348 | 17 | 20 | 1.1501 | 0.15023 | 22395 | -0.0059255 | 0.013686 | 0.0029508 | 0.0034887 | 0.0033938 | 0.0045693 | 0.0048671 | -0.011781 | -0.0083216 | -0.0059255 | -0.0035294 | -6.97e-05 | 0.0074484 | 0.011133 | 0.013686 | 0.016238 | 0.019923
Residential | 50 | 2014-05-15 | Per Device | 5 | Residential¦50¦41774¦Per Device¦5 |  |  | 0.49939 |  | 0.40318 | 703 |  |  | 0.51036 | 62.1765 | 0.4881 | 682 | 17 | 20 | 1.1869 | 0.59273 | 11772 | -0.010966 | 0.082371 | 0.015206 | 0.01869 | 0.018048 | 0.024095 | 0.025982 | -0.041845 | -0.023602 | -0.010966 | 0.0016689 | 0.019912 | 0.049074 | 0.068746 | 0.082371 | 0.095996 | 0.11567
Residential | 50 | 2014-05-15 | Per Ton | 5 | Residential¦50¦41774¦Per Ton¦5 |  |  | 0.14212 |  | 0.11474 | 703 |  |  | 0.14525 | 62.1765 | 0.13891 | 682 | 17 | 20 | 1.1869 | 0.16869 | 11772 | -0.0031209 | 0.023442 | 0.0043275 | 0.0053191 | 0.0051364 | 0.0068571 | 0.0073943 | -0.011909 | -0.0067168 | -0.0031209 | 0.0004749 | 0.0056668 | 0.013966 | 0.019565 | 0.023442 | 0.02732 | 0.032918
Residential | 100 | 2014-05-15 | Per Device | 5 | Residential¦100¦41774¦Per Device¦5 |  |  | 0.43096 |  | 0.37882 | 680 |  |  | 0.46327 | 63.489 | 0.42381 | 666 | 17 | 20 | 1.1025 | 0.47514 | 10623 | -0.032311 | 0.011866 | 0.014527 | 0.016422 | 0.016016 | 0.021926 | 0.022939 | -0.06041 | -0.043809 | -0.032311 | -0.020814 | -0.0042128 | -0.017532 | -0.0001632 | 0.011866 | 0.023896 | 0.041264
Residential | 100 | 2014-05-15 | Per Ton | 5 | Residential¦100¦41774¦Per Ton¦5 |  |  | 0.11875 |  | 0.10438 | 680 |  |  | 0.12765 | 63.489 | 0.11678 | 666 | 17 | 20 | 1.1025 | 0.13092 | 10623 | -0.008903 | 0.0032696 | 0.0040027 | 0.004525 | 0.004413 | 0.0060413 | 0.0063206 | -0.016645 | -0.012071 | -0.008903 | -0.0057349 | -0.0011608 | -0.0048306 | -4.5e-05 | 0.0032696 | 0.0065841 | 0.01137
All | All | 2014-05-15 | Per Device | 6 | All¦All¦41774¦Per Device¦6 |  |  | 0.70277 |  | 1.8331 | 2820 |  |  | 0.75315 | 69.1412 | 2.4127 | 2789 | 17 | 20 | 1.1483 | 0.80702 | 27058 | -0.050382 | 0.053871 | 0.034519 | 0.045685 | 0.039639 | 0.05726 | 0.060485 | -0.12376 | -0.080409 | -0.050382 | -0.020355 | 0.023 | -0.023644 | 0.022152 | 0.053871 | 0.085589 | 0.13139
All | All | 2014-05-15 | Per Ton | 6 | All¦All¦41774¦Per Ton¦6 |  |  | 0.19196 |  | 0.5007 | 2820 |  |  | 0.20572 | 69.1412 | 0.65903 | 2789 | 17 | 20 | 1.1483 | 0.22044 | 27058 | -0.013762 | 0.014715 | 0.0094288 | 0.012479 | 0.010828 | 0.015641 | 0.016522 | -0.033806 | -0.021964 | -0.013762 | -0.0055598 | 0.0062824 | -0.0064584 | 0.0060509 | 0.014715 | 0.023379 | 0.035888
Non-Residential | All | 2014-05-15 | Per Device | 6 | Non-Residential¦All¦41774¦Per Device¦6 |  |  | 1.2728 |  | 2.4509 | 1437 |  |  | 1.348 | 69.9992 | 3.2843 | 1441 | 17 | 20 | 1.1254 | 1.4325 | 4663 | -0.075121 | 0.084516 | 0.064655 | 0.086518 | 0.072763 | 0.10801 | 0.11305 | -0.21354 | -0.13176 | -0.075121 | -0.018482 | 0.063296 | -0.060361 | 0.025234 | 0.084516 | 0.1438 | 0.22939
Non-Residential | All | 2014-05-15 | Per Ton | 6 | Non-Residential¦All¦41774¦Per Ton¦6 |  |  | 0.32799 |  | 0.63157 | 1437 |  |  | 0.34735 | 69.9992 | 0.84631 | 1441 | 17 | 20 | 1.1254 | 0.36913 | 4663 | -0.019358 | 0.021779 | 0.016661 | 0.022295 | 0.01875 | 0.027832 | 0.029131 | -0.055026 | -0.033953 | -0.019358 | -0.0047626 | 0.01631 | -0.015554 | 0.0065024 | 0.021779 | 0.037055 | 0.059112
Non-Residential | 30 | 2014-05-15 | Per Device | 6 | Non-Residential¦30¦41774¦Per Device¦6 |  |  | 1.1829 |  | 2.0131 | 722 |  |  | 1.3882 | 69.2401 | 3.1518 | 724 | 17 | 20 | 1.1526 | 1.3634 | 1336 | -0.20526 | -0.024777 | 0.074919 | 0.11714 | 0.08635 | 0.13905 | 0.14552 | -0.38345 | -0.27818 | -0.20526 | -0.13234 | -0.027066 | -0.21127 | -0.10109 | -0.024777 | 0.051536 | 0.16172
Non-Residential | 30 | 2014-05-15 | Per Ton | 6 | Non-Residential¦30¦41774¦Per Ton¦6 |  |  | 0.30444 |  | 0.5181 | 722 |  |  | 0.35727 | 69.2401 | 0.81118 | 724 | 17 | 20 | 1.1526 | 0.35089 | 1336 | -0.052828 | -0.0063768 | 0.019282 | 0.030147 | 0.022224 | 0.035786 | 0.037453 | -0.098689 | -0.071594 | -0.052828 | -0.034061 | -0.006966 | -0.054375 | -0.026017 | -0.0063768 | 0.013264 | 0.041621
Non-Residential | 50 | 2014-05-15 | Per Device | 6 | Non-Residential¦50¦41774¦Per Device¦6 |  |  | 1.3148 |  | 2.6661 | 715 |  |  | 1.3224 | 70.3215 | 3.3258 | 717 | 17 | 20 | 1.1112 | 1.4611 | 3327 | -0.0075495 | 0.13869 | 0.099705 | 0.12421 | 0.11079 | 0.15927 | 0.16644 | -0.21167 | -0.091073 | -0.0075495 | 0.075973 | 0.19657 | -0.074616 | 0.051404 | 0.13869 | 0.22597 | 0.35199
Non-Residential | 50 | 2014-05-15 | Per Ton | 6 | Non-Residential¦50¦41774¦Per Ton¦6 |  |  | 0.33902 |  | 0.68742 | 715 |  |  | 0.34096 | 70.3215 | 0.85754 | 717 | 17 | 20 | 1.1112 | 0.37672 | 3327 | -0.0019466 | 0.035759 | 0.025708 | 0.032025 | 0.028567 | 0.041068 | 0.042915 | -0.054577 | -0.023482 | -0.0019466 | 0.019589 | 0.050684 | -0.019239 | 0.013254 | 0.035759 | 0.058264 | 0.090757
Residential | All | 2014-05-15 | Per Device | 6 | Residential¦All¦41774¦Per Device¦6 |  |  | 0.48784 |  | 0.41774 | 1383 |  |  | 0.51896 | 68.9683 | 0.46234 | 1348 | 17 | 20 | 1.1501 | 0.56109 | 22395 | -0.031117 | 0.042128 | 0.011233 | 0.012593 | 0.01292 | 0.016875 | 0.018041 | -0.052743 | -0.039966 | -0.031117 | -0.022268 | -0.0094913 | 0.019007 | 0.032667 | 0.042128 | 0.051589 | 0.065249
Residential | All | 2014-05-15 | Per Ton | 6 | Residential¦All¦41774¦Per Ton¦6 |  |  | 0.13665 |  | 0.11701 | 1383 |  |  | 0.14536 | 68.9683 | 0.1295 | 1348 | 17 | 20 | 1.1501 | 0.15716 | 22395 | -0.0087159 | 0.0118 | 0.0031464 | 0.0035272 | 0.0036188 | 0.0047266 | 0.0050534 | -0.014773 | -0.011195 | -0.0087159 | -0.0062373 | -0.0026585 | 0.0053239 | 0.0091501 | 0.0118 | 0.01445 | 0.018276
Residential | 50 | 2014-05-15 | Per Device | 6 | Residential¦50¦41774¦Per Device¦6 |  |  | 0.53579 |  | 0.43838 | 703 |  |  | 0.53498 | 68.4046 | 0.44232 | 682 | 17 | 20 | 1.1869 | 0.63592 | 11772 | 0.000803 | 0.10094 | 0.016534 | 0.016937 | 0.019624 | 0.023669 | 0.025923 | -0.029531 | -0.011609 | 0.000803 | 0.013215 | 0.031137 | 0.067721 | 0.087348 | 0.10094 | 0.11454 | 0.13416
Residential | 50 | 2014-05-15 | Per Ton | 6 | Residential¦50¦41774¦Per Ton¦6 |  |  | 0.15248 |  | 0.12476 | 703 |  |  | 0.15225 | 68.4046 | 0.12588 | 682 | 17 | 20 | 1.1869 | 0.18098 | 11772 | 0.0002285 | 0.028727 | 0.0047054 | 0.0048203 | 0.0055848 | 0.0067361 | 0.0073774 | -0.0084042 | -0.0033039 | 0.0002285 | 0.003761 | 0.0088612 | 0.019273 | 0.024859 | 0.028727 | 0.032596 | 0.038182
Residential | 100 | 2014-05-15 | Per Device | 6 | Residential¦100¦41774¦Per Device¦6 |  |  | 0.4364 |  | 0.39242 | 680 |  |  | 0.5021 | 69.6051 | 0.48201 | 666 | 17 | 20 | 1.1025 | 0.48113 | 10623 | -0.065701 | -0.020966 | 0.015049 | 0.018677 | 0.016591 | 0.023986 | 0.024982 | -0.09644 | -0.078279 | -0.065701 | -0.053123 | -0.034962 | -0.052982 | -0.034067 | -0.020966 | -0.0078654 | 0.01105
Residential | 100 | 2014-05-15 | Per Ton | 6 | Residential¦100¦41774¦Per Ton¦6 |  |  | 0.12024 |  | 0.10813 | 680 |  |  | 0.13835 | 69.6051 | 0.13281 | 666 | 17 | 20 | 1.1025 | 0.13257 | 10623 | -0.018103 | -0.0057769 | 0.0041464 | 0.0051463 | 0.0045715 | 0.0066089 | 0.0068836 | -0.026573 | -0.021569 | -0.018103 | -0.014637 | -0.0096334 | -0.014599 | -0.0093867 | -0.0057769 | -0.0021672 | 0.0030447
All | All | 2014-05-15 | Per Device | 7 | All¦All¦41774¦Per Device¦7 |  |  | 0.78833 |  | 2.2076 | 2820 |  |  | 0.83291 | 77.8966 | 2.7385 | 2789 | 17 | 20 | 1.1483 | 0.90528 | 27058 | -0.044573 | 0.072373 | 0.041572 | 0.051855 | 0.047739 | 0.066462 | 0.070483 | -0.12975 | -0.079425 | -0.044573 | -0.0097201 | 0.040601 | -0.017955 | 0.035412 | 0.072373 | 0.10933 | 0.1627
All | All | 2014-05-15 | Per Ton | 7 | All¦All¦41774¦Per Ton¦7 |  |  | 0.21533 |  | 0.60301 | 2820 |  |  | 0.22751 | 77.8966 | 0.74802 | 2789 | 17 | 20 | 1.1483 | 0.24728 | 27058 | -0.012175 | 0.019769 | 0.011355 | 0.014164 | 0.01304 | 0.018154 | 0.019252 | -0.03544 | -0.021695 | -0.012175 | -0.002655 | 0.01109 | -0.0049043 | 0.0096727 | 0.019769 | 0.029865 | 0.044442
Non-Residential | All | 2014-05-15 | Per Device | 7 | Non-Residential¦All¦41774¦Per Device¦7 |  |  | 1.4178 |  | 2.9885 | 1437 |  |  | 1.4914 | 77.9243 | 3.7458 | 1441 | 17 | 20 | 1.1254 | 1.5956 | 4663 | -0.073668 | 0.10415 | 0.078836 | 0.098676 | 0.088723 | 0.1263 | 0.1327 | -0.23553 | -0.1399 | -0.073668 | -0.0074356 | 0.088193 | -0.065913 | 0.03456 | 0.10415 | 0.17373 | 0.27421
Non-Residential | All | 2014-05-15 | Per Ton | 7 | Non-Residential¦All¦41774¦Per Ton¦7 |  |  | 0.36534 |  | 0.7701 | 1437 |  |  | 0.38432 | 77.9243 | 0.96524 | 1441 | 17 | 20 | 1.1254 | 0.41116 | 4663 | -0.018983 | 0.026837 | 0.020315 | 0.025427 | 0.022863 | 0.032546 | 0.034195 | -0.060693 | -0.036051 | -0.018983 | -0.0019161 | 0.022726 | -0.016985 | 0.0089056 | 0.026837 | 0.044769 | 0.070659
Non-Residential | 30 | 2014-05-15 | Per Device | 7 | Non-Residential¦30¦41774¦Per Device¦7 |  |  | 1.3886 |  | 2.9684 | 722 |  |  | 1.5423 | 77.5036 | 3.9911 | 724 | 17 | 20 | 1.1526 | 1.6004 | 1336 | -0.15371 | 0.058157 | 0.11047 | 0.14833 | 0.12733 | 0.18495 | 0.19548 | -0.39073 | -0.25069 | -0.15371 | -0.056721 | 0.083313 | -0.19237 | -0.044355 | 0.058157 | 0.16067 | 0.30868
Non-Residential | 30 | 2014-05-15 | Per Ton | 7 | Non-Residential¦30¦41774¦Per Ton¦7 |  |  | 0.35737 |  | 0.76398 | 722 |  |  | 0.39693 | 77.5036 | 1.0272 | 724 | 17 | 20 | 1.1526 | 0.4119 | 1336 | -0.039559 | 0.014968 | 0.028432 | 0.038175 | 0.032771 | 0.0476 | 0.050311 | -0.10056 | -0.064521 | -0.039559 | -0.014598 | 0.021442 | -0.049509 | -0.011416 | 0.014968 | 0.041351 | 0.079444
Non-Residential | 50 | 2014-05-15 | Per Device | 7 | Non-Residential¦50¦41774¦Per Device¦7 |  |  | 1.4279 |  | 2.9672 | 715 |  |  | 1.4598 | 78.1029 | 3.5352 | 717 | 17 | 20 | 1.1112 | 1.5867 | 3327 | -0.031933 | 0.12688 | 0.11097 | 0.13202 | 0.12331 | 0.17247 | 0.18065 | -0.25296 | -0.12237 | -0.031933 | 0.058508 | 0.18909 | -0.10464 | 0.032145 | 0.12688 | 0.22162 | 0.3584
Non-Residential | 50 | 2014-05-15 | Per Ton | 7 | Non-Residential¦50¦41774¦Per Ton¦7 |  |  | 0.36818 |  | 0.76508 | 715 |  |  | 0.37641 | 78.1029 | 0.91153 | 717 | 17 | 20 | 1.1112 | 0.40912 | 3327 | -0.0082337 | 0.032715 | 0.028612 | 0.034042 | 0.031795 | 0.044469 | 0.04658 | -0.065223 | -0.031553 | -0.0082337 | 0.015086 | 0.048756 | -0.02698 | 0.0082883 | 0.032715 | 0.057142 | 0.09241
Residential | All | 2014-05-15 | Per Device | 7 | Residential¦All¦41774¦Per Device¦7 |  |  | 0.55115 |  | 0.48272 | 1383 |  |  | 0.57363 | 77.891 | 0.46683 | 1348 | 17 | 20 | 1.1501 | 0.63391 | 22395 | -0.022472 | 0.060278 | 0.01298 | 0.012715 | 0.014929 | 0.01817 | 0.01961 | -0.045758 | -0.032001 | -0.022472 | -0.012944 | 0.0008137 | 0.035147 | 0.049995 | 0.060278 | 0.070562 | 0.085409
Residential | All | 2014-05-15 | Per Ton | 7 | Residential¦All¦41774¦Per Ton¦7 |  |  | 0.15438 |  | 0.13521 | 1383 |  |  | 0.16067 | 77.891 | 0.13076 | 1348 | 17 | 20 | 1.1501 | 0.17756 | 22395 | -0.0062945 | 0.016884 | 0.0036358 | 0.0035615 | 0.0041817 | 0.0050895 | 0.0054928 | -0.012817 | -0.0089635 | -0.0062945 | -0.0036256 | 0.0002279 | 0.0098447 | 0.014004 | 0.016884 | 0.019764 | 0.023923
Residential | 50 | 2014-05-15 | Per Device | 7 | Residential¦50¦41774¦Per Device¦7 |  |  | 0.61152 |  | 0.53201 | 703 |  |  | 0.58649 | 77.3491 | 0.45951 | 682 | 17 | 20 | 1.1869 | 0.72581 | 11772 | 0.025031 | 0.13932 | 0.020065 | 0.017596 | 0.023815 | 0.026687 | 0.02961 | -0.0091699 | 0.011036 | 0.025031 | 0.039026 | 0.059232 | 0.10138 | 0.1238 | 0.13932 | 0.15485 | 0.17727
Residential | 50 | 2014-05-15 | Per Ton | 7 | Residential¦50¦41774¦Per Ton¦7 |  |  | 0.17403 |  | 0.15141 | 703 |  |  | 0.16691 | 77.3491 | 0.13077 | 682 | 17 | 20 | 1.1869 | 0.20656 | 11772 | 0.0071237 | 0.039651 | 0.0057104 | 0.0050076 | 0.0067776 | 0.007595 | 0.0084269 | -0.0026097 | 0.0031409 | 0.0071237 | 0.011107 | 0.016857 | 0.028851 | 0.035232 | 0.039651 | 0.04407 | 0.05045
Residential | 100 | 2014-05-15 | Per Device | 7 | Residential¦100¦41774¦Per Device¦7 |  |  | 0.48633 |  | 0.42136 | 680 |  |  | 0.56018 | 78.5032 | 0.47437 | 666 | 17 | 20 | 1.1025 | 0.53618 | 10623 | -0.073853 | -0.024 | 0.016158 | 0.018382 | 0.017815 | 0.024474 | 0.025598 | -0.10522 | -0.086687 | -0.073853 | -0.061019 | -0.042488 | -0.056805 | -0.037424 | -0.024 | -0.010577 | 0.0088049
Residential | 100 | 2014-05-15 | Per Ton | 7 | Residential¦100¦41774¦Per Ton¦7 |  |  | 0.134 |  | 0.1161 | 680 |  |  | 0.15435 | 78.5032 | 0.13071 | 666 | 17 | 20 | 1.1025 | 0.14774 | 10623 | -0.020349 | -0.0066129 | 0.0044523 | 0.0050648 | 0.0049087 | 0.0067435 | 0.0070532 | -0.028991 | -0.023886 | -0.020349 | -0.016813 | -0.011707 | -0.015652 | -0.010312 | -0.0066129 | -0.0029142 | 0.0024261
All | All | 2014-05-15 | Per Device | 8 | All¦All¦41774¦Per Device¦8 |  |  | 0.93907 |  | 2.6186 | 2820 |  |  | 0.98854 | 85.2928 | 3.3093 | 2789 | 17 | 20 | 1.1483 | 1.0784 | 27058 | -0.049473 | 0.089834 | 0.049311 | 0.062663 | 0.056626 | 0.079739 | 0.084458 | -0.15166 | -0.091288 | -0.049473 | -0.0076577 | 0.052716 | -0.018403 | 0.045544 | 0.089834 | 0.13412 | 0.19807
All | All | 2014-05-15 | Per Ton | 8 | All¦All¦41774¦Per Ton¦8 |  |  | 0.25651 |  | 0.71527 | 2820 |  |  | 0.27002 | 85.2928 | 0.90394 | 2789 | 17 | 20 | 1.1483 | 0.29456 | 27058 | -0.013513 | 0.024538 | 0.013469 | 0.017116 | 0.015467 | 0.021781 | 0.02307 | -0.041426 | -0.024935 | -0.013513 | -0.0020917 | 0.0144 | -0.0050269 | 0.01244 | 0.024538 | 0.036636 | 0.054103
Non-Residential | All | 2014-05-15 | Per Device | 8 | Non-Residential¦All¦41774¦Per Device¦8 |  |  | 1.7866 |  | 3.5017 | 1437 |  |  | 1.8783 | 85.2936 | 4.4949 | 1441 | 17 | 20 | 1.1254 | 2.0107 | 4663 | -0.091701 | 0.13237 | 0.092374 | 0.11841 | 0.10396 | 0.15018 | 0.15757 | -0.28416 | -0.17045 | -0.091701 | -0.012946 | 0.10076 | -0.069561 | 0.049744 | 0.13237 | 0.215 | 0.33431
Non-Residential | All | 2014-05-15 | Per Ton | 8 | Non-Residential¦All¦41774¦Per Ton¦8 |  |  | 0.46039 |  | 0.90234 | 1437 |  |  | 0.48402 | 85.2936 | 1.1583 | 1441 | 17 | 20 | 1.1254 | 0.51813 | 4663 | -0.02363 | 0.034111 | 0.023804 | 0.030513 | 0.026789 | 0.038699 | 0.040604 | -0.073225 | -0.043924 | -0.02363 | -0.0033361 | 0.025965 | -0.017925 | 0.012818 | 0.034111 | 0.055404 | 0.086147
Non-Residential | 30 | 2014-05-15 | Per Device | 8 | Non-Residential¦30¦41774¦Per Device¦8 |  |  | 1.7324 |  | 3.3449 | 722 |  |  | 1.9443 | 84.9397 | 5.018 | 724 | 17 | 20 | 1.1526 | 1.9967 | 1336 | -0.2119 | 0.052423 | 0.12448 | 0.18649 | 0.14348 | 0.22422 | 0.2353 | -0.49925 | -0.32948 | -0.2119 | -0.094314 | 0.075456 | -0.24913 | -0.070968 | 0.052423 | 0.17581 | 0.35397
Non-Residential | 30 | 2014-05-15 | Per Ton | 8 | Non-Residential¦30¦41774¦Per Ton¦8 |  |  | 0.44586 |  | 0.86087 | 722 |  |  | 0.50039 | 84.9397 | 1.2915 | 724 | 17 | 20 | 1.1526 | 0.51388 | 1336 | -0.054536 | 0.013492 | 0.032038 | 0.047997 | 0.036927 | 0.057708 | 0.060559 | -0.12849 | -0.084798 | -0.054536 | -0.024274 | 0.01942 | -0.064117 | -0.018265 | 0.013492 | 0.045249 | 0.091101
Non-Residential | 50 | 2014-05-15 | Per Device | 8 | Non-Residential¦50¦41774¦Per Device¦8 |  |  | 1.8084 |  | 3.5582 | 715 |  |  | 1.8375 | 85.4439 | 4.0715 | 717 | 17 | 20 | 1.1112 | 2.0095 | 3327 | -0.029133 | 0.172 | 0.13307 | 0.15205 | 0.14787 | 0.20206 | 0.2121 | -0.28808 | -0.13509 | -0.029133 | 0.076825 | 0.22981 | -0.099814 | 0.060774 | 0.172 | 0.28322 | 0.44381
Non-Residential | 50 | 2014-05-15 | Per Ton | 8 | Non-Residential¦50¦41774¦Per Ton¦8 |  |  | 0.46628 |  | 0.91745 | 715 |  |  | 0.47379 | 85.4439 | 1.0498 | 717 | 17 | 20 | 1.1112 | 0.51814 | 3327 | -0.0075118 | 0.044348 | 0.034311 | 0.039205 | 0.038127 | 0.052099 | 0.054687 | -0.074279 | -0.034832 | -0.0075118 | 0.019809 | 0.059256 | -0.025736 | 0.01567 | 0.044348 | 0.073026 | 0.11443
Residential | All | 2014-05-15 | Per Device | 8 | Residential¦All¦41774¦Per Device¦8 |  |  | 0.61848 |  | 0.5818 | 1383 |  |  | 0.63748 | 85.2927 | 0.58126 | 1348 | 17 | 20 | 1.1501 | 0.71134 | 22395 | -0.019 | 0.073859 | 0.015644 | 0.015832 | 0.017993 | 0.022257 | 0.023967 | -0.047524 | -0.030672 | -0.019 | -0.0073283 | 0.0095238 | 0.043145 | 0.061291 | 0.073859 | 0.086427 | 0.10457
Residential | All | 2014-05-15 | Per Ton | 8 | Residential¦All¦41774¦Per Ton¦8 |  |  | 0.17324 |  | 0.16296 | 1383 |  |  | 0.17856 | 85.2927 | 0.16281 | 1348 | 17 | 20 | 1.1501 | 0.19925 | 22395 | -0.0053219 | 0.020688 | 0.004382 | 0.0044344 | 0.0050399 | 0.0062343 | 0.0067131 | -0.013312 | -0.0085912 | -0.0053219 | -0.0020527 | 0.0026676 | 0.012085 | 0.017168 | 0.020688 | 0.024208 | 0.029291
Residential | 50 | 2014-05-15 | Per Device | 8 | Residential¦50¦41774¦Per Device¦8 |  |  | 0.67969 |  | 0.65429 | 703 |  |  | 0.64318 | 84.734 | 0.54742 | 682 | 17 | 20 | 1.1869 | 0.80672 | 11772 | 0.036504 | 0.16354 | 0.024677 | 0.020962 | 0.029289 | 0.032378 | 0.036017 | -0.0049906 | 0.019525 | 0.036504 | 0.053483 | 0.077998 | 0.11738 | 0.14465 | 0.16354 | 0.18243 | 0.2097
Residential | 50 | 2014-05-15 | Per Ton | 8 | Residential¦50¦41774¦Per Ton¦8 |  |  | 0.19343 |  | 0.18621 | 703 |  |  | 0.18305 | 84.734 | 0.15579 | 682 | 17 | 20 | 1.1869 | 0.22959 | 11772 | 0.010389 | 0.046542 | 0.0070229 | 0.0059656 | 0.0083355 | 0.0092146 | 0.01025 | -0.0014203 | 0.0055566 | 0.010389 | 0.015221 | 0.022198 | 0.033406 | 0.041167 | 0.046542 | 0.051917 | 0.059678
Residential | 100 | 2014-05-15 | Per Device | 8 | Residential¦100¦41774¦Per Device¦8 |  |  | 0.5528 |  | 0.49276 | 680 |  |  | 0.63173 | 85.9239 | 0.61373 | 666 | 17 | 20 | 1.1025 | 0.60946 | 10623 | -0.078928 | -0.022262 | 0.018896 | 0.023782 | 0.020834 | 0.030375 | 0.031616 | -0.11786 | -0.094857 | -0.078928 | -0.063 | -0.040001 | -0.06278 | -0.038841 | -0.022262 | -0.005682 | 0.018256
Residential | 100 | 2014-05-15 | Per Ton | 8 | Residential¦100¦41774¦Per Ton¦8 |  |  | 0.15232 |  | 0.13577 | 680 |  |  | 0.17406 | 85.9239 | 0.1691 | 666 | 17 | 20 | 1.1025 | 0.16793 | 10623 | -0.021748 | -0.0061339 | 0.0052067 | 0.0065527 | 0.0057404 | 0.0083694 | 0.0087115 | -0.032474 | -0.026137 | -0.021748 | -0.017359 | -0.011022 | -0.017298 | -0.010702 | -0.0061339 | -0.0015656 | 0.0050303
All | All | 2014-05-15 | Per Device | 9 | All¦All¦41774¦Per Device¦9 |  |  | 1.138 |  | 3.1943 | 2820 |  |  | 1.2124 | 94.6982 | 4.0015 | 2789 | 17 | 20 | 1.1483 | 1.3068 | 27058 | -0.074459 | 0.094354 | 0.060153 | 0.07577 | 0.069076 | 0.096744 | 0.10253 | -0.19844 | -0.12519 | -0.074459 | -0.023726 | 0.049524 | -0.037045 | 0.040586 | 0.094354 | 0.14812 | 0.22575
All | All | 2014-05-15 | Per Ton | 9 | All¦All¦41774¦Per Ton¦9 |  |  | 0.31084 |  | 0.87253 | 2820 |  |  | 0.33117 | 94.6982 | 1.093 | 2789 | 17 | 20 | 1.1483 | 0.35695 | 27058 | -0.020338 | 0.025773 | 0.016431 | 0.020696 | 0.018868 | 0.026426 | 0.028006 | -0.054204 | -0.034196 | -0.020338 | -0.0064809 | 0.013527 | -0.010119 | 0.011086 | 0.025773 | 0.040459 | 0.061664
Non-Residential | All | 2014-05-15 | Per Device | 9 | Non-Residential¦All¦41774¦Per Device¦9 |  |  | 2.3349 |  | 4.2055 | 1437 |  |  | 2.4743 | 94.1857 | 5.3662 | 1441 | 17 | 20 | 1.1254 | 2.6278 | 4663 | -0.13937 | 0.15347 | 0.11094 | 0.14136 | 0.12485 | 0.1797 | 0.18861 | -0.36966 | -0.23361 | -0.13937 | -0.045138 | 0.09092 | -0.088238 | 0.054565 | 0.15347 | 0.25237 | 0.39518
Non-Residential | All | 2014-05-15 | Per Ton | 9 | Non-Residential¦All¦41774¦Per Ton¦9 |  |  | 0.60168 |  | 1.0837 | 1437 |  |  | 0.63759 | 94.1857 | 1.3828 | 1441 | 17 | 20 | 1.1254 | 0.67714 | 4663 | -0.035914 | 0.039547 | 0.028588 | 0.036428 | 0.032173 | 0.046306 | 0.048601 | -0.095258 | -0.060197 | -0.035914 | -0.011632 | 0.023429 | -0.022738 | 0.014061 | 0.039547 | 0.065034 | 0.10183
Non-Residential | 30 | 2014-05-15 | Per Device | 9 | Non-Residential¦30¦41774¦Per Device¦9 |  |  | 2.2789 |  | 4.0891 | 722 |  |  | 2.5591 | 94.4834 | 5.8871 | 724 | 17 | 20 | 1.1526 | 2.6267 | 1336 | -0.28011 | 0.067601 | 0.15218 | 0.21879 | 0.1754 | 0.26651 | 0.28042 | -0.62167 | -0.41987 | -0.28011 | -0.14035 | 0.061437 | -0.29177 | -0.079452 | 0.067601 | 0.21465 | 0.42697
Non-Residential | 30 | 2014-05-15 | Per Ton | 9 | Non-Residential¦30¦41774¦Per Ton¦9 |  |  | 0.58653 |  | 1.0524 | 722 |  |  | 0.65862 | 94.4834 | 1.5152 | 724 | 17 | 20 | 1.1526 | 0.67602 | 1336 | -0.072093 | 0.017398 | 0.039167 | 0.056311 | 0.045143 | 0.068592 | 0.072171 | -0.16 | -0.10806 | -0.072093 | -0.036123 | 0.015812 | -0.075093 | -0.020449 | 0.017398 | 0.055245 | 0.10989
Non-Residential | 50 | 2014-05-15 | Per Device | 9 | Non-Residential¦50¦41774¦Per Device¦9 |  |  | 2.3557 |  | 4.2287 | 715 |  |  | 2.4216 | 94.0593 | 4.9372 | 717 | 17 | 20 | 1.1112 | 2.6177 | 3327 | -0.065967 | 0.19603 | 0.15814 | 0.18438 | 0.17573 | 0.24291 | 0.25471 | -0.37727 | -0.19335 | -0.065967 | 0.061417 | 0.24534 | -0.1304 | 0.062461 | 0.19603 | 0.32961 | 0.52246
Non-Residential | 50 | 2014-05-15 | Per Ton | 9 | Non-Residential¦50¦41774¦Per Ton¦9 |  |  | 0.6074 |  | 1.0903 | 715 |  |  | 0.6244 | 94.0593 | 1.273 | 717 | 17 | 20 | 1.1112 | 0.67495 | 3327 | -0.017009 | 0.050546 | 0.040776 | 0.047542 | 0.045311 | 0.062634 | 0.065676 | -0.097277 | -0.049854 | -0.017009 | 0.015836 | 0.063259 | -0.033622 | 0.016105 | 0.050546 | 0.084987 | 0.13471
Residential | All | 2014-05-15 | Per Device | 9 | Residential¦All¦41774¦Per Device¦9 |  |  | 0.68334 |  | 0.68411 | 1383 |  |  | 0.71354 | 94.8015 | 0.68633 | 1348 | 17 | 20 | 1.1501 | 0.78593 | 22395 | -0.030203 | 0.072394 | 0.018396 | 0.018693 | 0.021157 | 0.026227 | 0.028233 | -0.063813 | -0.043956 | -0.030203 | -0.016449 | 0.0034082 | 0.036213 | 0.057589 | 0.072394 | 0.087199 | 0.10858
Residential | All | 2014-05-15 | Per Ton | 9 | Residential¦All¦41774¦Per Ton¦9 |  |  | 0.1914 |  | 0.19162 | 1383 |  |  | 0.19986 | 94.8015 | 0.19224 | 1348 | 17 | 20 | 1.1501 | 0.22014 | 22395 | -0.0084598 | 0.020278 | 0.0051526 | 0.005236 | 0.0059262 | 0.0073461 | 0.007908 | -0.017874 | -0.012312 | -0.0084598 | -0.0046075 | 0.0009547 | 0.010143 | 0.016131 | 0.020278 | 0.024425 | 0.030412
Residential | 50 | 2014-05-15 | Per Device | 9 | Residential¦50¦41774¦Per Device¦9 |  |  | 0.74141 |  | 0.7455 | 703 |  |  | 0.72929 | 94.886 | 0.70522 | 682 | 17 | 20 | 1.1869 | 0.87998 | 11772 | 0.01212 | 0.15069 | 0.028117 | 0.027004 | 0.033372 | 0.038984 | 0.042929 | -0.03784 | -0.0083231 | 0.01212 | 0.032564 | 0.062081 | 0.095675 | 0.12818 | 0.15069 | 0.1732 | 0.20571
Residential | 50 | 2014-05-15 | Per Ton | 9 | Residential¦50¦41774¦Per Ton¦9 |  |  | 0.211 |  | 0.21216 | 703 |  |  | 0.20755 | 94.886 | 0.2007 | 682 | 17 | 20 | 1.1869 | 0.25044 | 11772 | 0.0034494 | 0.042886 | 0.0080019 | 0.0076852 | 0.0094975 | 0.011095 | 0.012217 | -0.010769 | -0.0023687 | 0.0034494 | 0.0092674 | 0.017668 | 0.027229 | 0.036479 | 0.042886 | 0.049293 | 0.058543
Residential | 100 | 2014-05-15 | Per Device | 9 | Residential¦100¦41774¦Per Device¦9 |  |  | 0.6211 |  | 0.61264 | 680 |  |  | 0.69707 | 94.706 | 0.667 | 666 | 17 | 20 | 1.1025 | 0.68477 | 10623 | -0.075976 | -0.012308 | 0.023494 | 0.025846 | 0.025902 | 0.034928 | 0.036591 | -0.12074 | -0.094292 | -0.075976 | -0.05766 | -0.031214 | -0.059201 | -0.031496 | -0.012308 | 0.0068807 | 0.034586
Residential | 100 | 2014-05-15 | Per Ton | 9 | Residential¦100¦41774¦Per Ton¦9 |  |  | 0.17114 |  | 0.16881 | 680 |  |  | 0.19207 | 94.706 | 0.18378 | 666 | 17 | 20 | 1.1025 | 0.18868 | 10623 | -0.020934 | -0.0033912 | 0.0064734 | 0.0071214 | 0.007137 | 0.0096239 | 0.010082 | -0.033268 | -0.025981 | -0.020934 | -0.015887 | -0.0086006 | -0.016312 | -0.0086784 | -0.0033912 | 0.0018959 | 0.0095297
All | All | 2014-05-15 | Per Device | 10 | All¦All¦41774¦Per Device¦10 |  |  | 1.3566 |  | 3.6915 | 2820 |  |  | 1.454 | 98.1144 | 4.5507 | 2789 | 17 | 20 | 1.1483 | 1.5578 | 27058 | -0.097465 | 0.10377 | 0.069515 | 0.08617 | 0.079827 | 0.11071 | 0.11746 | -0.23935 | -0.15552 | -0.097465 | -0.039406 | 0.044421 | -0.046762 | 0.042176 | 0.10377 | 0.16537 | 0.25431
All | All | 2014-05-15 | Per Ton | 10 | All¦All¦41774¦Per Ton¦10 |  |  | 0.37054 |  | 1.0083 | 2820 |  |  | 0.39716 | 98.1144 | 1.243 | 2789 | 17 | 20 | 1.1483 | 0.42551 | 27058 | -0.026622 | 0.028346 | 0.018988 | 0.023537 | 0.021805 | 0.030242 | 0.032085 | -0.065379 | -0.042481 | -0.026622 | -0.010764 | 0.012134 | -0.012773 | 0.01152 | 0.028346 | 0.045171 | 0.069464
Non-Residential | All | 2014-05-15 | Per Device | 10 | Non-Residential¦All¦41774¦Per Device¦10 |  |  | 2.8774 |  | 4.7583 | 1437 |  |  | 3.1001 | 96.513 | 5.9885 | 1441 | 17 | 20 | 1.1254 | 3.2383 | 4663 | -0.22275 | 0.13813 | 0.12552 | 0.15776 | 0.14127 | 0.2016 | 0.21176 | -0.48111 | -0.32847 | -0.22275 | -0.11703 | 0.035616 | -0.13325 | 0.027082 | 0.13813 | 0.24918 | 0.40952
Non-Residential | All | 2014-05-15 | Per Ton | 10 | Non-Residential¦All¦41774¦Per Ton¦10 |  |  | 0.74147 |  | 1.2262 | 1437 |  |  | 0.79886 | 96.513 | 1.5432 | 1441 | 17 | 20 | 1.1254 | 0.83446 | 4663 | -0.057399 | 0.035595 | 0.032346 | 0.040652 | 0.036403 | 0.05195 | 0.054569 | -0.12398 | -0.084642 | -0.057399 | -0.030156 | 0.0091779 | -0.034338 | 0.0069787 | 0.035595 | 0.06421 | 0.10553
Non-Residential | 30 | 2014-05-15 | Per Device | 10 | Non-Residential¦30¦41774¦Per Device¦10 |  |  | 2.8503 |  | 4.6265 | 722 |  |  | 3.1409 | 97.1288 | 6.4832 | 724 | 17 | 20 | 1.1526 | 3.2852 | 1336 | -0.29051 | 0.14439 | 0.17218 | 0.24095 | 0.19845 | 0.29614 | 0.31215 | -0.67003 | -0.44581 | -0.29051 | -0.13521 | 0.089014 | -0.25565 | -0.019303 | 0.14439 | 0.30808 | 0.54443
Non-Residential | 30 | 2014-05-15 | Per Ton | 10 | Non-Residential¦30¦41774¦Per Ton¦10 |  |  | 0.73359 |  | 1.1907 | 722 |  |  | 0.80836 | 97.1288 | 1.6686 | 724 | 17 | 20 | 1.1526 | 0.84552 | 1336 | -0.074768 | 0.037161 | 0.044314 | 0.062012 | 0.051075 | 0.076218 | 0.080338 | -0.17245 | -0.11474 | -0.074768 | -0.034799 | 0.022909 | -0.065796 | -0.0049681 | 0.037161 | 0.07929 | 0.14012
Non-Residential | 50 | 2014-05-15 | Per Device | 10 | Non-Residential¦50¦41774¦Per Device¦10 |  |  | 2.8813 |  | 4.7808 | 715 |  |  | 3.068 | 96.2515 | 5.5747 | 717 | 17 | 20 | 1.1112 | 3.2018 | 3327 | -0.18669 | 0.13378 | 0.17879 | 0.20819 | 0.19868 | 0.27443 | 0.28778 | -0.53838 | -0.3306 | -0.18669 | -0.042775 | 0.16501 | -0.23503 | -0.017133 | 0.13378 | 0.28469 | 0.50258
Non-Residential | 50 | 2014-05-15 | Per Ton | 10 | Non-Residential¦50¦41774¦Per Ton¦10 |  |  | 0.74293 |  | 1.2327 | 715 |  |  | 0.79107 | 96.2515 | 1.4374 | 717 | 17 | 20 | 1.1112 | 0.82556 | 3327 | -0.048135 | 0.034494 | 0.046101 | 0.053681 | 0.051228 | 0.07076 | 0.074202 | -0.13882 | -0.085242 | -0.048135 | -0.011029 | 0.042547 | -0.0606 | -0.0044176 | 0.034494 | 0.073406 | 0.12959
Residential | All | 2014-05-15 | Per Device | 10 | Residential¦All¦41774¦Per Device¦10 |  |  | 0.77801 |  | 0.89941 | 1383 |  |  | 0.80252 | 98.4372 | 0.8517 | 1348 | 17 | 20 | 1.1501 | 0.89482 | 22395 | -0.024515 | 0.092295 | 0.024185 | 0.023197 | 0.027816 | 0.033512 | 0.03622 | -0.067462 | -0.042088 | -0.024515 | -0.0069412 | 0.018432 | 0.045878 | 0.073302 | 0.092295 | 0.11129 | 0.13871
Residential | All | 2014-05-15 | Per Ton | 10 | Residential¦All¦41774¦Per Ton¦10 |  |  | 0.21792 |  | 0.25193 | 1383 |  |  | 0.22479 | 98.4372 | 0.23856 | 1348 | 17 | 20 | 1.1501 | 0.25064 | 22395 | -0.0068666 | 0.025852 | 0.0067743 | 0.0064977 | 0.0077914 | 0.0093867 | 0.010145 | -0.018896 | -0.011789 | -0.0068666 | -0.0019442 | 0.0051629 | 0.012851 | 0.020532 | 0.025852 | 0.031172 | 0.038854
Residential | 50 | 2014-05-15 | Per Device | 10 | Residential¦50¦41774¦Per Device¦10 |  |  | 0.84438 |  | 0.95473 | 703 |  |  | 0.82592 | 98.7895 | 0.87293 | 682 | 17 | 20 | 1.1869 | 1.0022 | 11772 | 0.018459 | 0.17627 | 0.036008 | 0.033426 | 0.042738 | 0.049132 | 0.054258 | -0.044506 | -0.0073057 | 0.018459 | 0.044223 | 0.081424 | 0.10674 | 0.14782 | 0.17627 | 0.20473 | 0.24581
Residential | 50 | 2014-05-15 | Per Ton | 10 | Residential¦50¦41774¦Per Ton¦10 |  |  | 0.2403 |  | 0.27171 | 703 |  |  | 0.23505 | 98.7895 | 0.24843 | 682 | 17 | 20 | 1.1869 | 0.28522 | 11772 | 0.0052533 | 0.050167 | 0.010248 | 0.0095129 | 0.012163 | 0.013983 | 0.015441 | -0.012666 | -0.0020792 | 0.0052533 | 0.012586 | 0.023173 | 0.030378 | 0.042069 | 0.050167 | 0.058264 | 0.069955
Residential | 100 | 2014-05-15 | Per Device | 10 | Residential¦100¦41774¦Per Device¦10 |  |  | 0.70687 |  | 0.837 | 680 |  |  | 0.77792 | 98.0393 | 0.83009 | 666 | 17 | 20 | 1.1025 | 0.77933 | 10623 | -0.071049 | 0.0014116 | 0.032097 | 0.032165 | 0.035388 | 0.045441 | 0.047822 | -0.12928 | -0.094878 | -0.071049 | -0.04722 | -0.012815 | -0.059874 | -0.023666 | 0.0014116 | 0.026489 | 0.062697
Residential | 100 | 2014-05-15 | Per Ton | 10 | Residential¦100¦41774¦Per Ton¦10 |  |  | 0.19477 |  | 0.23062 | 680 |  |  | 0.21435 | 98.0393 | 0.22872 | 666 | 17 | 20 | 1.1025 | 0.21474 | 10623 | -0.019577 | 0.000389 | 0.008844 | 0.0088627 | 0.0097506 | 0.012521 | 0.013177 | -0.035623 | -0.026142 | -0.019577 | -0.013011 | -0.003531 | -0.016497 | -0.0065209 | 0.000389 | 0.0072988 | 0.017275
All | All | 2014-05-15 | Per Device | 11 | All¦All¦41774¦Per Device¦11 |  |  | 1.5328 |  | 4.0907 | 2820 |  |  | 1.6941 | 97.9334 | 4.9265 | 2789 | 17 | 20 | 1.1483 | 1.7602 | 27058 | -0.16136 | 0.066026 | 0.077032 | 0.093286 | 0.088459 | 0.12098 | 0.12856 | -0.3164 | -0.2248 | -0.16136 | -0.097914 | -0.0063141 | -0.098728 | -0.0013901 | 0.066026 | 0.13344 | 0.23078
All | All | 2014-05-15 | Per Ton | 11 | All¦All¦41774¦Per Ton¦11 |  |  | 0.41868 |  | 1.1174 | 2820 |  |  | 0.46276 | 97.9334 | 1.3457 | 2789 | 17 | 20 | 1.1483 | 0.48079 | 27058 | -0.044075 | 0.018035 | 0.021041 | 0.025481 | 0.024163 | 0.033046 | 0.035116 | -0.086424 | -0.061404 | -0.044075 | -0.026745 | -0.0017247 | -0.026968 | -0.0003797 | 0.018035 | 0.03645 | 0.063038
Non-Residential | All | 2014-05-15 | Per Device | 11 | Non-Residential¦All¦41774¦Per Device¦11 |  |  | 3.3006 |  | 5.2123 | 1437 |  |  | 3.5894 | 96.3963 | 6.3814 | 1441 | 17 | 20 | 1.1254 | 3.7146 | 4663 | -0.2888 | 0.12516 | 0.1375 | 0.16811 | 0.15475 | 0.21718 | 0.22849 | -0.56712 | -0.40269 | -0.2888 | -0.17491 | -0.010472 | -0.16765 | 0.0053464 | 0.12516 | 0.24498 | 0.41798
Non-Residential | All | 2014-05-15 | Per Ton | 11 | Non-Residential¦All¦41774¦Per Ton¦11 |  |  | 0.85053 |  | 1.3431 | 1437 |  |  | 0.92495 | 96.3963 | 1.6444 | 1441 | 17 | 20 | 1.1254 | 0.95721 | 4663 | -0.074419 | 0.032253 | 0.035432 | 0.043319 | 0.039876 | 0.055964 | 0.058878 | -0.14614 | -0.10377 | -0.074419 | -0.045072 | -0.0026986 | -0.043202 | 0.0013777 | 0.032253 | 0.063129 | 0.10771
Non-Residential | 30 | 2014-05-15 | Per Device | 11 | Non-Residential¦30¦41774¦Per Device¦11 |  |  | 3.3109 |  | 5.0512 | 722 |  |  | 3.6136 | 96.8736 | 6.6813 | 724 | 17 | 20 | 1.1526 | 3.8161 | 1336 | -0.30275 | 0.20242 | 0.18799 | 0.24831 | 0.21667 | 0.31144 | 0.32955 | -0.70188 | -0.46607 | -0.30275 | -0.13943 | 0.096377 | -0.21991 | 0.029602 | 0.20242 | 0.37523 | 0.62475
Non-Residential | 30 | 2014-05-15 | Per Ton | 11 | Non-Residential¦30¦41774¦Per Ton¦11 |  |  | 0.85212 |  | 1.3 | 722 |  |  | 0.93004 | 96.8736 | 1.7195 | 724 | 17 | 20 | 1.1526 | 0.98213 | 1336 | -0.077918 | 0.052096 | 0.048381 | 0.063907 | 0.055763 | 0.080155 | 0.084815 | -0.18064 | -0.11995 | -0.077918 | -0.035885 | 0.024804 | -0.056599 | 0.0076186 | 0.052096 | 0.096573 | 0.16079
Non-Residential | 50 | 2014-05-15 | Per Device | 11 | Non-Residential¦50¦41774¦Per Device¦11 |  |  | 3.2836 |  | 5.2427 | 715 |  |  | 3.5641 | 96.1936 | 6.1006 | 717 | 17 | 20 | 1.1112 | 3.6488 | 3327 | -0.28054 | 0.084662 | 0.19607 | 0.22783 | 0.21787 | 0.30058 | 0.31524 | -0.66575 | -0.43816 | -0.28054 | -0.12292 | 0.10467 | -0.31933 | -0.080649 | 0.084662 | 0.24997 | 0.48866
Non-Residential | 50 | 2014-05-15 | Per Ton | 11 | Non-Residential¦50¦41774¦Per Ton¦11 |  |  | 0.84665 |  | 1.3518 | 715 |  |  | 0.91898 | 96.1936 | 1.573 | 717 | 17 | 20 | 1.1112 | 0.94081 | 3327 | -0.072335 | 0.02183 | 0.050554 | 0.058745 | 0.056177 | 0.077503 | 0.081282 | -0.17166 | -0.11298 | -0.072335 | -0.031693 | 0.026988 | -0.082337 | -0.020795 | 0.02183 | 0.064454 | 0.126
Residential | All | 2014-05-15 | Per Device | 11 | Residential¦All¦41774¦Per Device¦11 |  |  | 0.85946 |  | 1.0309 | 1383 |  |  | 0.94414 | 98.2433 | 1.0535 | 1348 | 17 | 20 | 1.1501 | 0.9885 | 22395 | -0.084683 | 0.044356 | 0.02772 | 0.028693 | 0.031882 | 0.039896 | 0.042893 | -0.13581 | -0.10561 | -0.084683 | -0.063762 | -0.033554 | -0.010613 | 0.021863 | 0.044356 | 0.066849 | 0.099325
Residential | All | 2014-05-15 | Per Ton | 11 | Residential¦All¦41774¦Per Ton¦11 |  |  | 0.24073 |  | 0.28875 | 1383 |  |  | 0.26445 | 98.2433 | 0.29508 | 1348 | 17 | 20 | 1.1501 | 0.27688 | 22395 | -0.02372 | 0.012424 | 0.0077645 | 0.0080371 | 0.0089302 | 0.011175 | 0.012014 | -0.038041 | -0.02958 | -0.02372 | -0.01786 | -0.0093985 | -0.0029728 | 0.0061238 | 0.012424 | 0.018724 | 0.027821
Residential | 50 | 2014-05-15 | Per Device | 11 | Residential¦50¦41774¦Per Device¦11 |  |  | 0.93904 |  | 1.0875 | 703 |  |  | 1.0081 | 98.6719 | 1.1135 | 682 | 17 | 20 | 1.1869 | 1.1146 | 11772 | -0.06905 | 0.10646 | 0.041017 | 0.042637 | 0.048683 | 0.059163 | 0.064714 | -0.14487 | -0.10008 | -0.06905 | -0.038025 | 0.0067711 | 0.023524 | 0.072523 | 0.10646 | 0.1404 | 0.18939
Residential | 50 | 2014-05-15 | Per Ton | 11 | Residential¦50¦41774¦Per Ton¦11 |  |  | 0.26725 |  | 0.3095 | 703 |  |  | 0.2869 | 98.6719 | 0.31689 | 682 | 17 | 20 | 1.1869 | 0.31719 | 11772 | -0.019651 | 0.030298 | 0.011673 | 0.012134 | 0.013855 | 0.016837 | 0.018417 | -0.041229 | -0.028481 | -0.019651 | -0.010821 | 0.001927 | 0.0066948 | 0.02064 | 0.030298 | 0.039955 | 0.0539
Residential | 100 | 2014-05-15 | Per Device | 11 | Residential¦100¦41774¦Per Device¦11 |  |  | 0.77409 |  | 0.96664 | 680 |  |  | 0.87622 | 97.7592 | 0.98792 | 666 | 17 | 20 | 1.1025 | 0.85345 | 10623 | -0.10212 | -0.022773 | 0.037069 | 0.038281 | 0.040869 | 0.053287 | 0.055997 | -0.17042 | -0.13007 | -0.10212 | -0.074181 | -0.033834 | -0.094536 | -0.052138 | -0.022773 | 0.0065923 | 0.048991
Residential | 100 | 2014-05-15 | Per Ton | 11 | Residential¦100¦41774¦Per Ton¦11 |  |  | 0.21329 |  | 0.26635 | 680 |  |  | 0.24143 | 97.7592 | 0.27221 | 666 | 17 | 20 | 1.1025 | 0.23516 | 10623 | -0.028139 | -0.0062747 | 0.010214 | 0.010548 | 0.011261 | 0.014683 | 0.015429 | -0.046956 | -0.035839 | -0.028139 | -0.020439 | -0.0093225 | -0.026048 | -0.014366 | -0.0062747 | 0.0018164 | 0.013499
All | All | 2014-05-15 | Per Device | 12 | All¦All¦41774¦Per Device¦12 |  |  | 1.692 |  | 4.2354 | 2820 |  |  | 1.9259 | 98.1902 | 5.2456 | 2789 | 17 | 20 | 1.1483 | 1.943 | 27058 | -0.23389 | 0.017106 | 0.079756 | 0.099328 | 0.091588 | 0.12739 | 0.13511 | -0.39714 | -0.30069 | -0.23389 | -0.16709 | -0.070641 | -0.15604 | -0.053745 | 0.017106 | 0.087958 | 0.19026
All | All | 2014-05-15 | Per Ton | 12 | All¦All¦41774¦Per Ton¦12 |  |  | 0.46217 |  | 1.1569 | 2820 |  |  | 0.52605 | 98.1902 | 1.4328 | 2789 | 17 | 20 | 1.1483 | 0.53073 | 27058 | -0.063887 | 0.0046726 | 0.021785 | 0.027131 | 0.025017 | 0.034795 | 0.036905 | -0.10848 | -0.082134 | -0.063887 | -0.045641 | -0.019296 | -0.042623 | -0.01468 | 0.0046726 | 0.024026 | 0.051968
Non-Residential | All | 2014-05-15 | Per Device | 12 | Non-Residential¦All¦41774¦Per Device¦12 |  |  | 3.494 |  | 5.3584 | 1437 |  |  | 3.9422 | 96.079 | 6.7351 | 1441 | 17 | 20 | 1.1254 | 3.9322 | 4663 | -0.44817 | -0.009959 | 0.14135 | 0.17742 | 0.15908 | 0.22685 | 0.2383 | -0.73889 | -0.56713 | -0.44817 | -0.32921 | -0.15745 | -0.31535 | -0.13492 | -0.009959 | 0.11501 | 0.29543
Non-Residential | All | 2014-05-15 | Per Ton | 12 | Non-Residential¦All¦41774¦Per Ton¦12 |  |  | 0.90036 |  | 1.3808 | 1437 |  |  | 1.0158 | 96.079 | 1.7356 | 1441 | 17 | 20 | 1.1254 | 1.0133 | 4663 | -0.11549 | -0.0025663 | 0.036425 | 0.04572 | 0.040994 | 0.058456 | 0.061407 | -0.1904 | -0.14614 | -0.11549 | -0.084834 | -0.040574 | -0.081262 | -0.034768 | -0.0025663 | 0.029636 | 0.07613
Non-Residential | 30 | 2014-05-15 | Per Device | 12 | Non-Residential¦30¦41774¦Per Device¦12 |  |  | 3.5446 |  | 5.285 | 722 |  |  | 3.9813 | 97.0565 | 7.2542 | 724 | 17 | 20 | 1.1526 | 4.0854 | 1336 | -0.43672 | 0.1041 | 0.19669 | 0.2696 | 0.2267 | 0.33372 | 0.35225 | -0.86441 | -0.61173 | -0.43672 | -0.26172 | -0.0090394 | -0.34732 | -0.080614 | 0.1041 | 0.28882 | 0.55552
Non-Residential | 30 | 2014-05-15 | Per Ton | 12 | Non-Residential¦30¦41774¦Per Ton¦12 |  |  | 0.91227 |  | 1.3602 | 722 |  |  | 1.0247 | 97.0565 | 1.867 | 724 | 17 | 20 | 1.1526 | 1.0515 | 1336 | -0.1124 | 0.026793 | 0.050621 | 0.069387 | 0.058345 | 0.08589 | 0.090657 | -0.22247 | -0.15744 | -0.1124 | -0.067358 | -0.0023265 | -0.089388 | -0.020747 | 0.026793 | 0.074333 | 0.14297
Non-Residential | 50 | 2014-05-15 | Per Device | 12 | Non-Residential¦50¦41774¦Per Device¦12 |  |  | 3.4554 |  | 5.3288 | 715 |  |  | 3.9079 | 95.6639 | 6.2931 | 717 | 17 | 20 | 1.1112 | 3.8397 | 3327 | -0.45247 | -0.068159 | 0.19929 | 0.23502 | 0.22145 | 0.30814 | 0.32292 | -0.84737 | -0.61406 | -0.45247 | -0.29088 | -0.057576 | -0.48199 | -0.2375 | -0.068159 | 0.10118 | 0.34567
Non-Residential | 50 | 2014-05-15 | Per Ton | 12 | Non-Residential¦50¦41774¦Per Ton¦12 |  |  | 0.89095 |  | 1.374 | 715 |  |  | 1.0076 | 95.6639 | 1.6226 | 717 | 17 | 20 | 1.1112 | 0.99004 | 3327 | -0.11667 | -0.017574 | 0.051384 | 0.060598 | 0.057099 | 0.079451 | 0.083262 | -0.21849 | -0.15833 | -0.11667 | -0.075002 | -0.014846 | -0.12428 | -0.061237 | -0.017574 | 0.026088 | 0.08913
Residential | All | 2014-05-15 | Per Device | 12 | Residential¦All¦41774¦Per Device¦12 |  |  | 1.0069 |  | 1.1787 | 1383 |  |  | 1.1286 | 98.6158 | 1.2814 | 1348 | 17 | 20 | 1.1501 | 1.1581 | 22395 | -0.12173 | 0.029454 | 0.031695 | 0.0349 | 0.036453 | 0.047144 | 0.050466 | -0.18214 | -0.14645 | -0.12173 | -0.097004 | -0.061309 | -0.035222 | 0.0029888 | 0.029454 | 0.055918 | 0.094129
Residential | All | 2014-05-15 | Per Ton | 12 | Residential¦All¦41774¦Per Ton¦12 |  |  | 0.28204 |  | 0.33015 | 1383 |  |  | 0.31614 | 98.6158 | 0.35891 | 1348 | 17 | 20 | 1.1501 | 0.32439 | 22395 | -0.034096 | 0.0082499 | 0.0088777 | 0.0097756 | 0.010211 | 0.013205 | 0.014136 | -0.051019 | -0.041021 | -0.034096 | -0.027171 | -0.017173 | -0.0098657 | 0.0008372 | 0.0082499 | 0.015663 | 0.026366
Residential | 50 | 2014-05-15 | Per Device | 12 | Residential¦50¦41774¦Per Device¦12 |  |  | 1.1029 |  | 1.2378 | 703 |  |  | 1.1923 | 99.3924 | 1.3043 | 682 | 17 | 20 | 1.1869 | 1.309 | 11772 | -0.089441 | 0.11669 | 0.046685 | 0.049946 | 0.055411 | 0.068367 | 0.074599 | -0.17706 | -0.12529 | -0.089441 | -0.053589 | -0.0018244 | 0.021093 | 0.077575 | 0.11669 | 0.15581 | 0.2123
Residential | 50 | 2014-05-15 | Per Ton | 12 | Residential¦50¦41774¦Per Ton¦12 |  |  | 0.31388 |  | 0.35228 | 703 |  |  | 0.33933 | 99.3924 | 0.3712 | 682 | 17 | 20 | 1.1869 | 0.37254 | 11772 | -0.025454 | 0.03321 | 0.013286 | 0.014214 | 0.01577 | 0.019457 | 0.02123 | -0.050389 | -0.035657 | -0.025454 | -0.015251 | -0.0005192 | 0.0060028 | 0.022077 | 0.03321 | 0.044344 | 0.060418
Residential | 100 | 2014-05-15 | Per Device | 12 | Residential¦100¦41774¦Per Device¦12 |  |  | 0.90395 |  | 1.1111 | 680 |  |  | 1.0611 | 97.7384 | 1.2574 | 666 | 17 | 20 | 1.1025 | 0.99661 | 10623 | -0.15715 | -0.06449 | 0.042609 | 0.048723 | 0.046976 | 0.064726 | 0.067681 | -0.2401 | -0.19109 | -0.15715 | -0.12321 | -0.074204 | -0.15123 | -0.099982 | -0.06449 | -0.028998 | 0.022246
Residential | 100 | 2014-05-15 | Per Ton | 12 | Residential¦100¦41774¦Per Ton¦12 |  |  | 0.24907 |  | 0.30615 | 680 |  |  | 0.29237 | 97.7384 | 0.34646 | 666 | 17 | 20 | 1.1025 | 0.2746 | 10623 | -0.043301 | -0.017769 | 0.01174 | 0.013425 | 0.012944 | 0.017834 | 0.018648 | -0.066157 | -0.052654 | -0.043301 | -0.033949 | -0.020446 | -0.041668 | -0.027549 | -0.017769 | -0.00799 | 0.0061297
All | All | 2014-05-15 | Per Device | 13 | All¦All¦41774¦Per Device¦13 |  |  | 1.824 |  | 4.3343 | 2820 |  |  | 2.1006 | 97.7224 | 5.3576 | 2789 | 17 | 20 | 1.1483 | 2.0946 | 27058 | -0.2766 | -0.0060201 | 0.081619 | 0.10145 | 0.093727 | 0.13021 | 0.13812 | -0.44347 | -0.34488 | -0.2766 | -0.20832 | -0.10974 | -0.18303 | -0.07845 | -0.0060201 | 0.066409 | 0.17099
All | All | 2014-05-15 | Per Ton | 13 | All¦All¦41774¦Per Ton¦13 |  |  | 0.49822 |  | 1.1839 | 2820 |  |  | 0.57378 | 97.7224 | 1.4634 | 2789 | 17 | 20 | 1.1483 | 0.57213 | 27058 | -0.075554 | -0.0016444 | 0.022294 | 0.027711 | 0.025601 | 0.035566 | 0.037727 | -0.12113 | -0.094204 | -0.075554 | -0.056903 | -0.029974 | -0.049994 | -0.021428 | -0.0016444 | 0.01814 | 0.046705
Non-Residential | All | 2014-05-15 | Per Device | 13 | Non-Residential¦All¦41774¦Per Device¦13 |  |  | 3.5969 |  | 5.4576 | 1437 |  |  | 4.044 | 96.4396 | 6.8725 | 1441 | 17 | 20 | 1.1254 | 4.0481 | 4663 | -0.44704 | 0.0040818 | 0.14397 | 0.18104 | 0.16203 | 0.23131 | 0.24296 | -0.74348 | -0.56834 | -0.44704 | -0.32574 | -0.1506 | -0.30728 | -0.12333 | 0.0040818 | 0.13149 | 0.31545
Non-Residential | All | 2014-05-15 | Per Ton | 13 | Non-Residential¦All¦41774¦Per Ton¦13 |  |  | 0.92688 |  | 1.4064 | 1437 |  |  | 1.0421 | 96.4396 | 1.771 | 1441 | 17 | 20 | 1.1254 | 1.0431 | 4663 | -0.1152 | 0.0010518 | 0.037099 | 0.046653 | 0.041752 | 0.059606 | 0.062608 | -0.19158 | -0.14645 | -0.1152 | -0.08394 | -0.038809 | -0.079183 | -0.03178 | 0.0010518 | 0.033883 | 0.081287
Non-Residential | 30 | 2014-05-15 | Per Device | 13 | Non-Residential¦30¦41774¦Per Device¦13 |  |  | 3.6367 |  | 5.2946 | 722 |  |  | 4.0911 | 97.0654 | 7.2127 | 724 | 17 | 20 | 1.1526 | 4.1916 | 1336 | -0.45443 | 0.10045 | 0.19704 | 0.26806 | 0.22711 | 0.33269 | 0.35133 | -0.88078 | -0.62889 | -0.45443 | -0.27997 | -0.028072 | -0.3498 | -0.08379 | 0.10045 | 0.28469 | 0.5507
Non-Residential | 30 | 2014-05-15 | Per Ton | 13 | Non-Residential¦30¦41774¦Per Ton¦13 |  |  | 0.93597 |  | 1.3627 | 722 |  |  | 1.0529 | 97.0654 | 1.8563 | 724 | 17 | 20 | 1.1526 | 1.0788 | 1336 | -0.11696 | 0.025852 | 0.050713 | 0.068989 | 0.058451 | 0.085623 | 0.090421 | -0.22669 | -0.16186 | -0.11696 | -0.072054 | -0.0072248 | -0.090027 | -0.021565 | 0.025852 | 0.073269 | 0.14173
Non-Residential | 50 | 2014-05-15 | Per Device | 13 | Non-Residential¦50¦41774¦Per Device¦13 |  |  | 3.5639 |  | 5.4827 | 715 |  |  | 4.0052 | 96.1739 | 6.555 | 717 | 17 | 20 | 1.1112 | 3.9603 | 3327 | -0.44126 | -0.044879 | 0.20504 | 0.2448 | 0.22785 | 0.31933 | 0.33443 | -0.85049 | -0.60872 | -0.44126 | -0.27381 | -0.032028 | -0.47346 | -0.22025 | -0.044879 | 0.13049 | 0.38371
Non-Residential | 50 | 2014-05-15 | Per Ton | 13 | Non-Residential¦50¦41774¦Per Ton¦13 |  |  | 0.91893 |  | 1.4137 | 715 |  |  | 1.0327 | 96.1739 | 1.6902 | 717 | 17 | 20 | 1.1112 | 1.0211 | 3327 | -0.11378 | -0.011572 | 0.052869 | 0.06312 | 0.058749 | 0.082336 | 0.08623 | -0.21929 | -0.15695 | -0.11378 | -0.070599 | -0.0082581 | -0.12208 | -0.056791 | -0.011572 | 0.033647 | 0.098936
Residential | All | 2014-05-15 | Per Device | 13 | Residential¦All¦41774¦Per Device¦13 |  |  | 1.152 |  | 1.3568 | 1383 |  |  | 1.3335 | 97.9811 | 1.4543 | 1348 | 17 | 20 | 1.1501 | 1.3249 | 22395 | -0.18155 | -0.0085934 | 0.036485 | 0.03961 | 0.041962 | 0.053852 | 0.057704 | -0.25057 | -0.20979 | -0.18155 | -0.15331 | -0.11254 | -0.082544 | -0.038853 | -0.0085934 | 0.021667 | 0.065357
Residential | All | 2014-05-15 | Per Ton | 13 | Residential¦All¦41774¦Per Ton¦13 |  |  | 0.32267 |  | 0.38005 | 1383 |  |  | 0.37352 | 97.9811 | 0.40734 | 1348 | 17 | 20 | 1.1501 | 0.37111 | 22395 | -0.050853 | -0.002407 | 0.010219 | 0.011095 | 0.011754 | 0.015084 | 0.016163 | -0.070184 | -0.058763 | -0.050853 | -0.042943 | -0.031522 | -0.023121 | -0.010883 | -0.002407 | 0.0060689 | 0.018307
Residential | 50 | 2014-05-15 | Per Device | 13 | Residential¦50¦41774¦Per Device¦13 |  |  | 1.2851 |  | 1.461 | 703 |  |  | 1.4261 | 98.52 | 1.479 | 682 | 17 | 20 | 1.1869 | 1.5253 | 11772 | -0.14097 | 0.09922 | 0.055102 | 0.056636 | 0.0654 | 0.079018 | 0.086515 | -0.24224 | -0.18241 | -0.14097 | -0.099534 | -0.039706 | -0.011653 | 0.053852 | 0.09922 | 0.14459 | 0.21009
Residential | 50 | 2014-05-15 | Per Ton | 13 | Residential¦50¦41774¦Per Ton¦13 |  |  | 0.36574 |  | 0.41578 | 703 |  |  | 0.40586 | 98.52 | 0.42093 | 682 | 17 | 20 | 1.1869 | 0.43409 | 11772 | -0.040119 | 0.028237 | 0.015682 | 0.016118 | 0.018613 | 0.022488 | 0.024622 | -0.068939 | -0.051912 | -0.040119 | -0.028327 | -0.0113 | -0.0033163 | 0.015326 | 0.028237 | 0.041149 | 0.059791
Residential | 100 | 2014-05-15 | Per Device | 13 | Residential¦100¦41774¦Per Device¦13 |  |  | 1.0089 |  | 1.2329 | 680 |  |  | 1.2352 | 97.3722 | 1.427 | 666 | 17 | 20 | 1.1025 | 1.1123 | 10623 | -0.22628 | -0.12285 | 0.04728 | 0.055296 | 0.052127 | 0.072754 | 0.075993 | -0.31951 | -0.26443 | -0.22628 | -0.18812 | -0.13304 | -0.22024 | -0.1627 | -0.12285 | -0.083002 | -0.025464
Residential | 100 | 2014-05-15 | Per Ton | 13 | Residential¦100¦41774¦Per Ton¦13 |  |  | 0.27799 |  | 0.33971 | 680 |  |  | 0.34034 | 97.3722 | 0.3932 | 666 | 17 | 20 | 1.1025 | 0.30649 | 10623 | -0.062347 | -0.03385 | 0.013027 | 0.015236 | 0.014363 | 0.020046 | 0.020939 | -0.088038 | -0.07286 | -0.062347 | -0.051835 | -0.036657 | -0.060685 | -0.044831 | -0.03385 | -0.02287 | -0.0070163
All | All | 2014-05-15 | Per Device | 14 | All¦All¦41774¦Per Device¦14 |  |  | 1.9254 |  | 4.3457 | 2820 |  |  | 2.2303 | 96.8561 | 5.4378 | 2789 | 17 | 20 | 1.1483 | 2.211 | 27058 | -0.30493 | -0.01931 | 0.081834 | 0.10297 | 0.093974 | 0.13153 | 0.1394 | -0.47349 | -0.3739 | -0.30493 | -0.23596 | -0.13637 | -0.19796 | -0.092413 | -0.01931 | 0.053794 | 0.15934
All | All | 2014-05-15 | Per Ton | 14 | All¦All¦41774¦Per Ton¦14 |  |  | 0.52592 |  | 1.187 | 2820 |  |  | 0.60921 | 96.8561 | 1.4853 | 2789 | 17 | 20 | 1.1483 | 0.60394 | 27058 | -0.083292 | -0.0052744 | 0.022353 | 0.028125 | 0.025669 | 0.035926 | 0.038078 | -0.12933 | -0.10213 | -0.083292 | -0.064452 | -0.037251 | -0.054073 | -0.025243 | -0.0052744 | 0.014694 | 0.043524
Non-Residential | All | 2014-05-15 | Per Device | 14 | Non-Residential¦All¦41774¦Per Device¦14 |  |  | 3.6338 |  | 5.453 | 1437 |  |  | 4.0895 | 96.0901 | 6.9749 | 1441 | 17 | 20 | 1.1254 | 4.0895 | 4663 | -0.45571 | 3.41e-05 | 0.14385 | 0.18374 | 0.16189 | 0.23335 | 0.24489 | -0.75476 | -0.57808 | -0.45571 | -0.33334 | -0.15665 | -0.3138 | -0.12838 | 3.41e-05 | 0.12845 | 0.31387
Non-Residential | All | 2014-05-15 | Per Ton | 14 | Non-Residential¦All¦41774¦Per Ton¦14 |  |  | 0.93638 |  | 1.4052 | 1437 |  |  | 1.0538 | 96.0901 | 1.7973 | 1441 | 17 | 20 | 1.1254 | 1.0538 | 4663 | -0.11743 | 8.78e-06 | 0.037068 | 0.047348 | 0.041717 | 0.060132 | 0.063104 | -0.19449 | -0.14896 | -0.11743 | -0.085897 | -0.040368 | -0.080863 | -0.033083 | 8.78e-06 | 0.033101 | 0.08088
Non-Residential | 30 | 2014-05-15 | Per Device | 14 | Non-Residential¦30¦41774¦Per Device¦14 |  |  | 3.6671 |  | 5.3669 | 722 |  |  | 4.1665 | 96.4613 | 7.6043 | 724 | 17 | 20 | 1.1526 | 4.2266 | 1336 | -0.49943 | 0.060087 | 0.19973 | 0.28261 | 0.23021 | 0.34607 | 0.36451 | -0.94293 | -0.68091 | -0.49943 | -0.31795 | -0.055923 | -0.40705 | -0.13106 | 0.060087 | 0.25124 | 0.52722
Non-Residential | 30 | 2014-05-15 | Per Ton | 14 | Non-Residential¦30¦41774¦Per Ton¦14 |  |  | 0.94379 |  | 1.3813 | 722 |  |  | 1.0723 | 96.4613 | 1.9571 | 724 | 17 | 20 | 1.1526 | 1.0878 | 1336 | -0.12854 | 0.015465 | 0.051405 | 0.072735 | 0.059249 | 0.089067 | 0.093813 | -0.24268 | -0.17524 | -0.12854 | -0.08183 | -0.014393 | -0.10476 | -0.033731 | 0.015465 | 0.06466 | 0.13569
Non-Residential | 50 | 2014-05-15 | Per Device | 14 | Non-Residential¦50¦41774¦Per Device¦14 |  |  | 3.604 |  | 5.4312 | 715 |  |  | 4.0351 | 95.9325 | 6.4468 | 717 | 17 | 20 | 1.1112 | 4.0048 | 3327 | -0.43112 | -0.03029 | 0.20312 | 0.24076 | 0.22571 | 0.31499 | 0.33001 | -0.83481 | -0.59631 | -0.43112 | -0.26594 | -0.027443 | -0.45322 | -0.20335 | -0.03029 | 0.14277 | 0.39264
Non-Residential | 50 | 2014-05-15 | Per Ton | 14 | Non-Residential¦50¦41774¦Per Ton¦14 |  |  | 0.92925 |  | 1.4004 | 715 |  |  | 1.0404 | 95.9325 | 1.6623 | 717 | 17 | 20 | 1.1112 | 1.0326 | 3327 | -0.11116 | -0.0078103 | 0.052372 | 0.062079 | 0.058197 | 0.081219 | 0.085092 | -0.21525 | -0.15375 | -0.11116 | -0.068571 | -0.007076 | -0.11686 | -0.052432 | -0.0078103 | 0.036812 | 0.10124
Residential | All | 2014-05-15 | Per Device | 14 | Residential¦All¦41774¦Per Device¦14 |  |  | 1.2795 |  | 1.4655 | 1383 |  |  | 1.4977 | 97.0106 | 1.6048 | 1348 | 17 | 20 | 1.1501 | 1.4716 | 22395 | -0.21816 | -0.02606 | 0.039408 | 0.04371 | 0.045324 | 0.058852 | 0.062967 | -0.29359 | -0.24903 | -0.21816 | -0.1873 | -0.14274 | -0.10676 | -0.05908 | -0.02606 | 0.0069604 | 0.054636
Residential | All | 2014-05-15 | Per Ton | 14 | Residential¦All¦41774¦Per Ton¦14 |  |  | 0.35839 |  | 0.41049 | 1383 |  |  | 0.4195 | 97.0106 | 0.44951 | 1348 | 17 | 20 | 1.1501 | 0.4122 | 22395 | -0.061108 | -0.0072993 | 0.011038 | 0.012243 | 0.012695 | 0.016484 | 0.017637 | -0.082234 | -0.069752 | -0.061108 | -0.052464 | -0.039982 | -0.029902 | -0.016548 | -0.0072993 | 0.0019496 | 0.015304
Residential | 50 | 2014-05-15 | Per Device | 14 | Residential¦50¦41774¦Per Device¦14 |  |  | 1.4187 |  | 1.5625 | 703 |  |  | 1.6606 | 97.2689 | 1.687 | 682 | 17 | 20 | 1.1869 | 1.6839 | 11772 | -0.24191 | 0.023254 | 0.05893 | 0.064599 | 0.069944 | 0.08744 | 0.095211 | -0.35397 | -0.28776 | -0.24191 | -0.19606 | -0.12985 | -0.098764 | -0.026675 | 0.023254 | 0.073183 | 0.14527
Residential | 50 | 2014-05-15 | Per Ton | 14 | Residential¦50¦41774¦Per Ton¦14 |  |  | 0.40376 |  | 0.44467 | 703 |  |  | 0.47261 | 97.2689 | 0.48011 | 682 | 17 | 20 | 1.1869 | 0.47922 | 11772 | -0.068846 | 0.006618 | 0.016771 | 0.018384 | 0.019906 | 0.024885 | 0.027096 | -0.10074 | -0.081895 | -0.068846 | -0.055796 | -0.036954 | -0.028108 | -0.0075914 | 0.006618 | 0.020827 | 0.041344
Residential | 100 | 2014-05-15 | Per Device | 14 | Residential¦100¦41774¦Per Device¦14 |  |  | 1.13 |  | 1.3513 | 680 |  |  | 1.3241 | 96.7187 | 1.507 | 666 | 17 | 20 | 1.1025 | 1.2458 | 10623 | -0.19411 | -0.078277 | 0.05182 | 0.058397 | 0.057133 | 0.078074 | 0.081697 | -0.29416 | -0.23505 | -0.19411 | -0.15317 | -0.094053 | -0.18297 | -0.12112 | -0.078277 | -0.035435 | 0.026422
Residential | 100 | 2014-05-15 | Per Ton | 14 | Residential¦100¦41774¦Per Ton¦14 |  |  | 0.31135 |  | 0.37234 | 680 |  |  | 0.36483 | 96.7187 | 0.41525 | 666 | 17 | 20 | 1.1025 | 0.34326 | 10623 | -0.053484 | -0.021568 | 0.014278 | 0.016091 | 0.015742 | 0.021512 | 0.02251 | -0.081053 | -0.064765 | -0.053484 | -0.042203 | -0.025915 | -0.050416 | -0.033373 | -0.021568 | -0.0097637 | 0.0072801
All | All | 2014-05-15 | Per Device | 15 | All¦All¦41774¦Per Device¦15 |  |  | 2.0005 |  | 4.2917 | 2820 |  |  | 2.3117 | 96.9627 | 5.323 | 2789 | 17 | 20 | 1.1483 | 2.2973 | 27058 | -0.31118 | -0.014413 | 0.080818 | 0.10079 | 0.092807 | 0.12919 | 0.13701 | -0.47675 | -0.37893 | -0.31118 | -0.24344 | -0.14562 | -0.19 | -0.086262 | -0.014413 | 0.057436 | 0.16118
All | All | 2014-05-15 | Per Ton | 15 | All¦All¦41774¦Per Ton¦15 |  |  | 0.54645 |  | 1.1723 | 2820 |  |  | 0.63145 | 96.9627 | 1.454 | 2789 | 17 | 20 | 1.1483 | 0.62751 | 27058 | -0.085 | -0.0039369 | 0.022075 | 0.027532 | 0.02535 | 0.035289 | 0.037425 | -0.13022 | -0.10351 | -0.085 | -0.066494 | -0.039775 | -0.051899 | -0.023563 | -0.0039369 | 0.015689 | 0.044025
Non-Residential | All | 2014-05-15 | Per Device | 15 | Non-Residential¦All¦41774¦Per Device¦15 |  |  | 3.5982 |  | 5.3768 | 1437 |  |  | 4.0735 | 96.645 | 6.7984 | 1441 | 17 | 20 | 1.1254 | 4.0495 | 4663 | -0.47528 | -0.024 | 0.14184 | 0.17909 | 0.15963 | 0.22846 | 0.23991 | -0.76806 | -0.59508 | -0.47528 | -0.35548 | -0.1825 | -0.33145 | -0.14981 | -0.024 | 0.10181 | 0.28345
Non-Residential | All | 2014-05-15 | Per Ton | 15 | Non-Residential¦All¦41774¦Per Ton¦15 |  |  | 0.9272 |  | 1.3855 | 1437 |  |  | 1.0497 | 96.645 | 1.7519 | 1441 | 17 | 20 | 1.1254 | 1.0435 | 4663 | -0.12247 | -0.0061845 | 0.03655 | 0.04615 | 0.041134 | 0.05887 | 0.061821 | -0.19792 | -0.15334 | -0.12247 | -0.091601 | -0.047027 | -0.085412 | -0.038604 | -0.0061845 | 0.026235 | 0.073042
Non-Residential | 30 | 2014-05-15 | Per Device | 15 | Non-Residential¦30¦41774¦Per Device¦15 |  |  | 3.621 |  | 5.222 | 722 |  |  | 4.1148 | 96.7248 | 7.4437 | 724 | 17 | 20 | 1.1526 | 4.1735 | 1336 | -0.49373 | 0.058761 | 0.19434 | 0.27664 | 0.224 | 0.33808 | 0.35596 | -0.927 | -0.67102 | -0.49373 | -0.31644 | -0.060456 | -0.39742 | -0.1279 | 0.058761 | 0.24543 | 0.51494
Non-Residential | 30 | 2014-05-15 | Per Ton | 15 | Non-Residential¦30¦41774¦Per Ton¦15 |  |  | 0.93194 |  | 1.344 | 722 |  |  | 1.059 | 96.7248 | 1.9158 | 724 | 17 | 20 | 1.1526 | 1.0741 | 1336 | -0.12707 | 0.015123 | 0.050018 | 0.071199 | 0.057649 | 0.087012 | 0.091612 | -0.23858 | -0.1727 | -0.12707 | -0.081441 | -0.015559 | -0.10228 | -0.032918 | 0.015123 | 0.063165 | 0.13253
Non-Residential | 50 | 2014-05-15 | Per Device | 15 | Non-Residential¦50¦41774¦Per Device¦15 |  |  | 3.5739 |  | 5.3989 | 715 |  |  | 4.0376 | 96.6111 | 6.2618 | 717 | 17 | 20 | 1.1112 | 3.9713 | 3327 | -0.46369 | -0.066205 | 0.20191 | 0.23385 | 0.22436 | 0.30895 | 0.32408 | -0.85963 | -0.62571 | -0.46369 | -0.30168 | -0.067751 | -0.48153 | -0.23615 | -0.066205 | 0.10374 | 0.34912
Non-Residential | 50 | 2014-05-15 | Per Ton | 15 | Non-Residential¦50¦41774¦Per Ton¦15 |  |  | 0.9215 |  | 1.3921 | 715 |  |  | 1.0411 | 96.6111 | 1.6146 | 717 | 17 | 20 | 1.1112 | 1.024 | 3327 | -0.11956 | -0.01707 | 0.05206 | 0.060297 | 0.05785 | 0.079662 | 0.083561 | -0.22165 | -0.16133 | -0.11956 | -0.077785 | -0.017469 | -0.12416 | -0.06089 | -0.01707 | 0.026749 | 0.090017
Residential | All | 2014-05-15 | Per Device | 15 | Residential¦All¦41774¦Per Device¦15 |  |  | 1.3985 |  | 1.5447 | 1383 |  |  | 1.6185 | 97.0267 | 1.6772 | 1348 | 17 | 20 | 1.1501 | 1.6085 | 22395 | -0.22001 | -0.010036 | 0.041538 | 0.04568 | 0.047774 | 0.061742 | 0.066099 | -0.29914 | -0.25239 | -0.22001 | -0.18763 | -0.14089 | -0.094746 | -0.044699 | -0.010036 | 0.024626 | 0.074673
Residential | All | 2014-05-15 | Per Ton | 15 | Residential¦All¦41774¦Per Ton¦15 |  |  | 0.39173 |  | 0.43268 | 1383 |  |  | 0.45336 | 97.0267 | 0.46977 | 1348 | 17 | 20 | 1.1501 | 0.45054 | 22395 | -0.061626 | -0.0028112 | 0.011635 | 0.012795 | 0.013382 | 0.017294 | 0.018514 | -0.083789 | -0.070695 | -0.061626 | -0.052557 | -0.039462 | -0.026538 | -0.01252 | -0.0028112 | 0.0068978 | 0.020916
Residential | 50 | 2014-05-15 | Per Device | 15 | Residential¦50¦41774¦Per Device¦15 |  |  | 1.5527 |  | 1.6451 | 703 |  |  | 1.8045 | 97.2445 | 1.7546 | 682 | 17 | 20 | 1.1869 | 1.8429 | 11772 | -0.25183 | 0.038366 | 0.062045 | 0.067187 | 0.073641 | 0.091453 | 0.099685 | -0.36904 | -0.29979 | -0.25183 | -0.20388 | -0.13463 | -0.089385 | -0.013908 | 0.038366 | 0.090641 | 0.16612
Residential | 50 | 2014-05-15 | Per Ton | 15 | Residential¦50¦41774¦Per Ton¦15 |  |  | 0.44188 |  | 0.46817 | 703 |  |  | 0.51355 | 97.2445 | 0.49935 | 682 | 17 | 20 | 1.1869 | 0.52447 | 11772 | -0.07167 | 0.010919 | 0.017657 | 0.019121 | 0.020958 | 0.026027 | 0.02837 | -0.10502 | -0.085319 | -0.07167 | -0.058022 | -0.038315 | -0.025438 | -0.0039582 | 0.010919 | 0.025796 | 0.047276
Residential | 100 | 2014-05-15 | Per Device | 15 | Residential¦100¦41774¦Per Device¦15 |  |  | 1.233 |  | 1.4255 | 680 |  |  | 1.4204 | 96.7807 | 1.5818 | 666 | 17 | 20 | 1.1025 | 1.3593 | 10623 | -0.18745 | -0.061064 | 0.054665 | 0.061295 | 0.060269 | 0.082131 | 0.085962 | -0.29271 | -0.23052 | -0.18745 | -0.14438 | -0.082199 | -0.17123 | -0.10614 | -0.061064 | -0.015985 | 0.049101
Residential | 100 | 2014-05-15 | Per Ton | 15 | Residential¦100¦41774¦Per Ton¦15 |  |  | 0.33972 |  | 0.39278 | 680 |  |  | 0.39138 | 96.7807 | 0.43586 | 666 | 17 | 20 | 1.1025 | 0.37455 | 10623 | -0.05165 | -0.016825 | 0.015062 | 0.016889 | 0.016606 | 0.02263 | 0.023686 | -0.080652 | -0.063518 | -0.05165 | -0.039783 | -0.022649 | -0.04718 | -0.029246 | -0.016825 | -0.0044046 | 0.013529
All | All | 2014-05-15 | Per Device | 16 | All¦All¦41774¦Per Device¦16 |  |  | 2.0735 |  | 4.124 | 2820 |  |  | 2.3811 | 95.8683 | 5.1171 | 2789 | 17 | 20 | 1.1483 | 2.3811 | 27058 | -0.3076 | -3.4e-08 | 0.077659 | 0.096895 | 0.089179 | 0.12418 | 0.13169 | -0.46673 | -0.37271 | -0.3076 | -0.24248 | -0.14846 | -0.16876 | -0.069057 | -3.4e-08 | 0.069057 | 0.16876
All | All | 2014-05-15 | Per Ton | 16 | All¦All¦41774¦Per Ton¦16 |  |  | 0.56638 |  | 1.1265 | 2820 |  |  | 0.6504 | 95.8683 | 1.3977 | 2789 | 17 | 20 | 1.1483 | 0.6504 | 27058 | -0.08402 | -4.02e-08 | 0.021212 | 0.026467 | 0.024359 | 0.033918 | 0.03597 | -0.12749 | -0.10181 | -0.08402 | -0.066233 | -0.040551 | -0.046098 | -0.018863 | -4.02e-08 | 0.018863 | 0.046098
Non-Residential | All | 2014-05-15 | Per Device | 16 | Non-Residential¦All¦41774¦Per Device¦16 |  |  | 3.5165 |  | 5.1083 | 1437 |  |  | 3.9575 | 95.0256 | 6.521 | 1441 | 17 | 20 | 1.1254 | 3.9575 | 4663 | -0.44103 | -1.66e-07 | 0.13476 | 0.17178 | 0.15166 | 0.21833 | 0.22915 | -0.72083 | -0.55552 | -0.44103 | -0.32654 | -0.16122 | -0.29367 | -0.12017 | -1.66e-07 | 0.12017 | 0.29367
Non-Residential | All | 2014-05-15 | Per Ton | 16 | Non-Residential¦All¦41774¦Per Ton¦16 |  |  | 0.90615 |  | 1.3164 | 1437 |  |  | 1.0198 | 95.0256 | 1.6804 | 1441 | 17 | 20 | 1.1254 | 1.0198 | 4663 | -0.11365 | -5.79e-08 | 0.034725 | 0.044267 | 0.03908 | 0.056262 | 0.059049 | -0.18575 | -0.14315 | -0.11365 | -0.084144 | -0.041545 | -0.075675 | -0.030965 | -5.79e-08 | 0.030965 | 0.075675
Non-Residential | 30 | 2014-05-15 | Per Device | 16 | Non-Residential¦30¦41774¦Per Device¦16 |  |  | 3.5178 |  | 4.7596 | 722 |  |  | 4.0546 | 95.3695 | 7.118 | 724 | 17 | 20 | 1.1526 | 4.0546 | 1336 | -0.53674 | -3.04e-07 | 0.17713 | 0.26454 | 0.20416 | 0.31837 | 0.33416 | -0.94474 | -0.70369 | -0.53674 | -0.36979 | -0.12874 | -0.42824 | -0.17523 | -3.04e-07 | 0.17523 | 0.42824
Non-Residential | 30 | 2014-05-15 | Per Ton | 16 | Non-Residential¦30¦41774¦Per Ton¦16 |  |  | 0.90538 |  | 1.225 | 722 |  |  | 1.0435 | 95.3695 | 1.8319 | 724 | 17 | 20 | 1.1526 | 1.0435 | 1336 | -0.13814 | -5.49e-08 | 0.045589 | 0.068083 | 0.052545 | 0.081937 | 0.086002 | -0.24315 | -0.18111 | -0.13814 | -0.095172 | -0.033133 | -0.11022 | -0.045099 | -5.49e-08 | 0.045099 | 0.11022
Non-Residential | 50 | 2014-05-15 | Per Device | 16 | Non-Residential¦50¦41774¦Per Device¦16 |  |  | 3.5035 |  | 5.2485 | 715 |  |  | 3.8932 | 94.8795 | 6.0173 | 717 | 17 | 20 | 1.1112 | 3.8932 | 3327 | -0.38966 | 3.88e-09 | 0.19628 | 0.22472 | 0.21811 | 0.29837 | 0.31317 | -0.77204 | -0.54613 | -0.38966 | -0.2332 | -0.0072851 | -0.40134 | -0.16422 | 3.88e-09 | 0.16422 | 0.40134
Non-Residential | 50 | 2014-05-15 | Per Ton | 16 | Non-Residential¦50¦41774¦Per Ton¦16 |  |  | 0.90336 |  | 1.3533 | 715 |  |  | 1.0038 | 94.8795 | 1.5515 | 717 | 17 | 20 | 1.1112 | 1.0038 | 3327 | -0.10047 | 3.83e-08 | 0.05061 | 0.057943 | 0.056239 | 0.076933 | 0.080748 | -0.19907 | -0.14082 | -0.10047 | -0.060129 | -0.0018784 | -0.10348 | -0.042344 | 3.83e-08 | 0.042344 | 0.10348
Residential | All | 2014-05-15 | Per Device | 16 | Residential¦All¦41774¦Per Device¦16 |  |  | 1.5324 |  | 1.6721 | 1383 |  |  | 1.7625 | 96.0383 | 1.734 | 1348 | 17 | 20 | 1.1501 | 1.7625 | 22395 | -0.23008 | -1.38e-07 | 0.044962 | 0.04723 | 0.051713 | 0.065209 | 0.070034 | -0.31365 | -0.26428 | -0.23008 | -0.19589 | -0.14651 | -0.089753 | -0.036726 | -1.38e-07 | 0.036726 | 0.089753
Residential | All | 2014-05-15 | Per Ton | 16 | Residential¦All¦41774¦Per Ton¦16 |  |  | 0.42924 |  | 0.46835 | 1383 |  |  | 0.49369 | 96.0383 | 0.48571 | 1348 | 17 | 20 | 1.1501 | 0.49369 | 22395 | -0.064446 | -3.13e-08 | 0.012594 | 0.013229 | 0.014485 | 0.018265 | 0.019617 | -0.087854 | -0.074024 | -0.064446 | -0.054868 | -0.041038 | -0.02514 | -0.010287 | -3.13e-08 | 0.010287 | 0.02514
Residential | 50 | 2014-05-15 | Per Device | 16 | Residential¦50¦41774¦Per Device¦16 |  |  | 1.6904 |  | 1.7981 | 703 |  |  | 2.0064 | 96.3042 | 1.8364 | 682 | 17 | 20 | 1.1869 | 2.0064 | 11772 | -0.31595 | -2.49e-08 | 0.067817 | 0.070318 | 0.080491 | 0.097692 | 0.10688 | -0.44114 | -0.36718 | -0.31595 | -0.26472 | -0.19075 | -0.13697 | -0.056048 | -2.49e-08 | 0.056048 | 0.13697
Residential | 50 | 2014-05-15 | Per Ton | 16 | Residential¦50¦41774¦Per Ton¦16 |  |  | 0.48109 |  | 0.51173 | 703 |  |  | 0.571 | 96.3042 | 0.52261 | 682 | 17 | 20 | 1.1869 | 0.571 | 11772 | -0.089916 | -1.34e-08 | 0.0193 | 0.020012 | 0.022907 | 0.027802 | 0.030418 | -0.12555 | -0.1045 | -0.089916 | -0.075337 | -0.054286 | -0.038982 | -0.015951 | -1.34e-08 | 0.015951 | 0.038982
Residential | 100 | 2014-05-15 | Per Device | 16 | Residential¦100¦41774¦Per Device¦16 |  |  | 1.3628 |  | 1.5238 | 680 |  |  | 1.5025 | 95.7379 | 1.5987 | 666 | 17 | 20 | 1.1025 | 1.5025 | 10623 | -0.1397 | -5.64e-08 | 0.058436 | 0.061949 | 0.064426 | 0.085161 | 0.089377 | -0.24884 | -0.18436 | -0.1397 | -0.095045 | -0.030565 | -0.11454 | -0.04687 | -5.64e-08 | 0.04687 | 0.11454
Residential | 100 | 2014-05-15 | Per Ton | 16 | Residential¦100¦41774¦Per Ton¦16 |  |  | 0.37551 |  | 0.41987 | 680 |  |  | 0.41401 | 95.7379 | 0.4405 | 666 | 17 | 20 | 1.1025 | 0.41401 | 10623 | -0.038493 | -6.36e-09 | 0.016101 | 0.017069 | 0.017752 | 0.023465 | 0.024627 | -0.068565 | -0.050798 | -0.038493 | -0.026188 | -0.0084218 | -0.03156 | -0.012914 | -6.36e-09 | 0.012914 | 0.03156
All | All | 2014-05-15 | Per Device | 17 | All¦All¦41774¦Per Device¦17 |  |  | 2.088 |  | 4.0092 | 2820 |  |  | 2.0548 | 92.5574 | 4.6163 | 2789 | 17 | 20 | 1.1483 | 2.3977 | 27058 | 0.033158 | 0.3429 | 0.075497 | 0.087412 | 0.086697 | 0.1155 | 0.12311 | -0.11486 | -0.027411 | 0.033158 | 0.093728 | 0.18118 | 0.18512 | 0.27834 | 0.3429 | 0.40746 | 0.50068
All | All | 2014-05-15 | Per Ton | 17 | All¦All¦41774¦Per Ton¦17 |  |  | 0.57033 |  | 1.0951 | 2820 |  |  | 0.56128 | 92.5574 | 1.2609 | 2789 | 17 | 20 | 1.1483 | 0.65494 | 27058 | 0.0090571 | 0.093664 | 0.020622 | 0.023877 | 0.023681 | 0.031549 | 0.033629 | -0.031375 | -0.0074874 | 0.0090571 | 0.025602 | 0.049489 | 0.050567 | 0.076029 | 0.093664 | 0.1113 | 0.13676
Non-Residential | All | 2014-05-15 | Per Device | 17 | Non-Residential¦All¦41774¦Per Device¦17 |  |  | 3.3733 |  | 4.9921 | 1437 |  |  | 3.5137 | 91.5783 | 5.9348 | 1441 | 17 | 20 | 1.1254 | 3.7964 | 4663 | -0.14046 | 0.28262 | 0.13169 | 0.15634 | 0.14821 | 0.20441 | 0.21543 | -0.40242 | -0.24765 | -0.14046 | -0.033261 | 0.12151 | 0.0065387 | 0.16965 | 0.28262 | 0.39559 | 0.5587
Non-Residential | All | 2014-05-15 | Per Ton | 17 | Non-Residential¦All¦41774¦Per Ton¦17 |  |  | 0.86925 |  | 1.2864 | 1437 |  |  | 0.90545 | 91.5783 | 1.5293 | 1441 | 17 | 20 | 1.1254 | 0.97827 | 4663 | -0.036194 | 0.072827 | 0.033935 | 0.040287 | 0.038191 | 0.052675 | 0.055512 | -0.1037 | -0.063816 | -0.036194 | -0.008571 | 0.031312 | 0.0016849 | 0.043716 | 0.072827 | 0.10194 | 0.14397
Non-Residential | 30 | 2014-05-15 | Per Device | 17 | Non-Residential¦30¦41774¦Per Device¦17 |  |  | 3.3558 |  | 4.6275 | 722 |  |  | 3.6684 | 92.195 | 6.471 | 724 | 17 | 20 | 1.1526 | 3.8679 | 1336 | -0.31252 | 0.19951 | 0.17222 | 0.24049 | 0.19849 | 0.2958 | 0.31183 | -0.69159 | -0.46763 | -0.31252 | -0.1574 | 0.066565 | -0.20011 | 0.035987 | 0.19951 | 0.36303 | 0.59913
Non-Residential | 30 | 2014-05-15 | Per Ton | 17 | Non-Residential¦30¦41774¦Per Ton¦17 |  |  | 0.86369 |  | 1.191 | 722 |  |  | 0.94412 | 92.195 | 1.6654 | 724 | 17 | 20 | 1.1526 | 0.99547 | 1336 | -0.080432 | 0.051348 | 0.044323 | 0.061896 | 0.051086 | 0.076129 | 0.080255 | -0.17799 | -0.12035 | -0.080432 | -0.040509 | 0.017132 | -0.051503 | 0.009262 | 0.051348 | 0.093433 | 0.1542
Non-Residential | 50 | 2014-05-15 | Per Device | 17 | Non-Residential¦50¦41774¦Per Device¦17 |  |  | 3.3706 |  | 5.1445 | 715 |  |  | 3.4213 | 91.3165 | 5.4765 | 717 | 17 | 20 | 1.1112 | 3.7454 | 3327 | -0.050738 | 0.32414 | 0.19239 | 0.20452 | 0.21379 | 0.28079 | 0.29587 | -0.41059 | -0.19799 | -0.050738 | 0.09651 | 0.30911 | -0.055029 | 0.16899 | 0.32414 | 0.47929 | 0.7033
Non-Residential | 50 | 2014-05-15 | Per Ton | 17 | Non-Residential¦50¦41774¦Per Ton¦17 |  |  | 0.86908 |  | 1.3265 | 715 |  |  | 0.88216 | 91.3165 | 1.4121 | 717 | 17 | 20 | 1.1112 | 0.96574 | 3327 | -0.013083 | 0.083577 | 0.049607 | 0.052735 | 0.055125 | 0.072401 | 0.076287 | -0.10587 | -0.051049 | -0.013083 | 0.024884 | 0.079703 | -0.014189 | 0.043572 | 0.083577 | 0.12358 | 0.18134
Residential | All | 2014-05-15 | Per Device | 17 | Residential¦All¦41774¦Per Device¦17 |  |  | 1.6085 |  | 1.6728 | 1383 |  |  | 1.4816 | 92.7549 | 1.4017 | 1348 | 17 | 20 | 1.1501 | 1.8499 | 22395 | 0.1269 | 0.36839 | 0.044982 | 0.038177 | 0.051736 | 0.058999 | 0.064297 | 0.051288 | 0.09596 | 0.1269 | 0.15784 | 0.20251 | 0.28599 | 0.33468 | 0.36839 | 0.40211 | 0.45079
Residential | All | 2014-05-15 | Per Ton | 17 | Residential¦All¦41774¦Per Ton¦17 |  |  | 0.45053 |  | 0.46856 | 1383 |  |  | 0.41499 | 92.7549 | 0.39261 | 1348 | 17 | 20 | 1.1501 | 0.51817 | 22395 | 0.035544 | 0.10319 | 0.0126 | 0.010693 | 0.014491 | 0.016526 | 0.01801 | 0.014366 | 0.026878 | 0.035544 | 0.044211 | 0.056723 | 0.080107 | 0.093743 | 0.10319 | 0.11263 | 0.12627
Residential | 50 | 2014-05-15 | Per Device | 17 | Residential¦50¦41774¦Per Device¦17 |  |  | 1.785 |  | 1.7903 | 703 |  |  | 1.7732 | 93.1148 | 1.5658 | 682 | 17 | 20 | 1.1869 | 2.1186 | 11772 | 0.011754 | 0.34537 | 0.067521 | 0.059957 | 0.08014 | 0.090299 | 0.10009 | -0.10397 | -0.035598 | 0.011754 | 0.059107 | 0.12748 | 0.21711 | 0.29289 | 0.34537 | 0.39786 | 0.47364
Residential | 50 | 2014-05-15 | Per Ton | 17 | Residential¦50¦41774¦Per Ton¦17 |  |  | 0.508 |  | 0.50949 | 703 |  |  | 0.50465 | 93.1148 | 0.44561 | 682 | 17 | 20 | 1.1869 | 0.60294 | 11772 | 0.0033452 | 0.098291 | 0.019216 | 0.017063 | 0.022807 | 0.025698 | 0.028484 | -0.029589 | -0.010131 | 0.0033452 | 0.016821 | 0.036279 | 0.061787 | 0.083354 | 0.098291 | 0.11323 | 0.13479
Residential | 100 | 2014-05-15 | Per Device | 17 | Residential¦100¦41774¦Per Device¦17 |  |  | 1.4189 |  | 1.532 | 680 |  |  | 1.1702 | 92.3482 | 1.1556 | 666 | 17 | 20 | 1.1025 | 1.5643 | 10623 | 0.24861 | 0.39405 | 0.058748 | 0.04478 | 0.06477 | 0.073869 | 0.078743 | 0.15394 | 0.20987 | 0.24861 | 0.28735 | 0.34328 | 0.29314 | 0.35276 | 0.39405 | 0.43535 | 0.49497
Residential | 100 | 2014-05-15 | Per Ton | 17 | Residential¦100¦41774¦Per Ton¦17 |  |  | 0.39095 |  | 0.42211 | 680 |  |  | 0.32245 | 92.3482 | 0.31842 | 666 | 17 | 20 | 1.1025 | 0.43102 | 10623 | 0.068501 | 0.10858 | 0.016187 | 0.012339 | 0.017847 | 0.020354 | 0.021697 | 0.042417 | 0.057828 | 0.068501 | 0.079174 | 0.094585 | 0.080771 | 0.097199 | 0.10858 | 0.11995 | 0.13638
All | All | 2014-05-15 | Per Device | 18 | All¦All¦41774¦Per Device¦18 |  |  | 2.0474 |  | 3.7167 | 2820 |  |  | 1.9171 | 89.3248 | 4.2468 | 2789 | 17 | 20 | 1.1483 | 2.3512 | 27058 | 0.13036 | 0.43409 | 0.069989 | 0.080415 | 0.080371 | 0.10661 | 0.11369 | -0.0062614 | 0.074456 | 0.13036 | 0.18627 | 0.26698 | 0.28838 | 0.37447 | 0.43409 | 0.49371 | 0.57979
All | All | 2014-05-15 | Per Ton | 18 | All¦All¦41774¦Per Ton¦18 |  |  | 0.55925 |  | 1.0152 | 2820 |  |  | 0.52365 | 89.3248 | 1.16 | 2789 | 17 | 20 | 1.1483 | 0.64222 | 27058 | 0.035608 | 0.11857 | 0.019117 | 0.021965 | 0.021953 | 0.029119 | 0.031055 | -0.0017103 | 0.020338 | 0.035608 | 0.050878 | 0.072926 | 0.078772 | 0.10229 | 0.11857 | 0.13486 | 0.15837
Non-Residential | All | 2014-05-15 | Per Device | 18 | Non-Residential¦All¦41774¦Per Device¦18 |  |  | 3.0469 |  | 4.629 | 1437 |  |  | 3.1467 | 88.7365 | 5.4836 | 1441 | 17 | 20 | 1.1254 | 3.4291 | 4663 | -0.099779 | 0.28236 | 0.12211 | 0.14446 | 0.13743 | 0.18915 | 0.19938 | -0.34219 | -0.19897 | -0.099779 | -0.0005876 | 0.14263 | 0.026843 | 0.17781 | 0.28236 | 0.38692 | 0.53788
Non-Residential | All | 2014-05-15 | Per Ton | 18 | Non-Residential¦All¦41774¦Per Ton¦18 |  |  | 0.78515 |  | 1.1928 | 1437 |  |  | 0.81087 | 88.7365 | 1.4131 | 1441 | 17 | 20 | 1.1254 | 0.88363 | 4663 | -0.025712 | 0.072761 | 0.031467 | 0.037224 | 0.035413 | 0.048742 | 0.051378 | -0.088177 | -0.051272 | -0.025712 | -0.0001514 | 0.036754 | 0.0069172 | 0.045818 | 0.072761 | 0.099704 | 0.13861
Non-Residential | 30 | 2014-05-15 | Per Device | 18 | Non-Residential¦30¦41774¦Per Device¦18 |  |  | 2.9819 |  | 4.2425 | 722 |  |  | 3.3027 | 89.0174 | 6.0656 | 724 | 17 | 20 | 1.1526 | 3.4368 | 1336 | -0.32084 | 0.13413 | 0.15789 | 0.22543 | 0.18198 | 0.27522 | 0.28971 | -0.67355 | -0.46516 | -0.32084 | -0.17651 | 0.031868 | -0.23716 | -0.0178 | 0.13413 | 0.28605 | 0.50541
Non-Residential | 30 | 2014-05-15 | Per Ton | 18 | Non-Residential¦30¦41774¦Per Ton¦18 |  |  | 0.76744 |  | 1.0919 | 722 |  |  | 0.85001 | 89.0174 | 1.5611 | 724 | 17 | 20 | 1.1526 | 0.88453 | 1336 | -0.082574 | 0.03452 | 0.040635 | 0.058018 | 0.046835 | 0.070833 | 0.074563 | -0.17335 | -0.11972 | -0.082574 | -0.045429 | 0.0082019 | -0.061036 | -0.0045811 | 0.03452 | 0.07362 | 0.13008
Non-Residential | 50 | 2014-05-15 | Per Device | 18 | Non-Residential¦50¦41774¦Per Device¦18 |  |  | 3.0699 |  | 4.8013 | 715 |  |  | 3.0549 | 88.6173 | 4.9949 | 717 | 17 | 20 | 1.1112 | 3.4113 | 3327 | 0.015049 | 0.35649 | 0.17956 | 0.18654 | 0.19953 | 0.25892 | 0.27315 | -0.31677 | -0.12073 | 0.015049 | 0.15082 | 0.34686 | 0.0064368 | 0.21325 | 0.35649 | 0.49972 | 0.70654
Non-Residential | 50 | 2014-05-15 | Per Ton | 18 | Non-Residential¦50¦41774¦Per Ton¦18 |  |  | 0.79156 |  | 1.238 | 715 |  |  | 0.78767 | 88.6173 | 1.2879 | 717 | 17 | 20 | 1.1112 | 0.87959 | 3327 | 0.0038803 | 0.091918 | 0.046298 | 0.048098 | 0.051447 | 0.06676 | 0.070429 | -0.081676 | -0.031129 | 0.0038803 | 0.038889 | 0.089437 | 0.0016597 | 0.054985 | 0.091918 | 0.12885 | 0.18218
Residential | All | 2014-05-15 | Per Device | 18 | Residential¦All¦41774¦Per Device¦18 |  |  | 1.6787 |  | 1.7072 | 1383 |  |  | 1.4349 | 89.4434 | 1.3625 | 1348 | 17 | 20 | 1.1501 | 1.9308 | 22395 | 0.24387 | 0.49592 | 0.045906 | 0.03711 | 0.052799 | 0.05903 | 0.064536 | 0.16822 | 0.21292 | 0.24387 | 0.27483 | 0.31952 | 0.41322 | 0.46208 | 0.49592 | 0.52977 | 0.57863
Residential | All | 2014-05-15 | Per Ton | 18 | Residential¦All¦41774¦Per Ton¦18 |  |  | 0.47022 |  | 0.47819 | 1383 |  |  | 0.40191 | 89.4434 | 0.38164 | 1348 | 17 | 20 | 1.1501 | 0.54082 | 22395 | 0.06831 | 0.13891 | 0.012858 | 0.010395 | 0.014789 | 0.016535 | 0.018077 | 0.04712 | 0.059639 | 0.06831 | 0.07698 | 0.089499 | 0.11574 | 0.12943 | 0.13891 | 0.14839 | 0.16207
Residential | 50 | 2014-05-15 | Per Device | 18 | Residential¦50¦41774¦Per Device¦18 |  |  | 1.8598 |  | 1.8495 | 703 |  |  | 1.7829 | 89.667 | 1.5358 | 682 | 17 | 20 | 1.1869 | 2.2074 | 11772 | 0.07685 | 0.42444 | 0.069754 | 0.058809 | 0.082792 | 0.091237 | 0.10155 | -0.040074 | 0.029006 | 0.07685 | 0.12469 | 0.19377 | 0.2943 | 0.37119 | 0.42444 | 0.4777 | 0.55459
Residential | 50 | 2014-05-15 | Per Ton | 18 | Residential¦50¦41774¦Per Ton¦18 |  |  | 0.52928 |  | 0.52635 | 703 |  |  | 0.5074 | 89.667 | 0.43708 | 682 | 17 | 20 | 1.1869 | 0.6282 | 11772 | 0.021871 | 0.12079 | 0.019852 | 0.016737 | 0.023562 | 0.025965 | 0.028901 | -0.011405 | 0.0082548 | 0.021871 | 0.035487 | 0.055147 | 0.083755 | 0.10564 | 0.12079 | 0.13595 | 0.15783
Residential | 100 | 2014-05-15 | Per Device | 18 | Residential¦100¦41774¦Per Device¦18 |  |  | 1.4844 |  | 1.5362 | 680 |  |  | 1.0632 | 89.1909 | 1.0685 | 666 | 17 | 20 | 1.1025 | 1.6365 | 10623 | 0.42113 | 0.57329 | 0.058909 | 0.041402 | 0.064948 | 0.072003 | 0.077022 | 0.32886 | 0.38337 | 0.42113 | 0.45889 | 0.51341 | 0.47459 | 0.5329 | 0.57329 | 0.61368 | 0.672
Residential | 100 | 2014-05-15 | Per Ton | 18 | Residential¦100¦41774¦Per Ton¦18 |  |  | 0.409 |  | 0.42327 | 680 |  |  | 0.29296 | 89.1909 | 0.2944 | 666 | 17 | 20 | 1.1025 | 0.45092 | 10623 | 0.11604 | 0.15796 | 0.016232 | 0.011408 | 0.017896 | 0.019839 | 0.021222 | 0.090612 | 0.10563 | 0.11604 | 0.12644 | 0.14146 | 0.13077 | 0.14683 | 0.15796 | 0.16909 | 0.18516
All | All | 2014-05-15 | Per Device | 19 | All¦All¦41774¦Per Device¦19 |  |  | 1.9427 |  | 3.5064 | 2820 |  |  | 1.8448 | 83.5242 | 3.9116 | 2789 | 17 | 20 | 1.1483 | 2.2309 | 27058 | 0.097914 | 0.3861 | 0.06603 | 0.074068 | 0.075825 | 0.099227 | 0.106 | -0.029251 | 0.045879 | 0.097914 | 0.14995 | 0.22508 | 0.25026 | 0.33052 | 0.3861 | 0.44169 | 0.52194
All | All | 2014-05-15 | Per Ton | 19 | All¦All¦41774¦Per Ton¦19 |  |  | 0.53064 |  | 0.95778 | 2820 |  |  | 0.5039 | 83.5242 | 1.0685 | 2789 | 17 | 20 | 1.1483 | 0.60936 | 27058 | 0.026745 | 0.10546 | 0.018036 | 0.020232 | 0.020712 | 0.027104 | 0.028953 | -0.0079898 | 0.012532 | 0.026745 | 0.040958 | 0.06148 | 0.068359 | 0.090281 | 0.10546 | 0.12065 | 0.14257
Non-Residential | All | 2014-05-15 | Per Device | 19 | Non-Residential¦All¦41774¦Per Device¦19 |  |  | 2.6994 |  | 4.3963 | 1437 |  |  | 2.795 | 83.446 | 5.0873 | 1441 | 17 | 20 | 1.1254 | 3.038 | 4663 | -0.095604 | 0.24296 | 0.11597 | 0.13401 | 0.13052 | 0.17723 | 0.18707 | -0.32273 | -0.18854 | -0.095604 | -0.0026653 | 0.13152 | 0.0032152 | 0.14486 | 0.24296 | 0.34106 | 0.4827
Non-Residential | All | 2014-05-15 | Per Ton | 19 | Non-Residential¦All¦41774¦Per Ton¦19 |  |  | 0.69561 |  | 1.1329 | 1437 |  |  | 0.72025 | 83.446 | 1.3109 | 1441 | 17 | 20 | 1.1254 | 0.78286 | 4663 | -0.024636 | 0.062607 | 0.029885 | 0.034534 | 0.033633 | 0.04567 | 0.048206 | -0.083164 | -0.048585 | -0.024636 | -0.0006868 | 0.033892 | 0.0008285 | 0.037328 | 0.062607 | 0.087886 | 0.12438
Non-Residential | 30 | 2014-05-15 | Per Device | 19 | Non-Residential¦30¦41774¦Per Device¦19 |  |  | 2.5849 |  | 4.0016 | 722 |  |  | 2.9279 | 83.6339 | 5.57 | 724 | 17 | 20 | 1.1526 | 2.9793 | 1336 | -0.34299 | 0.051414 | 0.14893 | 0.20701 | 0.17165 | 0.25501 | 0.26891 | -0.6698 | -0.47672 | -0.34299 | -0.20926 | -0.016178 | -0.29321 | -0.089605 | 0.051414 | 0.19243 | 0.39604
Non-Residential | 30 | 2014-05-15 | Per Ton | 19 | Non-Residential¦30¦41774¦Per Ton¦19 |  |  | 0.66528 |  | 1.0299 | 722 |  |  | 0.75356 | 83.6339 | 1.4335 | 724 | 17 | 20 | 1.1526 | 0.76679 | 1336 | -0.088274 | 0.013232 | 0.038329 | 0.053277 | 0.044177 | 0.065632 | 0.06921 | -0.17238 | -0.12269 | -0.088274 | -0.053857 | -0.0041638 | -0.075464 | -0.023061 | 0.013232 | 0.049526 | 0.10193
Non-Residential | 50 | 2014-05-15 | Per Device | 19 | Non-Residential¦50¦41774¦Per Device¦19 |  |  | 2.7491 |  | 4.5794 | 715 |  |  | 2.7164 | 83.3662 | 4.6798 | 717 | 17 | 20 | 1.1112 | 3.0549 | 3327 | 0.032743 | 0.3385 | 0.17126 | 0.17477 | 0.19031 | 0.24469 | 0.25838 | -0.28084 | -0.095574 | 0.032743 | 0.16106 | 0.34633 | 0.0073756 | 0.20301 | 0.3385 | 0.474 | 0.66963
Non-Residential | 50 | 2014-05-15 | Per Ton | 19 | Non-Residential¦50¦41774¦Per Ton¦19 |  |  | 0.70885 |  | 1.1808 | 715 |  |  | 0.70041 | 83.3662 | 1.2067 | 717 | 17 | 20 | 1.1112 | 0.78769 | 3327 | 0.0084424 | 0.087281 | 0.044158 | 0.045063 | 0.049069 | 0.063092 | 0.066622 | -0.072413 | -0.024643 | 0.0084424 | 0.041528 | 0.089298 | 0.0019018 | 0.052345 | 0.087281 | 0.12222 | 0.17266
Residential | All | 2014-05-15 | Per Device | 19 | Residential¦All¦41774¦Per Device¦19 |  |  | 1.6675 |  | 1.7174 | 1383 |  |  | 1.4741 | 83.54 | 1.3387 | 1348 | 17 | 20 | 1.1501 | 1.9178 | 22395 | 0.19338 | 0.44374 | 0.046181 | 0.036463 | 0.053114 | 0.05884 | 0.064426 | 0.11797 | 0.16253 | 0.19338 | 0.22424 | 0.26879 | 0.36117 | 0.40995 | 0.44374 | 0.47752 | 0.5263
Residential | All | 2014-05-15 | Per Ton | 19 | Residential¦All¦41774¦Per Ton¦19 |  |  | 0.46706 |  | 0.48105 | 1383 |  |  | 0.41289 | 83.54 | 0.37498 | 1348 | 17 | 20 | 1.1501 | 0.53718 | 22395 | 0.054166 | 0.12429 | 0.012935 | 0.010213 | 0.014877 | 0.016481 | 0.018046 | 0.033045 | 0.045524 | 0.054166 | 0.062809 | 0.075288 | 0.10116 | 0.11483 | 0.12429 | 0.13375 | 0.14742
Residential | 50 | 2014-05-15 | Per Device | 19 | Residential¦50¦41774¦Per Device¦19 |  |  | 1.8506 |  | 1.9291 | 703 |  |  | 1.8085 | 83.7538 | 1.5002 | 682 | 17 | 20 | 1.1869 | 2.1964 | 11772 | 0.042033 | 0.38791 | 0.072759 | 0.057445 | 0.086357 | 0.092702 | 0.10372 | -0.07677 | -0.00658 | 0.042033 | 0.090646 | 0.16084 | 0.25499 | 0.33352 | 0.38791 | 0.4423 | 0.52083
Residential | 50 | 2014-05-15 | Per Ton | 19 | Residential¦50¦41774¦Per Ton¦19 |  |  | 0.52666 |  | 0.54902 | 703 |  |  | 0.5147 | 83.7538 | 0.42694 | 682 | 17 | 20 | 1.1869 | 0.62509 | 11772 | 0.011962 | 0.1104 | 0.020707 | 0.016348 | 0.024577 | 0.026382 | 0.029518 | -0.021848 | -0.0018726 | 0.011962 | 0.025797 | 0.045773 | 0.072567 | 0.094917 | 0.1104 | 0.12587 | 0.14822
Residential | 100 | 2014-05-15 | Per Device | 19 | Residential¦100¦41774¦Per Device¦19 |  |  | 1.4708 |  | 1.4563 | 680 |  |  | 1.117 | 83.2984 | 1.0682 | 666 | 17 | 20 | 1.1025 | 1.6216 | 10623 | 0.35381 | 0.50458 | 0.055846 | 0.041391 | 0.061571 | 0.069512 | 0.07419 | 0.26473 | 0.31736 | 0.35381 | 0.39026 | 0.44289 | 0.4095 | 0.46568 | 0.50458 | 0.54349 | 0.59966
Residential | 100 | 2014-05-15 | Per Ton | 19 | Residential¦100¦41774¦Per Ton¦19 |  |  | 0.40526 |  | 0.40126 | 680 |  |  | 0.30778 | 83.2984 | 0.29432 | 666 | 17 | 20 | 1.1025 | 0.44681 | 10623 | 0.097488 | 0.13903 | 0.015388 | 0.011405 | 0.016965 | 0.019153 | 0.020442 | 0.072942 | 0.087444 | 0.097488 | 0.10753 | 0.12203 | 0.11283 | 0.12831 | 0.13903 | 0.14975 | 0.16523
All | All | 2014-05-15 | Per Device | 20 | All¦All¦41774¦Per Device¦20 |  |  | 1.7996 |  | 3.356 | 2820 |  |  | 1.7821 | 80.921 | 3.7882 | 2789 | 17 | 20 | 1.1483 | 2.0665 | 27058 | 0.017441 | 0.2844 | 0.063196 | 0.071732 | 0.072571 | 0.095599 | 0.10204 | -0.10507 | -0.032691 | 0.017441 | 0.067573 | 0.13996 | 0.15363 | 0.23089 | 0.2844 | 0.33791 | 0.41517
All | All | 2014-05-15 | Per Ton | 20 | All¦All¦41774¦Per Ton¦20 |  |  | 0.49156 |  | 0.91668 | 2820 |  |  | 0.48679 | 80.921 | 1.0347 | 2789 | 17 | 20 | 1.1483 | 0.56448 | 27058 | 0.0047639 | 0.077684 | 0.017262 | 0.019593 | 0.019823 | 0.026113 | 0.027872 | -0.028701 | -0.0089297 | 0.0047639 | 0.018458 | 0.038229 | 0.041965 | 0.063068 | 0.077684 | 0.0923 | 0.1134
Non-Residential | All | 2014-05-15 | Per Device | 20 | Non-Residential¦All¦41774¦Per Device¦20 |  |  | 2.5088 |  | 4.2762 | 1437 |  |  | 2.6234 | 80.6611 | 4.9794 | 1441 | 17 | 20 | 1.1254 | 2.8234 | 4663 | -0.11464 | 0.2 | 0.11281 | 0.13117 | 0.12695 | 0.17301 | 0.18255 | -0.33636 | -0.20537 | -0.11464 | -0.023919 | 0.10707 | -0.033942 | 0.10427 | 0.2 | 0.29573 | 0.43395
Non-Residential | All | 2014-05-15 | Per Ton | 20 | Non-Residential¦All¦41774¦Per Ton¦20 |  |  | 0.64648 |  | 1.1019 | 1437 |  |  | 0.67602 | 80.6611 | 1.2831 | 1441 | 17 | 20 | 1.1254 | 0.72756 | 4663 | -0.029542 | 0.051538 | 0.029069 | 0.033802 | 0.032715 | 0.044582 | 0.04704 | -0.086676 | -0.052921 | -0.029542 | -0.0061635 | 0.027592 | -0.0087465 | 0.02687 | 0.051538 | 0.076206 | 0.11182
Non-Residential | 30 | 2014-05-15 | Per Device | 20 | Non-Residential¦30¦41774¦Per Device¦20 |  |  | 2.3861 |  | 3.8703 | 722 |  |  | 2.7139 | 80.7065 | 5.3317 | 724 | 17 | 20 | 1.1526 | 2.7502 | 1336 | -0.32778 | 0.036282 | 0.14404 | 0.19815 | 0.16601 | 0.24497 | 0.25851 | -0.64173 | -0.45624 | -0.32778 | -0.19932 | -0.013838 | -0.29501 | -0.099278 | 0.036282 | 0.17184 | 0.36757
Non-Residential | 30 | 2014-05-15 | Per Ton | 20 | Non-Residential¦30¦41774¦Per Ton¦20 |  |  | 0.61411 |  | 0.99609 | 722 |  |  | 0.69847 | 80.7065 | 1.3722 | 724 | 17 | 20 | 1.1526 | 0.7078 | 1336 | -0.084361 | 0.0093379 | 0.037071 | 0.050998 | 0.042727 | 0.063048 | 0.066531 | -0.16516 | -0.11742 | -0.084361 | -0.051298 | -0.0035615 | -0.075925 | -0.025551 | 0.0093379 | 0.044227 | 0.094601
Non-Residential | 50 | 2014-05-15 | Per Device | 20 | Non-Residential¦50¦41774¦Per Device¦20 |  |  | 2.5633 |  | 4.4674 | 715 |  |  | 2.5673 | 80.6418 | 4.6733 | 717 | 17 | 20 | 1.1112 | 2.8484 | 3327 | -0.0039498 | 0.28115 | 0.16707 | 0.17453 | 0.18565 | 0.2416 | 0.25481 | -0.31358 | -0.13065 | -0.0039498 | 0.12275 | 0.30568 | -0.045401 | 0.14753 | 0.28115 | 0.41477 | 0.6077
Non-Residential | 50 | 2014-05-15 | Per Ton | 20 | Non-Residential¦50¦41774¦Per Ton¦20 |  |  | 0.66094 |  | 1.1519 | 715 |  |  | 0.66196 | 80.6418 | 1.205 | 717 | 17 | 20 | 1.1112 | 0.73445 | 3327 | -0.0010184 | 0.072492 | 0.043078 | 0.045001 | 0.047869 | 0.062296 | 0.0657 | -0.080854 | -0.033687 | -0.0010184 | 0.03165 | 0.078817 | -0.011706 | 0.038039 | 0.072492 | 0.10695 | 0.15669
Residential | All | 2014-05-15 | Per Device | 20 | Residential¦All¦41774¦Per Device¦20 |  |  | 1.5415 |  | 1.5361 | 1383 |  |  | 1.4548 | 80.9734 | 1.2314 | 1348 | 17 | 20 | 1.1501 | 1.7729 | 22395 | 0.086677 | 0.31811 | 0.041307 | 0.033538 | 0.047508 | 0.053208 | 0.058154 | 0.018489 | 0.058775 | 0.086677 | 0.11458 | 0.15487 | 0.24358 | 0.28762 | 0.31811 | 0.34861 | 0.39264
Residential | All | 2014-05-15 | Per Ton | 20 | Residential¦All¦41774¦Per Ton¦20 |  |  | 0.43176 |  | 0.43027 | 1383 |  |  | 0.40749 | 80.9734 | 0.34491 | 1348 | 17 | 20 | 1.1501 | 0.49659 | 22395 | 0.024278 | 0.089104 | 0.01157 | 0.0093942 | 0.013307 | 0.014904 | 0.016289 | 0.0051787 | 0.016463 | 0.024278 | 0.032094 | 0.043378 | 0.068228 | 0.080562 | 0.089104 | 0.097646 | 0.10998
Residential | 50 | 2014-05-15 | Per Device | 20 | Residential¦50¦41774¦Per Device¦20 |  |  | 1.7192 |  | 1.7232 | 703 |  |  | 1.7962 | 81.0667 | 1.4285 | 682 | 17 | 20 | 1.1869 | 2.0405 | 11772 | -0.077006 | 0.24431 | 0.064991 | 0.0547 | 0.077138 | 0.084947 | 0.094564 | -0.18587 | -0.12155 | -0.077006 | -0.03246 | 0.031857 | 0.12312 | 0.19472 | 0.24431 | 0.2939 | 0.3655
Residential | 50 | 2014-05-15 | Per Ton | 20 | Residential¦50¦41774¦Per Ton¦20 |  |  | 0.48926 |  | 0.49041 | 703 |  |  | 0.51118 | 81.0667 | 0.40654 | 682 | 17 | 20 | 1.1869 | 0.58071 | 11772 | -0.021916 | 0.069529 | 0.018496 | 0.015567 | 0.021953 | 0.024175 | 0.026912 | -0.052897 | -0.034593 | -0.021916 | -0.009238 | 0.0090664 | 0.035039 | 0.055416 | 0.069529 | 0.083641 | 0.10402
Residential | 100 | 2014-05-15 | Per Device | 20 | Residential¦100¦41774¦Per Device¦20 |  |  | 1.3505 |  | 1.303 | 680 |  |  | 1.0903 | 80.868 | 0.8878 | 666 | 17 | 20 | 1.1025 | 1.489 | 10623 | 0.26027 | 0.39871 | 0.049966 | 0.034401 | 0.055088 | 0.060664 | 0.064948 | 0.18253 | 0.22846 | 0.26027 | 0.29208 | 0.33802 | 0.31548 | 0.36465 | 0.39871 | 0.43277 | 0.48195
Residential | 100 | 2014-05-15 | Per Ton | 20 | Residential¦100¦41774¦Per Ton¦20 |  |  | 0.37212 |  | 0.35901 | 680 |  |  | 0.30041 | 80.868 | 0.24462 | 666 | 17 | 20 | 1.1025 | 0.41027 | 10623 | 0.071714 | 0.10986 | 0.013768 | 0.0094789 | 0.015179 | 0.016715 | 0.017896 | 0.050293 | 0.062949 | 0.071714 | 0.08048 | 0.093136 | 0.086926 | 0.10048 | 0.10986 | 0.11924 | 0.13279
All | All | 2014-05-15 | Per Device | 21 | All¦All¦41774¦Per Device¦21 |  |  | 1.6823 |  | 3.0172 | 2820 |  |  | 2.1385 | 74.9922 | 3.7203 | 2789 | 17 | 20 | 1.1483 | 1.9319 | 27058 | -0.45612 | -0.20655 | 0.056818 | 0.070445 | 0.065247 | 0.090503 | 0.096019 | -0.5721 | -0.50358 | -0.45612 | -0.40866 | -0.34013 | -0.3296 | -0.2569 | -0.20655 | -0.1562 | -0.083496
All | All | 2014-05-15 | Per Ton | 21 | All¦All¦41774¦Per Ton¦21 |  |  | 0.45953 |  | 0.82416 | 2820 |  |  | 0.58412 | 74.9922 | 1.0162 | 2789 | 17 | 20 | 1.1483 | 0.5277 | 27058 | -0.12459 | -0.056419 | 0.01552 | 0.019242 | 0.017822 | 0.024721 | 0.026228 | -0.15627 | -0.13755 | -0.12459 | -0.11162 | -0.092907 | -0.090031 | -0.070173 | -0.056419 | -0.042665 | -0.022807
Non-Residential | All | 2014-05-15 | Per Device | 21 | Non-Residential¦All¦41774¦Per Device¦21 |  |  | 2.2511 |  | 3.8582 | 1437 |  |  | 2.5032 | 75.7731 | 4.7961 | 1441 | 17 | 20 | 1.1254 | 2.5334 | 4663 | -0.25213 | 0.030198 | 0.10178 | 0.12634 | 0.11454 | 0.16224 | 0.17054 | -0.46005 | -0.33721 | -0.25213 | -0.16705 | -0.044212 | -0.18836 | -0.059232 | 0.030198 | 0.11963 | 0.24875
Non-Residential | All | 2014-05-15 | Per Ton | 21 | Non-Residential¦All¦41774¦Per Ton¦21 |  |  | 0.58008 |  | 0.99421 | 1437 |  |  | 0.64505 | 75.7731 | 1.2359 | 1441 | 17 | 20 | 1.1254 | 0.65283 | 4663 | -0.064971 | 0.0077816 | 0.026227 | 0.032557 | 0.029517 | 0.041807 | 0.043945 | -0.11855 | -0.086895 | -0.064971 | -0.043047 | -0.011393 | -0.048537 | -0.015263 | 0.0077816 | 0.030827 | 0.0641
Non-Residential | 30 | 2014-05-15 | Per Device | 21 | Non-Residential¦30¦41774¦Per Device¦21 |  |  | 2.1414 |  | 3.5758 | 722 |  |  | 2.5708 | 75.4858 | 4.9883 | 724 | 17 | 20 | 1.1526 | 2.4681 | 1336 | -0.42945 | -0.10273 | 0.13308 | 0.18539 | 0.15338 | 0.22821 | 0.24062 | -0.72191 | -0.54912 | -0.42945 | -0.30978 | -0.13699 | -0.41109 | -0.22891 | -0.10273 | 0.02345 | 0.20563
Non-Residential | 30 | 2014-05-15 | Per Ton | 21 | Non-Residential¦30¦41774¦Per Ton¦21 |  |  | 0.55112 |  | 0.92031 | 722 |  |  | 0.66164 | 75.4858 | 1.2838 | 724 | 17 | 20 | 1.1526 | 0.6352 | 1336 | -0.11053 | -0.026439 | 0.03425 | 0.047713 | 0.039476 | 0.058734 | 0.061927 | -0.1858 | -0.14133 | -0.11053 | -0.079727 | -0.035257 | -0.1058 | -0.058914 | -0.026439 | 0.0060354 | 0.052923
Non-Residential | 50 | 2014-05-15 | Per Device | 21 | Non-Residential¦50¦41774¦Per Device¦21 |  |  | 2.2999 |  | 3.9842 | 715 |  |  | 2.4594 | 75.8951 | 4.6059 | 717 | 17 | 20 | 1.1112 | 2.5557 | 3327 | -0.15947 | 0.096326 | 0.149 | 0.17201 | 0.16557 | 0.22757 | 0.23875 | -0.45112 | -0.27881 | -0.15947 | -0.040131 | 0.13218 | -0.20965 | -0.028876 | 0.096326 | 0.22153 | 0.4023
Non-Residential | 50 | 2014-05-15 | Per Ton | 21 | Non-Residential¦50¦41774¦Per Ton¦21 |  |  | 0.59301 |  | 1.0273 | 715 |  |  | 0.63413 | 75.8951 | 1.1876 | 717 | 17 | 20 | 1.1112 | 0.65897 | 3327 | -0.041118 | 0.024837 | 0.038419 | 0.044352 | 0.042692 | 0.058678 | 0.061561 | -0.11632 | -0.071889 | -0.041118 | -0.010348 | 0.034081 | -0.054056 | -0.0074456 | 0.024837 | 0.057119 | 0.10373
Residential | All | 2014-05-15 | Per Device | 21 | Residential¦All¦41774¦Per Device¦21 |  |  | 1.4777 |  | 1.3882 | 1383 |  |  | 2.0039 | 74.8348 | 1.7298 | 1348 | 17 | 20 | 1.1501 | 1.6996 | 22395 | -0.52615 | -0.30429 | 0.037329 | 0.047114 | 0.042934 | 0.06011 | 0.063743 | -0.60318 | -0.55767 | -0.52615 | -0.49463 | -0.44911 | -0.38597 | -0.33771 | -0.30429 | -0.27086 | -0.2226
Residential | All | 2014-05-15 | Per Ton | 21 | Residential¦All¦41774¦Per Ton¦21 |  |  | 0.41391 |  | 0.38885 | 1383 |  |  | 0.56128 | 74.8348 | 0.48452 | 1348 | 17 | 20 | 1.1501 | 0.47605 | 22395 | -0.14738 | -0.085231 | 0.010456 | 0.013197 | 0.012026 | 0.016837 | 0.017854 | -0.16895 | -0.1562 | -0.14738 | -0.13855 | -0.1258 | -0.10811 | -0.094594 | -0.085231 | -0.075868 | -0.062349
Residential | 50 | 2014-05-15 | Per Device | 21 | Residential¦50¦41774¦Per Device¦21 |  |  | 1.6206 |  | 1.5423 | 703 |  |  | 2.2259 | 74.7985 | 1.8044 | 682 | 17 | 20 | 1.1869 | 1.9235 | 11772 | -0.60531 | -0.30242 | 0.05817 | 0.069094 | 0.069042 | 0.09032 | 0.097677 | -0.72106 | -0.65268 | -0.60531 | -0.55795 | -0.48956 | -0.42759 | -0.35364 | -0.30242 | -0.25119 | -0.17724
Residential | 50 | 2014-05-15 | Per Ton | 21 | Residential¦50¦41774¦Per Ton¦21 |  |  | 0.46122 |  | 0.43894 | 703 |  |  | 0.63349 | 74.7985 | 0.51352 | 682 | 17 | 20 | 1.1869 | 0.54742 | 11772 | -0.17227 | -0.086065 | 0.016555 | 0.019664 | 0.019649 | 0.025705 | 0.027798 | -0.20521 | -0.18575 | -0.17227 | -0.15879 | -0.13933 | -0.12169 | -0.10064 | -0.086065 | -0.071488 | -0.050441
Residential | 100 | 2014-05-15 | Per Device | 21 | Residential¦100¦41774¦Per Device¦21 |  |  | 1.3244 |  | 1.2017 | 680 |  |  | 1.7673 | 74.8757 | 1.633 | 666 | 17 | 20 | 1.1025 | 1.4601 | 10623 | -0.44294 | -0.30718 | 0.046081 | 0.063276 | 0.050805 | 0.078277 | 0.081148 | -0.54326 | -0.48399 | -0.44294 | -0.40189 | -0.34262 | -0.41118 | -0.34974 | -0.30718 | -0.26463 | -0.20319
Residential | 100 | 2014-05-15 | Per Ton | 21 | Residential¦100¦41774¦Per Ton¦21 |  |  | 0.36491 |  | 0.3311 | 680 |  |  | 0.48696 | 74.8757 | 0.44994 | 666 | 17 | 20 | 1.1025 | 0.40232 | 10623 | -0.12205 | -0.08464 | 0.012697 | 0.017435 | 0.013999 | 0.021568 | 0.022359 | -0.14969 | -0.13336 | -0.12205 | -0.11074 | -0.094406 | -0.11329 | -0.096365 | -0.08464 | -0.072915 | -0.055985
All | All | 2014-05-15 | Per Device | 22 | All¦All¦41774¦Per Device¦22 |  |  | 1.4876 |  | 2.6087 | 2820 |  |  | 1.7902 | 72.4745 | 3.1744 | 2789 | 17 | 20 | 1.1483 | 1.7082 | 27058 | -0.30263 | -0.081957 | 0.049124 | 0.060109 | 0.056411 | 0.077629 | 0.082434 | -0.40212 | -0.34334 | -0.30263 | -0.26192 | -0.20314 | -0.1876 | -0.12519 | -0.081957 | -0.038729 | 0.023686
All | All | 2014-05-15 | Per Ton | 22 | All¦All¦41774¦Per Ton¦22 |  |  | 0.40633 |  | 0.71256 | 2820 |  |  | 0.48899 | 72.4745 | 0.8671 | 2789 | 17 | 20 | 1.1483 | 0.46661 | 27058 | -0.082664 | -0.022387 | 0.013418 | 0.016419 | 0.015409 | 0.021204 | 0.022517 | -0.10984 | -0.093783 | -0.082664 | -0.071544 | -0.055489 | -0.051243 | -0.034194 | -0.022387 | -0.010579 | 0.0064699
Non-Residential | All | 2014-05-15 | Per Device | 22 | Non-Residential¦All¦41774¦Per Device¦22 |  |  | 1.9037 |  | 3.3219 | 1437 |  |  | 2.084 | 73.1422 | 4.1139 | 1441 | 17 | 20 | 1.1254 | 2.1424 | 4663 | -0.1803 | 0.058453 | 0.087632 | 0.10837 | 0.098623 | 0.13937 | 0.14653 | -0.35891 | -0.25339 | -0.1803 | -0.10722 | -0.0016915 | -0.12933 | -0.018388 | 0.058453 | 0.13529 | 0.24624
Non-Residential | All | 2014-05-15 | Per Ton | 22 | Non-Residential¦All¦41774¦Per Ton¦22 |  |  | 0.49055 |  | 0.85602 | 1437 |  |  | 0.53701 | 73.1422 | 1.0601 | 1441 | 17 | 20 | 1.1254 | 0.55207 | 4663 | -0.046462 | 0.015062 | 0.022582 | 0.027926 | 0.025414 | 0.035914 | 0.037759 | -0.092487 | -0.065295 | -0.046462 | -0.027628 | -0.0004359 | -0.033328 | -0.0047384 | 0.015062 | 0.034863 | 0.063453
Non-Residential | 30 | 2014-05-15 | Per Device | 22 | Non-Residential¦30¦41774¦Per Device¦22 |  |  | 1.8295 |  | 3.1075 | 722 |  |  | 2.1763 | 73.0216 | 4.4553 | 724 | 17 | 20 | 1.1526 | 2.1086 | 1336 | -0.34687 | -0.067735 | 0.11565 | 0.16558 | 0.13329 | 0.20197 | 0.21256 | -0.6057 | -0.45278 | -0.34687 | -0.24096 | -0.088037 | -0.34015 | -0.1792 | -0.067735 | 0.043734 | 0.20468
Non-Residential | 30 | 2014-05-15 | Per Ton | 22 | Non-Residential¦30¦41774¦Per Ton¦22 |  |  | 0.47085 |  | 0.79976 | 722 |  |  | 0.56012 | 73.0216 | 1.1467 | 724 | 17 | 20 | 1.1526 | 0.54269 | 1336 | -0.089273 | -0.017433 | 0.029764 | 0.042615 | 0.034305 | 0.05198 | 0.054707 | -0.15589 | -0.11653 | -0.089273 | -0.062015 | -0.022658 | -0.087543 | -0.046122 | -0.017433 | 0.011256 | 0.052678
Non-Residential | 50 | 2014-05-15 | Per Device | 22 | Non-Residential¦50¦41774¦Per Device¦22 |  |  | 1.9353 |  | 3.4135 | 715 |  |  | 2.0288 | 73.1934 | 3.824 | 717 | 17 | 20 | 1.1112 | 2.1506 | 3327 | -0.093459 | 0.12179 | 0.12766 | 0.14281 | 0.14186 | 0.19155 | 0.20129 | -0.33894 | -0.19391 | -0.093459 | 0.0069888 | 0.15202 | -0.13617 | 0.016233 | 0.12179 | 0.22735 | 0.37975
Non-Residential | 50 | 2014-05-15 | Per Ton | 22 | Non-Residential¦50¦41774¦Per Ton¦22 |  |  | 0.49901 |  | 0.88015 | 715 |  |  | 0.52311 | 73.1934 | 0.98598 | 717 | 17 | 20 | 1.1112 | 0.55451 | 3327 | -0.024098 | 0.031402 | 0.032916 | 0.036822 | 0.036577 | 0.04939 | 0.051901 | -0.087393 | -0.049998 | -0.024098 | 0.001802 | 0.039197 | -0.035111 | 0.0041855 | 0.031402 | 0.058619 | 0.097917
Residential | All | 2014-05-15 | Per Device | 22 | Residential¦All¦41774¦Per Device¦22 |  |  | 1.3404 |  | 1.2781 | 1383 |  |  | 1.6822 | 72.3399 | 1.4497 | 1348 | 17 | 20 | 1.1501 | 1.5417 | 22395 | -0.34174 | -0.14049 | 0.034367 | 0.039485 | 0.039527 | 0.052347 | 0.05587 | -0.40882 | -0.36919 | -0.34174 | -0.31429 | -0.27465 | -0.21209 | -0.16979 | -0.14049 | -0.11119 | -0.068887
Residential | All | 2014-05-15 | Per Ton | 22 | Residential¦All¦41774¦Per Ton¦22 |  |  | 0.37546 |  | 0.35799 | 1383 |  |  | 0.47118 | 72.3399 | 0.40607 | 1348 | 17 | 20 | 1.1501 | 0.43183 | 22395 | -0.095722 | -0.039351 | 0.0096262 | 0.01106 | 0.011071 | 0.014662 | 0.015649 | -0.11451 | -0.10341 | -0.095722 | -0.088033 | -0.076931 | -0.059406 | -0.047557 | -0.039351 | -0.031144 | -0.019295
Residential | 50 | 2014-05-15 | Per Device | 22 | Residential¦50¦41774¦Per Device¦22 |  |  | 1.5073 |  | 1.4458 | 703 |  |  | 1.8234 | 72.4499 | 1.4869 | 682 | 17 | 20 | 1.1869 | 1.789 | 11772 | -0.31608 | -0.034367 | 0.054531 | 0.056937 | 0.064723 | 0.078838 | 0.086203 | -0.41712 | -0.35743 | -0.31608 | -0.27474 | -0.21505 | -0.14484 | -0.079572 | -0.034367 | 0.010837 | 0.076106
Residential | 50 | 2014-05-15 | Per Ton | 22 | Residential¦50¦41774¦Per Ton¦22 |  |  | 0.42897 |  | 0.41148 | 703 |  |  | 0.51892 | 72.4499 | 0.42317 | 682 | 17 | 20 | 1.1869 | 0.50914 | 11772 | -0.089956 | -0.0097807 | 0.015519 | 0.016204 | 0.01842 | 0.022437 | 0.024533 | -0.11871 | -0.10172 | -0.089956 | -0.07819 | -0.061202 | -0.041221 | -0.022646 | -0.0097807 | 0.0030843 | 0.021659
Residential | 100 | 2014-05-15 | Per Device | 22 | Residential¦100¦41774¦Per Device¦22 |  |  | 1.1611 |  | 1.063 | 680 |  |  | 1.532 | 72.2155 | 1.4046 | 666 | 17 | 20 | 1.1025 | 1.2801 | 10623 | -0.37092 | -0.2519 | 0.040763 | 0.054428 | 0.044942 | 0.068 | 0.070584 | -0.45806 | -0.40658 | -0.37092 | -0.33526 | -0.28377 | -0.34236 | -0.28891 | -0.2519 | -0.21488 | -0.16144
Residential | 100 | 2014-05-15 | Per Ton | 22 | Residential¦100¦41774¦Per Ton¦22 |  |  | 0.31991 |  | 0.29289 | 680 |  |  | 0.42211 | 72.2155 | 0.38702 | 666 | 17 | 20 | 1.1025 | 0.35271 | 10623 | -0.1022 | -0.069408 | 0.011232 | 0.014997 | 0.012383 | 0.018736 | 0.019449 | -0.12621 | -0.11203 | -0.1022 | -0.092376 | -0.07819 | -0.094332 | -0.079606 | -0.069408 | -0.059209 | -0.044483
All | All | 2014-05-15 | Per Device | 23 | All¦All¦41774¦Per Device¦23 |  |  | 1.225 |  | 2.285 | 2820 |  |  | 1.4367 | 70.0065 | 2.8614 | 2789 | 17 | 20 | 1.1483 | 1.4067 | 27058 | -0.21164 | -0.029916 | 0.04303 | 0.054183 | 0.049413 | 0.069191 | 0.073331 | -0.30031 | -0.24793 | -0.21164 | -0.17536 | -0.12297 | -0.12389 | -0.06837 | -0.029916 | 0.0085393 | 0.064062
All | All | 2014-05-15 | Per Ton | 23 | All¦All¦41774¦Per Ton¦23 |  |  | 0.33461 |  | 0.62416 | 2820 |  |  | 0.39242 | 70.0065 | 0.7816 | 2789 | 17 | 20 | 1.1483 | 0.38425 | 27058 | -0.05781 | -0.0081714 | 0.011754 | 0.0148 | 0.013497 | 0.018899 | 0.02003 | -0.082031 | -0.067721 | -0.05781 | -0.047899 | -0.033589 | -0.033841 | -0.018675 | -0.0081714 | 0.0023325 | 0.017499
Non-Residential | All | 2014-05-15 | Per Device | 23 | Non-Residential¦All¦41774¦Per Device¦23 |  |  | 1.6169 |  | 2.9207 | 1437 |  |  | 1.7616 | 70.9364 | 3.7596 | 1441 | 17 | 20 | 1.1254 | 1.8197 | 4663 | -0.1447 | 0.058092 | 0.077048 | 0.099041 | 0.086711 | 0.12548 | 0.13164 | -0.30551 | -0.2105 | -0.1447 | -0.0789 | 0.016108 | -0.11061 | -0.010937 | 0.058092 | 0.12712 | 0.22679
Non-Residential | All | 2014-05-15 | Per Ton | 23 | Non-Residential¦All¦41774¦Per Ton¦23 |  |  | 0.41666 |  | 0.75263 | 1437 |  |  | 0.45395 | 70.9364 | 0.96881 | 1441 | 17 | 20 | 1.1254 | 0.46892 | 4663 | -0.037288 | 0.01497 | 0.019854 | 0.025521 | 0.022344 | 0.032335 | 0.033921 | -0.078727 | -0.054244 | -0.037288 | -0.020331 | 0.0041509 | -0.028501 | -0.0028184 | 0.01497 | 0.032758 | 0.058441
Non-Residential | 30 | 2014-05-15 | Per Device | 23 | Non-Residential¦30¦41774¦Per Device¦23 |  |  | 1.5195 |  | 2.5273 | 722 |  |  | 1.8233 | 70.5108 | 4.0013 | 724 | 17 | 20 | 1.1526 | 1.7513 | 1336 | -0.30384 | -0.072007 | 0.094055 | 0.14871 | 0.10841 | 0.17595 | 0.18402 | -0.52934 | -0.39611 | -0.30384 | -0.21157 | -0.078348 | -0.30784 | -0.16851 | -0.072007 | 0.024495 | 0.16383
Non-Residential | 30 | 2014-05-15 | Per Ton | 23 | Non-Residential¦30¦41774¦Per Ton¦23 |  |  | 0.39106 |  | 0.65044 | 722 |  |  | 0.46926 | 70.5108 | 1.0298 | 724 | 17 | 20 | 1.1526 | 0.45073 | 1336 | -0.078199 | -0.018532 | 0.024207 | 0.038272 | 0.0279 | 0.045285 | 0.047362 | -0.13623 | -0.10195 | -0.078199 | -0.054452 | -0.020164 | -0.079229 | -0.043369 | -0.018532 | 0.0063044 | 0.042165
Non-Residential | 50 | 2014-05-15 | Per Device | 23 | Non-Residential¦50¦41774¦Per Device¦23 |  |  | 1.6616 |  | 3.1134 | 715 |  |  | 1.7235 | 71.1171 | 3.5486 | 717 | 17 | 20 | 1.1112 | 1.8464 | 3327 | -0.061869 | 0.12294 | 0.11643 | 0.13252 | 0.12938 | 0.17641 | 0.18521 | -0.28794 | -0.15438 | -0.061869 | 0.030639 | 0.16421 | -0.11442 | 0.025813 | 0.12294 | 0.22006 | 0.36029
Non-Residential | 50 | 2014-05-15 | Per Ton | 23 | Non-Residential¦50¦41774¦Per Ton¦23 |  |  | 0.42844 |  | 0.80277 | 715 |  |  | 0.44439 | 71.1171 | 0.91498 | 717 | 17 | 20 | 1.1112 | 0.47609 | 3327 | -0.015953 | 0.031699 | 0.030022 | 0.03417 | 0.033361 | 0.045485 | 0.047755 | -0.074245 | -0.039805 | -0.015953 | 0.0079001 | 0.04234 | -0.029502 | 0.0066557 | 0.031699 | 0.056742 | 0.092899
Residential | All | 2014-05-15 | Per Device | 23 | Residential¦All¦41774¦Per Device¦23 |  |  | 1.0847 |  | 1.1008 | 1383 |  |  | 1.3142 | 69.8191 | 1.1936 | 1348 | 17 | 20 | 1.1501 | 1.2475 | 22395 | -0.22956 | -0.066703 | 0.029601 | 0.03251 | 0.034045 | 0.043967 | 0.047074 | -0.2859 | -0.25261 | -0.22956 | -0.2065 | -0.17321 | -0.12703 | -0.091389 | -0.066703 | -0.042017 | -0.0063749
Residential | All | 2014-05-15 | Per Ton | 23 | Residential¦All¦41774¦Per Ton¦23 |  |  | 0.30382 |  | 0.30834 | 1383 |  |  | 0.36812 | 69.8191 | 0.33433 | 1348 | 17 | 20 | 1.1501 | 0.34943 | 22395 | -0.064299 | -0.018684 | 0.0082913 | 0.0091061 | 0.0095361 | 0.012315 | 0.013186 | -0.080082 | -0.070757 | -0.064299 | -0.057841 | -0.048516 | -0.035582 | -0.025598 | -0.018684 | -0.011769 | -0.0017856
Residential | 50 | 2014-05-15 | Per Device | 23 | Residential¦50¦41774¦Per Device¦23 |  |  | 1.1867 |  | 1.2131 | 703 |  |  | 1.386 | 69.7636 | 1.1821 | 682 | 17 | 20 | 1.1869 | 1.4085 | 11772 | -0.19926 | 0.022537 | 0.045755 | 0.045266 | 0.054306 | 0.064362 | 0.070698 | -0.28175 | -0.23301 | -0.19926 | -0.16551 | -0.11678 | -0.068067 | -0.014538 | 0.022537 | 0.059611 | 0.11314
Residential | 50 | 2014-05-15 | Per Ton | 23 | Residential¦50¦41774¦Per Ton¦23 |  |  | 0.33773 |  | 0.34525 | 703 |  |  | 0.39444 | 69.7636 | 0.33643 | 682 | 17 | 20 | 1.1869 | 0.40085 | 11772 | -0.056709 | 0.0064137 | 0.013022 | 0.012882 | 0.015455 | 0.018317 | 0.02012 | -0.080183 | -0.066314 | -0.056709 | -0.047103 | -0.033235 | -0.019371 | -0.0041373 | 0.0064137 | 0.016965 | 0.032199
Residential | 100 | 2014-05-15 | Per Device | 23 | Residential¦100¦41774¦Per Device¦23 |  |  | 0.97521 |  | 0.9673 | 680 |  |  | 1.2382 | 69.8818 | 1.2045 | 666 | 17 | 20 | 1.1025 | 1.0752 | 10623 | -0.26296 | -0.16299 | 0.037094 | 0.046675 | 0.040897 | 0.05962 | 0.062057 | -0.33936 | -0.29422 | -0.26296 | -0.23169 | -0.18655 | -0.24252 | -0.19553 | -0.16299 | -0.13045 | -0.083459
Residential | 100 | 2014-05-15 | Per Ton | 23 | Residential¦100¦41774¦Per Ton¦23 |  |  | 0.26871 |  | 0.26653 | 680 |  |  | 0.34116 | 69.8818 | 0.3319 | 666 | 17 | 20 | 1.1025 | 0.29625 | 10623 | -0.072454 | -0.044909 | 0.010221 | 0.012861 | 0.011269 | 0.016428 | 0.017099 | -0.093507 | -0.081069 | -0.072454 | -0.06384 | -0.051402 | -0.066823 | -0.053876 | -0.044909 | -0.035943 | -0.022996
All | All | 2014-05-15 | Per Device | 24 | All¦All¦41774¦Per Device¦24 |  |  | 1.0211 |  | 2.0494 | 2820 |  |  | 1.144 | 69.0553 | 2.6242 | 2789 | 17 | 20 | 1.1483 | 1.1725 | 27058 | -0.12294 | 0.028535 | 0.038593 | 0.049691 | 0.044318 | 0.062917 | 0.066583 | -0.20357 | -0.15593 | -0.12294 | -0.089943 | -0.042305 | -0.056794 | -0.0063809 | 0.028535 | 0.063451 | 0.11386
All | All | 2014-05-15 | Per Ton | 24 | All¦All¦41774¦Per Ton¦24 |  |  | 0.27891 |  | 0.5598 | 2820 |  |  | 0.31249 | 69.0553 | 0.7168 | 2789 | 17 | 20 | 1.1483 | 0.32028 | 27058 | -0.03358 | 0.0077943 | 0.010542 | 0.013573 | 0.012105 | 0.017186 | 0.018187 | -0.055605 | -0.042592 | -0.03358 | -0.024568 | -0.011556 | -0.015513 | -0.001743 | 0.0077943 | 0.017332 | 0.031102
Non-Residential | All | 2014-05-15 | Per Device | 24 | Non-Residential¦All¦41774¦Per Device¦24 |  |  | 1.445 |  | 2.6502 | 1437 |  |  | 1.5566 | 70.1914 | 3.479 | 1441 | 17 | 20 | 1.1254 | 1.6263 | 4663 | -0.11152 | 0.069718 | 0.069912 | 0.091647 | 0.07868 | 0.11527 | 0.12079 | -0.25924 | -0.17196 | -0.11152 | -0.051071 | 0.036205 | -0.085077 | 0.0063773 | 0.069718 | 0.13306 | 0.22451
Non-Residential | All | 2014-05-15 | Per Ton | 24 | Non-Residential¦All¦41774¦Per Ton¦24 |  |  | 0.37237 |  | 0.68292 | 1437 |  |  | 0.40111 | 70.1914 | 0.89648 | 1441 | 17 | 20 | 1.1254 | 0.41907 | 4663 | -0.028737 | 0.017965 | 0.018015 | 0.023616 | 0.020275 | 0.029703 | 0.031125 | -0.066803 | -0.044313 | -0.028737 | -0.01316 | 0.0093295 | -0.021923 | 0.0016433 | 0.017965 | 0.034288 | 0.057854
Non-Residential | 30 | 2014-05-15 | Per Device | 24 | Non-Residential¦30¦41774¦Per Device¦24 |  |  | 1.3415 |  | 2.1936 | 722 |  |  | 1.6138 | 69.6051 | 3.6185 | 724 | 17 | 20 | 1.1526 | 1.5462 | 1336 | -0.27231 | -0.06763 | 0.081638 | 0.13448 | 0.094094 | 0.15732 | 0.16413 | -0.47393 | -0.35481 | -0.27231 | -0.18981 | -0.070699 | -0.27797 | -0.1537 | -0.06763 | 0.01844 | 0.14271
Non-Residential | 30 | 2014-05-15 | Per Ton | 24 | Non-Residential¦30¦41774¦Per Ton¦24 |  |  | 0.34526 |  | 0.56457 | 722 |  |  | 0.41535 | 69.6051 | 0.9313 | 724 | 17 | 20 | 1.1526 | 0.39794 | 1336 | -0.070085 | -0.017406 | 0.021011 | 0.034611 | 0.024217 | 0.04049 | 0.042242 | -0.12197 | -0.091318 | -0.070085 | -0.048852 | -0.018196 | -0.071541 | -0.039558 | -0.017406 | 0.004746 | 0.03673
Non-Residential | 50 | 2014-05-15 | Per Device | 24 | Non-Residential¦50¦41774¦Per Device¦24 |  |  | 1.4934 |  | 2.8747 | 715 |  |  | 1.5214 | 70.4403 | 3.3427 | 717 | 17 | 20 | 1.1112 | 1.6595 | 3327 | -0.027967 | 0.13813 | 0.10751 | 0.12483 | 0.11947 | 0.16475 | 0.17279 | -0.2391 | -0.11436 | -0.027967 | 0.058426 | 0.18317 | -0.083302 | 0.047524 | 0.13813 | 0.22874 | 0.35957
Non-Residential | 50 | 2014-05-15 | Per Ton | 24 | Non-Residential¦50¦41774¦Per Ton¦24 |  |  | 0.38507 |  | 0.74123 | 715 |  |  | 0.39229 | 70.4403 | 0.86189 | 717 | 17 | 20 | 1.1112 | 0.4279 | 3327 | -0.0072112 | 0.035617 | 0.02772 | 0.032188 | 0.030804 | 0.042479 | 0.044552 | -0.06165 | -0.029487 | -0.0072112 | 0.015065 | 0.047228 | -0.021479 | 0.012254 | 0.035617 | 0.05898 | 0.092713
Residential | All | 2014-05-15 | Per Device | 24 | Residential¦All¦41774¦Per Device¦24 |  |  | 0.86621 |  | 0.88782 | 1383 |  |  | 0.98493 | 68.8262 | 0.9778 | 1348 | 17 | 20 | 1.1501 | 0.99626 | 22395 | -0.11872 | 0.011337 | 0.023873 | 0.026632 | 0.027458 | 0.035766 | 0.038252 | -0.16455 | -0.13747 | -0.11872 | -0.099961 | -0.07288 | -0.037685 | -0.0087223 | 0.011337 | 0.031396 | 0.060359
Residential | All | 2014-05-15 | Per Ton | 24 | Residential¦All¦41774¦Per Ton¦24 |  |  | 0.24263 |  | 0.24868 | 1383 |  |  | 0.27588 | 68.8262 | 0.27388 | 1348 | 17 | 20 | 1.1501 | 0.27905 | 22395 | -0.033253 | 0.0031755 | 0.006687 | 0.0074597 | 0.007691 | 0.010018 | 0.010714 | -0.046091 | -0.038506 | -0.033253 | -0.027999 | -0.020414 | -0.010556 | -0.0024432 | 0.0031755 | 0.0087941 | 0.016907
Residential | 50 | 2014-05-15 | Per Device | 24 | Residential¦50¦41774¦Per Device¦24 |  |  | 0.94247 |  | 0.95687 | 703 |  |  | 1.0402 | 68.6003 | 0.98769 | 682 | 17 | 20 | 1.1869 | 1.1186 | 11772 | -0.097701 | 0.078449 | 0.036089 | 0.037821 | 0.042834 | 0.052276 | 0.057142 | -0.1647 | -0.12511 | -0.097701 | -0.070287 | -0.030706 | 0.0052186 | 0.048483 | 0.078449 | 0.10841 | 0.15168
Residential | 50 | 2014-05-15 | Per Ton | 24 | Residential¦50¦41774¦Per Ton¦24 |  |  | 0.26822 |  | 0.27232 | 703 |  |  | 0.29603 | 68.6003 | 0.28109 | 682 | 17 | 20 | 1.1869 | 0.31835 | 11772 | -0.027805 | 0.022326 | 0.010271 | 0.010764 | 0.01219 | 0.014878 | 0.016262 | -0.046871 | -0.035607 | -0.027805 | -0.020003 | -0.0087387 | 0.0014852 | 0.013798 | 0.022326 | 0.030854 | 0.043167
Residential | 100 | 2014-05-15 | Per Device | 24 | Residential¦100¦41774¦Per Device¦24 |  |  | 0.78445 |  | 0.80793 | 680 |  |  | 0.92635 | 69.0815 | 0.96725 | 666 | 17 | 20 | 1.1025 | 0.86487 | 10623 | -0.14189 | -0.06148 | 0.030983 | 0.03748 | 0.034159 | 0.048628 | 0.050711 | -0.20421 | -0.16739 | -0.14189 | -0.11639 | -0.079574 | -0.12647 | -0.088073 | -0.06148 | -0.034888 | 0.0035082
Residential | 100 | 2014-05-15 | Per Ton | 24 | Residential¦100¦41774¦Per Ton¦24 |  |  | 0.21615 |  | 0.22262 | 680 |  |  | 0.25524 | 69.0815 | 0.26651 | 666 | 17 | 20 | 1.1025 | 0.2383 | 10623 | -0.039097 | -0.01694 | 0.0085369 | 0.010327 | 0.009412 | 0.013399 | 0.013973 | -0.056268 | -0.046123 | -0.039097 | -0.032071 | -0.021926 | -0.034847 | -0.024267 | -0.01694 | -0.0096128 | 0.0009666
All | All | 2014-05-15 | Per Device | 100 | All¦All¦41774¦Per Device¦100 |  |  | 1.9694 |  | 3.6565 | 11280 |  |  | 1.8997 | 86.5819 | 4.1539 | 11156 | 17 | 20 | 1.1483 | 2.2616 | 27058 | 0.069718 | 0.36187 | 0.034428 | 0.039328 | 0.039535 | 0.052268 | 0.055765 | 0.0027337 | 0.042309 | 0.069718 | 0.097128 | 0.1367 | 0.29041 | 0.33263 | 0.36187 | 0.39112 | 0.43334
All | All | 2014-05-15 | Per Ton | 100 | All¦All¦41774¦Per Ton¦100 |  |  | 0.53795 |  | 0.99877 | 11280 |  |  | 0.5189 | 86.5819 | 1.1346 | 11156 | 17 | 20 | 1.1483 | 0.61775 | 27058 | 0.019044 | 0.098846 | 0.009404 | 0.010742 | 0.010799 | 0.014277 | 0.015232 | 0.0007467 | 0.011557 | 0.019044 | 0.02653 | 0.03734 | 0.079325 | 0.090858 | 0.098846 | 0.10683 | 0.11837
Non-Residential | All | 2014-05-15 | Per Device | 100 | Non-Residential¦All¦41774¦Per Device¦100 |  |  | 2.9071 |  | 4.5923 | 5748 |  |  | 3.0197 | 86.1055 | 5.3938 | 5764 | 17 | 20 | 1.1254 | 3.2717 | 4663 | -0.11262 | 0.25198 | 0.060572 | 0.071045 | 0.068169 | 0.093362 | 0.098461 | -0.23227 | -0.16158 | -0.11262 | -0.063662 | 0.0070272 | 0.1258 | 0.20035 | 0.25198 | 0.30362 | 0.37817
Non-Residential | All | 2014-05-15 | Per Ton | 100 | Non-Residential¦All¦41774¦Per Ton¦100 |  |  | 0.74912 |  | 1.1834 | 5748 |  |  | 0.77815 | 86.1055 | 1.3899 | 5764 | 17 | 20 | 1.1254 | 0.84308 | 4663 | -0.029021 | 0.064933 | 0.015609 | 0.018308 | 0.017566 | 0.024058 | 0.025372 | -0.059853 | -0.041637 | -0.029021 | -0.016405 | 0.0018108 | 0.032418 | 0.051628 | 0.064933 | 0.078238 | 0.097449
Non-Residential | 30 | 2014-05-15 | Per Device | 100 | Non-Residential¦30¦41774¦Per Device¦100 |  |  | 2.8272 |  | 4.2097 | 2888 |  |  | 3.1532 | 86.3882 | 5.8844 | 2896 | 17 | 20 | 1.1526 | 3.2586 | 1336 | -0.32603 | 0.10533 | 0.078335 | 0.10935 | 0.090287 | 0.13451 | 0.1418 | -0.49841 | -0.39657 | -0.32603 | -0.25549 | -0.15365 | -0.076397 | 0.030971 | 0.10533 | 0.1797 | 0.28706
Non-Residential | 30 | 2014-05-15 | Per Ton | 100 | Non-Residential¦30¦41774¦Per Ton¦100 |  |  | 0.72763 |  | 1.0835 | 2888 |  |  | 0.81154 | 86.3882 | 1.5145 | 2896 | 17 | 20 | 1.1526 | 0.83865 | 1336 | -0.08391 | 0.027109 | 0.020161 | 0.028142 | 0.023237 | 0.034619 | 0.036496 | -0.12828 | -0.10206 | -0.08391 | -0.065756 | -0.039544 | -0.019662 | 0.0079708 | 0.027109 | 0.046248 | 0.073881
Non-Residential | 50 | 2014-05-15 | Per Device | 100 | Non-Residential¦50¦41774¦Per Device¦100 |  |  | 2.9382 |  | 4.7627 | 2860 |  |  | 2.94 | 85.9854 | 4.9752 | 2868 | 17 | 20 | 1.1112 | 3.265 | 3327 | -0.0017241 | 0.32507 | 0.089057 | 0.092902 | 0.098962 | 0.12869 | 0.13574 | -0.16665 | -0.069211 | -0.0017241 | 0.065763 | 0.1632 | 0.15112 | 0.25389 | 0.32507 | 0.39625 | 0.49902
Non-Residential | 50 | 2014-05-15 | Per Ton | 100 | Non-Residential¦50¦41774¦Per Ton¦100 |  |  | 0.75761 |  | 1.228 | 2860 |  |  | 0.75805 | 85.9854 | 1.2828 | 2868 | 17 | 20 | 1.1112 | 0.84187 | 3327 | -0.0004446 | 0.083817 | 0.022963 | 0.023954 | 0.025517 | 0.033183 | 0.034999 | -0.04297 | -0.017846 | -0.0004446 | 0.016956 | 0.042081 | 0.038964 | 0.065464 | 0.083817 | 0.10217 | 0.12867
Residential | All | 2014-05-15 | Per Device | 100 | Residential¦All¦41774¦Per Device¦100 |  |  | 1.624 |  | 1.6604 | 5532 |  |  | 1.4613 | 86.6779 | 1.3348 | 5392 | 17 | 20 | 1.1501 | 1.8679 | 22395 | 0.16271 | 0.40654 | 0.022324 | 0.018178 | 0.025676 | 0.028789 | 0.03146 | 0.12581 | 0.14761 | 0.16271 | 0.17781 | 0.1996 | 0.36622 | 0.39004 | 0.40654 | 0.42304 | 0.44686
Residential | All | 2014-05-15 | Per Ton | 100 | Residential¦All¦41774¦Per Ton¦100 |  |  | 0.45489 |  | 0.46509 | 5532 |  |  | 0.40932 | 86.6779 | 0.37388 | 5392 | 17 | 20 | 1.1501 | 0.52319 | 22395 | 0.045575 | 0.11387 | 0.0062531 | 0.0050917 | 0.0071919 | 0.0080639 | 0.0088119 | 0.035241 | 0.041346 | 0.045575 | 0.049804 | 0.055909 | 0.10258 | 0.10925 | 0.11387 | 0.11849 | 0.12517
Residential | 50 | 2014-05-15 | Per Device | 100 | Residential¦50¦41774¦Per Device¦100 |  |  | 1.8036 |  | 1.8245 | 2812 |  |  | 1.7902 | 86.9006 | 1.5077 | 2728 | 17 | 20 | 1.1869 | 2.1407 | 11772 | 0.013408 | 0.35051 | 0.034406 | 0.028866 | 0.040837 | 0.044911 | 0.050009 | -0.044148 | -0.010143 | 0.013408 | 0.036959 | 0.070964 | 0.28642 | 0.32428 | 0.35051 | 0.37673 | 0.4146
Residential | 50 | 2014-05-15 | Per Ton | 100 | Residential¦50¦41774¦Per Ton¦100 |  |  | 0.5133 |  | 0.51924 | 2812 |  |  | 0.50948 | 86.9006 | 0.42907 | 2728 | 17 | 20 | 1.1869 | 0.60923 | 11772 | 0.0038158 | 0.099752 | 0.0097917 | 0.008215 | 0.011622 | 0.012781 | 0.014232 | -0.012564 | -0.0028868 | 0.0038158 | 0.010518 | 0.020196 | 0.081513 | 0.092289 | 0.099752 | 0.10722 | 0.11799
Residential | 100 | 2014-05-15 | Per Device | 100 | Residential¦100¦41774¦Per Device¦100 |  |  | 1.4311 |  | 1.46 | 2720 |  |  | 1.1102 | 86.4264 | 1.0497 | 2664 | 17 | 20 | 1.1025 | 1.5778 | 10623 | 0.32096 | 0.46766 | 0.027995 | 0.020338 | 0.030865 | 0.034603 | 0.036963 | 0.27661 | 0.30281 | 0.32096 | 0.3391 | 0.3653 | 0.42029 | 0.44828 | 0.46766 | 0.48704 | 0.51503
Residential | 100 | 2014-05-15 | Per Ton | 100 | Residential¦100¦41774¦Per Ton¦100 |  |  | 0.39433 |  | 0.40229 | 2720 |  |  | 0.3059 | 86.4264 | 0.28923 | 2664 | 17 | 20 | 1.1025 | 0.43475 | 10623 | 0.088435 | 0.12886 | 0.0077136 | 0.0056038 | 0.0085044 | 0.0095343 | 0.010185 | 0.076217 | 0.083435 | 0.088435 | 0.093435 | 0.10065 | 0.11581 | 0.12352 | 0.12886 | 0.1342 | 0.14191
All | All | 2014-05-16 | Per Device | 1 | All¦All¦41775¦Per Device¦1 |  |  | 0.86921 |  | 1.8135 | 2823 |  |  | 0.96235 | 68.287 | 2.381 | 2781 | 13 | 16 | 1.1343 | 0.98596 | 27058 | -0.093136 | 0.023608 | 0.034133 | 0.04515 | 0.038717 | 0.0566 | 0.059477 | -0.16567 | -0.12282 | -0.093136 | -0.063455 | -0.0206 | -0.052615 | -0.0075823 | 0.023608 | 0.054797 | 0.09983
All | All | 2014-05-16 | Per Ton | 1 | All¦All¦41775¦Per Ton¦1 |  |  | 0.23743 |  | 0.49537 | 2823 |  |  | 0.26287 | 68.287 | 0.65037 | 2781 | 13 | 16 | 1.1343 | 0.26931 | 27058 | -0.02544 | 0.0064484 | 0.0093233 | 0.012333 | 0.010575 | 0.01546 | 0.016246 | -0.045253 | -0.033547 | -0.02544 | -0.017333 | -0.0056269 | -0.014372 | -0.0020711 | 0.0064484 | 0.014968 | 0.027269
Non-Residential | All | 2014-05-16 | Per Device | 1 | Non-Residential¦All¦41775¦Per Device¦1 |  |  | 1.3188 |  | 2.3547 | 1435 |  |  | 1.4193 | 69.0265 | 3.1536 | 1440 | 13 | 16 | 1.1417 | 1.5056 | 4663 | -0.10057 | 0.086253 | 0.062159 | 0.083103 | 0.070965 | 0.10378 | 0.10928 | -0.23357 | -0.15499 | -0.10057 | -0.046147 | 0.032429 | -0.053795 | 0.028947 | 0.086253 | 0.14356 | 0.2263
Non-Residential | All | 2014-05-16 | Per Ton | 1 | Non-Residential¦All¦41775¦Per Ton¦1 |  |  | 0.33983 |  | 0.60677 | 1435 |  |  | 0.36574 | 69.0265 | 0.81263 | 1440 | 13 | 16 | 1.1417 | 0.38797 | 4663 | -0.025915 | 0.022226 | 0.016018 | 0.021415 | 0.018287 | 0.026742 | 0.02816 | -0.060187 | -0.039939 | -0.025915 | -0.011892 | 0.0083564 | -0.013862 | 0.0074592 | 0.022226 | 0.036994 | 0.058315
Non-Residential | 30 | 2014-05-16 | Per Device | 1 | Non-Residential¦30¦41775¦Per Device¦1 |  |  | 1.2212 |  | 1.9981 | 720 |  |  | 1.492 | 68.6144 | 3.3118 | 725 | 13 | 16 | 1.1847 | 1.4467 | 1336 | -0.27077 | -0.045227 | 0.074465 | 0.123 | 0.088218 | 0.14378 | 0.15136 | -0.45503 | -0.34617 | -0.27077 | -0.19537 | -0.086506 | -0.23921 | -0.1246 | -0.045227 | 0.034148 | 0.14875
Non-Residential | 30 | 2014-05-16 | Per Ton | 1 | Non-Residential¦30¦41775¦Per Ton¦1 |  |  | 0.31429 |  | 0.51425 | 720 |  |  | 0.38398 | 68.6144 | 0.85235 | 725 | 13 | 16 | 1.1847 | 0.37234 | 1336 | -0.069688 | -0.01164 | 0.019165 | 0.031656 | 0.022704 | 0.037005 | 0.038956 | -0.11711 | -0.089093 | -0.069688 | -0.050282 | -0.022264 | -0.061564 | -0.032069 | -0.01164 | 0.0087885 | 0.038284
Non-Residential | 50 | 2014-05-16 | Per Device | 1 | Non-Residential¦50¦41775¦Per Device¦1 |  |  | 1.3645 |  | 2.5303 | 715 |  |  | 1.3762 | 69.2022 | 3.0052 | 715 | 13 | 16 | 1.1197 | 1.5278 | 3327 | -0.011708 | 0.15163 | 0.094628 | 0.11239 | 0.10596 | 0.14692 | 0.15446 | -0.2 | -0.088754 | -0.011708 | 0.065337 | 0.17658 | -0.046322 | 0.070627 | 0.15163 | 0.23262 | 0.34957
Non-Residential | 50 | 2014-05-16 | Per Ton | 1 | Non-Residential¦50¦41775¦Per Ton¦1 |  |  | 0.35183 |  | 0.65242 | 715 |  |  | 0.35485 | 69.2022 | 0.77488 | 715 | 13 | 16 | 1.1197 | 0.39394 | 3327 | -0.0030189 | 0.039096 | 0.024399 | 0.028979 | 0.02732 | 0.037883 | 0.039826 | -0.051567 | -0.022885 | -0.0030189 | 0.016847 | 0.04553 | -0.011944 | 0.018211 | 0.039096 | 0.059981 | 0.090135
Residential | All | 2014-05-16 | Per Device | 1 | Residential¦All¦41775¦Per Device¦1 |  |  | 0.70457 |  | 0.71973 | 1388 |  |  | 0.78326 | 68.1373 | 0.83333 | 1341 | 13 | 16 | 1.0832 | 0.76319 | 22395 | -0.078688 | -0.020064 | 0.019319 | 0.022756 | 0.020926 | 0.029851 | 0.030915 | -0.11694 | -0.094342 | -0.078688 | -0.063035 | -0.040433 | -0.059683 | -0.036276 | -0.020064 | -0.0038519 | 0.019555
Residential | All | 2014-05-16 | Per Ton | 1 | Residential¦All¦41775¦Per Ton¦1 |  |  | 0.19735 |  | 0.2016 | 1388 |  |  | 0.21939 | 68.1373 | 0.23342 | 1341 | 13 | 16 | 1.0832 | 0.21377 | 22395 | -0.022041 | -0.0056199 | 0.0054112 | 0.0063741 | 0.0058614 | 0.0083612 | 0.0086594 | -0.032756 | -0.026425 | -0.022041 | -0.017656 | -0.011325 | -0.016717 | -0.010161 | -0.0056199 | -0.0010789 | 0.0054775
Residential | 50 | 2014-05-16 | Per Device | 1 | Residential¦50¦41775¦Per Device¦1 |  |  | 0.7578 |  | 0.73409 | 707 |  |  | 0.82503 | 67.9348 | 0.85962 | 679 | 13 | 16 | 1.0627 | 0.80531 | 11772 | -0.067232 | -0.019721 | 0.027608 | 0.032989 | 0.029339 | 0.043017 | 0.044148 | -0.12236 | -0.08979 | -0.067232 | -0.044674 | -0.012103 | -0.076299 | -0.042873 | -0.019721 | 0.0034302 | 0.036857
Residential | 50 | 2014-05-16 | Per Ton | 1 | Residential¦50¦41775¦Per Ton¦1 |  |  | 0.21566 |  | 0.20892 | 707 |  |  | 0.2348 | 67.9348 | 0.24464 | 679 | 13 | 16 | 1.0627 | 0.22918 | 11772 | -0.019134 | -0.0056125 | 0.0078571 | 0.0093885 | 0.0083497 | 0.012242 | 0.012564 | -0.034823 | -0.025554 | -0.019134 | -0.012714 | -0.0034445 | -0.021714 | -0.012201 | -0.0056125 | 0.0009762 | 0.010489
Residential | 100 | 2014-05-16 | Per Device | 1 | Residential¦100¦41775¦Per Device¦1 |  |  | 0.64743 |  | 0.70347 | 681 |  |  | 0.73896 | 68.3664 | 0.80567 | 662 | 13 | 16 | 1.1108 | 0.71919 | 10623 | -0.091525 | -0.019768 | 0.026957 | 0.031313 | 0.029945 | 0.041318 | 0.043327 | -0.14448 | -0.11319 | -0.091525 | -0.069858 | -0.038574 | -0.075294 | -0.042489 | -0.019768 | 0.0029522 | 0.035757
Residential | 100 | 2014-05-16 | Per Ton | 1 | Residential¦100¦41775¦Per Ton¦1 |  |  | 0.17839 |  | 0.19383 | 681 |  |  | 0.20361 | 68.3664 | 0.22199 | 662 | 13 | 16 | 1.1108 | 0.19816 | 10623 | -0.025219 | -0.0054469 | 0.0074276 | 0.008628 | 0.0082509 | 0.011385 | 0.011938 | -0.039809 | -0.031189 | -0.025219 | -0.019248 | -0.010629 | -0.020746 | -0.011707 | -0.0054469 | 0.0008134 | 0.0098524
All | All | 2014-05-16 | Per Device | 2 | All¦All¦41775¦Per Device¦2 |  |  | 0.78014 |  | 1.6772 | 2823 |  |  | 0.84192 | 67.4876 | 2.2377 | 2781 | 13 | 16 | 1.1343 | 0.88492 | 27058 | -0.061783 | 0.042998 | 0.031566 | 0.042433 | 0.035806 | 0.052886 | 0.055521 | -0.12956 | -0.089516 | -0.061783 | -0.034049 | 0.0059938 | -0.028156 | 0.013882 | 0.042998 | 0.072113 | 0.11415
All | All | 2014-05-16 | Per Ton | 2 | All¦All¦41775¦Per Ton¦2 |  |  | 0.2131 |  | 0.45812 | 2823 |  |  | 0.22997 | 67.4876 | 0.61122 | 2781 | 13 | 16 | 1.1343 | 0.24172 | 27058 | -0.016876 | 0.011745 | 0.0086224 | 0.011591 | 0.0097804 | 0.014446 | 0.015166 | -0.035389 | -0.024451 | -0.016876 | -0.0093005 | 0.0016372 | -0.0076908 | 0.0037919 | 0.011745 | 0.019698 | 0.03118
Non-Residential | All | 2014-05-16 | Per Device | 2 | Non-Residential¦All¦41775¦Per Device¦2 |  |  | 1.2426 |  | 2.1739 | 1435 |  |  | 1.3368 | 68.0629 | 2.9791 | 1440 | 13 | 16 | 1.1417 | 1.4186 | 4663 | -0.094252 | 0.08178 | 0.057387 | 0.078505 | 0.065516 | 0.097244 | 0.10225 | -0.21888 | -0.14525 | -0.094252 | -0.043258 | 0.03037 | -0.049261 | 0.028159 | 0.08178 | 0.1354 | 0.21282
Non-Residential | All | 2014-05-16 | Per Ton | 2 | Non-Residential¦All¦41775¦Per Ton¦2 |  |  | 0.3202 |  | 0.56018 | 1435 |  |  | 0.34449 | 68.0629 | 0.76767 | 1440 | 13 | 16 | 1.1417 | 0.36556 | 4663 | -0.024288 | 0.021074 | 0.014788 | 0.02023 | 0.016883 | 0.025058 | 0.026349 | -0.056401 | -0.037428 | -0.024288 | -0.011147 | 0.007826 | -0.012694 | 0.0072563 | 0.021074 | 0.034891 | 0.054841
Non-Residential | 30 | 2014-05-16 | Per Device | 2 | Non-Residential¦30¦41775¦Per Device¦2 |  |  | 1.1705 |  | 1.8835 | 720 |  |  | 1.3901 | 67.6054 | 3.0904 | 725 | 13 | 16 | 1.1847 | 1.3866 | 1336 | -0.21961 | -0.0034372 | 0.070195 | 0.11477 | 0.083159 | 0.13454 | 0.14173 | -0.39203 | -0.29016 | -0.21961 | -0.14906 | -0.047195 | -0.18508 | -0.077762 | -0.0034372 | 0.070888 | 0.1782
Non-Residential | 30 | 2014-05-16 | Per Ton | 2 | Non-Residential¦30¦41775¦Per Ton¦2 |  |  | 0.30124 |  | 0.48476 | 720 |  |  | 0.35776 | 67.6054 | 0.79536 | 725 | 13 | 16 | 1.1847 | 0.35688 | 1336 | -0.056521 | -0.0008846 | 0.018066 | 0.029539 | 0.021403 | 0.034626 | 0.036478 | -0.1009 | -0.074679 | -0.056521 | -0.038363 | -0.012146 | -0.047633 | -0.020014 | -0.0008846 | 0.018244 | 0.045864
Non-Residential | 50 | 2014-05-16 | Per Device | 2 | Non-Residential¦50¦41775¦Per Device¦2 |  |  | 1.2755 |  | 2.3159 | 715 |  |  | 1.3041 | 68.258 | 2.8664 | 715 | 13 | 16 | 1.1197 | 1.4282 | 3327 | -0.028641 | 0.12404 | 0.086608 | 0.1072 | 0.096975 | 0.13781 | 0.14455 | -0.20525 | -0.10091 | -0.028641 | 0.043628 | 0.14797 | -0.061214 | 0.048234 | 0.12404 | 0.19984 | 0.30929
Non-Residential | 50 | 2014-05-16 | Per Ton | 2 | Non-Residential¦50¦41775¦Per Ton¦2 |  |  | 0.32887 |  | 0.59713 | 715 |  |  | 0.33626 | 68.258 | 0.73908 | 715 | 13 | 16 | 1.1197 | 0.36824 | 3327 | -0.0073848 | 0.031982 | 0.022331 | 0.02764 | 0.025004 | 0.035534 | 0.037272 | -0.052923 | -0.026019 | -0.0073848 | 0.011249 | 0.038154 | -0.015784 | 0.012437 | 0.031982 | 0.051527 | 0.079748
Residential | All | 2014-05-16 | Per Device | 2 | Residential¦All¦41775¦Per Device¦2 |  |  | 0.60953 |  | 0.63531 | 1388 |  |  | 0.647 | 67.3711 | 0.69139 | 1341 | 13 | 16 | 1.0832 | 0.66025 | 22395 | -0.037471 | 0.013246 | 0.017053 | 0.01888 | 0.018472 | 0.025441 | 0.026413 | -0.070075 | -0.050812 | -0.037471 | -0.024129 | -0.0048664 | -0.020604 | -0.0006052 | 0.013246 | 0.027097 | 0.047096
Residential | All | 2014-05-16 | Per Ton | 2 | Residential¦All¦41775¦Per Ton¦2 |  |  | 0.17073 |  | 0.17795 | 1388 |  |  | 0.18123 | 67.3711 | 0.19366 | 1341 | 13 | 16 | 1.0832 | 0.18494 | 22395 | -0.010496 | 0.0037102 | 0.0047765 | 0.0052884 | 0.0051739 | 0.0071262 | 0.0073984 | -0.019628 | -0.014233 | -0.010496 | -0.0067587 | -0.0013631 | -0.0057712 | -0.0001695 | 0.0037102 | 0.00759 | 0.013192
Residential | 50 | 2014-05-16 | Per Device | 2 | Residential¦50¦41775¦Per Device¦2 |  |  | 0.65451 |  | 0.65874 | 707 |  |  | 0.66351 | 67.1366 | 0.69011 | 679 | 13 | 16 | 1.0627 | 0.69554 | 11772 | -0.0090024 | 0.032033 | 0.024774 | 0.026484 | 0.026328 | 0.036265 | 0.037344 | -0.055478 | -0.02802 | -0.0090024 | 0.010015 | 0.037473 | -0.015825 | 0.01245 | 0.032033 | 0.051616 | 0.079891
Residential | 50 | 2014-05-16 | Per Ton | 2 | Residential¦50¦41775¦Per Ton¦2 |  |  | 0.18627 |  | 0.18747 | 707 |  |  | 0.18883 | 67.1366 | 0.1964 | 679 | 13 | 16 | 1.0627 | 0.19795 | 11772 | -0.002562 | 0.0091164 | 0.0070506 | 0.0075371 | 0.0074926 | 0.010321 | 0.010628 | -0.015789 | -0.0079743 | -0.002562 | 0.0028502 | 0.010665 | -0.0045036 | 0.0035432 | 0.0091164 | 0.014689 | 0.022736
Residential | 100 | 2014-05-16 | Per Device | 2 | Residential¦100¦41775¦Per Device¦2 |  |  | 0.56127 |  | 0.60939 | 681 |  |  | 0.62969 | 67.6365 | 0.69309 | 662 | 13 | 16 | 1.1108 | 0.62348 | 10623 | -0.068426 | -0.0062196 | 0.023352 | 0.026938 | 0.02594 | 0.03565 | 0.037397 | -0.11411 | -0.087121 | -0.068426 | -0.049731 | -0.022739 | -0.054145 | -0.02583 | -0.0062196 | 0.013391 | 0.041706
Residential | 100 | 2014-05-16 | Per Ton | 2 | Residential¦100¦41775¦Per Ton¦2 |  |  | 0.15465 |  | 0.16791 | 681 |  |  | 0.1735 | 67.6365 | 0.19097 | 662 | 13 | 16 | 1.1108 | 0.17179 | 10623 | -0.018854 | -0.0017137 | 0.0064343 | 0.0074223 | 0.0071474 | 0.009823 | 0.010304 | -0.031443 | -0.024005 | -0.018854 | -0.013703 | -0.0062654 | -0.014919 | -0.0071172 | -0.0017137 | 0.0036898 | 0.011492
All | All | 2014-05-16 | Per Device | 3 | All¦All¦41775¦Per Device¦3 |  |  | 0.72055 |  | 1.6156 | 2823 |  |  | 0.76775 | 65.5539 | 2.2046 | 2781 | 13 | 16 | 1.1343 | 0.81732 | 27058 | -0.0472 | 0.049576 | 0.030407 | 0.041805 | 0.034491 | 0.051693 | 0.054196 | -0.11345 | -0.074308 | -0.0472 | -0.020092 | 0.019048 | -0.019879 | 0.021156 | 0.049576 | 0.077997 | 0.11903
All | All | 2014-05-16 | Per Ton | 3 | All¦All¦41775¦Per Ton¦3 |  |  | 0.19682 |  | 0.44129 | 2823 |  |  | 0.20971 | 65.5539 | 0.60218 | 2781 | 13 | 16 | 1.1343 | 0.22325 | 27058 | -0.012893 | 0.013542 | 0.0083056 | 0.011419 | 0.0094211 | 0.01412 | 0.014804 | -0.030988 | -0.020297 | -0.012893 | -0.0054881 | 0.0052029 | -0.00543 | 0.0057786 | 0.013542 | 0.021305 | 0.032513
Non-Residential | All | 2014-05-16 | Per Device | 3 | Non-Residential¦All¦41775¦Per Device¦3 |  |  | 1.1926 |  | 2.1109 | 1435 |  |  | 1.2783 | 66.4657 | 2.9591 | 1440 | 13 | 16 | 1.1417 | 1.3616 | 4663 | -0.085742 | 0.083208 | 0.055725 | 0.077979 | 0.063619 | 0.095843 | 0.10064 | -0.20857 | -0.136 | -0.085742 | -0.035482 | 0.037086 | -0.045765 | 0.030433 | 0.083208 | 0.13598 | 0.21218
Non-Residential | All | 2014-05-16 | Per Ton | 3 | Non-Residential¦All¦41775¦Per Ton¦3 |  |  | 0.30732 |  | 0.54396 | 1435 |  |  | 0.32941 | 66.4657 | 0.76252 | 1440 | 13 | 16 | 1.1417 | 0.35085 | 4663 | -0.022095 | 0.021442 | 0.01436 | 0.020094 | 0.016394 | 0.024698 | 0.025933 | -0.053746 | -0.035046 | -0.022095 | -0.0091432 | 0.0095565 | -0.011793 | 0.0078423 | 0.021442 | 0.035041 | 0.054676
Non-Residential | 30 | 2014-05-16 | Per Device | 3 | Non-Residential¦30¦41775¦Per Device¦3 |  |  | 1.1213 |  | 1.7872 | 720 |  |  | 1.3422 | 65.7469 | 3.0068 | 725 | 13 | 16 | 1.1847 | 1.3283 | 1336 | -0.22094 | -0.013851 | 0.066605 | 0.11167 | 0.078907 | 0.13002 | 0.13673 | -0.38757 | -0.28912 | -0.22094 | -0.15275 | -0.054307 | -0.18908 | -0.085554 | -0.013851 | 0.057853 | 0.16138
Non-Residential | 30 | 2014-05-16 | Per Ton | 3 | Non-Residential¦30¦41775¦Per Ton¦3 |  |  | 0.28858 |  | 0.45997 | 720 |  |  | 0.34544 | 65.7469 | 0.77385 | 725 | 13 | 16 | 1.1847 | 0.34187 | 1336 | -0.056863 | -0.0035647 | 0.017142 | 0.02874 | 0.020308 | 0.033464 | 0.035191 | -0.099748 | -0.074411 | -0.056863 | -0.039314 | -0.013977 | -0.048664 | -0.022019 | -0.0035647 | 0.014889 | 0.041534
Non-Residential | 50 | 2014-05-16 | Per Device | 3 | Non-Residential¦50¦41775¦Per Device¦3 |  |  | 1.2252 |  | 2.2699 | 715 |  |  | 1.2403 | 66.7721 | 2.8889 | 715 | 13 | 16 | 1.1197 | 1.3719 | 3327 | -0.015073 | 0.13159 | 0.084889 | 0.10804 | 0.09505 | 0.1374 | 0.1439 | -0.19116 | -0.087125 | -0.015073 | 0.056978 | 0.16101 | -0.052821 | 0.056132 | 0.13159 | 0.20705 | 0.316
Non-Residential | 50 | 2014-05-16 | Per Ton | 3 | Non-Residential¦50¦41775¦Per Ton¦3 |  |  | 0.31592 |  | 0.58527 | 715 |  |  | 0.31981 | 66.7721 | 0.74487 | 715 | 13 | 16 | 1.1197 | 0.35374 | 3327 | -0.0038865 | 0.03393 | 0.021888 | 0.027857 | 0.024508 | 0.035427 | 0.037103 | -0.049288 | -0.022464 | -0.0038865 | 0.014691 | 0.041515 | -0.01362 | 0.014473 | 0.03393 | 0.053387 | 0.08148
Residential | All | 2014-05-16 | Per Device | 3 | Residential¦All¦41775¦Per Device¦3 |  |  | 0.54557 |  | 0.54811 | 1388 |  |  | 0.56617 | 65.3694 | 0.59524 | 1341 | 13 | 16 | 1.0832 | 0.59097 | 22395 | -0.020597 | 0.024798 | 0.014712 | 0.016255 | 0.015936 | 0.021924 | 0.022763 | -0.048694 | -0.032094 | -0.020597 | -0.0091002 | 0.0074995 | -0.0043746 | 0.012861 | 0.024798 | 0.036735 | 0.05397
Residential | All | 2014-05-16 | Per Ton | 3 | Residential¦All¦41775¦Per Ton¦3 |  |  | 0.15282 |  | 0.15353 | 1388 |  |  | 0.15859 | 65.3694 | 0.16673 | 1341 | 13 | 16 | 1.0832 | 0.16553 | 22395 | -0.0057693 | 0.0069459 | 0.0041209 | 0.0045529 | 0.0044638 | 0.0061409 | 0.0063761 | -0.013639 | -0.0089896 | -0.0057693 | -0.002549 | 0.0021006 | -0.0012253 | 0.0036023 | 0.0069459 | 0.01029 | 0.015117
Residential | 50 | 2014-05-16 | Per Device | 3 | Residential¦50¦41775¦Per Device¦3 |  |  | 0.58494 |  | 0.55103 | 707 |  |  | 0.57899 | 65.0737 | 0.59309 | 679 | 13 | 16 | 1.0627 | 0.62161 | 11772 | 0.0059541 | 0.042628 | 0.020723 | 0.022761 | 0.022023 | 0.030782 | 0.031671 | -0.033494 | -0.010188 | 0.0059541 | 0.022096 | 0.045402 | 0.0020397 | 0.02602 | 0.042628 | 0.059236 | 0.083216
Residential | 50 | 2014-05-16 | Per Ton | 3 | Residential¦50¦41775¦Per Ton¦3 |  |  | 0.16647 |  | 0.15682 | 707 |  |  | 0.16478 | 65.0737 | 0.16879 | 679 | 13 | 16 | 1.0627 | 0.17691 | 11772 | 0.0016945 | 0.012132 | 0.0058978 | 0.0064775 | 0.0062675 | 0.0087603 | 0.0090134 | -0.0095322 | -0.0028994 | 0.0016945 | 0.0062884 | 0.012921 | 0.0005805 | 0.007405 | 0.012132 | 0.016858 | 0.023683
Residential | 100 | 2014-05-16 | Per Device | 3 | Residential¦100¦41775¦Per Device¦3 |  |  | 0.50334 |  | 0.54435 | 681 |  |  | 0.55277 | 65.7039 | 0.59774 | 662 | 13 | 16 | 1.1108 | 0.55913 | 10623 | -0.04943 | 0.0063563 | 0.020859 | 0.023232 | 0.023172 | 0.031222 | 0.032812 | -0.089443 | -0.065803 | -0.04943 | -0.033057 | -0.0094169 | -0.035694 | -0.01085 | 0.0063563 | 0.023563 | 0.048407
Residential | 100 | 2014-05-16 | Per Ton | 3 | Residential¦100¦41775¦Per Ton¦3 |  |  | 0.13869 |  | 0.14999 | 681 |  |  | 0.15231 | 65.7039 | 0.1647 | 662 | 13 | 16 | 1.1108 | 0.15406 | 10623 | -0.01362 | 0.0017514 | 0.0057476 | 0.0064012 | 0.0063846 | 0.0086029 | 0.009041 | -0.024645 | -0.018131 | -0.01362 | -0.0091084 | -0.0025947 | -0.0098351 | -0.0029897 | 0.0017514 | 0.0064925 | 0.013338
All | All | 2014-05-16 | Per Device | 4 | All¦All¦41775¦Per Device¦4 |  |  | 0.6872 |  | 1.5855 | 2823 |  |  | 0.72733 | 66.2236 | 2.23 | 2781 | 13 | 16 | 1.1343 | 0.77949 | 27058 | -0.04013 | 0.052167 | 0.029841 | 0.042286 | 0.033848 | 0.051755 | 0.054165 | -0.10646 | -0.067271 | -0.04013 | -0.01299 | 0.026197 | -0.017249 | 0.023762 | 0.052167 | 0.080571 | 0.12158
All | All | 2014-05-16 | Per Ton | 4 | All¦All¦41775¦Per Ton¦4 |  |  | 0.18771 |  | 0.43308 | 2823 |  |  | 0.19867 | 66.2236 | 0.60912 | 2781 | 13 | 16 | 1.1343 | 0.21292 | 27058 | -0.010962 | 0.014249 | 0.008151 | 0.011551 | 0.0092457 | 0.014137 | 0.014795 | -0.029079 | -0.018375 | -0.010962 | -0.0035482 | 0.0071556 | -0.0047115 | 0.0064907 | 0.014249 | 0.022008 | 0.03321
Non-Residential | All | 2014-05-16 | Per Device | 4 | Non-Residential¦All¦41775¦Per Device¦4 |  |  | 1.1734 |  | 2.0753 | 1435 |  |  | 1.269 | 66.94 | 3.0144 | 1440 | 13 | 16 | 1.1417 | 1.3396 | 4663 | -0.095679 | 0.070544 | 0.054785 | 0.079437 | 0.062546 | 0.096497 | 0.10111 | -0.21934 | -0.14628 | -0.095679 | -0.045076 | 0.027986 | -0.059028 | 0.017524 | 0.070544 | 0.12356 | 0.20012
Non-Residential | All | 2014-05-16 | Per Ton | 4 | Non-Residential¦All¦41775¦Per Ton¦4 |  |  | 0.30236 |  | 0.53479 | 1435 |  |  | 0.32701 | 66.94 | 0.77678 | 1440 | 13 | 16 | 1.1417 | 0.34519 | 4663 | -0.024655 | 0.018178 | 0.014117 | 0.02047 | 0.016117 | 0.024866 | 0.026054 | -0.056522 | -0.037695 | -0.024655 | -0.011616 | 0.0072117 | -0.015211 | 0.0045158 | 0.018178 | 0.031841 | 0.051567
Non-Residential | 30 | 2014-05-16 | Per Device | 4 | Non-Residential¦30¦41775¦Per Device¦4 |  |  | 1.1047 |  | 1.7608 | 720 |  |  | 1.3252 | 66.2232 | 3.0325 | 725 | 13 | 16 | 1.1847 | 1.3088 | 1336 | -0.22047 | -0.016436 | 0.065621 | 0.11262 | 0.077741 | 0.13035 | 0.13685 | -0.38752 | -0.28883 | -0.22047 | -0.15212 | -0.053427 | -0.19182 | -0.0882 | -0.016436 | 0.055327 | 0.15894
Non-Residential | 30 | 2014-05-16 | Per Ton | 4 | Non-Residential¦30¦41775¦Per Ton¦4 |  |  | 0.28432 |  | 0.45317 | 720 |  |  | 0.34107 | 66.2232 | 0.78046 | 725 | 13 | 16 | 1.1847 | 0.33684 | 1336 | -0.056743 | -0.0042302 | 0.016889 | 0.028986 | 0.020008 | 0.033547 | 0.035221 | -0.099735 | -0.074335 | -0.056743 | -0.03915 | -0.01375 | -0.049367 | -0.0227 | -0.0042302 | 0.014239 | 0.040907
Non-Residential | 50 | 2014-05-16 | Per Device | 4 | Non-Residential¦50¦41775¦Per Device¦4 |  |  | 1.2047 |  | 2.2297 | 715 |  |  | 1.235 | 67.2457 | 2.9637 | 715 | 13 | 16 | 1.1197 | 1.3489 | 3327 | -0.030369 | 0.11383 | 0.083386 | 0.11084 | 0.093368 | 0.1387 | 0.14492 | -0.20812 | -0.1031 | -0.030369 | 0.042366 | 0.14738 | -0.071892 | 0.037835 | 0.11383 | 0.18983 | 0.29955
Non-Residential | 50 | 2014-05-16 | Per Ton | 4 | Non-Residential¦50¦41775¦Per Ton¦4 |  |  | 0.31061 |  | 0.57491 | 715 |  |  | 0.31844 | 67.2457 | 0.76417 | 715 | 13 | 16 | 1.1197 | 0.34779 | 3327 | -0.0078305 | 0.029351 | 0.021501 | 0.028578 | 0.024074 | 0.035763 | 0.037367 | -0.053663 | -0.026585 | -0.0078305 | 0.010924 | 0.038002 | -0.018537 | 0.0097554 | 0.029351 | 0.048946 | 0.077238
Residential | All | 2014-05-16 | Per Device | 4 | Residential¦All¦41775¦Per Device¦4 |  |  | 0.5064 |  | 0.50689 | 1388 |  |  | 0.51305 | 66.0786 | 0.50259 | 1341 | 13 | 16 | 1.0832 | 0.54854 | 22395 | -0.0066513 | 0.035485 | 0.013606 | 0.013725 | 0.014738 | 0.019325 | 0.020139 | -0.031418 | -0.016786 | -0.0066513 | 0.003483 | 0.018115 | 0.0096759 | 0.024924 | 0.035485 | 0.046045 | 0.061293
Residential | All | 2014-05-16 | Per Ton | 4 | Residential¦All¦41775¦Per Ton¦4 |  |  | 0.14184 |  | 0.14198 | 1388 |  |  | 0.14371 | 66.0786 | 0.14078 | 1341 | 13 | 16 | 1.0832 | 0.15365 | 22395 | -0.001863 | 0.0099392 | 0.0038109 | 0.0038443 | 0.004128 | 0.0054131 | 0.0056408 | -0.0088002 | -0.0047017 | -0.001863 | 0.0009756 | 0.0050741 | 0.0027102 | 0.0069812 | 0.0099392 | 0.012897 | 0.017168
Residential | 50 | 2014-05-16 | Per Device | 4 | Residential¦50¦41775¦Per Device¦4 |  |  | 0.5421 |  | 0.51528 | 707 |  |  | 0.52288 | 65.6127 | 0.50197 | 679 | 13 | 16 | 1.0627 | 0.57609 | 11772 | 0.019223 | 0.053211 | 0.019379 | 0.019264 | 0.020594 | 0.027325 | 0.0282 | -0.015795 | 0.004894 | 0.019223 | 0.033552 | 0.054241 | 0.017072 | 0.038423 | 0.053211 | 0.067999 | 0.08935
Residential | 50 | 2014-05-16 | Per Ton | 4 | Residential¦50¦41775¦Per Ton¦4 |  |  | 0.15428 |  | 0.14665 | 707 |  |  | 0.14881 | 65.6127 | 0.14286 | 679 | 13 | 16 | 1.0627 | 0.16395 | 11772 | 0.0054708 | 0.015143 | 0.0055152 | 0.0054823 | 0.005861 | 0.0077765 | 0.0080254 | -0.0044952 | 0.0013928 | 0.0054708 | 0.0095488 | 0.015437 | 0.0048585 | 0.010935 | 0.015143 | 0.019352 | 0.025428
Residential | 100 | 2014-05-16 | Per Device | 4 | Residential¦100¦41775¦Per Device¦4 |  |  | 0.46812 |  | 0.49748 | 681 |  |  | 0.50283 | 66.6056 | 0.50348 | 662 | 13 | 16 | 1.1108 | 0.52 | 10623 | -0.034712 | 0.017171 | 0.019063 | 0.019568 | 0.021176 | 0.027319 | 0.028833 | -0.069723 | -0.049038 | -0.034712 | -0.020386 | 0.0002989 | -0.01978 | 0.0020507 | 0.017171 | 0.032291 | 0.054122
Residential | 100 | 2014-05-16 | Per Ton | 4 | Residential¦100¦41775¦Per Ton¦4 |  |  | 0.12898 |  | 0.13707 | 681 |  |  | 0.13855 | 66.6056 | 0.13873 | 662 | 13 | 16 | 1.1108 | 0.14328 | 10623 | -0.0095644 | 0.0047312 | 0.0052527 | 0.0053918 | 0.0058348 | 0.0075274 | 0.0079446 | -0.019211 | -0.013512 | -0.0095644 | -0.005617 | 8.24e-05 | -0.0054502 | 0.000565 | 0.0047312 | 0.0088973 | 0.014913
All | All | 2014-05-16 | Per Device | 5 | All¦All¦41775¦Per Device¦5 |  |  | 0.68432 |  | 1.7053 | 2823 |  |  | 0.71359 | 64.8227 | 2.2549 | 2781 | 13 | 16 | 1.1343 | 0.77623 | 27058 | -0.029271 | 0.062639 | 0.032096 | 0.042759 | 0.036406 | 0.053465 | 0.056159 | -0.097789 | -0.057308 | -0.029271 | -0.0012342 | 0.039247 | -0.0093312 | 0.033189 | 0.062639 | 0.092089 | 0.13461
All | All | 2014-05-16 | Per Ton | 5 | All¦All¦41775¦Per Ton¦5 |  |  | 0.18692 |  | 0.4658 | 2823 |  |  | 0.19492 | 64.8227 | 0.61593 | 2781 | 13 | 16 | 1.1343 | 0.21203 | 27058 | -0.0079954 | 0.01711 | 0.0087669 | 0.01168 | 0.0099444 | 0.014604 | 0.01534 | -0.026711 | -0.015654 | -0.0079954 | -0.0003371 | 0.01072 | -0.0025488 | 0.0090657 | 0.01711 | 0.025154 | 0.036769
Non-Residential | All | 2014-05-16 | Per Device | 5 | Non-Residential¦All¦41775¦Per Device¦5 |  |  | 1.2222 |  | 2.2581 | 1435 |  |  | 1.2621 | 65.7777 | 3.0586 | 1440 | 13 | 16 | 1.1417 | 1.3954 | 4663 | -0.039904 | 0.13324 | 0.059609 | 0.080601 | 0.068053 | 0.10025 | 0.10549 | -0.16838 | -0.092475 | -0.039904 | 0.012666 | 0.08857 | -0.0019453 | 0.077925 | 0.13324 | 0.18856 | 0.26843
Non-Residential | All | 2014-05-16 | Per Ton | 5 | Non-Residential¦All¦41775¦Per Ton¦5 |  |  | 0.31495 |  | 0.58188 | 1435 |  |  | 0.32524 | 65.7777 | 0.78816 | 1440 | 13 | 16 | 1.1417 | 0.35957 | 4663 | -0.010283 | 0.034335 | 0.01536 | 0.02077 | 0.017537 | 0.025833 | 0.027183 | -0.043389 | -0.023829 | -0.010283 | 0.003264 | 0.022823 | -0.0005013 | 0.02008 | 0.034335 | 0.04859 | 0.069172
Non-Residential | 30 | 2014-05-16 | Per Device | 5 | Non-Residential¦30¦41775¦Per Device¦5 |  |  | 1.1322 |  | 1.8337 | 720 |  |  | 1.3455 | 65.1877 | 3.1801 | 725 | 13 | 16 | 1.1847 | 1.3414 | 1336 | -0.21322 | -0.0040982 | 0.068338 | 0.1181 | 0.080959 | 0.13645 | 0.14319 | -0.38808 | -0.28477 | -0.21322 | -0.14166 | -0.038348 | -0.1876 | -0.079186 | -0.0040982 | 0.07099 | 0.17941
Non-Residential | 30 | 2014-05-16 | Per Ton | 5 | Non-Residential¦30¦41775¦Per Ton¦5 |  |  | 0.29141 |  | 0.47194 | 720 |  |  | 0.34628 | 65.1877 | 0.81844 | 725 | 13 | 16 | 1.1847 | 0.34523 | 1336 | -0.054875 | -0.0010547 | 0.017588 | 0.030396 | 0.020836 | 0.035118 | 0.036852 | -0.09988 | -0.073291 | -0.054875 | -0.036459 | -0.0098695 | -0.048283 | -0.02038 | -0.0010547 | 0.018271 | 0.046173
Non-Residential | 50 | 2014-05-16 | Per Device | 5 | Non-Residential¦50¦41775¦Per Device¦5 |  |  | 1.2644 |  | 2.4662 | 715 |  |  | 1.2141 | 66.0292 | 2.937 | 715 | 13 | 16 | 1.1197 | 1.4157 | 3327 | 0.050326 | 0.20168 | 0.092231 | 0.10984 | 0.10327 | 0.14342 | 0.15076 | -0.13348 | -0.024886 | 0.050326 | 0.12554 | 0.23413 | 0.0084689 | 0.12262 | 0.20168 | 0.28074 | 0.39489
Non-Residential | 50 | 2014-05-16 | Per Ton | 5 | Non-Residential¦50¦41775¦Per Ton¦5 |  |  | 0.32602 |  | 0.6359 | 715 |  |  | 0.31304 | 66.0292 | 0.75728 | 715 | 13 | 16 | 1.1197 | 0.36504 | 3327 | 0.012976 | 0.052001 | 0.023781 | 0.02832 | 0.026628 | 0.036981 | 0.038873 | -0.034417 | -0.0064166 | 0.012976 | 0.032369 | 0.060369 | 0.0021837 | 0.031616 | 0.052001 | 0.072386 | 0.10182
Residential | All | 2014-05-16 | Per Device | 5 | Residential¦All¦41775¦Per Device¦5 |  |  | 0.48345 |  | 0.46809 | 1388 |  |  | 0.4965 | 64.6294 | 0.46971 | 1341 | 13 | 16 | 1.0832 | 0.52368 | 22395 | -0.013049 | 0.027177 | 0.012564 | 0.012827 | 0.01361 | 0.017955 | 0.018701 | -0.03606 | -0.022465 | -0.013049 | -0.0036338 | 0.0099608 | 0.0032098 | 0.01737 | 0.027177 | 0.036984 | 0.051144
Residential | All | 2014-05-16 | Per Ton | 5 | Residential¦All¦41775¦Per Ton¦5 |  |  | 0.13542 |  | 0.13111 | 1388 |  |  | 0.13907 | 64.6294 | 0.13157 | 1341 | 13 | 16 | 1.0832 | 0.14668 | 22395 | -0.0036552 | 0.0076122 | 0.0035192 | 0.0035928 | 0.003812 | 0.0050292 | 0.0052383 | -0.0101 | -0.0062925 | -0.0036552 | -0.0010178 | 0.00279 | 0.0008991 | 0.0048653 | 0.0076122 | 0.010359 | 0.014325
Residential | 50 | 2014-05-16 | Per Device | 5 | Residential¦50¦41775¦Per Device¦5 |  |  | 0.51924 |  | 0.46013 | 707 |  |  | 0.5073 | 64.3127 | 0.47972 | 679 | 13 | 16 | 1.0627 | 0.5518 | 11772 | 0.011942 | 0.044497 | 0.017305 | 0.01841 | 0.01839 | 0.025266 | 0.026021 | -0.020438 | -0.0013077 | 0.011942 | 0.025192 | 0.044322 | 0.011149 | 0.030851 | 0.044497 | 0.058142 | 0.077844
Residential | 50 | 2014-05-16 | Per Ton | 5 | Residential¦50¦41775¦Per Ton¦5 |  |  | 0.14777 |  | 0.13095 | 707 |  |  | 0.14437 | 64.3127 | 0.13652 | 679 | 13 | 16 | 1.0627 | 0.15704 | 11772 | 0.0033986 | 0.012663 | 0.0049249 | 0.0052393 | 0.0052337 | 0.0071906 | 0.0074055 | -0.0058165 | -0.0003722 | 0.0033986 | 0.0071694 | 0.012614 | 0.0031729 | 0.00878 | 0.012663 | 0.016547 | 0.022154
Residential | 100 | 2014-05-16 | Per Device | 5 | Residential¦100¦41775¦Per Device¦5 |  |  | 0.44504 |  | 0.47534 | 681 |  |  | 0.48522 | 64.9877 | 0.4596 | 662 | 13 | 16 | 1.1108 | 0.49437 | 10623 | -0.040178 | 0.0091473 | 0.018215 | 0.017863 | 0.020234 | 0.025512 | 0.02699 | -0.072873 | -0.053556 | -0.040178 | -0.0268 | -0.0074831 | -0.025442 | -0.0050065 | 0.0091473 | 0.023301 | 0.043737
Residential | 100 | 2014-05-16 | Per Ton | 5 | Residential¦100¦41775¦Per Ton¦5 |  |  | 0.12263 |  | 0.13097 | 681 |  |  | 0.1337 | 64.9877 | 0.12664 | 662 | 13 | 16 | 1.1108 | 0.13622 | 10623 | -0.011071 | 0.0025204 | 0.0050189 | 0.0049218 | 0.0055751 | 0.0070295 | 0.0074368 | -0.020079 | -0.014757 | -0.011071 | -0.0073843 | -0.0020619 | -0.0070103 | -0.0013795 | 0.0025204 | 0.0064203 | 0.012051
All | All | 2014-05-16 | Per Device | 6 | All¦All¦41775¦Per Device¦6 |  |  | 0.7135 |  | 1.7322 | 2823 |  |  | 0.76698 | 68.6025 | 2.4527 | 2781 | 13 | 16 | 1.1343 | 0.80933 | 27058 | -0.053473 | 0.042358 | 0.032602 | 0.04651 | 0.036981 | 0.056798 | 0.05942 | -0.12626 | -0.083257 | -0.053473 | -0.023688 | 0.019317 | -0.033792 | 0.011198 | 0.042358 | 0.073517 | 0.11851
All | All | 2014-05-16 | Per Ton | 6 | All¦All¦41775¦Per Ton¦6 |  |  | 0.19489 |  | 0.47315 | 2823 |  |  | 0.2095 | 68.6025 | 0.66995 | 2781 | 13 | 16 | 1.1343 | 0.22107 | 27058 | -0.014606 | 0.01157 | 0.0089052 | 0.012704 | 0.010101 | 0.015514 | 0.01623 | -0.034488 | -0.022742 | -0.014606 | -0.0064703 | 0.0052765 | -0.0092303 | 0.0030587 | 0.01157 | 0.020081 | 0.03237
Non-Residential | All | 2014-05-16 | Per Device | 6 | Non-Residential¦All¦41775¦Per Device¦6 |  |  | 1.2698 |  | 2.2865 | 1435 |  |  | 1.3693 | 69.1243 | 3.337 | 1440 | 13 | 16 | 1.1417 | 1.4496 | 4663 | -0.099585 | 0.080296 | 0.06036 | 0.087937 | 0.06891 | 0.10666 | 0.11172 | -0.23627 | -0.15552 | -0.099585 | -0.043653 | 0.037104 | -0.062879 | 0.02171 | 0.080296 | 0.13888 | 0.22347
Non-Residential | All | 2014-05-16 | Per Ton | 6 | Non-Residential¦All¦41775¦Per Ton¦6 |  |  | 0.3272 |  | 0.5892 | 1435 |  |  | 0.35286 | 69.1243 | 0.85989 | 1440 | 13 | 16 | 1.1417 | 0.37355 | 4663 | -0.025662 | 0.020691 | 0.015554 | 0.02266 | 0.017757 | 0.027485 | 0.028789 | -0.060885 | -0.040075 | -0.025662 | -0.011249 | 0.0095613 | -0.016203 | 0.0055944 | 0.020691 | 0.035788 | 0.057586
Non-Residential | 30 | 2014-05-16 | Per Device | 6 | Non-Residential¦30¦41775¦Per Device¦6 |  |  | 1.2034 |  | 1.992 | 720 |  |  | 1.4099 | 68.6185 | 3.2889 | 725 | 13 | 16 | 1.1847 | 1.4257 | 1336 | -0.20645 | 0.015816 | 0.074239 | 0.12214 | 0.08795 | 0.14294 | 0.15051 | -0.38963 | -0.28141 | -0.20645 | -0.13149 | -0.02327 | -0.17708 | -0.063114 | 0.015816 | 0.094746 | 0.20871
Non-Residential | 30 | 2014-05-16 | Per Ton | 6 | Non-Residential¦30¦41775¦Per Ton¦6 |  |  | 0.30973 |  | 0.51269 | 720 |  |  | 0.36286 | 68.6185 | 0.84645 | 725 | 13 | 16 | 1.1847 | 0.36693 | 1336 | -0.053134 | 0.0040706 | 0.019107 | 0.031436 | 0.022636 | 0.036787 | 0.038738 | -0.10028 | -0.072425 | -0.053134 | -0.033842 | -0.005989 | -0.045574 | -0.016243 | 0.0040706 | 0.024385 | 0.053715
Non-Residential | 50 | 2014-05-16 | Per Device | 6 | Non-Residential¦50¦41775¦Per Device¦6 |  |  | 1.2995 |  | 2.43 | 715 |  |  | 1.3431 | 69.34 | 3.3257 | 715 | 13 | 16 | 1.1197 | 1.4551 | 3327 | -0.043524 | 0.11203 | 0.090879 | 0.12437 | 0.10176 | 0.15404 | 0.1607 | -0.24093 | -0.1243 | -0.043524 | 0.037254 | 0.15388 | -0.093905 | 0.027766 | 0.11203 | 0.1963 | 0.31797
Non-Residential | 50 | 2014-05-16 | Per Ton | 6 | Non-Residential¦50¦41775¦Per Ton¦6 |  |  | 0.33508 |  | 0.62657 | 715 |  |  | 0.3463 | 69.34 | 0.8575 | 715 | 13 | 16 | 1.1197 | 0.37519 | 3327 | -0.011222 | 0.028887 | 0.023432 | 0.032069 | 0.026237 | 0.039718 | 0.041434 | -0.062122 | -0.03205 | -0.011222 | 0.0096056 | 0.039678 | -0.024213 | 0.0071592 | 0.028887 | 0.050616 | 0.081988
Residential | All | 2014-05-16 | Per Device | 6 | Residential¦All¦41775¦Per Device¦6 |  |  | 0.50585 |  | 0.47374 | 1388 |  |  | 0.52851 | 68.4969 | 0.45147 | 1341 | 13 | 16 | 1.0832 | 0.54794 | 22395 | -0.022657 | 0.019433 | 0.012716 | 0.012329 | 0.013774 | 0.017711 | 0.018485 | -0.045355 | -0.031945 | -0.022657 | -0.013369 | 4.09e-05 | -0.0042571 | 0.0097391 | 0.019433 | 0.029127 | 0.043123
Residential | All | 2014-05-16 | Per Ton | 6 | Residential¦All¦41775¦Per Ton¦6 |  |  | 0.14169 |  | 0.13269 | 1388 |  |  | 0.14804 | 68.4969 | 0.12646 | 1341 | 13 | 16 | 1.0832 | 0.15348 | 22395 | -0.0063462 | 0.0054432 | 0.0035617 | 0.0034533 | 0.003858 | 0.0049609 | 0.0051778 | -0.012704 | -0.0089477 | -0.0063462 | -0.0037447 | 1.15e-05 | -0.0011924 | 0.002728 | 0.0054432 | 0.0081584 | 0.012079
Residential | 50 | 2014-05-16 | Per Device | 6 | Residential¦50¦41775¦Per Device¦6 |  |  | 0.55329 |  | 0.45289 | 707 |  |  | 0.55829 | 68.134 | 0.47339 | 679 | 13 | 16 | 1.0627 | 0.58797 | 11772 | -0.0050044 | 0.029685 | 0.017033 | 0.018167 | 0.0181 | 0.024903 | 0.025645 | -0.036919 | -0.018063 | -0.0050044 | 0.0080548 | 0.02691 | -0.003181 | 0.016236 | 0.029685 | 0.043133 | 0.06255
Residential | 50 | 2014-05-16 | Per Ton | 6 | Residential¦50¦41775¦Per Ton¦6 |  |  | 0.15746 |  | 0.12889 | 707 |  |  | 0.15889 | 68.134 | 0.13472 | 679 | 13 | 16 | 1.0627 | 0.16733 | 11772 | -0.0014242 | 0.0084481 | 0.0048474 | 0.0051703 | 0.0051513 | 0.0070872 | 0.0072984 | -0.010507 | -0.0051408 | -0.0014242 | 0.0022923 | 0.0076584 | -0.0009053 | 0.0046207 | 0.0084481 | 0.012275 | 0.017801
Residential | 100 | 2014-05-16 | Per Device | 6 | Residential¦100¦41775¦Per Device¦6 |  |  | 0.45481 |  | 0.4921 | 681 |  |  | 0.4969 | 68.9073 | 0.42772 | 662 | 13 | 16 | 1.1108 | 0.50522 | 10623 | -0.042092 | 0.0083154 | 0.018857 | 0.016624 | 0.020947 | 0.025139 | 0.026742 | -0.074309 | -0.055275 | -0.042092 | -0.02891 | -0.0098762 | -0.025956 | -0.0057081 | 0.0083154 | 0.022339 | 0.042587
Residential | 100 | 2014-05-16 | Per Ton | 6 | Residential¦100¦41775¦Per Ton¦6 |  |  | 0.12532 |  | 0.13559 | 681 |  |  | 0.13692 | 68.9073 | 0.11785 | 662 | 13 | 16 | 1.1108 | 0.13921 | 10623 | -0.011598 | 0.0022912 | 0.0051958 | 0.0045805 | 0.0057717 | 0.0069266 | 0.0073684 | -0.020475 | -0.01523 | -0.011598 | -0.0079657 | -0.0027213 | -0.0071518 | -0.0015728 | 0.0022912 | 0.0061552 | 0.011734
All | All | 2014-05-16 | Per Device | 7 | All¦All¦41775¦Per Device¦7 |  |  | 0.79155 |  | 2.0249 | 2823 |  |  | 0.83965 | 75.9469 | 2.7972 | 2781 | 13 | 16 | 1.1343 | 0.89786 | 27058 | -0.048103 | 0.05821 | 0.03811 | 0.053043 | 0.043229 | 0.065314 | 0.068427 | -0.13181 | -0.082353 | -0.048103 | -0.013852 | 0.035601 | -0.029483 | 0.022326 | 0.05821 | 0.094093 | 0.1459
All | All | 2014-05-16 | Per Ton | 7 | All¦All¦41775¦Per Ton¦7 |  |  | 0.21621 |  | 0.55309 | 2823 |  |  | 0.22935 | 75.9469 | 0.76406 | 2781 | 13 | 16 | 1.1343 | 0.24525 | 27058 | -0.013139 | 0.0159 | 0.01041 | 0.014489 | 0.011808 | 0.01784 | 0.018691 | -0.036003 | -0.022495 | -0.013139 | -0.0037837 | 0.0097243 | -0.0080533 | 0.0060985 | 0.0159 | 0.025701 | 0.039853
Non-Residential | All | 2014-05-16 | Per Device | 7 | Non-Residential¦All¦41775¦Per Device¦7 |  |  | 1.4069 |  | 2.7057 | 1435 |  |  | 1.5146 | 75.3534 | 3.8244 | 1440 | 13 | 16 | 1.1417 | 1.6062 | 4663 | -0.10772 | 0.091588 | 0.071425 | 0.10078 | 0.081544 | 0.12353 | 0.12964 | -0.26602 | -0.1725 | -0.10772 | -0.042942 | 0.050586 | -0.074553 | 0.023604 | 0.091588 | 0.15957 | 0.25773
Non-Residential | All | 2014-05-16 | Per Ton | 7 | Non-Residential¦All¦41775¦Per Ton¦7 |  |  | 0.36254 |  | 0.69722 | 1435 |  |  | 0.39029 | 75.3534 | 0.98551 | 1440 | 13 | 16 | 1.1417 | 0.4139 | 4663 | -0.027758 | 0.023601 | 0.018405 | 0.025971 | 0.021013 | 0.031831 | 0.033407 | -0.068551 | -0.04445 | -0.027758 | -0.011066 | 0.013036 | -0.019211 | 0.0060825 | 0.023601 | 0.041119 | 0.066413
Non-Residential | 30 | 2014-05-16 | Per Device | 7 | Non-Residential¦30¦41775¦Per Device¦7 |  |  | 1.3257 |  | 2.3361 | 720 |  |  | 1.5934 | 75.2852 | 4.2165 | 725 | 13 | 16 | 1.1847 | 1.5705 | 1336 | -0.26771 | -0.02286 | 0.087062 | 0.1566 | 0.10314 | 0.17917 | 0.18751 | -0.49732 | -0.36166 | -0.26771 | -0.17375 | -0.038087 | -0.26317 | -0.12119 | -0.02286 | 0.075472 | 0.21745
Non-Residential | 30 | 2014-05-16 | Per Ton | 7 | Non-Residential¦30¦41775¦Per Ton¦7 |  |  | 0.34119 |  | 0.60124 | 720 |  |  | 0.41009 | 75.2852 | 1.0852 | 725 | 13 | 16 | 1.1847 | 0.40421 | 1336 | -0.068899 | -0.0058834 | 0.022407 | 0.040303 | 0.026545 | 0.046113 | 0.04826 | -0.128 | -0.093081 | -0.068899 | -0.044717 | -0.0098025 | -0.067731 | -0.031191 | -0.0058834 | 0.019424 | 0.055964
Non-Residential | 50 | 2014-05-16 | Per Device | 7 | Non-Residential¦50¦41775¦Per Device¦7 |  |  | 1.4439 |  | 2.8868 | 715 |  |  | 1.4679 | 75.3825 | 3.5016 | 715 | 13 | 16 | 1.1197 | 1.6167 | 3327 | -0.024062 | 0.14877 | 0.10796 | 0.13095 | 0.12089 | 0.16972 | 0.17822 | -0.24156 | -0.11306 | -0.024062 | 0.064938 | 0.19344 | -0.079623 | 0.055315 | 0.14877 | 0.24223 | 0.37717
Non-Residential | 50 | 2014-05-16 | Per Ton | 7 | Non-Residential¦50¦41775¦Per Ton¦7 |  |  | 0.37229 |  | 0.74435 | 715 |  |  | 0.37849 | 75.3825 | 0.90285 | 715 | 13 | 16 | 1.1197 | 0.41685 | 3327 | -0.0062042 | 0.03836 | 0.027837 | 0.033765 | 0.031169 | 0.043761 | 0.045952 | -0.062286 | -0.029152 | -0.0062042 | 0.016744 | 0.049877 | -0.02053 | 0.014262 | 0.03836 | 0.062457 | 0.09725
Residential | All | 2014-05-16 | Per Device | 7 | Residential¦All¦41775¦Per Device¦7 |  |  | 0.56187 |  | 0.51374 | 1388 |  |  | 0.57235 | 76.067 | 0.45089 | 1341 | 13 | 16 | 1.0832 | 0.60862 | 22395 | -0.010488 | 0.036263 | 0.013789 | 0.012313 | 0.014937 | 0.018487 | 0.019358 | -0.034179 | -0.020182 | -0.010488 | -0.0007934 | 0.013204 | 0.011455 | 0.026112 | 0.036263 | 0.046414 | 0.061071
Residential | All | 2014-05-16 | Per Ton | 7 | Residential¦All¦41775¦Per Ton¦7 |  |  | 0.15738 |  | 0.1439 | 1388 |  |  | 0.16032 | 76.067 | 0.1263 | 1341 | 13 | 16 | 1.0832 | 0.17047 | 22395 | -0.0029376 | 0.010157 | 0.0038625 | 0.0034488 | 0.0041838 | 0.0051781 | 0.0054221 | -0.0095737 | -0.0056531 | -0.0029376 | -0.0002222 | 0.0036984 | 0.0032086 | 0.0073139 | 0.010157 | 0.013001 | 0.017106
Residential | 50 | 2014-05-16 | Per Device | 7 | Residential¦50¦41775¦Per Device¦7 |  |  | 0.61119 |  | 0.50375 | 707 |  |  | 0.58977 | 75.844 | 0.43951 | 679 | 13 | 16 | 1.0627 | 0.64951 | 11772 | 0.021426 | 0.059746 | 0.018945 | 0.016867 | 0.020133 | 0.025366 | 0.026265 | -0.011081 | 0.0081244 | 0.021426 | 0.034728 | 0.053934 | 0.026086 | 0.045973 | 0.059746 | 0.073519 | 0.093406
Residential | 50 | 2014-05-16 | Per Ton | 7 | Residential¦50¦41775¦Per Ton¦7 |  |  | 0.17394 |  | 0.14336 | 707 |  |  | 0.16784 | 75.844 | 0.12508 | 679 | 13 | 16 | 1.0627 | 0.18485 | 11772 | 0.0060978 | 0.017003 | 0.0053917 | 0.0048002 | 0.0057297 | 0.0072189 | 0.0074748 | -0.0031537 | 0.0023122 | 0.0060978 | 0.0098834 | 0.015349 | 0.007424 | 0.013083 | 0.017003 | 0.020923 | 0.026583
Residential | 100 | 2014-05-16 | Per Device | 7 | Residential¦100¦41775¦Per Device¦7 |  |  | 0.50882 |  | 0.52179 | 681 |  |  | 0.55403 | 76.3192 | 0.46239 | 662 | 13 | 16 | 1.1108 | 0.56522 | 10623 | -0.045204 | 0.011191 | 0.019995 | 0.017971 | 0.022211 | 0.026884 | 0.028571 | -0.079657 | -0.059302 | -0.045204 | -0.031105 | -0.01075 | -0.025424 | -0.0037918 | 0.011191 | 0.026173 | 0.047806
Residential | 100 | 2014-05-16 | Per Ton | 7 | Residential¦100¦41775¦Per Ton¦7 |  |  | 0.1402 |  | 0.14377 | 681 |  |  | 0.15266 | 76.3192 | 0.12741 | 662 | 13 | 16 | 1.1108 | 0.15574 | 10623 | -0.012455 | 0.0030835 | 0.0055093 | 0.0049518 | 0.00612 | 0.0074076 | 0.0078724 | -0.021948 | -0.01634 | -0.012455 | -0.0085707 | -0.002962 | -0.0070053 | -0.0010448 | 0.0030835 | 0.0072117 | 0.013172
All | All | 2014-05-16 | Per Device | 8 | All¦All¦41775¦Per Device¦8 |  |  | 0.94647 |  | 2.4659 | 2823 |  |  | 0.99555 | 82.227 | 3.3669 | 2781 | 13 | 16 | 1.1343 | 1.0736 | 27058 | -0.049077 | 0.078043 | 0.04641 | 0.063844 | 0.052644 | 0.078931 | 0.082749 | -0.15023 | -0.090468 | -0.049077 | -0.0076856 | 0.052077 | -0.028005 | 0.034649 | 0.078043 | 0.12144 | 0.18409
All | All | 2014-05-16 | Per Ton | 8 | All¦All¦41775¦Per Ton¦8 |  |  | 0.25853 |  | 0.67355 | 2823 |  |  | 0.27193 | 82.227 | 0.91965 | 2781 | 13 | 16 | 1.1343 | 0.29325 | 27058 | -0.013405 | 0.021317 | 0.012677 | 0.017439 | 0.01438 | 0.02156 | 0.022603 | -0.041035 | -0.024711 | -0.013405 | -0.0020993 | 0.014225 | -0.0076495 | 0.0094644 | 0.021317 | 0.03317 | 0.050284
Non-Residential | All | 2014-05-16 | Per Device | 8 | Non-Residential¦All¦41775¦Per Device¦8 |  |  | 1.7803 |  | 3.2672 | 1435 |  |  | 1.9027 | 81.316 | 4.571 | 1440 | 13 | 16 | 1.1417 | 2.0325 | 4663 | -0.12241 | 0.1298 | 0.086248 | 0.12046 | 0.098466 | 0.14815 | 0.15558 | -0.31227 | -0.2001 | -0.12241 | -0.044715 | 0.067457 | -0.069585 | 0.048214 | 0.1298 | 0.21139 | 0.32919
Non-Residential | All | 2014-05-16 | Per Ton | 8 | Non-Residential¦All¦41775¦Per Ton¦8 |  |  | 0.45876 |  | 0.84191 | 1435 |  |  | 0.4903 | 81.316 | 1.1779 | 1440 | 13 | 16 | 1.1417 | 0.52375 | 4663 | -0.031542 | 0.033448 | 0.022225 | 0.03104 | 0.025373 | 0.038176 | 0.040091 | -0.080467 | -0.051562 | -0.031542 | -0.011523 | 0.017383 | -0.017931 | 0.012424 | 0.033448 | 0.054472 | 0.084827
Non-Residential | 30 | 2014-05-16 | Per Device | 8 | Non-Residential¦30¦41775¦Per Device¦8 |  |  | 1.6444 |  | 2.7682 | 720 |  |  | 1.9774 | 81.6355 | 5.2028 | 725 | 13 | 16 | 1.1847 | 1.9481 | 1336 | -0.33298 | -0.029271 | 0.10316 | 0.19323 | 0.12222 | 0.21904 | 0.22864 | -0.6137 | -0.44785 | -0.33298 | -0.21812 | -0.052268 | -0.32228 | -0.14917 | -0.029271 | 0.090626 | 0.26374
Non-Residential | 30 | 2014-05-16 | Per Ton | 8 | Non-Residential¦30¦41775¦Per Ton¦8 |  |  | 0.42322 |  | 0.71244 | 720 |  |  | 0.50892 | 81.6355 | 1.339 | 725 | 13 | 16 | 1.1847 | 0.50139 | 1336 | -0.0857 | -0.0075333 | 0.026551 | 0.049731 | 0.031455 | 0.056375 | 0.058844 | -0.15795 | -0.11526 | -0.0857 | -0.056136 | -0.013452 | -0.082945 | -0.038391 | -0.0075333 | 0.023324 | 0.067878
Non-Residential | 50 | 2014-05-16 | Per Device | 8 | Non-Residential¦50¦41775¦Per Device¦8 |  |  | 1.8442 |  | 3.5131 | 715 |  |  | 1.8566 | 81.1797 | 4.0576 | 715 | 13 | 16 | 1.1197 | 2.0649 | 3327 | -0.012463 | 0.20829 | 0.13138 | 0.15175 | 0.14711 | 0.20072 | 0.21135 | -0.26969 | -0.11772 | -0.012463 | 0.092795 | 0.24477 | -0.062563 | 0.09746 | 0.20829 | 0.31912 | 0.47914
Non-Residential | 50 | 2014-05-16 | Per Ton | 8 | Non-Residential¦50¦41775¦Per Ton¦8 |  |  | 0.47551 |  | 0.90583 | 715 |  |  | 0.47872 | 81.1797 | 1.0462 | 715 | 13 | 16 | 1.1197 | 0.53243 | 3327 | -0.0032134 | 0.053706 | 0.033876 | 0.039127 | 0.037931 | 0.051754 | 0.054495 | -0.069539 | -0.030353 | -0.0032134 | 0.023926 | 0.063112 | -0.016132 | 0.025129 | 0.053706 | 0.082283 | 0.12354
Residential | All | 2014-05-16 | Per Device | 8 | Residential¦All¦41775¦Per Device¦8 |  |  | 0.63387 |  | 0.60263 | 1388 |  |  | 0.63566 | 82.4114 | 0.56079 | 1341 | 13 | 16 | 1.0832 | 0.68661 | 22395 | -0.001791 | 0.05095 | 0.016175 | 0.015314 | 0.017521 | 0.022275 | 0.02327 | -0.030337 | -0.013472 | -0.001791 | 0.0098898 | 0.026755 | 0.021128 | 0.038747 | 0.05095 | 0.063153 | 0.080772
Residential | All | 2014-05-16 | Per Ton | 8 | Residential¦All¦41775¦Per Ton¦8 |  |  | 0.17755 |  | 0.1688 | 1388 |  |  | 0.17805 | 82.4114 | 0.15708 | 1341 | 13 | 16 | 1.0832 | 0.19232 | 22395 | -0.0005016 | 0.014271 | 0.0045307 | 0.0042894 | 0.0049077 | 0.0062391 | 0.0065181 | -0.0084974 | -0.0037735 | -0.0005016 | 0.0027702 | 0.0074941 | 0.0059181 | 0.010853 | 0.014271 | 0.017689 | 0.022624
Residential | 50 | 2014-05-16 | Per Device | 8 | Residential¦50¦41775¦Per Device¦8 |  |  | 0.68562 |  | 0.61481 | 707 |  |  | 0.67601 | 82.3741 | 0.60189 | 679 | 13 | 16 | 1.0627 | 0.72861 | 11772 | 0.0096164 | 0.052603 | 0.023122 | 0.023098 | 0.024572 | 0.032683 | 0.033724 | -0.032269 | -0.0075226 | 0.0096164 | 0.026755 | 0.051501 | 0.0093832 | 0.034917 | 0.052603 | 0.070288 | 0.095822
Residential | 50 | 2014-05-16 | Per Ton | 8 | Residential¦50¦41775¦Per Ton¦8 |  |  | 0.19512 |  | 0.17497 | 707 |  |  | 0.19239 | 82.3741 | 0.17129 | 679 | 13 | 16 | 1.0627 | 0.20736 | 11772 | 0.0027368 | 0.01497 | 0.0065805 | 0.0065736 | 0.0069931 | 0.0093014 | 0.0095977 | -0.0091834 | -0.0021409 | 0.0027368 | 0.0076144 | 0.014657 | 0.0026704 | 0.0099373 | 0.01497 | 0.020003 | 0.02727
Residential | 100 | 2014-05-16 | Per Device | 8 | Residential¦100¦41775¦Per Device¦8 |  |  | 0.57825 |  | 0.58811 | 681 |  |  | 0.59279 | 82.4535 | 0.51493 | 662 | 13 | 16 | 1.1108 | 0.64234 | 10623 | -0.014537 | 0.049552 | 0.022536 | 0.020013 | 0.025034 | 0.03014 | 0.032051 | -0.053163 | -0.030342 | -0.014537 | 0.0012685 | 0.024089 | 0.0084782 | 0.032745 | 0.049552 | 0.06636 | 0.090627
Residential | 100 | 2014-05-16 | Per Ton | 8 | Residential¦100¦41775¦Per Ton¦8 |  |  | 0.15933 |  | 0.16204 | 681 |  |  | 0.16334 | 82.4535 | 0.14188 | 662 | 13 | 16 | 1.1108 | 0.17699 | 10623 | -0.0040055 | 0.013654 | 0.0062096 | 0.0055144 | 0.0068978 | 0.0083047 | 0.0088311 | -0.014648 | -0.0083604 | -0.0040055 | 0.0003495 | 0.0066374 | 0.0023361 | 0.0090225 | 0.013654 | 0.018285 | 0.024971
All | All | 2014-05-16 | Per Device | 9 | All¦All¦41775¦Per Device¦9 |  |  | 1.1165 |  | 3.0231 | 2823 |  |  | 1.2077 | 89.1708 | 4.116 | 2781 | 13 | 16 | 1.1343 | 1.2665 | 27058 | -0.091182 | 0.058773 | 0.056899 | 0.07805 | 0.064541 | 0.096588 | 0.10128 | -0.21497 | -0.14183 | -0.091182 | -0.040531 | 0.032601 | -0.07102 | 0.0056629 | 0.058773 | 0.11188 | 0.18857
All | All | 2014-05-16 | Per Ton | 9 | All¦All¦41775¦Per Ton¦9 |  |  | 0.30497 |  | 0.82577 | 2823 |  |  | 0.32988 | 89.1708 | 1.1243 | 2781 | 13 | 16 | 1.1343 | 0.34593 | 27058 | -0.024906 | 0.016054 | 0.015542 | 0.021319 | 0.017629 | 0.026383 | 0.027664 | -0.058718 | -0.038742 | -0.024906 | -0.011071 | 0.0089049 | -0.019399 | 0.0015468 | 0.016054 | 0.030561 | 0.051507
Non-Residential | All | 2014-05-16 | Per Device | 9 | Non-Residential¦All¦41775¦Per Device¦9 |  |  | 2.2905 |  | 3.9506 | 1435 |  |  | 2.4657 | 87.7152 | 5.5334 | 1440 | 13 | 16 | 1.1417 | 2.6149 | 4663 | -0.17525 | 0.14923 | 0.10429 | 0.14582 | 0.11906 | 0.17927 | 0.18825 | -0.405 | -0.26926 | -0.17525 | -0.08124 | 0.054498 | -0.092032 | 0.050505 | 0.14923 | 0.24795 | 0.39048
Non-Residential | All | 2014-05-16 | Per Ton | 9 | Non-Residential¦All¦41775¦Per Ton¦9 |  |  | 0.59022 |  | 1.018 | 1435 |  |  | 0.63538 | 87.7152 | 1.4259 | 1440 | 13 | 16 | 1.1417 | 0.67383 | 4663 | -0.04516 | 0.038453 | 0.026874 | 0.037576 | 0.030681 | 0.046197 | 0.04851 | -0.10436 | -0.069386 | -0.04516 | -0.020935 | 0.014043 | -0.023715 | 0.013015 | 0.038453 | 0.063892 | 0.10062
Non-Residential | 30 | 2014-05-16 | Per Device | 9 | Non-Residential¦30¦41775¦Per Device¦9 |  |  | 2.1761 |  | 3.5472 | 720 |  |  | 2.54 | 88.4715 | 6.1835 | 725 | 13 | 16 | 1.1847 | 2.5781 | 1336 | -0.36384 | 0.038078 | 0.1322 | 0.22965 | 0.15661 | 0.26498 | 0.27797 | -0.70343 | -0.5028 | -0.36384 | -0.22488 | -0.024251 | -0.31815 | -0.10769 | 0.038078 | 0.18385 | 0.39431
Non-Residential | 30 | 2014-05-16 | Per Ton | 9 | Non-Residential¦30¦41775¦Per Ton¦9 |  |  | 0.56007 |  | 0.91294 | 720 |  |  | 0.65371 | 88.4715 | 1.5915 | 725 | 13 | 16 | 1.1847 | 0.66351 | 1336 | -0.093641 | 0.0098 | 0.034023 | 0.059105 | 0.040307 | 0.068198 | 0.071541 | -0.18104 | -0.1294 | -0.093641 | -0.057878 | -0.0062414 | -0.081883 | -0.027716 | 0.0098 | 0.047316 | 0.10148
Non-Residential | 50 | 2014-05-16 | Per Device | 9 | Non-Residential¦50¦41775¦Per Device¦9 |  |  | 2.3414 |  | 4.1427 | 715 |  |  | 2.4177 | 87.3928 | 5.0028 | 715 | 13 | 16 | 1.1197 | 2.6217 | 3327 | -0.0763 | 0.20397 | 0.15493 | 0.18709 | 0.17348 | 0.24291 | 0.25514 | -0.38761 | -0.20368 | -0.0763 | 0.051085 | 0.23501 | -0.123 | 0.070177 | 0.20397 | 0.33777 | 0.53095
Non-Residential | 50 | 2014-05-16 | Per Ton | 9 | Non-Residential¦50¦41775¦Per Ton¦9 |  |  | 0.60372 |  | 1.0682 | 715 |  |  | 0.62339 | 87.3928 | 1.2899 | 715 | 13 | 16 | 1.1197 | 0.67599 | 3327 | -0.019673 | 0.052593 | 0.039948 | 0.048241 | 0.044729 | 0.062634 | 0.065787 | -0.099942 | -0.052519 | -0.019673 | 0.013172 | 0.060595 | -0.031716 | 0.018095 | 0.052593 | 0.087092 | 0.1369
Residential | All | 2014-05-16 | Per Device | 9 | Residential¦All¦41775¦Per Device¦9 |  |  | 0.67403 |  | 0.70486 | 1388 |  |  | 0.70776 | 89.4654 | 0.69737 | 1341 | 13 | 16 | 1.0832 | 0.73011 | 22395 | -0.03373 | 0.022353 | 0.018919 | 0.019044 | 0.020494 | 0.026844 | 0.027976 | -0.068132 | -0.047807 | -0.03373 | -0.019653 | 0.0006721 | -0.013499 | 0.0076826 | 0.022353 | 0.037024 | 0.058206
Residential | All | 2014-05-16 | Per Ton | 9 | Residential¦All¦41775¦Per Ton¦9 |  |  | 0.1888 |  | 0.19743 | 1388 |  |  | 0.19824 | 89.4654 | 0.19533 | 1341 | 13 | 16 | 1.0832 | 0.20451 | 22395 | -0.0094478 | 0.0062612 | 0.0052994 | 0.0053341 | 0.0057403 | 0.0075191 | 0.0078361 | -0.019084 | -0.013391 | -0.0094478 | -0.0055048 | 0.0001883 | -0.0037812 | 0.0021519 | 0.0062612 | 0.01037 | 0.016303
Residential | 50 | 2014-05-16 | Per Device | 9 | Residential¦50¦41775¦Per Device¦9 |  |  | 0.72498 |  | 0.73202 | 707 |  |  | 0.75695 | 89.699 | 0.7757 | 679 | 13 | 16 | 1.0627 | 0.77043 | 11772 | -0.031969 | 0.013484 | 0.02753 | 0.029768 | 0.029257 | 0.040547 | 0.041739 | -0.083933 | -0.053233 | -0.031969 | -0.010706 | 0.019994 | -0.040006 | -0.0084035 | 0.013484 | 0.035372 | 0.066975
Residential | 50 | 2014-05-16 | Per Ton | 9 | Residential¦50¦41775¦Per Ton¦9 |  |  | 0.20632 |  | 0.20833 | 707 |  |  | 0.21542 | 89.699 | 0.22076 | 679 | 13 | 16 | 1.0627 | 0.21926 | 11772 | -0.0090983 | 0.0038375 | 0.007835 | 0.0084719 | 0.0083262 | 0.011539 | 0.011879 | -0.023887 | -0.01515 | -0.0090983 | -0.0030469 | 0.0056902 | -0.011385 | -0.0023916 | 0.0038375 | 0.010067 | 0.019061
Residential | 100 | 2014-05-16 | Per Device | 9 | Residential¦100¦41775¦Per Device¦9 |  |  | 0.61933 |  | 0.67467 | 681 |  |  | 0.65546 | 89.2011 | 0.60645 | 662 | 13 | 16 | 1.1108 | 0.68798 | 10623 | -0.03613 | 0.032512 | 0.025854 | 0.023571 | 0.028719 | 0.034985 | 0.037153 | -0.080966 | -0.054477 | -0.03613 | -0.017784 | 0.0087051 | -0.015102 | 0.013029 | 0.032512 | 0.051995 | 0.080126
Residential | 100 | 2014-05-16 | Per Ton | 9 | Residential¦100¦41775¦Per Ton¦9 |  |  | 0.17065 |  | 0.1859 | 681 |  |  | 0.1806 | 89.2011 | 0.1671 | 662 | 13 | 16 | 1.1108 | 0.18956 | 10623 | -0.0099553 | 0.0089583 | 0.0071236 | 0.0064945 | 0.0079131 | 0.0096398 | 0.010237 | -0.022309 | -0.01501 | -0.0099553 | -0.0049002 | 0.0023986 | -0.004161 | 0.00359 | 0.0089583 | 0.014327 | 0.022077
All | All | 2014-05-16 | Per Device | 10 | All¦All¦41775¦Per Device¦10 |  |  | 1.2984 |  | 3.4484 | 2823 |  |  | 1.4486 | 91.7602 | 4.7437 | 2781 | 13 | 16 | 1.1343 | 1.4728 | 27058 | -0.15019 | 0.024202 | 0.064902 | 0.089954 | 0.073619 | 0.11092 | 0.11624 | -0.29234 | -0.20835 | -0.15019 | -0.092018 | -0.0080322 | -0.12476 | -0.036754 | 0.024202 | 0.085158 | 0.17317
All | All | 2014-05-16 | Per Ton | 10 | All¦All¦41775¦Per Ton¦10 |  |  | 0.35466 |  | 0.94192 | 2823 |  |  | 0.39568 | 91.7602 | 1.2958 | 2781 | 13 | 16 | 1.1343 | 0.40229 | 27058 | -0.041023 | 0.0066108 | 0.017728 | 0.024571 | 0.020109 | 0.030299 | 0.031751 | -0.079853 | -0.056912 | -0.041023 | -0.025135 | -0.002194 | -0.034079 | -0.010039 | 0.0066108 | 0.023261 | 0.047301
Non-Residential | All | 2014-05-16 | Per Device | 10 | Non-Residential¦All¦41775¦Per Device¦10 |  |  | 2.7623 |  | 4.4234 | 1435 |  |  | 3.0683 | 90.5127 | 6.2913 | 1440 | 13 | 16 | 1.1417 | 3.1537 | 4663 | -0.30596 | 0.085361 | 0.11677 | 0.16579 | 0.13331 | 0.20278 | 0.21274 | -0.56584 | -0.4123 | -0.30596 | -0.19962 | -0.046086 | -0.18728 | -0.026199 | 0.085361 | 0.19692 | 0.358
Non-Residential | All | 2014-05-16 | Per Ton | 10 | Non-Residential¦All¦41775¦Per Ton¦10 |  |  | 0.71182 |  | 1.1399 | 1435 |  |  | 0.79066 | 90.5127 | 1.6212 | 1440 | 13 | 16 | 1.1417 | 0.81266 | 4663 | -0.078843 | 0.021996 | 0.03009 | 0.042722 | 0.034353 | 0.052255 | 0.05482 | -0.14581 | -0.10625 | -0.078843 | -0.051441 | -0.011876 | -0.048259 | -0.0067513 | 0.021996 | 0.050744 | 0.092252
Non-Residential | 30 | 2014-05-16 | Per Device | 10 | Non-Residential¦30¦41775¦Per Device¦10 |  |  | 2.6732 |  | 4 | 720 |  |  | 3.1549 | 91.2063 | 7.0084 | 725 | 13 | 16 | 1.1847 | 3.1669 | 1336 | -0.48176 | 0.011954 | 0.14907 | 0.26029 | 0.1766 | 0.29995 | 0.31454 | -0.86616 | -0.63906 | -0.48176 | -0.32447 | -0.097357 | -0.39115 | -0.15299 | 0.011954 | 0.1769 | 0.41506
Non-Residential | 30 | 2014-05-16 | Per Ton | 10 | Non-Residential¦30¦41775¦Per Ton¦10 |  |  | 0.68799 |  | 1.0295 | 720 |  |  | 0.81198 | 91.2063 | 1.8037 | 725 | 13 | 16 | 1.1847 | 0.81506 | 1336 | -0.12399 | 0.0030766 | 0.038366 | 0.066989 | 0.045452 | 0.077198 | 0.080953 | -0.22292 | -0.16447 | -0.12399 | -0.083507 | -0.025057 | -0.10067 | -0.039376 | 0.0030766 | 0.045529 | 0.10682
Non-Residential | 50 | 2014-05-16 | Per Device | 10 | Non-Residential¦50¦41775¦Per Device¦10 |  |  | 2.7987 |  | 4.6203 | 715 |  |  | 3.0116 | 90.217 | 5.7024 | 715 | 13 | 16 | 1.1197 | 3.1337 | 3327 | -0.21293 | 0.12207 | 0.17279 | 0.21326 | 0.19347 | 0.27447 | 0.28794 | -0.56469 | -0.35687 | -0.21293 | -0.068999 | 0.13882 | -0.24694 | -0.028926 | 0.12207 | 0.27307 | 0.49109
Non-Residential | 50 | 2014-05-16 | Per Ton | 10 | Non-Residential¦50¦41775¦Per Ton¦10 |  |  | 0.72161 |  | 1.1913 | 715 |  |  | 0.77652 | 90.217 | 1.4703 | 715 | 13 | 16 | 1.1197 | 0.80799 | 3327 | -0.054904 | 0.031475 | 0.044553 | 0.054988 | 0.049886 | 0.070771 | 0.074245 | -0.1456 | -0.092016 | -0.054904 | -0.017791 | 0.035794 | -0.063673 | -0.0074584 | 0.031475 | 0.070409 | 0.12662
Residential | All | 2014-05-16 | Per Device | 10 | Residential¦All¦41775¦Per Device¦10 |  |  | 0.74564 |  | 0.85816 | 1388 |  |  | 0.80445 | 92.0127 | 0.85491 | 1341 | 13 | 16 | 1.0832 | 0.80768 | 22395 | -0.058809 | 0.0032321 | 0.023034 | 0.023346 | 0.024951 | 0.032796 | 0.03417 | -0.10084 | -0.076008 | -0.058809 | -0.041611 | -0.016779 | -0.040558 | -0.014686 | 0.0032321 | 0.021151 | 0.047022
Residential | All | 2014-05-16 | Per Ton | 10 | Residential¦All¦41775¦Per Ton¦10 |  |  | 0.20885 |  | 0.24037 | 1388 |  |  | 0.22533 | 92.0127 | 0.23946 | 1341 | 13 | 16 | 1.0832 | 0.22623 | 22395 | -0.016473 | 0.0009053 | 0.006452 | 0.0065391 | 0.0069888 | 0.0091863 | 0.009571 | -0.028245 | -0.02129 | -0.016473 | -0.011655 | -0.0046998 | -0.01136 | -0.0041137 | 0.0009053 | 0.0059243 | 0.013171
Residential | 50 | 2014-05-16 | Per Device | 10 | Residential¦50¦41775¦Per Device¦10 |  |  | 0.82635 |  | 0.95852 | 707 |  |  | 0.83703 | 92.3509 | 0.91898 | 679 | 13 | 16 | 1.0627 | 0.87816 | 11772 | -0.010684 | 0.041125 | 0.036049 | 0.035267 | 0.038309 | 0.050431 | 0.052071 | -0.075315 | -0.037131 | -0.010684 | 0.015762 | 0.053946 | -0.025607 | 0.013819 | 0.041125 | 0.06843 | 0.10786
Residential | 50 | 2014-05-16 | Per Ton | 10 | Residential¦50¦41775¦Per Ton¦10 |  |  | 0.23517 |  | 0.27279 | 707 |  |  | 0.23821 | 92.3509 | 0.26154 | 679 | 13 | 16 | 1.0627 | 0.24992 | 11772 | -0.0030407 | 0.011704 | 0.010259 | 0.010037 | 0.010903 | 0.014352 | 0.014819 | -0.021434 | -0.010567 | -0.0030407 | 0.0044856 | 0.015352 | -0.0072875 | 0.0039327 | 0.011704 | 0.019475 | 0.030695
Residential | 100 | 2014-05-16 | Per Device | 10 | Residential¦100¦41775¦Per Device¦10 |  |  | 0.65868 |  | 0.73621 | 681 |  |  | 0.77 | 91.63 | 0.78491 | 662 | 13 | 16 | 1.1108 | 0.73168 | 10623 | -0.11132 | -0.038315 | 0.028212 | 0.030506 | 0.031338 | 0.041552 | 0.043735 | -0.16457 | -0.13311 | -0.11132 | -0.089529 | -0.058068 | -0.094364 | -0.06125 | -0.038315 | -0.015381 | 0.017733
Residential | 100 | 2014-05-16 | Per Ton | 10 | Residential¦100¦41775¦Per Ton¦10 |  |  | 0.18149 |  | 0.20285 | 681 |  |  | 0.21216 | 91.63 | 0.21627 | 662 | 13 | 16 | 1.1108 | 0.20161 | 10623 | -0.030672 | -0.010557 | 0.0077733 | 0.0084057 | 0.0086348 | 0.011449 | 0.012051 | -0.045345 | -0.036676 | -0.030672 | -0.024668 | -0.016 | -0.026001 | -0.016877 | -0.010557 | -0.004238 | 0.0048861
All | All | 2014-05-16 | Per Device | 11 | All¦All¦41775¦Per Device¦11 |  |  | 1.4674 |  | 3.817 | 2823 |  |  | 1.6483 | 94.2735 | 5.1001 | 2781 | 13 | 16 | 1.1343 | 1.6645 | 27058 | -0.18087 | 0.016219 | 0.07184 | 0.096712 | 0.081489 | 0.12048 | 0.12647 | -0.33526 | -0.24405 | -0.18087 | -0.11769 | -0.026473 | -0.14585 | -0.0501 | 0.016219 | 0.082538 | 0.17829
All | All | 2014-05-16 | Per Ton | 11 | All¦All¦41775¦Per Ton¦11 |  |  | 0.40082 |  | 1.0426 | 2823 |  |  | 0.45023 | 94.2735 | 1.3931 | 2781 | 13 | 16 | 1.1343 | 0.45466 | 27058 | -0.049404 | 0.0044303 | 0.019623 | 0.026417 | 0.022259 | 0.032908 | 0.034544 | -0.091577 | -0.066661 | -0.049404 | -0.032147 | -0.0072312 | -0.03984 | -0.013685 | 0.0044303 | 0.022545 | 0.0487
Non-Residential | All | 2014-05-16 | Per Device | 11 | Non-Residential¦All¦41775¦Per Device¦11 |  |  | 3.1332 |  | 4.8438 | 1435 |  |  | 3.532 | 92.9221 | 6.6713 | 1440 | 13 | 16 | 1.1417 | 3.5771 | 4663 | -0.39881 | 0.045052 | 0.12787 | 0.1758 | 0.14598 | 0.21739 | 0.22851 | -0.67741 | -0.51281 | -0.39881 | -0.28482 | -0.12022 | -0.2478 | -0.07478 | 0.045052 | 0.16488 | 0.3379
Non-Residential | All | 2014-05-16 | Per Ton | 11 | Non-Residential¦All¦41775¦Per Ton¦11 |  |  | 0.80739 |  | 1.2482 | 1435 |  |  | 0.91016 | 92.9221 | 1.7191 | 1440 | 13 | 16 | 1.1417 | 0.92177 | 4663 | -0.10277 | 0.011609 | 0.03295 | 0.045302 | 0.037618 | 0.056018 | 0.058885 | -0.17456 | -0.13215 | -0.10277 | -0.073394 | -0.03098 | -0.063854 | -0.01927 | 0.011609 | 0.042488 | 0.087073
Non-Residential | 30 | 2014-05-16 | Per Device | 11 | Non-Residential¦30¦41775¦Per Device¦11 |  |  | 3.0441 |  | 4.3518 | 720 |  |  | 3.5632 | 93.5969 | 7.0457 | 725 | 13 | 16 | 1.1847 | 3.6063 | 1336 | -0.51914 | 0.043071 | 0.16218 | 0.26167 | 0.19213 | 0.30785 | 0.32463 | -0.91367 | -0.68058 | -0.51914 | -0.3577 | -0.12461 | -0.37296 | -0.12717 | 0.043071 | 0.21331 | 0.4591
Non-Residential | 30 | 2014-05-16 | Per Ton | 11 | Non-Residential¦30¦41775¦Per Ton¦11 |  |  | 0.78344 |  | 1.12 | 720 |  |  | 0.91706 | 93.5969 | 1.8133 | 725 | 13 | 16 | 1.1847 | 0.92814 | 1336 | -0.13361 | 0.011085 | 0.04174 | 0.067345 | 0.049449 | 0.079232 | 0.08355 | -0.23515 | -0.17516 | -0.13361 | -0.092062 | -0.032072 | -0.095989 | -0.032729 | 0.011085 | 0.054899 | 0.11816
Non-Residential | 50 | 2014-05-16 | Per Device | 11 | Non-Residential¦50¦41775¦Per Device¦11 |  |  | 3.1685 |  | 5.0737 | 715 |  |  | 3.5023 | 92.6345 | 6.3338 | 715 | 13 | 16 | 1.1197 | 3.5477 | 3327 | -0.33385 | 0.045425 | 0.18975 | 0.23687 | 0.21246 | 0.3035 | 0.31819 | -0.7228 | -0.493 | -0.33385 | -0.17469 | 0.0551 | -0.36236 | -0.12144 | 0.045425 | 0.21229 | 0.45321
Non-Residential | 50 | 2014-05-16 | Per Ton | 11 | Non-Residential¦50¦41775¦Per Ton¦11 |  |  | 0.81697 |  | 1.3082 | 715 |  |  | 0.90305 | 92.6345 | 1.6331 | 715 | 13 | 16 | 1.1197 | 0.91476 | 3327 | -0.086081 | 0.011713 | 0.048925 | 0.061075 | 0.054781 | 0.078255 | 0.082044 | -0.18637 | -0.12712 | -0.086081 | -0.045044 | 0.014207 | -0.093431 | -0.031311 | 0.011713 | 0.054736 | 0.11686
Residential | All | 2014-05-16 | Per Device | 11 | Residential¦All¦41775¦Per Device¦11 |  |  | 0.83738 |  | 1.0183 | 1388 |  |  | 0.89895 | 94.547 | 0.99236 | 1341 | 13 | 16 | 1.0832 | 0.90706 | 22395 | -0.061568 | 0.0081068 | 0.027333 | 0.027099 | 0.029607 | 0.03849 | 0.040137 | -0.11089 | -0.081752 | -0.061568 | -0.041384 | -0.012242 | -0.04333 | -0.012941 | 0.0081068 | 0.029154 | 0.059544
Residential | All | 2014-05-16 | Per Ton | 11 | Residential¦All¦41775¦Per Ton¦11 |  |  | 0.23455 |  | 0.28523 | 1388 |  |  | 0.2518 | 94.547 | 0.27796 | 1341 | 13 | 16 | 1.0832 | 0.25407 | 22395 | -0.017245 | 0.0022707 | 0.007656 | 0.0075905 | 0.008293 | 0.010781 | 0.011242 | -0.031062 | -0.022899 | -0.017245 | -0.011592 | -0.003429 | -0.012137 | -0.0036247 | 0.0022707 | 0.0081662 | 0.016678
Residential | 50 | 2014-05-16 | Per Device | 11 | Residential¦50¦41775¦Per Device¦11 |  |  | 0.92043 |  | 1.1112 | 707 |  |  | 0.95315 | 94.9141 | 1.0743 | 679 | 13 | 16 | 1.0627 | 0.97814 | 11772 | -0.032719 | 0.024989 | 0.04179 | 0.041228 | 0.04441 | 0.058704 | 0.060598 | -0.10795 | -0.063504 | -0.032719 | -0.0019348 | 0.042513 | -0.052671 | -0.0067889 | 0.024989 | 0.056766 | 0.10265
Residential | 50 | 2014-05-16 | Per Ton | 11 | Residential¦50¦41775¦Per Ton¦11 |  |  | 0.26195 |  | 0.31624 | 707 |  |  | 0.27126 | 94.9141 | 0.30574 | 679 | 13 | 16 | 1.0627 | 0.27837 | 11772 | -0.0093117 | 0.0071115 | 0.011893 | 0.011733 | 0.012639 | 0.016707 | 0.017246 | -0.030722 | -0.018073 | -0.0093117 | -0.0005506 | 0.012099 | -0.01499 | -0.0019321 | 0.0071115 | 0.016155 | 0.029213
Residential | 100 | 2014-05-16 | Per Device | 11 | Residential¦100¦41775¦Per Device¦11 |  |  | 0.74797 |  | 0.90949 | 681 |  |  | 0.8414 | 94.1317 | 0.90113 | 662 | 13 | 16 | 1.1108 | 0.83087 | 10623 | -0.093424 | -0.010524 | 0.034852 | 0.035023 | 0.038714 | 0.049409 | 0.052206 | -0.15674 | -0.11933 | -0.093424 | -0.067514 | -0.030104 | -0.077429 | -0.037901 | -0.010524 | 0.016852 | 0.05638
Residential | 100 | 2014-05-16 | Per Ton | 11 | Residential¦100¦41775¦Per Ton¦11 |  |  | 0.20609 |  | 0.2506 | 681 |  |  | 0.23184 | 94.1317 | 0.24829 | 662 | 13 | 16 | 1.1108 | 0.22894 | 10623 | -0.025742 | -0.0028999 | 0.0096029 | 0.0096503 | 0.010667 | 0.013614 | 0.014385 | -0.043189 | -0.032881 | -0.025742 | -0.018603 | -0.0082947 | -0.021334 | -0.010443 | -0.0028999 | 0.0046434 | 0.015535
All | All | 2014-05-16 | Per Device | 12 | All¦All¦41775¦Per Device¦12 |  |  | 1.6207 |  | 4 | 2823 |  |  | 1.8384 | 95.1308 | 5.3543 | 2781 | 13 | 16 | 1.1343 | 1.8384 | 27058 | -0.21768 | -8.11e-08 | 0.075285 | 0.10153 | 0.085397 | 0.1264 | 0.13267 | -0.37966 | -0.28396 | -0.21768 | -0.15139 | -0.055688 | -0.17002 | -0.069572 | -8.11e-08 | 0.069572 | 0.17002
All | All | 2014-05-16 | Per Ton | 12 | All¦All¦41775¦Per Ton¦12 |  |  | 0.44269 |  | 1.0926 | 2823 |  |  | 0.50215 | 95.1308 | 1.4625 | 2781 | 13 | 16 | 1.1343 | 0.50215 | 27058 | -0.059458 | -1.93e-08 | 0.020564 | 0.027734 | 0.023326 | 0.034526 | 0.036239 | -0.1037 | -0.077563 | -0.059458 | -0.041353 | -0.015211 | -0.046442 | -0.019004 | -1.93e-08 | 0.019004 | 0.046442
Non-Residential | All | 2014-05-16 | Per Device | 12 | Non-Residential¦All¦41775¦Per Device¦12 |  |  | 3.3643 |  | 5.0365 | 1435 |  |  | 3.8409 | 93.4633 | 6.9447 | 1440 | 13 | 16 | 1.1417 | 3.8409 | 4663 | -0.47661 | 2.46e-07 | 0.13296 | 0.18301 | 0.15179 | 0.22621 | 0.23777 | -0.7665 | -0.59523 | -0.47661 | -0.35798 | -0.18671 | -0.30471 | -0.12468 | 2.46e-07 | 0.12469 | 0.30471
Non-Residential | All | 2014-05-16 | Per Ton | 12 | Non-Residential¦All¦41775¦Per Ton¦12 |  |  | 0.86694 |  | 1.2979 | 1435 |  |  | 0.98976 | 93.4633 | 1.7896 | 1440 | 13 | 16 | 1.1417 | 0.98976 | 4663 | -0.12282 | 5.25e-08 | 0.034261 | 0.047159 | 0.039115 | 0.058291 | 0.061269 | -0.19752 | -0.15338 | -0.12282 | -0.092248 | -0.048113 | -0.07852 | -0.03213 | 5.25e-08 | 0.03213 | 0.07852
Non-Residential | 30 | 2014-05-16 | Per Device | 12 | Non-Residential¦30¦41775¦Per Device¦12 |  |  | 3.2824 |  | 4.5502 | 720 |  |  | 3.8887 | 94.0935 | 7.3966 | 725 | 13 | 16 | 1.1847 | 3.8887 | 1336 | -0.60624 | 1.89e-07 | 0.16958 | 0.2747 | 0.2009 | 0.32283 | 0.34032 | -1.02 | -0.77553 | -0.60624 | -0.43695 | -0.19252 | -0.43614 | -0.17847 | 1.89e-07 | 0.17847 | 0.43614
Non-Residential | 30 | 2014-05-16 | Per Ton | 12 | Non-Residential¦30¦41775¦Per Ton¦12 |  |  | 0.84479 |  | 1.1711 | 720 |  |  | 1.0008 | 94.0935 | 1.9036 | 725 | 13 | 16 | 1.1847 | 1.0008 | 1336 | -0.15603 | 2.55e-08 | 0.043644 | 0.070699 | 0.051704 | 0.083086 | 0.087589 | -0.2625 | -0.1996 | -0.15603 | -0.11246 | -0.049548 | -0.11225 | -0.045932 | 2.55e-08 | 0.045932 | 0.11225
Non-Residential | 50 | 2014-05-16 | Per Device | 12 | Non-Residential¦50¦41775¦Per Device¦12 |  |  | 3.395 |  | 5.2606 | 715 |  |  | 3.8014 | 93.1947 | 6.5469 | 715 | 13 | 16 | 1.1197 | 3.8014 | 3327 | -0.4064 | 2.4e-07 | 0.19673 | 0.24484 | 0.22028 | 0.31409 | 0.32935 | -0.80891 | -0.5711 | -0.4064 | -0.24169 | -0.0038758 | -0.42208 | -0.17271 | 2.4e-07 | 0.17271 | 0.42208
Non-Residential | 50 | 2014-05-16 | Per Ton | 12 | Non-Residential¦50¦41775¦Per Ton¦12 |  |  | 0.87539 |  | 1.3564 | 715 |  |  | 0.98018 | 93.1947 | 1.6881 | 715 | 13 | 16 | 1.1197 | 0.98018 | 3327 | -0.10479 | 6.77e-08 | 0.050727 | 0.06313 | 0.056799 | 0.080985 | 0.084921 | -0.20857 | -0.14726 | -0.10479 | -0.062317 | -0.0009993 | -0.10883 | -0.044532 | 6.77e-08 | 0.044533 | 0.10883
Residential | All | 2014-05-16 | Per Device | 12 | Residential¦All¦41775¦Per Device¦12 |  |  | 0.96214 |  | 1.1424 | 1388 |  |  | 1.0422 | 95.4683 | 1.1751 | 1341 | 13 | 16 | 1.0832 | 1.0422 | 22395 | -0.080056 | -9.34e-08 | 0.030664 | 0.032089 | 0.033216 | 0.044385 | 0.046184 | -0.13694 | -0.10333 | -0.080056 | -0.05678 | -0.023175 | -0.059187 | -0.024219 | -9.34e-08 | 0.024219 | 0.059187
Residential | All | 2014-05-16 | Per Ton | 12 | Residential¦All¦41775¦Per Ton¦12 |  |  | 0.2695 |  | 0.32 | 1388 |  |  | 0.29192 | 95.4683 | 0.32914 | 1341 | 13 | 16 | 1.0832 | 0.29192 | 22395 | -0.022424 | -1.5e-08 | 0.0085891 | 0.0089881 | 0.0093038 | 0.012432 | 0.012936 | -0.038356 | -0.028943 | -0.022424 | -0.015904 | -0.0064912 | -0.016578 | -0.0067838 | -1.5e-08 | 0.0067837 | 0.016578
Residential | 50 | 2014-05-16 | Per Device | 12 | Residential¦50¦41775¦Per Device¦12 |  |  | 1.0483 |  | 1.2081 | 707 |  |  | 1.1141 | 95.9513 | 1.2537 | 679 | 13 | 16 | 1.0627 | 1.1141 | 11772 | -0.065726 | -2.34e-08 | 0.045436 | 0.048114 | 0.048285 | 0.066177 | 0.068165 | -0.15054 | -0.10043 | -0.065726 | -0.031023 | 0.019083 | -0.087356 | -0.035745 | -2.34e-08 | 0.035745 | 0.087356
Residential | 50 | 2014-05-16 | Per Ton | 12 | Residential¦50¦41775¦Per Ton¦12 |  |  | 0.29835 |  | 0.34382 | 707 |  |  | 0.31705 | 95.9513 | 0.35681 | 679 | 13 | 16 | 1.0627 | 0.31705 | 11772 | -0.018705 | 1.69e-08 | 0.012931 | 0.013693 | 0.013742 | 0.018834 | 0.019399 | -0.042841 | -0.028582 | -0.018705 | -0.008829 | 0.0054309 | -0.024861 | -0.010173 | 1.69e-08 | 0.010173 | 0.024861
Residential | 100 | 2014-05-16 | Per Device | 12 | Residential¦100¦41775¦Per Device¦12 |  |  | 0.86944 |  | 1.068 | 681 |  |  | 0.9658 | 94.9217 | 1.0882 | 662 | 13 | 16 | 1.1108 | 0.9658 | 10623 | -0.096362 | -1.7e-08 | 0.040924 | 0.042295 | 0.04546 | 0.058853 | 0.062092 | -0.17178 | -0.12722 | -0.096362 | -0.065499 | -0.020939 | -0.079575 | -0.032561 | -1.7e-08 | 0.032561 | 0.079575
Residential | 100 | 2014-05-16 | Per Ton | 12 | Residential¦100¦41775¦Per Ton¦12 |  |  | 0.23956 |  | 0.29426 | 681 |  |  | 0.26611 | 94.9217 | 0.29984 | 662 | 13 | 16 | 1.1108 | 0.26611 | 10623 | -0.026551 | -7.3e-09 | 0.011276 | 0.011654 | 0.012526 | 0.016216 | 0.017109 | -0.047333 | -0.035055 | -0.026551 | -0.018048 | -0.0057695 | -0.021926 | -0.0089718 | -7.3e-09 | 0.0089718 | 0.021926
All | All | 2014-05-16 | Per Device | 13 | All¦All¦41775¦Per Device¦13 |  |  | 1.7412 |  | 4.0764 | 2823 |  |  | 1.787 | 95.0252 | 5.1823 | 2781 | 13 | 16 | 1.1343 | 1.975 | 27058 | -0.045791 | 0.18806 | 0.076721 | 0.098271 | 0.087026 | 0.12467 | 0.13127 | -0.20557 | -0.11117 | -0.045791 | 0.019588 | 0.11398 | 0.019841 | 0.11923 | 0.18806 | 0.2569 | 0.35629
All | All | 2014-05-16 | Per Ton | 13 | All¦All¦41775¦Per Ton¦13 |  |  | 0.4756 |  | 1.1135 | 2823 |  |  | 0.48811 | 95.0252 | 1.4156 | 2781 | 13 | 16 | 1.1343 | 0.53948 | 27058 | -0.012508 | 0.05137 | 0.020956 | 0.026843 | 0.023771 | 0.034054 | 0.035855 | -0.05615 | -0.030366 | -0.012508 | 0.0053504 | 0.031135 | 0.0054195 | 0.032567 | 0.05137 | 0.070172 | 0.09732
Non-Residential | All | 2014-05-16 | Per Device | 13 | Non-Residential¦All¦41775¦Per Device¦13 |  |  | 3.459 |  | 5.1124 | 1435 |  |  | 3.7264 | 93.4234 | 6.7377 | 1440 | 13 | 16 | 1.1417 | 3.949 | 4663 | -0.26736 | 0.22266 | 0.13496 | 0.17755 | 0.15408 | 0.22302 | 0.23509 | -0.55318 | -0.38432 | -0.26736 | -0.15041 | 0.018452 | -0.078614 | 0.099381 | 0.22266 | 0.34594 | 0.52393
Non-Residential | All | 2014-05-16 | Per Ton | 13 | Non-Residential¦All¦41775¦Per Ton¦13 |  |  | 0.89135 |  | 1.3174 | 1435 |  |  | 0.96024 | 93.4234 | 1.7362 | 1440 | 13 | 16 | 1.1417 | 1.0176 | 4663 | -0.068896 | 0.057377 | 0.034777 | 0.045753 | 0.039704 | 0.05747 | 0.060579 | -0.14255 | -0.099033 | -0.068896 | -0.038759 | 0.0047549 | -0.020258 | 0.025609 | 0.057377 | 0.089144 | 0.13501
Non-Residential | 30 | 2014-05-16 | Per Device | 13 | Non-Residential¦30¦41775¦Per Device¦13 |  |  | 3.3753 |  | 4.5838 | 720 |  |  | 3.8185 | 94.0323 | 6.8666 | 725 | 13 | 16 | 1.1847 | 3.9987 | 1336 | -0.44318 | 0.18021 | 0.17083 | 0.25502 | 0.20238 | 0.30695 | 0.32556 | -0.83655 | -0.60415 | -0.44318 | -0.28222 | -0.049813 | -0.23702 | 0.0094804 | 0.18021 | 0.35093 | 0.59743
Non-Residential | 30 | 2014-05-16 | Per Ton | 13 | Non-Residential¦30¦41775¦Per Ton¦13 |  |  | 0.86869 |  | 1.1797 | 720 |  |  | 0.98276 | 94.0323 | 1.7673 | 725 | 13 | 16 | 1.1847 | 1.0291 | 1336 | -0.11406 | 0.04638 | 0.043966 | 0.065634 | 0.052086 | 0.078999 | 0.08379 | -0.2153 | -0.15549 | -0.11406 | -0.072634 | -0.01282 | -0.061002 | 0.00244 | 0.04638 | 0.090319 | 0.15376
Non-Residential | 50 | 2014-05-16 | Per Device | 13 | Non-Residential¦50¦41775¦Per Device¦13 |  |  | 3.4901 |  | 5.3583 | 715 |  |  | 3.6643 | 93.1639 | 6.5607 | 715 | 13 | 16 | 1.1197 | 3.9079 | 3327 | -0.17423 | 0.24354 | 0.20039 | 0.24536 | 0.22437 | 0.31679 | 0.33248 | -0.58021 | -0.34036 | -0.17423 | -0.008108 | 0.23175 | -0.18255 | 0.069188 | 0.24354 | 0.41789 | 0.66963
Non-Residential | 50 | 2014-05-16 | Per Ton | 13 | Non-Residential¦50¦41775¦Per Ton¦13 |  |  | 0.8999 |  | 1.3816 | 715 |  |  | 0.94482 | 93.1639 | 1.6916 | 715 | 13 | 16 | 1.1197 | 1.0076 | 3327 | -0.044924 | 0.062795 | 0.051669 | 0.063263 | 0.057854 | 0.081682 | 0.085728 | -0.1496 | -0.087758 | -0.044924 | -0.0020906 | 0.059755 | -0.047069 | 0.01784 | 0.062795 | 0.10775 | 0.17266
Residential | All | 2014-05-16 | Per Device | 13 | Residential¦All¦41775¦Per Device¦13 |  |  | 1.0949 |  | 1.2799 | 1388 |  |  | 1.0159 | 95.3494 | 1.0483 | 1341 | 13 | 16 | 1.0832 | 1.186 | 22395 | 0.078966 | 0.17007 | 0.034355 | 0.028626 | 0.037214 | 0.044718 | 0.04695 | 0.021658 | 0.055516 | 0.078966 | 0.10242 | 0.13627 | 0.1099 | 0.14545 | 0.17007 | 0.19469 | 0.23023
Residential | All | 2014-05-16 | Per Ton | 13 | Residential¦All¦41775¦Per Ton¦13 |  |  | 0.30667 |  | 0.35851 | 1388 |  |  | 0.28456 | 95.3494 | 0.29362 | 1341 | 13 | 16 | 1.0832 | 0.33219 | 22395 | 0.022119 | 0.047636 | 0.0096229 | 0.0080182 | 0.010424 | 0.012526 | 0.013151 | 0.0060663 | 0.01555 | 0.022119 | 0.028687 | 0.038171 | 0.030782 | 0.040739 | 0.047636 | 0.054532 | 0.064489
Residential | 50 | 2014-05-16 | Per Device | 13 | Residential¦50¦41775¦Per Device¦13 |  |  | 1.2037 |  | 1.3524 | 707 |  |  | 1.1462 | 95.8812 | 1.1762 | 679 | 13 | 16 | 1.0627 | 1.2792 | 11772 | 0.057511 | 0.13298 | 0.050863 | 0.045139 | 0.054052 | 0.068004 | 0.070421 | -0.02964 | 0.021849 | 0.057511 | 0.093172 | 0.14466 | 0.04273 | 0.09605 | 0.13298 | 0.16991 | 0.22323
Residential | 50 | 2014-05-16 | Per Ton | 13 | Residential¦50¦41775¦Per Ton¦13 |  |  | 0.34257 |  | 0.38489 | 707 |  |  | 0.3262 | 95.8812 | 0.33474 | 679 | 13 | 16 | 1.0627 | 0.36404 | 11772 | 0.016367 | 0.037845 | 0.014475 | 0.012846 | 0.015383 | 0.019354 | 0.020041 | -0.0084354 | 0.0062181 | 0.016367 | 0.026516 | 0.04117 | 0.012161 | 0.027335 | 0.037845 | 0.048355 | 0.063529
Residential | 100 | 2014-05-16 | Per Device | 13 | Residential¦100¦41775¦Per Device¦13 |  |  | 0.9777 |  | 1.1962 | 681 |  |  | 0.87689 | 94.7478 | 0.88779 | 662 | 13 | 16 | 1.1108 | 1.0861 | 10623 | 0.10081 | 0.20917 | 0.045837 | 0.034505 | 0.050917 | 0.057372 | 0.061507 | 0.027284 | 0.070723 | 0.10081 | 0.1309 | 0.17433 | 0.13035 | 0.17692 | 0.20917 | 0.24142 | 0.28799
Residential | 100 | 2014-05-16 | Per Ton | 13 | Residential¦100¦41775¦Per Ton¦13 |  |  | 0.26939 |  | 0.32958 | 681 |  |  | 0.24162 | 94.7478 | 0.24462 | 662 | 13 | 16 | 1.1108 | 0.29925 | 10623 | 0.027777 | 0.057634 | 0.01263 | 0.0095073 | 0.01403 | 0.015808 | 0.016948 | 0.0075176 | 0.019487 | 0.027777 | 0.036067 | 0.048036 | 0.035915 | 0.048747 | 0.057634 | 0.066521 | 0.079353
All | All | 2014-05-16 | Per Device | 14 | All¦All¦41775¦Per Device¦14 |  |  | 1.8305 |  | 4.1056 | 2823 |  |  | 1.8411 | 93.0044 | 5.2943 | 2781 | 13 | 16 | 1.1343 | 2.0763 | 27058 | -0.010647 | 0.2352 | 0.077271 | 0.10039 | 0.087649 | 0.12669 | 0.13327 | -0.173 | -0.077082 | -0.010647 | 0.055788 | 0.15171 | 0.064405 | 0.16531 | 0.2352 | 0.30509 | 0.40599
All | All | 2014-05-16 | Per Ton | 14 | All¦All¦41775¦Per Ton¦14 |  |  | 0.49999 |  | 1.1214 | 2823 |  |  | 0.5029 | 93.0044 | 1.4461 | 2781 | 13 | 16 | 1.1343 | 0.56714 | 27058 | -0.0029082 | 0.064245 | 0.021107 | 0.027423 | 0.023941 | 0.034605 | 0.036403 | -0.047256 | -0.021055 | -0.0029082 | 0.015239 | 0.04144 | 0.017592 | 0.045155 | 0.064245 | 0.083335 | 0.1109
Non-Residential | All | 2014-05-16 | Per Device | 14 | Non-Residential¦All¦41775¦Per Device¦14 |  |  | 3.498 |  | 5.1289 | 1435 |  |  | 3.7321 | 91.4043 | 6.9082 | 1440 | 13 | 16 | 1.1417 | 3.9936 | 4663 | -0.23406 | 0.26149 | 0.13539 | 0.18205 | 0.15457 | 0.22688 | 0.23882 | -0.52482 | -0.35304 | -0.23406 | -0.11509 | 0.056689 | -0.044572 | 0.13625 | 0.26149 | 0.38672 | 0.56754
Non-Residential | All | 2014-05-16 | Per Ton | 14 | Non-Residential¦All¦41775¦Per Ton¦14 |  |  | 0.9014 |  | 1.3217 | 1435 |  |  | 0.96171 | 91.4043 | 1.7802 | 1440 | 13 | 16 | 1.1417 | 1.0291 | 4663 | -0.060315 | 0.067382 | 0.034889 | 0.046911 | 0.039832 | 0.058463 | 0.06154 | -0.13524 | -0.090973 | -0.060315 | -0.029657 | 0.014608 | -0.011486 | 0.03511 | 0.067382 | 0.099654 | 0.14625
Non-Residential | 30 | 2014-05-16 | Per Device | 14 | Non-Residential¦30¦41775¦Per Device¦14 |  |  | 3.4314 |  | 4.7405 | 720 |  |  | 3.8806 | 92.1879 | 7.36 | 725 | 13 | 16 | 1.1847 | 4.0652 | 1336 | -0.4492 | 0.18456 | 0.17667 | 0.27335 | 0.2093 | 0.32547 | 0.34427 | -0.8663 | -0.61987 | -0.4492 | -0.27852 | -0.032093 | -0.25664 | 0.0040239 | 0.18456 | 0.36509 | 0.62576
Non-Residential | 30 | 2014-05-16 | Per Ton | 14 | Non-Residential¦30¦41775¦Per Ton¦14 |  |  | 0.88314 |  | 1.22 | 720 |  |  | 0.99875 | 92.1879 | 1.8942 | 725 | 13 | 16 | 1.1847 | 1.0462 | 1336 | -0.11561 | 0.0475 | 0.045468 | 0.07035 | 0.053866 | 0.083765 | 0.088604 | -0.22296 | -0.15954 | -0.11561 | -0.071682 | -0.0082599 | -0.066051 | 0.0010357 | 0.0475 | 0.093964 | 0.16105
Non-Residential | 50 | 2014-05-16 | Per Device | 14 | Non-Residential¦50¦41775¦Per Device¦14 |  |  | 3.5201 |  | 5.2962 | 715 |  |  | 3.6408 | 91.0703 | 6.5035 | 715 | 13 | 16 | 1.1197 | 3.9415 | 3327 | -0.12061 | 0.30076 | 0.19807 | 0.24322 | 0.22178 | 0.31367 | 0.32915 | -0.52259 | -0.2851 | -0.12061 | 0.043876 | 0.28137 | -0.12106 | 0.12815 | 0.30076 | 0.47337 | 0.72258
Non-Residential | 50 | 2014-05-16 | Per Ton | 14 | Non-Residential¦50¦41775¦Per Ton¦14 |  |  | 0.90765 |  | 1.3656 | 715 |  |  | 0.93874 | 91.0703 | 1.6769 | 715 | 13 | 16 | 1.1197 | 1.0163 | 3327 | -0.031099 | 0.077549 | 0.051071 | 0.062712 | 0.057184 | 0.080877 | 0.084869 | -0.13475 | -0.07351 | -0.031099 | 0.011313 | 0.072549 | -0.031216 | 0.033043 | 0.077549 | 0.12205 | 0.18631
Residential | All | 2014-05-16 | Per Device | 14 | Residential¦All¦41775¦Per Device¦14 |  |  | 1.2046 |  | 1.4 | 1388 |  |  | 1.0898 | 93.3282 | 1.1431 | 1341 | 13 | 16 | 1.0832 | 1.3048 | 22395 | 0.11482 | 0.21505 | 0.037577 | 0.031216 | 0.040703 | 0.048851 | 0.051295 | 0.052214 | 0.089202 | 0.11482 | 0.14044 | 0.17743 | 0.14931 | 0.18815 | 0.21505 | 0.24195 | 0.28079
Residential | All | 2014-05-16 | Per Ton | 14 | Residential¦All¦41775¦Per Ton¦14 |  |  | 0.33741 |  | 0.39213 | 1388 |  |  | 0.30525 | 93.3282 | 0.32019 | 1341 | 13 | 16 | 1.0832 | 0.36548 | 22395 | 0.032161 | 0.060235 | 0.010525 | 0.0087437 | 0.011401 | 0.013683 | 0.014368 | 0.014625 | 0.024986 | 0.032161 | 0.039337 | 0.049697 | 0.041822 | 0.052701 | 0.060235 | 0.06777 | 0.078649
Residential | 50 | 2014-05-16 | Per Device | 14 | Residential¦50¦41775¦Per Device¦14 |  |  | 1.3188 |  | 1.4756 | 707 |  |  | 1.3144 | 93.9173 | 1.3298 | 679 | 13 | 16 | 1.0627 | 1.4015 | 11772 | 0.0044102 | 0.087094 | 0.055495 | 0.051034 | 0.058975 | 0.075393 | 0.07799 | -0.09221 | -0.035126 | 0.0044102 | 0.043946 | 0.10103 | -0.012855 | 0.046196 | 0.087094 | 0.12799 | 0.18704
Residential | 50 | 2014-05-16 | Per Ton | 14 | Residential¦50¦41775¦Per Ton¦14 |  |  | 0.37532 |  | 0.41994 | 707 |  |  | 0.37406 | 93.9173 | 0.37846 | 679 | 13 | 16 | 1.0627 | 0.39885 | 11772 | 0.0012551 | 0.024786 | 0.015794 | 0.014524 | 0.016784 | 0.021456 | 0.022195 | -0.026242 | -0.0099967 | 0.0012551 | 0.012507 | 0.028753 | -0.0036583 | 0.013147 | 0.024786 | 0.036426 | 0.053231
Residential | 100 | 2014-05-16 | Per Device | 14 | Residential¦100¦41775¦Per Device¦14 |  |  | 1.0817 |  | 1.3133 | 681 |  |  | 0.84974 | 92.6619 | 0.86991 | 662 | 13 | 16 | 1.1108 | 1.2016 | 10623 | 0.23196 | 0.35185 | 0.050325 | 0.03381 | 0.055903 | 0.060628 | 0.065332 | 0.15426 | 0.20016 | 0.23196 | 0.26375 | 0.30966 | 0.26812 | 0.31759 | 0.35185 | 0.38611 | 0.43557
Residential | 100 | 2014-05-16 | Per Ton | 14 | Residential¦100¦41775¦Per Ton¦14 |  |  | 0.29805 |  | 0.36186 | 681 |  |  | 0.23413 | 92.6619 | 0.23969 | 662 | 13 | 16 | 1.1108 | 0.33108 | 10623 | 0.063913 | 0.096946 | 0.013867 | 0.0093159 | 0.015403 | 0.016705 | 0.018001 | 0.042504 | 0.055153 | 0.063913 | 0.072673 | 0.085322 | 0.073877 | 0.087506 | 0.096946 | 0.10639 | 0.12002
All | All | 2014-05-16 | Per Device | 15 | All¦All¦41775¦Per Device¦15 |  |  | 1.9232 |  | 4.1546 | 2823 |  |  | 1.8771 | 91.068 | 5.1655 | 2781 | 13 | 16 | 1.1343 | 2.1815 | 27058 | 0.046116 | 0.30442 | 0.078194 | 0.097951 | 0.088696 | 0.12533 | 0.13214 | -0.11451 | -0.01961 | 0.046116 | 0.11184 | 0.20674 | 0.13507 | 0.23512 | 0.30442 | 0.37371 | 0.47376
All | All | 2014-05-16 | Per Ton | 15 | All¦All¦41775¦Per Ton¦15 |  |  | 0.52532 |  | 1.1348 | 2823 |  |  | 0.51272 | 91.068 | 1.4109 | 2781 | 13 | 16 | 1.1343 | 0.59587 | 27058 | 0.012596 | 0.083151 | 0.021359 | 0.026755 | 0.024227 | 0.034235 | 0.036095 | -0.031277 | -0.0053564 | 0.012596 | 0.030549 | 0.05647 | 0.036894 | 0.064223 | 0.083151 | 0.10208 | 0.12941
Non-Residential | All | 2014-05-16 | Per Device | 15 | Non-Residential¦All¦41775¦Per Device¦15 |  |  | 3.5455 |  | 5.1705 | 1435 |  |  | 3.6532 | 90.0256 | 6.7372 | 1440 | 13 | 16 | 1.1417 | 4.0478 | 4663 | -0.10767 | 0.39461 | 0.13649 | 0.17754 | 0.15583 | 0.22394 | 0.23623 | -0.39467 | -0.22511 | -0.10767 | 0.0097635 | 0.17932 | 0.09187 | 0.27073 | 0.39461 | 0.51848 | 0.69734
Non-Residential | All | 2014-05-16 | Per Ton | 15 | Non-Residential¦All¦41775¦Per Ton¦15 |  |  | 0.91364 |  | 1.3324 | 1435 |  |  | 0.94138 | 90.0256 | 1.7361 | 1440 | 13 | 16 | 1.1417 | 1.0431 | 4663 | -0.027746 | 0.10169 | 0.035172 | 0.04575 | 0.040155 | 0.057707 | 0.060873 | -0.1017 | -0.058007 | -0.027746 | 0.0025159 | 0.046209 | 0.023674 | 0.069764 | 0.10169 | 0.13361 | 0.1797
Non-Residential | 30 | 2014-05-16 | Per Device | 15 | Non-Residential¦30¦41775¦Per Device¦15 |  |  | 3.4807 |  | 4.7845 | 720 |  |  | 3.8215 | 90.4206 | 7.122 | 725 | 13 | 16 | 1.1847 | 4.1235 | 1336 | -0.34079 | 0.30207 | 0.17831 | 0.2645 | 0.21124 | 0.31899 | 0.3385 | -0.74959 | -0.50807 | -0.34079 | -0.17351 | 0.06802 | -0.13174 | 0.12455 | 0.30207 | 0.47958 | 0.73588
Non-Residential | 30 | 2014-05-16 | Per Ton | 15 | Non-Residential¦30¦41775¦Per Ton¦15 |  |  | 0.89581 |  | 1.2314 | 720 |  |  | 0.98352 | 90.4206 | 1.833 | 725 | 13 | 16 | 1.1847 | 1.0613 | 1336 | -0.087708 | 0.077742 | 0.045891 | 0.068075 | 0.054367 | 0.082099 | 0.08712 | -0.19292 | -0.13076 | -0.087708 | -0.044655 | 0.017506 | -0.033907 | 0.032056 | 0.077742 | 0.12343 | 0.18939
Non-Residential | 50 | 2014-05-16 | Per Device | 15 | Non-Residential¦50¦41775¦Per Device¦15 |  |  | 3.5666 |  | 5.3357 | 715 |  |  | 3.5519 | 89.8571 | 6.3799 | 715 | 13 | 16 | 1.1197 | 3.9935 | 3327 | 0.014645 | 0.44157 | 0.19955 | 0.2386 | 0.22343 | 0.31104 | 0.32688 | -0.38397 | -0.14846 | 0.014645 | 0.17776 | 0.41326 | 0.02266 | 0.27016 | 0.44157 | 0.61299 | 0.86048
Non-Residential | 50 | 2014-05-16 | Per Ton | 15 | Non-Residential¦50¦41775¦Per Ton¦15 |  |  | 0.91962 |  | 1.3758 | 715 |  |  | 0.91584 | 89.8571 | 1.645 | 715 | 13 | 16 | 1.1197 | 1.0297 | 3327 | 0.0037762 | 0.11386 | 0.051451 | 0.06152 | 0.05761 | 0.0802 | 0.084283 | -0.099004 | -0.038281 | 0.0037762 | 0.045833 | 0.10656 | 0.0058429 | 0.069658 | 0.11386 | 0.15805 | 0.22187
Residential | All | 2014-05-16 | Per Device | 15 | Residential¦All¦41775¦Per Device¦15 |  |  | 1.3158 |  | 1.5248 | 1388 |  |  | 1.1721 | 91.2789 | 1.2043 | 1341 | 13 | 16 | 1.0832 | 1.4253 | 22395 | 0.14376 | 0.25324 | 0.040927 | 0.032887 | 0.044332 | 0.052503 | 0.055199 | 0.076474 | 0.11623 | 0.14376 | 0.17129 | 0.21104 | 0.1825 | 0.2243 | 0.25324 | 0.28219 | 0.32398
Residential | All | 2014-05-16 | Per Ton | 15 | Residential¦All¦41775¦Per Ton¦15 |  |  | 0.36857 |  | 0.42709 | 1388 |  |  | 0.3283 | 91.2789 | 0.33733 | 1341 | 13 | 16 | 1.0832 | 0.39924 | 22395 | 0.040267 | 0.070934 | 0.011464 | 0.0092118 | 0.012417 | 0.014706 | 0.015461 | 0.02142 | 0.032555 | 0.040267 | 0.047979 | 0.059114 | 0.05112 | 0.062826 | 0.070934 | 0.079042 | 0.090749
Residential | 50 | 2014-05-16 | Per Device | 15 | Residential¦50¦41775¦Per Device¦15 |  |  | 1.466 |  | 1.6237 | 707 |  |  | 1.4444 | 91.7531 | 1.3874 | 679 | 13 | 16 | 1.0627 | 1.5579 | 11772 | 0.021564 | 0.11348 | 0.061066 | 0.053245 | 0.064895 | 0.081019 | 0.083943 | -0.082266 | -0.020923 | 0.021564 | 0.064051 | 0.12539 | 0.0058982 | 0.069456 | 0.11348 | 0.15749 | 0.22105
Residential | 50 | 2014-05-16 | Per Ton | 15 | Residential¦50¦41775¦Per Ton¦15 |  |  | 0.4172 |  | 0.4621 | 707 |  |  | 0.41107 | 91.7531 | 0.39486 | 679 | 13 | 16 | 1.0627 | 0.44336 | 11772 | 0.006137 | 0.032294 | 0.017379 | 0.015153 | 0.018469 | 0.023058 | 0.02389 | -0.023412 | -0.0059544 | 0.006137 | 0.018228 | 0.035686 | 0.0016786 | 0.019767 | 0.032294 | 0.044822 | 0.06291
Residential | 100 | 2014-05-16 | Per Device | 15 | Residential¦100¦41775¦Per Device¦15 |  |  | 1.154 |  | 1.4069 | 681 |  |  | 0.88097 | 90.7425 | 0.91886 | 662 | 13 | 16 | 1.1108 | 1.2819 | 10623 | 0.27305 | 0.40095 | 0.053911 | 0.035713 | 0.059886 | 0.064667 | 0.069726 | 0.19018 | 0.23914 | 0.27305 | 0.30696 | 0.35592 | 0.3116 | 0.36439 | 0.40095 | 0.43752 | 0.49031
Residential | 100 | 2014-05-16 | Per Ton | 15 | Residential¦100¦41775¦Per Ton¦15 |  |  | 0.31797 |  | 0.38764 | 681 |  |  | 0.24274 | 90.7425 | 0.25318 | 662 | 13 | 16 | 1.1108 | 0.35322 | 10623 | 0.075236 | 0.11048 | 0.014854 | 0.0098402 | 0.016501 | 0.017818 | 0.019212 | 0.052401 | 0.065892 | 0.075236 | 0.084579 | 0.09807 | 0.085856 | 0.1004 | 0.11048 | 0.12055 | 0.1351
All | All | 2014-05-16 | Per Device | 16 | All¦All¦41775¦Per Device¦16 |  |  | 1.9601 |  | 4.064 | 2823 |  |  | 1.9049 | 90.5367 | 4.9963 | 2781 | 13 | 16 | 1.1343 | 2.2233 | 27058 | 0.055194 | 0.31845 | 0.07649 | 0.094743 | 0.086763 | 0.12177 | 0.12847 | -0.10085 | -0.0086596 | 0.055194 | 0.11905 | 0.21124 | 0.15381 | 0.25108 | 0.31845 | 0.38582 | 0.48309
All | All | 2014-05-16 | Per Ton | 16 | All¦All¦41775¦Per Ton¦16 |  |  | 0.5354 |  | 1.1101 | 2823 |  |  | 0.52032 | 90.5367 | 1.3647 | 2781 | 13 | 16 | 1.1343 | 0.60731 | 27058 | 0.015076 | 0.086985 | 0.020893 | 0.025879 | 0.023699 | 0.03326 | 0.035091 | -0.027548 | -0.0023654 | 0.015076 | 0.032518 | 0.057701 | 0.042014 | 0.068583 | 0.086985 | 0.10539 | 0.13196
Non-Residential | All | 2014-05-16 | Per Device | 16 | Non-Residential¦All¦41775¦Per Device¦16 |  |  | 3.4755 |  | 5.0414 | 1435 |  |  | 3.5294 | 89.4493 | 6.518 | 1440 | 13 | 16 | 1.1417 | 3.9678 | 4663 | -0.053914 | 0.43844 | 0.13308 | 0.17176 | 0.15194 | 0.21729 | 0.22932 | -0.33238 | -0.16786 | -0.053914 | 0.060032 | 0.22455 | 0.14456 | 0.31819 | 0.43844 | 0.5587 | 0.73233
Non-Residential | All | 2014-05-16 | Per Ton | 16 | Non-Residential¦All¦41775¦Per Ton¦16 |  |  | 0.89559 |  | 1.2991 | 1435 |  |  | 0.90948 | 89.4493 | 1.6796 | 1440 | 13 | 16 | 1.1417 | 1.0225 | 4663 | -0.013893 | 0.11298 | 0.034294 | 0.044261 | 0.039153 | 0.055993 | 0.059093 | -0.08565 | -0.043255 | -0.013893 | 0.01547 | 0.057864 | 0.03725 | 0.081992 | 0.11298 | 0.14397 | 0.18871
Non-Residential | 30 | 2014-05-16 | Per Device | 16 | Non-Residential¦30¦41775¦Per Device¦16 |  |  | 3.3953 |  | 4.5935 | 720 |  |  | 3.7035 | 89.8774 | 6.9005 | 725 | 13 | 16 | 1.1847 | 4.0224 | 1336 | -0.30825 | 0.31883 | 0.17119 | 0.25628 | 0.20281 | 0.3082 | 0.32682 | -0.70322 | -0.46987 | -0.30825 | -0.14663 | 0.086719 | -0.1 | 0.14745 | 0.31883 | 0.49022 | 0.73767
Non-Residential | 30 | 2014-05-16 | Per Ton | 16 | Non-Residential¦30¦41775¦Per Ton¦16 |  |  | 0.87384 |  | 1.1822 | 720 |  |  | 0.95317 | 89.8774 | 1.776 | 725 | 13 | 16 | 1.1847 | 1.0352 | 1336 | -0.079334 | 0.082057 | 0.044059 | 0.065958 | 0.052196 | 0.07932 | 0.084113 | -0.18099 | -0.12093 | -0.079334 | -0.037738 | 0.022319 | -0.025737 | 0.037949 | 0.082057 | 0.12617 | 0.18985
Non-Residential | 50 | 2014-05-16 | Per Device | 16 | Non-Residential¦50¦41775¦Per Device¦16 |  |  | 3.5047 |  | 5.2434 | 715 |  |  | 3.4255 | 89.2667 | 6.1642 | 715 | 13 | 16 | 1.1197 | 3.9242 | 3327 | 0.079147 | 0.49867 | 0.19609 | 0.23053 | 0.21956 | 0.30265 | 0.31836 | -0.30871 | -0.07956 | 0.079147 | 0.23785 | 0.467 | 0.090677 | 0.33172 | 0.49867 | 0.66561 | 0.90666
Non-Residential | 50 | 2014-05-16 | Per Ton | 16 | Non-Residential¦50¦41775¦Per Ton¦16 |  |  | 0.90366 |  | 1.352 | 715 |  |  | 0.88325 | 89.2667 | 1.5894 | 715 | 13 | 16 | 1.1197 | 1.0118 | 3327 | 0.020407 | 0.12858 | 0.050561 | 0.05944 | 0.056613 | 0.078035 | 0.082086 | -0.079598 | -0.020514 | 0.020407 | 0.061329 | 0.12041 | 0.023381 | 0.085532 | 0.12858 | 0.17162 | 0.23378
Residential | All | 2014-05-16 | Per Device | 16 | Residential¦All¦41775¦Per Device¦16 |  |  | 1.3946 |  | 1.5876 | 1388 |  |  | 1.261 | 90.7568 | 1.2678 | 1341 | 13 | 16 | 1.0832 | 1.5106 | 22395 | 0.13357 | 0.2496 | 0.042613 | 0.034621 | 0.046158 | 0.054904 | 0.057699 | 0.063205 | 0.10478 | 0.13357 | 0.16236 | 0.20393 | 0.17566 | 0.21934 | 0.2496 | 0.27986 | 0.32355
Residential | All | 2014-05-16 | Per Ton | 16 | Residential¦All¦41775¦Per Ton¦16 |  |  | 0.39062 |  | 0.44468 | 1388 |  |  | 0.35321 | 90.7568 | 0.35511 | 1341 | 13 | 16 | 1.0832 | 0.42312 | 22395 | 0.037412 | 0.069914 | 0.011936 | 0.0096973 | 0.012929 | 0.015379 | 0.016162 | 0.017704 | 0.029348 | 0.037412 | 0.045477 | 0.057121 | 0.049202 | 0.061439 | 0.069914 | 0.078389 | 0.090626
Residential | 50 | 2014-05-16 | Per Device | 16 | Residential¦50¦41775¦Per Device¦16 |  |  | 1.5595 |  | 1.7216 | 707 |  |  | 1.5667 | 91.1783 | 1.4355 | 679 | 13 | 16 | 1.0627 | 1.6573 | 11772 | -0.0072077 | 0.09057 | 0.064748 | 0.055089 | 0.068808 | 0.085013 | 0.088144 | -0.11616 | -0.051789 | -0.0072077 | 0.037373 | 0.10174 | -0.022391 | 0.044347 | 0.09057 | 0.13679 | 0.20353
Residential | 50 | 2014-05-16 | Per Ton | 16 | Residential¦50¦41775¦Per Ton¦16 |  |  | 0.44383 |  | 0.48996 | 707 |  |  | 0.44589 | 91.1783 | 0.40853 | 679 | 13 | 16 | 1.0627 | 0.47166 | 11772 | -0.0020513 | 0.025776 | 0.018427 | 0.015678 | 0.019582 | 0.024194 | 0.025085 | -0.033057 | -0.014739 | -0.0020513 | 0.010636 | 0.028955 | -0.0063723 | 0.012621 | 0.025776 | 0.03893 | 0.057924
Residential | 100 | 2014-05-16 | Per Device | 16 | Residential¦100¦41775¦Per Device¦16 |  |  | 1.2167 |  | 1.4256 | 681 |  |  | 0.93411 | 90.2799 | 0.99417 | 662 | 13 | 16 | 1.1108 | 1.3515 | 10623 | 0.28257 | 0.41742 | 0.054629 | 0.03864 | 0.060684 | 0.066913 | 0.071941 | 0.19682 | 0.24748 | 0.28257 | 0.31766 | 0.36832 | 0.32522 | 0.37969 | 0.41742 | 0.45514 | 0.50961
Residential | 100 | 2014-05-16 | Per Ton | 16 | Residential¦100¦41775¦Per Ton¦16 |  |  | 0.33524 |  | 0.39281 | 681 |  |  | 0.25738 | 90.2799 | 0.27393 | 662 | 13 | 16 | 1.1108 | 0.3724 | 10623 | 0.077858 | 0.11501 | 0.015052 | 0.010647 | 0.016721 | 0.018437 | 0.019822 | 0.05423 | 0.06819 | 0.077858 | 0.087527 | 0.10149 | 0.08961 | 0.10462 | 0.11501 | 0.12541 | 0.14042
All | All | 2014-05-16 | Per Device | 17 | All¦All¦41775¦Per Device¦17 |  |  | 1.9951 |  | 3.9461 | 2823 |  |  | 2.3813 | 87.3099 | 5.0957 | 2781 | 13 | 16 | 1.1343 | 2.2631 | 27058 | -0.38618 | -0.11821 | 0.07427 | 0.096628 | 0.084245 | 0.12187 | 0.1282 | -0.54237 | -0.45009 | -0.38618 | -0.32227 | -0.22999 | -0.28251 | -0.18544 | -0.11821 | -0.050989 | 0.046075
All | All | 2014-05-16 | Per Ton | 17 | All¦All¦41775¦Per Ton¦17 |  |  | 0.54497 |  | 1.0779 | 2823 |  |  | 0.65046 | 87.3099 | 1.3919 | 2781 | 13 | 16 | 1.1343 | 0.61816 | 27058 | -0.10548 | -0.03229 | 0.020287 | 0.026394 | 0.023012 | 0.03329 | 0.035017 | -0.14815 | -0.12294 | -0.10548 | -0.088028 | -0.062823 | -0.077166 | -0.050653 | -0.03229 | -0.013928 | 0.012585
Non-Residential | All | 2014-05-16 | Per Device | 17 | Non-Residential¦All¦41775¦Per Device¦17 |  |  | 3.3327 |  | 4.9119 | 1435 |  |  | 3.6458 | 85.7019 | 6.5745 | 1440 | 13 | 16 | 1.1417 | 3.8048 | 4663 | -0.31308 | 0.15905 | 0.12967 | 0.17325 | 0.14804 | 0.2164 | 0.22788 | -0.59041 | -0.42656 | -0.31308 | -0.1996 | -0.035748 | -0.133 | 0.039544 | 0.15905 | 0.27855 | 0.45109
Non-Residential | All | 2014-05-16 | Per Ton | 17 | Non-Residential¦All¦41775¦Per Ton¦17 |  |  | 0.85879 |  | 1.2657 | 1435 |  |  | 0.93947 | 85.7019 | 1.6942 | 1440 | 13 | 16 | 1.1417 | 0.98045 | 4663 | -0.080677 | 0.040984 | 0.033413 | 0.044645 | 0.038147 | 0.055764 | 0.058723 | -0.15214 | -0.10992 | -0.080677 | -0.051434 | -0.0092118 | -0.034272 | 0.01019 | 0.040984 | 0.071779 | 0.11624
Non-Residential | 30 | 2014-05-16 | Per Device | 17 | Non-Residential¦30¦41775¦Per Device¦17 |  |  | 3.2234 |  | 4.4626 | 720 |  |  | 3.7227 | 86.4459 | 6.8287 | 725 | 13 | 16 | 1.1847 | 3.8187 | 1336 | -0.49931 | 0.096019 | 0.16631 | 0.25361 | 0.19703 | 0.30328 | 0.32115 | -0.88798 | -0.65835 | -0.49931 | -0.34027 | -0.11065 | -0.31555 | -0.072393 | 0.096019 | 0.26443 | 0.50759
Non-Residential | 30 | 2014-05-16 | Per Ton | 17 | Non-Residential¦30¦41775¦Per Ton¦17 |  |  | 0.8296 |  | 1.1485 | 720 |  |  | 0.9581 | 86.4459 | 1.7575 | 725 | 13 | 16 | 1.1847 | 0.98282 | 1336 | -0.12851 | 0.024712 | 0.042803 | 0.065272 | 0.050708 | 0.078054 | 0.082654 | -0.22854 | -0.16944 | -0.12851 | -0.087576 | -0.028477 | -0.081213 | -0.018632 | 0.024712 | 0.068056 | 0.13064
Non-Residential | 50 | 2014-05-16 | Per Device | 17 | Non-Residential¦50¦41775¦Per Device¦17 |  |  | 3.3774 |  | 5.118 | 715 |  |  | 3.5919 | 85.3848 | 6.3165 | 715 | 13 | 16 | 1.1197 | 3.7817 | 3327 | -0.21448 | 0.18981 | 0.1914 | 0.23622 | 0.21431 | 0.30403 | 0.31895 | -0.60411 | -0.37391 | -0.21448 | -0.05504 | 0.17516 | -0.21895 | 0.02255 | 0.18981 | 0.35707 | 0.59857
Non-Residential | 50 | 2014-05-16 | Per Ton | 17 | Non-Residential¦50¦41775¦Per Ton¦17 |  |  | 0.87085 |  | 1.3196 | 715 |  |  | 0.92615 | 85.3848 | 1.6287 | 715 | 13 | 16 | 1.1197 | 0.97509 | 3327 | -0.055301 | 0.048941 | 0.049352 | 0.060909 | 0.055259 | 0.078393 | 0.08224 | -0.15577 | -0.09641 | -0.055301 | -0.014192 | 0.045164 | -0.056454 | 0.0058143 | 0.048941 | 0.092068 | 0.15434
Residential | All | 2014-05-16 | Per Device | 17 | Residential¦All¦41775¦Per Device¦17 |  |  | 1.4989 |  | 1.6247 | 1388 |  |  | 1.8844 | 87.6353 | 1.8445 | 1341 | 13 | 16 | 1.0832 | 1.6236 | 22395 | -0.38558 | -0.26086 | 0.043608 | 0.050369 | 0.047237 | 0.066623 | 0.069053 | -0.47096 | -0.42051 | -0.38558 | -0.35064 | -0.30019 | -0.34936 | -0.29707 | -0.26086 | -0.22465 | -0.17237
Residential | All | 2014-05-16 | Per Ton | 17 | Residential¦All¦41775¦Per Ton¦17 |  |  | 0.41983 |  | 0.45507 | 1388 |  |  | 0.52783 | 87.6353 | 0.51664 | 1341 | 13 | 16 | 1.0832 | 0.45476 | 22395 | -0.108 | -0.073068 | 0.012215 | 0.014108 | 0.013231 | 0.018661 | 0.019342 | -0.13192 | -0.11779 | -0.108 | -0.098214 | -0.084085 | -0.097855 | -0.083211 | -0.073068 | -0.062925 | -0.04828
Residential | 50 | 2014-05-16 | Per Device | 17 | Residential¦50¦41775¦Per Device¦17 |  |  | 1.6717 |  | 1.785 | 707 |  |  | 2.1752 | 87.99 | 1.9232 | 679 | 13 | 16 | 1.0627 | 1.7765 | 11772 | -0.50351 | -0.3987 | 0.067134 | 0.073807 | 0.071343 | 0.099772 | 0.10265 | -0.63137 | -0.55583 | -0.50351 | -0.45119 | -0.37565 | -0.53025 | -0.45253 | -0.3987 | -0.34487 | -0.26715
Residential | 50 | 2014-05-16 | Per Ton | 17 | Residential¦50¦41775¦Per Ton¦17 |  |  | 0.47575 |  | 0.50801 | 707 |  |  | 0.61904 | 87.99 | 0.54734 | 679 | 13 | 16 | 1.0627 | 0.50557 | 11772 | -0.1433 | -0.11347 | 0.019106 | 0.021005 | 0.020304 | 0.028394 | 0.029214 | -0.17968 | -0.15819 | -0.1433 | -0.12841 | -0.10691 | -0.15091 | -0.12879 | -0.11347 | -0.098148 | -0.076029
Residential | 100 | 2014-05-16 | Per Device | 17 | Residential¦100¦41775¦Per Device¦17 |  |  | 1.3126 |  | 1.4291 | 681 |  |  | 1.574 | 87.234 | 1.7261 | 662 | 13 | 16 | 1.1108 | 1.458 | 10623 | -0.26142 | -0.11595 | 0.054765 | 0.067086 | 0.060835 | 0.086601 | 0.090561 | -0.37241 | -0.30684 | -0.26142 | -0.21601 | -0.15044 | -0.23201 | -0.16344 | -0.11595 | -0.068457 | 0.0001111
Residential | 100 | 2014-05-16 | Per Ton | 17 | Residential¦100¦41775¦Per Ton¦17 |  |  | 0.36166 |  | 0.39378 | 681 |  |  | 0.43369 | 87.234 | 0.47559 | 662 | 13 | 16 | 1.1108 | 0.40174 | 10623 | -0.072031 | -0.031948 | 0.01509 | 0.018485 | 0.016762 | 0.023862 | 0.024953 | -0.10261 | -0.084544 | -0.072031 | -0.059518 | -0.041452 | -0.063926 | -0.045033 | -0.031948 | -0.018863 | 3.06e-05
All | All | 2014-05-16 | Per Device | 18 | All¦All¦41775¦Per Device¦18 |  |  | 1.9523 |  | 3.6147 | 2823 |  |  | 2.2995 | 83.091 | 4.69 | 2781 | 13 | 16 | 1.1343 | 2.2145 | 27058 | -0.3472 | -0.084987 | 0.068033 | 0.088935 | 0.07717 | 0.11197 | 0.11775 | -0.4907 | -0.40592 | -0.3472 | -0.28848 | -0.2037 | -0.23589 | -0.14673 | -0.084987 | -0.023239 | 0.065914
All | All | 2014-05-16 | Per Ton | 18 | All¦All¦41775¦Per Ton¦18 |  |  | 0.53327 |  | 0.98736 | 2823 |  |  | 0.62811 | 83.091 | 1.2811 | 2781 | 13 | 16 | 1.1343 | 0.60489 | 27058 | -0.094837 | -0.023214 | 0.018583 | 0.024293 | 0.021079 | 0.030585 | 0.032163 | -0.13403 | -0.11088 | -0.094837 | -0.078798 | -0.055641 | -0.064433 | -0.04008 | -0.023214 | -0.0063479 | 0.018004
Non-Residential | All | 2014-05-16 | Per Device | 18 | Non-Residential¦All¦41775¦Per Device¦18 |  |  | 3.0073 |  | 4.5076 | 1435 |  |  | 3.2781 | 81.0902 | 6.072 | 1440 | 13 | 16 | 1.1417 | 3.4334 | 4663 | -0.27079 | 0.15524 | 0.11899 | 0.16001 | 0.13585 | 0.19941 | 0.2099 | -0.52634 | -0.37536 | -0.27079 | -0.16623 | -0.015245 | -0.11376 | 0.045168 | 0.15524 | 0.26531 | 0.42424
Non-Residential | All | 2014-05-16 | Per Ton | 18 | Non-Residential¦All¦41775¦Per Ton¦18 |  |  | 0.77495 |  | 1.1615 | 1435 |  |  | 0.84473 | 81.0902 | 1.5647 | 1440 | 13 | 16 | 1.1417 | 0.88474 | 4663 | -0.06978 | 0.040004 | 0.030663 | 0.041233 | 0.035007 | 0.051384 | 0.054089 | -0.13563 | -0.096727 | -0.06978 | -0.042834 | -0.0039285 | -0.029314 | 0.011639 | 0.040004 | 0.068368 | 0.10932
Non-Residential | 30 | 2014-05-16 | Per Device | 18 | Non-Residential¦30¦41775¦Per Device¦18 |  |  | 2.8448 |  | 4.1254 | 720 |  |  | 3.3021 | 81.9802 | 6.2448 | 725 | 13 | 16 | 1.1847 | 3.3702 | 1336 | -0.45723 | 0.068191 | 0.15374 | 0.23193 | 0.18214 | 0.27826 | 0.2949 | -0.81383 | -0.60315 | -0.45723 | -0.31131 | -0.10062 | -0.30974 | -0.086454 | 0.068191 | 0.22284 | 0.44612
Non-Residential | 30 | 2014-05-16 | Per Ton | 18 | Non-Residential¦30¦41775¦Per Ton¦18 |  |  | 0.73217 |  | 1.0617 | 720 |  |  | 0.84984 | 81.9802 | 1.6072 | 725 | 13 | 16 | 1.1847 | 0.8674 | 1336 | -0.11768 | 0.01755 | 0.039569 | 0.059691 | 0.046877 | 0.071615 | 0.075898 | -0.20945 | -0.15523 | -0.11768 | -0.080121 | -0.025898 | -0.079716 | -0.022251 | 0.01755 | 0.057351 | 0.11482
Non-Residential | 50 | 2014-05-16 | Per Device | 18 | Non-Residential¦50¦41775¦Per Device¦18 |  |  | 3.0807 |  | 4.6834 | 715 |  |  | 3.2532 | 80.7107 | 5.8798 | 715 | 13 | 16 | 1.1197 | 3.4495 | 3327 | -0.17249 | 0.19628 | 0.17515 | 0.21989 | 0.19612 | 0.28112 | 0.29464 | -0.53276 | -0.31991 | -0.17249 | -0.025065 | 0.18779 | -0.18132 | 0.041767 | 0.19628 | 0.35079 | 0.57388
Non-Residential | 50 | 2014-05-16 | Per Ton | 18 | Non-Residential¦50¦41775¦Per Ton¦18 |  |  | 0.79433 |  | 1.2076 | 715 |  |  | 0.83881 | 80.7107 | 1.5161 | 715 | 13 | 16 | 1.1197 | 0.88942 | 3327 | -0.044475 | 0.050609 | 0.045161 | 0.056698 | 0.050567 | 0.072486 | 0.075972 | -0.13737 | -0.082486 | -0.044475 | -0.0064629 | 0.04842 | -0.046753 | 0.010769 | 0.050609 | 0.090449 | 0.14797
Residential | All | 2014-05-16 | Per Device | 18 | Residential¦All¦41775¦Per Device¦18 |  |  | 1.5649 |  | 1.6055 | 1388 |  |  | 1.9171 | 83.4958 | 1.7942 | 1341 | 13 | 16 | 1.0832 | 1.6952 | 22395 | -0.35216 | -0.22195 | 0.043094 | 0.048997 | 0.046679 | 0.065251 | 0.067673 | -0.43579 | -0.38638 | -0.35216 | -0.31795 | -0.26854 | -0.30868 | -0.25744 | -0.22195 | -0.18646 | -0.13523
Residential | All | 2014-05-16 | Per Ton | 18 | Residential¦All¦41775¦Per Ton¦18 |  |  | 0.43834 |  | 0.4497 | 1388 |  |  | 0.53699 | 83.4958 | 0.50257 | 1341 | 13 | 16 | 1.0832 | 0.47482 | 22395 | -0.098642 | -0.062169 | 0.012071 | 0.013724 | 0.013075 | 0.018277 | 0.018955 | -0.12206 | -0.10823 | -0.098642 | -0.089057 | -0.075219 | -0.086461 | -0.072109 | -0.062169 | -0.052229 | -0.037877
Residential | 50 | 2014-05-16 | Per Device | 18 | Residential¦50¦41775¦Per Device¦18 |  |  | 1.756 |  | 1.7564 | 707 |  |  | 2.1504 | 84.051 | 1.8386 | 679 | 13 | 16 | 1.0627 | 1.8661 | 11772 | -0.39442 | -0.28432 | 0.066055 | 0.070559 | 0.070196 | 0.096653 | 0.09953 | -0.51828 | -0.4451 | -0.39442 | -0.34373 | -0.27055 | -0.41187 | -0.33652 | -0.28432 | -0.23213 | -0.15677
Residential | 50 | 2014-05-16 | Per Ton | 18 | Residential¦50¦41775¦Per Ton¦18 |  |  | 0.49974 |  | 0.49985 | 707 |  |  | 0.61199 | 84.051 | 0.52325 | 679 | 13 | 16 | 1.0627 | 0.53107 | 11772 | -0.11225 | -0.080916 | 0.018799 | 0.020081 | 0.019977 | 0.027507 | 0.028325 | -0.1475 | -0.12667 | -0.11225 | -0.097823 | -0.076996 | -0.11722 | -0.09577 | -0.080916 | -0.066062 | -0.044616
Residential | 100 | 2014-05-16 | Per Device | 18 | Residential¦100¦41775¦Per Device¦18 |  |  | 1.3589 |  | 1.4181 | 681 |  |  | 1.6683 | 82.8678 | 1.7284 | 662 | 13 | 16 | 1.1108 | 1.5096 | 10623 | -0.30933 | -0.15872 | 0.054341 | 0.067176 | 0.060364 | 0.086403 | 0.090313 | -0.42006 | -0.35464 | -0.30933 | -0.26402 | -0.1986 | -0.27446 | -0.20608 | -0.15872 | -0.11136 | -0.042976
Residential | 100 | 2014-05-16 | Per Ton | 18 | Residential¦100¦41775¦Per Ton¦18 |  |  | 0.37444 |  | 0.39074 | 681 |  |  | 0.45967 | 82.8678 | 0.47623 | 662 | 13 | 16 | 1.1108 | 0.41594 | 10623 | -0.085232 | -0.043732 | 0.014973 | 0.018509 | 0.016633 | 0.023807 | 0.024885 | -0.11574 | -0.097717 | -0.085232 | -0.072748 | -0.054722 | -0.075623 | -0.056782 | -0.043732 | -0.030683 | -0.011841
All | All | 2014-05-16 | Per Device | 19 | All¦All¦41775¦Per Device¦19 |  |  | 1.8051 |  | 3.4083 | 2823 |  |  | 2.1025 | 76.4516 | 4.1405 | 2781 | 13 | 16 | 1.1343 | 2.0476 | 27058 | -0.29744 | -0.054997 | 0.064147 | 0.078516 | 0.072763 | 0.10139 | 0.10705 | -0.42737 | -0.35061 | -0.29744 | -0.24427 | -0.16751 | -0.19218 | -0.11113 | -0.054997 | 0.0011386 | 0.08219
All | All | 2014-05-16 | Per Ton | 19 | All¦All¦41775¦Per Ton¦19 |  |  | 0.49306 |  | 0.93097 | 2823 |  |  | 0.57431 | 76.4516 | 1.131 | 2781 | 13 | 16 | 1.1343 | 0.55929 | 27058 | -0.081245 | -0.015022 | 0.017522 | 0.021447 | 0.019875 | 0.027694 | 0.02924 | -0.11674 | -0.095768 | -0.081245 | -0.066723 | -0.045754 | -0.052495 | -0.030356 | -0.015022 | 0.000311 | 0.02245
Non-Residential | All | 2014-05-16 | Per Device | 19 | Non-Residential¦All¦41775¦Per Device¦19 |  |  | 2.6348 |  | 4.3289 | 1435 |  |  | 2.8165 | 75.0324 | 5.3664 | 1440 | 13 | 16 | 1.1417 | 3.008 | 4663 | -0.18173 | 0.19152 | 0.11427 | 0.14142 | 0.13046 | 0.18182 | 0.1924 | -0.41474 | -0.27708 | -0.18173 | -0.086389 | 0.051274 | -0.055057 | 0.090622 | 0.19152 | 0.29242 | 0.4381
Non-Residential | All | 2014-05-16 | Per Ton | 19 | Non-Residential¦All¦41775¦Per Ton¦19 |  |  | 0.67894 |  | 1.1155 | 1435 |  |  | 0.72577 | 75.0324 | 1.3829 | 1440 | 13 | 16 | 1.1417 | 0.77513 | 4663 | -0.04683 | 0.049352 | 0.029447 | 0.036441 | 0.033619 | 0.046852 | 0.04958 | -0.10687 | -0.0714 | -0.04683 | -0.022261 | 0.013213 | -0.014187 | 0.023352 | 0.049352 | 0.075352 | 0.11289
Non-Residential | 30 | 2014-05-16 | Per Device | 19 | Non-Residential¦30¦41775¦Per Device¦19 |  |  | 2.4789 |  | 3.9515 | 720 |  |  | 2.8516 | 75.9015 | 5.7675 | 725 | 13 | 16 | 1.1847 | 2.9367 | 1336 | -0.3727 | 0.085128 | 0.14726 | 0.2142 | 0.17446 | 0.25994 | 0.27626 | -0.70583 | -0.50901 | -0.3727 | -0.23639 | -0.039579 | -0.26891 | -0.059742 | 0.085128 | 0.23 | 0.43917
Non-Residential | 30 | 2014-05-16 | Per Ton | 19 | Non-Residential¦30¦41775¦Per Ton¦19 |  |  | 0.63799 |  | 1.017 | 720 |  |  | 0.73391 | 75.9015 | 1.4844 | 725 | 13 | 16 | 1.1847 | 0.75582 | 1336 | -0.095922 | 0.021909 | 0.037901 | 0.055128 | 0.044901 | 0.0669 | 0.0711 | -0.18166 | -0.131 | -0.095922 | -0.06084 | -0.010186 | -0.069209 | -0.015376 | 0.021909 | 0.059194 | 0.11303
Non-Residential | 50 | 2014-05-16 | Per Device | 19 | Non-Residential¦50¦41775¦Per Device¦19 |  |  | 2.706 |  | 4.5047 | 715 |  |  | 2.7875 | 74.6619 | 5.0231 | 715 | 13 | 16 | 1.1197 | 3.0299 | 3327 | -0.081515 | 0.2424 | 0.16847 | 0.18785 | 0.18863 | 0.25233 | 0.26622 | -0.40489 | -0.21384 | -0.081515 | 0.050806 | 0.24186 | -0.098773 | 0.10279 | 0.2424 | 0.382 | 0.58357
Non-Residential | 50 | 2014-05-16 | Per Ton | 19 | Non-Residential¦50¦41775¦Per Ton¦19 |  |  | 0.69772 |  | 1.1615 | 715 |  |  | 0.71874 | 74.6619 | 1.2952 | 715 | 13 | 16 | 1.1197 | 0.78124 | 3327 | -0.021018 | 0.062501 | 0.043438 | 0.048437 | 0.048637 | 0.065061 | 0.068642 | -0.1044 | -0.055136 | -0.021018 | 0.0131 | 0.062361 | -0.025468 | 0.026505 | 0.062501 | 0.098496 | 0.15047
Residential | All | 2014-05-16 | Per Device | 19 | Residential¦All¦41775¦Per Device¦19 |  |  | 1.5034 |  | 1.5237 | 1388 |  |  | 1.8256 | 76.7387 | 1.6847 | 1341 | 13 | 16 | 1.0832 | 1.6285 | 22395 | -0.32218 | -0.19709 | 0.040899 | 0.046006 | 0.044302 | 0.061557 | 0.063869 | -0.40107 | -0.35446 | -0.32218 | -0.2899 | -0.2433 | -0.27894 | -0.23058 | -0.19709 | -0.1636 | -0.11524
Residential | All | 2014-05-16 | Per Ton | 19 | Residential¦All¦41775¦Per Ton¦19 |  |  | 0.42111 |  | 0.4268 | 1388 |  |  | 0.51136 | 76.7387 | 0.47189 | 1341 | 13 | 16 | 1.0832 | 0.45615 | 22395 | -0.090244 | -0.055205 | 0.011456 | 0.012886 | 0.012409 | 0.017242 | 0.01789 | -0.11234 | -0.099286 | -0.090244 | -0.081202 | -0.068147 | -0.078132 | -0.064586 | -0.055205 | -0.045824 | -0.032279
Residential | 50 | 2014-05-16 | Per Device | 19 | Residential¦50¦41775¦Per Device¦19 |  |  | 1.6853 |  | 1.645 | 707 |  |  | 2.0025 | 77.3532 | 1.7199 | 679 | 13 | 16 | 1.0627 | 1.7909 | 11772 | -0.31725 | -0.21158 | 0.061866 | 0.066003 | 0.065744 | 0.090464 | 0.093159 | -0.43318 | -0.36469 | -0.31725 | -0.26981 | -0.20131 | -0.33097 | -0.26044 | -0.21158 | -0.16273 | -0.092196
Residential | 50 | 2014-05-16 | Per Ton | 19 | Residential¦50¦41775¦Per Ton¦19 |  |  | 0.47962 |  | 0.46815 | 707 |  |  | 0.56991 | 77.3532 | 0.48946 | 679 | 13 | 16 | 1.0627 | 0.50969 | 11772 | -0.090286 | -0.060216 | 0.017607 | 0.018784 | 0.01871 | 0.025745 | 0.026513 | -0.12328 | -0.10379 | -0.090286 | -0.076785 | -0.057292 | -0.094193 | -0.074119 | -0.060216 | -0.046312 | -0.026238
Residential | 100 | 2014-05-16 | Per Device | 19 | Residential¦100¦41775¦Per Device¦19 |  |  | 1.3073 |  | 1.3734 | 681 |  |  | 1.6371 | 76.0436 | 1.6384 | 662 | 13 | 16 | 1.1108 | 1.4522 | 10623 | -0.32978 | -0.18489 | 0.052627 | 0.063677 | 0.05846 | 0.08261 | 0.086443 | -0.43565 | -0.3731 | -0.32978 | -0.28646 | -0.22391 | -0.29567 | -0.23022 | -0.18489 | -0.13956 | -0.074106
Residential | 100 | 2014-05-16 | Per Ton | 19 | Residential¦100¦41775¦Per Ton¦19 |  |  | 0.36022 |  | 0.37841 | 681 |  |  | 0.45109 | 76.0436 | 0.45143 | 662 | 13 | 16 | 1.1108 | 0.40015 | 10623 | -0.090868 | -0.050943 | 0.014501 | 0.017545 | 0.016108 | 0.022762 | 0.023818 | -0.12004 | -0.1028 | -0.090868 | -0.078931 | -0.061697 | -0.081467 | -0.063434 | -0.050943 | -0.038453 | -0.020419
All | All | 2014-05-16 | Per Device | 20 | All¦All¦41775¦Per Device¦20 |  |  | 1.6634 |  | 3.1968 | 2823 |  |  | 1.9173 | 71.4449 | 3.8282 | 2781 | 13 | 16 | 1.1343 | 1.8868 | 27058 | -0.25395 | -0.030543 | 0.060168 | 0.072594 | 0.068249 | 0.094287 | 0.099638 | -0.37478 | -0.30339 | -0.25395 | -0.20451 | -0.13312 | -0.15823 | -0.082794 | -0.030543 | 0.021707 | 0.097149
All | All | 2014-05-16 | Per Ton | 20 | All¦All¦41775¦Per Ton¦20 |  |  | 0.45435 |  | 0.87322 | 2823 |  |  | 0.52372 | 71.4449 | 1.0457 | 2781 | 13 | 16 | 1.1343 | 0.51538 | 27058 | -0.069366 | -0.0083428 | 0.016435 | 0.019829 | 0.018642 | 0.025754 | 0.027216 | -0.10237 | -0.082872 | -0.069366 | -0.055861 | -0.036361 | -0.043222 | -0.022615 | -0.0083428 | 0.0059294 | 0.026536
Non-Residential | All | 2014-05-16 | Per Device | 20 | Non-Residential¦All¦41775¦Per Device¦20 |  |  | 2.3849 |  | 4.0935 | 1435 |  |  | 2.5867 | 70.8108 | 4.9879 | 1440 | 13 | 16 | 1.1417 | 2.7227 | 4663 | -0.20184 | 0.13601 | 0.10806 | 0.13144 | 0.12337 | 0.17016 | 0.18027 | -0.41991 | -0.29107 | -0.20184 | -0.11261 | 0.016226 | -0.095012 | 0.041479 | 0.13601 | 0.23054 | 0.36704
Non-Residential | All | 2014-05-16 | Per Ton | 20 | Non-Residential¦All¦41775¦Per Ton¦20 |  |  | 0.61455 |  | 1.0548 | 1435 |  |  | 0.66656 | 70.8108 | 1.2853 | 1440 | 13 | 16 | 1.1417 | 0.70161 | 4663 | -0.052012 | 0.035049 | 0.027846 | 0.033871 | 0.031791 | 0.043848 | 0.046453 | -0.10821 | -0.075006 | -0.052012 | -0.029018 | 0.0041812 | -0.024483 | 0.010689 | 0.035049 | 0.059408 | 0.09458
Non-Residential | 30 | 2014-05-16 | Per Device | 20 | Non-Residential¦30¦41775¦Per Device¦20 |  |  | 2.2904 |  | 3.8245 | 720 |  |  | 2.5819 | 71.4101 | 5.2498 | 725 | 13 | 16 | 1.1847 | 2.7134 | 1336 | -0.29153 | 0.13148 | 0.14253 | 0.19497 | 0.16886 | 0.24152 | 0.25793 | -0.60105 | -0.41818 | -0.29153 | -0.16488 | 0.01798 | -0.19907 | -0.0037777 | 0.13148 | 0.26674 | 0.46203
Non-Residential | 30 | 2014-05-16 | Per Ton | 20 | Non-Residential¦30¦41775¦Per Ton¦20 |  |  | 0.58947 |  | 0.98431 | 720 |  |  | 0.6645 | 71.4101 | 1.3511 | 725 | 13 | 16 | 1.1847 | 0.69834 | 1336 | -0.075032 | 0.033839 | 0.036683 | 0.05018 | 0.043458 | 0.062158 | 0.066382 | -0.15469 | -0.10763 | -0.075032 | -0.042436 | 0.0046276 | -0.051234 | -0.0009723 | 0.033839 | 0.06865 | 0.11891
Non-Residential | 50 | 2014-05-16 | Per Device | 20 | Non-Residential¦50¦41775¦Per Device¦20 |  |  | 2.4253 |  | 4.2088 | 715 |  |  | 2.5793 | 70.5554 | 4.7504 | 715 | 13 | 16 | 1.1197 | 2.7156 | 3327 | -0.15401 | 0.1363 | 0.1574 | 0.17766 | 0.17624 | 0.23735 | 0.25025 | -0.45819 | -0.27848 | -0.15401 | -0.029546 | 0.15017 | -0.1844 | 0.0050696 | 0.1363 | 0.26753 | 0.457
Non-Residential | 50 | 2014-05-16 | Per Ton | 20 | Non-Residential¦50¦41775¦Per Ton¦20 |  |  | 0.62534 |  | 1.0852 | 715 |  |  | 0.66506 | 70.5554 | 1.2249 | 715 | 13 | 16 | 1.1197 | 0.7002 | 3327 | -0.039711 | 0.035144 | 0.040585 | 0.045807 | 0.045443 | 0.0612 | 0.064524 | -0.11814 | -0.071805 | -0.039711 | -0.0076182 | 0.038719 | -0.047547 | 0.0013072 | 0.035144 | 0.06898 | 0.11783
Residential | All | 2014-05-16 | Per Device | 20 | Residential¦All¦41775¦Per Device¦20 |  |  | 1.4021 |  | 1.4203 | 1388 |  |  | 1.6574 | 71.5732 | 1.4908 | 1341 | 13 | 16 | 1.0832 | 1.5187 | 22395 | -0.25538 | -0.13872 | 0.038123 | 0.040709 | 0.041295 | 0.055773 | 0.057987 | -0.32685 | -0.28462 | -0.25538 | -0.22613 | -0.1839 | -0.21303 | -0.16913 | -0.13872 | -0.10831 | -0.064405
Residential | All | 2014-05-16 | Per Ton | 20 | Residential¦All¦41775¦Per Ton¦20 |  |  | 0.39272 |  | 0.39783 | 1388 |  |  | 0.46425 | 71.5732 | 0.41756 | 1341 | 13 | 16 | 1.0832 | 0.42539 | 22395 | -0.071532 | -0.038855 | 0.010678 | 0.011403 | 0.011567 | 0.015622 | 0.016242 | -0.091552 | -0.079724 | -0.071532 | -0.063339 | -0.051511 | -0.059671 | -0.047373 | -0.038855 | -0.030338 | -0.01804
Residential | 50 | 2014-05-16 | Per Device | 20 | Residential¦50¦41775¦Per Device¦20 |  |  | 1.5707 |  | 1.5811 | 707 |  |  | 1.8396 | 72.1562 | 1.5886 | 679 | 13 | 16 | 1.0627 | 1.6692 | 11772 | -0.26883 | -0.17035 | 0.059464 | 0.060964 | 0.063193 | 0.085163 | 0.087806 | -0.37797 | -0.31349 | -0.26883 | -0.22417 | -0.15969 | -0.28288 | -0.2164 | -0.17035 | -0.12431 | -0.057823
Residential | 50 | 2014-05-16 | Per Ton | 20 | Residential¦50¦41775¦Per Ton¦20 |  |  | 0.44702 |  | 0.44998 | 707 |  |  | 0.52353 | 72.1562 | 0.4521 | 679 | 13 | 16 | 1.0627 | 0.47505 | 11772 | -0.076508 | -0.048481 | 0.016923 | 0.01735 | 0.017984 | 0.024237 | 0.024989 | -0.10757 | -0.089217 | -0.076508 | -0.063798 | -0.045447 | -0.080506 | -0.061585 | -0.048481 | -0.035377 | -0.016456
Residential | 100 | 2014-05-16 | Per Device | 20 | Residential¦100¦41775¦Per Device¦20 |  |  | 1.2202 |  | 1.219 | 681 |  |  | 1.4632 | 70.9136 | 1.3703 | 662 | 13 | 16 | 1.1108 | 1.3554 | 10623 | -0.24307 | -0.10784 | 0.046713 | 0.05326 | 0.051891 | 0.070843 | 0.074359 | -0.33386 | -0.28022 | -0.24307 | -0.20592 | -0.15229 | -0.20314 | -0.14684 | -0.10784 | -0.068848 | -0.012547
Residential | 100 | 2014-05-16 | Per Ton | 20 | Residential¦100¦41775¦Per Ton¦20 |  |  | 0.3362 |  | 0.33589 | 681 |  |  | 0.40317 | 70.9136 | 0.37758 | 662 | 13 | 16 | 1.1108 | 0.37346 | 10623 | -0.066976 | -0.029714 | 0.012871 | 0.014675 | 0.014298 | 0.01952 | 0.020489 | -0.091992 | -0.077212 | -0.066976 | -0.05674 | -0.04196 | -0.055972 | -0.040459 | -0.029714 | -0.01897 | -0.0034572
All | All | 2014-05-16 | Per Device | 21 | All¦All¦41775¦Per Device¦21 |  |  | 1.569 |  | 3.0229 | 2823 |  |  | 1.7591 | 68.5102 | 3.5523 | 2781 | 13 | 16 | 1.1343 | 1.7797 | 27058 | -0.19011 | 0.020616 | 0.056894 | 0.067361 | 0.064535 | 0.088172 | 0.093286 | -0.30311 | -0.23635 | -0.19011 | -0.14387 | -0.077114 | -0.098935 | -0.028303 | 0.020616 | 0.069535 | 0.14017
All | All | 2014-05-16 | Per Ton | 21 | All¦All¦41775¦Per Ton¦21 |  |  | 0.42856 |  | 0.82569 | 2823 |  |  | 0.48049 | 68.5102 | 0.9703 | 2781 | 13 | 16 | 1.1343 | 0.48612 | 27058 | -0.051929 | 0.0056312 | 0.015541 | 0.0184 | 0.017628 | 0.024084 | 0.025481 | -0.082794 | -0.064559 | -0.051929 | -0.039299 | -0.021064 | -0.027024 | -0.007731 | 0.0056312 | 0.018993 | 0.038286
Non-Residential | All | 2014-05-16 | Per Device | 21 | Non-Residential¦All¦41775¦Per Device¦21 |  |  | 2.2191 |  | 3.9021 | 1435 |  |  | 2.3694 | 68.425 | 4.6499 | 1440 | 13 | 16 | 1.1417 | 2.5335 | 4663 | -0.15024 | 0.16413 | 0.10301 | 0.12254 | 0.1176 | 0.16008 | 0.16984 | -0.35539 | -0.23418 | -0.15024 | -0.066291 | 0.054914 | -0.053522 | 0.075071 | 0.16413 | 0.2532 | 0.38179
Non-Residential | All | 2014-05-16 | Per Ton | 21 | Non-Residential¦All¦41775¦Per Ton¦21 |  |  | 0.57184 |  | 1.0055 | 1435 |  |  | 0.61055 | 68.425 | 1.1982 | 1440 | 13 | 16 | 1.1417 | 0.65285 | 4663 | -0.038714 | 0.042295 | 0.026544 | 0.031576 | 0.030304 | 0.041251 | 0.043765 | -0.091579 | -0.060346 | -0.038714 | -0.017082 | 0.014151 | -0.013792 | 0.019345 | 0.042295 | 0.065246 | 0.098383
Non-Residential | 30 | 2014-05-16 | Per Device | 21 | Non-Residential¦30¦41775¦Per Device¦21 |  |  | 2.131 |  | 3.6879 | 720 |  |  | 2.3871 | 68.5769 | 4.7432 | 725 | 13 | 16 | 1.1847 | 2.5245 | 1336 | -0.2561 | 0.13747 | 0.13744 | 0.17616 | 0.16283 | 0.22343 | 0.23988 | -0.54244 | -0.37327 | -0.2561 | -0.13893 | 0.030241 | -0.16995 | 0.011676 | 0.13747 | 0.26327 | 0.44489
Non-Residential | 30 | 2014-05-16 | Per Ton | 21 | Non-Residential¦30¦41775¦Per Ton¦21 |  |  | 0.54844 |  | 0.94916 | 720 |  |  | 0.61435 | 68.5769 | 1.2208 | 725 | 13 | 16 | 1.1847 | 0.64973 | 1336 | -0.065912 | 0.035381 | 0.035373 | 0.045338 | 0.041906 | 0.057505 | 0.061739 | -0.13961 | -0.096067 | -0.065912 | -0.035756 | 0.0077832 | -0.04374 | 0.003005 | 0.035381 | 0.067756 | 0.1145
Non-Residential | 50 | 2014-05-16 | Per Device | 21 | Non-Residential¦50¦41775¦Per Device¦21 |  |  | 2.2569 |  | 3.988 | 715 |  |  | 2.3511 | 68.3603 | 4.5299 | 715 | 13 | 16 | 1.1197 | 2.527 | 3327 | -0.094256 | 0.17589 | 0.14914 | 0.16941 | 0.16699 | 0.22571 | 0.23788 | -0.38351 | -0.21262 | -0.094256 | 0.024104 | 0.195 | -0.12896 | 0.05115 | 0.17589 | 0.30064 | 0.48075
Non-Residential | 50 | 2014-05-16 | Per Ton | 21 | Non-Residential¦50¦41775¦Per Ton¦21 |  |  | 0.58191 |  | 1.0283 | 715 |  |  | 0.60622 | 68.3603 | 1.168 | 715 | 13 | 16 | 1.1197 | 0.65157 | 3327 | -0.024303 | 0.045353 | 0.038455 | 0.043681 | 0.043058 | 0.058197 | 0.061336 | -0.098885 | -0.054822 | -0.024303 | 0.0062151 | 0.050279 | -0.033252 | 0.013189 | 0.045353 | 0.077518 | 0.12396
Residential | All | 2014-05-16 | Per Device | 21 | Residential¦All¦41775¦Per Device¦21 |  |  | 1.3342 |  | 1.3028 | 1388 |  |  | 1.5222 | 68.5274 | 1.3427 | 1341 | 13 | 16 | 1.0832 | 1.4453 | 22395 | -0.18794 | -0.076923 | 0.034968 | 0.036667 | 0.037878 | 0.050668 | 0.052718 | -0.25287 | -0.21451 | -0.18794 | -0.16137 | -0.12301 | -0.14448 | -0.10457 | -0.076923 | -0.049278 | -0.0093628
Residential | All | 2014-05-16 | Per Ton | 21 | Residential¦All¦41775¦Per Ton¦21 |  |  | 0.37372 |  | 0.3649 | 1388 |  |  | 0.42637 | 68.5274 | 0.3761 | 1341 | 13 | 16 | 1.0832 | 0.40482 | 22395 | -0.052642 | -0.021546 | 0.0097946 | 0.01027 | 0.010609 | 0.014192 | 0.014766 | -0.07083 | -0.060085 | -0.052642 | -0.0452 | -0.034454 | -0.04047 | -0.02929 | -0.021546 | -0.013803 | -0.0026225
Residential | 50 | 2014-05-16 | Per Device | 21 | Residential¦50¦41775¦Per Device¦21 |  |  | 1.4725 |  | 1.4372 | 707 |  |  | 1.6635 | 68.7797 | 1.4143 | 679 | 13 | 16 | 1.0627 | 1.5648 | 11772 | -0.19108 | -0.098762 | 0.054053 | 0.054274 | 0.057442 | 0.076599 | 0.079027 | -0.28925 | -0.23125 | -0.19108 | -0.15091 | -0.092915 | -0.20004 | -0.1402 | -0.098762 | -0.05732 | 0.0025148
Residential | 50 | 2014-05-16 | Per Ton | 21 | Residential¦50¦41775¦Per Ton¦21 |  |  | 0.41905 |  | 0.40903 | 707 |  |  | 0.47343 | 68.7797 | 0.40249 | 679 | 13 | 16 | 1.0627 | 0.44533 | 11772 | -0.05438 | -0.028107 | 0.015383 | 0.015446 | 0.016348 | 0.021799 | 0.022491 | -0.082317 | -0.065812 | -0.05438 | -0.042949 | -0.026443 | -0.05693 | -0.039901 | -0.028107 | -0.016313 | 0.0007157
Residential | 100 | 2014-05-16 | Per Device | 21 | Residential¦100¦41775¦Per Device¦21 |  |  | 1.1854 |  | 1.1392 | 681 |  |  | 1.3716 | 68.2419 | 1.2581 | 662 | 13 | 16 | 1.1108 | 1.3168 | 10623 | -0.18622 | -0.054842 | 0.043654 | 0.048896 | 0.048493 | 0.065548 | 0.068865 | -0.27022 | -0.22059 | -0.18622 | -0.15185 | -0.10222 | -0.1431 | -0.090955 | -0.054842 | -0.01873 | 0.033412
Residential | 100 | 2014-05-16 | Per Ton | 21 | Residential¦100¦41775¦Per Ton¦21 |  |  | 0.32661 |  | 0.31389 | 681 |  |  | 0.37793 | 68.2419 | 0.34665 | 662 | 13 | 16 | 1.1108 | 0.36281 | 10623 | -0.051311 | -0.015111 | 0.012028 | 0.013473 | 0.013362 | 0.018061 | 0.018975 | -0.074457 | -0.060782 | -0.051311 | -0.04184 | -0.028165 | -0.039428 | -0.025062 | -0.015111 | -0.0051607 | 0.0092061
All | All | 2014-05-16 | Per Device | 22 | All¦All¦41775¦Per Device¦22 |  |  | 1.3951 |  | 2.6242 | 2823 |  |  | 1.5417 | 67.2571 | 3.2239 | 2781 | 13 | 16 | 1.1343 | 1.5825 | 27058 | -0.1466 | 0.040778 | 0.04939 | 0.061133 | 0.056024 | 0.078592 | 0.082921 | -0.24732 | -0.18781 | -0.1466 | -0.10538 | -0.045878 | -0.06549 | -0.0027063 | 0.040778 | 0.084262 | 0.14705
All | All | 2014-05-16 | Per Ton | 22 | All¦All¦41775¦Per Ton¦22 |  |  | 0.38107 |  | 0.7168 | 2823 |  |  | 0.42111 | 67.2571 | 0.8806 | 2781 | 13 | 16 | 1.1343 | 0.43225 | 27058 | -0.040043 | 0.011138 | 0.013491 | 0.016699 | 0.015303 | 0.021467 | 0.02265 | -0.067555 | -0.0513 | -0.040043 | -0.028785 | -0.012531 | -0.017889 | -0.0007392 | 0.011138 | 0.023016 | 0.040165
Non-Residential | All | 2014-05-16 | Per Device | 22 | Non-Residential¦All¦41775¦Per Device¦22 |  |  | 1.9299 |  | 3.389 | 1435 |  |  | 2.0821 | 67.2033 | 4.2415 | 1440 | 13 | 16 | 1.1417 | 2.2032 | 4663 | -0.1522 | 0.12119 | 0.089463 | 0.11177 | 0.10214 | 0.14317 | 0.15141 | -0.33568 | -0.22728 | -0.1522 | -0.077122 | 0.031277 | -0.072848 | 0.041793 | 0.12119 | 0.20059 | 0.31523
Non-Residential | All | 2014-05-16 | Per Ton | 22 | Non-Residential¦All¦41775¦Per Ton¦22 |  |  | 0.4973 |  | 0.8733 | 1435 |  |  | 0.53652 | 67.2033 | 1.093 | 1440 | 13 | 16 | 1.1417 | 0.56775 | 4663 | -0.03922 | 0.03123 | 0.023054 | 0.028803 | 0.026319 | 0.036893 | 0.039017 | -0.0865 | -0.058566 | -0.03922 | -0.019873 | 0.0080598 | -0.018772 | 0.010769 | 0.03123 | 0.05169 | 0.081232
Non-Residential | 30 | 2014-05-16 | Per Device | 22 | Non-Residential¦30¦41775¦Per Device¦22 |  |  | 1.8957 |  | 3.2591 | 720 |  |  | 2.1162 | 67.4135 | 4.2818 | 725 | 13 | 16 | 1.1847 | 2.2458 | 1336 | -0.22053 | 0.12959 | 0.12146 | 0.15902 | 0.14389 | 0.2001 | 0.21446 | -0.47697 | -0.32546 | -0.22053 | -0.11559 | 0.035914 | -0.14525 | 0.017127 | 0.12959 | 0.24205 | 0.40443
Non-Residential | 30 | 2014-05-16 | Per Ton | 22 | Non-Residential¦30¦41775¦Per Ton¦22 |  |  | 0.48789 |  | 0.83879 | 720 |  |  | 0.54465 | 67.4135 | 1.102 | 725 | 13 | 16 | 1.1847 | 0.578 | 1336 | -0.056757 | 0.033353 | 0.03126 | 0.040928 | 0.037033 | 0.0515 | 0.055196 | -0.12276 | -0.083764 | -0.056757 | -0.02975 | 0.009243 | -0.037383 | 0.0044081 | 0.033353 | 0.062297 | 0.10409
Non-Residential | 50 | 2014-05-16 | Per Device | 22 | Non-Residential¦50¦41775¦Per Device¦22 |  |  | 1.9407 |  | 3.4284 | 715 |  |  | 2.0564 | 67.1137 | 4.1609 | 715 | 13 | 16 | 1.1197 | 2.173 | 3327 | -0.11564 | 0.11667 | 0.12821 | 0.15561 | 0.14356 | 0.20163 | 0.21172 | -0.37404 | -0.22137 | -0.11564 | -0.0099061 | 0.14276 | -0.15466 | 0.0056431 | 0.11667 | 0.22769 | 0.388
Non-Residential | 50 | 2014-05-16 | Per Ton | 22 | Non-Residential¦50¦41775¦Per Ton¦22 |  |  | 0.5004 |  | 0.88399 | 715 |  |  | 0.53022 | 67.1137 | 1.0729 | 715 | 13 | 16 | 1.1197 | 0.5603 | 3327 | -0.029817 | 0.030082 | 0.033059 | 0.040123 | 0.037017 | 0.051988 | 0.05459 | -0.096443 | -0.057079 | -0.029817 | -0.0025542 | 0.036809 | -0.039878 | 0.0014551 | 0.030082 | 0.058709 | 0.10004
Residential | All | 2014-05-16 | Per Device | 22 | Residential¦All¦41775¦Per Device¦22 |  |  | 1.2032 |  | 1.142 | 1388 |  |  | 1.3319 | 67.2679 | 1.1926 | 1341 | 13 | 16 | 1.0832 | 1.3033 | 22395 | -0.12869 | -0.028584 | 0.030654 | 0.032566 | 0.033204 | 0.044724 | 0.046509 | -0.18601 | -0.15215 | -0.12869 | -0.10524 | -0.071379 | -0.088187 | -0.052973 | -0.028584 | -0.0041944 | 0.03102
Residential | All | 2014-05-16 | Per Ton | 22 | Residential¦All¦41775¦Per Ton¦22 |  |  | 0.33701 |  | 0.31988 | 1388 |  |  | 0.37306 | 67.2679 | 0.33404 | 1341 | 13 | 16 | 1.0832 | 0.36505 | 22395 | -0.036048 | -0.0080063 | 0.0085862 | 0.0091218 | 0.0093006 | 0.012527 | 0.013027 | -0.052102 | -0.042617 | -0.036048 | -0.029478 | -0.019993 | -0.024701 | -0.014838 | -0.0080063 | -0.0011748 | 0.0086887
Residential | 50 | 2014-05-16 | Per Device | 22 | Residential¦50¦41775¦Per Device¦22 |  |  | 1.3437 |  | 1.2398 | 707 |  |  | 1.4499 | 67.604 | 1.2543 | 679 | 13 | 16 | 1.0627 | 1.428 | 11772 | -0.10621 | -0.021968 | 0.046626 | 0.048137 | 0.049549 | 0.067016 | 0.069082 | -0.1921 | -0.14136 | -0.10621 | -0.071071 | -0.02033 | -0.1105 | -0.058194 | -0.021968 | 0.014259 | 0.066564
Residential | 50 | 2014-05-16 | Per Ton | 22 | Residential¦50¦41775¦Per Ton¦22 |  |  | 0.38242 |  | 0.35283 | 707 |  |  | 0.41264 | 67.604 | 0.35698 | 679 | 13 | 16 | 1.0627 | 0.40639 | 11772 | -0.030228 | -0.0062518 | 0.013269 | 0.013699 | 0.014101 | 0.019072 | 0.01966 | -0.05467 | -0.04023 | -0.030228 | -0.020226 | -0.0057858 | -0.031447 | -0.016562 | -0.0062518 | 0.004058 | 0.018944
Residential | 100 | 2014-05-16 | Per Device | 22 | Residential¦100¦41775¦Per Device¦22 |  |  | 1.0516 |  | 1.0203 | 681 |  |  | 1.2061 | 66.8878 | 1.1205 | 662 | 13 | 16 | 1.1108 | 1.1682 | 10623 | -0.15448 | -0.037923 | 0.039098 | 0.04355 | 0.043432 | 0.058526 | 0.061505 | -0.22948 | -0.18517 | -0.15448 | -0.12379 | -0.079476 | -0.11675 | -0.070176 | -0.037923 | -0.0056691 | 0.0409
Residential | 100 | 2014-05-16 | Per Ton | 22 | Residential¦100¦41775¦Per Ton¦22 |  |  | 0.28977 |  | 0.28113 | 681 |  |  | 0.33233 | 66.8878 | 0.30874 | 662 | 13 | 16 | 1.1108 | 0.32188 | 10623 | -0.042565 | -0.010449 | 0.010773 | 0.012 | 0.011967 | 0.016126 | 0.016947 | -0.063231 | -0.051021 | -0.042565 | -0.034108 | -0.021899 | -0.032168 | -0.019336 | -0.010449 | -0.0015621 | 0.011269
All | All | 2014-05-16 | Per Device | 23 | All¦All¦41775¦Per Device¦23 |  |  | 1.1795 |  | 2.2537 | 2823 |  |  | 1.3135 | 64.5816 | 2.9304 | 2781 | 13 | 16 | 1.1343 | 1.3379 | 27058 | -0.13396 | 0.02446 | 0.042417 | 0.055569 | 0.048114 | 0.069908 | 0.073504 | -0.22355 | -0.17062 | -0.13396 | -0.0973 | -0.044369 | -0.069739 | -0.014085 | 0.02446 | 0.063006 | 0.11866
All | All | 2014-05-16 | Per Ton | 23 | All¦All¦41775¦Per Ton¦23 |  |  | 0.32218 |  | 0.61559 | 2823 |  |  | 0.35878 | 64.5816 | 0.80045 | 2781 | 13 | 16 | 1.1343 | 0.36546 | 27058 | -0.036591 | 0.0066814 | 0.011586 | 0.015179 | 0.013142 | 0.019095 | 0.020078 | -0.061062 | -0.046605 | -0.036591 | -0.026577 | -0.012119 | -0.019049 | -0.0038473 | 0.0066814 | 0.01721 | 0.032412
Non-Residential | All | 2014-05-16 | Per Device | 23 | Non-Residential¦All¦41775¦Per Device¦23 |  |  | 1.6388 |  | 2.9298 | 1435 |  |  | 1.7931 | 65.2639 | 3.9009 | 1440 | 13 | 16 | 1.1417 | 1.871 | 4663 | -0.15428 | 0.077885 | 0.077342 | 0.1028 | 0.088299 | 0.12864 | 0.13551 | -0.31914 | -0.22174 | -0.15428 | -0.086815 | 0.010588 | -0.095785 | 0.0068205 | 0.077885 | 0.14895 | 0.25155
Non-Residential | All | 2014-05-16 | Per Ton | 23 | Non-Residential¦All¦41775¦Per Ton¦23 |  |  | 0.4223 |  | 0.75498 | 1435 |  |  | 0.46205 | 65.2639 | 1.0052 | 1440 | 13 | 16 | 1.1417 | 0.48212 | 4663 | -0.039755 | 0.02007 | 0.01993 | 0.02649 | 0.022753 | 0.03315 | 0.03492 | -0.082239 | -0.057139 | -0.039755 | -0.022371 | 0.0027284 | -0.024682 | 0.0017576 | 0.02007 | 0.038382 | 0.064822
Non-Residential | 30 | 2014-05-16 | Per Device | 23 | Non-Residential¦30¦41775¦Per Device¦23 |  |  | 1.5938 |  | 2.7347 | 720 |  |  | 1.8292 | 65.0577 | 3.9394 | 725 | 13 | 16 | 1.1847 | 1.8881 | 1336 | -0.23545 | 0.05891 | 0.10192 | 0.1463 | 0.12074 | 0.1783 | 0.18969 | -0.46395 | -0.32895 | -0.23545 | -0.14195 | -0.0069438 | -0.18419 | -0.040564 | 0.05891 | 0.15838 | 0.30201
Non-Residential | 30 | 2014-05-16 | Per Ton | 23 | Non-Residential¦30¦41775¦Per Ton¦23 |  |  | 0.41019 |  | 0.70382 | 720 |  |  | 0.47078 | 65.0577 | 1.0139 | 725 | 13 | 16 | 1.1847 | 0.48595 | 1336 | -0.060597 | 0.015162 | 0.02623 | 0.037654 | 0.031074 | 0.045889 | 0.04882 | -0.11941 | -0.084661 | -0.060597 | -0.036532 | -0.0017871 | -0.047404 | -0.01044 | 0.015162 | 0.040763 | 0.077728
Non-Residential | 50 | 2014-05-16 | Per Device | 23 | Non-Residential¦50¦41775¦Per Device¦23 |  |  | 1.6563 |  | 3.0133 | 715 |  |  | 1.7675 | 65.3518 | 3.8266 | 715 | 13 | 16 | 1.1197 | 1.8546 | 3327 | -0.11117 | 0.087096 | 0.11269 | 0.14311 | 0.12618 | 0.18215 | 0.19079 | -0.3446 | -0.20669 | -0.11117 | -0.015646 | 0.12227 | -0.15741 | -0.012954 | 0.087096 | 0.18715 | 0.3316
Non-Residential | 50 | 2014-05-16 | Per Ton | 23 | Non-Residential¦50¦41775¦Per Ton¦23 |  |  | 0.42706 |  | 0.77695 | 715 |  |  | 0.45573 | 65.3518 | 0.98667 | 715 | 13 | 16 | 1.1197 | 0.47818 | 3327 | -0.028663 | 0.022457 | 0.029056 | 0.0369 | 0.032534 | 0.046966 | 0.049194 | -0.088853 | -0.053292 | -0.028663 | -0.0040341 | 0.031526 | -0.040587 | -0.0033401 | 0.022457 | 0.048255 | 0.085502
Residential | All | 2014-05-16 | Per Device | 23 | Residential¦All¦41775¦Per Device¦23 |  |  | 1.0145 |  | 0.94246 | 1388 |  |  | 1.127 | 64.4435 | 0.99452 | 1341 | 13 | 16 | 1.0832 | 1.0989 | 22395 | -0.1125 | -0.028092 | 0.025297 | 0.027158 | 0.027402 | 0.037115 | 0.03858 | -0.16007 | -0.13197 | -0.1125 | -0.093039 | -0.064938 | -0.077535 | -0.048324 | -0.028092 | -0.0078609 | 0.02135
Residential | All | 2014-05-16 | Per Ton | 23 | Residential¦All¦41775¦Per Ton¦23 |  |  | 0.28415 |  | 0.26399 | 1388 |  |  | 0.31567 | 64.4435 | 0.27857 | 1341 | 13 | 16 | 1.0832 | 0.3078 | 22395 | -0.031512 | -0.0078687 | 0.0070857 | 0.007607 | 0.0076753 | 0.010396 | 0.010806 | -0.044835 | -0.036964 | -0.031512 | -0.02606 | -0.018189 | -0.021718 | -0.013536 | -0.0078687 | -0.0022019 | 0.0059802
Residential | 50 | 2014-05-16 | Per Device | 23 | Residential¦50¦41775¦Per Device¦23 |  |  | 1.0974 |  | 0.98202 | 707 |  |  | 1.1941 | 64.489 | 1.0173 | 679 | 13 | 16 | 1.0627 | 1.1662 | 11772 | -0.096678 | -0.027876 | 0.036933 | 0.03904 | 0.039248 | 0.053741 | 0.055358 | -0.16555 | -0.12486 | -0.096678 | -0.068496 | -0.027806 | -0.09882 | -0.056906 | -0.027876 | 0.0011542 | 0.043069
Residential | 50 | 2014-05-16 | Per Ton | 23 | Residential¦50¦41775¦Per Ton¦23 |  |  | 0.31231 |  | 0.27948 | 707 |  |  | 0.33982 | 64.489 | 0.28951 | 679 | 13 | 16 | 1.0627 | 0.33189 | 11772 | -0.027514 | -0.0079333 | 0.010511 | 0.011111 | 0.01117 | 0.015294 | 0.015755 | -0.047114 | -0.035534 | -0.027514 | -0.019494 | -0.0079133 | -0.028124 | -0.016195 | -0.0079333 | 0.0003285 | 0.012257
Residential | 100 | 2014-05-16 | Per Device | 23 | Residential¦100¦41775¦Per Device¦23 |  |  | 0.92538 |  | 0.89701 | 681 |  |  | 1.0557 | 64.392 | 0.96991 | 662 | 13 | 16 | 1.1108 | 1.0279 | 10623 | -0.13036 | -0.027798 | 0.034373 | 0.037697 | 0.038183 | 0.051015 | 0.053656 | -0.19574 | -0.15711 | -0.13036 | -0.10361 | -0.064981 | -0.096561 | -0.055935 | -0.027798 | 0.0003393 | 0.040965
Residential | 100 | 2014-05-16 | Per Ton | 23 | Residential¦100¦41775¦Per Ton¦23 |  |  | 0.25498 |  | 0.24716 | 681 |  |  | 0.29089 | 64.392 | 0.26725 | 662 | 13 | 16 | 1.1108 | 0.28324 | 10623 | -0.035919 | -0.0076594 | 0.0094711 | 0.010387 | 0.010521 | 0.014057 | 0.014784 | -0.053933 | -0.04329 | -0.035919 | -0.028548 | -0.017905 | -0.026606 | -0.015412 | -0.0076594 | 9.35e-05 | 0.011287
All | All | 2014-05-16 | Per Device | 24 | All¦All¦41775¦Per Device¦24 |  |  | 1.0093 |  | 2.0287 | 2823 |  |  | 1.0922 | 63.6251 | 2.6211 | 2781 | 13 | 16 | 1.1343 | 1.1449 | 27058 | -0.08292 | 0.05264 | 0.038182 | 0.049703 | 0.043311 | 0.062676 | 0.065926 | -0.16324 | -0.11579 | -0.08292 | -0.050053 | -0.0025977 | -0.031847 | 0.018069 | 0.05264 | 0.087212 | 0.13713
All | All | 2014-05-16 | Per Ton | 24 | All¦All¦41775¦Per Ton¦24 |  |  | 0.27569 |  | 0.55414 | 2823 |  |  | 0.29834 | 63.6251 | 0.71595 | 2781 | 13 | 16 | 1.1343 | 0.31272 | 27058 | -0.02265 | 0.014379 | 0.010429 | 0.013576 | 0.01183 | 0.01712 | 0.018008 | -0.04459 | -0.031627 | -0.02265 | -0.013672 | -0.0007096 | -0.0086989 | 0.0049355 | 0.014379 | 0.023822 | 0.037456
Non-Residential | All | 2014-05-16 | Per Device | 24 | Non-Residential¦All¦41775¦Per Device¦24 |  |  | 1.4695 |  | 2.6446 | 1435 |  |  | 1.5701 | 64.281 | 3.4943 | 1440 | 13 | 16 | 1.1417 | 1.6776 | 4663 | -0.1006 | 0.10757 | 0.069813 | 0.092083 | 0.079703 | 0.11556 | 0.12179 | -0.24869 | -0.1612 | -0.1006 | -0.040003 | 0.047491 | -0.048504 | 0.043707 | 0.10757 | 0.17144 | 0.26365
Non-Residential | All | 2014-05-16 | Per Ton | 24 | Non-Residential¦All¦41775¦Per Ton¦24 |  |  | 0.37866 |  | 0.68149 | 1435 |  |  | 0.40459 | 64.281 | 0.90044 | 1440 | 13 | 16 | 1.1417 | 0.43231 | 4663 | -0.025923 | 0.02772 | 0.01799 | 0.023729 | 0.020539 | 0.029777 | 0.031383 | -0.064085 | -0.041539 | -0.025923 | -0.010308 | 0.012238 | -0.012499 | 0.011263 | 0.02772 | 0.044177 | 0.067939
Non-Residential | 30 | 2014-05-16 | Per Device | 24 | Non-Residential¦30¦41775¦Per Device¦24 |  |  | 1.4177 |  | 2.3638 | 720 |  |  | 1.6379 | 64.0706 | 3.6178 | 725 | 13 | 16 | 1.1847 | 1.6796 | 1336 | -0.22016 | 0.041686 | 0.088093 | 0.13436 | 0.10436 | 0.16067 | 0.17013 | -0.42606 | -0.30441 | -0.22016 | -0.13591 | -0.014257 | -0.17635 | -0.047531 | 0.041686 | 0.1309 | 0.25972
Non-Residential | 30 | 2014-05-16 | Per Ton | 24 | Non-Residential¦30¦41775¦Per Ton¦24 |  |  | 0.36488 |  | 0.60836 | 720 |  |  | 0.42154 | 64.0706 | 0.93111 | 725 | 13 | 16 | 1.1847 | 0.43227 | 1336 | -0.056662 | 0.010729 | 0.022672 | 0.034581 | 0.02686 | 0.04135 | 0.043787 | -0.10965 | -0.078346 | -0.056662 | -0.034978 | -0.0036694 | -0.045386 | -0.012233 | 0.010729 | 0.03369 | 0.066844
Non-Residential | 50 | 2014-05-16 | Per Device | 24 | Non-Residential¦50¦41775¦Per Device¦24 |  |  | 1.491 |  | 2.7783 | 715 |  |  | 1.5289 | 64.3708 | 3.3665 | 715 | 13 | 16 | 1.1197 | 1.6695 | 3327 | -0.03785 | 0.14063 | 0.1039 | 0.1259 | 0.11634 | 0.16324 | 0.17142 | -0.24705 | -0.12345 | -0.03785 | 0.047753 | 0.17135 | -0.079061 | 0.050733 | 0.14063 | 0.23052 | 0.36032
Non-Residential | 50 | 2014-05-16 | Per Ton | 24 | Non-Residential¦50¦41775¦Per Ton¦24 |  |  | 0.38445 |  | 0.71637 | 715 |  |  | 0.39421 | 64.3708 | 0.86804 | 715 | 13 | 16 | 1.1197 | 0.43047 | 3327 | -0.0097593 | 0.03626 | 0.026791 | 0.032463 | 0.029997 | 0.04209 | 0.0442 | -0.0637 | -0.031831 | -0.0097593 | 0.012313 | 0.044181 | -0.020385 | 0.013081 | 0.03626 | 0.059439 | 0.092905
Residential | All | 2014-05-16 | Per Device | 24 | Residential¦All¦41775¦Per Device¦24 |  |  | 0.84209 |  | 0.80641 | 1388 |  |  | 0.90539 | 63.4923 | 0.85796 | 1341 | 13 | 16 | 1.0832 | 0.91216 | 22395 | -0.063299 | 0.0067683 | 0.021645 | 0.023429 | 0.023446 | 0.031897 | 0.033146 | -0.10418 | -0.080025 | -0.063299 | -0.046572 | -0.022421 | -0.03571 | -0.010613 | 0.0067683 | 0.02415 | 0.049246
Residential | All | 2014-05-16 | Per Ton | 24 | Residential¦All¦41775¦Per Ton¦24 |  |  | 0.23587 |  | 0.22588 | 1388 |  |  | 0.2536 | 63.4923 | 0.24032 | 1341 | 13 | 16 | 1.0832 | 0.2555 | 22395 | -0.01773 | 0.0018958 | 0.0060629 | 0.0065625 | 0.0065673 | 0.0089345 | 0.0092842 | -0.02918 | -0.022415 | -0.01773 | -0.013045 | -0.00628 | -0.010002 | -0.0029728 | 0.0018958 | 0.0067645 | 0.013794
Residential | 50 | 2014-05-16 | Per Device | 24 | Residential¦50¦41775¦Per Device¦24 |  |  | 0.90964 |  | 0.82887 | 707 |  |  | 0.99293 | 63.505 | 0.9424 | 679 | 13 | 16 | 1.0627 | 0.96667 | 11772 | -0.08329 | -0.026259 | 0.031173 | 0.036166 | 0.033127 | 0.047747 | 0.049045 | -0.14448 | -0.10833 | -0.08329 | -0.058252 | -0.0221 | -0.089113 | -0.051978 | -0.026259 | -0.0005398 | 0.036595
Residential | 50 | 2014-05-16 | Per Ton | 24 | Residential¦50¦41775¦Per Ton¦24 |  |  | 0.25888 |  | 0.23589 | 707 |  |  | 0.28258 | 63.505 | 0.2682 | 679 | 13 | 16 | 1.0627 | 0.27511 | 11772 | -0.023704 | -0.0074732 | 0.0088716 | 0.010293 | 0.0094278 | 0.013588 | 0.013958 | -0.041118 | -0.03083 | -0.023704 | -0.016578 | -0.0062897 | -0.025361 | -0.014793 | -0.0074732 | -0.0001536 | 0.010415
Residential | 100 | 2014-05-16 | Per Device | 24 | Residential¦100¦41775¦Per Device¦24 |  |  | 0.76952 |  | 0.78051 | 681 |  |  | 0.81211 | 63.478 | 0.75756 | 662 | 13 | 16 | 1.1108 | 0.85481 | 10623 | -0.04259 | 0.042698 | 0.029909 | 0.029444 | 0.033224 | 0.04197 | 0.044393 | -0.096377 | -0.064599 | -0.04259 | -0.020581 | 0.011197 | -0.014194 | 0.019418 | 0.042698 | 0.065978 | 0.09959
Residential | 100 | 2014-05-16 | Per Ton | 24 | Residential¦100¦41775¦Per Ton¦24 |  |  | 0.21203 |  | 0.21506 | 681 |  |  | 0.22377 | 63.478 | 0.20874 | 662 | 13 | 16 | 1.1108 | 0.23553 | 10623 | -0.011735 | 0.011765 | 0.0082411 | 0.0081128 | 0.0091545 | 0.011564 | 0.012232 | -0.026555 | -0.017799 | -0.011735 | -0.0056708 | 0.0030851 | -0.003911 | 0.0053504 | 0.011765 | 0.018179 | 0.027441
All | All | 2014-05-16 | Per Device | 100 | All¦All¦41775¦Per Device¦100 |  |  | 1.8637 |  | 4.1006 | 11292 |  |  | 1.8525 | 92.4086 | 5.1602 | 11124 | 13 | 16 | 1.1343 | 2.114 | 27058 | 0.011218 | 0.26153 | 0.038589 | 0.048926 | 0.043772 | 0.062312 | 0.065648 | -0.068638 | -0.021458 | 0.011218 | 0.043895 | 0.091075 | 0.1774 | 0.22711 | 0.26153 | 0.29596 | 0.34566
All | All | 2014-05-16 | Per Ton | 100 | All¦All¦41775¦Per Ton¦100 |  |  | 0.50908 |  | 1.1201 | 11292 |  |  | 0.50601 | 92.4086 | 1.4095 | 11124 | 13 | 16 | 1.1343 | 0.57745 | 27058 | 0.0030642 | 0.071438 | 0.010541 | 0.013364 | 0.011956 | 0.017021 | 0.017932 | -0.018749 | -0.0058614 | 0.0030642 | 0.01199 | 0.024877 | 0.048457 | 0.062034 | 0.071438 | 0.080841 | 0.094418
Non-Residential | All | 2014-05-16 | Per Device | 100 | Non-Residential¦All¦41775¦Per Device¦100 |  |  | 3.4945 |  | 5.1123 | 5740 |  |  | 3.6603 | 91.0756 | 6.7254 | 5760 | 13 | 16 | 1.1417 | 3.9896 | 4663 | -0.16575 | 0.3293 | 0.067477 | 0.088615 | 0.077037 | 0.11138 | 0.11742 | -0.30849 | -0.22416 | -0.16575 | -0.10734 | -0.023012 | 0.17882 | 0.26772 | 0.3293 | 0.39087 | 0.47978
Non-Residential | All | 2014-05-16 | Per Ton | 100 | Non-Residential¦All¦41775¦Per Ton¦100 |  |  | 0.90049 |  | 1.3174 | 5740 |  |  | 0.94321 | 91.0756 | 1.7331 | 5760 | 13 | 16 | 1.1417 | 1.0281 | 4663 | -0.042713 | 0.084856 | 0.017388 | 0.022835 | 0.019851 | 0.028702 | 0.030257 | -0.079495 | -0.057764 | -0.042713 | -0.027661 | -0.0059298 | 0.04608 | 0.068989 | 0.084856 | 0.10072 | 0.12363
Non-Residential | 30 | 2014-05-16 | Per Device | 100 | Non-Residential¦30¦41775¦Per Device¦100 |  |  | 3.4207 |  | 4.6741 | 2880 |  |  | 3.806 | 91.6296 | 7.0617 | 2900 | 13 | 16 | 1.1847 | 4.0524 | 1336 | -0.38535 | 0.24642 | 0.087097 | 0.13113 | 0.10318 | 0.15742 | 0.16686 | -0.5871 | -0.46791 | -0.38535 | -0.3028 | -0.18361 | 0.032575 | 0.15891 | 0.24642 | 0.33392 | 0.46026
Non-Residential | 30 | 2014-05-16 | Per Ton | 100 | Non-Residential¦30¦41775¦Per Ton¦100 |  |  | 0.88037 |  | 1.203 | 2880 |  |  | 0.97955 | 91.6296 | 1.8175 | 2900 | 13 | 16 | 1.1847 | 1.043 | 1336 | -0.099178 | 0.06342 | 0.022416 | 0.033749 | 0.026556 | 0.040516 | 0.042945 | -0.1511 | -0.12042 | -0.099178 | -0.077932 | -0.047255 | 0.0083838 | 0.040899 | 0.06342 | 0.08594 | 0.11846
Non-Residential | 50 | 2014-05-16 | Per Device | 100 | Non-Residential¦50¦41775¦Per Device¦100 |  |  | 3.5204 |  | 5.3059 | 2860 |  |  | 3.5706 | 90.8395 | 6.4012 | 2860 | 13 | 16 | 1.1197 | 3.9418 | 3327 | -0.050262 | 0.37113 | 0.099214 | 0.1197 | 0.11109 | 0.15547 | 0.1633 | -0.2495 | -0.13179 | -0.050262 | 0.031265 | 0.14898 | 0.16185 | 0.2855 | 0.37113 | 0.45677 | 0.58042
Non-Residential | 50 | 2014-05-16 | Per Ton | 100 | Non-Residential¦50¦41775¦Per Ton¦100 |  |  | 0.90771 |  | 1.3681 | 2860 |  |  | 0.92067 | 90.8395 | 1.6505 | 2860 | 13 | 16 | 1.1197 | 1.0164 | 3327 | -0.01296 | 0.095695 | 0.025582 | 0.030863 | 0.028644 | 0.040087 | 0.042107 | -0.064333 | -0.033981 | -0.01296 | 0.0080616 | 0.038413 | 0.041733 | 0.073614 | 0.095695 | 0.11778 | 0.14966
Residential | All | 2014-05-16 | Per Device | 100 | Residential¦All¦41775¦Per Device¦100 |  |  | 1.2525 |  | 1.4569 | 5552 |  |  | 1.1347 | 92.6783 | 1.1719 | 5364 | 13 | 16 | 1.0832 | 1.3567 | 22395 | 0.11778 | 0.22199 | 0.019553 | 0.016001 | 0.021179 | 0.025266 | 0.026545 | 0.085399 | 0.10453 | 0.11778 | 0.13103 | 0.15016 | 0.18797 | 0.20807 | 0.22199 | 0.23591 | 0.25601
Residential | All | 2014-05-16 | Per Ton | 100 | Residential¦All¦41775¦Per Ton¦100 |  |  | 0.35082 |  | 0.40808 | 5552 |  |  | 0.31783 | 92.6783 | 0.32826 | 5364 | 13 | 16 | 1.0832 | 0.38001 | 22395 | 0.03299 | 0.06218 | 0.0054767 | 0.004482 | 0.0059324 | 0.0070769 | 0.0074352 | 0.02392 | 0.029279 | 0.03299 | 0.036701 | 0.042059 | 0.052651 | 0.058281 | 0.06218 | 0.066079 | 0.071708
Residential | 50 | 2014-05-16 | Per Device | 100 | Residential¦50¦41775¦Per Device¦100 |  |  | 1.387 |  | 1.5549 | 2828 |  |  | 1.3679 | 93.1824 | 1.3442 | 2716 | 13 | 16 | 1.0627 | 1.474 | 11772 | 0.019069 | 0.10603 | 0.029239 | 0.025792 | 0.031072 | 0.038989 | 0.040382 | -0.030897 | -0.0013767 | 0.019069 | 0.039515 | 0.069036 | 0.054277 | 0.084853 | 0.10603 | 0.12721 | 0.15778
Residential | 50 | 2014-05-16 | Per Ton | 100 | Residential¦50¦41775¦Per Ton¦100 |  |  | 0.39473 |  | 0.44252 | 2828 |  |  | 0.3893 | 93.1824 | 0.38254 | 2716 | 13 | 16 | 1.0627 | 0.41948 | 11772 | 0.005427 | 0.030175 | 0.0083213 | 0.0073403 | 0.008843 | 0.011096 | 0.011492 | -0.0087932 | -0.0003918 | 0.005427 | 0.011246 | 0.019647 | 0.015447 | 0.024148 | 0.030175 | 0.036202 | 0.044903
Residential | 100 | 2014-05-16 | Per Device | 100 | Residential¦100¦41775¦Per Device¦100 |  |  | 1.1075 |  | 1.3408 | 2724 |  |  | 0.88543 | 92.108 | 0.9189 | 2648 | 13 | 16 | 1.1108 | 1.2303 | 10623 | 0.2221 | 0.34485 | 0.02569 | 0.017857 | 0.028537 | 0.031286 | 0.033663 | 0.182 | 0.20569 | 0.2221 | 0.2385 | 0.26219 | 0.30171 | 0.32719 | 0.34485 | 0.3625 | 0.38799
Residential | 100 | 2014-05-16 | Per Ton | 100 | Residential¦100¦41775¦Per Ton¦100 |  |  | 0.30516 |  | 0.36944 | 2724 |  |  | 0.24397 | 92.108 | 0.25319 | 2648 | 13 | 16 | 1.1108 | 0.33899 | 10623 | 0.061196 | 0.095018 | 0.0070784 | 0.0049203 | 0.0078629 | 0.0086205 | 0.0092755 | 0.050148 | 0.056675 | 0.061196 | 0.065716 | 0.072244 | 0.083131 | 0.090154 | 0.095018 | 0.099882 | 0.10691
All | All | 2014-05-15 | Per Premise | 21 | All¦All¦41774¦Per Premise¦21 |  |  | 2.3627 |  | 4.2375 | 2820 |  |  | 3.0033 | 74.9922 | 5.2249 | 2789 | 17 | 20 | 1.1483 | 2.7132 | 27058 | -0.64058 | -0.29008 | 0.079797 | 0.098935 | 0.091634 | 0.12711 | 0.13485 | -0.80347 | -0.70724 | -0.64058 | -0.57393 | -0.47769 | -0.4629 | -0.3608 | -0.29008 | -0.21937 | -0.11726
All | All | 2014-05-15 | Per Premise | 7 | All¦All¦41774¦Per Premise¦7 |  |  | 1.1072 |  | 3.1004 | 2820 |  |  | 1.1698 | 77.8966 | 3.846 | 2789 | 17 | 20 | 1.1483 | 1.2714 | 27058 | -0.062599 | 0.10164 | 0.058384 | 0.072827 | 0.067045 | 0.09334 | 0.098989 | -0.18222 | -0.11155 | -0.062599 | -0.013651 | 0.057022 | -0.025216 | 0.049733 | 0.10164 | 0.15355 | 0.2285
All | All | 2014-05-14 | Aggregate | 7 | All¦All¦41773¦Aggregate¦7 |  |  | 30.4721 |  | 84.1534 | 2832 |  |  | 31.8511 | 77.522 | 105.7019 | 2796 | 17 | 20 | 1.0941 | 33.3391 | 27058 | -1.379 | 1.488 | 1.5813 | 1.999 | 1.7301 | 2.5489 | 2.6437 | -4.6454 | -2.7156 | -1.379 | -0.042331 | 1.8875 | -1.9001 | 0.10161 | 1.488 | 2.8744 | 4.8761
All | All | 2014-05-15 | Per Premise | 4 | All¦All¦41774¦Per Premise¦4 |  |  | 0.93021 |  | 2.2996 | 2820 |  |  | 1.0021 | 64.1231 | 3.0701 | 2789 | 17 | 20 | 1.1483 | 1.0682 | 27058 | -0.071868 | 0.066125 | 0.043303 | 0.058134 | 0.049727 | 0.072489 | 0.0765 | -0.16477 | -0.10988 | -0.071868 | -0.033854 | 0.021031 | -0.031915 | 0.026008 | 0.066125 | 0.10624 | 0.16416
All | All | 2014-05-16 | Per Premise | 22 | All¦All¦41775¦Per Premise¦22 |  |  | 1.9593 |  | 3.6855 | 2823 |  |  | 2.1652 | 67.2571 | 4.5277 | 2781 | 13 | 16 | 1.1343 | 2.2225 | 27058 | -0.20589 | 0.057269 | 0.069365 | 0.085857 | 0.078682 | 0.11038 | 0.11646 | -0.34734 | -0.26377 | -0.20589 | -0.148 | -0.064432 | -0.091976 | -0.0038008 | 0.057269 | 0.11834 | 0.20652
All | All | 2014-05-14 | Per Premise | 14 | All¦All¦41773¦Per Premise¦14 |  |  | 2.5267 |  | 6.1098 | 2832 |  |  | 2.7232 | 94.1151 | 7.4242 | 2796 | 17 | 20 | 1.0941 | 2.7644 | 27058 | -0.19647 | 0.04125 | 0.11481 | 0.1404 | 0.12561 | 0.18137 | 0.18839 | -0.42891 | -0.29158 | -0.19647 | -0.10136 | 0.03596 | -0.20019 | -0.057544 | 0.04125 | 0.14004 | 0.28268
All | All | 2014-05-14 | Aggregate | 19 | All¦All¦41773¦Aggregate¦19 |  |  | 68.6309 |  | 130.2192 | 2832 |  |  | 65.9791 | 84.033 | 149.7497 | 2796 | 17 | 20 | 1.0941 | 75.088 | 27058 | 2.6519 | 9.1089 | 2.447 | 2.832 | 2.6772 | 3.7427 | 3.8971 | -2.1446 | 0.68917 | 2.6519 | 4.6145 | 7.4484 | 4.1145 | 7.0653 | 9.1089 | 11.1526 | 14.1033
All | All | 2014-05-15 | Aggregate | 23 | All¦All¦41774¦Aggregate¦23 |  |  | 46.5521 |  | 86.8339 | 2820 |  |  | 54.5947 | 70.0065 | 108.7378 | 2789 | 17 | 20 | 1.1483 | 53.4579 | 27058 | -8.0426 | -1.1368 | 1.6352 | 2.059 | 1.8777 | 2.6293 | 2.7866 | -11.4122 | -9.4214 | -8.0426 | -6.6638 | -4.673 | -4.7081 | -2.5981 | -1.1368 | 0.3245 | 2.4344
All | All | 2014-05-16 | Per Premise | 9 | All¦All¦41775¦Per Premise¦9 |  |  | 1.568 |  | 4.2458 | 2823 |  |  | 1.6961 | 89.1708 | 5.7806 | 2781 | 13 | 16 | 1.1343 | 1.7786 | 27058 | -0.12806 | 0.082543 | 0.07991 | 0.10962 | 0.090643 | 0.13565 | 0.14224 | -0.3019 | -0.19919 | -0.12806 | -0.056923 | 0.045785 | -0.099743 | 0.0079531 | 0.082543 | 0.15713 | 0.26483
All | All | 2014-05-16 | Aggregate | 5 | All¦All¦41775¦Aggregate¦5 |  |  | 26.0048 |  | 64.8031 | 2823 |  |  | 27.1172 | 64.8227 | 85.6897 | 2781 | 13 | 16 | 1.1343 | 29.4975 | 27058 | -1.1123 | 2.3803 | 1.2197 | 1.6249 | 1.3835 | 2.0317 | 2.1341 | -3.7161 | -2.1778 | -1.1123 | -0.046901 | 1.4914 | -0.35459 | 1.2612 | 2.3803 | 3.4995 | 5.1153
All | All | 2014-05-16 | Per Premise | 16 | All¦All¦41775¦Per Premise¦16 |  |  | 2.7528 |  | 5.7077 | 2823 |  |  | 2.6753 | 90.5367 | 7.0169 | 2781 | 13 | 16 | 1.1343 | 3.1225 | 27058 | 0.077517 | 0.44724 | 0.10742 | 0.13306 | 0.12185 | 0.17101 | 0.18042 | -0.14164 | -0.012162 | 0.077517 | 0.16719 | 0.29668 | 0.21602 | 0.35263 | 0.44724 | 0.54186 | 0.67847
All | All | 2014-05-16 | Aggregate | 19 | All¦All¦41775¦Aggregate¦19 |  |  | 68.5959 |  | 129.5181 | 2823 |  |  | 79.8989 | 76.4516 | 157.3449 | 2781 | 13 | 16 | 1.1343 | 77.809 | 27058 | -11.303 | -2.0899 | 2.4377 | 2.9837 | 2.7651 | 3.8529 | 4.0679 | -16.2406 | -13.3234 | -11.303 | -9.2826 | -6.3654 | -7.3032 | -4.2232 | -2.0899 | 0.043271 | 3.1233
All | All | 2014-05-16 | Per Premise | 12 | All¦All¦41775¦Per Premise¦12 |  |  | 2.2762 |  | 5.6178 | 2823 |  |  | 2.5819 | 95.1308 | 7.5198 | 2781 | 13 | 16 | 1.1343 | 2.5819 | 27058 | -0.30571 | -1e-07 | 0.10573 | 0.1426 | 0.11993 | 0.17752 | 0.18633 | -0.53321 | -0.3988 | -0.30571 | -0.21262 | -0.07821 | -0.23879 | -0.09771 | -1e-07 | 0.097709 | 0.23879
All | All | 2014-05-15 | Aggregate | 22 | All¦All¦41774¦Aggregate¦22 |  |  | 56.529 |  | 99.1319 | 2820 |  |  | 68.0293 | 72.4745 | 120.6318 | 2789 | 17 | 20 | 1.1483 | 64.9149 | 27058 | -11.5003 | -3.1145 | 1.8668 | 2.2842 | 2.1437 | 2.95 | 3.1326 | -15.2808 | -13.0473 | -11.5003 | -9.9533 | -7.7197 | -7.129 | -4.7572 | -3.1145 | -1.4717 | 0.90011
All | All | 2014-05-16 | Per Premise | 7 | All¦All¦41775¦Per Premise¦7 |  |  | 1.1117 |  | 2.8438 | 2823 |  |  | 1.1792 | 75.9469 | 3.9285 | 2781 | 13 | 16 | 1.1343 | 1.261 | 27058 | -0.067557 | 0.081751 | 0.053523 | 0.074495 | 0.060712 | 0.091729 | 0.096101 | -0.18511 | -0.11566 | -0.067557 | -0.019454 | 0.049998 | -0.041407 | 0.031356 | 0.081751 | 0.13215 | 0.20491
All | All | 2014-05-14 | Per Premise | 22 | All¦All¦41773¦Per Premise¦22 |  |  | 1.9974 |  | 3.7385 | 2832 |  |  | 2.3652 | 73.5028 | 4.5385 | 2796 | 17 | 20 | 1.0941 | 2.1853 | 27058 | -0.36778 | -0.17986 | 0.070251 | 0.085831 | 0.07686 | 0.11091 | 0.11521 | -0.50992 | -0.42594 | -0.36778 | -0.30961 | -0.22563 | -0.32751 | -0.24027 | -0.17986 | -0.11944 | -0.032203
All | All | 2014-05-16 | Per Premise | 2 | All¦All¦41775¦Per Premise¦2 |  |  | 1.0957 |  | 2.3555 | 2823 |  |  | 1.1824 | 67.4876 | 3.1427 | 2781 | 13 | 16 | 1.1343 | 1.2428 | 27058 | -0.086769 | 0.060387 | 0.044333 | 0.059594 | 0.050287 | 0.074275 | 0.077976 | -0.18196 | -0.12572 | -0.086769 | -0.04782 | 0.0084179 | -0.039543 | 0.019496 | 0.060387 | 0.10128 | 0.16032
All | All | 2014-05-14 | Per Premise | 13 | All¦All¦41773¦Per Premise¦13 |  |  | 2.4003 |  | 6.0427 | 2832 |  |  | 2.5767 | 95.4143 | 7.3666 | 2796 | 17 | 20 | 1.0941 | 2.6261 | 27058 | -0.1764 | 0.049422 | 0.11355 | 0.13932 | 0.12423 | 0.17973 | 0.18666 | -0.40673 | -0.27065 | -0.1764 | -0.082154 | 0.053927 | -0.18979 | -0.048463 | 0.049422 | 0.14731 | 0.28864
All | All | 2014-05-15 | Per Premise | 5 | All¦All¦41774¦Per Premise¦5 |  |  | 0.93832 |  | 2.449 | 2820 |  |  | 0.9829 | 63.0962 | 3.0651 | 2789 | 17 | 20 | 1.1483 | 1.0775 | 27058 | -0.044582 | 0.094613 | 0.046117 | 0.058039 | 0.052959 | 0.074131 | 0.078569 | -0.13958 | -0.083457 | -0.044582 | -0.0057083 | 0.05042 | -0.0060782 | 0.053411 | 0.094613 | 0.13581 | 0.1953
All | All | 2014-05-15 | Per Premise | 3 | All¦All¦41774¦Per Premise¦3 |  |  | 0.96634 |  | 2.3374 | 2820 |  |  | 1.057 | 66.85 | 3.1271 | 2789 | 17 | 20 | 1.1483 | 1.1097 | 27058 | -0.09069 | 0.052662 | 0.044016 | 0.059214 | 0.050546 | 0.073782 | 0.077854 | -0.18525 | -0.12938 | -0.09069 | -0.051999 | 0.0038645 | -0.047111 | 0.011836 | 0.052662 | 0.093489 | 0.15244
All | All | 2014-05-15 | Aggregate | 100 | All¦All¦41774¦Aggregate¦100 |  |  | 74.8401 |  | 138.9508 | 11280 |  |  | 72.1907 | 86.5819 | 157.8523 | 11156 | 17 | 20 | 1.1483 | 85.9423 | 27058 | 2.6494 | 13.7515 | 1.3083 | 1.4945 | 1.5024 | 1.9862 | 2.1191 | 0.10388 | 1.6078 | 2.6494 | 3.691 | 5.1948 | 11.0358 | 12.6403 | 13.7515 | 14.8628 | 16.4673
All | All | 2014-05-14 | Aggregate | 24 | All¦All¦41773¦Aggregate¦24 |  |  | 36.438 |  | 74.1281 | 2832 |  |  | 41.668 | 69.5462 | 99.5462 | 2796 | 17 | 20 | 1.0941 | 39.8663 | 27058 | -5.23 | -1.8017 | 1.393 | 1.8826 | 1.524 | 2.3419 | 2.4221 | -8.2312 | -6.458 | -5.23 | -4.0019 | -2.2287 | -4.9058 | -3.0719 | -1.8017 | -0.53154 | 1.3024
All | All | 2014-05-15 | Per Premise | 17 | All¦All¦41774¦Per Premise¦17 |  |  | 2.9324 |  | 5.6306 | 2820 |  |  | 2.8859 | 92.5574 | 6.4833 | 2789 | 17 | 20 | 1.1483 | 3.3675 | 27058 | 0.046568 | 0.48158 | 0.10603 | 0.12276 | 0.12176 | 0.16221 | 0.17291 | -0.16132 | -0.038497 | 0.046568 | 0.13163 | 0.25445 | 0.25999 | 0.39091 | 0.48158 | 0.57225 | 0.70317
All | All | 2014-05-16 | Aggregate | 15 | All¦All¦41775¦Aggregate¦15 |  |  | 73.0828 |  | 157.8788 | 2823 |  |  | 71.3304 | 91.068 | 196.2932 | 2781 | 13 | 16 | 1.1343 | 82.8985 | 27058 | 1.7524 | 11.5681 | 2.9714 | 3.7222 | 3.3705 | 4.7628 | 5.0215 | -4.3514 | -0.7452 | 1.7524 | 4.2501 | 7.8563 | 5.1328 | 8.9348 | 11.5681 | 14.2014 | 18.0035
All | All | 2014-05-14 | Per Premise | 6 | All¦All¦41773¦Per Premise¦6 |  |  | 0.98183 |  | 2.4878 | 2832 |  |  | 1.0329 | 69.4074 | 3.3083 | 2796 | 17 | 20 | 1.0941 | 1.0742 | 27058 | -0.051062 | 0.041312 | 0.046749 | 0.062565 | 0.051147 | 0.078102 | 0.080811 | -0.15115 | -0.092019 | -0.051062 | -0.010106 | 0.049029 | -0.062252 | -0.0010657 | 0.041312 | 0.083689 | 0.14488
All | All | 2014-05-16 | Per Premise | 17 | All¦All¦41775¦Per Premise¦17 |  |  | 2.802 |  | 5.542 | 2823 |  |  | 3.3444 | 87.3099 | 7.1566 | 2781 | 13 | 16 | 1.1343 | 3.1784 | 27058 | -0.54236 | -0.16602 | 0.10431 | 0.13571 | 0.11832 | 0.17116 | 0.18004 | -0.76171 | -0.63212 | -0.54236 | -0.4526 | -0.32301 | -0.39676 | -0.26044 | -0.16602 | -0.07161 | 0.06471
All | All | 2014-05-14 | Aggregate | 23 | All¦All¦41773¦Aggregate¦23 |  |  | 44.8589 |  | 85.3796 | 2832 |  |  | 51.6576 | 71.5107 | 109.1842 | 2796 | 17 | 20 | 1.0941 | 49.0794 | 27058 | -6.7987 | -2.5782 | 1.6044 | 2.0649 | 1.7553 | 2.6149 | 2.7101 | -10.1498 | -8.1699 | -6.7987 | -5.4274 | -3.4476 | -6.0514 | -3.9994 | -2.5782 | -1.157 | 0.89499
All | All | 2014-05-16 | Aggregate | 10 | All¦All¦41775¦Aggregate¦10 |  |  | 49.3409 |  | 131.0413 | 2823 |  |  | 55.0481 | 91.7602 | 180.2672 | 2781 | 13 | 16 | 1.1343 | 55.9678 | 27058 | -5.7072 | 0.91971 | 2.4663 | 3.4183 | 2.7976 | 4.2152 | 4.4172 | -11.1092 | -7.9177 | -5.7072 | -3.4968 | -0.30523 | -4.7412 | -1.3967 | 0.91971 | 3.2361 | 6.5806
All | All | 2014-05-14 | Per Premise | 18 | All¦All¦41773¦Per Premise¦18 |  |  | 2.6515 |  | 5.0448 | 2832 |  |  | 2.5192 | 87.658 | 5.9078 | 2796 | 17 | 20 | 1.0941 | 2.9009 | 27058 | 0.13226 | 0.38172 | 0.094798 | 0.11173 | 0.10372 | 0.14653 | 0.15245 | -0.055524 | 0.055418 | 0.13226 | 0.20909 | 0.32004 | 0.18635 | 0.30177 | 0.38172 | 0.46166 | 0.57709
All | All | 2014-05-15 | Aggregate | 13 | All¦All¦41774¦Aggregate¦13 |  |  | 69.3139 |  | 164.7068 | 2820 |  |  | 79.825 | 97.7224 | 203.5958 | 2789 | 17 | 20 | 1.1483 | 79.5962 | 27058 | -10.5112 | -0.22878 | 3.1016 | 3.8552 | 3.5617 | 4.948 | 5.2486 | -16.8522 | -13.1059 | -10.5112 | -7.9165 | -4.1701 | -6.9552 | -2.9812 | -0.22878 | 2.5236 | 6.4976
All | All | 2014-05-16 | Aggregate | 11 | All¦All¦41775¦Aggregate¦11 |  |  | 55.7634 |  | 145.0505 | 2823 |  |  | 62.6365 | 94.2735 | 193.8098 | 2781 | 13 | 16 | 1.1343 | 63.2529 | 27058 | -6.8732 | 0.61635 | 2.73 | 3.6752 | 3.0967 | 4.5782 | 4.8058 | -12.7403 | -9.274 | -6.8732 | -4.4724 | -1.006 | -5.5426 | -1.9038 | 0.61635 | 3.1365 | 6.7753
All | All | 2014-05-14 | Per Premise | 19 | All¦All¦41773¦Per Premise¦19 |  |  | 2.5364 |  | 4.8126 | 2832 |  |  | 2.4384 | 84.033 | 5.5344 | 2796 | 17 | 20 | 1.0941 | 2.7751 | 27058 | 0.098006 | 0.33664 | 0.090434 | 0.10467 | 0.098943 | 0.13832 | 0.14403 | -0.079261 | 0.02547 | 0.098006 | 0.17054 | 0.27527 | 0.15206 | 0.26112 | 0.33664 | 0.41217 | 0.52123
All | All | 2014-05-16 | Aggregate | 21 | All¦All¦41775¦Aggregate¦21 |  |  | 59.6225 |  | 114.8719 | 2823 |  |  | 66.8469 | 68.5102 | 134.9903 | 2781 | 13 | 16 | 1.1343 | 67.6303 | 27058 | -7.2244 | 0.78342 | 2.162 | 2.5598 | 2.4524 | 3.3506 | 3.545 | -11.5184 | -8.9815 | -7.2244 | -5.4673 | -2.9304 | -3.7596 | -1.0756 | 0.78342 | 2.6424 | 5.3265
All | All | 2014-05-15 | Aggregate | 5 | All¦All¦41774¦Aggregate¦5 |  |  | 25.389 |  | 66.265 | 2820 |  |  | 26.5953 | 63.0962 | 82.9355 | 2789 | 17 | 20 | 1.1483 | 29.1553 | 27058 | -1.2063 | 2.56 | 1.2478 | 1.5704 | 1.433 | 2.0058 | 2.1259 | -3.7769 | -2.2582 | -1.2063 | -0.15446 | 1.3643 | -0.16446 | 1.4452 | 2.56 | 3.6749 | 5.2845
All | All | 2014-05-15 | Aggregate | 9 | All¦All¦41774¦Aggregate¦9 |  |  | 43.244 |  | 121.3883 | 2820 |  |  | 46.0736 | 94.6982 | 152.0606 | 2789 | 17 | 20 | 1.1483 | 49.6591 | 27058 | -2.8295 | 3.5855 | 2.2859 | 2.8793 | 2.625 | 3.6764 | 3.8963 | -7.541 | -4.7574 | -2.8295 | -0.90163 | 1.882 | -1.4078 | 1.5423 | 3.5855 | 5.6287 | 8.5788
All | All | 2014-05-16 | Per Premise | 21 | All¦All¦41775¦Per Premise¦21 |  |  | 2.2035 |  | 4.2454 | 2823 |  |  | 2.4705 | 68.5102 | 4.9889 | 2781 | 13 | 16 | 1.1343 | 2.4995 | 27058 | -0.267 | 0.028954 | 0.079903 | 0.094603 | 0.090635 | 0.12383 | 0.13101 | -0.42569 | -0.33193 | -0.267 | -0.20206 | -0.1083 | -0.13895 | -0.03975 | 0.028954 | 0.097657 | 0.19685
All | All | 2014-05-14 | Per Premise | 3 | All¦All¦41773¦Per Premise¦3 |  |  | 0.93876 |  | 2.185 | 2832 |  |  | 0.96961 | 64.886 | 2.9447 | 2796 | 17 | 20 | 1.0941 | 1.0271 | 27058 | -0.03085 | 0.057472 | 0.041058 | 0.055689 | 0.044921 | 0.069189 | 0.071549 | -0.11952 | -0.067133 | -0.03085 | 0.0054323 | 0.057819 | -0.034222 | 0.019952 | 0.057472 | 0.094992 | 0.14917
All | All | 2014-05-16 | Aggregate | 17 | All¦All¦41775¦Aggregate¦17 |  |  | 75.8172 |  | 149.9562 | 2823 |  |  | 90.4924 | 87.3099 | 193.6422 | 2781 | 13 | 16 | 1.1343 | 86.0001 | 27058 | -14.6752 | -4.4923 | 2.8223 | 3.672 | 3.2014 | 4.6313 | 4.8716 | -20.6105 | -17.1039 | -14.6752 | -12.2466 | -8.74 | -10.7355 | -7.0469 | -4.4923 | -1.9376 | 1.7509
All | All | 2014-05-15 | Per Premise | 24 | All¦All¦41774¦Per Premise¦24 |  |  | 1.434 |  | 2.8783 | 2820 |  |  | 1.6067 | 69.0553 | 3.6855 | 2789 | 17 | 20 | 1.1483 | 1.6468 | 27058 | -0.17266 | 0.040076 | 0.054201 | 0.069787 | 0.062242 | 0.088363 | 0.093511 | -0.2859 | -0.21899 | -0.17266 | -0.12632 | -0.059414 | -0.079763 | -0.0089616 | 0.040076 | 0.089112 | 0.15991
All | All | 2014-05-14 | Aggregate | 4 | All¦All¦41773¦Aggregate¦4 |  |  | 24.4797 |  | 57.944 | 2832 |  |  | 25.3369 | 63.71 | 78.9351 | 2796 | 17 | 20 | 1.0941 | 26.7829 | 27058 | -0.85722 | 1.4459 | 1.0888 | 1.4928 | 1.1913 | 1.8477 | 1.9099 | -3.2251 | -1.8262 | -0.85722 | 0.11172 | 1.5107 | -1.0017 | 0.4444 | 1.4459 | 2.4475 | 3.8935
All | All | 2014-05-14 | Per Premise | 10 | All¦All¦41773¦Per Premise¦10 |  |  | 1.8443 |  | 5.3544 | 2832 |  |  | 1.9869 | 94.8854 | 6.8608 | 2796 | 17 | 20 | 1.0941 | 2.0178 | 27058 | -0.1426 | 0.030915 | 0.10062 | 0.12975 | 0.11008 | 0.16419 | 0.17016 | -0.35302 | -0.2287 | -0.1426 | -0.0565 | 0.067817 | -0.18715 | -0.058315 | 0.030915 | 0.12015 | 0.24898
All | All | 2014-05-14 | Per Premise | 20 | All¦All¦41773¦Per Premise¦20 |  |  | 2.3618 |  | 4.6454 | 2832 |  |  | 2.358 | 78.9436 | 5.2957 | 2796 | 17 | 20 | 1.0941 | 2.584 | 27058 | 0.0037959 | 0.226 | 0.087293 | 0.10015 | 0.095506 | 0.13285 | 0.13839 | -0.16646 | -0.065873 | 0.0037959 | 0.073465 | 0.17406 | 0.048646 | 0.15343 | 0.226 | 0.29857 | 0.40335
All | All | 2014-05-16 | Per Premise | 11 | All¦All¦41775¦Per Premise¦11 |  |  | 2.0609 |  | 5.3607 | 2823 |  |  | 2.3149 | 94.2735 | 7.1628 | 2781 | 13 | 16 | 1.1343 | 2.3377 | 27058 | -0.25402 | 0.022779 | 0.10089 | 0.13582 | 0.11445 | 0.1692 | 0.17761 | -0.47085 | -0.34274 | -0.25402 | -0.16529 | -0.03718 | -0.20484 | -0.070361 | 0.022779 | 0.11592 | 0.2504
All | All | 2014-05-16 | Aggregate | 18 | All¦All¦41775¦Aggregate¦18 |  |  | 74.1894 |  | 137.3628 | 2823 |  |  | 87.3833 | 83.091 | 178.2257 | 2781 | 13 | 16 | 1.1343 | 84.1537 | 27058 | -13.1939 | -3.2296 | 2.5853 | 3.3796 | 2.9325 | 4.2551 | 4.4746 | -18.647 | -15.4253 | -13.1939 | -10.9625 | -7.7408 | -8.964 | -5.5761 | -3.2296 | -0.88312 | 2.5048
All | All | 2014-05-16 | Aggregate | 23 | All¦All¦41775¦Aggregate¦23 |  |  | 44.8228 |  | 85.642 | 2823 |  |  | 49.9134 | 64.5816 | 111.3598 | 2781 | 13 | 16 | 1.1343 | 50.8429 | 27058 | -5.0906 | 0.92952 | 1.6119 | 2.1117 | 1.8284 | 2.6566 | 2.7932 | -8.4951 | -6.4837 | -5.0906 | -3.6975 | -1.6861 | -2.6501 | -0.53524 | 0.92952 | 2.3943 | 4.5092
All | All | 2014-05-16 | Per Premise | 5 | All¦All¦41775¦Per Premise¦5 |  |  | 0.96108 |  | 2.395 | 2823 |  |  | 1.0022 | 64.8227 | 3.1669 | 2781 | 13 | 16 | 1.1343 | 1.0902 | 27058 | -0.041109 | 0.087972 | 0.045076 | 0.060053 | 0.05113 | 0.075088 | 0.078871 | -0.13734 | -0.080485 | -0.041109 | -0.0017333 | 0.055119 | -0.013105 | 0.046612 | 0.087972 | 0.12933 | 0.18905
All | All | 2014-05-15 | Aggregate | 16 | All¦All¦41774¦Aggregate¦16 |  |  | 78.7954 |  | 156.715 | 2820 |  |  | 90.4843 | 95.8683 | 194.4562 | 2789 | 17 | 20 | 1.1483 | 90.4843 | 27058 | -11.6889 | -3.46e-06 | 2.9511 | 3.6821 | 3.3889 | 4.7188 | 5.0043 | -17.7363 | -14.1635 | -11.6889 | -9.2144 | -5.6416 | -6.4132 | -2.6242 | -3.46e-06 | 2.6242 | 6.4132
All | All | 2014-05-14 | Per Premise | 16 | All¦All¦41773¦Per Premise¦16 |  |  | 2.7122 |  | 5.928 | 2832 |  |  | 2.9673 | 92.4979 | 7.0763 | 2796 | 17 | 20 | 1.0941 | 2.9673 | 27058 | -0.25517 | -5.68e-09 | 0.11139 | 0.13382 | 0.12187 | 0.17412 | 0.181 | -0.47831 | -0.34648 | -0.25517 | -0.16386 | -0.032029 | -0.23196 | -0.094918 | -5.68e-09 | 0.094918 | 0.23196
All | All | 2014-05-15 | Per Premise | 8 | All¦All¦41774¦Per Premise¦8 |  |  | 1.3189 |  | 3.6776 | 2820 |  |  | 1.3883 | 85.2928 | 4.6477 | 2789 | 17 | 20 | 1.1483 | 1.5145 | 27058 | -0.069481 | 0.12617 | 0.069253 | 0.088006 | 0.079527 | 0.11199 | 0.11862 | -0.213 | -0.12821 | -0.069481 | -0.010755 | 0.074036 | -0.025846 | 0.063964 | 0.12617 | 0.18837 | 0.27818
All | All | 2014-05-15 | Aggregate | 2 | All¦All¦41774¦Aggregate¦2 |  |  | 28.1788 |  | 65.4616 | 2820 |  |  | 31.309 | 68.0374 | 88.0073 | 2789 | 17 | 20 | 1.1483 | 32.359 | 27058 | -3.1301 | 1.0501 | 1.2327 | 1.6665 | 1.4156 | 2.0728 | 2.1865 | -5.7866 | -4.2171 | -3.1301 | -2.0431 | -0.47368 | -1.7521 | -0.09655 | 1.0501 | 2.1967 | 3.8522
All | All | 2014-05-16 | Per Premise | 1 | All¦All¦41775¦Per Premise¦1 |  |  | 1.2207 |  | 2.547 | 2823 |  |  | 1.3515 | 68.287 | 3.3439 | 2781 | 13 | 16 | 1.1343 | 1.3847 | 27058 | -0.1308 | 0.033155 | 0.047937 | 0.06341 | 0.054375 | 0.079491 | 0.083531 | -0.23267 | -0.17249 | -0.1308 | -0.089118 | -0.028931 | -0.073895 | -0.010649 | 0.033155 | 0.076959 | 0.1402
All | All | 2014-05-16 | Per Premise | 3 | All¦All¦41775¦Per Premise¦3 |  |  | 1.012 |  | 2.269 | 2823 |  |  | 1.0782 | 65.5539 | 3.0962 | 2781 | 13 | 16 | 1.1343 | 1.1479 | 27058 | -0.066289 | 0.069626 | 0.042704 | 0.058711 | 0.04844 | 0.072599 | 0.076115 | -0.15933 | -0.10436 | -0.066289 | -0.028218 | 0.026751 | -0.027919 | 0.029711 | 0.069626 | 0.10954 | 0.16717
All | All | 2014-05-16 | Aggregate | 3 | All¦All¦41775¦Aggregate¦3 |  |  | 27.3815 |  | 61.3934 | 2823 |  |  | 29.1751 | 65.5539 | 83.776 | 2781 | 13 | 16 | 1.1343 | 31.0591 | 27058 | -1.7936 | 1.8839 | 1.1555 | 1.5886 | 1.3107 | 1.9644 | 2.0595 | -4.3111 | -2.8238 | -1.7936 | -0.76352 | 0.72383 | -0.75543 | 0.80393 | 1.8839 | 2.9639 | 4.5233
All | All | 2014-05-15 | Aggregate | 17 | All¦All¦41774¦Aggregate¦17 |  |  | 79.3459 |  | 152.353 | 2820 |  |  | 78.0859 | 92.5574 | 175.425 | 2789 | 17 | 20 | 1.1483 | 91.1165 | 27058 | 1.26 | 13.0306 | 2.869 | 3.3218 | 3.2946 | 4.3892 | 4.6785 | -4.3649 | -1.0417 | 1.26 | 3.5617 | 6.885 | 7.0349 | 10.5772 | 13.0306 | 15.484 | 19.0264
All | All | 2014-05-16 | Aggregate | 12 | All¦All¦41775¦Aggregate¦12 |  |  | 61.5882 |  | 152.0055 | 2823 |  |  | 69.8601 | 95.1308 | 203.4702 | 2781 | 13 | 16 | 1.1343 | 69.8601 | 27058 | -8.2719 | -2.77e-06 | 2.8609 | 3.8583 | 3.2452 | 4.8033 | 5.0416 | -14.4275 | -10.7907 | -8.2719 | -5.753 | -2.1162 | -6.4611 | -2.6438 | -2.77e-06 | 2.6438 | 6.4611
All | All | 2014-05-15 | Aggregate | 8 | All¦All¦41774¦Aggregate¦8 |  |  | 35.6856 |  | 99.509 | 2820 |  |  | 37.5656 | 85.2928 | 125.757 | 2789 | 17 | 20 | 1.1483 | 40.9794 | 27058 | -1.88 | 3.4138 | 1.8739 | 2.3813 | 2.1518 | 3.0301 | 3.2095 | -5.7633 | -3.469 | -1.88 | -0.291 | 2.0033 | -0.69935 | 1.7307 | 3.4138 | 5.0968 | 7.5269
All | All | 2014-05-15 | Aggregate | 18 | All¦All¦41774¦Aggregate¦18 |  |  | 77.8044 |  | 141.237 | 2820 |  |  | 72.8506 | 89.3248 | 161.3819 | 2789 | 17 | 20 | 1.1483 | 89.3463 | 27058 | 4.9538 | 16.4958 | 2.6596 | 3.0558 | 3.0542 | 4.0512 | 4.3204 | -0.23794 | 2.8294 | 4.9538 | 7.0783 | 10.1456 | 10.9589 | 14.2301 | 16.4958 | 18.7614 | 22.0326
All | All | 2014-05-16 | Aggregate | 1 | All¦All¦41775¦Aggregate¦1 |  |  | 33.031 |  | 68.9162 | 2823 |  |  | 36.5702 | 68.287 | 90.4798 | 2781 | 13 | 16 | 1.1343 | 37.4673 | 27058 | -3.5393 | 0.89711 | 1.2971 | 1.7157 | 1.4713 | 2.1509 | 2.2602 | -6.2957 | -4.6672 | -3.5393 | -2.4113 | -0.78282 | -1.9994 | -0.28814 | 0.89711 | 2.0823 | 3.7937
All | All | 2014-05-15 | Per Premise | 6 | All¦All¦41774¦Per Premise¦6 |  |  | 0.98698 |  | 2.5744 | 2820 |  |  | 1.0577 | 69.1412 | 3.3885 | 2789 | 17 | 20 | 1.1483 | 1.1334 | 27058 | -0.070757 | 0.075657 | 0.048479 | 0.064162 | 0.055671 | 0.080418 | 0.084947 | -0.17382 | -0.11293 | -0.070757 | -0.028586 | 0.032302 | -0.033207 | 0.031111 | 0.075657 | 0.1202 | 0.18452
All | All | 2014-05-14 | Per Premise | 100 | All¦All¦41773¦Per Premise¦100 |  |  | 2.5684 |  | 5.0345 | 11328 |  |  | 2.4846 | 85.0887 | 5.777 | 11184 | 17 | 20 | 1.0941 | 2.81 | 27058 | 0.083765 | 0.32541 | 0.047302 | 0.054627 | 0.051752 | 0.07226 | 0.075249 | -0.0088401 | 0.045872 | 0.083765 | 0.12166 | 0.17637 | 0.22897 | 0.28595 | 0.32541 | 0.36487 | 0.42184
All | All | 2014-05-14 | Aggregate | 3 | All¦All¦41773¦Aggregate¦3 |  |  | 25.4009 |  | 59.121 | 2832 |  |  | 26.2356 | 64.886 | 79.6778 | 2796 | 17 | 20 | 1.0941 | 27.7907 | 27058 | -0.83475 | 1.5551 | 1.111 | 1.5068 | 1.2155 | 1.8721 | 1.936 | -3.234 | -1.8165 | -0.83475 | 0.14699 | 1.5645 | -0.92597 | 0.53985 | 1.5551 | 2.5703 | 4.0361
All | All | 2014-05-15 | Per Premise | 10 | All¦All¦41774¦Per Premise¦10 |  |  | 1.9052 |  | 5.1845 | 2820 |  |  | 2.0421 | 98.1144 | 6.3912 | 2789 | 17 | 20 | 1.1483 | 2.1878 | 27058 | -0.13688 | 0.14574 | 0.097629 | 0.12102 | 0.11211 | 0.15549 | 0.16497 | -0.33615 | -0.21842 | -0.13688 | -0.055343 | 0.062386 | -0.065674 | 0.059233 | 0.14574 | 0.23225 | 0.35716
All | All | 2014-05-16 | Per Premise | 10 | All¦All¦41775¦Per Premise¦10 |  |  | 1.8235 |  | 4.843 | 2823 |  |  | 2.0344 | 91.7602 | 6.6623 | 2781 | 13 | 16 | 1.1343 | 2.0684 | 27058 | -0.21093 | 0.03399 | 0.09115 | 0.12633 | 0.10339 | 0.15578 | 0.16325 | -0.41057 | -0.29262 | -0.21093 | -0.12923 | -0.011281 | -0.17522 | -0.051618 | 0.03399 | 0.1196 | 0.2432
All | All | 2014-05-14 | Per Premise | 15 | All¦All¦41773¦Per Premise¦15 |  |  | 2.6203 |  | 6.0324 | 2832 |  |  | 2.8515 | 94.1202 | 7.2627 | 2796 | 17 | 20 | 1.0941 | 2.8669 | 27058 | -0.23117 | 0.015358 | 0.11336 | 0.13735 | 0.12402 | 0.17809 | 0.18506 | -0.4594 | -0.32456 | -0.23117 | -0.13778 | -0.0029467 | -0.2218 | -0.081686 | 0.015358 | 0.1124 | 0.25252
All | All | 2014-05-14 | Per Premise | 17 | All¦All¦41773¦Per Premise¦17 |  |  | 2.7239 |  | 5.5808 | 2832 |  |  | 2.6228 | 89.7202 | 6.318 | 2796 | 17 | 20 | 1.0941 | 2.9801 | 27058 | 0.101 | 0.35727 | 0.10487 | 0.11948 | 0.11474 | 0.15898 | 0.16565 | -0.10274 | 0.017635 | 0.101 | 0.18437 | 0.30474 | 0.14498 | 0.27041 | 0.35727 | 0.44414 | 0.56957
All | All | 2014-05-15 | Aggregate | 10 | All¦All¦41774¦Aggregate¦10 |  |  | 51.5504 |  | 140.2811 | 2820 |  |  | 55.2542 | 98.1144 | 172.9321 | 2789 | 17 | 20 | 1.1483 | 59.1977 | 27058 | -3.7038 | 3.9435 | 2.6416 | 3.2745 | 3.0335 | 4.2073 | 4.4637 | -9.0956 | -5.91 | -3.7038 | -1.4975 | 1.6881 | -1.777 | 1.6027 | 3.9435 | 6.2843 | 9.664
All | All | 2014-05-16 | Per Premise | 24 | All¦All¦41775¦Per Premise¦24 |  |  | 1.4175 |  | 2.8492 | 2823 |  |  | 1.534 | 63.6251 | 3.6811 | 2781 | 13 | 16 | 1.1343 | 1.6079 | 27058 | -0.11646 | 0.07393 | 0.053624 | 0.069804 | 0.060826 | 0.088024 | 0.092588 | -0.22926 | -0.16262 | -0.11646 | -0.070296 | -0.0036483 | -0.044726 | 0.025377 | 0.07393 | 0.12248 | 0.19259
All | All | 2014-05-14 | Per Premise | 2 | All¦All¦41773¦Per Premise¦2 |  |  | 1.0004 |  | 2.2643 | 2832 |  |  | 1.0368 | 63.029 | 3.1115 | 2796 | 17 | 20 | 1.0941 | 1.0945 | 27058 | -0.036385 | 0.057738 | 0.042548 | 0.058844 | 0.046551 | 0.072615 | 0.075031 | -0.12945 | -0.074464 | -0.036385 | 0.0016947 | 0.056675 | -0.038419 | 0.018391 | 0.057738 | 0.097084 | 0.15389
All | All | 2014-05-14 | Aggregate | 22 | All¦All¦41773¦Aggregate¦22 |  |  | 54.0451 |  | 101.1566 | 2832 |  |  | 63.9964 | 73.5028 | 122.8023 | 2796 | 17 | 20 | 1.0941 | 59.1298 | 27058 | -9.9513 | -4.8666 | 1.9008 | 2.3224 | 2.0797 | 3.0011 | 3.1175 | -13.7974 | -11.5251 | -9.9513 | -8.3775 | -6.1052 | -8.8618 | -6.5014 | -4.8666 | -3.2317 | -0.87134
All | All | 2014-05-16 | Aggregate | 8 | All¦All¦41775¦Aggregate¦8 |  |  | 35.9668 |  | 93.7053 | 2823 |  |  | 37.8318 | 82.227 | 127.9438 | 2781 | 13 | 16 | 1.1343 | 40.7975 | 27058 | -1.865 | 2.9657 | 1.7636 | 2.4262 | 2.0005 | 2.9994 | 3.1446 | -5.7089 | -3.4379 | -1.865 | -0.29206 | 1.979 | -1.0642 | 1.3167 | 2.9657 | 4.6147 | 6.9956
All | All | 2014-05-14 | Per Premise | 23 | All¦All¦41773¦Per Premise¦23 |  |  | 1.6579 |  | 3.1554 | 2832 |  |  | 1.9091 | 71.5107 | 4.0352 | 2796 | 17 | 20 | 1.0941 | 1.8139 | 27058 | -0.25126 | -0.095284 | 0.059294 | 0.076313 | 0.064873 | 0.096641 | 0.10016 | -0.37511 | -0.30194 | -0.25126 | -0.20059 | -0.12741 | -0.22364 | -0.14781 | -0.095284 | -0.04276 | 0.033077
All | All | 2014-05-16 | Per Premise | 14 | All¦All¦41775¦Per Premise¦14 |  |  | 2.5707 |  | 5.7659 | 2823 |  |  | 2.5857 | 93.0044 | 7.4355 | 2781 | 13 | 16 | 1.1343 | 2.916 | 27058 | -0.014953 | 0.33032 | 0.10852 | 0.141 | 0.1231 | 0.17792 | 0.18717 | -0.24297 | -0.10826 | -0.014953 | 0.078351 | 0.21307 | 0.090451 | 0.23217 | 0.33032 | 0.42847 | 0.57019
All | All | 2014-05-16 | Aggregate | 20 | All¦All¦41775¦Aggregate¦20 |  |  | 63.2101 |  | 121.4833 | 2823 |  |  | 72.8605 | 71.4449 | 145.477 | 2781 | 13 | 16 | 1.1343 | 71.6998 | 27058 | -9.6504 | -1.1607 | 2.2864 | 2.7586 | 2.5935 | 3.583 | 3.7864 | -14.2422 | -11.5293 | -9.6504 | -7.7714 | -5.0586 | -6.0131 | -3.1462 | -1.1607 | 0.8249 | 3.6917
All | All | 2014-05-15 | Per Premise | 23 | All¦All¦41774¦Per Premise¦23 |  |  | 1.7205 |  | 3.2092 | 2820 |  |  | 2.0177 | 70.0065 | 4.0187 | 2789 | 17 | 20 | 1.1483 | 1.9757 | 27058 | -0.29724 | -0.042014 | 0.060432 | 0.076096 | 0.069397 | 0.097173 | 0.10299 | -0.42177 | -0.34819 | -0.29724 | -0.24628 | -0.1727 | -0.174 | -0.096021 | -0.042014 | 0.011993 | 0.08997
All | All | 2014-05-16 | Per Premise | 4 | All¦All¦41775¦Per Premise¦4 |  |  | 0.96512 |  | 2.2267 | 2823 |  |  | 1.0215 | 66.2236 | 3.1318 | 2781 | 13 | 16 | 1.1343 | 1.0947 | 27058 | -0.05636 | 0.073264 | 0.041909 | 0.059388 | 0.047538 | 0.072686 | 0.076071 | -0.14951 | -0.094477 | -0.05636 | -0.018243 | 0.036791 | -0.024225 | 0.033373 | 0.073264 | 0.11316 | 0.17075
All | All | 2014-05-15 | Per Premise | 18 | All¦All¦41774¦Per Premise¦18 |  |  | 2.8755 |  | 5.2198 | 2820 |  |  | 2.6924 | 89.3248 | 5.9643 | 2789 | 17 | 20 | 1.1483 | 3.302 | 27058 | 0.18308 | 0.60964 | 0.098294 | 0.11294 | 0.11288 | 0.14972 | 0.15967 | -0.0087937 | 0.10457 | 0.18308 | 0.2616 | 0.37496 | 0.40501 | 0.52591 | 0.60964 | 0.69338 | 0.81427
All | All | 2014-05-16 | Per Premise | 100 | All¦All¦41775¦Per Premise¦100 |  |  | 2.6175 |  | 5.759 | 11292 |  |  | 2.6017 | 92.4086 | 7.2471 | 11124 | 13 | 16 | 1.1343 | 2.969 | 27058 | 0.015755 | 0.3673 | 0.054196 | 0.068712 | 0.061475 | 0.087513 | 0.092198 | -0.096398 | -0.030137 | 0.015755 | 0.061647 | 0.12791 | 0.24915 | 0.31896 | 0.3673 | 0.41565 | 0.48546
All | All | 2014-05-14 | Per Premise | 7 | All¦All¦41773¦Per Premise¦7 |  |  | 1.1262 |  | 3.1101 | 2832 |  |  | 1.1771 | 77.522 | 3.9065 | 2796 | 17 | 20 | 1.0941 | 1.2321 | 27058 | -0.050963 | 0.054992 | 0.058443 | 0.073879 | 0.063941 | 0.0942 | 0.097706 | -0.17168 | -0.10036 | -0.050963 | -0.0015645 | 0.069759 | -0.070223 | 0.0037553 | 0.054992 | 0.10623 | 0.18021
All | All | 2014-05-15 | Aggregate | 21 | All¦All¦41774¦Aggregate¦21 |  |  | 63.9305 |  | 114.6581 | 2820 |  |  | 81.2634 | 74.9922 | 141.3747 | 2789 | 17 | 20 | 1.1483 | 73.4143 | 27058 | -17.3329 | -7.8491 | 2.1591 | 2.677 | 2.4794 | 3.4392 | 3.6488 | -21.7404 | -19.1364 | -17.3329 | -15.5294 | -12.9254 | -12.5252 | -9.7625 | -7.8491 | -5.9357 | -3.1729
All | All | 2014-05-14 | Per Premise | 21 | All¦All¦41773¦Per Premise¦21 |  |  | 2.2678 |  | 4.2851 | 2832 |  |  | 2.7357 | 75.5083 | 5.155 | 2796 | 17 | 20 | 1.0941 | 2.4812 | 27058 | -0.46787 | -0.2545 | 0.080523 | 0.097491 | 0.088098 | 0.12645 | 0.1314 | -0.62991 | -0.53417 | -0.46787 | -0.40156 | -0.30582 | -0.4229 | -0.32341 | -0.2545 | -0.1856 | -0.086107
All | All | 2014-05-16 | Per Premise | 13 | All¦All¦41775¦Per Premise¦13 |  |  | 2.4453 |  | 5.7249 | 2823 |  |  | 2.5097 | 95.0252 | 7.2782 | 2781 | 13 | 16 | 1.1343 | 2.7738 | 27058 | -0.06431 | 0.26412 | 0.10775 | 0.13801 | 0.12222 | 0.17509 | 0.18435 | -0.2887 | -0.15613 | -0.06431 | 0.02751 | 0.16008 | 0.027865 | 0.16745 | 0.26412 | 0.3608 | 0.50038
All | All | 2014-05-16 | Per Premise | 20 | All¦All¦41775¦Per Premise¦20 |  |  | 2.3361 |  | 4.4897 | 2823 |  |  | 2.6928 | 71.4449 | 5.3765 | 2781 | 13 | 16 | 1.1343 | 2.6499 | 27058 | -0.35665 | -0.042896 | 0.084502 | 0.10195 | 0.095851 | 0.13242 | 0.13993 | -0.52636 | -0.4261 | -0.35665 | -0.28721 | -0.18695 | -0.22223 | -0.11628 | -0.042896 | 0.030486 | 0.13644
All | All | 2014-05-14 | Aggregate | 17 | All¦All¦41773¦Aggregate¦17 |  |  | 73.7019 |  | 151.004 | 2832 |  |  | 70.969 | 89.7202 | 170.953 | 2796 | 17 | 20 | 1.0941 | 80.6361 | 27058 | 2.7329 | 9.6671 | 2.8375 | 3.233 | 3.1045 | 4.3016 | 4.4822 | -2.7798 | 0.47716 | 2.7329 | 4.9887 | 8.2457 | 3.9229 | 7.3166 | 9.6671 | 12.0176 | 15.4113
All | All | 2014-05-14 | Aggregate | 5 | All¦All¦41773¦Aggregate¦5 |  |  | 24.551 |  | 62.5658 | 2832 |  |  | 24.9837 | 63.476 | 78.2595 | 2796 | 17 | 20 | 1.0941 | 26.8608 | 27058 | -0.43271 | 1.8771 | 1.1757 | 1.48 | 1.2863 | 1.8902 | 1.9609 | -2.855 | -1.4239 | -0.43271 | 0.55849 | 1.9896 | -0.63581 | 0.84886 | 1.8771 | 2.9054 | 4.3901
All | All | 2014-05-16 | Aggregate | 22 | All¦All¦41775¦Aggregate¦22 |  |  | 53.0153 |  | 99.7226 | 2823 |  |  | 58.5862 | 67.2571 | 122.5104 | 2781 | 13 | 16 | 1.1343 | 60.1358 | 27058 | -5.5708 | 1.5496 | 1.8769 | 2.3231 | 2.129 | 2.9866 | 3.1511 | -9.3983 | -7.137 | -5.5708 | -4.0047 | -1.7434 | -2.4887 | -0.10284 | 1.5496 | 3.202 | 5.5879
All | All | 2014-05-15 | Per Premise | 11 | All¦All¦41774¦Per Premise¦11 |  |  | 2.1527 |  | 5.7451 | 2820 |  |  | 2.3793 | 97.9334 | 6.919 | 2789 | 17 | 20 | 1.1483 | 2.472 | 27058 | -0.22661 | 0.092729 | 0.10819 | 0.13101 | 0.12423 | 0.16991 | 0.18055 | -0.44436 | -0.31571 | -0.22661 | -0.13751 | -0.0088677 | -0.13866 | -0.0019524 | 0.092729 | 0.18741 | 0.32411
All | All | 2014-05-15 | Aggregate | 3 | All¦All¦41774¦Aggregate¦3 |  |  | 26.1473 |  | 63.246 | 2820 |  |  | 28.6013 | 66.85 | 84.6144 | 2789 | 17 | 20 | 1.1483 | 30.0262 | 27058 | -2.4539 | 1.4249 | 1.191 | 1.6022 | 1.3677 | 1.9964 | 2.1066 | -5.0124 | -3.5008 | -2.4539 | -1.407 | 0.10456 | -1.2747 | 0.32026 | 1.4249 | 2.5296 | 4.1246
All | All | 2014-05-16 | Per Premise | 23 | All¦All¦41775¦Per Premise¦23 |  |  | 1.6565 |  | 3.1651 | 2823 |  |  | 1.8447 | 64.5816 | 4.1156 | 2781 | 13 | 16 | 1.1343 | 1.879 | 27058 | -0.18814 | 0.034353 | 0.059571 | 0.078043 | 0.067572 | 0.09818 | 0.10323 | -0.31396 | -0.23962 | -0.18814 | -0.13665 | -0.062313 | -0.097943 | -0.019781 | 0.034353 | 0.088487 | 0.16665
All | All | 2014-05-15 | Per Premise | 16 | All¦All¦41774¦Per Premise¦16 |  |  | 2.9121 |  | 5.7918 | 2820 |  |  | 3.3441 | 95.8683 | 7.1866 | 2789 | 17 | 20 | 1.1483 | 3.3441 | 27058 | -0.432 | -1.02e-07 | 0.10907 | 0.13608 | 0.12525 | 0.1744 | 0.18495 | -0.65549 | -0.52345 | -0.432 | -0.34054 | -0.2085 | -0.23702 | -0.096986 | -1.02e-07 | 0.096986 | 0.23702
All | All | 2014-05-16 | Per Premise | 15 | All¦All¦41775¦Per Premise¦15 |  |  | 2.701 |  | 5.8348 | 2823 |  |  | 2.6362 | 91.068 | 7.2545 | 2781 | 13 | 16 | 1.1343 | 3.0637 | 27058 | 0.064766 | 0.42753 | 0.10982 | 0.13757 | 0.12457 | 0.17602 | 0.18558 | -0.16082 | -0.027541 | 0.064766 | 0.15707 | 0.29035 | 0.1897 | 0.33021 | 0.42753 | 0.52485 | 0.66537
All | All | 2014-05-16 | Per Premise | 8 | All¦All¦41775¦Per Premise¦8 |  |  | 1.3293 |  | 3.4631 | 2823 |  |  | 1.3982 | 82.227 | 4.7285 | 2781 | 13 | 16 | 1.1343 | 1.5078 | 27058 | -0.068925 | 0.10961 | 0.06518 | 0.089665 | 0.073934 | 0.11085 | 0.11622 | -0.21099 | -0.12706 | -0.068925 | -0.010794 | 0.073138 | -0.039331 | 0.048662 | 0.10961 | 0.17055 | 0.25854
All | All | 2014-05-14 | Per Premise | 24 | All¦All¦41773¦Per Premise¦24 |  |  | 1.3467 |  | 2.7396 | 2832 |  |  | 1.54 | 69.5462 | 3.679 | 2796 | 17 | 20 | 1.0941 | 1.4734 | 27058 | -0.19329 | -0.066587 | 0.05148 | 0.069576 | 0.056324 | 0.086551 | 0.089516 | -0.30421 | -0.23867 | -0.19329 | -0.1479 | -0.082367 | -0.18131 | -0.11353 | -0.066587 | -0.019645 | 0.048133
All | All | 2014-05-15 | Per Premise | 100 | All¦All¦41774¦Per Premise¦100 |  |  | 2.7659 |  | 5.1353 | 11280 |  |  | 2.668 | 86.5819 | 5.8338 | 11156 | 17 | 20 | 1.1483 | 3.1762 | 27058 | 0.097914 | 0.50823 | 0.048352 | 0.055233 | 0.055524 | 0.073407 | 0.078318 | 0.0038393 | 0.05942 | 0.097914 | 0.13641 | 0.19199 | 0.40786 | 0.46716 | 0.50823 | 0.54929 | 0.60859
All | All | 2014-05-14 | Aggregate | 11 | All¦All¦41773¦Aggregate¦11 |  |  | 55.2859 |  | 153.9169 | 2832 |  |  | 59.641 | 94.5258 | 194.6733 | 2796 | 17 | 20 | 1.0941 | 60.4875 | 27058 | -4.355 | 0.84648 | 2.8923 | 3.6816 | 3.1644 | 4.6818 | 4.8547 | -10.3551 | -6.8102 | -4.355 | -1.8999 | 1.645 | -5.375 | -1.6993 | 0.84648 | 3.3923 | 7.068
All | All | 2014-05-15 | Per Premise | 15 | All¦All¦41774¦Per Premise¦15 |  |  | 2.8096 |  | 6.0274 | 2820 |  |  | 3.2467 | 96.9627 | 7.4757 | 2789 | 17 | 20 | 1.1483 | 3.2264 | 27058 | -0.43704 | -0.020242 | 0.1135 | 0.14156 | 0.13034 | 0.18144 | 0.19242 | -0.66956 | -0.53218 | -0.43704 | -0.34189 | -0.20451 | -0.26684 | -0.12115 | -0.020242 | 0.080665 | 0.22636
All | All | 2014-05-15 | Per Premise | 13 | All¦All¦41774¦Per Premise¦13 |  |  | 2.5617 |  | 6.0872 | 2820 |  |  | 2.9501 | 97.7224 | 7.5244 | 2789 | 17 | 20 | 1.1483 | 2.9417 | 27058 | -0.38847 | -0.0084549 | 0.11463 | 0.14248 | 0.13163 | 0.18287 | 0.19398 | -0.62282 | -0.48436 | -0.38847 | -0.29257 | -0.15412 | -0.25705 | -0.11018 | -0.0084549 | 0.093267 | 0.24014
All | All | 2014-05-15 | Per Premise | 19 | All¦All¦41774¦Per Premise¦19 |  |  | 2.7284 |  | 4.9245 | 2820 |  |  | 2.5908 | 83.5242 | 5.4936 | 2789 | 17 | 20 | 1.1483 | 3.1331 | 27058 | 0.13751 | 0.54225 | 0.092734 | 0.10402 | 0.10649 | 0.13936 | 0.14887 | -0.04108 | 0.064434 | 0.13751 | 0.21059 | 0.31611 | 0.35147 | 0.46419 | 0.54225 | 0.62032 | 0.73303
All | All | 2014-05-16 | Aggregate | 2 | All¦All¦41775¦Aggregate¦2 |  |  | 29.6462 |  | 63.7347 | 2823 |  |  | 31.994 | 67.4876 | 85.0346 | 2781 | 13 | 16 | 1.1343 | 33.6279 | 27058 | -2.3478 | 1.6339 | 1.1996 | 1.6125 | 1.3607 | 2.0097 | 2.1099 | -4.9234 | -3.4017 | -2.3478 | -1.2939 | 0.22777 | -1.0699 | 0.52753 | 1.6339 | 2.7404 | 4.3378
All | All | 2014-05-14 | Per Premise | 8 | All¦All¦41773¦Per Premise¦8 |  |  | 1.34 |  | 3.7866 | 2832 |  |  | 1.3884 | 84.5824 | 5.101 | 2796 | 17 | 20 | 1.0941 | 1.4661 | 27058 | -0.048396 | 0.077679 | 0.071155 | 0.096469 | 0.077849 | 0.11987 | 0.12396 | -0.20202 | -0.11126 | -0.048396 | 0.014465 | 0.10523 | -0.081185 | 0.012673 | 0.077679 | 0.14269 | 0.23654
All | All | 2014-05-15 | Aggregate | 11 | All¦All¦41774¦Aggregate¦11 |  |  | 58.2476 |  | 155.4496 | 2820 |  |  | 64.3793 | 97.9334 | 187.2134 | 2789 | 17 | 20 | 1.1483 | 66.8884 | 27058 | -6.1317 | 2.5091 | 2.9273 | 3.545 | 3.3615 | 4.5974 | 4.8854 | -12.0235 | -8.5426 | -6.1317 | -3.7208 | -0.23994 | -3.7518 | -0.052832 | 2.5091 | 5.0709 | 8.7699
All | All | 2014-05-15 | Per Premise | 20 | All¦All¦41774¦Per Premise¦20 |  |  | 2.5274 |  | 4.7132 | 2820 |  |  | 2.5029 | 80.921 | 5.3203 | 2789 | 17 | 20 | 1.1483 | 2.9023 | 27058 | 0.024494 | 0.39942 | 0.088755 | 0.10074 | 0.10192 | 0.13426 | 0.14331 | -0.14757 | -0.045913 | 0.024494 | 0.094901 | 0.19656 | 0.21577 | 0.32427 | 0.39942 | 0.47457 | 0.58308
All | All | 2014-05-14 | Aggregate | 12 | All¦All¦41773¦Aggregate¦12 |  |  | 59.3919 |  | 159.0123 | 2832 |  |  | 65.7792 | 95.4825 | 202.1864 | 2796 | 17 | 20 | 1.0941 | 64.9797 | 27058 | -6.3873 | -0.79951 | 2.988 | 3.8237 | 3.2691 | 4.8527 | 5.0307 | -12.6064 | -8.9321 | -6.3873 | -3.8426 | -0.16832 | -7.2466 | -3.4376 | -0.79951 | 1.8386 | 5.6476
All | All | 2014-05-14 | Per Premise | 4 | All¦All¦41773¦Per Premise¦4 |  |  | 0.90471 |  | 2.1415 | 2832 |  |  | 0.93639 | 63.71 | 2.9173 | 2796 | 17 | 20 | 1.0941 | 0.98983 | 27058 | -0.031681 | 0.053438 | 0.040241 | 0.05517 | 0.044027 | 0.068287 | 0.070584 | -0.11919 | -0.06749 | -0.031681 | 0.0041288 | 0.055832 | -0.037019 | 0.016424 | 0.053438 | 0.090453 | 0.1439
All | All | 2014-05-14 | Aggregate | 2 | All¦All¦41773¦Aggregate¦2 |  |  | 27.069 |  | 61.2661 | 2832 |  |  | 28.0535 | 63.029 | 84.1917 | 2796 | 17 | 20 | 1.0941 | 29.6158 | 27058 | -0.9845 | 1.5623 | 1.1513 | 1.5922 | 1.2596 | 1.9648 | 2.0302 | -3.5025 | -2.0149 | -0.9845 | 0.045856 | 1.5335 | -1.0395 | 0.49763 | 1.5623 | 2.6269 | 4.1641
All | All | 2014-05-14 | Per Premise | 1 | All¦All¦41773¦Per Premise¦1 |  |  | 1.1099 |  | 2.4077 | 2832 |  |  | 1.1522 | 66.3178 | 3.2883 | 2796 | 17 | 20 | 1.0941 | 1.2143 | 27058 | -0.042306 | 0.062113 | 0.045244 | 0.062187 | 0.049501 | 0.076904 | 0.079483 | -0.14086 | -0.082635 | -0.042306 | -0.0019777 | 0.056251 | -0.039749 | 0.020432 | 0.062113 | 0.10379 | 0.16398
All | All | 2014-05-16 | Per Premise | 19 | All¦All¦41775¦Per Premise¦19 |  |  | 2.5351 |  | 4.7867 | 2823 |  |  | 2.9529 | 76.4516 | 5.8151 | 2781 | 13 | 16 | 1.1343 | 2.8756 | 27058 | -0.41773 | -0.07724 | 0.090091 | 0.11027 | 0.10219 | 0.14239 | 0.15034 | -0.60022 | -0.4924 | -0.41773 | -0.34306 | -0.23525 | -0.26991 | -0.15608 | -0.07724 | 0.0015992 | 0.11543
All | All | 2014-05-14 | Per Premise | 11 | All¦All¦41773¦Per Premise¦11 |  |  | 2.0432 |  | 5.6884 | 2832 |  |  | 2.2042 | 94.5258 | 7.1947 | 2796 | 17 | 20 | 1.0941 | 2.2355 | 27058 | -0.16095 | 0.031284 | 0.10689 | 0.13606 | 0.11695 | 0.17303 | 0.17942 | -0.3827 | -0.25169 | -0.16095 | -0.070216 | 0.060794 | -0.19865 | -0.062802 | 0.031284 | 0.12537 | 0.26122
All | All | 2014-05-15 | Per Premise | 14 | All¦All¦41774¦Per Premise¦14 |  |  | 2.7041 |  | 6.1032 | 2820 |  |  | 3.1323 | 96.8561 | 7.637 | 2789 | 17 | 20 | 1.1483 | 3.1052 | 27058 | -0.42825 | -0.027119 | 0.11493 | 0.14461 | 0.13198 | 0.18472 | 0.19578 | -0.66498 | -0.52512 | -0.42825 | -0.33139 | -0.19153 | -0.27802 | -0.12979 | -0.027119 | 0.075549 | 0.22379
All | All | 2014-05-14 | Per Premise | 9 | All¦All¦41773¦Per Premise¦9 |  |  | 1.5947 |  | 4.6619 | 2832 |  |  | 1.6784 | 91.4322 | 6.0934 | 2796 | 17 | 20 | 1.0941 | 1.7447 | 27058 | -0.083757 | 0.066277 | 0.087602 | 0.11524 | 0.095844 | 0.14475 | 0.14989 | -0.26927 | -0.15967 | -0.083757 | -0.0078481 | 0.10175 | -0.12581 | -0.012323 | 0.066277 | 0.14488 | 0.25836
All | All | 2014-05-14 | Aggregate | 20 | All¦All¦41773¦Aggregate¦20 |  |  | 63.9043 |  | 125.6962 | 2832 |  |  | 63.8016 | 78.9436 | 143.2921 | 2796 | 17 | 20 | 1.0941 | 69.9167 | 27058 | 0.10271 | 6.1151 | 2.362 | 2.7099 | 2.5842 | 3.5948 | 3.7446 | -4.5042 | -1.7824 | 0.10271 | 1.9878 | 4.7096 | 1.3163 | 4.1514 | 6.1151 | 8.0787 | 10.9139
All | All | 2014-05-16 | Per Premise | 6 | All¦All¦41775¦Per Premise¦6 |  |  | 1.0021 |  | 2.4328 | 2823 |  |  | 1.0772 | 68.6025 | 3.4446 | 2781 | 13 | 16 | 1.1343 | 1.1367 | 27058 | -0.075098 | 0.059488 | 0.045787 | 0.065319 | 0.051937 | 0.079769 | 0.083451 | -0.17733 | -0.11693 | -0.075098 | -0.033267 | 0.02713 | -0.047458 | 0.015727 | 0.059488 | 0.10325 | 0.16643
All | All | 2014-05-14 | Aggregate | 21 | All¦All¦41773¦Aggregate¦21 |  |  | 61.3625 |  | 115.9472 | 2832 |  |  | 74.0221 | 75.5083 | 139.4852 | 2796 | 17 | 20 | 1.0941 | 67.1358 | 27058 | -12.6595 | -6.8863 | 2.1788 | 2.6379 | 2.3838 | 3.4214 | 3.5554 | -17.0442 | -14.4537 | -12.6595 | -10.8654 | -8.2749 | -11.4428 | -8.7508 | -6.8863 | -5.0219 | -2.3299
All | All | 2014-05-14 | Aggregate | 10 | All¦All¦41773¦Aggregate¦10 |  |  | 49.9025 |  | 144.88 | 2832 |  |  | 53.761 | 94.8854 | 185.6401 | 2796 | 17 | 20 | 1.0941 | 54.5975 | 27058 | -3.8585 | 0.8365 | 2.7225 | 3.5108 | 2.9786 | 4.4427 | 4.6041 | -9.552 | -6.1883 | -3.8585 | -1.5288 | 1.835 | -5.0639 | -1.5779 | 0.8365 | 3.2509 | 6.7369
All | All | 2014-05-14 | Aggregate | 13 | All¦All¦41773¦Aggregate¦13 |  |  | 64.9462 |  | 163.5025 | 2832 |  |  | 69.7193 | 95.4143 | 199.3263 | 2796 | 17 | 20 | 1.0941 | 71.0566 | 27058 | -4.7731 | 1.3373 | 3.0724 | 3.7696 | 3.3615 | 4.8631 | 5.0507 | -11.0054 | -7.3233 | -4.7731 | -2.2229 | 1.4592 | -5.1354 | -1.3113 | 1.3373 | 3.9858 | 7.81
All | All | 2014-05-15 | Aggregate | 7 | All¦All¦41774¦Aggregate¦7 |  |  | 29.9575 |  | 83.8913 | 2820 |  |  | 31.6513 | 77.8966 | 104.0661 | 2789 | 17 | 20 | 1.1483 | 34.4016 | 27058 | -1.6938 | 2.7503 | 1.5798 | 1.9705 | 1.8141 | 2.5256 | 2.6784 | -4.9305 | -3.0182 | -1.6938 | -0.36937 | 1.5429 | -0.6823 | 1.3457 | 2.7503 | 4.1548 | 6.1828
All | All | 2014-05-15 | Aggregate | 1 | All¦All¦41774¦Aggregate¦1 |  |  | 31.2827 |  | 69.9843 | 2820 |  |  | 35.0926 | 69.1809 | 89.1844 | 2789 | 17 | 20 | 1.1483 | 35.9233 | 27058 | -3.8099 | 0.83073 | 1.3179 | 1.6887 | 1.5134 | 2.1421 | 2.2676 | -6.5552 | -4.9332 | -3.8099 | -2.6866 | -1.0647 | -2.0754 | -0.35842 | 0.83073 | 2.0199 | 3.7368
All | All | 2014-05-15 | Per Premise | 9 | All¦All¦41774¦Per Premise¦9 |  |  | 1.5982 |  | 4.4862 | 2820 |  |  | 1.7028 | 94.6982 | 5.6198 | 2789 | 17 | 20 | 1.1483 | 1.8353 | 27058 | -0.10457 | 0.13251 | 0.084481 | 0.10641 | 0.097013 | 0.13587 | 0.144 | -0.2787 | -0.17582 | -0.10457 | -0.033322 | 0.069552 | -0.052028 | 0.057 | 0.13251 | 0.20803 | 0.31705
All | All | 2014-05-14 | Per Premise | 5 | All¦All¦41773¦Per Premise¦5 |  |  | 0.90735 |  | 2.3123 | 2832 |  |  | 0.92334 | 63.476 | 2.8923 | 2796 | 17 | 20 | 1.0941 | 0.99271 | 27058 | -0.015992 | 0.069375 | 0.043451 | 0.054698 | 0.047538 | 0.069856 | 0.072469 | -0.10552 | -0.052624 | -0.015992 | 0.020641 | 0.073532 | -0.023498 | 0.031372 | 0.069375 | 0.10738 | 0.16225
All | All | 2014-05-15 | Aggregate | 6 | All¦All¦41774¦Aggregate¦6 |  |  | 26.7058 |  | 69.6585 | 2820 |  |  | 28.6204 | 69.1412 | 91.685 | 2789 | 17 | 20 | 1.1483 | 30.6675 | 27058 | -1.9146 | 2.0471 | 1.3117 | 1.7361 | 1.5063 | 2.1759 | 2.2985 | -4.7031 | -3.0556 | -1.9146 | -0.77349 | 0.87402 | -0.8985 | 0.8418 | 2.0471 | 3.2525 | 4.9928
All | All | 2014-05-14 | Aggregate | 18 | All¦All¦41773¦Aggregate¦18 |  |  | 71.7434 |  | 136.5033 | 2832 |  |  | 68.1648 | 87.658 | 159.8537 | 2796 | 17 | 20 | 1.0941 | 78.4933 | 27058 | 3.5786 | 10.3285 | 2.5651 | 3.0231 | 2.8064 | 3.9647 | 4.1249 | -1.5024 | 1.4995 | 3.5786 | 5.6577 | 8.6595 | 5.0422 | 8.1654 | 10.3285 | 12.4916 | 15.6148
All | All | 2014-05-15 | Per Premise | 22 | All¦All¦41774¦Per Premise¦22 |  |  | 2.0892 |  | 3.6637 | 2820 |  |  | 2.5142 | 72.4745 | 4.4583 | 2789 | 17 | 20 | 1.1483 | 2.3991 | 27058 | -0.42502 | -0.1151 | 0.068991 | 0.084419 | 0.079226 | 0.10902 | 0.11577 | -0.56474 | -0.4822 | -0.42502 | -0.36785 | -0.2853 | -0.26347 | -0.17581 | -0.1151 | -0.054392 | 0.033266
All | All | 2014-05-14 | Aggregate | 16 | All¦All¦41773¦Aggregate¦16 |  |  | 73.3856 |  | 160.3986 | 2832 |  |  | 80.2901 | 92.4979 | 191.4694 | 2796 | 17 | 20 | 1.0941 | 80.2901 | 27058 | -6.9044 | 2.07e-06 | 3.0141 | 3.621 | 3.2976 | 4.7113 | 4.8976 | -12.9422 | -9.375 | -6.9044 | -4.4338 | -0.86663 | -6.2765 | -2.5683 | 2.07e-06 | 2.5683 | 6.2765
All | All | 2014-05-16 | Aggregate | 100 | All¦All¦41775¦Aggregate¦100 |  |  | 70.8233 |  | 155.8277 | 11292 |  |  | 70.397 | 92.4086 | 196.0927 | 11124 | 13 | 16 | 1.1343 | 80.3355 | 27058 | 0.4263 | 9.9385 | 1.4664 | 1.8592 | 1.6634 | 2.3679 | 2.4947 | -2.6083 | -0.81544 | 0.4263 | 1.668 | 3.4609 | 6.7414 | 8.6303 | 9.9385 | 11.2467 | 13.1356
All | All | 2014-05-16 | Aggregate | 24 | All¦All¦41775¦Aggregate¦24 |  |  | 38.3551 |  | 77.0926 | 2823 |  |  | 41.5061 | 63.6251 | 99.6043 | 2781 | 13 | 16 | 1.1343 | 43.5065 | 27058 | -3.151 | 2.0004 | 1.451 | 1.8888 | 1.6458 | 2.3817 | 2.5052 | -6.2034 | -4.4 | -3.151 | -1.9021 | -0.098715 | -1.2102 | 0.68664 | 2.0004 | 3.3141 | 5.211
All | All | 2014-05-15 | Aggregate | 4 | All¦All¦41774¦Aggregate¦4 |  |  | 25.1696 |  | 62.2215 | 2820 |  |  | 27.1142 | 64.1231 | 83.0709 | 2789 | 17 | 20 | 1.1483 | 28.9034 | 27058 | -1.9446 | 1.7892 | 1.1717 | 1.573 | 1.3455 | 1.9614 | 2.0699 | -4.4583 | -2.9732 | -1.9446 | -0.91603 | 0.56906 | -0.86355 | 0.70371 | 1.7892 | 2.8747 | 4.4419
All | All | 2014-05-14 | Aggregate | 14 | All¦All¦41773¦Aggregate¦14 |  |  | 68.3678 |  | 165.3179 | 2832 |  |  | 73.684 | 94.1151 | 200.8845 | 2796 | 17 | 20 | 1.0941 | 74.8002 | 27058 | -5.3162 | 1.1161 | 3.1065 | 3.7991 | 3.3988 | 4.9075 | 5.0975 | -11.6054 | -7.8897 | -5.3162 | -2.7427 | 0.973 | -5.4166 | -1.557 | 1.1161 | 3.7893 | 7.6489
All | All | 2014-05-15 | Per Premise | 12 | All¦All¦41774¦Per Premise¦12 |  |  | 2.3763 |  | 5.9483 | 2820 |  |  | 2.7048 | 98.1902 | 7.3671 | 2789 | 17 | 20 | 1.1483 | 2.7288 | 27058 | -0.32848 | 0.024025 | 0.11201 | 0.1395 | 0.12863 | 0.1789 | 0.18975 | -0.55776 | -0.4223 | -0.32848 | -0.23467 | -0.09921 | -0.21915 | -0.075481 | 0.024025 | 0.12353 | 0.2672
All | All | 2014-05-14 | Per Premise | 12 | All¦All¦41773¦Per Premise¦12 |  |  | 2.195 |  | 5.8767 | 2832 |  |  | 2.431 | 95.4825 | 7.4723 | 2796 | 17 | 20 | 1.0941 | 2.4015 | 27058 | -0.23606 | -0.029548 | 0.11043 | 0.14131 | 0.12082 | 0.17935 | 0.18592 | -0.4659 | -0.33011 | -0.23606 | -0.14201 | -0.0062208 | -0.26782 | -0.12705 | -0.029548 | 0.06795 | 0.20872
All | All | 2014-05-16 | Aggregate | 16 | All¦All¦41775¦Aggregate¦16 |  |  | 74.4853 |  | 154.4376 | 2823 |  |  | 72.3878 | 90.5367 | 189.8636 | 2781 | 13 | 16 | 1.1343 | 84.4893 | 27058 | 2.0974 | 12.1015 | 2.9067 | 3.6003 | 3.2971 | 4.6272 | 4.8819 | -3.8326 | -0.32907 | 2.0974 | 4.524 | 8.0275 | 5.8451 | 9.5414 | 12.1015 | 14.6616 | 18.3579
All | All | 2014-05-14 | Aggregate | 9 | All¦All¦41773¦Aggregate¦9 |  |  | 43.1488 |  | 126.1414 | 2832 |  |  | 45.4151 | 91.4322 | 164.8753 | 2796 | 17 | 20 | 1.0941 | 47.2084 | 27058 | -2.2663 | 1.7933 | 2.3703 | 3.1181 | 2.5934 | 3.9168 | 4.0556 | -7.2858 | -4.3202 | -2.2663 | -0.21235 | 2.7532 | -3.4042 | -0.33345 | 1.7933 | 3.9201 | 6.9908
All | All | 2014-05-16 | Aggregate | 13 | All¦All¦41775¦Aggregate¦13 |  |  | 66.1661 |  | 154.9055 | 2823 |  |  | 67.9062 | 95.0252 | 196.9339 | 2781 | 13 | 16 | 1.1343 | 75.0529 | 27058 | -1.7401 | 7.1466 | 2.9155 | 3.7344 | 3.3071 | 4.7377 | 4.9882 | -7.8117 | -4.2245 | -1.7401 | 0.74436 | 4.3315 | 0.75396 | 4.5308 | 7.1466 | 9.7625 | 13.5393
All | All | 2014-05-15 | Per Premise | 2 | All¦All¦41774¦Per Premise¦2 |  |  | 1.0414 |  | 2.4193 | 2820 |  |  | 1.1571 | 68.0374 | 3.2525 | 2789 | 17 | 20 | 1.1483 | 1.1959 | 27058 | -0.11568 | 0.038808 | 0.045558 | 0.061588 | 0.052317 | 0.076607 | 0.080809 | -0.21386 | -0.15586 | -0.11568 | -0.075509 | -0.017506 | -0.064753 | -0.0035682 | 0.038808 | 0.081185 | 0.14237
All | All | 2014-05-16 | Aggregate | 14 | All¦All¦41775¦Aggregate¦14 |  |  | 69.5591 |  | 156.015 | 2823 |  |  | 69.9636 | 93.0044 | 201.1902 | 2781 | 13 | 16 | 1.1343 | 78.9015 | 27058 | -0.40459 | 8.9378 | 2.9364 | 3.8151 | 3.3308 | 4.8143 | 5.0645 | -6.5743 | -2.9292 | -0.40459 | 2.12 | 5.7652 | 2.4474 | 6.282 | 8.9378 | 11.5936 | 15.4282
All | All | 2014-05-15 | Aggregate | 14 | All¦All¦41774¦Aggregate¦14 |  |  | 73.1665 |  | 165.1402 | 2820 |  |  | 84.7542 | 96.8561 | 206.6412 | 2789 | 17 | 20 | 1.1483 | 84.0204 | 27058 | -11.5877 | -0.73378 | 3.1098 | 3.9128 | 3.5711 | 4.9981 | 5.2975 | -17.993 | -14.2087 | -11.5877 | -8.9667 | -5.1824 | -7.5227 | -3.5118 | -0.73378 | 2.0442 | 6.0552
All | All | 2014-05-16 | Aggregate | 9 | All¦All¦41775¦Aggregate¦9 |  |  | 42.428 |  | 114.8824 | 2823 |  |  | 45.893 | 89.1708 | 156.4122 | 2781 | 13 | 16 | 1.1343 | 48.1265 | 27058 | -3.465 | 2.2335 | 2.1622 | 2.966 | 2.4526 | 3.6705 | 3.8487 | -8.1689 | -5.3898 | -3.465 | -1.5402 | 1.2389 | -2.6988 | 0.21519 | 2.2335 | 4.2517 | 7.1657
All | All | 2014-05-16 | Aggregate | 7 | All¦All¦41775¦Aggregate¦7 |  |  | 30.0797 |  | 76.9474 | 2823 |  |  | 31.9076 | 75.9469 | 106.2969 | 2781 | 13 | 16 | 1.1343 | 34.1197 | 27058 | -1.828 | 2.212 | 1.4482 | 2.0157 | 1.6427 | 2.482 | 2.6003 | -5.0088 | -3.1295 | -1.828 | -0.52639 | 1.3529 | -1.1204 | 0.84843 | 2.212 | 3.5756 | 5.5444
All | All | 2014-05-16 | Aggregate | 6 | All¦All¦41775¦Aggregate¦6 |  |  | 27.1139 |  | 65.8254 | 2823 |  |  | 29.1459 | 68.6025 | 93.2048 | 2781 | 13 | 16 | 1.1343 | 30.7555 | 27058 | -2.032 | 1.6096 | 1.2389 | 1.7674 | 1.4053 | 2.1584 | 2.258 | -4.7981 | -3.1639 | -2.032 | -0.90015 | 0.73407 | -1.2841 | 0.42553 | 1.6096 | 2.7937 | 4.5034
All | All | 2014-05-16 | Per Premise | 18 | All¦All¦41775¦Per Premise¦18 |  |  | 2.7419 |  | 5.0766 | 2823 |  |  | 3.2295 | 83.091 | 6.5868 | 2781 | 13 | 16 | 1.1343 | 3.1101 | 27058 | -0.48762 | -0.11936 | 0.095547 | 0.1249 | 0.10838 | 0.15726 | 0.16537 | -0.68915 | -0.57008 | -0.48762 | -0.40515 | -0.28608 | -0.33129 | -0.20608 | -0.11936 | -0.032638 | 0.092572
All | All | 2014-05-16 | Aggregate | 4 | All¦All¦41775¦Aggregate¦4 |  |  | 26.1142 |  | 60.2502 | 2823 |  |  | 27.6392 | 66.2236 | 84.7415 | 2781 | 13 | 16 | 1.1343 | 29.6215 | 27058 | -1.525 | 1.9824 | 1.134 | 1.6069 | 1.2863 | 1.9667 | 2.0583 | -4.0455 | -2.5564 | -1.525 | -0.49363 | 0.9955 | -0.65547 | 0.90299 | 1.9824 | 3.0618 | 4.6202
All | All | 2014-05-14 | Aggregate | 100 | All¦All¦41773¦Aggregate¦100 |  |  | 69.4951 |  | 136.2232 | 11328 |  |  | 67.2286 | 85.0887 | 156.3151 | 11184 | 17 | 20 | 1.0941 | 76.0335 | 27058 | 2.2665 | 8.8049 | 1.2799 | 1.4781 | 1.4003 | 1.9552 | 2.0361 | -0.2392 | 1.2412 | 2.2665 | 3.2918 | 4.7722 | 6.1956 | 7.7372 | 8.8049 | 9.8726 | 11.4142
All | All | 2014-05-15 | Aggregate | 24 | All¦All¦41774¦Aggregate¦24 |  |  | 38.8019 |  | 77.8808 | 2820 |  |  | 43.4736 | 69.0553 | 99.7225 | 2789 | 17 | 20 | 1.1483 | 44.5579 | 27058 | -4.6717 | 1.0844 | 1.4666 | 1.8883 | 1.6841 | 2.3909 | 2.5302 | -7.7358 | -5.9255 | -4.6717 | -3.4179 | -1.6076 | -2.1582 | -0.24248 | 1.0844 | 2.4112 | 4.327
All | All | 2014-05-15 | Aggregate | 20 | All¦All¦41774¦Aggregate¦20 |  |  | 68.386 |  | 127.5295 | 2820 |  |  | 67.7232 | 80.921 | 143.956 | 2789 | 17 | 20 | 1.1483 | 78.5308 | 27058 | 0.66276 | 10.8075 | 2.4015 | 2.7259 | 2.7578 | 3.6329 | 3.8776 | -3.9929 | -1.2423 | 0.66276 | 2.5678 | 5.3185 | 5.8382 | 8.7741 | 10.8075 | 12.8409 | 15.7768
All | All | 2014-05-14 | Aggregate | 8 | All¦All¦41773¦Aggregate¦8 |  |  | 36.2585 |  | 102.4581 | 2832 |  |  | 37.568 | 84.5824 | 138.023 | 2796 | 17 | 20 | 1.0941 | 39.6698 | 27058 | -1.3095 | 2.1018 | 1.9253 | 2.6103 | 2.1064 | 3.2435 | 3.3542 | -5.4662 | -3.0104 | -1.3095 | 0.39139 | 2.8472 | -2.1967 | 0.34291 | 2.1018 | 3.8608 | 6.4004
All | All | 2014-05-15 | Aggregate | 19 | All¦All¦41774¦Aggregate¦19 |  |  | 73.824 |  | 133.2475 | 2820 |  |  | 70.1032 | 83.5242 | 148.6448 | 2789 | 17 | 20 | 1.1483 | 84.7755 | 27058 | 3.7208 | 14.6723 | 2.5092 | 2.8147 | 2.8814 | 3.7707 | 4.028 | -1.1116 | 1.7435 | 3.7208 | 5.6982 | 8.5532 | 9.5102 | 12.56 | 14.6723 | 16.7846 | 19.8344
All | All | 2014-05-14 | Aggregate | 6 | All¦All¦41773¦Aggregate¦6 |  |  | 26.5663 |  | 67.3153 | 2832 |  |  | 27.9479 | 69.4074 | 89.5151 | 2796 | 17 | 20 | 1.0941 | 29.0657 | 27058 | -1.3816 | 1.1178 | 1.2649 | 1.6929 | 1.3839 | 2.1133 | 2.1866 | -4.0899 | -2.4898 | -1.3816 | -0.27345 | 1.3266 | -1.6844 | -0.028834 | 1.1178 | 2.2645 | 3.92
All | All | 2014-05-15 | Aggregate | 12 | All¦All¦41774¦Aggregate¦12 |  |  | 64.2972 |  | 160.9478 | 2820 |  |  | 73.1853 | 98.1902 | 199.3385 | 2789 | 17 | 20 | 1.1483 | 73.8354 | 27058 | -8.8881 | 0.65006 | 3.0308 | 3.7746 | 3.4804 | 4.8408 | 5.1343 | -15.0919 | -11.4267 | -8.8881 | -6.3496 | -2.6844 | -5.9298 | -2.0423 | 0.65006 | 3.3425 | 7.2299
All | All | 2014-05-15 | Per Premise | 1 | All¦All¦41774¦Per Premise¦1 |  |  | 1.1561 |  | 2.5865 | 2820 |  |  | 1.2969 | 69.1809 | 3.296 | 2789 | 17 | 20 | 1.1483 | 1.3276 | 27058 | -0.14081 | 0.030702 | 0.048706 | 0.062412 | 0.055931 | 0.079168 | 0.083807 | -0.24226 | -0.18232 | -0.14081 | -0.09929 | -0.039348 | -0.076701 | -0.013246 | 0.030702 | 0.07465 | 0.1381
All | All | 2014-05-14 | Aggregate | 15 | All¦All¦41773¦Aggregate¦15 |  |  | 70.901 |  | 163.2259 | 2832 |  |  | 77.1561 | 94.1202 | 196.5135 | 2796 | 17 | 20 | 1.0941 | 77.5717 | 27058 | -6.2551 | 0.41556 | 3.0672 | 3.7164 | 3.3558 | 4.8187 | 5.0073 | -12.4305 | -8.782 | -6.2551 | -3.7282 | -0.079732 | -6.0015 | -2.2103 | 0.41556 | 3.0414 | 6.8327
All | All | 2014-05-15 | Aggregate | 15 | All¦All¦41774¦Aggregate¦15 |  |  | 76.0227 |  | 163.0893 | 2820 |  |  | 87.848 | 96.9627 | 202.2787 | 2789 | 17 | 20 | 1.1483 | 87.3003 | 27058 | -11.8253 | -0.54771 | 3.0711 | 3.8302 | 3.5267 | 4.9094 | 5.2066 | -18.117 | -14.3998 | -11.8253 | -9.2508 | -5.5336 | -7.2202 | -3.278 | -0.54771 | 2.1826 | 6.1248
All | All | 2014-05-14 | Aggregate | 1 | All¦All¦41773¦Aggregate¦1 |  |  | 30.0304 |  | 65.1484 | 2832 |  |  | 31.1751 | 66.3178 | 88.9747 | 2796 | 17 | 20 | 1.0941 | 32.8558 | 27058 | -1.1447 | 1.6807 | 1.2242 | 1.6827 | 1.3394 | 2.0809 | 2.1507 | -3.8115 | -2.2359 | -1.1447 | -0.053512 | 1.522 | -1.0755 | 0.55285 | 1.6807 | 2.8085 | 4.4368
Non-Residential | All | 2014-05-14 | Per Premise | 14 | Non-Residential¦All¦41773¦Per Premise¦14 |  |  | 8.7027 |  | 13.0484 | 1439 |  |  | 9.4679 | 93.0202 | 16.1864 | 1444 | 17 | 20 | 1.0751 | 9.3565 | 4663 | -0.7652 | -0.11131 | 0.34398 | 0.42596 | 0.36982 | 0.5475 | 0.5641 | -1.4669 | -1.0523 | -0.7652 | -0.47809 | -0.063549 | -0.83423 | -0.40712 | -0.11131 | 0.18451 | 0.61162
Non-Residential | All | 2014-05-16 | Aggregate | 6 | Non-Residential¦All¦41775¦Aggregate¦6 |  |  | 14.1185 |  | 25.4237 | 1435 |  |  | 15.2258 | 69.1243 | 37.1036 | 1440 | 13 | 16 | 1.1417 | 16.1186 | 4663 | -1.1073 | 0.89282 | 0.67114 | 0.97777 | 0.76622 | 1.1859 | 1.2422 | -2.6271 | -1.7292 | -1.1073 | -0.48538 | 0.41256 | -0.69915 | 0.24139 | 0.89282 | 1.5442 | 2.4848
Non-Residential | All | 2014-05-15 | Aggregate | 7 | Non-Residential¦All¦41774¦Aggregate¦7 |  |  | 15.7642 |  | 33.229 | 1437 |  |  | 16.5833 | 77.9243 | 41.6494 | 1441 | 17 | 20 | 1.1254 | 17.7413 | 4663 | -0.81912 | 1.158 | 0.87657 | 1.0972 | 0.98651 | 1.4043 | 1.4755 | -2.6189 | -1.5556 | -0.81912 | -0.082677 | 0.98062 | -0.73288 | 0.38427 | 1.158 | 1.9317 | 3.0489
Non-Residential | All | 2014-05-15 | Aggregate | 11 | Non-Residential¦All¦41774¦Aggregate¦11 |  |  | 36.6998 |  | 57.9558 | 1437 |  |  | 39.911 | 96.3963 | 70.9551 | 1441 | 17 | 20 | 1.1254 | 41.3027 | 4663 | -3.2111 | 1.3917 | 1.5289 | 1.8692 | 1.7206 | 2.4148 | 2.5405 | -6.3058 | -4.4775 | -3.2111 | -1.9448 | -0.11644 | -1.8641 | 0.059448 | 1.3917 | 2.724 | 4.6475
Non-Residential | All | 2014-05-15 | Aggregate | 17 | Non-Residential¦All¦41774¦Aggregate¦17 |  |  | 37.5076 |  | 55.5069 | 1437 |  |  | 39.0693 | 91.5783 | 65.9893 | 1441 | 17 | 20 | 1.1254 | 42.2117 | 4663 | -1.5617 | 3.1424 | 1.4643 | 1.7384 | 1.6479 | 2.2729 | 2.3953 | -4.4745 | -2.7536 | -1.5617 | -0.36983 | 1.3511 | 0.072703 | 1.8863 | 3.1424 | 4.3985 | 6.2121
Non-Residential | All | 2014-05-15 | Per Premise | 23 | Non-Residential¦All¦41774¦Per Premise¦23 |  |  | 3.8556 |  | 6.9645 | 1437 |  |  | 4.2007 | 70.9364 | 8.9649 | 1441 | 17 | 20 | 1.1254 | 4.3392 | 4663 | -0.34504 | 0.13852 | 0.18372 | 0.23616 | 0.20676 | 0.29921 | 0.31389 | -0.7285 | -0.50195 | -0.34504 | -0.18814 | 0.038411 | -0.26374 | -0.02608 | 0.13852 | 0.30312 | 0.54078
Non-Residential | All | 2014-05-15 | Per Premise | 1 | Non-Residential¦All¦41774¦Per Premise¦1 |  |  | 3.1005 |  | 5.7738 | 1437 |  |  | 3.2682 | 70.0951 | 7.4736 | 1441 | 17 | 20 | 1.1254 | 3.4894 | 4663 | -0.16764 | 0.22123 | 0.15231 | 0.19688 | 0.17142 | 0.24892 | 0.26104 | -0.48664 | -0.29817 | -0.16764 | -0.037109 | 0.15136 | -0.11332 | 0.084333 | 0.22123 | 0.35812 | 0.55577
Non-Residential | All | 2014-05-14 | Per Premise | 18 | Non-Residential¦All¦41773¦Per Premise¦18 |  |  | 7.1561 |  | 10.6771 | 1439 |  |  | 7.2799 | 87.0632 | 13.0339 | 1444 | 17 | 20 | 1.0751 | 7.6938 | 4663 | -0.12378 | 0.41391 | 0.28146 | 0.343 | 0.30261 | 0.4437 | 0.45741 | -0.69241 | -0.35646 | -0.12378 | 0.1089 | 0.44484 | -0.17228 | 0.17405 | 0.41391 | 0.65378 | 1.0001
Non-Residential | All | 2014-05-14 | Aggregate | 21 | Non-Residential¦All¦41773¦Aggregate¦21 |  |  | 24.761 |  | 44.1211 | 1439 |  |  | 26.6006 | 76.3971 | 53.1749 | 1444 | 17 | 20 | 1.0751 | 26.6214 | 4663 | -1.8397 | 0.020817 | 1.1631 | 1.3993 | 1.2505 | 1.8196 | 1.8767 | -4.1716 | -2.7939 | -1.8397 | -0.88546 | 0.49225 | -2.3842 | -0.96331 | 0.020817 | 1.0049 | 2.4259
Non-Residential | All | 2014-05-14 | Per Premise | 8 | Non-Residential¦All¦41773¦Per Premise¦8 |  |  | 4.423 |  | 8.6003 | 1439 |  |  | 4.6015 | 84.8959 | 11.8706 | 1444 | 17 | 20 | 1.0751 | 4.7554 | 4663 | -0.17849 | 0.15384 | 0.22672 | 0.31239 | 0.24375 | 0.38599 | 0.39623 | -0.67315 | -0.3809 | -0.17849 | 0.023919 | 0.31617 | -0.35395 | -0.053939 | 0.15384 | 0.36163 | 0.66164
Non-Residential | All | 2014-05-14 | Aggregate | 12 | Non-Residential¦All¦41773¦Aggregate¦12 |  |  | 38.8092 |  | 58.9123 | 1439 |  |  | 42.4625 | 94.9096 | 76.8208 | 1444 | 17 | 20 | 1.0751 | 41.7252 | 4663 | -3.6533 | -0.73727 | 1.553 | 2.0216 | 1.6697 | 2.5493 | 2.622 | -6.9203 | -4.9901 | -3.6533 | -2.3165 | -0.38629 | -4.0975 | -2.1122 | -0.73727 | 0.6377 | 2.6229
Non-Residential | All | 2014-05-16 | Aggregate | 3 | Non-Residential¦All¦41775¦Aggregate¦3 |  |  | 13.2605 |  | 23.4714 | 1435 |  |  | 14.2139 | 66.4657 | 32.9019 | 1440 | 13 | 16 | 1.1417 | 15.1391 | 4663 | -0.95337 | 0.92519 | 0.6196 | 0.86704 | 0.70738 | 1.0657 | 1.119 | -2.3191 | -1.5122 | -0.95337 | -0.39452 | 0.41236 | -0.50886 | 0.33839 | 0.92519 | 1.512 | 2.3592
Non-Residential | All | 2014-05-15 | Per Premise | 3 | Non-Residential¦All¦41774¦Per Premise¦3 |  |  | 2.8144 |  | 5.2736 | 1437 |  |  | 2.9739 | 67.8788 | 7.1669 | 1441 | 17 | 20 | 1.1254 | 3.1674 | 4663 | -0.1595 | 0.19348 | 0.13912 | 0.1888 | 0.15656 | 0.23452 | 0.24527 | -0.46005 | -0.28248 | -0.1595 | -0.036522 | 0.14104 | -0.12084 | 0.064861 | 0.19348 | 0.3221 | 0.50781
Non-Residential | All | 2014-05-14 | Aggregate | 9 | Non-Residential¦All¦41773¦Aggregate¦9 |  |  | 27.5369 |  | 48.3917 | 1439 |  |  | 28.4914 | 90.998 | 65.1334 | 1444 | 17 | 20 | 1.0751 | 29.606 | 4663 | -0.95448 | 1.1146 | 1.2757 | 1.714 | 1.3715 | 2.1366 | 2.1952 | -3.6927 | -2.0749 | -0.95448 | 0.16598 | 1.7837 | -1.6987 | -0.036592 | 1.1146 | 2.2658 | 3.9279
Non-Residential | All | 2014-05-16 | Aggregate | 100 | Non-Residential¦All¦41775¦Aggregate¦100 |  |  | 38.8555 |  | 56.8435 | 5740 |  |  | 40.6986 | 91.0756 | 74.7801 | 5760 | 13 | 16 | 1.1417 | 44.36 | 4663 | -1.843 | 3.6615 | 0.75028 | 0.98531 | 0.85657 | 1.2385 | 1.3056 | -3.4301 | -2.4925 | -1.843 | -1.1936 | -0.25587 | 1.9883 | 2.9768 | 3.6615 | 4.3461 | 5.3346
Non-Residential | All | 2014-05-16 | Per Premise | 6 | Non-Residential¦All¦41775¦Per Premise¦6 |  |  | 3.0278 |  | 5.4522 | 1435 |  |  | 3.2652 | 69.1243 | 7.957 | 1440 | 13 | 16 | 1.1417 | 3.4567 | 4663 | -0.23746 | 0.19147 | 0.14393 | 0.20969 | 0.16432 | 0.25433 | 0.2664 | -0.5634 | -0.37083 | -0.23746 | -0.10409 | 0.088475 | -0.14994 | 0.051768 | 0.19147 | 0.33117 | 0.53287
Non-Residential | All | 2014-05-16 | Per Premise | 9 | Non-Residential¦All¦41775¦Per Premise¦9 |  |  | 5.4616 |  | 9.4204 | 1435 |  |  | 5.8795 | 87.7152 | 13.1946 | 1440 | 13 | 16 | 1.1417 | 6.2353 | 4663 | -0.41789 | 0.35583 | 0.24868 | 0.34771 | 0.28391 | 0.42748 | 0.44889 | -0.96573 | -0.64206 | -0.41789 | -0.19372 | 0.12995 | -0.21945 | 0.12043 | 0.35583 | 0.59123 | 0.93111
Non-Residential | All | 2014-05-16 | Aggregate | 5 | Non-Residential¦All¦41775¦Aggregate¦5 |  |  | 13.59 |  | 25.1074 | 1435 |  |  | 14.0337 | 65.7777 | 34.0087 | 1440 | 13 | 16 | 1.1417 | 15.5152 | 4663 | -0.44369 | 1.4815 | 0.66279 | 0.89621 | 0.75669 | 1.1147 | 1.1729 | -1.8722 | -1.0282 | -0.44369 | 0.14084 | 0.98481 | -0.021629 | 0.86645 | 1.4815 | 2.0966 | 2.9847
Non-Residential | All | 2014-05-15 | Aggregate | 12 | Non-Residential¦All¦41774¦Aggregate¦12 |  |  | 38.8499 |  | 59.5804 | 1437 |  |  | 43.8331 | 96.079 | 74.888 | 1441 | 17 | 20 | 1.1254 | 43.7223 | 4663 | -4.9832 | -0.11074 | 1.5717 | 1.9728 | 1.7688 | 2.5223 | 2.6497 | -8.2157 | -6.3059 | -4.9832 | -3.6605 | -1.7507 | -3.5064 | -1.5002 | -0.11074 | 1.2787 | 3.2849
Non-Residential | All | 2014-05-16 | Aggregate | 2 | Non-Residential¦All¦41775¦Aggregate¦2 |  |  | 13.8164 |  | 24.1715 | 1435 |  |  | 14.8644 | 68.0629 | 33.1242 | 1440 | 13 | 16 | 1.1417 | 15.7737 | 4663 | -1.048 | 0.90931 | 0.63808 | 0.8729 | 0.72848 | 1.0813 | 1.1369 | -2.4337 | -1.615 | -1.048 | -0.48098 | 0.33769 | -0.54773 | 0.3131 | 0.90931 | 1.5055 | 2.3664
Non-Residential | All | 2014-05-14 | Aggregate | 16 | Non-Residential¦All¦41773¦Aggregate¦16 |  |  | 39.8248 |  | 58.6139 | 1439 |  |  | 42.8172 | 91.5235 | 71.6884 | 1444 | 17 | 20 | 1.0751 | 42.8172 | 4663 | -2.9923 | -1.38e-06 | 1.5451 | 1.8865 | 1.6612 | 2.4385 | 2.5137 | -6.1175 | -4.2711 | -2.9923 | -1.7136 | 0.13278 | -3.2215 | -1.3182 | -1.38e-06 | 1.3182 | 3.2215
Non-Residential | All | 2014-05-15 | Aggregate | 4 | Non-Residential¦All¦41774¦Aggregate¦4 |  |  | 12.8924 |  | 24.256 | 1437 |  |  | 13.7042 | 65.766 | 32.9231 | 1441 | 17 | 20 | 1.1254 | 14.5094 | 4663 | -0.81181 | 0.80515 | 0.63987 | 0.8673 | 0.72012 | 1.0778 | 1.1273 | -2.1931 | -1.377 | -0.81181 | -0.24661 | 0.56944 | -0.63953 | 0.214 | 0.80515 | 1.3963 | 2.2498
Non-Residential | All | 2014-05-16 | Per Premise | 3 | Non-Residential¦All¦41775¦Per Premise¦3 |  |  | 2.8438 |  | 5.0335 | 1435 |  |  | 3.0482 | 66.4657 | 7.056 | 1440 | 13 | 16 | 1.1417 | 3.2466 | 4663 | -0.20445 | 0.19841 | 0.13288 | 0.18594 | 0.1517 | 0.22854 | 0.23997 | -0.49734 | -0.3243 | -0.20445 | -0.084607 | 0.088432 | -0.10913 | 0.072569 | 0.19841 | 0.32425 | 0.50595
Non-Residential | All | 2014-05-14 | Per Premise | 5 | Non-Residential¦All¦41773¦Per Premise¦5 |  |  | 2.8097 |  | 5.222 | 1439 |  |  | 2.8154 | 65.0761 | 6.676 | 1444 | 17 | 20 | 1.0751 | 3.0208 | 4663 | -0.0056358 | 0.20548 | 0.13766 | 0.17568 | 0.148 | 0.22319 | 0.22972 | -0.29167 | -0.12268 | -0.0056358 | 0.11141 | 0.2804 | -0.088913 | 0.085017 | 0.20548 | 0.32594 | 0.49988
Non-Residential | All | 2014-05-16 | Per Premise | 1 | Non-Residential¦All¦41775¦Per Premise¦1 |  |  | 3.1446 |  | 5.6148 | 1435 |  |  | 3.3844 | 69.0265 | 7.5197 | 1440 | 13 | 16 | 1.1417 | 3.5901 | 4663 | -0.23981 | 0.20567 | 0.14822 | 0.19816 | 0.16922 | 0.24746 | 0.26058 | -0.55694 | -0.36958 | -0.23981 | -0.11004 | 0.077327 | -0.12828 | 0.069024 | 0.20567 | 0.34232 | 0.53962
Non-Residential | All | 2014-05-15 | Per Premise | 12 | Non-Residential¦All¦41774¦Per Premise¦12 |  |  | 8.3315 |  | 12.7773 | 1437 |  |  | 9.4002 | 96.079 | 16.0601 | 1441 | 17 | 20 | 1.1254 | 9.3764 | 4663 | -1.0687 | -0.023747 | 0.33706 | 0.42307 | 0.37934 | 0.54093 | 0.56823 | -1.7619 | -1.3523 | -1.0687 | -0.78501 | -0.37545 | -0.75196 | -0.32173 | -0.023747 | 0.27423 | 0.70447
Non-Residential | All | 2014-05-14 | Aggregate | 22 | Non-Residential¦All¦41773¦Aggregate¦22 |  |  | 21.2654 |  | 38.6073 | 1439 |  |  | 22.272 | 74.3944 | 47.1832 | 1444 | 17 | 20 | 1.0751 | 22.8632 | 4663 | -1.0066 | 0.59123 | 1.0177 | 1.2417 | 1.0942 | 1.6055 | 1.655 | -3.0641 | -1.8485 | -1.0066 | -0.16469 | 1.0509 | -1.5297 | -0.27665 | 0.59123 | 1.4591 | 2.7122
Non-Residential | All | 2014-05-14 | Per Premise | 23 | Non-Residential¦All¦41773¦Per Premise¦23 |  |  | 3.7872 |  | 6.9485 | 1439 |  |  | 4.0654 | 72.3974 | 9.072 | 1444 | 17 | 20 | 1.0751 | 4.0718 | 4663 | -0.27814 | 0.0064276 | 0.18317 | 0.23874 | 0.19694 | 0.30091 | 0.30948 | -0.66377 | -0.43593 | -0.27814 | -0.12034 | 0.1075 | -0.39019 | -0.15587 | 0.0064276 | 0.16872 | 0.40305
Non-Residential | All | 2014-05-16 | Per Premise | 2 | Non-Residential¦All¦41775¦Per Premise¦2 |  |  | 2.963 |  | 5.1837 | 1435 |  |  | 3.1877 | 68.0629 | 7.1036 | 1440 | 13 | 16 | 1.1417 | 3.3827 | 4663 | -0.22475 | 0.19501 | 0.13684 | 0.1872 | 0.15623 | 0.23188 | 0.24382 | -0.52191 | -0.34634 | -0.22475 | -0.10315 | 0.072418 | -0.11746 | 0.067146 | 0.19501 | 0.32287 | 0.50748
Non-Residential | All | 2014-05-16 | Per Premise | 5 | Non-Residential¦All¦41775¦Per Premise¦5 |  |  | 2.9144 |  | 5.3844 | 1435 |  |  | 3.0096 | 65.7777 | 7.2933 | 1440 | 13 | 16 | 1.1417 | 3.3273 | 4663 | -0.095152 | 0.31772 | 0.14214 | 0.1922 | 0.16227 | 0.23904 | 0.25154 | -0.4015 | -0.22051 | -0.095152 | 0.030203 | 0.2112 | -0.0046385 | 0.18581 | 0.31772 | 0.44963 | 0.64008
Non-Residential | All | 2014-05-16 | Aggregate | 19 | Non-Residential¦All¦41775¦Aggregate¦19 |  |  | 29.2959 |  | 48.1328 | 1435 |  |  | 31.3166 | 75.0324 | 59.669 | 1440 | 13 | 16 | 1.1417 | 33.4461 | 4663 | -2.0207 | 2.1295 | 1.2706 | 1.5724 | 1.4506 | 2.0216 | 2.1393 | -4.6115 | -3.0808 | -2.0207 | -0.96056 | 0.57012 | -0.61218 | 1.0076 | 2.1295 | 3.2514 | 4.8712
Non-Residential | All | 2014-05-16 | Aggregate | 16 | Non-Residential¦All¦41775¦Aggregate¦16 |  |  | 38.644 |  | 56.0558 | 1435 |  |  | 39.2434 | 89.4493 | 72.4733 | 1440 | 13 | 16 | 1.1417 | 44.1185 | 4663 | -0.59947 | 4.875 | 1.4798 | 1.9098 | 1.6894 | 2.416 | 2.5498 | -3.6957 | -1.8664 | -0.59947 | 0.6675 | 2.4968 | 1.6073 | 3.5379 | 4.875 | 6.2122 | 8.1428
Non-Residential | All | 2014-05-14 | Per Premise | 21 | Non-Residential¦All¦41773¦Per Premise¦21 |  |  | 5.3101 |  | 9.462 | 1439 |  |  | 5.7046 | 76.3971 | 11.4036 | 1444 | 17 | 20 | 1.0751 | 5.7091 | 4663 | -0.39452 | 0.0044644 | 0.24943 | 0.30009 | 0.26817 | 0.39022 | 0.40246 | -0.89461 | -0.59916 | -0.39452 | -0.18989 | 0.10556 | -0.51131 | -0.20659 | 0.0044644 | 0.21551 | 0.52024
Non-Residential | All | 2014-05-14 | Aggregate | 4 | Non-Residential¦All¦41773¦Aggregate¦4 |  |  | 12.727 |  | 22.2114 | 1439 |  |  | 13.1962 | 65.2143 | 31.3799 | 1444 | 17 | 20 | 1.0751 | 13.6833 | 4663 | -0.46919 | 0.48709 | 0.58553 | 0.82579 | 0.62952 | 1.0123 | 1.0384 | -1.7665 | -1 | -0.46919 | 0.061666 | 0.82813 | -0.84364 | -0.057432 | 0.48709 | 1.0316 | 1.8178
Non-Residential | All | 2014-05-16 | Per Premise | 4 | Non-Residential¦All¦41775¦Per Premise¦4 |  |  | 2.7979 |  | 4.9487 | 1435 |  |  | 3.026 | 66.94 | 7.1879 | 1440 | 13 | 16 | 1.1417 | 3.1942 | 4663 | -0.22815 | 0.16821 | 0.13064 | 0.18942 | 0.14914 | 0.2301 | 0.24109 | -0.52303 | -0.34881 | -0.22815 | -0.10749 | 0.066734 | -0.14075 | 0.041787 | 0.16821 | 0.29464 | 0.47718
Non-Residential | All | 2014-05-14 | Per Premise | 9 | Non-Residential¦All¦41773¦Per Premise¦9 |  |  | 5.9054 |  | 10.3778 | 1439 |  |  | 6.1101 | 90.998 | 13.9681 | 1444 | 17 | 20 | 1.0751 | 6.3491 | 4663 | -0.20469 | 0.23903 | 0.27357 | 0.36758 | 0.29413 | 0.45821 | 0.47077 | -0.79192 | -0.44498 | -0.20469 | 0.035595 | 0.38253 | -0.3643 | -0.0078474 | 0.23903 | 0.4859 | 0.84235
Non-Residential | All | 2014-05-15 | Aggregate | 13 | Non-Residential¦All¦41774¦Aggregate¦13 |  |  | 39.9943 |  | 60.6829 | 1437 |  |  | 44.965 | 96.4396 | 76.4158 | 1441 | 17 | 20 | 1.1254 | 45.0104 | 4663 | -4.9706 | 0.045384 | 1.6008 | 2.013 | 1.8016 | 2.5719 | 2.7015 | -8.2667 | -6.3194 | -4.9706 | -3.6219 | -1.6746 | -3.4167 | -1.3713 | 0.045384 | 1.462 | 3.5075
Non-Residential | All | 2014-05-15 | Per Premise | 22 | Non-Residential¦All¦41774¦Per Premise¦22 |  |  | 4.5393 |  | 7.9212 | 1437 |  |  | 4.9692 | 73.1422 | 9.8097 | 1441 | 17 | 20 | 1.1254 | 5.1086 | 4663 | -0.42993 | 0.13938 | 0.20896 | 0.25842 | 0.23517 | 0.33233 | 0.3494 | -0.85583 | -0.60421 | -0.42993 | -0.25566 | -0.0040333 | -0.3084 | -0.043846 | 0.13938 | 0.32261 | 0.58716
Non-Residential | All | 2014-05-16 | Per Premise | 14 | Non-Residential¦All¦41775¦Per Premise¦14 |  |  | 8.3411 |  | 12.2299 | 1435 |  |  | 8.8992 | 91.4043 | 16.4727 | 1440 | 13 | 16 | 1.1417 | 9.5228 | 4663 | -0.55813 | 0.62352 | 0.32285 | 0.43409 | 0.36858 | 0.54099 | 0.56947 | -1.2514 | -0.84182 | -0.55813 | -0.27443 | 0.13518 | -0.10628 | 0.32489 | 0.62352 | 0.92215 | 1.3533
Non-Residential | All | 2014-05-16 | Aggregate | 9 | Non-Residential¦All¦41775¦Aggregate¦9 |  |  | 25.4675 |  | 43.9273 | 1435 |  |  | 27.4162 | 87.7152 | 61.5262 | 1440 | 13 | 16 | 1.1417 | 29.0754 | 4663 | -1.9486 | 1.6592 | 1.1596 | 1.6214 | 1.3239 | 1.9934 | 2.0932 | -4.5032 | -2.9939 | -1.9486 | -0.90331 | 0.60596 | -1.0233 | 0.56157 | 1.6592 | 2.7569 | 4.3418
Non-Residential | All | 2014-05-16 | Aggregate | 1 | Non-Residential¦All¦41775¦Aggregate¦1 |  |  | 14.6633 |  | 26.1817 | 1435 |  |  | 15.7815 | 69.0265 | 35.0643 | 1440 | 13 | 16 | 1.1417 | 16.7405 | 4663 | -1.1182 | 0.95905 | 0.69115 | 0.92403 | 0.78906 | 1.1539 | 1.2151 | -2.597 | -1.7233 | -1.1182 | -0.51311 | 0.36057 | -0.59815 | 0.32186 | 0.95905 | 1.5962 | 2.5163
Non-Residential | All | 2014-05-16 | Per Premise | 15 | Non-Residential¦All¦41775¦Per Premise¦15 |  |  | 8.4544 |  | 12.3291 | 1435 |  |  | 8.7111 | 90.0256 | 16.0649 | 1440 | 13 | 16 | 1.1417 | 9.6521 | 4663 | -0.25675 | 0.94095 | 0.32547 | 0.42335 | 0.37157 | 0.534 | 0.56329 | -0.94109 | -0.53677 | -0.25675 | 0.023281 | 0.4276 | 0.21907 | 0.64556 | 0.94095 | 1.2363 | 1.6628
Non-Residential | All | 2014-05-14 | Per Premise | 17 | Non-Residential¦All¦41773¦Per Premise¦17 |  |  | 8.0363 |  | 11.7961 | 1439 |  |  | 8.0649 | 89.013 | 13.8427 | 1444 | 17 | 20 | 1.0751 | 8.6402 | 4663 | -0.028546 | 0.57529 | 0.31096 | 0.36428 | 0.33433 | 0.47896 | 0.49445 | -0.64235 | -0.27971 | -0.028546 | 0.22262 | 0.58526 | -0.058371 | 0.316 | 0.57529 | 0.83457 | 1.2089
Non-Residential | All | 2014-05-14 | Aggregate | 8 | Non-Residential¦All¦41773¦Aggregate¦8 |  |  | 20.6246 |  | 40.1032 | 1439 |  |  | 21.4569 | 84.8959 | 55.3528 | 1444 | 17 | 20 | 1.0751 | 22.1743 | 4663 | -0.83231 | 0.71738 | 1.0572 | 1.4567 | 1.1366 | 1.7999 | 1.8476 | -3.1389 | -1.7761 | -0.83231 | 0.11154 | 1.4743 | -1.6505 | -0.25152 | 0.71738 | 1.6863 | 3.0852
Non-Residential | All | 2014-05-14 | Per Premise | 20 | Non-Residential¦All¦41773¦Per Premise¦20 |  |  | 5.8107 |  | 10.175 | 1439 |  |  | 6.0122 | 79.5422 | 11.9036 | 1444 | 17 | 20 | 1.0751 | 6.2474 | 4663 | -0.20145 | 0.23516 | 0.26823 | 0.31325 | 0.28838 | 0.4124 | 0.42578 | -0.72996 | -0.41771 | -0.20145 | 0.014813 | 0.32706 | -0.31051 | 0.011876 | 0.23516 | 0.45844 | 0.78082
Non-Residential | All | 2014-05-14 | Aggregate | 23 | Non-Residential¦All¦41773¦Aggregate¦23 |  |  | 17.6599 |  | 32.4009 | 1439 |  |  | 18.9568 | 72.3974 | 42.3029 | 1444 | 17 | 20 | 1.0751 | 18.9868 | 4663 | -1.297 | 0.029971 | 0.85414 | 1.1132 | 0.91831 | 1.4032 | 1.4431 | -3.0952 | -2.0328 | -1.297 | -0.56114 | 0.50126 | -1.8195 | -0.7268 | 0.029971 | 0.78674 | 1.8794
Non-Residential | All | 2014-05-16 | Aggregate | 20 | Non-Residential¦All¦41775¦Aggregate¦20 |  |  | 26.5174 |  | 45.5154 | 1435 |  |  | 28.7617 | 70.8108 | 55.4603 | 1440 | 13 | 16 | 1.1417 | 30.274 | 4663 | -2.2443 | 1.5123 | 1.2015 | 1.4615 | 1.3717 | 1.892 | 2.0044 | -4.669 | -3.2364 | -2.2443 | -1.2521 | 0.18042 | -1.0564 | 0.4612 | 1.5123 | 2.5634 | 4.0811
Non-Residential | All | 2014-05-15 | Per Premise | 8 | Non-Residential¦All¦41774¦Per Premise¦8 |  |  | 4.2602 |  | 8.3499 | 1437 |  |  | 4.4789 | 85.2936 | 10.7181 | 1441 | 17 | 20 | 1.1254 | 4.7945 | 4663 | -0.21866 | 0.31565 | 0.22027 | 0.28235 | 0.24789 | 0.35811 | 0.37573 | -0.67759 | -0.40645 | -0.21866 | -0.030871 | 0.24027 | -0.16587 | 0.11861 | 0.31565 | 0.51268 | 0.79716
Non-Residential | All | 2014-05-15 | Per Premise | 2 | Non-Residential¦All¦41774¦Per Premise¦2 |  |  | 2.935 |  | 5.4268 | 1437 |  |  | 3.132 | 68.8741 | 7.4249 | 1441 | 17 | 20 | 1.1254 | 3.3031 | 4663 | -0.19699 | 0.17112 | 0.14316 | 0.1956 | 0.16111 | 0.24239 | 0.25341 | -0.50762 | -0.32409 | -0.19699 | -0.069878 | 0.11365 | -0.15364 | 0.03823 | 0.17112 | 0.304 | 0.49587
Non-Residential | All | 2014-05-15 | Per Premise | 5 | Non-Residential¦All¦41774¦Per Premise¦5 |  |  | 2.8699 |  | 5.5695 | 1437 |  |  | 2.9556 | 64.6012 | 7.0594 | 1441 | 17 | 20 | 1.1254 | 3.2298 | 4663 | -0.085704 | 0.27423 | 0.14692 | 0.18597 | 0.16535 | 0.237 | 0.24885 | -0.38943 | -0.20999 | -0.085704 | 0.03858 | 0.21803 | -0.044679 | 0.14373 | 0.27423 | 0.40472 | 0.59314
Non-Residential | All | 2014-05-16 | Aggregate | 22 | Non-Residential¦All¦41775¦Aggregate¦22 |  |  | 21.458 |  | 37.6822 | 1435 |  |  | 23.1503 | 67.2033 | 47.1615 | 1440 | 13 | 16 | 1.1417 | 24.4979 | 4663 | -1.6923 | 1.3475 | 0.99474 | 1.2428 | 1.1357 | 1.5919 | 1.6835 | -3.7324 | -2.5271 | -1.6923 | -0.85752 | 0.34777 | -0.81 | 0.4647 | 1.3475 | 2.2304 | 3.5051
Non-Residential | All | 2014-05-15 | Aggregate | 8 | Non-Residential¦All¦41774¦Aggregate¦8 |  |  | 19.8653 |  | 38.9354 | 1437 |  |  | 20.8849 | 85.2936 | 49.9787 | 1441 | 17 | 20 | 1.1254 | 22.3568 | 4663 | -1.0196 | 1.4719 | 1.0271 | 1.3166 | 1.1559 | 1.6698 | 1.752 | -3.1596 | -1.8953 | -1.0196 | -0.14395 | 1.1204 | -0.77345 | 0.5531 | 1.4719 | 2.3906 | 3.7172
Non-Residential | All | 2014-05-15 | Per Premise | 10 | Non-Residential¦All¦41774¦Per Premise¦10 |  |  | 6.8612 |  | 11.3463 | 1437 |  |  | 7.3923 | 96.513 | 14.2798 | 1441 | 17 | 20 | 1.1254 | 7.7217 | 4663 | -0.53114 | 0.32937 | 0.29931 | 0.37617 | 0.33685 | 0.48072 | 0.50495 | -1.1472 | -0.78324 | -0.53114 | -0.27905 | 0.084928 | -0.31775 | 0.064577 | 0.32937 | 0.59417 | 0.9765
Non-Residential | All | 2014-05-15 | Aggregate | 16 | Non-Residential¦All¦41774¦Aggregate¦16 |  |  | 39.0994 |  | 56.7997 | 1437 |  |  | 44.0032 | 95.0256 | 72.5071 | 1441 | 17 | 20 | 1.1254 | 44.0032 | 4663 | -4.9038 | -1.33e-06 | 1.4984 | 1.9101 | 1.6863 | 2.4276 | 2.5479 | -8.015 | -6.1769 | -4.9038 | -3.6307 | -1.7927 | -3.2653 | -1.3361 | -1.33e-06 | 1.3361 | 3.2653
Non-Residential | All | 2014-05-16 | Per Premise | 22 | Non-Residential¦All¦41775¦Per Premise¦22 |  |  | 4.6018 |  | 8.0811 | 1435 |  |  | 4.9647 | 67.2033 | 10.114 | 1440 | 13 | 16 | 1.1417 | 5.2537 | 4663 | -0.36292 | 0.28899 | 0.21333 | 0.26653 | 0.24355 | 0.34139 | 0.36104 | -0.80043 | -0.54195 | -0.36292 | -0.1839 | 0.074581 | -0.17371 | 0.099656 | 0.28899 | 0.47832 | 0.75168
Non-Residential | All | 2014-05-14 | Aggregate | 20 | Non-Residential¦All¦41773¦Aggregate¦20 |  |  | 27.0955 |  | 47.4461 | 1439 |  |  | 28.0349 | 79.5422 | 55.5063 | 1444 | 17 | 20 | 1.0751 | 29.1314 | 4663 | -0.93936 | 1.0965 | 1.2508 | 1.4607 | 1.3447 | 1.923 | 1.9854 | -3.4038 | -1.9478 | -0.93936 | 0.069073 | 1.5251 | -1.4479 | 0.055379 | 1.0965 | 2.1377 | 3.641
Non-Residential | All | 2014-05-16 | Per Premise | 10 | Non-Residential¦All¦41775¦Per Premise¦10 |  |  | 6.5868 |  | 10.5477 | 1435 |  |  | 7.3164 | 90.5127 | 15.0016 | 1440 | 13 | 16 | 1.1417 | 7.5199 | 4663 | -0.72958 | 0.20355 | 0.27844 | 0.39533 | 0.31789 | 0.48354 | 0.50728 | -1.3493 | -0.98315 | -0.72958 | -0.47601 | -0.10989 | -0.44656 | -0.062473 | 0.20355 | 0.46956 | 0.85365
Non-Residential | All | 2014-05-14 | Per Premise | 22 | Non-Residential¦All¦41773¦Per Premise¦22 |  |  | 4.5605 |  | 8.2795 | 1439 |  |  | 4.7763 | 74.3944 | 10.1186 | 1444 | 17 | 20 | 1.0751 | 4.9031 | 4663 | -0.21587 | 0.12679 | 0.21826 | 0.26628 | 0.23466 | 0.3443 | 0.35492 | -0.65711 | -0.39642 | -0.21587 | -0.035319 | 0.22537 | -0.32806 | -0.059329 | 0.12679 | 0.31291 | 0.58164
Non-Residential | All | 2014-05-16 | Aggregate | 10 | Non-Residential¦All¦41775¦Aggregate¦10 |  |  | 30.7143 |  | 49.1839 | 1435 |  |  | 34.1163 | 90.5127 | 69.9524 | 1440 | 13 | 16 | 1.1417 | 35.0655 | 4663 | -3.402 | 0.94913 | 1.2984 | 1.8434 | 1.4823 | 2.2548 | 2.3655 | -6.2916 | -4.5844 | -3.402 | -2.2196 | -0.51243 | -2.0823 | -0.29131 | 0.94913 | 2.1896 | 3.9806
Non-Residential | All | 2014-05-15 | Per Premise | 21 | Non-Residential¦All¦41774¦Per Premise¦21 |  |  | 5.3678 |  | 9.2 | 1437 |  |  | 5.969 | 75.7731 | 11.4364 | 1441 | 17 | 20 | 1.1254 | 6.041 | 4663 | -0.60121 | 0.072008 | 0.24269 | 0.30127 | 0.27313 | 0.38686 | 0.40665 | -1.097 | -0.80408 | -0.60121 | -0.39834 | -0.10542 | -0.44914 | -0.14124 | 0.072008 | 0.28526 | 0.59315
Non-Residential | All | 2014-05-15 | Aggregate | 10 | Non-Residential¦All¦41774¦Aggregate¦10 |  |  | 31.9936 |  | 52.9078 | 1437 |  |  | 34.4704 | 96.513 | 66.5866 | 1441 | 17 | 20 | 1.1254 | 36.0062 | 4663 | -2.4767 | 1.5359 | 1.3957 | 1.7541 | 1.5707 | 2.2416 | 2.3546 | -5.3495 | -3.6522 | -2.4767 | -1.3012 | 0.39602 | -1.4817 | 0.30112 | 1.5359 | 2.7706 | 4.5534
Non-Residential | All | 2014-05-14 | Per Premise | 15 | Non-Residential¦All¦41773¦Per Premise¦15 |  |  | 8.6861 |  | 12.8158 | 1439 |  |  | 9.4295 | 93.2491 | 15.7559 | 1444 | 17 | 20 | 1.0751 | 9.3388 | 4663 | -0.74344 | -0.09079 | 0.33784 | 0.41463 | 0.36323 | 0.53484 | 0.55123 | -1.4289 | -1.0239 | -0.74344 | -0.46297 | -0.058016 | -0.79722 | -0.37986 | -0.09079 | 0.19827 | 0.61564
Non-Residential | All | 2014-05-14 | Aggregate | 15 | Non-Residential¦All¦41773¦Aggregate¦15 |  |  | 40.5033 |  | 59.7603 | 1439 |  |  | 43.97 | 93.2491 | 73.4699 | 1444 | 17 | 20 | 1.0751 | 43.5466 | 4663 | -3.4667 | -0.42335 | 1.5754 | 1.9334 | 1.6937 | 2.494 | 2.5704 | -6.6628 | -4.7745 | -3.4667 | -2.1588 | -0.27053 | -3.7174 | -1.7713 | -0.42335 | 0.92455 | 2.8707
Non-Residential | All | 2014-05-15 | Per Premise | 100 | Non-Residential¦All¦41774¦Per Premise¦100 |  |  | 6.932 |  | 10.9504 | 5748 |  |  | 7.2006 | 86.1055 | 12.8617 | 5764 | 17 | 20 | 1.1254 | 7.8014 | 4663 | -0.26855 | 0.60086 | 0.14444 | 0.16941 | 0.16255 | 0.22262 | 0.23478 | -0.55385 | -0.38529 | -0.26855 | -0.1518 | 0.016756 | 0.29998 | 0.47774 | 0.60086 | 0.72398 | 0.90174
Non-Residential | All | 2014-05-15 | Aggregate | 100 | Non-Residential¦All¦41774¦Aggregate¦100 |  |  | 32.3241 |  | 51.0618 | 5748 |  |  | 33.5763 | 86.1055 | 59.9742 | 5764 | 17 | 20 | 1.1254 | 36.3782 | 4663 | -1.2522 | 2.8018 | 0.6735 | 0.78995 | 0.75797 | 1.0381 | 1.0948 | -2.5826 | -1.7966 | -1.2522 | -0.70786 | 0.078135 | 1.3988 | 2.2277 | 2.8018 | 3.3759 | 4.2048
Non-Residential | All | 2014-05-15 | Per Premise | 4 | Non-Residential¦All¦41774¦Per Premise¦4 |  |  | 2.7648 |  | 5.2018 | 1437 |  |  | 2.9389 | 65.766 | 7.0605 | 1441 | 17 | 20 | 1.1254 | 3.1116 | 4663 | -0.1741 | 0.17267 | 0.13722 | 0.186 | 0.15443 | 0.23114 | 0.24175 | -0.47031 | -0.2953 | -0.1741 | -0.052887 | 0.12212 | -0.13715 | 0.045893 | 0.17267 | 0.29944 | 0.48248
Non-Residential | All | 2014-05-16 | Aggregate | 12 | Non-Residential¦All¦41775¦Aggregate¦12 |  |  | 37.4078 |  | 56.0014 | 1435 |  |  | 42.7072 | 93.4633 | 77.2186 | 1440 | 13 | 16 | 1.1417 | 42.7072 | 4663 | -5.2994 | 2.39e-06 | 1.4783 | 2.0349 | 1.6878 | 2.5152 | 2.6437 | -8.5227 | -6.6184 | -5.2994 | -3.9804 | -2.076 | -3.3881 | -1.3864 | 2.39e-06 | 1.3864 | 3.3881
Non-Residential | All | 2014-05-14 | Aggregate | 3 | Non-Residential¦All¦41773¦Aggregate¦3 |  |  | 12.8958 |  | 22.6518 | 1439 |  |  | 13.3291 | 65.9971 | 31.5531 | 1444 | 17 | 20 | 1.0751 | 13.8648 | 4663 | -0.43327 | 0.53569 | 0.59713 | 0.83035 | 0.642 | 1.0228 | 1.0496 | -1.744 | -0.96961 | -0.43327 | 0.10307 | 0.87745 | -0.80941 | -0.014712 | 0.53569 | 1.0861 | 1.8808
Non-Residential | All | 2014-05-14 | Per Premise | 100 | Non-Residential¦All¦41773¦Per Premise¦100 |  |  | 6.8318 |  | 10.7988 | 5756 |  |  | 6.9703 | 84.8653 | 12.8146 | 5776 | 17 | 20 | 1.0751 | 7.3452 | 4663 | -0.13845 | 0.37488 | 0.14234 | 0.16861 | 0.15303 | 0.22066 | 0.2277 | -0.42123 | -0.25416 | -0.13845 | -0.022736 | 0.14434 | 0.083067 | 0.25547 | 0.37488 | 0.49429 | 0.66669
Non-Residential | All | 2014-05-14 | Per Premise | 2 | Non-Residential¦All¦41773¦Per Premise¦2 |  |  | 2.8535 |  | 5.0207 | 1439 |  |  | 3.006 | 63.9889 | 7.1517 | 1444 | 17 | 20 | 1.0751 | 3.0679 | 4663 | -0.15254 | 0.061864 | 0.13235 | 0.1882 | 0.1423 | 0.23008 | 0.23594 | -0.4474 | -0.2732 | -0.15254 | -0.031886 | 0.14232 | -0.24051 | -0.061865 | 0.061864 | 0.18559 | 0.36424
Non-Residential | All | 2014-05-15 | Aggregate | 22 | Non-Residential¦All¦41774¦Aggregate¦22 |  |  | 21.1668 |  | 36.9365 | 1437 |  |  | 23.1716 | 73.1422 | 45.7425 | 1441 | 17 | 20 | 1.1254 | 23.8215 | 4663 | -2.0048 | 0.64993 | 0.97438 | 1.205 | 1.0966 | 1.5497 | 1.6293 | -3.9907 | -2.8174 | -2.0048 | -1.1921 | -0.018807 | -1.4381 | -0.20446 | 0.64993 | 1.5043 | 2.7379
Non-Residential | All | 2014-05-15 | Per Premise | 15 | Non-Residential¦All¦41774¦Per Premise¦15 |  |  | 8.5799 |  | 12.8212 | 1437 |  |  | 9.7132 | 96.645 | 16.211 | 1441 | 17 | 20 | 1.1254 | 9.656 | 4663 | -1.1333 | -0.057229 | 0.33822 | 0.42705 | 0.38064 | 0.54476 | 0.57206 | -1.8314 | -1.419 | -1.1333 | -0.84764 | -0.43517 | -0.79036 | -0.35722 | -0.057229 | 0.24276 | 0.6759
Non-Residential | All | 2014-05-14 | Aggregate | 7 | Non-Residential¦All¦41773¦Aggregate¦7 |  |  | 16.1037 |  | 33.2856 | 1439 |  |  | 16.5133 | 77.5329 | 42.4515 | 1444 | 17 | 20 | 1.0751 | 17.3137 | 4663 | -0.4096 | 0.80039 | 0.87746 | 1.1171 | 0.94339 | 1.4205 | 1.4622 | -2.2301 | -1.1545 | -0.4096 | 0.33533 | 1.4109 | -1.0735 | 0.03362 | 0.80039 | 1.5672 | 2.6743
Non-Residential | All | 2014-05-16 | Per Premise | 13 | Non-Residential¦All¦41775¦Per Premise¦13 |  |  | 8.2481 |  | 12.1906 | 1435 |  |  | 8.8856 | 93.4234 | 16.0661 | 1440 | 13 | 16 | 1.1417 | 9.4166 | 4663 | -0.63753 | 0.53094 | 0.32181 | 0.42338 | 0.3674 | 0.5318 | 0.56056 | -1.3191 | -0.91641 | -0.63753 | -0.35865 | 0.043999 | -0.18746 | 0.23698 | 0.53094 | 0.8249 | 1.2493
Non-Residential | All | 2014-05-15 | Per Premise | 20 | Non-Residential¦All¦41774¦Per Premise¦20 |  |  | 5.9822 |  | 10.1968 | 1437 |  |  | 6.2556 | 80.6611 | 11.8734 | 1441 | 17 | 20 | 1.1254 | 6.7325 | 4663 | -0.27337 | 0.47691 | 0.26899 | 0.31278 | 0.30273 | 0.41254 | 0.43529 | -0.80206 | -0.48971 | -0.27337 | -0.057035 | 0.25532 | -0.080936 | 0.24864 | 0.47691 | 0.70517 | 1.0348
Non-Residential | All | 2014-05-14 | Aggregate | 18 | Non-Residential¦All¦41773¦Aggregate¦18 |  |  | 33.3688 |  | 49.7872 | 1439 |  |  | 33.946 | 87.0632 | 60.7772 | 1444 | 17 | 20 | 1.0751 | 35.876 | 4663 | -0.57719 | 1.9301 | 1.3125 | 1.5994 | 1.4111 | 2.069 | 2.1329 | -3.2287 | -1.6622 | -0.57719 | 0.50778 | 2.0743 | -0.80335 | 0.81157 | 1.9301 | 3.0486 | 4.6635
Non-Residential | All | 2014-05-15 | Aggregate | 19 | Non-Residential¦All¦41774¦Aggregate¦19 |  |  | 30.0151 |  | 48.883 | 1437 |  |  | 31.0781 | 83.446 | 56.5654 | 1441 | 17 | 20 | 1.1254 | 33.7796 | 4663 | -1.063 | 2.7014 | 1.2895 | 1.4901 | 1.4513 | 1.9706 | 2.08 | -3.5885 | -2.0964 | -1.063 | -0.029636 | 1.4624 | 0.03575 | 1.6107 | 2.7014 | 3.7922 | 5.3671
Non-Residential | All | 2014-05-16 | Per Premise | 19 | Non-Residential¦All¦41775¦Per Premise¦19 |  |  | 6.2826 |  | 10.3223 | 1435 |  |  | 6.716 | 75.0324 | 12.7963 | 1440 | 13 | 16 | 1.1417 | 7.1726 | 4663 | -0.43335 | 0.45668 | 0.27249 | 0.33721 | 0.31109 | 0.43355 | 0.45879 | -0.98896 | -0.6607 | -0.43335 | -0.206 | 0.12226 | -0.13128 | 0.21609 | 0.45668 | 0.69727 | 1.0446
Non-Residential | All | 2014-05-15 | Per Premise | 9 | Non-Residential¦All¦41774¦Per Premise¦9 |  |  | 5.5676 |  | 10.0281 | 1437 |  |  | 5.9 | 94.1857 | 12.7958 | 1441 | 17 | 20 | 1.1254 | 6.2659 | 4663 | -0.33233 | 0.36595 | 0.26454 | 0.33708 | 0.29772 | 0.42849 | 0.44973 | -0.88147 | -0.55704 | -0.33233 | -0.10763 | 0.2168 | -0.21041 | 0.13011 | 0.36595 | 0.60179 | 0.94231
Non-Residential | All | 2014-05-16 | Per Premise | 12 | Non-Residential¦All¦41775¦Per Premise¦12 |  |  | 8.0223 |  | 12.0097 | 1435 |  |  | 9.1587 | 93.4633 | 16.5599 | 1440 | 13 | 16 | 1.1417 | 9.1587 | 4663 | -1.1365 | 5.16e-07 | 0.31704 | 0.43639 | 0.36195 | 0.5394 | 0.56696 | -1.8277 | -1.4193 | -1.1365 | -0.85362 | -0.44521 | -0.72659 | -0.29731 | 5.16e-07 | 0.29731 | 0.72659
Non-Residential | All | 2014-05-16 | Per Premise | 18 | Non-Residential¦All¦41775¦Per Premise¦18 |  |  | 7.1711 |  | 10.7484 | 1435 |  |  | 7.8168 | 81.0902 | 14.4788 | 1440 | 13 | 16 | 1.1417 | 8.1869 | 4663 | -0.64571 | 0.37017 | 0.28374 | 0.38155 | 0.32393 | 0.47549 | 0.50051 | -1.2551 | -0.89506 | -0.64571 | -0.39637 | -0.036352 | -0.27126 | 0.1077 | 0.37017 | 0.63264 | 1.0116
Non-Residential | All | 2014-05-16 | Per Premise | 17 | Non-Residential¦All¦41775¦Per Premise¦17 |  |  | 7.9469 |  | 11.7126 | 1435 |  |  | 8.6934 | 85.7019 | 15.6771 | 1440 | 13 | 16 | 1.1417 | 9.0726 | 4663 | -0.74654 | 0.37925 | 0.30919 | 0.41313 | 0.35299 | 0.51602 | 0.54339 | -1.4078 | -1.0171 | -0.74654 | -0.47594 | -0.085241 | -0.31714 | 0.094293 | 0.37925 | 0.66421 | 1.0756
Non-Residential | All | 2014-05-16 | Per Premise | 24 | Non-Residential¦All¦41775¦Per Premise¦24 |  |  | 3.504 |  | 6.3061 | 1435 |  |  | 3.7438 | 64.281 | 8.3322 | 1440 | 13 | 16 | 1.1417 | 4.0004 | 4663 | -0.23988 | 0.25651 | 0.16647 | 0.21957 | 0.19005 | 0.27555 | 0.2904 | -0.59301 | -0.38438 | -0.23988 | -0.095387 | 0.11324 | -0.11566 | 0.10422 | 0.25651 | 0.40879 | 0.62867
Non-Residential | All | 2014-05-15 | Aggregate | 5 | Non-Residential¦All¦41774¦Aggregate¦5 |  |  | 13.3821 |  | 25.9705 | 1437 |  |  | 13.7818 | 64.6012 | 32.9181 | 1441 | 17 | 20 | 1.1254 | 15.0605 | 4663 | -0.39964 | 1.2787 | 0.6851 | 0.86717 | 0.77102 | 1.1051 | 1.1604 | -1.8159 | -0.97918 | -0.39964 | 0.1799 | 1.0167 | -0.20834 | 0.67024 | 1.2787 | 1.8872 | 2.7658
Non-Residential | All | 2014-05-15 | Aggregate | 23 | Non-Residential¦All¦41774¦Aggregate¦23 |  |  | 17.9787 |  | 32.4755 | 1437 |  |  | 19.5877 | 70.9364 | 41.8033 | 1441 | 17 | 20 | 1.1254 | 20.2336 | 4663 | -1.6089 | 0.64593 | 0.8567 | 1.1012 | 0.96414 | 1.3952 | 1.4637 | -3.397 | -2.3406 | -1.6089 | -0.87729 | 0.17911 | -1.2298 | -0.12161 | 0.64593 | 1.4135 | 2.5217
Non-Residential | All | 2014-05-15 | Aggregate | 6 | Non-Residential¦All¦41774¦Aggregate¦6 |  |  | 14.1527 |  | 27.2517 | 1437 |  |  | 14.9879 | 69.9992 | 36.5177 | 1441 | 17 | 20 | 1.1254 | 15.9277 | 4663 | -0.83527 | 0.93974 | 0.71889 | 0.96199 | 0.80906 | 1.2009 | 1.257 | -2.3743 | -1.465 | -0.83527 | -0.2055 | 0.70379 | -0.67115 | 0.28057 | 0.93974 | 1.5989 | 2.5506
Non-Residential | All | 2014-05-15 | Aggregate | 20 | Non-Residential¦All¦41774¦Aggregate¦20 |  |  | 27.895 |  | 47.5476 | 1437 |  |  | 29.1697 | 80.6611 | 55.3658 | 1441 | 17 | 20 | 1.1254 | 31.3935 | 4663 | -1.2747 | 2.2238 | 1.2543 | 1.4585 | 1.4116 | 1.9237 | 2.0298 | -3.74 | -2.2835 | -1.2747 | -0.26595 | 1.1906 | -0.37741 | 1.1594 | 2.2238 | 3.2882 | 4.8251
Non-Residential | All | 2014-05-15 | Per Premise | 6 | Non-Residential¦All¦41774¦Per Premise¦6 |  |  | 3.0351 |  | 5.8442 | 1437 |  |  | 3.2142 | 69.9992 | 7.8314 | 1441 | 17 | 20 | 1.1254 | 3.4158 | 4663 | -0.17913 | 0.20153 | 0.15417 | 0.2063 | 0.17351 | 0.25755 | 0.26956 | -0.50918 | -0.31418 | -0.17913 | -0.04407 | 0.15093 | -0.14393 | 0.06017 | 0.20153 | 0.34289 | 0.54699
Non-Residential | All | 2014-05-15 | Per Premise | 14 | Non-Residential¦All¦41774¦Per Premise¦14 |  |  | 8.6648 |  | 13.0029 | 1437 |  |  | 9.7514 | 96.0901 | 16.6318 | 1441 | 17 | 20 | 1.1254 | 9.7515 | 4663 | -1.0866 | 8.11e-05 | 0.34301 | 0.43813 | 0.38603 | 0.55644 | 0.58394 | -1.7997 | -1.3784 | -1.0866 | -0.79485 | -0.37355 | -0.74827 | -0.30614 | 8.11e-05 | 0.3063 | 0.74843
Non-Residential | All | 2014-05-14 | Per Premise | 12 | Non-Residential¦All¦41773¦Per Premise¦12 |  |  | 8.3228 |  | 12.634 | 1439 |  |  | 9.1063 | 94.9096 | 16.4746 | 1444 | 17 | 20 | 1.0751 | 8.9482 | 4663 | -0.78347 | -0.15811 | 0.33305 | 0.43354 | 0.35808 | 0.5467 | 0.5623 | -1.4841 | -1.0702 | -0.78347 | -0.49678 | -0.082842 | -0.87872 | -0.45298 | -0.15811 | 0.13676 | 0.5625
Non-Residential | All | 2014-05-14 | Per Premise | 1 | Non-Residential¦All¦41773¦Per Premise¦1 |  |  | 3.0214 |  | 5.3113 | 1439 |  |  | 3.165 | 66.825 | 7.5322 | 1444 | 17 | 20 | 1.0751 | 3.2484 | 4663 | -0.14361 | 0.083405 | 0.14001 | 0.19822 | 0.15053 | 0.24268 | 0.2489 | -0.45462 | -0.27088 | -0.14361 | -0.016353 | 0.16739 | -0.23557 | -0.047117 | 0.083405 | 0.21393 | 0.40238
Non-Residential | All | 2014-05-16 | Per Premise | 8 | Non-Residential¦All¦41775¦Per Premise¦8 |  |  | 4.2451 |  | 7.7906 | 1435 |  |  | 4.537 | 81.316 | 10.8997 | 1440 | 13 | 16 | 1.1417 | 4.8465 | 4663 | -0.29188 | 0.30951 | 0.20566 | 0.28723 | 0.23479 | 0.35327 | 0.37099 | -0.74461 | -0.47713 | -0.29188 | -0.10662 | 0.16085 | -0.16593 | 0.11497 | 0.30951 | 0.50406 | 0.78495
Non-Residential | All | 2014-05-16 | Per Premise | 7 | Non-Residential¦All¦41775¦Per Premise¦7 |  |  | 3.3547 |  | 6.4518 | 1435 |  |  | 3.6116 | 75.3534 | 9.1195 | 1440 | 13 | 16 | 1.1417 | 3.83 | 4663 | -0.25686 | 0.21839 | 0.17031 | 0.24032 | 0.19444 | 0.29455 | 0.30913 | -0.63434 | -0.41132 | -0.25686 | -0.1024 | 0.12062 | -0.17777 | 0.056284 | 0.21839 | 0.3805 | 0.61456
Non-Residential | All | 2014-05-15 | Aggregate | 1 | Non-Residential¦All¦41774¦Aggregate¦1 |  |  | 14.4578 |  | 26.9234 | 1437 |  |  | 15.2396 | 70.0951 | 34.8494 | 1441 | 17 | 20 | 1.1254 | 16.2711 | 4663 | -0.78171 | 1.0316 | 0.71023 | 0.91804 | 0.79931 | 1.1607 | 1.2173 | -2.2692 | -1.3904 | -0.78171 | -0.17304 | 0.70579 | -0.5284 | 0.39325 | 1.0316 | 1.6699 | 2.5915
Non-Residential | All | 2014-05-15 | Aggregate | 21 | Non-Residential¦All¦41774¦Aggregate¦21 |  |  | 25.0299 |  | 42.8995 | 1437 |  |  | 27.8334 | 75.7731 | 53.328 | 1441 | 17 | 20 | 1.1254 | 28.1691 | 4663 | -2.8034 | 0.33577 | 1.1317 | 1.4048 | 1.2736 | 1.804 | 1.8962 | -5.1153 | -3.7494 | -2.8034 | -1.8575 | -0.49159 | -2.0943 | -0.6586 | 0.33577 | 1.3301 | 2.7659
Non-Residential | All | 2014-05-16 | Per Premise | 20 | Non-Residential¦All¦41775¦Per Premise¦20 |  |  | 5.6868 |  | 9.761 | 1435 |  |  | 6.1681 | 70.8108 | 11.8937 | 1440 | 13 | 16 | 1.1417 | 6.4924 | 4663 | -0.48129 | 0.32432 | 0.25767 | 0.31343 | 0.29417 | 0.40575 | 0.42985 | -1.0013 | -0.69407 | -0.48129 | -0.26852 | 0.038691 | -0.22656 | 0.098906 | 0.32432 | 0.54974 | 0.8752
Non-Residential | All | 2014-05-14 | Aggregate | 5 | Non-Residential¦All¦41773¦Aggregate¦5 |  |  | 13.1018 |  | 24.3502 | 1439 |  |  | 13.1281 | 65.0761 | 31.1302 | 1444 | 17 | 20 | 1.0751 | 14.0862 | 4663 | -0.02628 | 0.95816 | 0.64191 | 0.81922 | 0.69014 | 1.0407 | 1.0712 | -1.3601 | -0.57205 | -0.02628 | 0.51949 | 1.3075 | -0.4146 | 0.39644 | 0.95816 | 1.5199 | 2.3309
Non-Residential | All | 2014-05-14 | Per Premise | 13 | Non-Residential¦All¦41773¦Per Premise¦13 |  |  | 8.553 |  | 12.9393 | 1439 |  |  | 9.3447 | 93.9835 | 16.0893 | 1444 | 17 | 20 | 1.0751 | 9.1956 | 4663 | -0.79174 | -0.14909 | 0.3411 | 0.4234 | 0.36673 | 0.54371 | 0.56014 | -1.4885 | -1.0769 | -0.79174 | -0.50662 | -0.094949 | -0.86694 | -0.44283 | -0.14909 | 0.14465 | 0.56876
Non-Residential | All | 2014-05-14 | Aggregate | 24 | Non-Residential¦All¦41773¦Aggregate¦24 |  |  | 15.5375 |  | 28.3543 | 1439 |  |  | 16.6243 | 70.571 | 38.867 | 1444 | 17 | 20 | 1.0751 | 16.7049 | 4663 | -1.0868 | 0.080681 | 0.74746 | 1.0228 | 0.80362 | 1.2668 | 1.3008 | -2.7103 | -1.7511 | -1.0868 | -0.42245 | 0.53673 | -1.5863 | -0.60144 | 0.080681 | 0.7628 | 1.7477
Non-Residential | All | 2014-05-15 | Aggregate | 18 | Non-Residential¦All¦41774¦Aggregate¦18 |  |  | 33.8788 |  | 51.4694 | 1437 |  |  | 34.9882 | 88.7365 | 60.9724 | 1441 | 17 | 20 | 1.1254 | 38.1278 | 4663 | -1.1094 | 3.1396 | 1.3578 | 1.6062 | 1.528 | 2.1032 | 2.2169 | -3.8048 | -2.2124 | -1.1094 | -0.0065337 | 1.5859 | 0.29847 | 1.977 | 3.1396 | 4.3022 | 5.9807
Non-Residential | All | 2014-05-15 | Per Premise | 24 | Non-Residential¦All¦41774¦Per Premise¦24 |  |  | 3.4457 |  | 6.3194 | 1437 |  |  | 3.7116 | 70.1914 | 8.2956 | 1441 | 17 | 20 | 1.1254 | 3.8779 | 4663 | -0.26592 | 0.16624 | 0.16671 | 0.21853 | 0.18761 | 0.27486 | 0.28802 | -0.61816 | -0.41005 | -0.26592 | -0.12178 | 0.08633 | -0.20287 | 0.015207 | 0.16624 | 0.31728 | 0.53536
Non-Residential | All | 2014-05-14 | Per Premise | 24 | Non-Residential¦All¦41773¦Per Premise¦24 |  |  | 3.3321 |  | 6.0807 | 1439 |  |  | 3.5651 | 70.571 | 8.3352 | 1444 | 17 | 20 | 1.0751 | 3.5824 | 4663 | -0.23306 | 0.017302 | 0.1603 | 0.21935 | 0.17234 | 0.27168 | 0.27895 | -0.58123 | -0.37553 | -0.23306 | -0.090595 | 0.1151 | -0.34019 | -0.12898 | 0.017302 | 0.16359 | 0.37479
Non-Residential | All | 2014-05-16 | Aggregate | 4 | Non-Residential¦All¦41775¦Aggregate¦4 |  |  | 13.0465 |  | 23.0756 | 1435 |  |  | 14.1103 | 66.94 | 33.5173 | 1440 | 13 | 16 | 1.1417 | 14.8947 | 4663 | -1.0639 | 0.78438 | 0.60915 | 0.88326 | 0.69545 | 1.0729 | 1.1242 | -2.4389 | -1.6265 | -1.0639 | -0.5012 | 0.31118 | -0.65633 | 0.19485 | 0.78438 | 1.3739 | 2.2251
Non-Residential | All | 2014-05-15 | Aggregate | 24 | Non-Residential¦All¦41774¦Aggregate¦24 |  |  | 16.0675 |  | 29.4675 | 1437 |  |  | 17.3074 | 70.1914 | 38.6825 | 1441 | 17 | 20 | 1.1254 | 18.0826 | 4663 | -1.24 | 0.7752 | 0.77735 | 1.019 | 0.87484 | 1.2817 | 1.343 | -2.8825 | -1.9121 | -1.24 | -0.56786 | 0.40256 | -0.94597 | 0.070909 | 0.7752 | 1.4795 | 2.4964
Non-Residential | All | 2014-05-15 | Per Premise | 18 | Non-Residential¦All¦41774¦Per Premise¦18 |  |  | 7.2654 |  | 11.0378 | 1437 |  |  | 7.5034 | 88.7365 | 13.0758 | 1441 | 17 | 20 | 1.1254 | 8.1767 | 4663 | -0.23793 | 0.6733 | 0.29118 | 0.34446 | 0.32769 | 0.45104 | 0.47543 | -0.81595 | -0.47445 | -0.23793 | -0.0014012 | 0.3401 | 0.064009 | 0.42398 | 0.6733 | 0.92261 | 1.2826
Non-Residential | All | 2014-05-14 | Per Premise | 11 | Non-Residential¦All¦41773¦Per Premise¦11 |  |  | 7.8965 |  | 12.3037 | 1439 |  |  | 8.4707 | 94.497 | 15.9988 | 1444 | 17 | 20 | 1.0751 | 8.4898 | 4663 | -0.57422 | 0.019109 | 0.32434 | 0.42102 | 0.34871 | 0.53147 | 0.54668 | -1.2553 | -0.85292 | -0.57422 | -0.29552 | 0.10688 | -0.68149 | -0.26757 | 0.019109 | 0.30579 | 0.71971
Non-Residential | All | 2014-05-15 | Aggregate | 3 | Non-Residential¦All¦41774¦Aggregate¦3 |  |  | 13.1238 |  | 24.5908 | 1437 |  |  | 13.8675 | 67.8788 | 33.4192 | 1441 | 17 | 20 | 1.1254 | 14.7697 | 4663 | -0.74376 | 0.9022 | 0.6487 | 0.88037 | 0.73006 | 1.0936 | 1.1437 | -2.1452 | -1.3172 | -0.74376 | -0.1703 | 0.65768 | -0.5635 | 0.30245 | 0.9022 | 1.502 | 2.3679
Non-Residential | All | 2014-05-16 | Per Premise | 21 | Non-Residential¦All¦41775¦Per Premise¦21 |  |  | 5.2915 |  | 9.3046 | 1435 |  |  | 5.6498 | 68.425 | 11.0878 | 1440 | 13 | 16 | 1.1417 | 6.0412 | 4663 | -0.35824 | 0.39138 | 0.24563 | 0.29219 | 0.28042 | 0.38171 | 0.40498 | -0.84743 | -0.55842 | -0.35824 | -0.15807 | 0.13094 | -0.12762 | 0.17901 | 0.39138 | 0.60376 | 0.91039
Non-Residential | All | 2014-05-14 | Per Premise | 3 | Non-Residential¦All¦41773¦Per Premise¦3 |  |  | 2.7656 |  | 4.8578 | 1439 |  |  | 2.8585 | 65.9971 | 6.7667 | 1444 | 17 | 20 | 1.0751 | 2.9734 | 4663 | -0.092917 | 0.11488 | 0.12806 | 0.17807 | 0.13768 | 0.21934 | 0.22509 | -0.37401 | -0.20794 | -0.092917 | 0.022103 | 0.18817 | -0.17358 | -0.0031552 | 0.11488 | 0.23292 | 0.40334
Non-Residential | All | 2014-05-15 | Aggregate | 2 | Non-Residential¦All¦41774¦Aggregate¦2 |  |  | 13.6858 |  | 25.305 | 1437 |  |  | 14.6044 | 68.8741 | 34.6225 | 1441 | 17 | 20 | 1.1254 | 15.4023 | 4663 | -0.91855 | 0.79792 | 0.66754 | 0.91207 | 0.75126 | 1.1303 | 1.1816 | -2.367 | -1.5112 | -0.91855 | -0.32584 | 0.52993 | -0.71641 | 0.17827 | 0.79792 | 1.4176 | 2.3122
Non-Residential | All | 2014-05-14 | Per Premise | 10 | Non-Residential¦All¦41773¦Per Premise¦10 |  |  | 7.1223 |  | 11.7435 | 1439 |  |  | 7.5735 | 94.1634 | 15.466 | 1444 | 17 | 20 | 1.0751 | 7.6575 | 4663 | -0.45114 | 0.084014 | 0.30958 | 0.407 | 0.33284 | 0.51136 | 0.52576 | -1.1065 | -0.7193 | -0.45114 | -0.18299 | 0.20419 | -0.58978 | -0.1917 | 0.084014 | 0.35973 | 0.75781
Non-Residential | All | 2014-05-15 | Per Premise | 11 | Non-Residential¦All¦41774¦Per Premise¦11 |  |  | 7.8704 |  | 12.4289 | 1437 |  |  | 8.5591 | 96.3963 | 15.2166 | 1441 | 17 | 20 | 1.1254 | 8.8575 | 4663 | -0.68864 | 0.29846 | 0.32787 | 0.40085 | 0.36899 | 0.51786 | 0.54483 | -1.3523 | -0.96021 | -0.68864 | -0.41707 | -0.024972 | -0.39977 | 0.012749 | 0.29846 | 0.58417 | 0.99669
Non-Residential | All | 2014-05-16 | Aggregate | 8 | Non-Residential¦All¦41775¦Aggregate¦8 |  |  | 19.7951 |  | 36.3278 | 1435 |  |  | 21.1561 | 81.316 | 50.8251 | 1440 | 13 | 16 | 1.1417 | 22.5994 | 4663 | -1.361 | 1.4432 | 0.95899 | 1.3394 | 1.0948 | 1.6473 | 1.7299 | -3.4721 | -2.2249 | -1.361 | -0.49719 | 0.75005 | -0.77371 | 0.53609 | 1.4432 | 2.3504 | 3.6602
Non-Residential | All | 2014-05-14 | Aggregate | 17 | Non-Residential¦All¦41773¦Aggregate¦17 |  |  | 37.4734 |  | 55.0053 | 1439 |  |  | 37.6065 | 89.013 | 64.5484 | 1444 | 17 | 20 | 1.0751 | 40.2891 | 4663 | -0.13311 | 2.6826 | 1.45 | 1.6986 | 1.559 | 2.2334 | 2.3056 | -2.9953 | -1.3043 | -0.13311 | 1.0381 | 2.7291 | -0.27218 | 1.4735 | 2.6826 | 3.8916 | 5.6373
Non-Residential | All | 2014-05-15 | Aggregate | 15 | Non-Residential¦All¦41774¦Aggregate¦15 |  |  | 40.0081 |  | 59.7852 | 1437 |  |  | 45.2927 | 96.645 | 75.5918 | 1441 | 17 | 20 | 1.1254 | 45.0258 | 4663 | -5.2846 | -0.26686 | 1.5771 | 1.9913 | 1.7749 | 2.5402 | 2.6675 | -8.54 | -6.6167 | -5.2846 | -3.9525 | -2.0292 | -3.6854 | -1.6657 | -0.26686 | 1.132 | 3.1517
Non-Residential | All | 2014-05-16 | Aggregate | 7 | Non-Residential¦All¦41775¦Aggregate¦7 |  |  | 15.6432 |  | 30.0846 | 1435 |  |  | 16.8409 | 75.3534 | 42.524 | 1440 | 13 | 16 | 1.1417 | 17.8592 | 4663 | -1.1977 | 1.0184 | 0.79418 | 1.1206 | 0.90669 | 1.3735 | 1.4415 | -2.9579 | -1.918 | -1.1977 | -0.47747 | 0.56247 | -0.82896 | 0.26245 | 1.0184 | 1.7743 | 2.8657
Non-Residential | All | 2014-05-14 | Per Premise | 6 | Non-Residential¦All¦41773¦Per Premise¦6 |  |  | 3.0022 |  | 5.6261 | 1439 |  |  | 3.1416 | 70.2555 | 7.6548 | 1444 | 17 | 20 | 1.0751 | 3.2278 | 4663 | -0.13936 | 0.086225 | 0.14831 | 0.20144 | 0.15946 | 0.25015 | 0.25692 | -0.45994 | -0.27054 | -0.13936 | -0.0081769 | 0.18123 | -0.24303 | -0.048501 | 0.086225 | 0.22095 | 0.41548
Non-Residential | All | 2014-05-16 | Per Premise | 100 | Non-Residential¦All¦41775¦Per Premise¦100 |  |  | 8.3327 |  | 12.1903 | 5740 |  |  | 8.728 | 91.0756 | 16.0369 | 5760 | 13 | 16 | 1.1417 | 9.5132 | 4663 | -0.39524 | 0.78522 | 0.1609 | 0.2113 | 0.1837 | 0.26559 | 0.27999 | -0.73561 | -0.53452 | -0.39524 | -0.25596 | -0.054872 | 0.4264 | 0.63839 | 0.78522 | 0.93204 | 1.144
Non-Residential | All | 2014-05-16 | Aggregate | 18 | Non-Residential¦All¦41775¦Aggregate¦18 |  |  | 33.4386 |  | 50.1199 | 1435 |  |  | 36.4496 | 81.0902 | 67.5148 | 1440 | 13 | 16 | 1.1417 | 38.1757 | 4663 | -3.011 | 1.7261 | 1.3231 | 1.7792 | 1.5105 | 2.2172 | 2.3339 | -5.8524 | -4.1737 | -3.011 | -1.8483 | -0.16951 | -1.2649 | 0.50222 | 1.7261 | 2.95 | 4.7171
Non-Residential | All | 2014-05-16 | Aggregate | 21 | Non-Residential¦All¦41775¦Aggregate¦21 |  |  | 24.6744 |  | 43.3875 | 1435 |  |  | 26.3449 | 68.425 | 51.7024 | 1440 | 13 | 16 | 1.1417 | 28.1699 | 4663 | -1.6705 | 1.825 | 1.1454 | 1.3625 | 1.3076 | 1.7799 | 1.8884 | -3.9516 | -2.6039 | -1.6705 | -0.73709 | 0.61059 | -0.59511 | 0.83472 | 1.825 | 2.8153 | 4.2451
Non-Residential | All | 2014-05-16 | Aggregate | 17 | Non-Residential¦All¦41775¦Aggregate¦17 |  |  | 37.0562 |  | 54.6158 | 1435 |  |  | 40.5373 | 85.7019 | 73.1022 | 1440 | 13 | 16 | 1.1417 | 42.3058 | 4663 | -3.4811 | 1.7684 | 1.4418 | 1.9264 | 1.646 | 2.4062 | 2.5339 | -6.5648 | -4.7429 | -3.4811 | -2.2193 | -0.39748 | -1.4788 | 0.43969 | 1.7684 | 3.0972 | 5.0157
Non-Residential | All | 2014-05-16 | Per Premise | 16 | Non-Residential¦All¦41775¦Per Premise¦16 |  |  | 8.2874 |  | 12.0214 | 1435 |  |  | 8.4159 | 89.4493 | 15.5422 | 1440 | 13 | 16 | 1.1417 | 9.4614 | 4663 | -0.12856 | 1.0455 | 0.31734 | 0.40957 | 0.3623 | 0.51813 | 0.54682 | -0.79257 | -0.40027 | -0.12856 | 0.14315 | 0.53545 | 0.34469 | 0.75872 | 1.0455 | 1.3322 | 1.7462
Non-Residential | All | 2014-05-14 | Aggregate | 11 | Non-Residential¦All¦41773¦Aggregate¦11 |  |  | 36.8215 |  | 57.3721 | 1439 |  |  | 39.4991 | 94.497 | 74.6024 | 1444 | 17 | 20 | 1.0751 | 39.5882 | 4663 | -2.6776 | 0.089106 | 1.5124 | 1.9632 | 1.6261 | 2.4782 | 2.5492 | -5.8536 | -3.9772 | -2.6776 | -1.378 | 0.4984 | -3.1778 | -1.2477 | 0.089106 | 1.4259 | 3.356
Non-Residential | All | 2014-05-14 | Aggregate | 1 | Non-Residential¦All¦41773¦Aggregate¦1 |  |  | 14.0887 |  | 24.7664 | 1439 |  |  | 14.7584 | 66.825 | 35.1228 | 1444 | 17 | 20 | 1.0751 | 15.1473 | 4663 | -0.66968 | 0.38892 | 0.65288 | 0.92428 | 0.70193 | 1.1316 | 1.1606 | -2.1199 | -1.2631 | -0.66968 | -0.076256 | 0.78055 | -1.0985 | -0.2197 | 0.38892 | 0.99754 | 1.8763
Non-Residential | All | 2014-05-14 | Aggregate | 14 | Non-Residential¦All¦41773¦Aggregate¦14 |  |  | 40.5805 |  | 60.8447 | 1439 |  |  | 44.1486 | 93.0202 | 75.4774 | 1444 | 17 | 20 | 1.0751 | 43.6296 | 4663 | -3.5681 | -0.51902 | 1.604 | 1.9862 | 1.7245 | 2.553 | 2.6304 | -6.84 | -4.9069 | -3.5681 | -2.2293 | -0.29633 | -3.89 | -1.8984 | -0.51902 | 0.86036 | 2.852
Non-Residential | All | 2014-05-16 | Per Premise | 23 | Non-Residential¦All¦41775¦Per Premise¦23 |  |  | 3.9077 |  | 6.9862 | 1435 |  |  | 4.2756 | 65.2639 | 9.3018 | 1440 | 13 | 16 | 1.1417 | 4.4613 | 4663 | -0.36787 | 0.18572 | 0.18442 | 0.24513 | 0.21055 | 0.30675 | 0.32314 | -0.761 | -0.52874 | -0.36787 | -0.20701 | 0.025247 | -0.2284 | 0.016264 | 0.18572 | 0.35517 | 0.59983
Non-Residential | All | 2014-05-16 | Aggregate | 13 | Non-Residential¦All¦41775¦Aggregate¦13 |  |  | 38.4608 |  | 56.8449 | 1435 |  |  | 41.4336 | 93.4234 | 74.9163 | 1440 | 13 | 16 | 1.1417 | 43.9094 | 4663 | -2.9728 | 2.4758 | 1.5006 | 1.9742 | 1.7132 | 2.4798 | 2.6139 | -6.1508 | -4.2732 | -2.9728 | -1.6724 | 0.20517 | -0.87411 | 1.105 | 2.4758 | 3.8465 | 5.8256
Non-Residential | All | 2014-05-15 | Per Premise | 7 | Non-Residential¦All¦41774¦Per Premise¦7 |  |  | 3.3807 |  | 7.1261 | 1437 |  |  | 3.5564 | 77.9243 | 8.9319 | 1441 | 17 | 20 | 1.1254 | 3.8047 | 4663 | -0.17566 | 0.24834 | 0.18799 | 0.23529 | 0.21156 | 0.30117 | 0.31642 | -0.56162 | -0.3336 | -0.17566 | -0.01773 | 0.2103 | -0.15717 | 0.082408 | 0.24834 | 0.41427 | 0.65385
Non-Residential | All | 2014-05-14 | Per Premise | 19 | Non-Residential¦All¦41773¦Per Premise¦19 |  |  | 6.3242 |  | 10.3518 | 1439 |  |  | 6.5242 | 83.8429 | 12.3119 | 1444 | 17 | 20 | 1.0751 | 6.7994 | 4663 | -0.20002 | 0.27517 | 0.27289 | 0.324 | 0.29339 | 0.42361 | 0.4371 | -0.74289 | -0.42216 | -0.20002 | 0.022121 | 0.34286 | -0.285 | 0.045952 | 0.27517 | 0.50438 | 0.83533
Non-Residential | All | 2014-05-14 | Per Premise | 4 | Non-Residential¦All¦41773¦Per Premise¦4 |  |  | 2.7294 |  | 4.7633 | 1439 |  |  | 2.83 | 65.2143 | 6.7295 | 1444 | 17 | 20 | 1.0751 | 2.9344 | 4663 | -0.10062 | 0.10446 | 0.12557 | 0.17709 | 0.135 | 0.21709 | 0.22268 | -0.37884 | -0.21446 | -0.10062 | 0.013225 | 0.1776 | -0.18092 | -0.012316 | 0.10446 | 0.22123 | 0.38984
Non-Residential | All | 2014-05-16 | Aggregate | 15 | Non-Residential¦All¦41775¦Aggregate¦15 |  |  | 39.4228 |  | 57.4906 | 1435 |  |  | 40.62 | 90.0256 | 74.9107 | 1440 | 13 | 16 | 1.1417 | 45.0076 | 4663 | -1.1972 | 4.3876 | 1.5176 | 1.9741 | 1.7326 | 2.49 | 2.6266 | -4.3883 | -2.503 | -1.1972 | 0.10856 | 1.9939 | 1.0215 | 3.0102 | 4.3876 | 5.765 | 7.7537
Non-Residential | All | 2014-05-16 | Aggregate | 11 | Non-Residential¦All¦41775¦Aggregate¦11 |  |  | 34.8381 |  | 53.8581 | 1435 |  |  | 39.2725 | 92.9221 | 74.178 | 1440 | 13 | 16 | 1.1417 | 39.7735 | 4663 | -4.4344 | 0.50093 | 1.4218 | 1.9548 | 1.6232 | 2.4171 | 2.5408 | -7.5321 | -5.702 | -4.4344 | -3.1669 | -1.3368 | -2.7553 | -0.83148 | 0.50093 | 1.8333 | 3.7571
Non-Residential | All | 2014-05-16 | Aggregate | 23 | Non-Residential¦All¦41775¦Aggregate¦23 |  |  | 18.2218 |  | 32.5768 | 1435 |  |  | 19.9372 | 65.2639 | 43.3745 | 1440 | 13 | 16 | 1.1417 | 20.8032 | 4663 | -1.7154 | 0.866 | 0.85997 | 1.143 | 0.9818 | 1.4304 | 1.5068 | -3.5485 | -2.4655 | -1.7154 | -0.9653 | 0.11773 | -1.065 | 0.075837 | 0.866 | 1.6562 | 2.797
Non-Residential | All | 2014-05-14 | Per Premise | 7 | Non-Residential¦All¦41773¦Per Premise¦7 |  |  | 3.4535 |  | 7.1382 | 1439 |  |  | 3.5413 | 77.5329 | 9.1039 | 1444 | 17 | 20 | 1.0751 | 3.713 | 4663 | -0.087841 | 0.17165 | 0.18817 | 0.23958 | 0.20231 | 0.30464 | 0.31357 | -0.47825 | -0.24759 | -0.087841 | 0.071914 | 0.30257 | -0.23021 | 0.00721 | 0.17165 | 0.33608 | 0.57351
Non-Residential | All | 2014-05-16 | Aggregate | 14 | Non-Residential¦All¦41775¦Aggregate¦14 |  |  | 38.8946 |  | 57.0282 | 1435 |  |  | 41.4972 | 91.4043 | 76.8122 | 1440 | 13 | 16 | 1.1417 | 44.4046 | 4663 | -2.6025 | 2.9075 | 1.5054 | 2.0242 | 1.7187 | 2.5226 | 2.6554 | -5.8354 | -3.9254 | -2.6025 | -1.2797 | 0.63033 | -0.4956 | 1.515 | 2.9075 | 4.3 | 6.3105
Non-Residential | All | 2014-05-14 | Aggregate | 2 | Non-Residential¦All¦41773¦Aggregate¦2 |  |  | 13.3058 |  | 23.4114 | 1439 |  |  | 14.0171 | 63.9889 | 33.3484 | 1444 | 17 | 20 | 1.0751 | 14.3056 | 4663 | -0.7113 | 0.28847 | 0.61716 | 0.87759 | 0.66353 | 1.0729 | 1.1002 | -2.0862 | -1.2739 | -0.7113 | -0.14868 | 0.66364 | -1.1215 | -0.28847 | 0.28847 | 0.86542 | 1.6984
Non-Residential | All | 2014-05-14 | Aggregate | 6 | Non-Residential¦All¦41773¦Aggregate¦6 |  |  | 13.9994 |  | 26.2346 | 1439 |  |  | 14.6493 | 70.2555 | 35.6944 | 1444 | 17 | 20 | 1.0751 | 15.0513 | 4663 | -0.64982 | 0.40207 | 0.69158 | 0.93933 | 0.74355 | 1.1665 | 1.198 | -2.1447 | -1.2615 | -0.64982 | -0.038129 | 0.84505 | -1.1332 | -0.22616 | 0.40207 | 1.0303 | 1.9374
Non-Residential | All | 2014-05-14 | Aggregate | 13 | Non-Residential¦All¦41773¦Aggregate¦13 |  |  | 39.8825 |  | 60.3361 | 1439 |  |  | 43.5744 | 93.9835 | 75.0245 | 1444 | 17 | 20 | 1.0751 | 42.8792 | 4663 | -3.6919 | -0.6952 | 1.5905 | 1.9743 | 1.7101 | 2.5353 | 2.6119 | -6.941 | -5.0214 | -3.6919 | -2.3624 | -0.44275 | -4.0425 | -2.0649 | -0.6952 | 0.67451 | 2.6521
Non-Residential | All | 2014-05-15 | Per Premise | 13 | Non-Residential¦All¦41774¦Per Premise¦13 |  |  | 8.5769 |  | 13.0137 | 1437 |  |  | 9.6429 | 96.4396 | 16.3877 | 1441 | 17 | 20 | 1.1254 | 9.6527 | 4663 | -1.066 | 0.0097331 | 0.3433 | 0.4317 | 0.38636 | 0.55156 | 0.57934 | -1.7728 | -1.3552 | -1.066 | -0.77674 | -0.35912 | -0.73272 | -0.29407 | 0.0097331 | 0.31354 | 0.75219
Non-Residential | All | 2014-05-14 | Per Premise | 16 | Non-Residential¦All¦41773¦Per Premise¦16 |  |  | 8.5406 |  | 12.57 | 1439 |  |  | 9.1823 | 91.5235 | 15.3739 | 1444 | 17 | 20 | 1.0751 | 9.1823 | 4663 | -0.64172 | -2.94e-07 | 0.33136 | 0.40458 | 0.35626 | 0.52296 | 0.53908 | -1.3119 | -0.91596 | -0.64172 | -0.36748 | 0.028474 | -0.69085 | -0.28269 | -2.94e-07 | 0.28269 | 0.69085
Non-Residential | All | 2014-05-15 | Aggregate | 9 | Non-Residential¦All¦41774¦Aggregate¦9 |  |  | 25.9619 |  | 46.7611 | 1437 |  |  | 27.5116 | 94.1857 | 59.6669 | 1441 | 17 | 20 | 1.1254 | 29.218 | 4663 | -1.5497 | 1.7064 | 1.2335 | 1.5718 | 1.3883 | 1.9981 | 2.0971 | -4.1103 | -2.5975 | -1.5497 | -0.50189 | 1.0109 | -0.98112 | 0.60671 | 1.7064 | 2.8062 | 4.394
Non-Residential | All | 2014-05-16 | Aggregate | 24 | Non-Residential¦All¦41775¦Aggregate¦24 |  |  | 16.339 |  | 29.4055 | 1435 |  |  | 17.4576 | 64.281 | 38.8533 | 1440 | 13 | 16 | 1.1417 | 18.6537 | 4663 | -1.1186 | 1.1961 | 0.77625 | 1.0239 | 0.88622 | 1.2849 | 1.3541 | -2.7652 | -1.7924 | -1.1186 | -0.44479 | 0.52805 | -0.53931 | 0.48598 | 1.1961 | 1.9062 | 2.9315
Non-Residential | All | 2014-05-15 | Per Premise | 16 | Non-Residential¦All¦41774¦Per Premise¦16 |  |  | 8.385 |  | 12.1809 | 1437 |  |  | 9.4367 | 95.0256 | 15.5495 | 1441 | 17 | 20 | 1.1254 | 9.4367 | 4663 | -1.0516 | -4.11e-07 | 0.32133 | 0.40962 | 0.36163 | 0.52062 | 0.54641 | -1.7188 | -1.3247 | -1.0516 | -0.77863 | -0.38444 | -0.70026 | -0.28654 | -4.11e-07 | 0.28654 | 0.70026
Non-Residential | All | 2014-05-14 | Aggregate | 10 | Non-Residential¦All¦41773¦Aggregate¦10 |  |  | 33.2115 |  | 54.7598 | 1439 |  |  | 35.3152 | 94.1634 | 72.1178 | 1444 | 17 | 20 | 1.0751 | 35.7069 | 4663 | -2.1037 | 0.39176 | 1.4436 | 1.8978 | 1.552 | 2.3845 | 2.4516 | -5.1595 | -3.3541 | -2.1037 | -0.85327 | 0.95212 | -2.7501 | -0.89388 | 0.39176 | 1.6774 | 3.5337
Non-Residential | All | 2014-05-15 | Per Premise | 19 | Non-Residential¦All¦41774¦Per Premise¦19 |  |  | 6.4369 |  | 10.4832 | 1437 |  |  | 6.6648 | 83.446 | 12.1307 | 1441 | 17 | 20 | 1.1254 | 7.2442 | 4663 | -0.22797 | 0.57933 | 0.27654 | 0.31956 | 0.31123 | 0.42261 | 0.44607 | -0.76956 | -0.44959 | -0.22797 | -0.0063556 | 0.31362 | 0.0076667 | 0.34541 | 0.57933 | 0.81325 | 1.151
Non-Residential | All | 2014-05-14 | Aggregate | 19 | Non-Residential¦All¦41773¦Aggregate¦19 |  |  | 29.4897 |  | 48.2704 | 1439 |  |  | 30.4224 | 83.8429 | 57.4106 | 1444 | 17 | 20 | 1.0751 | 31.7055 | 4663 | -0.93269 | 1.2831 | 1.2725 | 1.5108 | 1.3681 | 1.9753 | 2.0382 | -3.4641 | -1.9685 | -0.93269 | 0.10315 | 1.5987 | -1.3289 | 0.21427 | 1.2831 | 2.3519 | 3.8951
Non-Residential | All | 2014-05-15 | Per Premise | 17 | Non-Residential¦All¦41774¦Per Premise¦17 |  |  | 8.0437 |  | 11.9037 | 1437 |  |  | 8.3786 | 91.5783 | 14.1517 | 1441 | 17 | 20 | 1.1254 | 9.0525 | 4663 | -0.33492 | 0.6739 | 0.31402 | 0.3728 | 0.3534 | 0.48743 | 0.51368 | -0.95958 | -0.59053 | -0.33492 | -0.079312 | 0.28975 | 0.015592 | 0.40453 | 0.6739 | 0.94328 | 1.3322
Non-Residential | All | 2014-05-16 | Per Premise | 11 | Non-Residential¦All¦41775¦Per Premise¦11 |  |  | 7.4712 |  | 11.5501 | 1435 |  |  | 8.4222 | 92.9221 | 15.9078 | 1440 | 13 | 16 | 1.1417 | 8.5296 | 4663 | -0.95098 | 0.10743 | 0.3049 | 0.41921 | 0.3481 | 0.51836 | 0.54489 | -1.6153 | -1.2228 | -0.95098 | -0.67915 | -0.28667 | -0.59088 | -0.17831 | 0.10743 | 0.39317 | 0.80573
Non-Residential | All | 2014-05-15 | Aggregate | 14 | Non-Residential¦All¦41774¦Aggregate¦14 |  |  | 40.404 |  | 60.6324 | 1437 |  |  | 45.471 | 96.0901 | 77.5541 | 1441 | 17 | 20 | 1.1254 | 45.4714 | 4663 | -5.067 | 0.0003766 | 1.5995 | 2.043 | 1.8001 | 2.5947 | 2.7229 | -8.3922 | -6.4277 | -5.067 | -3.7064 | -1.7418 | -3.4892 | -1.4275 | 0.0003766 | 1.4283 | 3.4899
Non-Residential | All | 2014-05-14 | Aggregate | 100 | Non-Residential¦All¦41773¦Aggregate¦100 |  |  | 31.8568 |  | 50.3547 | 5756 |  |  | 32.5024 | 84.8653 | 59.7543 | 5776 | 17 | 20 | 1.0751 | 34.2505 | 4663 | -0.64559 | 1.7481 | 0.66371 | 0.78624 | 0.71358 | 1.0289 | 1.0618 | -1.9642 | -1.1852 | -0.64559 | -0.10602 | 0.67304 | 0.38734 | 1.1913 | 1.7481 | 2.3049 | 3.1088
Non-Residential | 30 | 2014-05-15 | Per Premise | 22 | Non-Residential¦30¦41774¦Per Premise¦22 |  |  | 4.9982 |  | 8.4897 | 722 |  |  | 5.9458 | 73.0216 | 12.1721 | 724 | 17 | 20 | 1.1526 | 5.7608 | 1336 | -0.94766 | -0.18506 | 0.31595 | 0.45237 | 0.36416 | 0.55178 | 0.58073 | -1.6548 | -1.237 | -0.94766 | -0.6583 | -0.24052 | -0.9293 | -0.48959 | -0.18506 | 0.11948 | 0.55919
Non-Residential | 30 | 2014-05-16 | Aggregate | 24 | Non-Residential¦30¦41775¦Aggregate¦24 |  |  | 5.1748 |  | 8.6278 | 720 |  |  | 5.9783 | 64.0706 | 13.205 | 725 | 13 | 16 | 1.1847 | 6.1305 | 1336 | -0.80358 | 0.15215 | 0.32154 | 0.49042 | 0.38092 | 0.58643 | 0.62098 | -1.5551 | -1.1111 | -0.80358 | -0.49606 | -0.05204 | -0.64367 | -0.17349 | 0.15215 | 0.4778 | 0.94797
Non-Residential | 30 | 2014-05-14 | Aggregate | 10 | Non-Residential¦30¦41773¦Aggregate¦10 |  |  | 10.9414 |  | 17.5801 | 722 |  |  | 11.8405 | 94.4978 | 24.8173 | 726 | 17 | 20 | 1.0961 | 11.9924 | 1336 | -0.89908 | 0.15198 | 0.65426 | 0.92105 | 0.71711 | 1.1298 | 1.1673 | -2.3469 | -1.4915 | -0.89908 | -0.30662 | 0.54879 | -1.344 | -0.46016 | 0.15198 | 0.76411 | 1.6479
Non-Residential | 30 | 2014-05-14 | Per Premise | 20 | Non-Residential¦30¦41773¦Per Premise¦20 |  |  | 6.5005 |  | 11.0708 | 722 |  |  | 7.1644 | 79.2176 | 14.1955 | 726 | 17 | 20 | 1.0961 | 7.125 | 1336 | -0.66385 | -0.039402 | 0.41201 | 0.52684 | 0.45159 | 0.66882 | 0.6939 | -1.521 | -1.0146 | -0.66385 | -0.31313 | 0.19327 | -0.92867 | -0.40328 | -0.039402 | 0.32448 | 0.84987
Non-Residential | 30 | 2014-05-14 | Per Premise | 12 | Non-Residential¦30¦41773¦Per Premise¦12 |  |  | 9.7605 |  | 14.4421 | 722 |  |  | 10.6614 | 95.3387 | 19.614 | 726 | 17 | 20 | 1.0961 | 10.6981 | 1336 | -0.90098 | 0.036636 | 0.53748 | 0.72794 | 0.58911 | 0.90487 | 0.93646 | -2.0606 | -1.3755 | -0.90098 | -0.42646 | 0.25866 | -1.1635 | -0.45444 | 0.036636 | 0.52771 | 1.2368
Non-Residential | 30 | 2014-05-16 | Aggregate | 13 | Non-Residential¦30¦41775¦Aggregate¦13 |  |  | 12.3198 |  | 16.7309 | 720 |  |  | 13.9374 | 94.0323 | 25.0631 | 725 | 13 | 16 | 1.1847 | 14.5952 | 1336 | -1.6176 | 0.65775 | 0.62352 | 0.93082 | 0.73868 | 1.1204 | 1.1883 | -3.0534 | -2.2051 | -1.6176 | -1.0301 | -0.18182 | -0.86513 | 0.034604 | 0.65775 | 1.2809 | 2.1806
Non-Residential | 30 | 2014-05-16 | Per Premise | 12 | Non-Residential¦30¦41775¦Per Premise¦12 |  |  | 8.9677 |  | 12.4314 | 720 |  |  | 10.6239 | 94.0935 | 20.2077 | 725 | 13 | 16 | 1.1847 | 10.624 | 1336 | -1.6563 | 3.28e-07 | 0.46329 | 0.75049 | 0.54886 | 0.88197 | 0.92978 | -2.7866 | -2.1188 | -1.6563 | -1.1938 | -0.52596 | -1.1916 | -0.48757 | 3.28e-07 | 0.48758 | 1.1916
Non-Residential | 30 | 2014-05-14 | Aggregate | 7 | Non-Residential¦30¦41773¦Aggregate¦7 |  |  | 5.2411 |  | 11.347 | 722 |  |  | 5.7236 | 77.2528 | 14.9254 | 726 | 17 | 20 | 1.0961 | 5.7446 | 1336 | -0.48248 | 0.02099 | 0.42229 | 0.55393 | 0.46286 | 0.69654 | 0.72186 | -1.3751 | -0.84775 | -0.48248 | -0.11722 | 0.41017 | -0.90411 | -0.35755 | 0.02099 | 0.39953 | 0.94609
Non-Residential | 30 | 2014-05-14 | Per Premise | 3 | Non-Residential¦30¦41773¦Per Premise¦3 |  |  | 2.982 |  | 4.6595 | 722 |  |  | 3.4851 | 65.5709 | 7.9953 | 726 | 17 | 20 | 1.0961 | 3.2685 | 1336 | -0.50306 | -0.2166 | 0.17341 | 0.29673 | 0.19006 | 0.34369 | 0.35239 | -0.94351 | -0.68329 | -0.50306 | -0.32283 | -0.062606 | -0.6682 | -0.40139 | -0.2166 | -0.031807 | 0.235
Non-Residential | 30 | 2014-05-14 | Per Premise | 5 | Non-Residential¦30¦41773¦Per Premise¦5 |  |  | 2.9821 |  | 4.7827 | 722 |  |  | 3.5365 | 64.3111 | 8.3699 | 726 | 17 | 20 | 1.0961 | 3.2686 | 1336 | -0.55436 | -0.26789 | 0.17799 | 0.31063 | 0.19509 | 0.35802 | 0.36682 | -1.0132 | -0.7421 | -0.55436 | -0.36662 | -0.095543 | -0.73799 | -0.46025 | -0.26789 | -0.075532 | 0.2022
Non-Residential | 30 | 2014-05-15 | Aggregate | 11 | Non-Residential¦30¦41774¦Aggregate¦11 |  |  | 12.0848 |  | 18.4368 | 722 |  |  | 13.1898 | 96.8736 | 24.3866 | 724 | 17 | 20 | 1.1526 | 13.9286 | 1336 | -1.105 | 0.73882 | 0.68615 | 0.90632 | 0.79084 | 1.1368 | 1.2028 | -2.5619 | -1.7012 | -1.105 | -0.50892 | 0.35177 | -0.80269 | 0.10805 | 0.73882 | 1.3696 | 2.2803
Non-Residential | 30 | 2014-05-14 | Aggregate | 3 | Non-Residential¦30¦41773¦Aggregate¦3 |  |  | 3.984 |  | 6.225 | 722 |  |  | 4.6561 | 65.5709 | 10.6817 | 726 | 17 | 20 | 1.0961 | 4.3667 | 1336 | -0.67209 | -0.28937 | 0.23167 | 0.39644 | 0.25393 | 0.45917 | 0.47079 | -1.2605 | -0.91287 | -0.67209 | -0.4313 | -0.083641 | -0.89271 | -0.53626 | -0.28937 | -0.042494 | 0.31396
Non-Residential | 30 | 2014-05-15 | Aggregate | 18 | Non-Residential¦30¦41774¦Aggregate¦18 |  |  | 10.8838 |  | 15.485 | 722 |  |  | 12.0549 | 89.0174 | 22.1395 | 724 | 17 | 20 | 1.1526 | 12.5444 | 1336 | -1.1711 | 0.48956 | 0.57629 | 0.82281 | 0.66422 | 1.0046 | 1.0574 | -2.4584 | -1.6979 | -1.1711 | -0.64428 | 0.11632 | -0.86562 | -0.064969 | 0.48956 | 1.0441 | 1.8447
Non-Residential | 30 | 2014-05-16 | Aggregate | 12 | Non-Residential¦30¦41775¦Aggregate¦12 |  |  | 11.9808 |  | 16.6083 | 720 |  |  | 14.1936 | 94.0935 | 26.9975 | 725 | 13 | 16 | 1.1847 | 14.1936 | 1336 | -2.2128 | 7.13e-07 | 0.61895 | 1.0027 | 0.73327 | 1.1783 | 1.2422 | -3.7228 | -2.8307 | -2.2128 | -1.5949 | -0.70269 | -1.5919 | -0.6514 | 7.13e-07 | 0.6514 | 1.5919
Non-Residential | 30 | 2014-05-15 | Aggregate | 17 | Non-Residential¦30¦41774¦Aggregate¦17 |  |  | 12.2488 |  | 16.8903 | 722 |  |  | 13.3895 | 92.195 | 23.6193 | 724 | 17 | 20 | 1.1526 | 14.1177 | 1336 | -1.1407 | 0.72821 | 0.62859 | 0.87781 | 0.7245 | 1.0797 | 1.1382 | -2.5243 | -1.7069 | -1.1407 | -0.57451 | 0.24296 | -0.73042 | 0.13135 | 0.72821 | 1.3251 | 2.1868
Non-Residential | 30 | 2014-05-15 | Per Premise | 100 | Non-Residential¦30¦41774¦Per Premise¦100 |  |  | 7.724 |  | 11.5012 | 2888 |  |  | 8.6147 | 86.3882 | 16.0765 | 2896 | 17 | 20 | 1.1526 | 8.9025 | 1336 | -0.89073 | 0.28777 | 0.21401 | 0.29874 | 0.24667 | 0.36749 | 0.38742 | -1.3617 | -1.0834 | -0.89073 | -0.69802 | -0.41977 | -0.20872 | 0.084613 | 0.28777 | 0.49093 | 0.78427
Non-Residential | 30 | 2014-05-14 | Aggregate | 1 | Non-Residential¦30¦41773¦Aggregate¦1 |  |  | 4.3319 |  | 6.9704 | 722 |  |  | 5.1587 | 66.8306 | 12.3015 | 726 | 17 | 20 | 1.0961 | 4.7481 | 1336 | -0.82673 | -0.41059 | 0.25941 | 0.45655 | 0.28433 | 0.5251 | 0.53785 | -1.4997 | -1.1021 | -0.82673 | -0.55136 | -0.15378 | -1.0999 | -0.69264 | -0.41059 | -0.12854 | 0.27869
Non-Residential | 30 | 2014-05-15 | Aggregate | 1 | Non-Residential¦30¦41774¦Aggregate¦1 |  |  | 4.3675 |  | 7.1052 | 722 |  |  | 5.3853 | 69.5722 | 12.5764 | 724 | 17 | 20 | 1.1526 | 5.0339 | 1336 | -1.0178 | -0.35144 | 0.26443 | 0.4674 | 0.30477 | 0.53701 | 0.55799 | -1.706 | -1.2994 | -1.0178 | -0.73621 | -0.32961 | -1.0665 | -0.64404 | -0.35144 | -0.058827 | 0.36365
Non-Residential | 30 | 2014-05-14 | Per Premise | 9 | Non-Residential¦30¦41773¦Per Premise¦9 |  |  | 6.6527 |  | 11.7318 | 722 |  |  | 7.158 | 91.2458 | 16.3995 | 726 | 17 | 20 | 1.0961 | 7.2918 | 1336 | -0.50527 | 0.13381 | 0.43661 | 0.60864 | 0.47855 | 0.74905 | 0.77425 | -1.4652 | -0.89807 | -0.50527 | -0.11247 | 0.45467 | -0.85843 | -0.27221 | 0.13381 | 0.53982 | 1.126
Non-Residential | 30 | 2014-05-16 | Per Premise | 24 | Non-Residential¦30¦41775¦Per Premise¦24 |  |  | 3.8733 |  | 6.4579 | 720 |  |  | 4.4748 | 64.0706 | 9.884 | 725 | 13 | 16 | 1.1847 | 4.5887 | 1336 | -0.60148 | 0.11389 | 0.24067 | 0.36708 | 0.28512 | 0.43895 | 0.46481 | -1.164 | -0.83167 | -0.60148 | -0.3713 | -0.038952 | -0.48179 | -0.12986 | 0.11389 | 0.35763 | 0.70956
Non-Residential | 30 | 2014-05-15 | Per Premise | 21 | Non-Residential¦30¦41774¦Per Premise¦21 |  |  | 5.8503 |  | 9.7693 | 722 |  |  | 7.0235 | 75.4858 | 13.6283 | 724 | 17 | 20 | 1.1526 | 6.7429 | 1336 | -1.1733 | -0.28066 | 0.36358 | 0.50649 | 0.41905 | 0.62347 | 0.65737 | -1.9723 | -1.5002 | -1.1733 | -0.84632 | -0.37426 | -1.1231 | -0.62538 | -0.28066 | 0.064067 | 0.5618
Non-Residential | 30 | 2014-05-14 | Per Premise | 2 | Non-Residential¦30¦41773¦Per Premise¦2 |  |  | 3.0742 |  | 4.8553 | 722 |  |  | 3.6146 | 63.7676 | 8.4982 | 726 | 17 | 20 | 1.0961 | 3.3696 | 1336 | -0.54035 | -0.24503 | 0.18069 | 0.3154 | 0.19805 | 0.36349 | 0.37242 | -1.0062 | -0.73096 | -0.54035 | -0.34973 | -0.074513 | -0.72231 | -0.44033 | -0.24503 | -0.049727 | 0.23225
Non-Residential | 30 | 2014-05-14 | Per Premise | 4 | Non-Residential¦30¦41773¦Per Premise¦4 |  |  | 2.9515 |  | 4.6034 | 722 |  |  | 3.4549 | 64.6315 | 8.0417 | 726 | 17 | 20 | 1.0961 | 3.235 | 1336 | -0.50341 | -0.21988 | 0.17132 | 0.29845 | 0.18778 | 0.34413 | 0.35261 | -0.94443 | -0.68387 | -0.50341 | -0.32295 | -0.062389 | -0.67177 | -0.40479 | -0.21988 | -0.034973 | 0.23201
Non-Residential | 30 | 2014-05-15 | Per Premise | 15 | Non-Residential¦30¦41774¦Per Premise¦15 |  |  | 9.8928 |  | 14.2667 | 722 |  |  | 11.2417 | 96.7248 | 20.3365 | 724 | 17 | 20 | 1.1526 | 11.4023 | 1336 | -1.3489 | 0.16054 | 0.53095 | 0.7558 | 0.61196 | 0.92366 | 0.97249 | -2.5326 | -1.8333 | -1.3489 | -0.86452 | -0.16517 | -1.0858 | -0.34944 | 0.16054 | 0.67051 | 1.4068
Non-Residential | 30 | 2014-05-15 | Aggregate | 7 | Non-Residential¦30¦41774¦Aggregate¦7 |  |  | 5.0683 |  | 10.8348 | 722 |  |  | 5.6293 | 77.5036 | 14.5675 | 724 | 17 | 20 | 1.1526 | 5.8416 | 1336 | -0.56103 | 0.21227 | 0.40323 | 0.5414 | 0.46475 | 0.67506 | 0.71352 | -1.4262 | -0.91503 | -0.56103 | -0.20703 | 0.30409 | -0.70213 | -0.16189 | 0.21227 | 0.58644 | 1.1267
Non-Residential | 30 | 2014-05-15 | Per Premise | 4 | Non-Residential¦30¦41774¦Per Premise¦4 |  |  | 2.9448 |  | 4.7007 | 722 |  |  | 3.5668 | 64.7782 | 8.2276 | 724 | 17 | 20 | 1.1526 | 3.3941 | 1336 | -0.62203 | -0.17273 | 0.17494 | 0.30578 | 0.20163 | 0.35228 | 0.36627 | -1.0735 | -0.80677 | -0.62203 | -0.43729 | -0.17056 | -0.64212 | -0.3648 | -0.17273 | 0.019346 | 0.29667
Non-Residential | 30 | 2014-05-14 | Per Premise | 17 | Non-Residential¦30¦41773¦Per Premise¦17 |  |  | 9.2224 |  | 13.0604 | 722 |  |  | 9.7388 | 89.5279 | 17.1201 | 726 | 17 | 20 | 1.0961 | 10.1083 | 1336 | -0.51648 | 0.36944 | 0.48606 | 0.63539 | 0.53275 | 0.79998 | 0.82918 | -1.5417 | -0.93599 | -0.51648 | -0.096972 | 0.50873 | -0.6932 | -0.065384 | 0.36944 | 0.80426 | 1.4321
Non-Residential | 30 | 2014-05-14 | Per Premise | 10 | Non-Residential¦30¦41773¦Per Premise¦10 |  |  | 8.1897 |  | 13.1587 | 722 |  |  | 8.8626 | 94.4978 | 18.5758 | 726 | 17 | 20 | 1.0961 | 8.9764 | 1336 | -0.67296 | 0.11375 | 0.48972 | 0.68941 | 0.53676 | 0.84564 | 0.87373 | -1.7567 | -1.1164 | -0.67296 | -0.22951 | 0.41077 | -1.006 | -0.34443 | 0.11375 | 0.57194 | 1.2335
Non-Residential | 30 | 2014-05-14 | Aggregate | 17 | Non-Residential¦30¦41773¦Aggregate¦17 |  |  | 12.3211 |  | 17.4487 | 722 |  |  | 13.0111 | 89.5279 | 22.8725 | 726 | 17 | 20 | 1.0961 | 13.5047 | 1336 | -0.69002 | 0.49357 | 0.64937 | 0.84888 | 0.71175 | 1.0688 | 1.1078 | -2.0597 | -1.2505 | -0.69002 | -0.12956 | 0.67967 | -0.92611 | -0.087354 | 0.49357 | 1.0745 | 1.9133
Non-Residential | 30 | 2014-05-15 | Aggregate | 22 | Non-Residential¦30¦41774¦Aggregate¦22 |  |  | 6.6775 |  | 11.3422 | 722 |  |  | 7.9436 | 73.0216 | 16.2619 | 724 | 17 | 20 | 1.1526 | 7.6964 | 1336 | -1.2661 | -0.24723 | 0.42211 | 0.60437 | 0.48652 | 0.73718 | 0.77586 | -2.2108 | -1.6527 | -1.2661 | -0.8795 | -0.32134 | -1.2415 | -0.6541 | -0.24723 | 0.15963 | 0.74707
Non-Residential | 30 | 2014-05-15 | Aggregate | 13 | Non-Residential¦30¦41774¦Aggregate¦13 |  |  | 13.2739 |  | 19.3253 | 722 |  |  | 14.9326 | 97.0654 | 26.3262 | 724 | 17 | 20 | 1.1526 | 15.2992 | 1336 | -1.6587 | 0.36663 | 0.71921 | 0.97841 | 0.82895 | 1.2143 | 1.2824 | -3.2149 | -2.2954 | -1.6587 | -1.0219 | -0.10246 | -1.2768 | -0.30583 | 0.36663 | 1.0391 | 2.01
Non-Residential | 30 | 2014-05-16 | Per Premise | 6 | Non-Residential¦30¦41775¦Per Premise¦6 |  |  | 3.2879 |  | 5.4423 | 720 |  |  | 3.8519 | 68.6185 | 8.9853 | 725 | 13 | 16 | 1.1847 | 3.8951 | 1336 | -0.56403 | 0.043211 | 0.20282 | 0.3337 | 0.24028 | 0.39051 | 0.41121 | -1.0645 | -0.76881 | -0.56403 | -0.35925 | -0.063575 | -0.48378 | -0.17243 | 0.043211 | 0.25885 | 0.5702
Non-Residential | 30 | 2014-05-16 | Per Premise | 23 | Non-Residential¦30¦41775¦Per Premise¦23 |  |  | 4.3542 |  | 7.4712 | 720 |  |  | 4.9975 | 65.0577 | 10.7625 | 725 | 13 | 16 | 1.1847 | 5.1584 | 1336 | -0.64325 | 0.16095 | 0.27844 | 0.39971 | 0.32986 | 0.48713 | 0.51824 | -1.2675 | -0.8987 | -0.64325 | -0.3878 | -0.018971 | -0.50321 | -0.11082 | 0.16095 | 0.43271 | 0.8251
Non-Residential | 30 | 2014-05-14 | Aggregate | 100 | Non-Residential¦30¦41773¦Aggregate¦100 |  |  | 10.2817 |  | 15.7822 | 2888 |  |  | 11.1339 | 85.0352 | 20.8227 | 2904 | 17 | 20 | 1.0961 | 11.2693 | 1336 | -0.8522 | 0.13548 | 0.29368 | 0.3864 | 0.32189 | 0.48534 | 0.50291 | -1.4742 | -1.1067 | -0.8522 | -0.59769 | -0.23021 | -0.50902 | -0.12825 | 0.13548 | 0.39921 | 0.77998
Non-Residential | 30 | 2014-05-15 | Per Premise | 11 | Non-Residential¦30¦41774¦Per Premise¦11 |  |  | 9.0455 |  | 13.8 | 722 |  |  | 9.8726 | 96.8736 | 18.2535 | 724 | 17 | 20 | 1.1526 | 10.4256 | 1336 | -0.82712 | 0.55301 | 0.51358 | 0.67838 | 0.59194 | 0.85087 | 0.90033 | -1.9176 | -1.2733 | -0.82712 | -0.38093 | 0.2633 | -0.60082 | 0.080874 | 0.55301 | 1.0251 | 1.7068
Non-Residential | 30 | 2014-05-15 | Per Premise | 10 | Non-Residential¦30¦41774¦Per Premise¦10 |  |  | 7.7873 |  | 12.6397 | 722 |  |  | 8.5809 | 97.1288 | 17.7124 | 724 | 17 | 20 | 1.1526 | 8.9754 | 1336 | -0.79368 | 0.39447 | 0.4704 | 0.65827 | 0.54217 | 0.80908 | 0.85281 | -1.8306 | -1.218 | -0.79368 | -0.3694 | 0.24319 | -0.69844 | -0.052737 | 0.39447 | 0.84169 | 1.4874
Non-Residential | 30 | 2014-05-15 | Aggregate | 19 | Non-Residential¦30¦41774¦Aggregate¦19 |  |  | 9.435 |  | 14.606 | 722 |  |  | 10.6869 | 83.6339 | 20.3305 | 724 | 17 | 20 | 1.1526 | 10.8746 | 1336 | -1.2519 | 0.18766 | 0.54358 | 0.75558 | 0.62652 | 0.93079 | 0.98154 | -2.4448 | -1.74 | -1.2519 | -0.7638 | -0.059051 | -1.0702 | -0.32706 | 0.18766 | 0.70238 | 1.4456
Non-Residential | 30 | 2014-05-14 | Per Premise | 14 | Non-Residential¦30¦41773¦Per Premise¦14 |  |  | 10.0109 |  | 15.3386 | 722 |  |  | 11.0788 | 93.6049 | 19.9758 | 726 | 17 | 20 | 1.0961 | 10.9726 | 1336 | -1.0679 | -0.10622 | 0.57084 | 0.74137 | 0.62568 | 0.93568 | 0.97011 | -2.267 | -1.5586 | -1.0679 | -0.57722 | 0.13123 | -1.3495 | -0.61494 | -0.10622 | 0.40251 | 1.137
Non-Residential | 30 | 2014-05-16 | Per Premise | 5 | Non-Residential¦30¦41775¦Per Premise¦5 |  |  | 3.0933 |  | 5.0097 | 720 |  |  | 3.6759 | 65.1877 | 8.688 | 725 | 13 | 16 | 1.1847 | 3.6647 | 1336 | -0.58251 | -0.011196 | 0.1867 | 0.32266 | 0.22118 | 0.37279 | 0.3912 | -1.0603 | -0.778 | -0.58251 | -0.38702 | -0.10477 | -0.51253 | -0.21634 | -0.011196 | 0.19395 | 0.49014
Non-Residential | 30 | 2014-05-14 | Aggregate | 4 | Non-Residential¦30¦41773¦Aggregate¦4 |  |  | 3.9432 |  | 6.1501 | 722 |  |  | 4.6157 | 64.6315 | 10.7437 | 726 | 17 | 20 | 1.0961 | 4.322 | 1336 | -0.67256 | -0.29376 | 0.22888 | 0.39873 | 0.25087 | 0.45976 | 0.47109 | -1.2618 | -0.91365 | -0.67256 | -0.43146 | -0.083352 | -0.89749 | -0.5408 | -0.29376 | -0.046724 | 0.30996
Non-Residential | 30 | 2014-05-14 | Aggregate | 11 | Non-Residential¦30¦41773¦Aggregate¦11 |  |  | 12.3231 |  | 18.7063 | 722 |  |  | 13.2933 | 94.6238 | 25.7054 | 726 | 17 | 20 | 1.0961 | 13.5069 | 1336 | -0.97021 | 0.21358 | 0.69618 | 0.95402 | 0.76305 | 1.181 | 1.2216 | -2.4837 | -1.5895 | -0.97021 | -0.35088 | 0.54333 | -1.352 | -0.42705 | 0.21358 | 0.8542 | 1.7792
Non-Residential | 30 | 2014-05-15 | Aggregate | 12 | Non-Residential¦30¦41774¦Aggregate¦12 |  |  | 12.9378 |  | 19.2903 | 722 |  |  | 14.5319 | 97.0565 | 26.4779 | 724 | 17 | 20 | 1.1526 | 14.9118 | 1336 | -1.594 | 0.37998 | 0.71791 | 0.98404 | 0.82745 | 1.2181 | 1.2857 | -3.1551 | -2.2328 | -1.594 | -0.95527 | -0.032994 | -1.2677 | -0.29424 | 0.37998 | 1.0542 | 2.0277
Non-Residential | 30 | 2014-05-15 | Aggregate | 9 | Non-Residential¦30¦41774¦Aggregate¦9 |  |  | 8.3182 |  | 14.9253 | 722 |  |  | 9.3406 | 94.4834 | 21.488 | 724 | 17 | 20 | 1.1526 | 9.5873 | 1336 | -1.0224 | 0.24674 | 0.55546 | 0.7986 | 0.64021 | 0.97278 | 1.0235 | -2.2691 | -1.5325 | -1.0224 | -0.51229 | 0.22424 | -1.065 | -0.29 | 0.24674 | 0.78349 | 1.5585
Non-Residential | 30 | 2014-05-14 | Aggregate | 24 | Non-Residential¦30¦41773¦Aggregate¦24 |  |  | 4.8105 |  | 7.8874 | 722 |  |  | 5.8416 | 70.0447 | 13.507 | 726 | 17 | 20 | 1.0961 | 5.2726 | 1336 | -1.0311 | -0.56902 | 0.29354 | 0.50129 | 0.32174 | 0.58091 | 0.59566 | -1.7756 | -1.3358 | -1.0311 | -0.72649 | -0.28665 | -1.3324 | -0.88138 | -0.56902 | -0.25665 | 0.19435
Non-Residential | 30 | 2014-05-14 | Per Premise | 18 | Non-Residential¦30¦41773¦Per Premise¦18 |  |  | 8.0154 |  | 11.6611 | 722 |  |  | 8.6736 | 87.3927 | 15.9915 | 726 | 17 | 20 | 1.0961 | 8.7853 | 1336 | -0.65826 | 0.11171 | 0.43398 | 0.5935 | 0.47567 | 0.73524 | 0.7606 | -1.6005 | -1.0438 | -0.65826 | -0.2727 | 0.28399 | -0.86303 | -0.28715 | 0.11171 | 0.51057 | 1.0865
Non-Residential | 30 | 2014-05-15 | Aggregate | 24 | Non-Residential¦30¦41774¦Aggregate¦24 |  |  | 4.8965 |  | 8.0067 | 722 |  |  | 5.8905 | 69.6051 | 13.2076 | 724 | 17 | 20 | 1.1526 | 5.6436 | 1336 | -0.99395 | -0.24685 | 0.29798 | 0.49086 | 0.34344 | 0.57422 | 0.59908 | -1.7298 | -1.2951 | -0.99395 | -0.69282 | -0.25805 | -1.0146 | -0.56101 | -0.24685 | 0.067308 | 0.5209
Non-Residential | 30 | 2014-05-15 | Per Premise | 8 | Non-Residential¦30¦41774¦Per Premise¦8 |  |  | 4.7329 |  | 9.1384 | 722 |  |  | 5.3118 | 84.9397 | 13.7094 | 724 | 17 | 20 | 1.1526 | 5.455 | 1336 | -0.57891 | 0.14322 | 0.3401 | 0.50951 | 0.39199 | 0.61259 | 0.64285 | -1.364 | -0.90015 | -0.57891 | -0.25767 | 0.20615 | -0.68062 | -0.19389 | 0.14322 | 0.48033 | 0.96706
Non-Residential | 30 | 2014-05-16 | Per Premise | 10 | Non-Residential¦30¦41775¦Per Premise¦10 |  |  | 7.3032 |  | 10.9281 | 720 |  |  | 8.6194 | 91.2063 | 19.1472 | 725 | 13 | 16 | 1.1847 | 8.6521 | 1336 | -1.3162 | 0.032659 | 0.40727 | 0.71111 | 0.48249 | 0.81948 | 0.85934 | -2.3664 | -1.7459 | -1.3162 | -0.88645 | -0.26598 | -1.0686 | -0.41798 | 0.032659 | 0.4833 | 1.134
Non-Residential | 30 | 2014-05-14 | Per Premise | 11 | Non-Residential¦30¦41773¦Per Premise¦11 |  |  | 9.2239 |  | 14.0017 | 722 |  |  | 9.9501 | 94.6238 | 19.2406 | 726 | 17 | 20 | 1.0961 | 10.1099 | 1336 | -0.7262 | 0.15986 | 0.52109 | 0.71408 | 0.57115 | 0.884 | 0.9144 | -1.8591 | -1.1898 | -0.7262 | -0.26263 | 0.40669 | -1.012 | -0.31965 | 0.15986 | 0.63937 | 1.3317
Non-Residential | 30 | 2014-05-14 | Per Premise | 22 | Non-Residential¦30¦41773¦Per Premise¦22 |  |  | 4.8677 |  | 8.1076 | 722 |  |  | 5.7406 | 74.0987 | 11.9867 | 726 | 17 | 20 | 1.0961 | 5.3353 | 1336 | -0.87292 | -0.40532 | 0.30173 | 0.44487 | 0.33072 | 0.53754 | 0.55433 | -1.5618 | -1.1548 | -0.87292 | -0.59103 | -0.18403 | -1.1157 | -0.69601 | -0.40532 | -0.11463 | 0.30508
Non-Residential | 30 | 2014-05-16 | Aggregate | 10 | Non-Residential¦30¦41775¦Aggregate¦10 |  |  | 9.7571 |  | 14.5999 | 720 |  |  | 11.5155 | 91.2063 | 25.5807 | 725 | 13 | 16 | 1.1847 | 11.5592 | 1336 | -1.7584 | 0.043632 | 0.54411 | 0.95004 | 0.6446 | 1.0948 | 1.1481 | -3.1615 | -2.3326 | -1.7584 | -1.1843 | -0.35535 | -1.4277 | -0.55842 | 0.043632 | 0.64569 | 1.515
Non-Residential | 30 | 2014-05-16 | Per Premise | 8 | Non-Residential¦30¦41775¦Per Premise¦8 |  |  | 4.4926 |  | 7.5628 | 720 |  |  | 5.4024 | 81.6355 | 14.2143 | 725 | 13 | 16 | 1.1847 | 5.3224 | 1336 | -0.90972 | -0.079968 | 0.28185 | 0.52791 | 0.3339 | 0.59843 | 0.62464 | -1.6766 | -1.2235 | -0.90972 | -0.5959 | -0.1428 | -0.88048 | -0.40753 | -0.079968 | 0.24759 | 0.72054
Non-Residential | 30 | 2014-05-14 | Aggregate | 6 | Non-Residential¦30¦41773¦Aggregate¦6 |  |  | 4.3688 |  | 7.5995 | 722 |  |  | 5.0612 | 69.6112 | 11.9687 | 726 | 17 | 20 | 1.0961 | 4.7885 | 1336 | -0.69243 | -0.27276 | 0.28282 | 0.4442 | 0.30999 | 0.5266 | 0.54167 | -1.3673 | -0.96858 | -0.69243 | -0.41629 | -0.017574 | -0.96694 | -0.55681 | -0.27276 | 0.011297 | 0.42143
Non-Residential | 30 | 2014-05-15 | Aggregate | 14 | Non-Residential¦30¦41774¦Aggregate¦14 |  |  | 13.3849 |  | 19.5892 | 722 |  |  | 15.2078 | 96.4613 | 27.7558 | 724 | 17 | 20 | 1.1526 | 15.4271 | 1336 | -1.8229 | 0.21932 | 0.72903 | 1.0315 | 0.84027 | 1.2632 | 1.3305 | -3.4417 | -2.4853 | -1.8229 | -1.1605 | -0.20412 | -1.4857 | -0.47837 | 0.21932 | 0.91701 | 1.9244
Non-Residential | 30 | 2014-05-16 | Per Premise | 7 | Non-Residential¦30¦41775¦Per Premise¦7 |  |  | 3.6218 |  | 6.3823 | 720 |  |  | 4.3532 | 75.2852 | 11.5197 | 725 | 13 | 16 | 1.1847 | 4.2908 | 1336 | -0.73138 | -0.062454 | 0.23786 | 0.42783 | 0.28179 | 0.4895 | 0.51229 | -1.3587 | -0.98808 | -0.73138 | -0.47468 | -0.10406 | -0.71898 | -0.3311 | -0.062454 | 0.20619 | 0.59407
Non-Residential | 30 | 2014-05-15 | Per Premise | 23 | Non-Residential¦30¦41774¦Per Premise¦23 |  |  | 4.1512 |  | 6.9045 | 722 |  |  | 4.9813 | 70.5108 | 10.9316 | 724 | 17 | 20 | 1.1526 | 4.7846 | 1336 | -0.83011 | -0.19673 | 0.25696 | 0.40627 | 0.29617 | 0.48071 | 0.50276 | -1.4462 | -1.0822 | -0.83011 | -0.57802 | -0.21405 | -0.84104 | -0.46037 | -0.19673 | 0.066923 | 0.44759
Non-Residential | 30 | 2014-05-14 | Per Premise | 7 | Non-Residential¦30¦41773¦Per Premise¦7 |  |  | 3.923 |  | 8.4932 | 722 |  |  | 4.2841 | 77.2528 | 11.1717 | 726 | 17 | 20 | 1.0961 | 4.2998 | 1336 | -0.36114 | 0.015711 | 0.31609 | 0.41462 | 0.34645 | 0.52136 | 0.54031 | -1.0293 | -0.63454 | -0.36114 | -0.087736 | 0.30702 | -0.67673 | -0.26763 | 0.015711 | 0.29905 | 0.70815
Non-Residential | 30 | 2014-05-16 | Aggregate | 1 | Non-Residential¦30¦41775¦Aggregate¦1 |  |  | 4.4573 |  | 7.293 | 720 |  |  | 5.4456 | 68.6144 | 12.0881 | 725 | 13 | 16 | 1.1847 | 5.2806 | 1336 | -0.98831 | -0.16508 | 0.2718 | 0.44894 | 0.32199 | 0.5248 | 0.55247 | -1.6609 | -1.2635 | -0.98831 | -0.7131 | -0.31575 | -0.8731 | -0.4548 | -0.16508 | 0.12464 | 0.54295
Non-Residential | 30 | 2014-05-16 | Aggregate | 4 | Non-Residential¦30¦41775¦Aggregate¦4 |  |  | 4.0323 |  | 6.4269 | 720 |  |  | 4.837 | 66.2232 | 11.0685 | 725 | 13 | 16 | 1.1847 | 4.777 | 1336 | -0.80472 | -0.059993 | 0.23952 | 0.41107 | 0.28375 | 0.47576 | 0.4995 | -1.4144 | -1.0542 | -0.80472 | -0.55523 | -0.19501 | -0.70013 | -0.32193 | -0.059993 | 0.20194 | 0.58014
Non-Residential | 30 | 2014-05-16 | Aggregate | 3 | Non-Residential¦30¦41775¦Aggregate¦3 |  |  | 4.0926 |  | 6.5233 | 720 |  |  | 4.899 | 65.7469 | 10.9747 | 725 | 13 | 16 | 1.1847 | 4.8485 | 1336 | -0.80643 | -0.050555 | 0.24311 | 0.40759 | 0.28801 | 0.47459 | 0.49908 | -1.4146 | -1.0553 | -0.80643 | -0.55755 | -0.19822 | -0.69015 | -0.31227 | -0.050555 | 0.21116 | 0.58904
Non-Residential | 30 | 2014-05-14 | Aggregate | 12 | Non-Residential¦30¦41773¦Aggregate¦12 |  |  | 13.04 |  | 19.2947 | 722 |  |  | 14.2437 | 95.3387 | 26.2042 | 726 | 17 | 20 | 1.0961 | 14.2926 | 1336 | -1.2037 | 0.048946 | 0.71807 | 0.97253 | 0.78705 | 1.2089 | 1.2511 | -2.753 | -1.8377 | -1.2037 | -0.56975 | 0.34557 | -1.5544 | -0.60714 | 0.048946 | 0.70503 | 1.6523
Non-Residential | 30 | 2014-05-15 | Aggregate | 8 | Non-Residential¦30¦41774¦Aggregate¦8 |  |  | 6.3231 |  | 12.2089 | 722 |  |  | 7.0966 | 84.9397 | 18.3158 | 724 | 17 | 20 | 1.1526 | 7.2879 | 1336 | -0.77343 | 0.19134 | 0.45437 | 0.6807 | 0.52369 | 0.81842 | 0.85884 | -1.8223 | -1.2026 | -0.77343 | -0.34425 | 0.27542 | -0.90931 | -0.25903 | 0.19134 | 0.64172 | 1.292
Non-Residential | 30 | 2014-05-16 | Per Premise | 21 | Non-Residential¦30¦41775¦Per Premise¦21 |  |  | 5.8218 |  | 10.0756 | 720 |  |  | 6.5215 | 68.5769 | 12.9586 | 725 | 13 | 16 | 1.1847 | 6.8971 | 1336 | -0.69967 | 0.37558 | 0.3755 | 0.48127 | 0.44485 | 0.61043 | 0.65537 | -1.482 | -1.0198 | -0.69967 | -0.37956 | 0.08262 | -0.46432 | 0.031899 | 0.37558 | 0.71925 | 1.2155
Non-Residential | 30 | 2014-05-14 | Aggregate | 2 | Non-Residential¦30¦41773¦Aggregate¦2 |  |  | 4.1072 |  | 6.4866 | 722 |  |  | 4.8291 | 63.7676 | 11.3536 | 726 | 17 | 20 | 1.0961 | 4.5017 | 1336 | -0.7219 | -0.32736 | 0.24141 | 0.42137 | 0.2646 | 0.48562 | 0.49756 | -1.3443 | -0.97656 | -0.7219 | -0.46724 | -0.09955 | -0.965 | -0.58828 | -0.32736 | -0.066436 | 0.31029
Non-Residential | 30 | 2014-05-16 | Aggregate | 11 | Non-Residential¦30¦41775¦Aggregate¦11 |  |  | 11.1108 |  | 15.884 | 720 |  |  | 13.0057 | 93.5969 | 25.7166 | 725 | 13 | 16 | 1.1847 | 13.1629 | 1336 | -1.8949 | 0.15721 | 0.59196 | 0.95509 | 0.70129 | 1.1237 | 1.1849 | -3.3349 | -2.4841 | -1.8949 | -1.3056 | -0.45484 | -1.3613 | -0.46416 | 0.15721 | 0.77858 | 1.6757
Non-Residential | 30 | 2014-05-15 | Aggregate | 16 | Non-Residential¦30¦41774¦Aggregate¦16 |  |  | 12.84 |  | 17.3726 | 722 |  |  | 14.7991 | 95.3695 | 25.9805 | 724 | 17 | 20 | 1.1526 | 14.7991 | 1336 | -1.9591 | -9.2e-07 | 0.64654 | 0.96556 | 0.74519 | 1.162 | 1.2197 | -3.4483 | -2.5685 | -1.9591 | -1.3497 | -0.46989 | -1.5631 | -0.6396 | -9.2e-07 | 0.6396 | 1.5631
Non-Residential | 30 | 2014-05-16 | Aggregate | 5 | Non-Residential¦30¦41775¦Aggregate¦5 |  |  | 4.1327 |  | 6.693 | 720 |  |  | 4.9109 | 65.1877 | 11.6072 | 725 | 13 | 16 | 1.1847 | 4.896 | 1336 | -0.77824 | -0.014958 | 0.24943 | 0.43108 | 0.2955 | 0.49804 | 0.52264 | -1.4165 | -1.0394 | -0.77824 | -0.51706 | -0.13997 | -0.68475 | -0.28903 | -0.014958 | 0.25911 | 0.65483
Non-Residential | 30 | 2014-05-14 | Aggregate | 5 | Non-Residential¦30¦41773¦Aggregate¦5 |  |  | 3.9841 |  | 6.3897 | 722 |  |  | 4.7247 | 64.3111 | 11.1821 | 726 | 17 | 20 | 1.0961 | 4.3668 | 1336 | -0.74062 | -0.3579 | 0.2378 | 0.41501 | 0.26064 | 0.47831 | 0.49007 | -1.3536 | -0.99145 | -0.74062 | -0.4898 | -0.12765 | -0.98595 | -0.61489 | -0.3579 | -0.10091 | 0.27014
Non-Residential | 30 | 2014-05-14 | Aggregate | 15 | Non-Residential¦30¦41773¦Aggregate¦15 |  |  | 13.5002 |  | 19.9188 | 722 |  |  | 14.8363 | 93.7791 | 26.0552 | 726 | 17 | 20 | 1.0961 | 14.7971 | 1336 | -1.3361 | -0.039283 | 0.7413 | 0.967 | 0.81251 | 1.2184 | 1.263 | -2.8976 | -1.9751 | -1.3361 | -0.69719 | 0.22536 | -1.6579 | -0.70162 | -0.039283 | 0.62306 | 1.5794
Non-Residential | 30 | 2014-05-16 | Aggregate | 2 | Non-Residential¦30¦41775¦Aggregate¦2 |  |  | 4.2722 |  | 6.8749 | 720 |  |  | 5.0738 | 67.6054 | 11.2799 | 725 | 13 | 16 | 1.1847 | 5.0612 | 1336 | -0.80158 | -0.012546 | 0.25621 | 0.41892 | 0.30353 | 0.49106 | 0.51733 | -1.4309 | -1.0591 | -0.80158 | -0.54407 | -0.17226 | -0.67553 | -0.28383 | -0.012546 | 0.25874 | 0.65044
Non-Residential | 30 | 2014-05-14 | Aggregate | 9 | Non-Residential¦30¦41773¦Aggregate¦9 |  |  | 8.8881 |  | 15.6736 | 722 |  |  | 9.5631 | 91.2458 | 21.9097 | 726 | 17 | 20 | 1.0961 | 9.7419 | 1336 | -0.67504 | 0.17876 | 0.58331 | 0.81314 | 0.63935 | 1.0007 | 1.0344 | -1.9575 | -1.1998 | -0.67504 | -0.15026 | 0.60744 | -1.1469 | -0.36367 | 0.17876 | 0.7212 | 1.5044
Non-Residential | 30 | 2014-05-16 | Per Premise | 9 | Non-Residential¦30¦41775¦Per Premise¦9 |  |  | 5.9453 |  | 9.6911 | 720 |  |  | 6.9393 | 88.4715 | 16.8937 | 725 | 13 | 16 | 1.1847 | 7.0434 | 1336 | -0.99402 | 0.10403 | 0.36117 | 0.62742 | 0.42787 | 0.72394 | 0.75942 | -1.9218 | -1.3737 | -0.99402 | -0.61439 | -0.066254 | -0.86921 | -0.29421 | 0.10403 | 0.50227 | 1.0773
Non-Residential | 30 | 2014-05-16 | Aggregate | 20 | Non-Residential¦30¦41775¦Aggregate¦20 |  |  | 8.3599 |  | 13.9594 | 720 |  |  | 9.424 | 71.4101 | 19.1619 | 725 | 13 | 16 | 1.1847 | 9.9039 | 1336 | -1.0641 | 0.4799 | 0.52024 | 0.71165 | 0.61632 | 0.88153 | 0.94144 | -2.1938 | -1.5264 | -1.0641 | -0.60182 | 0.065629 | -0.7266 | -0.013789 | 0.4799 | 0.97359 | 1.6864
Non-Residential | 30 | 2014-05-16 | Aggregate | 22 | Non-Residential¦30¦41775¦Aggregate¦22 |  |  | 6.9193 |  | 11.8957 | 720 |  |  | 7.7242 | 67.4135 | 15.6287 | 725 | 13 | 16 | 1.1847 | 8.1972 | 1336 | -0.80493 | 0.47301 | 0.44333 | 0.58044 | 0.52521 | 0.73037 | 0.78278 | -1.7409 | -1.1879 | -0.80493 | -0.42192 | 0.13108 | -0.53017 | 0.062516 | 0.47301 | 0.8835 | 1.4762
Non-Residential | 30 | 2014-05-15 | Per Premise | 19 | Non-Residential¦30¦41774¦Per Premise¦19 |  |  | 7.0621 |  | 10.9326 | 722 |  |  | 7.9992 | 83.6339 | 15.2174 | 724 | 17 | 20 | 1.1526 | 8.1397 | 1336 | -0.93706 | 0.14047 | 0.40687 | 0.56555 | 0.46895 | 0.6967 | 0.73468 | -1.8299 | -1.3024 | -0.93706 | -0.57171 | -0.0442 | -0.80107 | -0.2448 | 0.14047 | 0.52573 | 1.082
Non-Residential | 30 | 2014-05-14 | Per Premise | 24 | Non-Residential¦30¦41773¦Per Premise¦24 |  |  | 3.6007 |  | 5.9037 | 722 |  |  | 4.3725 | 70.0447 | 10.1101 | 726 | 17 | 20 | 1.0961 | 3.9465 | 1336 | -0.7718 | -0.42591 | 0.21971 | 0.37522 | 0.24082 | 0.43482 | 0.44585 | -1.329 | -0.99981 | -0.7718 | -0.54378 | -0.21456 | -0.99729 | -0.65971 | -0.42591 | -0.1921 | 0.14547
Non-Residential | 30 | 2014-05-14 | Per Premise | 21 | Non-Residential¦30¦41773¦Per Premise¦21 |  |  | 5.7494 |  | 9.9242 | 722 |  |  | 6.7189 | 75.9625 | 13.2347 | 726 | 17 | 20 | 1.0961 | 6.3017 | 1336 | -0.96945 | -0.41715 | 0.36934 | 0.49119 | 0.40482 | 0.61455 | 0.63651 | -1.757 | -1.2917 | -0.96945 | -0.64718 | -0.18187 | -1.2329 | -0.75093 | -0.41715 | -0.083362 | 0.39857
Non-Residential | 30 | 2014-05-14 | Aggregate | 22 | Non-Residential¦30¦41773¦Aggregate¦22 |  |  | 6.5032 |  | 10.8317 | 722 |  |  | 7.6694 | 74.0987 | 16.0142 | 726 | 17 | 20 | 1.0961 | 7.1279 | 1336 | -1.1662 | -0.54151 | 0.40312 | 0.59434 | 0.44184 | 0.71815 | 0.74058 | -2.0866 | -1.5428 | -1.1662 | -0.78962 | -0.24587 | -1.4906 | -0.92987 | -0.54151 | -0.15314 | 0.40759
Non-Residential | 30 | 2014-05-15 | Per Premise | 7 | Non-Residential¦30¦41774¦Per Premise¦7 |  |  | 3.7936 |  | 8.1098 | 722 |  |  | 4.2136 | 77.5036 | 10.9038 | 724 | 17 | 20 | 1.1526 | 4.3724 | 1336 | -0.41993 | 0.15889 | 0.30182 | 0.40524 | 0.34787 | 0.50528 | 0.53407 | -1.0675 | -0.6849 | -0.41993 | -0.15496 | 0.22761 | -0.52555 | -0.12118 | 0.15889 | 0.43895 | 0.84332
Non-Residential | 30 | 2014-05-16 | Aggregate | 100 | Non-Residential¦30¦41775¦Aggregate¦100 |  |  | 12.4854 |  | 17.0606 | 2880 |  |  | 13.892 | 91.6296 | 25.7752 | 2900 | 13 | 16 | 1.1847 | 14.7914 | 1336 | -1.4065 | 0.89942 | 0.31791 | 0.47863 | 0.37662 | 0.57459 | 0.60904 | -2.1429 | -1.7079 | -1.4065 | -1.1052 | -0.67017 | 0.1189 | 0.58004 | 0.89942 | 1.2188 | 1.6799
Non-Residential | 30 | 2014-05-14 | Aggregate | 13 | Non-Residential¦30¦41773¦Aggregate¦13 |  |  | 13.275 |  | 19.6157 | 722 |  |  | 14.6842 | 94.7635 | 26.252 | 726 | 17 | 20 | 1.0961 | 14.5503 | 1336 | -1.4092 | -0.13394 | 0.73002 | 0.9743 | 0.80015 | 1.2175 | 1.2608 | -2.9694 | -2.0476 | -1.4092 | -0.77074 | 0.15106 | -1.7497 | -0.79509 | -0.13394 | 0.5272 | 1.4818
Non-Residential | 30 | 2014-05-16 | Per Premise | 19 | Non-Residential¦30¦41775¦Per Premise¦19 |  |  | 6.7724 |  | 10.7957 | 720 |  |  | 7.7906 | 75.9015 | 15.757 | 725 | 13 | 16 | 1.1847 | 8.0232 | 1336 | -1.0182 | 0.23257 | 0.40233 | 0.5852 | 0.47664 | 0.71016 | 0.75475 | -1.9283 | -1.3906 | -1.0182 | -0.64583 | -0.10813 | -0.73467 | -0.16322 | 0.23257 | 0.62836 | 1.1998
Non-Residential | 30 | 2014-05-15 | Aggregate | 20 | Non-Residential¦30¦41774¦Aggregate¦20 |  |  | 8.7093 |  | 14.1266 | 722 |  |  | 9.9057 | 80.7065 | 19.4608 | 724 | 17 | 20 | 1.1526 | 10.0381 | 1336 | -1.1964 | 0.13243 | 0.52574 | 0.72325 | 0.60595 | 0.89415 | 0.94354 | -2.3423 | -1.6653 | -1.1964 | -0.72751 | -0.05051 | -1.0768 | -0.36237 | 0.13243 | 0.62722 | 1.3416
Non-Residential | 30 | 2014-05-14 | Aggregate | 16 | Non-Residential¦30¦41773¦Aggregate¦16 |  |  | 13.3568 |  | 19.5961 | 722 |  |  | 14.6399 | 92.1778 | 25.6943 | 726 | 17 | 20 | 1.0961 | 14.6399 | 1336 | -1.2831 | 4.06e-07 | 0.72929 | 0.9536 | 0.79935 | 1.2005 | 1.2443 | -2.8216 | -1.9126 | -1.2831 | -0.65353 | 0.25544 | -1.5947 | -0.65252 | 4.06e-07 | 0.65252 | 1.5947
Non-Residential | 30 | 2014-05-14 | Per Premise | 6 | Non-Residential¦30¦41773¦Per Premise¦6 |  |  | 3.2701 |  | 5.6882 | 722 |  |  | 3.7884 | 69.6112 | 8.9586 | 726 | 17 | 20 | 1.0961 | 3.5842 | 1336 | -0.51829 | -0.20416 | 0.21169 | 0.33249 | 0.23203 | 0.39416 | 0.40544 | -1.0234 | -0.72499 | -0.51829 | -0.31159 | -0.013154 | -0.72376 | -0.41677 | -0.20416 | 0.0084558 | 0.31544
Non-Residential | 30 | 2014-05-15 | Per Premise | 24 | Non-Residential¦30¦41774¦Per Premise¦24 |  |  | 3.6651 |  | 5.993 | 722 |  |  | 4.409 | 69.6051 | 9.886 | 724 | 17 | 20 | 1.1526 | 4.2243 | 1336 | -0.74397 | -0.18477 | 0.22304 | 0.36741 | 0.25707 | 0.42981 | 0.44841 | -1.2948 | -0.96936 | -0.74397 | -0.51858 | -0.19315 | -0.75943 | -0.41991 | -0.18477 | 0.05038 | 0.3899
Non-Residential | 30 | 2014-05-16 | Per Premise | 3 | Non-Residential¦30¦41775¦Per Premise¦3 |  |  | 3.0633 |  | 4.8827 | 720 |  |  | 3.6669 | 65.7469 | 8.2146 | 725 | 13 | 16 | 1.1847 | 3.6291 | 1336 | -0.60361 | -0.037841 | 0.18197 | 0.30508 | 0.21558 | 0.35523 | 0.37356 | -1.0589 | -0.78989 | -0.60361 | -0.41733 | -0.14837 | -0.51658 | -0.23374 | -0.037841 | 0.15806 | 0.4409
Non-Residential | 30 | 2014-05-14 | Aggregate | 21 | Non-Residential¦30¦41773¦Aggregate¦21 |  |  | 7.6812 |  | 13.2587 | 722 |  |  | 8.9764 | 75.9625 | 17.6816 | 726 | 17 | 20 | 1.0961 | 8.4191 | 1336 | -1.2952 | -0.55731 | 0.49344 | 0.65622 | 0.54084 | 0.82104 | 0.85037 | -2.3474 | -1.7257 | -1.2952 | -0.86463 | -0.24297 | -1.6471 | -1.0032 | -0.55731 | -0.11137 | 0.53249
Non-Residential | 30 | 2014-05-14 | Per Premise | 19 | Non-Residential¦30¦41773¦Per Premise¦19 |  |  | 7.0452 |  | 11.1965 | 722 |  |  | 7.7581 | 84.0024 | 14.7834 | 726 | 17 | 20 | 1.0961 | 7.722 | 1336 | -0.71289 | -0.036115 | 0.41669 | 0.54866 | 0.45672 | 0.68896 | 0.71388 | -1.5958 | -1.0742 | -0.71289 | -0.3516 | 0.17004 | -0.95099 | -0.41047 | -0.036115 | 0.33824 | 0.87876
Non-Residential | 30 | 2014-05-16 | Per Premise | 17 | Non-Residential¦30¦41775¦Per Premise¦17 |  |  | 8.8064 |  | 12.1919 | 720 |  |  | 10.1705 | 86.4459 | 18.6562 | 725 | 13 | 16 | 1.1847 | 10.4329 | 1336 | -1.3641 | 0.26233 | 0.45436 | 0.69288 | 0.53828 | 0.82857 | 0.8774 | -2.426 | -1.7986 | -1.3641 | -0.92964 | -0.30229 | -0.8621 | -0.19778 | 0.26233 | 0.72243 | 1.3868
Non-Residential | 30 | 2014-05-16 | Per Premise | 20 | Non-Residential¦30¦41775¦Per Premise¦20 |  |  | 6.2574 |  | 10.4487 | 720 |  |  | 7.0539 | 71.4101 | 14.3427 | 725 | 13 | 16 | 1.1847 | 7.4131 | 1336 | -0.79648 | 0.35921 | 0.3894 | 0.53267 | 0.46132 | 0.65983 | 0.70467 | -1.6421 | -1.1425 | -0.79648 | -0.45047 | 0.049124 | -0.54386 | -0.010321 | 0.35921 | 0.72874 | 1.2623
Non-Residential | 30 | 2014-05-15 | Per Premise | 6 | Non-Residential¦30¦41774¦Per Premise¦6 |  |  | 3.2317 |  | 5.4998 | 722 |  |  | 3.7925 | 69.2401 | 8.6108 | 724 | 17 | 20 | 1.1526 | 3.7248 | 1336 | -0.56078 | -0.067691 | 0.20468 | 0.32002 | 0.23591 | 0.37988 | 0.39758 | -1.0476 | -0.75999 | -0.56078 | -0.36157 | -0.073946 | -0.57721 | -0.27618 | -0.067691 | 0.1408 | 0.44182
Non-Residential | 30 | 2014-05-15 | Per Premise | 1 | Non-Residential¦30¦41774¦Per Premise¦1 |  |  | 3.2691 |  | 5.3183 | 722 |  |  | 4.0309 | 69.5722 | 9.4135 | 724 | 17 | 20 | 1.1526 | 3.7679 | 1336 | -0.76184 | -0.26305 | 0.19793 | 0.34985 | 0.22812 | 0.40196 | 0.41765 | -1.277 | -0.97263 | -0.76184 | -0.55105 | -0.24671 | -0.7983 | -0.48207 | -0.26305 | -0.044032 | 0.2722
Non-Residential | 30 | 2014-05-16 | Per Premise | 100 | Non-Residential¦30¦41775¦Per Premise¦100 |  |  | 9.3454 |  | 12.7699 | 2880 |  |  | 10.3982 | 91.6296 | 19.2928 | 2900 | 13 | 16 | 1.1847 | 11.0714 | 1336 | -1.0528 | 0.67322 | 0.23795 | 0.35826 | 0.2819 | 0.43008 | 0.45587 | -1.604 | -1.2783 | -1.0528 | -0.82726 | -0.50163 | 0.088997 | 0.43416 | 0.67322 | 0.91228 | 1.2574
Non-Residential | 30 | 2014-05-14 | Aggregate | 20 | Non-Residential¦30¦41773¦Aggregate¦20 |  |  | 8.6847 |  | 14.7906 | 722 |  |  | 9.5716 | 79.2176 | 18.9651 | 726 | 17 | 20 | 1.0961 | 9.519 | 1336 | -0.88691 | -0.05264 | 0.55045 | 0.70386 | 0.60333 | 0.89354 | 0.92705 | -2.032 | -1.3555 | -0.88691 | -0.41834 | 0.25821 | -1.2407 | -0.53879 | -0.05264 | 0.43351 | 1.1354
Non-Residential | 30 | 2014-05-15 | Per Premise | 14 | Non-Residential¦30¦41774¦Per Premise¦14 |  |  | 10.0186 |  | 14.6625 | 722 |  |  | 11.3831 | 96.4613 | 20.7753 | 724 | 17 | 20 | 1.1526 | 11.5473 | 1336 | -1.3645 | 0.16416 | 0.54568 | 0.77211 | 0.62894 | 0.94547 | 0.99585 | -2.5761 | -1.8603 | -1.3645 | -0.86865 | -0.15278 | -1.1121 | -0.35806 | 0.16416 | 0.68638 | 1.4404
Non-Residential | 30 | 2014-05-16 | Per Premise | 18 | Non-Residential¦30¦41775¦Per Premise¦18 |  |  | 7.7722 |  | 11.2706 | 720 |  |  | 9.0213 | 81.9802 | 17.0612 | 725 | 13 | 16 | 1.1847 | 9.2076 | 1336 | -1.2492 | 0.1863 | 0.42003 | 0.63364 | 0.49761 | 0.76021 | 0.80567 | -2.2234 | -1.6478 | -1.2492 | -0.85051 | -0.27491 | -0.84621 | -0.2362 | 0.1863 | 0.60879 | 1.2188
Non-Residential | 30 | 2014-05-14 | Aggregate | 23 | Non-Residential¦30¦41773¦Aggregate¦23 |  |  | 5.3864 |  | 8.8244 | 722 |  |  | 6.4639 | 72.0296 | 14.4456 | 726 | 17 | 20 | 1.0961 | 5.9039 | 1336 | -1.0775 | -0.56003 | 0.32841 | 0.53613 | 0.35996 | 0.62872 | 0.64576 | -1.8832 | -1.4072 | -1.0775 | -0.74776 | -0.27173 | -1.3876 | -0.89866 | -0.56003 | -0.22139 | 0.26754
Non-Residential | 30 | 2014-05-14 | Per Premise | 23 | Non-Residential¦30¦41773¦Per Premise¦23 |  |  | 4.0318 |  | 6.6051 | 722 |  |  | 4.8382 | 72.0296 | 10.8126 | 726 | 17 | 20 | 1.0961 | 4.4191 | 1336 | -0.80648 | -0.41918 | 0.24582 | 0.40129 | 0.26943 | 0.4706 | 0.48335 | -1.4096 | -1.0533 | -0.80648 | -0.5597 | -0.20339 | -1.0386 | -0.67265 | -0.41918 | -0.16571 | 0.20026
Non-Residential | 30 | 2014-05-16 | Per Premise | 22 | Non-Residential¦30¦41775¦Per Premise¦22 |  |  | 5.1791 |  | 8.904 | 720 |  |  | 5.7816 | 67.4135 | 11.6981 | 725 | 13 | 16 | 1.1847 | 6.1356 | 1336 | -0.60249 | 0.35405 | 0.33183 | 0.43446 | 0.39312 | 0.54669 | 0.58592 | -1.3031 | -0.88917 | -0.60249 | -0.31581 | 0.098117 | -0.39683 | 0.046793 | 0.35405 | 0.6613 | 1.1049
Non-Residential | 30 | 2014-05-15 | Per Premise | 16 | Non-Residential¦30¦41774¦Per Premise¦16 |  |  | 9.6108 |  | 13.0034 | 722 |  |  | 11.0772 | 95.3695 | 19.4465 | 724 | 17 | 20 | 1.1526 | 11.0772 | 1336 | -1.4664 | -3.86e-07 | 0.48394 | 0.72272 | 0.55778 | 0.86978 | 0.91293 | -2.5811 | -1.9225 | -1.4664 | -1.0103 | -0.35172 | -1.17 | -0.47874 | -3.86e-07 | 0.47874 | 1.17
Non-Residential | 30 | 2014-05-16 | Aggregate | 21 | Non-Residential¦30¦41775¦Aggregate¦21 |  |  | 7.778 |  | 13.461 | 720 |  |  | 8.7127 | 68.5769 | 17.3128 | 725 | 13 | 16 | 1.1847 | 9.2145 | 1336 | -0.93476 | 0.50177 | 0.50166 | 0.64298 | 0.59431 | 0.81553 | 0.87558 | -1.9799 | -1.3624 | -0.93476 | -0.5071 | 0.11038 | -0.62033 | 0.042617 | 0.50177 | 0.96092 | 1.6239
Non-Residential | 30 | 2014-05-15 | Aggregate | 2 | Non-Residential¦30¦41774¦Aggregate¦2 |  |  | 4.1901 |  | 6.6444 | 722 |  |  | 5.0598 | 68.4426 | 11.9089 | 724 | 17 | 20 | 1.1526 | 4.8294 | 1336 | -0.86976 | -0.23045 | 0.24728 | 0.44259 | 0.28501 | 0.50698 | 0.52642 | -1.5195 | -1.1356 | -0.86976 | -0.6039 | -0.22004 | -0.90508 | -0.50651 | -0.23045 | 0.045602 | 0.44418
Non-Residential | 30 | 2014-05-14 | Aggregate | 18 | Non-Residential¦30¦41773¦Aggregate¦18 |  |  | 10.7085 |  | 15.5793 | 722 |  |  | 11.588 | 87.3927 | 21.3646 | 726 | 17 | 20 | 1.0961 | 11.7372 | 1336 | -0.87944 | 0.14924 | 0.5798 | 0.79291 | 0.6355 | 0.98228 | 1.0162 | -2.1383 | -1.3946 | -0.87944 | -0.36433 | 0.37941 | -1.153 | -0.38363 | 0.14924 | 0.68212 | 1.4515
Non-Residential | 30 | 2014-05-15 | Aggregate | 15 | Non-Residential¦30¦41774¦Aggregate¦15 |  |  | 13.2168 |  | 19.0603 | 722 |  |  | 15.0189 | 96.7248 | 27.1696 | 724 | 17 | 20 | 1.1526 | 15.2334 | 1336 | -1.8021 | 0.21448 | 0.70935 | 1.0097 | 0.81758 | 1.234 | 1.2992 | -3.3836 | -2.4492 | -1.8021 | -1.155 | -0.22066 | -1.4506 | -0.46685 | 0.21448 | 0.8958 | 1.8795
Non-Residential | 30 | 2014-05-15 | Aggregate | 6 | Non-Residential¦30¦41774¦Aggregate¦6 |  |  | 4.3176 |  | 7.3478 | 722 |  |  | 5.0668 | 69.2401 | 11.5041 | 724 | 17 | 20 | 1.1526 | 4.9764 | 1336 | -0.7492 | -0.090436 | 0.27346 | 0.42755 | 0.31518 | 0.50752 | 0.53116 | -1.3996 | -1.0153 | -0.7492 | -0.48306 | -0.098792 | -0.77115 | -0.36898 | -0.090436 | 0.18811 | 0.59028
Non-Residential | 30 | 2014-05-15 | Aggregate | 23 | Non-Residential¦30¦41774¦Aggregate¦23 |  |  | 5.546 |  | 9.2245 | 722 |  |  | 6.6551 | 70.5108 | 14.6046 | 724 | 17 | 20 | 1.1526 | 6.3922 | 1336 | -1.109 | -0.26283 | 0.3433 | 0.54278 | 0.39568 | 0.64223 | 0.67169 | -1.9321 | -1.4458 | -1.109 | -0.77224 | -0.28597 | -1.1236 | -0.61506 | -0.26283 | 0.089409 | 0.59798
Non-Residential | 30 | 2014-05-15 | Aggregate | 5 | Non-Residential¦30¦41774¦Aggregate¦5 |  |  | 3.9576 |  | 6.3283 | 722 |  |  | 4.8242 | 63.5829 | 11.1339 | 724 | 17 | 20 | 1.1526 | 4.5615 | 1336 | -0.86662 | -0.26278 | 0.23551 | 0.41379 | 0.27145 | 0.47612 | 0.49488 | -1.4768 | -1.1163 | -0.86662 | -0.61694 | -0.25645 | -0.89699 | -0.52229 | -0.26278 | -0.0032613 | 0.37144
Non-Residential | 30 | 2014-05-16 | Aggregate | 14 | Non-Residential¦30¦41775¦Aggregate¦14 |  |  | 12.5247 |  | 17.3027 | 720 |  |  | 14.1642 | 92.1879 | 26.8641 | 725 | 13 | 16 | 1.1847 | 14.8379 | 1336 | -1.6396 | 0.67364 | 0.64483 | 0.99771 | 0.76393 | 1.188 | 1.2566 | -3.162 | -2.2625 | -1.6396 | -1.0166 | -0.11714 | -0.93674 | 0.014687 | 0.67364 | 1.3326 | 2.284
Non-Residential | 30 | 2014-05-15 | Per Premise | 20 | Non-Residential¦30¦41774¦Per Premise¦20 |  |  | 6.5189 |  | 10.5738 | 722 |  |  | 7.4144 | 80.7065 | 14.5665 | 724 | 17 | 20 | 1.1526 | 7.5135 | 1336 | -0.89551 | 0.099124 | 0.39352 | 0.54136 | 0.45356 | 0.66927 | 0.70625 | -1.7532 | -1.2465 | -0.89551 | -0.54455 | -0.037807 | -0.80597 | -0.27123 | 0.099124 | 0.46948 | 1.0042
Non-Residential | 30 | 2014-05-15 | Aggregate | 4 | Non-Residential¦30¦41774¦Aggregate¦4 |  |  | 3.9342 |  | 6.2801 | 722 |  |  | 4.7652 | 64.7782 | 10.992 | 724 | 17 | 20 | 1.1526 | 4.5345 | 1336 | -0.83103 | -0.23076 | 0.23372 | 0.40852 | 0.26938 | 0.47065 | 0.48934 | -1.4342 | -1.0778 | -0.83103 | -0.58422 | -0.22787 | -0.85788 | -0.48737 | -0.23076 | 0.025846 | 0.39635
Non-Residential | 30 | 2014-05-14 | Aggregate | 14 | Non-Residential¦30¦41773¦Aggregate¦14 |  |  | 13.3746 |  | 20.4924 | 722 |  |  | 14.8013 | 93.6049 | 26.6877 | 726 | 17 | 20 | 1.0961 | 14.6594 | 1336 | -1.4267 | -0.1419 | 0.76265 | 0.99047 | 0.83591 | 1.2501 | 1.2961 | -3.0287 | -2.0822 | -1.4267 | -0.77116 | 0.17533 | -1.8029 | -0.82156 | -0.1419 | 0.53775 | 1.5191
Non-Residential | 30 | 2014-05-14 | Per Premise | 8 | Non-Residential¦30¦41773¦Per Premise¦8 |  |  | 5.0002 |  | 9.6641 | 722 |  |  | 5.4962 | 84.5192 | 13.96 | 726 | 17 | 20 | 1.0961 | 5.4805 | 1336 | -0.49602 | -0.015686 | 0.35966 | 0.5181 | 0.39421 | 0.6307 | 0.65103 | -1.3043 | -0.82676 | -0.49602 | -0.16527 | 0.31226 | -0.85001 | -0.35708 | -0.015686 | 0.32571 | 0.81864
Non-Residential | 30 | 2014-05-14 | Aggregate | 19 | Non-Residential¦30¦41773¦Aggregate¦19 |  |  | 9.4124 |  | 14.9585 | 722 |  |  | 10.3648 | 84.0024 | 19.7506 | 726 | 17 | 20 | 1.0961 | 10.3165 | 1336 | -0.95242 | -0.04825 | 0.5567 | 0.73301 | 0.61018 | 0.92045 | 0.95374 | -2.132 | -1.4351 | -0.95242 | -0.46974 | 0.22718 | -1.2705 | -0.54839 | -0.04825 | 0.45189 | 1.174
Non-Residential | 30 | 2014-05-16 | Aggregate | 23 | Non-Residential¦30¦41775¦Aggregate¦23 |  |  | 5.8173 |  | 9.9816 | 720 |  |  | 6.6767 | 65.0577 | 14.3787 | 725 | 13 | 16 | 1.1847 | 6.8917 | 1336 | -0.85938 | 0.21502 | 0.37199 | 0.53401 | 0.44069 | 0.6508 | 0.69237 | -1.6934 | -1.2007 | -0.85938 | -0.5181 | -0.025345 | -0.67229 | -0.14806 | 0.21502 | 0.5781 | 1.1023
Non-Residential | 30 | 2014-05-16 | Per Premise | 16 | Non-Residential¦30¦41775¦Per Premise¦16 |  |  | 9.276 |  | 12.5496 | 720 |  |  | 10.1182 | 89.8774 | 18.8524 | 725 | 13 | 16 | 1.1847 | 10.9893 | 1336 | -0.84215 | 0.87106 | 0.4677 | 0.70016 | 0.55408 | 0.842 | 0.89288 | -1.9212 | -1.2837 | -0.84215 | -0.4006 | 0.23692 | -0.27321 | 0.40284 | 0.87106 | 1.3393 | 2.0153
Non-Residential | 30 | 2014-05-15 | Per Premise | 13 | Non-Residential¦30¦41774¦Per Premise¦13 |  |  | 9.9356 |  | 14.465 | 722 |  |  | 11.1771 | 97.0654 | 19.7053 | 724 | 17 | 20 | 1.1526 | 11.4515 | 1336 | -1.2415 | 0.27443 | 0.53833 | 0.73234 | 0.62047 | 0.90891 | 0.95985 | -2.4063 | -1.7181 | -1.2415 | -0.76488 | -0.076693 | -0.95567 | -0.22892 | 0.27443 | 0.77777 | 1.5045
Non-Residential | 30 | 2014-05-16 | Per Premise | 13 | Non-Residential¦30¦41775¦Per Premise¦13 |  |  | 9.2214 |  | 12.5231 | 720 |  |  | 10.4322 | 94.0323 | 18.7598 | 725 | 13 | 16 | 1.1847 | 10.9245 | 1336 | -1.2108 | 0.49233 | 0.46671 | 0.69672 | 0.55291 | 0.83859 | 0.88945 | -2.2855 | -1.6506 | -1.2108 | -0.77103 | -0.13609 | -0.64755 | 0.025901 | 0.49233 | 0.95876 | 1.6322
Non-Residential | 30 | 2014-05-15 | Per Premise | 2 | Non-Residential¦30¦41774¦Per Premise¦2 |  |  | 3.1363 |  | 4.9734 | 722 |  |  | 3.7873 | 68.4426 | 8.9138 | 724 | 17 | 20 | 1.1526 | 3.6148 | 1336 | -0.65102 | -0.17249 | 0.18509 | 0.33128 | 0.21333 | 0.37948 | 0.39403 | -1.1373 | -0.85002 | -0.65102 | -0.45202 | -0.1647 | -0.67746 | -0.37912 | -0.17249 | 0.034133 | 0.33247
Non-Residential | 30 | 2014-05-14 | Per Premise | 16 | Non-Residential¦30¦41773¦Per Premise¦16 |  |  | 9.9976 |  | 14.6678 | 722 |  |  | 10.958 | 92.1778 | 19.2322 | 726 | 17 | 20 | 1.0961 | 10.958 | 1336 | -0.96039 | 3.5e-07 | 0.54588 | 0.71377 | 0.59832 | 0.89859 | 0.93137 | -2.112 | -1.4316 | -0.96039 | -0.48917 | 0.19119 | -1.1936 | -0.48841 | 3.5e-07 | 0.48841 | 1.1936
Non-Residential | 30 | 2014-05-16 | Per Premise | 14 | Non-Residential¦30¦41775¦Per Premise¦14 |  |  | 9.3747 |  | 12.9511 | 720 |  |  | 10.602 | 92.1879 | 20.1079 | 725 | 13 | 16 | 1.1847 | 11.1062 | 1336 | -1.2272 | 0.50422 | 0.48266 | 0.74679 | 0.5718 | 0.88919 | 0.94056 | -2.3668 | -1.6935 | -1.2272 | -0.76093 | -0.087681 | -0.70115 | 0.010994 | 0.50422 | 0.99745 | 1.7096
Non-Residential | 30 | 2014-05-14 | Aggregate | 8 | Non-Residential¦30¦41773¦Aggregate¦8 |  |  | 6.6803 |  | 12.9113 | 722 |  |  | 7.3429 | 84.5192 | 18.6505 | 726 | 17 | 20 | 1.0961 | 7.322 | 1336 | -0.66268 | -0.020956 | 0.48051 | 0.69219 | 0.52667 | 0.84262 | 0.86977 | -1.7425 | -1.1045 | -0.66268 | -0.22081 | 0.41719 | -1.1356 | -0.47706 | -0.020956 | 0.43515 | 1.0937
Non-Residential | 30 | 2014-05-16 | Aggregate | 7 | Non-Residential¦30¦41775¦Aggregate¦7 |  |  | 4.8388 |  | 8.5268 | 720 |  |  | 5.8159 | 75.2852 | 15.3903 | 725 | 13 | 16 | 1.1847 | 5.7325 | 1336 | -0.97712 | -0.083439 | 0.31778 | 0.57158 | 0.37647 | 0.65398 | 0.68442 | -1.8152 | -1.3201 | -0.97712 | -0.63418 | -0.13902 | -0.96056 | -0.44235 | -0.083439 | 0.27547 | 0.79368
Non-Residential | 30 | 2014-05-14 | Per Premise | 100 | Non-Residential¦30¦41773¦Per Premise¦100 |  |  | 7.6959 |  | 11.813 | 2888 |  |  | 8.3337 | 85.0352 | 15.5859 | 2904 | 17 | 20 | 1.0961 | 8.4351 | 1336 | -0.63787 | 0.10141 | 0.21982 | 0.28922 | 0.24093 | 0.36328 | 0.37643 | -1.1034 | -0.82838 | -0.63787 | -0.44737 | -0.17232 | -0.38101 | -0.095992 | 0.10141 | 0.29881 | 0.58382
Non-Residential | 30 | 2014-05-14 | Per Premise | 15 | Non-Residential¦30¦41773¦Per Premise¦15 |  |  | 10.1049 |  | 14.9093 | 722 |  |  | 11.105 | 93.7791 | 19.5024 | 726 | 17 | 20 | 1.0961 | 11.0756 | 1336 | -1.0001 | -0.029403 | 0.55487 | 0.7238 | 0.60817 | 0.91201 | 0.94539 | -2.1689 | -1.4784 | -1.0001 | -0.52185 | 0.16869 | -1.241 | -0.52516 | -0.029403 | 0.46636 | 1.1822
Non-Residential | 30 | 2014-05-14 | Per Premise | 1 | Non-Residential¦30¦41773¦Per Premise¦1 |  |  | 3.2425 |  | 5.2174 | 722 |  |  | 3.8613 | 66.8306 | 9.2077 | 726 | 17 | 20 | 1.0961 | 3.5539 | 1336 | -0.61881 | -0.30733 | 0.19417 | 0.34173 | 0.21282 | 0.39304 | 0.40258 | -1.1225 | -0.82492 | -0.61881 | -0.4127 | -0.1151 | -0.82326 | -0.51844 | -0.30733 | -0.096213 | 0.2086
Non-Residential | 30 | 2014-05-14 | Per Premise | 13 | Non-Residential¦30¦41773¦Per Premise¦13 |  |  | 9.9364 |  | 14.6824 | 722 |  |  | 10.9912 | 94.7635 | 19.6497 | 726 | 17 | 20 | 1.0961 | 10.8909 | 1336 | -1.0548 | -0.10026 | 0.54642 | 0.72927 | 0.59891 | 0.91127 | 0.94368 | -2.2226 | -1.5326 | -1.0548 | -0.5769 | 0.11307 | -1.3096 | -0.59512 | -0.10026 | 0.39461 | 1.1091
Non-Residential | 30 | 2014-05-15 | Per Premise | 17 | Non-Residential¦30¦41774¦Per Premise¦17 |  |  | 9.1683 |  | 12.6424 | 722 |  |  | 10.0221 | 92.195 | 17.6791 | 724 | 17 | 20 | 1.1526 | 10.5672 | 1336 | -0.8538 | 0.54507 | 0.4705 | 0.65704 | 0.54229 | 0.80813 | 0.85193 | -1.8895 | -1.2776 | -0.8538 | -0.43002 | 0.18186 | -0.54672 | 0.098319 | 0.54507 | 0.99182 | 1.6369
Non-Residential | 30 | 2014-05-15 | Aggregate | 10 | Non-Residential¦30¦41774¦Aggregate¦10 |  |  | 10.4038 |  | 16.8867 | 722 |  |  | 11.4641 | 97.1288 | 23.6637 | 724 | 17 | 20 | 1.1526 | 11.9911 | 1336 | -1.0604 | 0.52702 | 0.62846 | 0.87946 | 0.72434 | 1.0809 | 1.1393 | -2.4456 | -1.6272 | -1.0604 | -0.49352 | 0.3249 | -0.93312 | -0.070457 | 0.52702 | 1.1245 | 1.9872
Non-Residential | 30 | 2014-05-16 | Aggregate | 19 | Non-Residential¦30¦41775¦Aggregate¦19 |  |  | 9.0479 |  | 14.423 | 720 |  |  | 10.4083 | 75.9015 | 21.0513 | 725 | 13 | 16 | 1.1847 | 10.719 | 1336 | -1.3604 | 0.31072 | 0.53751 | 0.78183 | 0.63679 | 0.94877 | 1.0083 | -2.5763 | -1.8579 | -1.3604 | -0.86283 | -0.14446 | -0.98153 | -0.21806 | 0.31072 | 0.83949 | 1.603
Non-Residential | 30 | 2014-05-16 | Per Premise | 11 | Non-Residential¦30¦41775¦Per Premise¦11 |  |  | 8.3165 |  | 11.8892 | 720 |  |  | 9.7348 | 93.5969 | 19.249 | 725 | 13 | 16 | 1.1847 | 9.8525 | 1336 | -1.4183 | 0.11767 | 0.44308 | 0.71489 | 0.52492 | 0.84107 | 0.88691 | -2.4962 | -1.8594 | -1.4183 | -0.97726 | -0.34045 | -1.0189 | -0.34742 | 0.11767 | 0.58277 | 1.2543
Non-Residential | 30 | 2014-05-16 | Aggregate | 9 | Non-Residential¦30¦41775¦Aggregate¦9 |  |  | 7.9429 |  | 12.9473 | 720 |  |  | 9.2709 | 88.4715 | 22.57 | 725 | 13 | 16 | 1.1847 | 9.4099 | 1336 | -1.328 | 0.13898 | 0.48252 | 0.83823 | 0.57163 | 0.96719 | 1.0146 | -2.5675 | -1.8352 | -1.328 | -0.82082 | -0.088516 | -1.1613 | -0.39307 | 0.13898 | 0.67103 | 1.4392
Non-Residential | 30 | 2014-05-15 | Aggregate | 21 | Non-Residential¦30¦41774¦Aggregate¦21 |  |  | 7.8159 |  | 13.0518 | 722 |  |  | 9.3834 | 75.4858 | 18.2074 | 724 | 17 | 20 | 1.1526 | 9.0085 | 1336 | -1.5675 | -0.37496 | 0.48574 | 0.67667 | 0.55985 | 0.83296 | 0.87825 | -2.635 | -2.0043 | -1.5675 | -1.1307 | -0.50001 | -1.5005 | -0.83551 | -0.37496 | 0.085594 | 0.75056
Non-Residential | 30 | 2014-05-16 | Aggregate | 16 | Non-Residential¦30¦41775¦Aggregate¦16 |  |  | 12.3928 |  | 16.7663 | 720 |  |  | 13.5179 | 89.8774 | 25.1869 | 725 | 13 | 16 | 1.1847 | 14.6816 | 1336 | -1.1251 | 1.1637 | 0.62484 | 0.93542 | 0.74025 | 1.1249 | 1.1929 | -2.5667 | -1.715 | -1.1251 | -0.53521 | 0.31652 | -0.365 | 0.53819 | 1.1637 | 1.7893 | 2.6925
Non-Residential | 30 | 2014-05-16 | Per Premise | 2 | Non-Residential¦30¦41775¦Per Premise¦2 |  |  | 3.1977 |  | 5.1459 | 720 |  |  | 3.7977 | 67.6054 | 8.443 | 725 | 13 | 16 | 1.1847 | 3.7883 | 1336 | -0.59999 | -0.0093905 | 0.19177 | 0.31357 | 0.22719 | 0.36756 | 0.38722 | -1.071 | -0.79274 | -0.59999 | -0.40724 | -0.12894 | -0.50563 | -0.21245 | -0.0093905 | 0.19367 | 0.48685
Non-Residential | 30 | 2014-05-16 | Aggregate | 18 | Non-Residential¦30¦41775¦Aggregate¦18 |  |  | 10.3836 |  | 15.0576 | 720 |  |  | 12.0525 | 81.9802 | 22.7937 | 725 | 13 | 16 | 1.1847 | 12.3014 | 1336 | -1.6689 | 0.2489 | 0.56116 | 0.84654 | 0.66481 | 1.0156 | 1.0764 | -2.9705 | -2.2015 | -1.6689 | -1.1363 | -0.36728 | -1.1305 | -0.31556 | 0.2489 | 0.81335 | 1.6283
Non-Residential | 30 | 2014-05-15 | Per Premise | 5 | Non-Residential¦30¦41774¦Per Premise¦5 |  |  | 2.9623 |  | 4.7367 | 722 |  |  | 3.611 | 63.5829 | 8.3338 | 724 | 17 | 20 | 1.1526 | 3.4143 | 1336 | -0.64867 | -0.19669 | 0.17628 | 0.30972 | 0.20318 | 0.35638 | 0.37042 | -1.1054 | -0.83555 | -0.64867 | -0.46178 | -0.19195 | -0.6714 | -0.39094 | -0.19669 | -0.0024412 | 0.27802
Non-Residential | 30 | 2014-05-15 | Aggregate | 100 | Non-Residential¦30¦41774¦Aggregate¦100 |  |  | 10.3192 |  | 15.3656 | 2888 |  |  | 11.5092 | 86.3882 | 21.4782 | 2896 | 17 | 20 | 1.1526 | 11.8937 | 1336 | -1.19 | 0.38447 | 0.28592 | 0.39912 | 0.32955 | 0.49096 | 0.51759 | -1.8192 | -1.4475 | -1.19 | -0.93255 | -0.56082 | -0.27885 | 0.11304 | 0.38447 | 0.65589 | 1.0478
Non-Residential | 30 | 2014-05-15 | Per Premise | 9 | Non-Residential¦30¦41774¦Per Premise¦9 |  |  | 6.2262 |  | 11.1716 | 722 |  |  | 6.9915 | 94.4834 | 16.0839 | 724 | 17 | 20 | 1.1526 | 7.1761 | 1336 | -0.76528 | 0.18469 | 0.41576 | 0.59775 | 0.4792 | 0.72813 | 0.76612 | -1.6984 | -1.1471 | -0.76528 | -0.38345 | 0.16785 | -0.79713 | -0.21707 | 0.18469 | 0.58644 | 1.1665
Non-Residential | 30 | 2014-05-16 | Per Premise | 1 | Non-Residential¦30¦41775¦Per Premise¦1 |  |  | 3.3363 |  | 5.4589 | 720 |  |  | 4.0761 | 68.6144 | 9.048 | 725 | 13 | 16 | 1.1847 | 3.9525 | 1336 | -0.73975 | -0.12356 | 0.20344 | 0.33603 | 0.24101 | 0.39282 | 0.41353 | -1.2432 | -0.94575 | -0.73975 | -0.53376 | -0.23634 | -0.65352 | -0.34042 | -0.12356 | 0.093293 | 0.4064
Non-Residential | 30 | 2014-05-16 | Per Premise | 15 | Non-Residential¦30¦41775¦Per Premise¦15 |  |  | 9.5093 |  | 13.0714 | 720 |  |  | 10.4404 | 90.4206 | 19.4576 | 725 | 13 | 16 | 1.1847 | 11.2656 | 1336 | -0.93104 | 0.82526 | 0.48714 | 0.72264 | 0.57712 | 0.8715 | 0.92481 | -2.0479 | -1.3881 | -0.93104 | -0.47402 | 0.18583 | -0.35993 | 0.34029 | 0.82526 | 1.3102 | 2.0104
Non-Residential | 30 | 2014-05-16 | Aggregate | 15 | Non-Residential¦30¦41775¦Aggregate¦15 |  |  | 12.7044 |  | 17.4635 | 720 |  |  | 13.9483 | 90.4206 | 25.9954 | 725 | 13 | 16 | 1.1847 | 15.0509 | 1336 | -1.2439 | 1.1025 | 0.65082 | 0.96544 | 0.77103 | 1.1643 | 1.2355 | -2.736 | -1.8544 | -1.2439 | -0.6333 | 0.24827 | -0.48087 | 0.45462 | 1.1025 | 1.7505 | 2.686
Non-Residential | 30 | 2014-05-15 | Per Premise | 3 | Non-Residential¦30¦41774¦Per Premise¦3 |  |  | 3.006 |  | 4.6933 | 722 |  |  | 3.6365 | 67.1636 | 8.5606 | 724 | 17 | 20 | 1.1526 | 3.4647 | 1336 | -0.63054 | -0.17189 | 0.17467 | 0.31815 | 0.20132 | 0.36294 | 0.37649 | -1.0957 | -0.82087 | -0.63054 | -0.44021 | -0.16541 | -0.65439 | -0.36932 | -0.17189 | 0.025543 | 0.31061
Non-Residential | 30 | 2014-05-15 | Aggregate | 3 | Non-Residential¦30¦41774¦Aggregate¦3 |  |  | 4.016 |  | 6.2702 | 722 |  |  | 4.8584 | 67.1636 | 11.4369 | 724 | 17 | 20 | 1.1526 | 4.6288 | 1336 | -0.8424 | -0.22965 | 0.23335 | 0.42505 | 0.26896 | 0.48489 | 0.503 | -1.4638 | -1.0967 | -0.8424 | -0.58812 | -0.22098 | -0.87426 | -0.49342 | -0.22965 | 0.034126 | 0.41497
Non-Residential | 30 | 2014-05-15 | Per Premise | 12 | Non-Residential¦30¦41774¦Per Premise¦12 |  |  | 9.684 |  | 14.4388 | 722 |  |  | 10.8771 | 97.0565 | 19.8188 | 724 | 17 | 20 | 1.1526 | 11.1616 | 1336 | -1.1931 | 0.28442 | 0.53736 | 0.73656 | 0.61935 | 0.91174 | 0.96235 | -2.3616 | -1.6713 | -1.1931 | -0.71502 | -0.024696 | -0.94888 | -0.22024 | 0.28442 | 0.78907 | 1.5177
Non-Residential | 30 | 2014-05-16 | Per Premise | 4 | Non-Residential¦30¦41775¦Per Premise¦4 |  |  | 3.0182 |  | 4.8106 | 720 |  |  | 3.6205 | 66.2232 | 8.2848 | 725 | 13 | 16 | 1.1847 | 3.5756 | 1336 | -0.60234 | -0.044905 | 0.17928 | 0.30769 | 0.21239 | 0.35611 | 0.37388 | -1.0587 | -0.78908 | -0.60234 | -0.41559 | -0.14596 | -0.52405 | -0.24097 | -0.044905 | 0.15116 | 0.43424
Non-Residential | 30 | 2014-05-16 | Aggregate | 8 | Non-Residential¦30¦41775¦Aggregate¦8 |  |  | 6.0022 |  | 10.1039 | 720 |  |  | 7.2176 | 81.6355 | 18.9903 | 725 | 13 | 16 | 1.1847 | 7.1107 | 1336 | -1.2154 | -0.10684 | 0.37655 | 0.70528 | 0.4461 | 0.79951 | 0.83452 | -2.24 | -1.6347 | -1.2154 | -0.79613 | -0.19078 | -1.1763 | -0.54446 | -0.10684 | 0.33079 | 0.96264
Non-Residential | 30 | 2014-05-16 | Aggregate | 6 | Non-Residential¦30¦41775¦Aggregate¦6 |  |  | 4.3926 |  | 7.2709 | 720 |  |  | 5.1461 | 68.6185 | 12.0043 | 725 | 13 | 16 | 1.1847 | 5.2038 | 1336 | -0.75354 | 0.05773 | 0.27097 | 0.44583 | 0.32102 | 0.52172 | 0.54938 | -1.4222 | -1.0271 | -0.75354 | -0.47995 | -0.084936 | -0.64633 | -0.23036 | 0.05773 | 0.34582 | 0.76179
Non-Residential | 30 | 2014-05-15 | Per Premise | 18 | Non-Residential¦30¦41774¦Per Premise¦18 |  |  | 8.1466 |  | 11.5906 | 722 |  |  | 9.0231 | 89.0174 | 16.5714 | 724 | 17 | 20 | 1.1526 | 9.3896 | 1336 | -0.87655 | 0.36644 | 0.43136 | 0.61587 | 0.49717 | 0.75191 | 0.7915 | -1.8402 | -1.2708 | -0.87655 | -0.48224 | 0.087065 | -0.64792 | -0.048629 | 0.36644 | 0.7815 | 1.3808
Non-Residential | 30 | 2014-05-16 | Aggregate | 17 | Non-Residential¦30¦41775¦Aggregate¦17 |  |  | 11.7653 |  | 16.2883 | 720 |  |  | 13.5878 | 86.4459 | 24.9247 | 725 | 13 | 16 | 1.1847 | 13.9383 | 1336 | -1.8225 | 0.35047 | 0.60703 | 0.92568 | 0.71914 | 1.107 | 1.1722 | -3.2411 | -2.403 | -1.8225 | -1.242 | -0.40386 | -1.1518 | -0.26423 | 0.35047 | 0.96517 | 1.8527
Non-Residential | 50 | 2014-05-15 | Aggregate | 6 | Non-Residential¦50¦41774¦Aggregate¦6 |  |  | 9.8204 |  | 19.9127 | 715 |  |  | 9.8768 | 70.3215 | 24.8406 | 717 | 17 | 20 | 1.1112 | 10.9126 | 3327 | -0.056387 | 1.0358 | 0.74469 | 0.92769 | 0.82752 | 1.1896 | 1.2431 | -1.5809 | -0.68022 | -0.056387 | 0.56745 | 1.4682 | -0.55731 | 0.38394 | 1.0358 | 1.6877 | 2.629
Non-Residential | 50 | 2014-05-16 | Aggregate | 7 | Non-Residential¦50¦41775¦Aggregate¦7 |  |  | 10.7842 |  | 21.5618 | 715 |  |  | 10.9639 | 75.3825 | 26.1532 | 715 | 13 | 16 | 1.1197 | 12.0751 | 3327 | -0.17972 | 1.1112 | 0.80637 | 0.97807 | 0.90289 | 1.2676 | 1.3311 | -1.8042 | -0.84446 | -0.17972 | 0.48502 | 1.4448 | -0.5947 | 0.41315 | 1.1112 | 1.8092 | 2.8171
Non-Residential | 50 | 2014-05-15 | Per Premise | 16 | Non-Residential¦50¦41774¦Per Premise¦16 |  |  | 7.8653 |  | 11.7827 | 715 |  |  | 8.7401 | 94.8795 | 13.5087 | 717 | 17 | 20 | 1.1112 | 8.7401 | 3327 | -0.87478 | 1.89e-07 | 0.44065 | 0.50449 | 0.48966 | 0.66984 | 0.70305 | -1.7332 | -1.226 | -0.87478 | -0.52352 | -0.016355 | -0.90099 | -0.36868 | 1.89e-07 | 0.36868 | 0.90099
Non-Residential | 50 | 2014-05-15 | Aggregate | 5 | Non-Residential¦50¦41774¦Aggregate¦5 |  |  | 9.4176 |  | 19.5937 | 715 |  |  | 8.9073 | 65.0336 | 21.3797 | 717 | 17 | 20 | 1.1112 | 10.465 | 3327 | 0.51036 | 1.5578 | 0.73276 | 0.79844 | 0.81426 | 1.0837 | 1.1404 | -0.87848 | -0.057938 | 0.51036 | 1.0787 | 1.8992 | 0.096309 | 0.95977 | 1.5578 | 2.1558 | 3.0193
Non-Residential | 50 | 2014-05-15 | Per Premise | 12 | Non-Residential¦50¦41774¦Per Premise¦12 |  |  | 7.7573 |  | 11.9629 | 715 |  |  | 8.773 | 95.6639 | 14.1278 | 717 | 17 | 20 | 1.1112 | 8.62 | 3327 | -1.0158 | -0.15301 | 0.44739 | 0.52761 | 0.49715 | 0.69176 | 0.72493 | -1.9023 | -1.3785 | -1.0158 | -0.65302 | -0.12926 | -1.0821 | -0.53317 | -0.15301 | 0.22714 | 0.77603
Non-Residential | 50 | 2014-05-16 | Aggregate | 9 | Non-Residential¦50¦41775¦Aggregate¦9 |  |  | 17.4881 |  | 30.9422 | 715 |  |  | 18.058 | 87.3928 | 37.3659 | 715 | 13 | 16 | 1.1197 | 19.5815 | 3327 | -0.56988 | 1.5235 | 1.1572 | 1.3974 | 1.2957 | 1.8143 | 1.9057 | -2.895 | -1.5213 | -0.56988 | 0.38155 | 1.7553 | -0.91872 | 0.52415 | 1.5235 | 2.5228 | 3.9657
Non-Residential | 50 | 2014-05-14 | Per Premise | 100 | Non-Residential¦50¦41773¦Per Premise¦100 |  |  | 6.4659 |  | 10.3189 | 2868 |  |  | 6.3905 | 84.7931 | 11.3868 | 2872 | 17 | 20 | 1.0636 | 6.877 | 3327 | 0.075385 | 0.48646 | 0.19268 | 0.21248 | 0.20493 | 0.28683 | 0.2952 | -0.2922 | -0.07503 | 0.075385 | 0.2258 | 0.44298 | 0.10814 | 0.33166 | 0.48646 | 0.64126 | 0.86477
Non-Residential | 50 | 2014-05-14 | Per Premise | 10 | Non-Residential¦50¦41773¦Per Premise¦10 |  |  | 6.6703 |  | 11.0649 | 717 |  |  | 7.0253 | 94.0213 | 13.9071 | 718 | 17 | 20 | 1.0636 | 7.0944 | 3327 | -0.35501 | 0.069061 | 0.41323 | 0.51901 | 0.4395 | 0.66342 | 0.68009 | -1.2052 | -0.70291 | -0.35501 | -0.0071106 | 0.4952 | -0.80252 | -0.28758 | 0.069061 | 0.4257 | 0.94064
Non-Residential | 50 | 2014-05-15 | Per Premise | 20 | Non-Residential¦50¦41774¦Per Premise¦20 |  |  | 5.7546 |  | 10.0291 | 715 |  |  | 5.7635 | 80.6418 | 10.4914 | 717 | 17 | 20 | 1.1112 | 6.3947 | 3327 | -0.0088671 | 0.63117 | 0.37507 | 0.39181 | 0.41678 | 0.54239 | 0.57203 | -0.70397 | -0.2933 | -0.0088671 | 0.27556 | 0.68624 | -0.10192 | 0.33119 | 0.63117 | 0.93114 | 1.3643
Non-Residential | 50 | 2014-05-16 | Per Premise | 10 | Non-Residential¦50¦41775¦Per Premise¦10 |  |  | 6.2829 |  | 10.3725 | 715 |  |  | 6.7609 | 90.217 | 12.8018 | 715 | 13 | 16 | 1.1197 | 7.035 | 3327 | -0.47803 | 0.27405 | 0.38791 | 0.47876 | 0.43434 | 0.61619 | 0.64642 | -1.2677 | -0.80116 | -0.47803 | -0.1549 | 0.31164 | -0.55438 | -0.064938 | 0.27405 | 0.61303 | 1.1025
Non-Residential | 50 | 2014-05-16 | Aggregate | 11 | Non-Residential¦50¦41775¦Aggregate¦11 |  |  | 23.6653 |  | 37.8956 | 715 |  |  | 26.1588 | 92.6345 | 47.3071 | 715 | 13 | 16 | 1.1197 | 26.4981 | 3327 | -2.4935 | 0.33928 | 1.4172 | 1.7692 | 1.5869 | 2.2668 | 2.3766 | -5.3986 | -3.6822 | -2.4935 | -1.3048 | 0.41154 | -2.7064 | -0.907 | 0.33928 | 1.5856 | 3.385
Non-Residential | 50 | 2014-05-15 | Aggregate | 12 | Non-Residential¦50¦41774¦Aggregate¦12 |  |  | 25.8084 |  | 39.8007 | 715 |  |  | 29.1879 | 95.6639 | 47.0032 | 717 | 17 | 20 | 1.1112 | 28.6788 | 3327 | -3.3795 | -0.50908 | 1.4885 | 1.7554 | 1.654 | 2.3015 | 2.4119 | -6.329 | -4.5864 | -3.3795 | -2.1726 | -0.43004 | -3.6 | -1.7739 | -0.50908 | 0.7557 | 2.5818
Non-Residential | 50 | 2014-05-16 | Per Premise | 18 | Non-Residential¦50¦41775¦Per Premise¦18 |  |  | 6.916 |  | 10.5141 | 715 |  |  | 7.3033 | 80.7107 | 13.2 | 715 | 13 | 16 | 1.1197 | 7.7439 | 3327 | -0.38723 | 0.44064 | 0.39321 | 0.49365 | 0.44027 | 0.63111 | 0.66146 | -1.196 | -0.71818 | -0.38723 | -0.056271 | 0.42158 | -0.40706 | 0.093766 | 0.44064 | 0.78751 | 1.2883
Non-Residential | 50 | 2014-05-14 | Aggregate | 22 | Non-Residential¦50¦41773¦Aggregate¦22 |  |  | 14.7397 |  | 27.7868 | 717 |  |  | 14.5267 | 74.5201 | 30.5586 | 718 | 17 | 20 | 1.0636 | 15.6768 | 3327 | 0.21308 | 1.1502 | 1.0377 | 1.1404 | 1.1037 | 1.5419 | 1.587 | -1.7629 | -0.59549 | 0.21308 | 1.0217 | 2.1891 | -0.88372 | 0.31792 | 1.1502 | 1.9824 | 3.1841
Non-Residential | 50 | 2014-05-14 | Aggregate | 1 | Non-Residential¦50¦41773¦Aggregate¦1 |  |  | 9.7407 |  | 17.8007 | 717 |  |  | 9.5449 | 66.8227 | 22.2113 | 718 | 17 | 20 | 1.0636 | 10.3599 | 3327 | 0.19571 | 0.81498 | 0.66478 | 0.82892 | 0.70704 | 1.0626 | 1.0895 | -1.166 | -0.3615 | 0.19571 | 0.75292 | 1.5574 | -0.58128 | 0.24364 | 0.81498 | 1.3863 | 2.2112
Non-Residential | 50 | 2014-05-16 | Per Premise | 14 | Non-Residential¦50¦41775¦Per Premise¦14 |  |  | 7.9026 |  | 11.8899 | 715 |  |  | 8.1734 | 91.0703 | 14.6002 | 715 | 13 | 16 | 1.1197 | 8.8486 | 3327 | -0.27077 | 0.67519 | 0.44466 | 0.54602 | 0.49788 | 0.70417 | 0.73893 | -1.1732 | -0.64003 | -0.27077 | 0.098501 | 0.63166 | -0.27179 | 0.2877 | 0.67519 | 1.0627 | 1.6222
Non-Residential | 50 | 2014-05-15 | Per Premise | 18 | Non-Residential¦50¦41774¦Per Premise¦18 |  |  | 6.8918 |  | 10.7788 | 715 |  |  | 6.8581 | 88.6173 | 11.2134 | 717 | 17 | 20 | 1.1112 | 7.6584 | 3327 | 0.033785 | 0.8003 | 0.4031 | 0.41877 | 0.44794 | 0.58126 | 0.6132 | -0.71113 | -0.27103 | 0.033785 | 0.3386 | 0.7787 | 0.01445 | 0.47874 | 0.8003 | 1.1219 | 1.5861
Non-Residential | 50 | 2014-05-15 | Aggregate | 9 | Non-Residential¦50¦41774¦Aggregate¦9 |  |  | 17.5946 |  | 31.584 | 715 |  |  | 18.0873 | 94.0593 | 36.8761 | 717 | 17 | 20 | 1.1112 | 19.5514 | 3327 | -0.49271 | 1.4642 | 1.1812 | 1.3772 | 1.3125 | 1.8143 | 1.9025 | -2.8179 | -1.4441 | -0.49271 | 0.45872 | 1.8324 | -0.97393 | 0.46652 | 1.4642 | 2.4618 | 3.9023
Non-Residential | 50 | 2014-05-16 | Per Premise | 5 | Non-Residential¦50¦41775¦Per Premise¦5 |  |  | 2.8385 |  | 5.5366 | 715 |  |  | 2.7255 | 66.0292 | 6.5934 | 715 | 13 | 16 | 1.1197 | 3.1783 | 3327 | 0.11298 | 0.45276 | 0.20706 | 0.24658 | 0.23184 | 0.32198 | 0.33845 | -0.29966 | -0.055868 | 0.11298 | 0.28183 | 0.52562 | 0.019013 | 0.27527 | 0.45276 | 0.63024 | 0.88651
Non-Residential | 50 | 2014-05-15 | Aggregate | 20 | Non-Residential¦50¦41774¦Aggregate¦20 |  |  | 19.1456 |  | 33.3669 | 715 |  |  | 19.1751 | 80.6418 | 34.9049 | 717 | 17 | 20 | 1.1112 | 21.275 | 3327 | -0.029501 | 2.0999 | 1.2479 | 1.3035 | 1.3866 | 1.8045 | 1.9032 | -2.3421 | -0.9758 | -0.029501 | 0.9168 | 2.2831 | -0.3391 | 1.1019 | 2.0999 | 3.0979 | 4.5389
Non-Residential | 50 | 2014-05-15 | Aggregate | 7 | Non-Residential¦50¦41774¦Aggregate¦7 |  |  | 10.665 |  | 22.1622 | 715 |  |  | 10.9035 | 78.1029 | 26.4045 | 717 | 17 | 20 | 1.1112 | 11.8512 | 3327 | -0.23851 | 0.94767 | 0.82882 | 0.98609 | 0.921 | 1.2881 | 1.3493 | -1.8893 | -0.91401 | -0.23851 | 0.437 | 1.4123 | -0.78154 | 0.24009 | 0.94767 | 1.6552 | 2.6769
Non-Residential | 50 | 2014-05-15 | Aggregate | 11 | Non-Residential¦50¦41774¦Aggregate¦11 |  |  | 24.525 |  | 39.1576 | 715 |  |  | 26.6204 | 96.1936 | 45.5653 | 717 | 17 | 20 | 1.1112 | 27.2527 | 3327 | -2.0954 | 0.63234 | 1.4644 | 1.7017 | 1.6273 | 2.245 | 2.3545 | -4.9725 | -3.2726 | -2.0954 | -0.91806 | 0.78177 | -2.3851 | -0.60237 | 0.63234 | 1.867 | 3.6498
Non-Residential | 50 | 2014-05-14 | Aggregate | 23 | Non-Residential¦50¦41773¦Aggregate¦23 |  |  | 12.2556 |  | 23.5877 | 717 |  |  | 12.4321 | 72.5538 | 27.2943 | 718 | 17 | 20 | 1.0636 | 13.0347 | 3327 | -0.17652 | 0.60264 | 0.8809 | 1.0186 | 0.9369 | 1.3467 | 1.384 | -1.9024 | -0.88272 | -0.17652 | 0.52968 | 1.5493 | -1.171 | -0.12311 | 0.60264 | 1.3284 | 2.3763
Non-Residential | 50 | 2014-05-15 | Aggregate | 13 | Non-Residential¦50¦41774¦Aggregate¦13 |  |  | 26.6189 |  | 40.9504 | 715 |  |  | 29.9147 | 96.1739 | 48.9591 | 717 | 17 | 20 | 1.1112 | 29.5795 | 3327 | -3.2958 | -0.3352 | 1.5315 | 1.8284 | 1.7018 | 2.385 | 2.4978 | -6.3523 | -4.5465 | -3.2958 | -2.0451 | -0.23921 | -3.5363 | -1.6451 | -0.3352 | 0.97466 | 2.8659
Non-Residential | 50 | 2014-05-16 | Per Premise | 11 | Non-Residential¦50¦41775¦Per Premise¦11 |  |  | 7.1131 |  | 11.3903 | 715 |  |  | 7.8626 | 92.6345 | 14.2192 | 715 | 13 | 16 | 1.1197 | 7.9646 | 3327 | -0.74948 | 0.10198 | 0.42597 | 0.53177 | 0.47696 | 0.68134 | 0.71433 | -1.6227 | -1.1068 | -0.74948 | -0.39218 | 0.1237 | -0.81348 | -0.27262 | 0.10198 | 0.47657 | 1.0174
Non-Residential | 50 | 2014-05-16 | Per Premise | 4 | Non-Residential¦50¦41775¦Per Premise¦4 |  |  | 2.7044 |  | 5.0056 | 715 |  |  | 2.7726 | 67.2457 | 6.6534 | 715 | 13 | 16 | 1.1197 | 3.0281 | 3327 | -0.068178 | 0.25555 | 0.1872 | 0.24882 | 0.20961 | 0.31138 | 0.32534 | -0.46722 | -0.23146 | -0.068178 | 0.095109 | 0.33087 | -0.1614 | 0.084938 | 0.25555 | 0.42616 | 0.67249
Non-Residential | 50 | 2014-05-15 | Per Premise | 19 | Non-Residential¦50¦41774¦Per Premise¦19 |  |  | 6.1717 |  | 10.2805 | 715 |  |  | 6.0982 | 83.3662 | 10.506 | 717 | 17 | 20 | 1.1112 | 6.8582 | 3327 | 0.073506 | 0.75993 | 0.38447 | 0.39235 | 0.42723 | 0.54932 | 0.58006 | -0.63048 | -0.21456 | 0.073506 | 0.36157 | 0.77749 | 0.016558 | 0.45575 | 0.75993 | 1.0641 | 1.5033
Non-Residential | 50 | 2014-05-15 | Aggregate | 21 | Non-Residential¦50¦41774¦Aggregate¦21 |  |  | 17.1779 |  | 29.7583 | 715 |  |  | 18.369 | 75.8951 | 34.4018 | 717 | 17 | 20 | 1.1112 | 19.0885 | 3327 | -1.1911 | 0.71946 | 1.1129 | 1.2848 | 1.2367 | 1.6997 | 1.7832 | -3.3694 | -2.0824 | -1.1911 | -0.29974 | 0.98723 | -1.5659 | -0.21568 | 0.71946 | 1.6546 | 3.0048
Non-Residential | 50 | 2014-05-14 | Per Premise | 19 | Non-Residential¦50¦41773¦Per Premise¦19 |  |  | 6.0188 |  | 9.9621 | 717 |  |  | 5.9995 | 83.7751 | 11.0605 | 718 | 17 | 20 | 1.0636 | 6.4015 | 3327 | 0.019291 | 0.40194 | 0.37204 | 0.41277 | 0.39569 | 0.55569 | 0.5718 | -0.69286 | -0.27212 | 0.019291 | 0.3107 | 0.73144 | -0.33085 | 0.10209 | 0.40194 | 0.70179 | 1.1347
Non-Residential | 50 | 2014-05-15 | Per Premise | 10 | Non-Residential¦50¦41774¦Per Premise¦10 |  |  | 6.4685 |  | 10.7328 | 715 |  |  | 6.8876 | 96.2515 | 12.5151 | 717 | 17 | 20 | 1.1112 | 7.1879 | 3327 | -0.4191 | 0.30033 | 0.40138 | 0.46738 | 0.44603 | 0.61608 | 0.64606 | -1.2086 | -0.74218 | -0.4191 | -0.096028 | 0.37044 | -0.52762 | -0.038463 | 0.30033 | 0.63912 | 1.1283
Non-Residential | 50 | 2014-05-14 | Per Premise | 18 | Non-Residential¦50¦41773¦Per Premise¦18 |  |  | 6.7921 |  | 10.2155 | 717 |  |  | 6.6872 | 86.923 | 11.5052 | 718 | 17 | 20 | 1.0636 | 7.224 | 3327 | 0.10495 | 0.53677 | 0.38151 | 0.42937 | 0.40576 | 0.57437 | 0.59076 | -0.63114 | -0.19625 | 0.10495 | 0.40615 | 0.84104 | -0.22032 | 0.22697 | 0.53677 | 0.84656 | 1.2939
Non-Residential | 50 | 2014-05-15 | Per Premise | 17 | Non-Residential¦50¦41774¦Per Premise¦17 |  |  | 7.5668 |  | 11.5493 | 715 |  |  | 7.6807 | 91.3165 | 12.2945 | 717 | 17 | 20 | 1.1112 | 8.4084 | 3327 | -0.11391 | 0.72768 | 0.43192 | 0.45915 | 0.47996 | 0.63037 | 0.66421 | -0.92176 | -0.44447 | -0.11391 | 0.21666 | 0.69395 | -0.12354 | 0.37937 | 0.72768 | 1.076 | 1.5789
Non-Residential | 50 | 2014-05-16 | Per Premise | 24 | Non-Residential¦50¦41775¦Per Premise¦24 |  |  | 3.3473 |  | 6.2372 | 715 |  |  | 3.4322 | 64.3708 | 7.5578 | 715 | 13 | 16 | 1.1197 | 3.7479 | 3327 | -0.084971 | 0.3157 | 0.23326 | 0.28264 | 0.26118 | 0.36647 | 0.38484 | -0.55462 | -0.27715 | -0.084971 | 0.1072 | 0.38467 | -0.17749 | 0.11389 | 0.3157 | 0.51752 | 0.8089
Non-Residential | 50 | 2014-05-14 | Per Premise | 11 | Non-Residential¦50¦41773¦Per Premise¦11 |  |  | 7.3344 |  | 11.4695 | 717 |  |  | 7.8417 | 94.4431 | 14.3635 | 718 | 17 | 20 | 1.0636 | 7.8006 | 3327 | -0.50734 | -0.041051 | 0.42834 | 0.53604 | 0.45557 | 0.68616 | 0.70348 | -1.3867 | -0.86716 | -0.50734 | -0.14752 | 0.37201 | -0.94259 | -0.40996 | -0.041051 | 0.32785 | 0.86049
Non-Residential | 50 | 2014-05-14 | Aggregate | 19 | Non-Residential¦50¦41773¦Aggregate¦19 |  |  | 20.0246 |  | 33.1438 | 717 |  |  | 19.9604 | 83.7751 | 36.7983 | 718 | 17 | 20 | 1.0636 | 21.2977 | 3327 | 0.06418 | 1.3373 | 1.2378 | 1.3733 | 1.3165 | 1.8488 | 1.9024 | -2.3051 | -0.90533 | 0.06418 | 1.0337 | 2.4335 | -1.1007 | 0.33965 | 1.3373 | 2.3349 | 3.7753
Non-Residential | 50 | 2014-05-16 | Aggregate | 100 | Non-Residential¦50¦41775¦Aggregate¦100 |  |  | 26.2937 |  | 39.6295 | 2860 |  |  | 26.6691 | 90.8395 | 47.8106 | 2860 | 13 | 16 | 1.1197 | 29.4411 | 3327 | -0.37541 | 2.772 | 0.74103 | 0.89401 | 0.82973 | 1.1612 | 1.2197 | -1.8635 | -0.98434 | -0.37541 | 0.23352 | 1.1127 | 1.2089 | 2.1324 | 2.772 | 3.4116 | 4.3351
Non-Residential | 50 | 2014-05-14 | Aggregate | 2 | Non-Residential¦50¦41773¦Aggregate¦2 |  |  | 9.1825 |  | 16.93 | 717 |  |  | 9.1401 | 64.083 | 21.5646 | 718 | 17 | 20 | 1.0636 | 9.7663 | 3327 | 0.042381 | 0.62616 | 0.63226 | 0.80479 | 0.67246 | 1.0234 | 1.0488 | -1.2692 | -0.49431 | 0.042381 | 0.57908 | 1.354 | -0.71787 | 0.076197 | 0.62616 | 1.1761 | 1.9702
Non-Residential | 50 | 2014-05-14 | Per Premise | 7 | Non-Residential¦50¦41773¦Per Premise¦7 |  |  | 3.2547 |  | 6.4731 | 717 |  |  | 3.2255 | 77.652 | 8.0498 | 718 | 17 | 20 | 1.0636 | 3.4616 | 3327 | 0.02917 | 0.23609 | 0.24174 | 0.30042 | 0.25711 | 0.3856 | 0.39542 | -0.465 | -0.17304 | 0.02917 | 0.23138 | 0.52334 | -0.27066 | 0.028729 | 0.23609 | 0.44345 | 0.74284
Non-Residential | 50 | 2014-05-14 | Per Premise | 3 | Non-Residential¦50¦41773¦Per Premise¦3 |  |  | 2.6739 |  | 4.9389 | 717 |  |  | 2.592 | 66.1783 | 6.1549 | 718 | 17 | 20 | 1.0636 | 2.8439 | 3327 | 0.081853 | 0.25185 | 0.18445 | 0.2297 | 0.19617 | 0.29459 | 0.30207 | -0.29568 | -0.072629 | 0.081853 | 0.23634 | 0.45938 | -0.13527 | 0.093442 | 0.25185 | 0.41025 | 0.63896
Non-Residential | 50 | 2014-05-15 | Per Premise | 100 | Non-Residential¦50¦41774¦Per Premise¦100 |  |  | 6.5962 |  | 10.692 | 2860 |  |  | 6.6001 | 85.9854 | 11.1692 | 2868 | 17 | 20 | 1.1112 | 7.3299 | 3327 | -0.0038706 | 0.72977 | 0.19993 | 0.20856 | 0.22217 | 0.28891 | 0.30472 | -0.37413 | -0.15538 | -0.0038706 | 0.14763 | 0.36638 | 0.33925 | 0.56997 | 0.72977 | 0.88957 | 1.1203
Non-Residential | 50 | 2014-05-14 | Per Premise | 20 | Non-Residential¦50¦41773¦Per Premise¦20 |  |  | 5.5186 |  | 9.7615 | 717 |  |  | 5.5223 | 79.6803 | 10.7515 | 718 | 17 | 20 | 1.0636 | 5.8695 | 3327 | -0.0036525 | 0.3472 | 0.36455 | 0.40124 | 0.38772 | 0.54212 | 0.55797 | -0.6984 | -0.28794 | -0.0036525 | 0.28063 | 0.6911 | -0.36786 | 0.0546 | 0.3472 | 0.63979 | 1.0623
Non-Residential | 50 | 2014-05-14 | Per Premise | 1 | Non-Residential¦50¦41773¦Per Premise¦1 |  |  | 2.9278 |  | 5.3504 | 717 |  |  | 2.8689 | 66.8227 | 6.6761 | 718 | 17 | 20 | 1.0636 | 3.1139 | 3327 | 0.058824 | 0.24496 | 0.19981 | 0.24915 | 0.21252 | 0.31938 | 0.32747 | -0.35047 | -0.10866 | 0.058824 | 0.2263 | 0.46812 | -0.17472 | 0.073231 | 0.24496 | 0.41669 | 0.66463
Non-Residential | 50 | 2014-05-14 | Aggregate | 10 | Non-Residential¦50¦41773¦Aggregate¦10 |  |  | 22.1921 |  | 36.8129 | 717 |  |  | 23.3732 | 94.0213 | 46.269 | 718 | 17 | 20 | 1.0636 | 23.603 | 3327 | -1.1811 | 0.22977 | 1.3748 | 1.7267 | 1.4622 | 2.2072 | 2.2627 | -4.0098 | -2.3386 | -1.1811 | -0.023657 | 1.6475 | -2.67 | -0.95678 | 0.22977 | 1.4163 | 3.1295
Non-Residential | 50 | 2014-05-14 | Aggregate | 3 | Non-Residential¦50¦41773¦Aggregate¦3 |  |  | 8.896 |  | 16.4316 | 717 |  |  | 8.6237 | 66.1783 | 20.4774 | 718 | 17 | 20 | 1.0636 | 9.4616 | 3327 | 0.27233 | 0.8379 | 0.61365 | 0.76421 | 0.65266 | 0.98009 | 1.005 | -0.98372 | -0.24164 | 0.27233 | 0.78629 | 1.5284 | -0.45004 | 0.31088 | 0.8379 | 1.3649 | 2.1258
Non-Residential | 50 | 2014-05-14 | Per Premise | 16 | Non-Residential¦50¦41773¦Per Premise¦16 |  |  | 7.9235 |  | 11.5187 | 717 |  |  | 8.4273 | 91.2452 | 13.3379 | 718 | 17 | 20 | 1.0636 | 8.4273 | 3327 | -0.50374 | 9.66e-08 | 0.43017 | 0.49777 | 0.45752 | 0.65789 | 0.67609 | -1.3469 | -0.84874 | -0.50374 | -0.15875 | 0.33938 | -0.86644 | -0.35454 | 9.66e-08 | 0.35454 | 0.86644
Non-Residential | 50 | 2014-05-15 | Per Premise | 2 | Non-Residential¦50¦41774¦Per Premise¦2 |  |  | 2.8496 |  | 5.6084 | 715 |  |  | 2.8537 | 69.0574 | 6.6779 | 717 | 17 | 20 | 1.1112 | 3.1666 | 3327 | -0.0040691 | 0.31287 | 0.20974 | 0.24939 | 0.23307 | 0.32586 | 0.34135 | -0.42168 | -0.17495 | -0.0040691 | 0.16681 | 0.41354 | -0.12458 | 0.13387 | 0.31287 | 0.49187 | 0.75032
Non-Residential | 50 | 2014-05-14 | Per Premise | 8 | Non-Residential¦50¦41773¦Per Premise¦8 |  |  | 4.1786 |  | 8.0999 | 717 |  |  | 4.2211 | 85.056 | 10.8451 | 718 | 17 | 20 | 1.0636 | 4.4442 | 3327 | -0.042493 | 0.22316 | 0.30249 | 0.40474 | 0.32173 | 0.50529 | 0.51703 | -0.69004 | -0.30747 | -0.042493 | 0.22248 | 0.60506 | -0.43944 | -0.047968 | 0.22316 | 0.49429 | 0.88576
Non-Residential | 50 | 2014-05-14 | Aggregate | 100 | Non-Residential¦50¦41773¦Aggregate¦100 |  |  | 21.512 |  | 34.3309 | 2868 |  |  | 21.2612 | 84.7931 | 37.8839 | 2872 | 17 | 20 | 1.0636 | 22.8797 | 3327 | 0.25081 | 1.6185 | 0.64105 | 0.70691 | 0.68181 | 0.95429 | 0.98213 | -0.97216 | -0.24962 | 0.25081 | 0.75124 | 1.4738 | 0.3598 | 1.1034 | 1.6185 | 2.1335 | 2.8771
Non-Residential | 50 | 2014-05-14 | Per Premise | 22 | Non-Residential¦50¦41773¦Per Premise¦22 |  |  | 4.4303 |  | 8.3519 | 717 |  |  | 4.3663 | 74.5201 | 9.185 | 718 | 17 | 20 | 1.0636 | 4.712 | 3327 | 0.064045 | 0.34571 | 0.31191 | 0.34278 | 0.33174 | 0.46345 | 0.47702 | -0.52989 | -0.17899 | 0.064045 | 0.30708 | 0.65798 | -0.26562 | 0.095557 | 0.34571 | 0.59586 | 0.95703
Non-Residential | 50 | 2014-05-16 | Aggregate | 6 | Non-Residential¦50¦41775¦Aggregate¦6 |  |  | 9.7063 |  | 18.15 | 715 |  |  | 10.0314 | 69.34 | 24.8394 | 715 | 13 | 16 | 1.1197 | 10.8681 | 3327 | -0.32508 | 0.83679 | 0.67877 | 0.92894 | 0.76002 | 1.1505 | 1.2002 | -1.7995 | -0.9284 | -0.32508 | 0.27825 | 1.1494 | -0.70138 | 0.20738 | 0.83679 | 1.4662 | 2.375
Non-Residential | 50 | 2014-05-14 | Aggregate | 9 | Non-Residential¦50¦41773¦Aggregate¦9 |  |  | 18.5943 |  | 32.3917 | 717 |  |  | 18.8458 | 90.8926 | 42.5074 | 718 | 17 | 20 | 1.0636 | 19.7764 | 3327 | -0.25156 | 0.93059 | 1.2097 | 1.5864 | 1.2866 | 1.995 | 2.0425 | -2.8082 | -1.2977 | -0.25156 | 0.79461 | 2.3051 | -1.687 | -0.14051 | 0.93059 | 2.0017 | 3.5482
Non-Residential | 50 | 2014-05-15 | Aggregate | 18 | Non-Residential¦50¦41774¦Aggregate¦18 |  |  | 22.9291 |  | 35.861 | 715 |  |  | 22.8167 | 88.6173 | 37.3068 | 717 | 17 | 20 | 1.1112 | 25.4793 | 3327 | 0.1124 | 2.6626 | 1.3411 | 1.3932 | 1.4903 | 1.9338 | 2.0401 | -2.3659 | -0.90171 | 0.1124 | 1.1265 | 2.5907 | 0.048076 | 1.5928 | 2.6626 | 3.7324 | 5.2771
Non-Residential | 50 | 2014-05-16 | Per Premise | 21 | Non-Residential¦50¦41775¦Per Premise¦21 |  |  | 5.0666 |  | 8.9528 | 715 |  |  | 5.2782 | 68.3603 | 10.1696 | 715 | 13 | 16 | 1.1197 | 5.673 | 3327 | -0.2116 | 0.39488 | 0.33482 | 0.38032 | 0.3749 | 0.5067 | 0.53403 | -0.86096 | -0.47732 | -0.2116 | 0.054113 | 0.43776 | -0.28951 | 0.11483 | 0.39488 | 0.67492 | 1.0793
Non-Residential | 50 | 2014-05-15 | Per Premise | 7 | Non-Residential¦50¦41774¦Per Premise¦7 |  |  | 3.2056 |  | 6.6613 | 715 |  |  | 3.2773 | 78.1029 | 7.9364 | 717 | 17 | 20 | 1.1112 | 3.5621 | 3327 | -0.071688 | 0.28484 | 0.24912 | 0.29639 | 0.27683 | 0.38718 | 0.40556 | -0.56788 | -0.27473 | -0.071688 | 0.13135 | 0.4245 | -0.23491 | 0.072164 | 0.28484 | 0.49752 | 0.80459
Non-Residential | 50 | 2014-05-16 | Aggregate | 16 | Non-Residential¦50¦41775¦Aggregate¦16 |  |  | 26.1766 |  | 39.1627 | 715 |  |  | 25.5854 | 89.2667 | 46.0401 | 715 | 13 | 16 | 1.1197 | 29.31 | 3327 | 0.59115 | 3.7245 | 1.4646 | 1.7218 | 1.6399 | 2.2605 | 2.3778 | -2.3057 | -0.59424 | 0.59115 | 1.7765 | 3.488 | 0.67727 | 2.4776 | 3.7245 | 4.9715 | 6.7718
Non-Residential | 50 | 2014-05-16 | Per Premise | 6 | Non-Residential¦50¦41775¦Per Premise¦6 |  |  | 2.9174 |  | 5.4554 | 715 |  |  | 3.0151 | 69.34 | 7.466 | 715 | 13 | 16 | 1.1197 | 3.2667 | 3327 | -0.097709 | 0.25151 | 0.20402 | 0.27921 | 0.22844 | 0.34581 | 0.36076 | -0.54088 | -0.27905 | -0.097709 | 0.083633 | 0.34546 | -0.21081 | 0.062333 | 0.25151 | 0.4407 | 0.71384
Non-Residential | 50 | 2014-05-16 | Aggregate | 22 | Non-Residential¦50¦41775¦Aggregate¦22 |  |  | 14.4952 |  | 25.6067 | 715 |  |  | 15.3589 | 67.1137 | 31.0781 | 715 | 13 | 16 | 1.1197 | 16.2303 | 3327 | -0.86371 | 0.8714 | 0.95764 | 1.1623 | 1.0723 | 1.506 | 1.5813 | -2.7937 | -1.6534 | -0.86371 | -0.073988 | 1.0662 | -1.1552 | 0.042149 | 0.8714 | 1.7006 | 2.8979
Non-Residential | 50 | 2014-05-15 | Per Premise | 14 | Non-Residential¦50¦41774¦Per Premise¦14 |  |  | 8.0907 |  | 12.1928 | 715 |  |  | 9.0586 | 95.9325 | 14.4729 | 717 | 17 | 20 | 1.1112 | 8.9906 | 3327 | -0.96786 | -0.068001 | 0.45599 | 0.5405 | 0.5067 | 0.70715 | 0.74087 | -1.8741 | -1.3387 | -0.96786 | -0.59703 | -0.061609 | -1.0175 | -0.45651 | -0.068001 | 0.32051 | 0.88146
Non-Residential | 50 | 2014-05-14 | Per Premise | 15 | Non-Residential¦50¦41773¦Per Premise¦15 |  |  | 8.0852 |  | 11.7733 | 717 |  |  | 8.7171 | 93.0238 | 13.8066 | 718 | 17 | 20 | 1.0636 | 8.5992 | 3327 | -0.6319 | -0.11788 | 0.43968 | 0.51526 | 0.46764 | 0.67736 | 0.69583 | -1.5 | -0.9871 | -0.6319 | -0.27669 | 0.23617 | -1.0096 | -0.48277 | -0.11788 | 0.24701 | 0.77386
Non-Residential | 50 | 2014-05-16 | Aggregate | 21 | Non-Residential¦50¦41775¦Aggregate¦21 |  |  | 16.8564 |  | 29.7861 | 715 |  |  | 17.5604 | 68.3603 | 33.8342 | 715 | 13 | 16 | 1.1197 | 18.8742 | 3327 | -0.704 | 1.3138 | 1.1139 | 1.2653 | 1.2473 | 1.6858 | 1.7767 | -2.8644 | -1.588 | -0.704 | 0.18003 | 1.4564 | -0.96321 | 0.38204 | 1.3138 | 2.2455 | 3.5907
Non-Residential | 50 | 2014-05-15 | Per Premise | 1 | Non-Residential¦50¦41774¦Per Premise¦1 |  |  | 3.0291 |  | 5.9578 | 715 |  |  | 2.9443 | 70.3171 | 6.4535 | 717 | 17 | 20 | 1.1112 | 3.366 | 3327 | 0.084774 | 0.42167 | 0.22281 | 0.24101 | 0.24759 | 0.32822 | 0.34552 | -0.33586 | -0.087346 | 0.084774 | 0.25689 | 0.50541 | -0.021137 | 0.24048 | 0.42167 | 0.60286 | 0.86448
Non-Residential | 50 | 2014-05-14 | Aggregate | 11 | Non-Residential¦50¦41773¦Aggregate¦11 |  |  | 24.4014 |  | 38.159 | 717 |  |  | 26.0893 | 94.4431 | 47.7873 | 718 | 17 | 20 | 1.0636 | 25.9527 | 3327 | -1.6879 | -0.13658 | 1.4251 | 1.7834 | 1.5157 | 2.2828 | 2.3405 | -4.6135 | -2.885 | -1.6879 | -0.49079 | 1.2377 | -3.136 | -1.3639 | -0.13658 | 1.0908 | 2.8629
Non-Residential | 50 | 2014-05-15 | Per Premise | 8 | Non-Residential¦50¦41774¦Per Premise¦8 |  |  | 4.0598 |  | 7.988 | 715 |  |  | 4.1252 | 85.4439 | 9.1403 | 717 | 17 | 20 | 1.1112 | 4.5113 | 3327 | -0.065403 | 0.38613 | 0.29873 | 0.34135 | 0.33196 | 0.45361 | 0.47615 | -0.64673 | -0.30328 | -0.065403 | 0.17247 | 0.51592 | -0.22408 | 0.13644 | 0.38613 | 0.63582 | 0.99633
Non-Residential | 50 | 2014-05-14 | Per Premise | 21 | Non-Residential¦50¦41773¦Per Premise¦21 |  |  | 5.124 |  | 9.2578 | 717 |  |  | 5.2733 | 76.5819 | 10.5053 | 718 | 17 | 20 | 1.0636 | 5.4498 | 3327 | -0.14931 | 0.17646 | 0.34574 | 0.39206 | 0.36772 | 0.52273 | 0.53752 | -0.81921 | -0.42342 | -0.14931 | 0.12481 | 0.52059 | -0.5124 | -0.10542 | 0.17646 | 0.45833 | 0.86531
Non-Residential | 50 | 2014-05-15 | Per Premise | 6 | Non-Residential¦50¦41774¦Per Premise¦6 |  |  | 2.9517 |  | 5.9852 | 715 |  |  | 2.9687 | 70.3215 | 7.4664 | 717 | 17 | 20 | 1.1112 | 3.28 | 3327 | -0.016948 | 0.31134 | 0.22383 | 0.27884 | 0.24873 | 0.35756 | 0.37365 | -0.47518 | -0.20445 | -0.016948 | 0.17056 | 0.44129 | -0.16751 | 0.1154 | 0.31134 | 0.50729 | 0.7902
Non-Residential | 50 | 2014-05-14 | Per Premise | 24 | Non-Residential¦50¦41773¦Per Premise¦24 |  |  | 3.2183 |  | 6.1536 | 717 |  |  | 3.2219 | 70.7948 | 7.4315 | 718 | 17 | 20 | 1.0636 | 3.4229 | 3327 | -0.0035232 | 0.20108 | 0.22981 | 0.27734 | 0.24442 | 0.36018 | 0.36967 | -0.46511 | -0.1924 | -0.0035232 | 0.18536 | 0.45807 | -0.27267 | 0.0072269 | 0.20108 | 0.39494 | 0.67484
Non-Residential | 50 | 2014-05-14 | Aggregate | 20 | Non-Residential¦50¦41773¦Aggregate¦20 |  |  | 18.3604 |  | 32.4764 | 717 |  |  | 18.3726 | 79.6803 | 35.7701 | 718 | 17 | 20 | 1.0636 | 19.5277 | 3327 | -0.012152 | 1.1551 | 1.2129 | 1.3349 | 1.29 | 1.8036 | 1.8563 | -2.3236 | -0.95797 | -0.012152 | 0.93367 | 2.2993 | -1.2239 | 0.18165 | 1.1551 | 2.1286 | 3.5341
Non-Residential | 50 | 2014-05-14 | Aggregate | 24 | Non-Residential¦50¦41773¦Aggregate¦24 |  |  | 10.7074 |  | 20.4729 | 717 |  |  | 10.7191 | 70.7948 | 24.7247 | 718 | 17 | 20 | 1.0636 | 11.3881 | 3327 | -0.011722 | 0.66901 | 0.76457 | 0.92272 | 0.81318 | 1.1983 | 1.2299 | -1.5474 | -0.64012 | -0.011722 | 0.61668 | 1.524 | -0.90718 | 0.024043 | 0.66901 | 1.314 | 2.2452
Non-Residential | 50 | 2014-05-16 | Per Premise | 22 | Non-Residential¦50¦41775¦Per Premise¦22 |  |  | 4.3568 |  | 7.6966 | 715 |  |  | 4.6164 | 67.1137 | 9.3412 | 715 | 13 | 16 | 1.1197 | 4.8784 | 3327 | -0.25961 | 0.26192 | 0.28784 | 0.34934 | 0.32229 | 0.45265 | 0.4753 | -0.8397 | -0.49697 | -0.25961 | -0.022239 | 0.32048 | -0.34721 | 0.012669 | 0.26192 | 0.51116 | 0.87104
Non-Residential | 50 | 2014-05-14 | Per Premise | 5 | Non-Residential¦50¦41773¦Per Premise¦5 |  |  | 2.7367 |  | 5.3981 | 717 |  |  | 2.5087 | 65.4013 | 5.7845 | 718 | 17 | 20 | 1.0636 | 2.9107 | 3327 | 0.22799 | 0.40198 | 0.2016 | 0.21588 | 0.21441 | 0.29537 | 0.30426 | -0.15054 | 0.073095 | 0.22799 | 0.38288 | 0.60652 | 0.012049 | 0.24242 | 0.40198 | 0.56153 | 0.7919
Non-Residential | 50 | 2014-05-16 | Aggregate | 15 | Non-Residential¦50¦41775¦Aggregate¦15 |  |  | 26.6387 |  | 39.8526 | 715 |  |  | 26.5293 | 89.8571 | 47.6517 | 715 | 13 | 16 | 1.1197 | 29.8274 | 3327 | 0.10938 | 3.2981 | 1.4904 | 1.7821 | 1.6688 | 2.3232 | 2.4415 | -2.8679 | -1.1089 | 0.10938 | 1.3277 | 3.0866 | 0.16925 | 2.0178 | 3.2981 | 4.5784 | 6.427
Non-Residential | 50 | 2014-05-15 | Per Premise | 9 | Non-Residential¦50¦41774¦Per Premise¦9 |  |  | 5.2884 |  | 9.4933 | 715 |  |  | 5.4365 | 94.0593 | 11.0839 | 717 | 17 | 20 | 1.1112 | 5.8766 | 3327 | -0.14809 | 0.44009 | 0.35503 | 0.41394 | 0.39451 | 0.54533 | 0.57182 | -0.84696 | -0.43407 | -0.14809 | 0.13788 | 0.55078 | -0.29274 | 0.14022 | 0.44009 | 0.73995 | 1.1729
Non-Residential | 50 | 2014-05-14 | Aggregate | 15 | Non-Residential¦50¦41773¦Aggregate¦15 |  |  | 26.8994 |  | 39.1698 | 717 |  |  | 29.0017 | 93.0238 | 45.9344 | 718 | 17 | 20 | 1.0636 | 28.6095 | 3327 | -2.1023 | -0.39218 | 1.4628 | 1.7143 | 1.5558 | 2.2536 | 2.315 | -4.9904 | -3.2841 | -2.1023 | -0.92056 | 0.78573 | -3.359 | -1.6062 | -0.39218 | 0.82181 | 2.5746
Non-Residential | 50 | 2014-05-15 | Aggregate | 2 | Non-Residential¦50¦41774¦Aggregate¦2 |  |  | 9.4807 |  | 18.6591 | 715 |  |  | 9.4943 | 69.0574 | 22.2174 | 717 | 17 | 20 | 1.1112 | 10.5352 | 3327 | -0.013538 | 1.0409 | 0.69781 | 0.82972 | 0.77542 | 1.0841 | 1.1357 | -1.4029 | -0.58207 | -0.013538 | 0.55499 | 1.3759 | -0.41449 | 0.44538 | 1.0409 | 1.6365 | 2.4963
Non-Residential | 50 | 2014-05-15 | Aggregate | 23 | Non-Residential¦50¦41774¦Aggregate¦23 |  |  | 12.4106 |  | 23.2539 | 715 |  |  | 12.8727 | 71.1171 | 26.5043 | 717 | 17 | 20 | 1.1112 | 13.791 | 3327 | -0.4621 | 0.91822 | 0.86965 | 0.98982 | 0.96637 | 1.3176 | 1.3833 | -2.1507 | -1.153 | -0.4621 | 0.22884 | 1.2265 | -0.8546 | 0.1928 | 0.91822 | 1.6436 | 2.691
Non-Residential | 50 | 2014-05-15 | Per Premise | 21 | Non-Residential¦50¦41774¦Per Premise¦21 |  |  | 5.1632 |  | 8.9445 | 715 |  |  | 5.5212 | 75.8951 | 10.3402 | 717 | 17 | 20 | 1.1112 | 5.7374 | 3327 | -0.35801 | 0.21625 | 0.3345 | 0.38616 | 0.37171 | 0.51089 | 0.53599 | -1.0127 | -0.62592 | -0.35801 | -0.090092 | 0.29673 | -0.47065 | -0.064826 | 0.21625 | 0.49732 | 0.90315
Non-Residential | 50 | 2014-05-14 | Aggregate | 12 | Non-Residential¦50¦41773¦Aggregate¦12 |  |  | 25.6642 |  | 39.0541 | 717 |  |  | 28.0964 | 94.7271 | 49.5751 | 718 | 17 | 20 | 1.0636 | 27.2958 | 3327 | -2.4322 | -0.80061 | 1.4585 | 1.8501 | 1.5512 | 2.3559 | 2.4144 | -5.4514 | -3.6677 | -2.4322 | -1.1968 | 0.58696 | -3.8948 | -2.0667 | -0.80061 | 0.46549 | 2.2936
Non-Residential | 50 | 2014-05-16 | Per Premise | 19 | Non-Residential¦50¦41775¦Per Premise¦19 |  |  | 6.0748 |  | 10.1129 | 715 |  |  | 6.2578 | 74.6619 | 11.2768 | 715 | 13 | 16 | 1.1197 | 6.802 | 3327 | -0.183 | 0.54417 | 0.3782 | 0.42173 | 0.42347 | 0.56647 | 0.59765 | -0.90896 | -0.48006 | -0.183 | 0.11406 | 0.54296 | -0.22174 | 0.23077 | 0.54417 | 0.85758 | 1.3101
Non-Residential | 50 | 2014-05-14 | Per Premise | 14 | Non-Residential¦50¦41773¦Per Premise¦14 |  |  | 8.1486 |  | 11.9106 | 717 |  |  | 8.7828 | 92.7716 | 14.2273 | 718 | 17 | 20 | 1.0636 | 8.6666 | 3327 | -0.63427 | -0.11622 | 0.44481 | 0.53096 | 0.47309 | 0.69265 | 0.71115 | -1.5219 | -0.9975 | -0.63427 | -0.27105 | 0.2534 | -1.0276 | -0.48915 | -0.11622 | 0.2567 | 0.79515
Non-Residential | 50 | 2014-05-16 | Per Premise | 13 | Non-Residential¦50¦41775¦Per Premise¦13 |  |  | 7.8352 |  | 12.0291 | 715 |  |  | 8.2263 | 93.1639 | 14.7285 | 715 | 13 | 16 | 1.1197 | 8.773 | 3327 | -0.39114 | 0.54674 | 0.44986 | 0.55081 | 0.50371 | 0.71118 | 0.74641 | -1.3026 | -0.76409 | -0.39114 | -0.018202 | 0.52027 | -0.40982 | 0.15533 | 0.54674 | 0.93816 | 1.5033
Non-Residential | 50 | 2014-05-16 | Aggregate | 14 | Non-Residential¦50¦41775¦Aggregate¦14 |  |  | 26.2919 |  | 39.5577 | 715 |  |  | 27.1928 | 91.0703 | 48.5749 | 715 | 13 | 16 | 1.1197 | 29.4392 | 3327 | -0.90084 | 2.2464 | 1.4794 | 1.8166 | 1.6565 | 2.3428 | 2.4584 | -3.9032 | -2.1294 | -0.90084 | 0.32771 | 2.1015 | -0.90423 | 0.95717 | 2.2464 | 3.5356 | 5.397
Non-Residential | 50 | 2014-05-16 | Per Premise | 16 | Non-Residential¦50¦41775¦Per Premise¦16 |  |  | 7.8679 |  | 11.7712 | 715 |  |  | 7.6902 | 89.2667 | 13.8383 | 715 | 13 | 16 | 1.1197 | 8.8097 | 3327 | 0.17768 | 1.1195 | 0.44022 | 0.51752 | 0.49291 | 0.67943 | 0.7147 | -0.69304 | -0.17861 | 0.17768 | 0.53397 | 1.0484 | 0.20357 | 0.7447 | 1.1195 | 1.4943 | 2.0354
Non-Residential | 50 | 2014-05-16 | Aggregate | 17 | Non-Residential¦50¦41775¦Aggregate¦17 |  |  | 25.226 |  | 38.2263 | 715 |  |  | 26.8279 | 85.3848 | 47.178 | 715 | 13 | 16 | 1.1197 | 28.2456 | 3327 | -1.6019 | 1.4177 | 1.4296 | 1.7644 | 1.6007 | 2.2708 | 2.3823 | -4.5121 | -2.7927 | -1.6019 | -0.41109 | 1.3083 | -1.6353 | 0.16842 | 1.4177 | 2.667 | 4.4707
Non-Residential | 50 | 2014-05-15 | Aggregate | 24 | Non-Residential¦50¦41774¦Aggregate¦24 |  |  | 11.1545 |  | 21.4713 | 715 |  |  | 11.3634 | 70.4403 | 24.9664 | 717 | 17 | 20 | 1.1112 | 12.3952 | 3327 | -0.20889 | 1.0317 | 0.80298 | 0.93239 | 0.89229 | 1.2305 | 1.2906 | -1.7858 | -0.85416 | -0.20889 | 0.43639 | 1.3681 | -0.62218 | 0.35496 | 1.0317 | 1.7085 | 2.6856
Non-Residential | 50 | 2014-05-14 | Per Premise | 12 | Non-Residential¦50¦41773¦Per Premise¦12 |  |  | 7.7139 |  | 11.7385 | 717 |  |  | 8.445 | 94.7271 | 14.9009 | 718 | 17 | 20 | 1.0636 | 8.2043 | 3327 | -0.73106 | -0.24064 | 0.43838 | 0.55609 | 0.46625 | 0.70811 | 0.7257 | -1.6385 | -1.1024 | -0.73106 | -0.35972 | 0.17642 | -1.1707 | -0.6212 | -0.24064 | 0.13991 | 0.68938
Non-Residential | 50 | 2014-05-16 | Per Premise | 12 | Non-Residential¦50¦41775¦Per Premise¦12 |  |  | 7.6218 |  | 11.8098 | 715 |  |  | 8.5341 | 93.1947 | 14.6975 | 715 | 13 | 16 | 1.1197 | 8.5341 | 3327 | -0.91234 | 4.09e-07 | 0.44166 | 0.54966 | 0.49453 | 0.70512 | 0.73938 | -1.816 | -1.2821 | -0.91234 | -0.54258 | -0.0087011 | -0.94755 | -0.38773 | 4.09e-07 | 0.38773 | 0.94755
Non-Residential | 50 | 2014-05-14 | Per Premise | 9 | Non-Residential¦50¦41773¦Per Premise¦9 |  |  | 5.5889 |  | 9.736 | 717 |  |  | 5.6645 | 90.8926 | 12.7765 | 718 | 17 | 20 | 1.0636 | 5.9442 | 3327 | -0.07561 | 0.27971 | 0.3636 | 0.47682 | 0.38671 | 0.59963 | 0.61392 | -0.84407 | -0.39006 | -0.07561 | 0.23884 | 0.69285 | -0.50706 | -0.042233 | 0.27971 | 0.60165 | 1.0665
Non-Residential | 50 | 2014-05-16 | Per Premise | 15 | Non-Residential¦50¦41775¦Per Premise¦15 |  |  | 8.0068 |  | 11.9785 | 715 |  |  | 7.974 | 89.8571 | 14.3227 | 715 | 13 | 16 | 1.1197 | 8.9653 | 3327 | 0.032878 | 0.99131 | 0.44797 | 0.53564 | 0.5016 | 0.69828 | 0.73383 | -0.862 | -0.3333 | 0.032878 | 0.39905 | 0.92775 | 0.050872 | 0.60649 | 0.99131 | 1.3761 | 1.9318
Non-Residential | 50 | 2014-05-14 | Per Premise | 13 | Non-Residential¦50¦41773¦Per Premise¦13 |  |  | 7.967 |  | 12.0849 | 717 |  |  | 8.6446 | 93.6518 | 14.2608 | 718 | 17 | 20 | 1.0636 | 8.4736 | 3327 | -0.67754 | -0.17103 | 0.45132 | 0.53221 | 0.48001 | 0.69781 | 0.7167 | -1.5718 | -1.0435 | -0.67754 | -0.31161 | 0.21673 | -1.0895 | -0.54687 | -0.17103 | 0.2048 | 0.74745
Non-Residential | 50 | 2014-05-15 | Per Premise | 5 | Non-Residential¦50¦41774¦Per Premise¦5 |  |  | 2.8307 |  | 5.8893 | 715 |  |  | 2.6773 | 65.0336 | 6.4261 | 717 | 17 | 20 | 1.1112 | 3.1455 | 3327 | 0.1534 | 0.46823 | 0.22025 | 0.23999 | 0.24474 | 0.32573 | 0.34277 | -0.26404 | -0.017414 | 0.1534 | 0.32422 | 0.57085 | 0.028948 | 0.28848 | 0.46823 | 0.64798 | 0.90751
Non-Residential | 50 | 2014-05-15 | Per Premise | 24 | Non-Residential¦50¦41774¦Per Premise¦24 |  |  | 3.3527 |  | 6.4537 | 715 |  |  | 3.4155 | 70.4403 | 7.5042 | 717 | 17 | 20 | 1.1112 | 3.7256 | 3327 | -0.062786 | 0.31011 | 0.24135 | 0.28025 | 0.2682 | 0.36985 | 0.3879 | -0.53677 | -0.25674 | -0.062786 | 0.13117 | 0.4112 | -0.18701 | 0.10669 | 0.31011 | 0.51352 | 0.80723
Non-Residential | 50 | 2014-05-14 | Per Premise | 2 | Non-Residential¦50¦41773¦Per Premise¦2 |  |  | 2.76 |  | 5.0887 | 717 |  |  | 2.7472 | 64.083 | 6.4817 | 718 | 17 | 20 | 1.0636 | 2.9355 | 3327 | 0.012738 | 0.18821 | 0.19004 | 0.2419 | 0.20212 | 0.30762 | 0.31522 | -0.38149 | -0.14858 | 0.012738 | 0.17405 | 0.40697 | -0.21577 | 0.022903 | 0.18821 | 0.35351 | 0.59218
Non-Residential | 50 | 2014-05-16 | Aggregate | 8 | Non-Residential¦50¦41775¦Aggregate¦8 |  |  | 13.7742 |  | 26.2395 | 715 |  |  | 13.8673 | 81.1797 | 30.3062 | 715 | 13 | 16 | 1.1197 | 15.423 | 3327 | -0.093084 | 1.5557 | 0.9813 | 1.1334 | 1.0988 | 1.4992 | 1.5786 | -2.0144 | -0.87925 | -0.093084 | 0.69308 | 1.8282 | -0.46728 | 0.72793 | 1.5557 | 2.3835 | 3.5787
Non-Residential | 50 | 2014-05-16 | Aggregate | 13 | Non-Residential¦50¦41775¦Aggregate¦13 |  |  | 26.0675 |  | 40.0209 | 715 |  |  | 27.3689 | 93.1639 | 49.0017 | 715 | 13 | 16 | 1.1197 | 29.1879 | 3327 | -1.3013 | 1.819 | 1.4967 | 1.8326 | 1.6759 | 2.3661 | 2.4833 | -4.3336 | -2.5421 | -1.3013 | -0.060559 | 1.7309 | -1.3635 | 0.51677 | 1.819 | 3.1213 | 5.0015
Non-Residential | 50 | 2014-05-16 | Per Premise | 3 | Non-Residential¦50¦41775¦Per Premise¦3 |  |  | 2.7506 |  | 5.0958 | 715 |  |  | 2.7845 | 66.7721 | 6.4854 | 715 | 13 | 16 | 1.1197 | 3.0799 | 3327 | -0.033839 | 0.29542 | 0.19057 | 0.24254 | 0.21338 | 0.30845 | 0.32305 | -0.42914 | -0.19559 | -0.033839 | 0.12791 | 0.36146 | -0.11858 | 0.12601 | 0.29542 | 0.46482 | 0.70942
Non-Residential | 50 | 2014-05-15 | Aggregate | 14 | Non-Residential¦50¦41774¦Aggregate¦14 |  |  | 26.9179 |  | 40.5656 | 715 |  |  | 30.138 | 95.9325 | 48.1512 | 717 | 17 | 20 | 1.1112 | 29.9117 | 3327 | -3.2201 | -0.22624 | 1.5171 | 1.7982 | 1.6858 | 2.3527 | 2.4649 | -6.2352 | -4.4538 | -3.2201 | -1.9863 | -0.20497 | -3.3851 | -1.5188 | -0.22624 | 1.0663 | 2.9326
Non-Residential | 50 | 2014-05-16 | Aggregate | 1 | Non-Residential¦50¦41775¦Aggregate¦1 |  |  | 10.1915 |  | 18.8988 | 715 |  |  | 10.2789 | 69.2022 | 22.446 | 715 | 13 | 16 | 1.1197 | 11.4114 | 3327 | -0.08745 | 1.1325 | 0.70678 | 0.83943 | 0.79138 | 1.0974 | 1.1537 | -1.4938 | -0.6629 | -0.08745 | 0.488 | 1.3189 | -0.34598 | 0.52751 | 1.1325 | 1.7375 | 2.611
Non-Residential | 50 | 2014-05-16 | Aggregate | 24 | Non-Residential¦50¦41775¦Aggregate¦24 |  |  | 11.1364 |  | 20.7512 | 715 |  |  | 11.4191 | 64.3708 | 25.1446 | 715 | 13 | 16 | 1.1197 | 12.4694 | 3327 | -0.2827 | 1.0503 | 0.77605 | 0.94036 | 0.86894 | 1.2192 | 1.2804 | -1.8452 | -0.92206 | -0.2827 | 0.35667 | 1.2798 | -0.5905 | 0.37893 | 1.0503 | 1.7218 | 2.6912
Non-Residential | 50 | 2014-05-16 | Per Premise | 100 | Non-Residential¦50¦41775¦Per Premise¦100 |  |  | 7.9031 |  | 11.9115 | 2860 |  |  | 8.016 | 90.8395 | 14.3705 | 2860 | 13 | 16 | 1.1197 | 8.8491 | 3327 | -0.11284 | 0.83318 | 0.22273 | 0.26871 | 0.24939 | 0.34902 | 0.36661 | -0.56013 | -0.29586 | -0.11284 | 0.07019 | 0.33445 | 0.36335 | 0.64093 | 0.83318 | 1.0254 | 1.303
Non-Residential | 50 | 2014-05-15 | Aggregate | 19 | Non-Residential¦50¦41774¦Aggregate¦19 |  |  | 20.5334 |  | 34.2032 | 715 |  |  | 20.2888 | 83.3662 | 34.9535 | 717 | 17 | 20 | 1.1112 | 22.8171 | 3327 | 0.24455 | 2.5283 | 1.2791 | 1.3054 | 1.4214 | 1.8276 | 1.9299 | -2.0976 | -0.71384 | 0.24455 | 1.2029 | 2.5867 | 0.05509 | 1.5163 | 2.5283 | 3.5403 | 5.0015
Non-Residential | 50 | 2014-05-15 | Aggregate | 4 | Non-Residential¦50¦41774¦Aggregate¦4 |  |  | 8.9448 |  | 17.969 | 715 |  |  | 8.8908 | 66.1855 | 21.5832 | 717 | 17 | 20 | 1.1112 | 9.9396 | 3327 | 0.053961 | 1.0488 | 0.672 | 0.80604 | 0.74674 | 1.0494 | 1.0988 | -1.2909 | -0.49636 | 0.053961 | 0.60428 | 1.3988 | -0.35934 | 0.47261 | 1.0488 | 1.625 | 2.457
Non-Residential | 50 | 2014-05-16 | Aggregate | 2 | Non-Residential¦50¦41775¦Aggregate¦2 |  |  | 9.5265 |  | 17.2971 | 715 |  |  | 9.7405 | 68.258 | 21.409 | 715 | 13 | 16 | 1.1197 | 10.6669 | 3327 | -0.21392 | 0.92643 | 0.64688 | 0.80065 | 0.72431 | 1.0293 | 1.0797 | -1.533 | -0.75369 | -0.21392 | 0.32586 | 1.1052 | -0.45721 | 0.36026 | 0.92643 | 1.4926 | 2.3101
Non-Residential | 50 | 2014-05-15 | Aggregate | 16 | Non-Residential¦50¦41774¦Aggregate¦16 |  |  | 26.1678 |  | 39.2009 | 715 |  |  | 29.0782 | 94.8795 | 44.9433 | 717 | 17 | 20 | 1.1112 | 29.0782 | 3327 | -2.9104 | 1.26e-06 | 1.466 | 1.6784 | 1.6291 | 2.2285 | 2.339 | -5.7664 | -4.0791 | -2.9104 | -1.7418 | -0.054412 | -2.9976 | -1.2266 | 1.26e-06 | 1.2266 | 2.9976
Non-Residential | 50 | 2014-05-14 | Per Premise | 17 | Non-Residential¦50¦41773¦Per Premise¦17 |  |  | 7.534 |  | 11.1861 | 717 |  |  | 7.3531 | 88.794 | 12.1226 | 718 | 17 | 20 | 1.0636 | 8.013 | 3327 | 0.18095 | 0.65993 | 0.41775 | 0.45241 | 0.44431 | 0.61579 | 0.6341 | -0.60821 | -0.14197 | 0.18095 | 0.50387 | 0.97011 | -0.15271 | 0.32741 | 0.65993 | 0.99245 | 1.4726
Non-Residential | 50 | 2014-05-14 | Aggregate | 7 | Non-Residential¦50¦41773¦Aggregate¦7 |  |  | 10.8282 |  | 21.536 | 717 |  |  | 10.7312 | 77.652 | 26.7818 | 718 | 17 | 20 | 1.0636 | 11.5167 | 3327 | 0.097048 | 0.78546 | 0.80428 | 0.99949 | 0.85541 | 1.2829 | 1.3156 | -1.5471 | -0.57571 | 0.097048 | 0.7698 | 1.7412 | -0.9005 | 0.09558 | 0.78546 | 1.4753 | 2.4714
Non-Residential | 50 | 2014-05-15 | Per Premise | 15 | Non-Residential¦50¦41774¦Per Premise¦15 |  |  | 8.0232 |  | 12.1203 | 715 |  |  | 9.0642 | 96.6111 | 14.0576 | 717 | 17 | 20 | 1.1112 | 8.9155 | 3327 | -1.041 | -0.14863 | 0.45327 | 0.52499 | 0.50369 | 0.69359 | 0.72754 | -1.9298 | -1.4047 | -1.041 | -0.67725 | -0.1521 | -1.081 | -0.53015 | -0.14863 | 0.23289 | 0.78375
Non-Residential | 50 | 2014-05-15 | Aggregate | 8 | Non-Residential¦50¦41774¦Aggregate¦8 |  |  | 13.5069 |  | 26.5759 | 715 |  |  | 13.7245 | 85.4439 | 30.4097 | 717 | 17 | 20 | 1.1112 | 15.0091 | 3327 | -0.2176 | 1.2846 | 0.99388 | 1.1357 | 1.1044 | 1.5092 | 1.5841 | -2.1517 | -1.009 | -0.2176 | 0.57381 | 1.7165 | -0.74551 | 0.45392 | 1.2846 | 2.1154 | 3.3148
Non-Residential | 50 | 2014-05-16 | Per Premise | 9 | Non-Residential¦50¦41775¦Per Premise¦9 |  |  | 5.2564 |  | 9.3003 | 715 |  |  | 5.4277 | 87.3928 | 11.2311 | 715 | 13 | 16 | 1.1197 | 5.8856 | 3327 | -0.17129 | 0.45792 | 0.34781 | 0.42002 | 0.38945 | 0.54533 | 0.57279 | -0.87016 | -0.45726 | -0.17129 | 0.11468 | 0.52758 | -0.27614 | 0.15755 | 0.45792 | 0.75828 | 1.192
Non-Residential | 50 | 2014-05-15 | Aggregate | 3 | Non-Residential¦50¦41774¦Aggregate¦3 |  |  | 9.0934 |  | 18.3042 | 715 |  |  | 8.9583 | 68.1824 | 21.5207 | 717 | 17 | 20 | 1.1112 | 10.1048 | 3327 | 0.13517 | 1.1465 | 0.68454 | 0.80371 | 0.76067 | 1.0557 | 1.1066 | -1.2178 | -0.41845 | 0.13517 | 0.68878 | 1.4881 | -0.27163 | 0.56624 | 1.1465 | 1.7268 | 2.5647
Non-Residential | 50 | 2014-05-16 | Per Premise | 23 | Non-Residential¦50¦41775¦Per Premise¦23 |  |  | 3.7183 |  | 6.7647 | 715 |  |  | 3.9679 | 65.3518 | 8.5907 | 715 | 13 | 16 | 1.1197 | 4.1634 | 3327 | -0.24956 | 0.19553 | 0.25298 | 0.32127 | 0.28327 | 0.40892 | 0.42832 | -0.77362 | -0.464 | -0.24956 | -0.035124 | 0.27449 | -0.35338 | -0.029082 | 0.19553 | 0.42014 | 0.74444
Non-Residential | 50 | 2014-05-15 | Aggregate | 1 | Non-Residential¦50¦41774¦Aggregate¦1 |  |  | 10.0777 |  | 19.8217 | 715 |  |  | 9.7957 | 70.3171 | 21.4707 | 717 | 17 | 20 | 1.1112 | 11.1986 | 3327 | 0.28204 | 1.4029 | 0.74129 | 0.80184 | 0.82374 | 1.092 | 1.1496 | -1.1174 | -0.2906 | 0.28204 | 0.85469 | 1.6815 | -0.070324 | 0.80007 | 1.4029 | 2.0057 | 2.8761
Non-Residential | 50 | 2014-05-16 | Aggregate | 19 | Non-Residential¦50¦41775¦Aggregate¦19 |  |  | 20.211 |  | 33.6455 | 715 |  |  | 20.8198 | 74.6619 | 37.5178 | 715 | 13 | 16 | 1.1197 | 22.6303 | 3327 | -0.60884 | 1.8105 | 1.2583 | 1.4031 | 1.4089 | 1.8846 | 1.9884 | -3.0241 | -1.5971 | -0.60884 | 0.37947 | 1.8064 | -0.73773 | 0.76776 | 1.8105 | 2.8532 | 4.3587
Non-Residential | 50 | 2014-05-15 | Aggregate | 10 | Non-Residential¦50¦41774¦Aggregate¦10 |  |  | 21.5207 |  | 35.7081 | 715 |  |  | 22.915 | 96.2515 | 41.6377 | 717 | 17 | 20 | 1.1112 | 23.9142 | 3327 | -1.3944 | 0.99919 | 1.3354 | 1.555 | 1.4839 | 2.0497 | 2.1494 | -4.0212 | -2.4692 | -1.3944 | -0.31949 | 1.2325 | -1.7554 | -0.12797 | 0.99919 | 2.1264 | 3.7538
Non-Residential | 50 | 2014-05-16 | Per Premise | 2 | Non-Residential¦50¦41775¦Per Premise¦2 |  |  | 2.8634 |  | 5.199 | 715 |  |  | 2.9277 | 68.258 | 6.4349 | 715 | 13 | 16 | 1.1197 | 3.2062 | 3327 | -0.064297 | 0.27846 | 0.19443 | 0.24065 | 0.21771 | 0.30938 | 0.32451 | -0.46079 | -0.22654 | -0.064297 | 0.097943 | 0.33219 | -0.13742 | 0.10828 | 0.27846 | 0.44863 | 0.69434
Non-Residential | 50 | 2014-05-14 | Aggregate | 6 | Non-Residential¦50¦41773¦Aggregate¦6 |  |  | 9.6111 |  | 18.6263 | 717 |  |  | 9.5371 | 70.5295 | 23.334 | 718 | 17 | 20 | 1.0636 | 10.2221 | 3327 | 0.073959 | 0.68499 | 0.69561 | 0.87082 | 0.73984 | 1.1145 | 1.1427 | -1.3544 | -0.51051 | 0.073959 | 0.65842 | 1.5023 | -0.7794 | 0.085774 | 0.68499 | 1.2842 | 2.1494
Non-Residential | 50 | 2014-05-16 | Aggregate | 10 | Non-Residential¦50¦41775¦Aggregate¦10 |  |  | 20.9032 |  | 34.5093 | 715 |  |  | 22.4936 | 90.217 | 42.5916 | 715 | 13 | 16 | 1.1197 | 23.4053 | 3327 | -1.5904 | 0.91175 | 1.2906 | 1.5928 | 1.4451 | 2.0501 | 2.1507 | -4.2176 | -2.6654 | -1.5904 | -0.51536 | 1.0368 | -1.8444 | -0.21605 | 0.91175 | 2.0396 | 3.6679
Non-Residential | 50 | 2014-05-14 | Aggregate | 21 | Non-Residential¦50¦41773¦Aggregate¦21 |  |  | 17.0476 |  | 30.8006 | 717 |  |  | 17.5444 | 76.5819 | 34.9512 | 718 | 17 | 20 | 1.0636 | 18.1314 | 3327 | -0.49674 | 0.58707 | 1.1503 | 1.3044 | 1.2234 | 1.7391 | 1.7883 | -2.7255 | -1.4087 | -0.49674 | 0.41525 | 1.732 | -1.7047 | -0.35072 | 0.58707 | 1.5249 | 2.8789
Non-Residential | 50 | 2014-05-15 | Per Premise | 3 | Non-Residential¦50¦41774¦Per Premise¦3 |  |  | 2.7332 |  | 5.5017 | 715 |  |  | 2.6926 | 68.1824 | 6.4685 | 717 | 17 | 20 | 1.1112 | 3.0372 | 3327 | 0.040627 | 0.34462 | 0.20575 | 0.24157 | 0.22864 | 0.31732 | 0.33261 | -0.36603 | -0.12577 | 0.040627 | 0.20703 | 0.44729 | -0.081643 | 0.1702 | 0.34462 | 0.51904 | 0.77088
Non-Residential | 50 | 2014-05-15 | Per Premise | 22 | Non-Residential¦50¦41774¦Per Premise¦22 |  |  | 4.3447 |  | 7.6632 | 715 |  |  | 4.5546 | 73.1934 | 8.5847 | 717 | 17 | 20 | 1.1112 | 4.828 | 3327 | -0.20981 | 0.27341 | 0.28659 | 0.3206 | 0.31846 | 0.43002 | 0.45189 | -0.7609 | -0.43532 | -0.20981 | 0.01569 | 0.34128 | -0.30571 | 0.036442 | 0.27341 | 0.51038 | 0.85253
Non-Residential | 50 | 2014-05-15 | Aggregate | 17 | Non-Residential¦50¦41774¦Aggregate¦17 |  |  | 25.1747 |  | 38.4244 | 715 |  |  | 25.5537 | 91.3165 | 40.9038 | 717 | 17 | 20 | 1.1112 | 27.9746 | 3327 | -0.37896 | 2.421 | 1.437 | 1.5276 | 1.5968 | 2.0972 | 2.2098 | -3.0667 | -1.4788 | -0.37896 | 0.72083 | 2.3088 | -0.41101 | 1.2622 | 2.421 | 3.5798 | 5.253
Non-Residential | 50 | 2014-05-14 | Aggregate | 16 | Non-Residential¦50¦41773¦Aggregate¦16 |  |  | 26.3616 |  | 38.3227 | 717 |  |  | 28.0375 | 91.2452 | 44.3752 | 718 | 17 | 20 | 1.0636 | 28.0375 | 3327 | -1.676 | 3.12e-07 | 1.4312 | 1.6561 | 1.5222 | 2.1888 | 2.2494 | -4.481 | -2.8238 | -1.676 | -0.52815 | 1.1291 | -2.8827 | -1.1796 | 3.12e-07 | 1.1796 | 2.8827
Non-Residential | 50 | 2014-05-14 | Aggregate | 5 | Non-Residential¦50¦41773¦Aggregate¦5 |  |  | 9.1051 |  | 17.9596 | 717 |  |  | 8.3466 | 65.4013 | 19.245 | 718 | 17 | 20 | 1.0636 | 9.6839 | 3327 | 0.75852 | 1.3374 | 0.67071 | 0.71822 | 0.71336 | 0.9827 | 1.0123 | -0.50086 | 0.24319 | 0.75852 | 1.2738 | 2.0179 | 0.040088 | 0.80654 | 1.3374 | 1.8682 | 2.6347
Non-Residential | 50 | 2014-05-14 | Aggregate | 14 | Non-Residential¦50¦41773¦Aggregate¦14 |  |  | 27.1102 |  | 39.6266 | 717 |  |  | 29.2205 | 92.7716 | 47.3341 | 718 | 17 | 20 | 1.0636 | 28.8338 | 3327 | -2.1102 | -0.38668 | 1.4799 | 1.7665 | 1.574 | 2.3045 | 2.366 | -5.0635 | -3.3187 | -2.1102 | -0.90177 | 0.84306 | -3.4188 | -1.6274 | -0.38668 | 0.85405 | 2.6455
Non-Residential | 50 | 2014-05-15 | Per Premise | 23 | Non-Residential¦50¦41774¦Per Premise¦23 |  |  | 3.7303 |  | 6.9895 | 715 |  |  | 3.8692 | 71.1171 | 7.9664 | 717 | 17 | 20 | 1.1112 | 4.1452 | 3327 | -0.13889 | 0.27599 | 0.26139 | 0.29751 | 0.29046 | 0.39603 | 0.41579 | -0.64642 | -0.34657 | -0.13889 | 0.068784 | 0.36864 | -0.25687 | 0.057949 | 0.27599 | 0.49403 | 0.80885
Non-Residential | 50 | 2014-05-15 | Per Premise | 11 | Non-Residential¦50¦41774¦Per Premise¦11 |  |  | 7.3715 |  | 11.7696 | 715 |  |  | 8.0013 | 96.1936 | 13.6956 | 717 | 17 | 20 | 1.1112 | 8.1914 | 3327 | -0.6298 | 0.19006 | 0.44016 | 0.51147 | 0.48911 | 0.67479 | 0.7077 | -1.4946 | -0.98366 | -0.6298 | -0.27594 | 0.23498 | -0.71689 | -0.18105 | 0.19006 | 0.56118 | 1.097
Non-Residential | 50 | 2014-05-16 | Per Premise | 7 | Non-Residential¦50¦41775¦Per Premise¦7 |  |  | 3.2414 |  | 6.4809 | 715 |  |  | 3.2954 | 75.3825 | 7.8609 | 715 | 13 | 16 | 1.1197 | 3.6294 | 3327 | -0.054018 | 0.33399 | 0.24237 | 0.29398 | 0.27138 | 0.38101 | 0.40009 | -0.5423 | -0.25382 | -0.054018 | 0.14578 | 0.43427 | -0.17875 | 0.12418 | 0.33399 | 0.5438 | 0.84673
Non-Residential | 50 | 2014-05-14 | Aggregate | 4 | Non-Residential¦50¦41773¦Aggregate¦4 |  |  | 8.7676 |  | 16.0652 | 717 |  |  | 8.5313 | 65.4621 | 20.1971 | 718 | 17 | 20 | 1.0636 | 9.325 | 3327 | 0.23633 | 0.79374 | 0.59997 | 0.75375 | 0.63811 | 0.96338 | 0.98758 | -0.99829 | -0.26886 | 0.23633 | 0.74153 | 1.4709 | -0.4719 | 0.27585 | 0.79374 | 1.3116 | 2.0594
Non-Residential | 50 | 2014-05-15 | Per Premise | 4 | Non-Residential¦50¦41774¦Per Premise¦4 |  |  | 2.6885 |  | 5.401 | 715 |  |  | 2.6723 | 66.1855 | 6.4873 | 717 | 17 | 20 | 1.1112 | 2.9876 | 3327 | 0.016219 | 0.31524 | 0.20198 | 0.24227 | 0.22445 | 0.31543 | 0.33026 | -0.38802 | -0.14919 | 0.016219 | 0.18163 | 0.42045 | -0.10801 | 0.14205 | 0.31524 | 0.48843 | 0.73849
Non-Residential | 50 | 2014-05-14 | Aggregate | 18 | Non-Residential¦50¦41773¦Aggregate¦18 |  |  | 22.5975 |  | 33.9871 | 717 |  |  | 22.2483 | 86.923 | 38.2778 | 718 | 17 | 20 | 1.0636 | 24.0341 | 3327 | 0.34918 | 1.7858 | 1.2693 | 1.4285 | 1.35 | 1.9109 | 1.9655 | -2.0998 | -0.65292 | 0.34918 | 1.3513 | 2.7982 | -0.73302 | 0.75513 | 1.7858 | 2.8165 | 4.3047
Non-Residential | 50 | 2014-05-15 | Per Premise | 13 | Non-Residential¦50¦41774¦Per Premise¦13 |  |  | 8.0009 |  | 12.3085 | 715 |  |  | 8.9915 | 96.1739 | 14.7157 | 717 | 17 | 20 | 1.1112 | 8.8907 | 3327 | -0.99061 | -0.10075 | 0.46031 | 0.54957 | 0.51151 | 0.71688 | 0.75078 | -1.9093 | -1.3665 | -0.99061 | -0.61468 | -0.071901 | -1.0629 | -0.49446 | -0.10075 | 0.29296 | 0.86141
Non-Residential | 50 | 2014-05-16 | Aggregate | 12 | Non-Residential¦50¦41775¦Aggregate¦12 |  |  | 25.3576 |  | 39.2913 | 715 |  |  | 28.393 | 93.1947 | 48.8987 | 715 | 13 | 16 | 1.1197 | 28.393 | 3327 | -3.0354 | 9.28e-07 | 1.4694 | 1.8287 | 1.6453 | 2.3459 | 2.4599 | -6.0418 | -4.2656 | -3.0354 | -1.8052 | -0.028948 | -3.1525 | -1.29 | 9.28e-07 | 1.29 | 3.1525
Non-Residential | 50 | 2014-05-16 | Aggregate | 18 | Non-Residential¦50¦41775¦Aggregate¦18 |  |  | 23.0097 |  | 34.9805 | 715 |  |  | 24.298 | 80.7107 | 43.9165 | 715 | 13 | 16 | 1.1197 | 25.764 | 3327 | -1.2883 | 1.466 | 1.3082 | 1.6424 | 1.4648 | 2.0997 | 2.2007 | -3.9792 | -2.3894 | -1.2883 | -0.18721 | 1.4026 | -1.3543 | 0.31196 | 1.466 | 2.62 | 4.2863
Non-Residential | 50 | 2014-05-14 | Per Premise | 4 | Non-Residential¦50¦41773¦Per Premise¦4 |  |  | 2.6353 |  | 4.8287 | 717 |  |  | 2.5642 | 65.4621 | 6.0707 | 718 | 17 | 20 | 1.0636 | 2.8028 | 3327 | 0.071035 | 0.23857 | 0.18033 | 0.22656 | 0.1918 | 0.28956 | 0.29684 | -0.30006 | -0.080813 | 0.071035 | 0.22288 | 0.44213 | -0.14184 | 0.082912 | 0.23857 | 0.39424 | 0.61899
Non-Residential | 50 | 2014-05-15 | Aggregate | 15 | Non-Residential¦50¦41774¦Aggregate¦15 |  |  | 26.6932 |  | 40.3241 | 715 |  |  | 30.1565 | 96.6111 | 46.7697 | 717 | 17 | 20 | 1.1112 | 29.662 | 3327 | -3.4633 | -0.49449 | 1.508 | 1.7466 | 1.6758 | 2.3076 | 2.4205 | -6.4206 | -4.6734 | -3.4633 | -2.2532 | -0.50603 | -3.5965 | -1.7638 | -0.49449 | 0.77484 | 2.6075
Non-Residential | 50 | 2014-05-16 | Aggregate | 4 | Non-Residential¦50¦41775¦Aggregate¦4 |  |  | 8.9976 |  | 16.6537 | 715 |  |  | 9.2244 | 67.2457 | 22.1358 | 715 | 13 | 16 | 1.1197 | 10.0746 | 3327 | -0.22683 | 0.85021 | 0.62281 | 0.82783 | 0.69736 | 1.036 | 1.0824 | -1.5545 | -0.77008 | -0.22683 | 0.31643 | 1.1008 | -0.53696 | 0.28259 | 0.85021 | 1.4178 | 2.2374
Non-Residential | 50 | 2014-05-16 | Aggregate | 23 | Non-Residential¦50¦41775¦Aggregate¦23 |  |  | 12.3708 |  | 22.506 | 715 |  |  | 13.2011 | 65.3518 | 28.5812 | 715 | 13 | 16 | 1.1197 | 13.8517 | 3327 | -0.8303 | 0.65052 | 0.84168 | 1.0689 | 0.94243 | 1.3605 | 1.425 | -2.5738 | -1.5437 | -0.8303 | -0.11686 | 0.91323 | -1.1757 | -0.096754 | 0.65052 | 1.3978 | 2.4768
Non-Residential | 50 | 2014-05-14 | Per Premise | 23 | Non-Residential¦50¦41773¦Per Premise¦23 |  |  | 3.6837 |  | 7.0898 | 717 |  |  | 3.7367 | 72.5538 | 8.2039 | 718 | 17 | 20 | 1.0636 | 3.9179 | 3327 | -0.053056 | 0.18114 | 0.26477 | 0.30617 | 0.28161 | 0.40477 | 0.41598 | -0.57179 | -0.26532 | -0.053056 | 0.15921 | 0.46568 | -0.35196 | -0.037004 | 0.18114 | 0.39928 | 0.71424
Non-Residential | 50 | 2014-05-16 | Per Premise | 20 | Non-Residential¦50¦41775¦Per Premise¦20 |  |  | 5.4447 |  | 9.4487 | 715 |  |  | 5.7904 | 70.5554 | 10.6645 | 715 | 13 | 16 | 1.1197 | 6.0964 | 3327 | -0.34576 | 0.30599 | 0.35336 | 0.39883 | 0.39566 | 0.53285 | 0.56179 | -1.0286 | -0.62518 | -0.34576 | -0.066329 | 0.33712 | -0.41398 | 0.011381 | 0.30599 | 0.60059 | 1.026
Non-Residential | 50 | 2014-05-14 | Per Premise | 6 | Non-Residential¦50¦41773¦Per Premise¦6 |  |  | 2.8888 |  | 5.5985 | 717 |  |  | 2.8666 | 70.5295 | 7.0135 | 718 | 17 | 20 | 1.0636 | 3.0725 | 3327 | 0.02223 | 0.20589 | 0.20908 | 0.26174 | 0.22237 | 0.335 | 0.34345 | -0.40709 | -0.15344 | 0.02223 | 0.1979 | 0.45155 | -0.23426 | 0.025781 | 0.20589 | 0.38599 | 0.64604
Non-Residential | 50 | 2014-05-16 | Per Premise | 1 | Non-Residential¦50¦41775¦Per Premise¦1 |  |  | 3.0633 |  | 5.6804 | 715 |  |  | 3.0895 | 69.2022 | 6.7466 | 715 | 13 | 16 | 1.1197 | 3.4299 | 3327 | -0.026285 | 0.34039 | 0.21244 | 0.25231 | 0.23787 | 0.32983 | 0.34676 | -0.44898 | -0.19925 | -0.026285 | 0.14668 | 0.39641 | -0.10399 | 0.15856 | 0.34039 | 0.52223 | 0.78478
Non-Residential | 50 | 2014-05-15 | Aggregate | 22 | Non-Residential¦50¦41774¦Aggregate¦22 |  |  | 14.455 |  | 25.4955 | 715 |  |  | 15.153 | 73.1934 | 28.5611 | 717 | 17 | 20 | 1.1112 | 16.0626 | 3327 | -0.69805 | 0.90964 | 0.95348 | 1.0666 | 1.0595 | 1.4307 | 1.5034 | -2.5315 | -1.4483 | -0.69805 | 0.052199 | 1.1354 | -1.0171 | 0.12124 | 0.90964 | 1.698 | 2.8364
Non-Residential | 50 | 2014-05-16 | Aggregate | 3 | Non-Residential¦50¦41775¦Aggregate¦3 |  |  | 9.1514 |  | 16.9538 | 715 |  |  | 9.264 | 66.7721 | 21.5769 | 715 | 13 | 16 | 1.1197 | 10.2468 | 3327 | -0.11258 | 0.98286 | 0.63404 | 0.80693 | 0.70993 | 1.0262 | 1.0748 | -1.4277 | -0.65073 | -0.11258 | 0.42557 | 1.2026 | -0.39452 | 0.41925 | 0.98286 | 1.5465 | 2.3602
Non-Residential | 50 | 2014-05-14 | Aggregate | 13 | Non-Residential¦50¦41773¦Aggregate¦13 |  |  | 26.5064 |  | 40.2066 | 717 |  |  | 28.7606 | 93.6518 | 47.4455 | 718 | 17 | 20 | 1.0636 | 28.1915 | 3327 | -2.2542 | -0.56903 | 1.5015 | 1.7707 | 1.597 | 2.3216 | 2.3845 | -5.2294 | -3.4716 | -2.2542 | -1.0367 | 0.72106 | -3.6248 | -1.8194 | -0.56903 | 0.68138 | 2.4868
Non-Residential | 50 | 2014-05-16 | Aggregate | 5 | Non-Residential¦50¦41775¦Aggregate¦5 |  |  | 9.4438 |  | 18.4201 | 715 |  |  | 9.0679 | 66.0292 | 21.9362 | 715 | 13 | 16 | 1.1197 | 10.5742 | 3327 | 0.37589 | 1.5063 | 0.68887 | 0.82037 | 0.77133 | 1.0712 | 1.126 | -0.99696 | -0.18587 | 0.37589 | 0.93764 | 1.7487 | 0.063255 | 0.91583 | 1.5063 | 2.0968 | 2.9494
Non-Residential | 50 | 2014-05-16 | Per Premise | 8 | Non-Residential¦50¦41775¦Per Premise¦8 |  |  | 4.1401 |  | 7.8868 | 715 |  |  | 4.1681 | 81.1797 | 9.1092 | 715 | 13 | 16 | 1.1197 | 4.6357 | 3327 | -0.027978 | 0.46761 | 0.29495 | 0.34066 | 0.33026 | 0.45061 | 0.47447 | -0.60546 | -0.26428 | -0.027978 | 0.20832 | 0.5495 | -0.14045 | 0.21879 | 0.46761 | 0.71642 | 1.0757
Non-Residential | 50 | 2014-05-16 | Aggregate | 20 | Non-Residential¦50¦41775¦Aggregate¦20 |  |  | 18.1145 |  | 31.4358 | 715 |  |  | 19.2648 | 70.5554 | 35.4808 | 715 | 13 | 16 | 1.1197 | 20.2828 | 3327 | -1.1503 | 1.018 | 1.1756 | 1.3269 | 1.3164 | 1.7728 | 1.8691 | -3.4223 | -2.08 | -1.1503 | -0.22068 | 1.1216 | -1.3773 | 0.037866 | 1.018 | 1.9982 | 3.4133
Non-Residential | 50 | 2014-05-14 | Aggregate | 17 | Non-Residential¦50¦41773¦Aggregate¦17 |  |  | 25.0656 |  | 37.216 | 717 |  |  | 24.4636 | 88.794 | 40.3318 | 718 | 17 | 20 | 1.0636 | 26.6592 | 3327 | 0.60202 | 2.1956 | 1.3899 | 1.5052 | 1.4782 | 2.0487 | 2.1097 | -2.0235 | -0.47233 | 0.60202 | 1.6764 | 3.2276 | -0.50805 | 1.0893 | 2.1956 | 3.3019 | 4.8992
Non-Residential | 50 | 2014-05-14 | Aggregate | 8 | Non-Residential¦50¦41773¦Aggregate¦8 |  |  | 13.9021 |  | 26.9482 | 717 |  |  | 14.0435 | 85.056 | 36.0818 | 718 | 17 | 20 | 1.0636 | 14.786 | 3327 | -0.14137 | 0.74246 | 1.0064 | 1.3466 | 1.0704 | 1.6811 | 1.7202 | -2.2958 | -1.0229 | -0.14137 | 0.74019 | 2.013 | -1.462 | -0.15959 | 0.74246 | 1.6445 | 2.9469
Non-Residential | 50 | 2014-05-15 | Aggregate | 100 | Non-Residential¦50¦41774¦Aggregate¦100 |  |  | 21.9457 |  | 35.5724 | 2860 |  |  | 21.9586 | 85.9854 | 37.16 | 2868 | 17 | 20 | 1.1112 | 24.3865 | 3327 | -0.012878 | 2.4279 | 0.66517 | 0.69388 | 0.73915 | 0.96121 | 1.0138 | -1.2447 | -0.51694 | -0.012878 | 0.49118 | 1.219 | 1.1287 | 1.8963 | 2.4279 | 2.9596 | 3.7272
Non-Residential | 50 | 2014-05-16 | Per Premise | 17 | Non-Residential¦50¦41775¦Per Premise¦17 |  |  | 7.5822 |  | 11.4897 | 715 |  |  | 8.0637 | 85.3848 | 14.1804 | 715 | 13 | 16 | 1.1197 | 8.4898 | 3327 | -0.48149 | 0.42612 | 0.42969 | 0.53032 | 0.48113 | 0.68255 | 0.71604 | -1.3562 | -0.83942 | -0.48149 | -0.12356 | 0.39323 | -0.49153 | 0.050623 | 0.42612 | 0.80161 | 1.3438
Residential | All | 2014-05-15 | Aggregate | 5 | Residential¦All¦41774¦Aggregate¦5 |  |  | 12.5359 |  | 10.5316 | 1383 |  |  | 13.1046 | 62.7927 | 12.293 | 1348 | 17 | 20 | 1.1501 | 14.4181 | 22395 | -0.56868 | 1.3135 | 0.28319 | 0.33482 | 0.32571 | 0.43852 | 0.46711 | -1.1307 | -0.79865 | -0.56868 | -0.33872 | -0.0066913 | 0.71484 | 1.0685 | 1.3135 | 1.5584 | 1.9121
Residential | All | 2014-05-16 | Aggregate | 23 | Residential¦All¦41775¦Aggregate¦23 |  |  | 27.2709 |  | 25.3353 | 1388 |  |  | 30.2952 | 64.4435 | 26.7348 | 1341 | 13 | 16 | 1.0832 | 29.5401 | 22395 | -3.0243 | -0.75518 | 0.68004 | 0.73007 | 0.73662 | 0.99772 | 1.0371 | -4.3029 | -3.5475 | -3.0243 | -2.5011 | -1.7457 | -2.0843 | -1.299 | -0.75518 | -0.21132 | 0.57394
Residential | All | 2014-05-14 | Aggregate | 23 | Residential¦All¦41773¦Aggregate¦23 |  |  | 27.8286 |  | 26.7762 | 1393 |  |  | 33.0304 | 71.3321 | 30.61 | 1352 | 17 | 20 | 1.089 | 30.3043 | 22395 | -5.2018 | -2.7261 | 0.71742 | 0.83248 | 0.78124 | 1.099 | 1.1417 | -6.6102 | -5.7781 | -5.2018 | -4.6255 | -3.7934 | -4.1892 | -3.3248 | -2.7261 | -2.1275 | -1.2631
Residential | All | 2014-05-15 | Per Premise | 12 | Residential¦All¦41774¦Per Premise¦12 |  |  | 1.2087 |  | 1.4148 | 1383 |  |  | 1.3548 | 98.6158 | 1.5381 | 1348 | 17 | 20 | 1.1501 | 1.3901 | 22395 | -0.14612 | 0.035355 | 0.038045 | 0.041893 | 0.043757 | 0.05659 | 0.060578 | -0.21864 | -0.17579 | -0.14612 | -0.11644 | -0.073592 | -0.042279 | 0.0035876 | 0.035355 | 0.067122 | 0.11299
Residential | All | 2014-05-16 | Per Premise | 23 | Residential¦All¦41775¦Per Premise¦23 |  |  | 1.2177 |  | 1.1313 | 1388 |  |  | 1.3528 | 64.4435 | 1.1938 | 1341 | 13 | 16 | 1.0832 | 1.319 | 22395 | -0.13504 | -0.033721 | 0.030366 | 0.032599 | 0.032892 | 0.044551 | 0.04631 | -0.19214 | -0.15841 | -0.13504 | -0.11168 | -0.077948 | -0.09307 | -0.058006 | -0.033721 | -0.0094359 | 0.025628
Residential | All | 2014-05-15 | Aggregate | 1 | Residential¦All¦41774¦Aggregate¦1 |  |  | 17.3575 |  | 17.1031 | 1383 |  |  | 20.1439 | 68.9965 | 20.7066 | 1348 | 17 | 20 | 1.1501 | 19.9635 | 22395 | -2.7865 | -0.18042 | 0.4599 | 0.56398 | 0.52895 | 0.72772 | 0.77322 | -3.7191 | -3.1681 | -2.7865 | -2.4049 | -1.8539 | -1.1713 | -0.5859 | -0.18042 | 0.22505 | 0.81049
Residential | All | 2014-05-14 | Aggregate | 3 | Residential¦All¦41773¦Aggregate¦3 |  |  | 13.0452 |  | 12.8046 | 1393 |  |  | 13.1953 | 64.6622 | 12.981 | 1352 | 17 | 20 | 1.089 | 14.2057 | 22395 | -0.15011 | 1.0104 | 0.34308 | 0.35304 | 0.3736 | 0.49228 | 0.51401 | -0.78099 | -0.40826 | -0.15011 | 0.10804 | 0.48077 | 0.35167 | 0.74085 | 1.0104 | 1.2799 | 1.6691
Residential | All | 2014-05-14 | Per Premise | 16 | Residential¦All¦41773¦Per Premise¦16 |  |  | 1.5755 |  | 1.8091 | 1393 |  |  | 1.7157 | 92.6941 | 1.7962 | 1352 | 17 | 20 | 1.089 | 1.7157 | 22395 | -0.14016 | -1.3e-07 | 0.048471 | 0.04885 | 0.052783 | 0.068817 | 0.071919 | -0.22835 | -0.17625 | -0.14016 | -0.10407 | -0.051968 | -0.092168 | -0.037715 | -1.3e-07 | 0.037714 | 0.092168
Residential | All | 2014-05-14 | Aggregate | 1 | Residential¦All¦41773¦Aggregate¦1 |  |  | 16.5069 |  | 17.0072 | 1393 |  |  | 16.7244 | 66.2156 | 17.1753 | 1352 | 17 | 20 | 1.089 | 17.9753 | 22395 | -0.21758 | 1.2509 | 0.45568 | 0.46711 | 0.49621 | 0.65256 | 0.68148 | -1.0539 | -0.55978 | -0.21758 | 0.12462 | 0.6187 | 0.37752 | 0.89351 | 1.2509 | 1.6082 | 2.1242
Residential | All | 2014-05-16 | Per Premise | 16 | Residential¦All¦41775¦Per Premise¦16 |  |  | 1.674 |  | 1.9057 | 1388 |  |  | 1.5136 | 90.7568 | 1.5218 | 1341 | 13 | 16 | 1.0832 | 1.8133 | 22395 | 0.16033 | 0.29961 | 0.05115 | 0.041557 | 0.055406 | 0.065904 | 0.069259 | 0.075868 | 0.12577 | 0.16033 | 0.19489 | 0.24479 | 0.21085 | 0.26329 | 0.29961 | 0.33593 | 0.38837
Residential | All | 2014-05-16 | Aggregate | 22 | Residential¦All¦41775¦Aggregate¦22 |  |  | 32.3437 |  | 30.7001 | 1388 |  |  | 35.8033 | 67.2679 | 32.0583 | 1341 | 13 | 16 | 1.0832 | 35.0349 | 22395 | -3.4596 | -0.76839 | 0.82403 | 0.87544 | 0.8926 | 1.2023 | 1.2503 | -5.0003 | -4.09 | -3.4596 | -2.8291 | -1.9188 | -2.3706 | -1.424 | -0.76839 | -0.11275 | 0.83387
Residential | All | 2014-05-14 | Aggregate | 14 | Residential¦All¦41773¦Aggregate¦14 |  |  | 29.6134 |  | 35.5934 | 1393 |  |  | 30.5665 | 94.3356 | 35.1506 | 1352 | 17 | 20 | 1.089 | 32.2479 | 22395 | -0.95311 | 1.6813 | 0.95366 | 0.95597 | 1.0385 | 1.3503 | 1.4115 | -2.6836 | -1.6612 | -0.95311 | -0.24501 | 0.77738 | -0.1276 | 0.94112 | 1.6813 | 2.4215 | 3.4902
Residential | All | 2014-05-14 | Aggregate | 16 | Residential¦All¦41773¦Aggregate¦16 |  |  | 35.2841 |  | 40.5141 | 1393 |  |  | 38.423 | 92.6941 | 40.226 | 1352 | 17 | 20 | 1.089 | 38.423 | 22395 | -3.1389 | -1.01e-06 | 1.0855 | 1.094 | 1.1821 | 1.5412 | 1.6106 | -5.114 | -3.9471 | -3.1389 | -2.3307 | -1.1638 | -2.0641 | -0.84462 | -1.01e-06 | 0.84461 | 2.0641
Residential | All | 2014-05-14 | Per Premise | 8 | Residential¦All¦41773¦Per Premise¦8 |  |  | 0.7388 |  | 0.70689 | 1393 |  |  | 0.74134 | 84.5193 | 0.62699 | 1352 | 17 | 20 | 1.089 | 0.80453 | 22395 | -0.0025386 | 0.063186 | 0.01894 | 0.017052 | 0.020625 | 0.025485 | 0.026761 | -0.035199 | -0.015903 | -0.0025386 | 0.010826 | 0.030122 | 0.02889 | 0.049152 | 0.063186 | 0.077219 | 0.097481
Residential | All | 2014-05-15 | Aggregate | 12 | Residential¦All¦41774¦Aggregate¦12 |  |  | 27.0681 |  | 31.6852 | 1383 |  |  | 30.3404 | 98.6158 | 34.4458 | 1348 | 17 | 20 | 1.1501 | 31.1321 | 22395 | -3.2722 | 0.79177 | 0.85201 | 0.93819 | 0.97993 | 1.2673 | 1.3566 | -4.8964 | -3.9368 | -3.2722 | -2.6077 | -1.6481 | -0.94684 | 0.080344 | 0.79177 | 1.5032 | 2.5304
Residential | All | 2014-05-15 | Per Premise | 2 | Residential¦All¦41774¦Per Premise¦2 |  |  | 0.67031 |  | 0.62439 | 1383 |  |  | 0.75892 | 67.8687 | 0.80944 | 1348 | 17 | 20 | 1.1501 | 0.77096 | 22395 | -0.088606 | 0.012036 | 0.01679 | 0.022047 | 0.019311 | 0.027712 | 0.029308 | -0.12412 | -0.10314 | -0.088606 | -0.074074 | -0.053091 | -0.025524 | -0.0033333 | 0.012036 | 0.027405 | 0.049595
Residential | All | 2014-05-16 | Aggregate | 5 | Residential¦All¦41775¦Aggregate¦5 |  |  | 12.9962 |  | 12.5831 | 1388 |  |  | 13.347 | 64.6294 | 12.6268 | 1341 | 13 | 16 | 1.0832 | 14.0775 | 22395 | -0.35079 | 0.73056 | 0.33775 | 0.34481 | 0.36585 | 0.48267 | 0.50273 | -0.96936 | -0.60391 | -0.35079 | -0.097684 | 0.26777 | 0.086287 | 0.46693 | 0.73056 | 0.9942 | 1.3748
Residential | All | 2014-05-14 | Per Premise | 22 | Residential¦All¦41773¦Per Premise¦22 |  |  | 1.4975 |  | 1.3445 | 1393 |  |  | 1.8796 | 73.3233 | 1.6514 | 1352 | 17 | 20 | 1.089 | 1.6308 | 22395 | -0.38203 | -0.24881 | 0.036023 | 0.044913 | 0.039228 | 0.057575 | 0.059632 | -0.45581 | -0.41222 | -0.38203 | -0.35184 | -0.30824 | -0.32523 | -0.28008 | -0.24881 | -0.21753 | -0.17238
Residential | All | 2014-05-14 | Aggregate | 7 | Residential¦All¦41773¦Aggregate¦7 |  |  | 15.0566 |  | 13.4958 | 1393 |  |  | 15.6992 | 77.5198 | 12.1742 | 1352 | 17 | 20 | 1.089 | 16.396 | 22395 | -0.64266 | 0.69678 | 0.3616 | 0.33109 | 0.39376 | 0.49028 | 0.51446 | -1.271 | -0.89977 | -0.64266 | -0.38556 | -0.014342 | 0.037467 | 0.42699 | 0.69678 | 0.96657 | 1.3561
Residential | All | 2014-05-14 | Aggregate | 24 | Residential¦All¦41773¦Aggregate¦24 |  |  | 21.4876 |  | 20.5532 | 1393 |  |  | 25.3533 | 69.3398 | 25.3537 | 1352 | 17 | 20 | 1.089 | 23.3991 | 22395 | -3.8658 | -1.9542 | 0.55068 | 0.68953 | 0.59967 | 0.88244 | 0.91382 | -4.9967 | -4.3285 | -3.8658 | -3.403 | -2.7349 | -3.1253 | -2.4334 | -1.9542 | -1.475 | -0.78311
Residential | All | 2014-05-15 | Aggregate | 16 | Residential¦All¦41774¦Aggregate¦16 |  |  | 41.1952 |  | 44.9487 | 1383 |  |  | 47.3802 | 96.0383 | 46.6147 | 1348 | 17 | 20 | 1.1501 | 47.3802 | 22395 | -6.1851 | -4.29e-06 | 1.2087 | 1.2696 | 1.3901 | 1.753 | 1.8827 | -8.4316 | -7.1043 | -6.1851 | -5.2658 | -3.9386 | -2.4127 | -0.98728 | -4.29e-06 | 0.98727 | 2.4127
Residential | All | 2014-05-15 | Aggregate | 10 | Residential¦All¦41774¦Aggregate¦10 |  |  | 20.9144 |  | 24.178 | 1383 |  |  | 21.5734 | 98.4372 | 22.8954 | 1348 | 17 | 20 | 1.1501 | 24.0544 | 22395 | -0.65901 | 2.4811 | 0.65014 | 0.6236 | 0.74776 | 0.90086 | 0.97366 | -1.8135 | -1.1314 | -0.65901 | -0.18659 | 0.4955 | 1.2333 | 1.9705 | 2.4811 | 2.9917 | 3.7289
Residential | All | 2014-05-15 | Aggregate | 9 | Residential¦All¦41774¦Aggregate¦9 |  |  | 18.3695 |  | 18.3902 | 1383 |  |  | 19.1814 | 94.8015 | 18.4499 | 1348 | 17 | 20 | 1.1501 | 21.1275 | 22395 | -0.81191 | 1.9461 | 0.49451 | 0.50251 | 0.56876 | 0.70502 | 0.75895 | -1.7154 | -1.1816 | -0.81191 | -0.44219 | 0.09162 | 0.97346 | 1.5481 | 1.9461 | 2.3441 | 2.9187
Residential | All | 2014-05-14 | Per Premise | 100 | Residential¦All¦41773¦Per Premise¦100 |  |  | 1.7369 |  | 1.8203 | 5572 |  |  | 1.5812 | 85.1337 | 1.4693 | 5408 | 17 | 20 | 1.089 | 1.8915 | 22395 | 0.1557 | 0.31022 | 0.024386 | 0.01998 | 0.026555 | 0.031525 | 0.033232 | 0.1153 | 0.13917 | 0.1557 | 0.17223 | 0.1961 | 0.26763 | 0.29279 | 0.31022 | 0.32765 | 0.35281
Residential | All | 2014-05-14 | Per Premise | 12 | Residential¦All¦41773¦Per Premise¦12 |  |  | 0.99998 |  | 1.1834 | 1393 |  |  | 1.0867 | 95.5979 | 1.2866 | 1352 | 17 | 20 | 1.089 | 1.0889 | 22395 | -0.086748 | 0.002211 | 0.031707 | 0.034992 | 0.034528 | 0.04722 | 0.049159 | -0.14726 | -0.11151 | -0.086748 | -0.061985 | -0.026232 | -0.060789 | -0.023568 | 0.002211 | 0.02799 | 0.065211
Residential | All | 2014-05-14 | Aggregate | 15 | Residential¦All¦41773¦Aggregate¦15 |  |  | 32.1912 |  | 38.0805 | 1393 |  |  | 34.1918 | 94.2956 | 38.263 | 1352 | 17 | 20 | 1.089 | 35.055 | 22395 | -2.0006 | 0.86318 | 1.0203 | 1.0406 | 1.1111 | 1.4574 | 1.5223 | -3.8683 | -2.7648 | -2.0006 | -1.2363 | -0.13289 | -1.0877 | 0.064895 | 0.86318 | 1.6615 | 2.8141
Residential | All | 2014-05-14 | Per Premise | 2 | Residential¦All¦41773¦Per Premise¦2 |  |  | 0.63903 |  | 0.64202 | 1393 |  |  | 0.64021 | 62.8356 | 0.62924 | 1352 | 17 | 20 | 1.089 | 0.69588 | 22395 | -0.0011767 | 0.055672 | 0.017202 | 0.017113 | 0.018732 | 0.024264 | 0.025372 | -0.032273 | -0.013901 | -0.0011767 | 0.011548 | 0.029919 | 0.023156 | 0.042367 | 0.055672 | 0.068977 | 0.088188
Residential | All | 2014-05-15 | Per Premise | 22 | Residential¦All¦41774¦Per Premise¦22 |  |  | 1.609 |  | 1.5341 | 1383 |  |  | 2.0192 | 72.3399 | 1.7402 | 1348 | 17 | 20 | 1.1501 | 1.8506 | 22395 | -0.41021 | -0.16863 | 0.041253 | 0.047397 | 0.047446 | 0.062835 | 0.067064 | -0.49074 | -0.44316 | -0.41021 | -0.37726 | -0.32968 | -0.25458 | -0.2038 | -0.16863 | -0.13347 | -0.082689
Residential | All | 2014-05-14 | Per Premise | 3 | Residential¦All¦41773¦Per Premise¦3 |  |  | 0.5825 |  | 0.57176 | 1393 |  |  | 0.58921 | 64.6622 | 0.57964 | 1352 | 17 | 20 | 1.089 | 0.63432 | 22395 | -0.0067028 | 0.045117 | 0.015319 | 0.015764 | 0.016682 | 0.021982 | 0.022952 | -0.034873 | -0.01823 | -0.0067028 | 0.0048244 | 0.021468 | 0.015703 | 0.033081 | 0.045117 | 0.057153 | 0.074532
Residential | All | 2014-05-14 | Aggregate | 21 | Residential¦All¦41773¦Aggregate¦21 |  |  | 37.5011 |  | 34.2074 | 1393 |  |  | 47.8753 | 75.3293 | 42.5739 | 1352 | 17 | 20 | 1.089 | 40.8372 | 22395 | -10.3742 | -7.0381 | 0.91653 | 1.1579 | 0.99806 | 1.4767 | 1.5286 | -12.2667 | -11.1486 | -10.3742 | -9.5999 | -8.4818 | -8.9972 | -7.8398 | -7.0381 | -6.2365 | -5.0791
Residential | All | 2014-05-14 | Aggregate | 8 | Residential¦All¦41773¦Aggregate¦8 |  |  | 16.5455 |  | 15.8308 | 1393 |  |  | 16.6023 | 84.5193 | 14.0414 | 1352 | 17 | 20 | 1.089 | 18.0174 | 22395 | -0.056851 | 1.415 | 0.42416 | 0.38188 | 0.46189 | 0.57074 | 0.59931 | -0.78828 | -0.35615 | -0.056851 | 0.24244 | 0.67458 | 0.647 | 1.1008 | 1.415 | 1.7293 | 2.1831
Residential | All | 2014-05-15 | Per Premise | 17 | Residential¦All¦41774¦Per Premise¦17 |  |  | 1.9307 |  | 2.008 | 1383 |  |  | 1.7784 | 92.7549 | 1.6825 | 1348 | 17 | 20 | 1.1501 | 2.2206 | 22395 | 0.15232 | 0.4422 | 0.053995 | 0.045826 | 0.062102 | 0.07082 | 0.077179 | 0.061564 | 0.11519 | 0.15232 | 0.18946 | 0.24308 | 0.34329 | 0.40173 | 0.4422 | 0.48268 | 0.54111
Residential | All | 2014-05-15 | Aggregate | 100 | Residential¦All¦41774¦Aggregate¦100 |  |  | 43.6572 |  | 44.6356 | 5532 |  |  | 39.2833 | 86.6779 | 35.8826 | 5392 | 17 | 20 | 1.1501 | 50.2119 | 22395 | 4.3739 | 10.9286 | 0.60012 | 0.48866 | 0.69023 | 0.77391 | 0.8457 | 3.3821 | 3.9681 | 4.3739 | 4.7798 | 5.3657 | 9.8448 | 10.4852 | 10.9286 | 11.3721 | 12.0124
Residential | All | 2014-05-16 | Per Premise | 9 | Residential¦All¦41775¦Per Premise¦9 |  |  | 0.80908 |  | 0.84609 | 1388 |  |  | 0.84956 | 89.4654 | 0.83709 | 1341 | 13 | 16 | 1.0832 | 0.8764 | 22395 | -0.040488 | 0.026832 | 0.02271 | 0.022859 | 0.0246 | 0.032223 | 0.033581 | -0.081783 | -0.057386 | -0.040488 | -0.023591 | 0.0008068 | -0.016204 | 0.0092219 | 0.026832 | 0.044442 | 0.069868
Residential | All | 2014-05-15 | Per Premise | 24 | Residential¦All¦41774¦Per Premise¦24 |  |  | 1.0398 |  | 1.0657 | 1383 |  |  | 1.1823 | 68.8262 | 1.1737 | 1348 | 17 | 20 | 1.1501 | 1.1959 | 22395 | -0.1425 | 0.013608 | 0.028657 | 0.031968 | 0.032959 | 0.042932 | 0.045916 | -0.19752 | -0.16502 | -0.1425 | -0.11999 | -0.087482 | -0.045235 | -0.01047 | 0.013608 | 0.037687 | 0.072452
Residential | All | 2014-05-16 | Per Premise | 20 | Residential¦All¦41775¦Per Premise¦20 |  |  | 1.683 |  | 1.7049 | 1388 |  |  | 1.9895 | 71.5732 | 1.7894 | 1341 | 13 | 16 | 1.0832 | 1.823 | 22395 | -0.30654 | -0.16651 | 0.045761 | 0.048866 | 0.049569 | 0.066947 | 0.069605 | -0.39234 | -0.34165 | -0.30654 | -0.27144 | -0.22075 | -0.25571 | -0.20301 | -0.16651 | -0.13001 | -0.077309
Residential | All | 2014-05-16 | Per Premise | 13 | Residential¦All¦41775¦Per Premise¦13 |  |  | 1.3142 |  | 1.5364 | 1388 |  |  | 1.2194 | 95.3494 | 1.2583 | 1341 | 13 | 16 | 1.0832 | 1.4236 | 22395 | 0.094788 | 0.20414 | 0.041238 | 0.034361 | 0.04467 | 0.053678 | 0.056357 | 0.025997 | 0.066639 | 0.094788 | 0.12294 | 0.16358 | 0.13192 | 0.17459 | 0.20414 | 0.23369 | 0.27636
Residential | All | 2014-05-15 | Per Premise | 8 | Residential¦All¦41774¦Per Premise¦8 |  |  | 0.7424 |  | 0.69836 | 1383 |  |  | 0.76521 | 85.2927 | 0.69772 | 1348 | 17 | 20 | 1.1501 | 0.85386 | 22395 | -0.022807 | 0.088657 | 0.018779 | 0.019003 | 0.021598 | 0.026717 | 0.028768 | -0.057046 | -0.036817 | -0.022807 | -0.0087966 | 0.011432 | 0.051789 | 0.073571 | 0.088657 | 0.10374 | 0.12553
Residential | All | 2014-05-15 | Aggregate | 7 | Residential¦All¦41774¦Aggregate¦7 |  |  | 14.8161 |  | 12.9764 | 1383 |  |  | 15.4202 | 77.891 | 12.5494 | 1348 | 17 | 20 | 1.1501 | 17.0406 | 22395 | -0.6041 | 1.6204 | 0.34893 | 0.3418 | 0.40132 | 0.48845 | 0.52715 | -1.2301 | -0.86025 | -0.6041 | -0.34796 | 0.021875 | 0.94483 | 1.344 | 1.6204 | 1.8968 | 2.296
Residential | All | 2014-05-14 | Aggregate | 100 | Residential¦All¦41773¦Aggregate¦100 |  |  | 38.8989 |  | 40.7657 | 5572 |  |  | 35.412 | 85.1337 | 32.9047 | 5408 | 17 | 20 | 1.089 | 42.3594 | 22395 | 3.4869 | 6.9474 | 0.54612 | 0.44745 | 0.5947 | 0.70601 | 0.74423 | 2.5821 | 3.1167 | 3.4869 | 3.8572 | 4.3917 | 5.9936 | 6.5571 | 6.9474 | 7.3377 | 7.9012
Residential | All | 2014-05-14 | Per Premise | 21 | Residential¦All¦41773¦Per Premise¦21 |  |  | 1.6745 |  | 1.5275 | 1393 |  |  | 2.1378 | 75.3293 | 1.901 | 1352 | 17 | 20 | 1.089 | 1.8235 | 22395 | -0.46324 | -0.31427 | 0.040925 | 0.051702 | 0.044566 | 0.065939 | 0.068258 | -0.54774 | -0.49782 | -0.46324 | -0.42866 | -0.37874 | -0.40175 | -0.35007 | -0.31427 | -0.27848 | -0.2268
Residential | All | 2014-05-16 | Per Premise | 24 | Residential¦All¦41775¦Per Premise¦24 |  |  | 1.0108 |  | 0.96799 | 1388 |  |  | 1.0868 | 63.4923 | 1.0299 | 1341 | 13 | 16 | 1.0832 | 1.0949 | 22395 | -0.075981 | 0.0081244 | 0.025982 | 0.028123 | 0.028144 | 0.038288 | 0.039787 | -0.12505 | -0.096059 | -0.075981 | -0.055903 | -0.026913 | -0.042864 | -0.01274 | 0.0081244 | 0.028989 | 0.059113
Residential | All | 2014-05-16 | Aggregate | 8 | Residential¦All¦41775¦Aggregate¦8 |  |  | 17.0396 |  | 16.1998 | 1388 |  |  | 17.0877 | 82.4114 | 15.0751 | 1341 | 13 | 16 | 1.0832 | 18.4574 | 22395 | -0.048144 | 1.3696 | 0.43483 | 0.41167 | 0.47101 | 0.59879 | 0.62555 | -0.81552 | -0.36215 | -0.048144 | 0.26586 | 0.71923 | 0.56797 | 1.0416 | 1.3696 | 1.6977 | 2.1713
Residential | All | 2014-05-14 | Per Premise | 18 | Residential¦All¦41773¦Per Premise¦18 |  |  | 1.773 |  | 1.8602 | 1393 |  |  | 1.5605 | 87.7778 | 1.4985 | 1352 | 17 | 20 | 1.089 | 1.9307 | 22395 | 0.21254 | 0.37027 | 0.049841 | 0.040753 | 0.054275 | 0.064381 | 0.067872 | 0.13003 | 0.17878 | 0.21254 | 0.2463 | 0.29505 | 0.28329 | 0.33468 | 0.37027 | 0.40586 | 0.45725
Residential | All | 2014-05-15 | Aggregate | 19 | Residential¦All¦41774¦Aggregate¦19 |  |  | 44.8248 |  | 46.1673 | 1383 |  |  | 39.6263 | 83.54 | 35.988 | 1348 | 17 | 20 | 1.1501 | 51.5548 | 22395 | 5.1985 | 11.9285 | 1.2414 | 0.9802 | 1.4278 | 1.5818 | 1.7319 | 3.1714 | 4.369 | 5.1985 | 6.028 | 7.2256 | 9.709 | 11.0203 | 11.9285 | 12.8367 | 14.148
Residential | All | 2014-05-14 | Per Premise | 1 | Residential¦All¦41773¦Per Premise¦1 |  |  | 0.73708 |  | 0.75942 | 1393 |  |  | 0.74679 | 66.2156 | 0.76692 | 1352 | 17 | 20 | 1.089 | 0.80265 | 22395 | -0.0097157 | 0.055855 | 0.020347 | 0.020858 | 0.022157 | 0.029138 | 0.03043 | -0.047058 | -0.024996 | -0.0097157 | 0.0055645 | 0.027627 | 0.016858 | 0.039898 | 0.055855 | 0.071813 | 0.094853
Residential | All | 2014-05-15 | Per Premise | 10 | Residential¦All¦41774¦Per Premise¦10 |  |  | 0.93389 |  | 1.0796 | 1383 |  |  | 0.96331 | 98.4372 | 1.0223 | 1348 | 17 | 20 | 1.1501 | 1.0741 | 22395 | -0.029427 | 0.11079 | 0.029031 | 0.027845 | 0.033389 | 0.040226 | 0.043477 | -0.080978 | -0.050521 | -0.029427 | -0.0083319 | 0.022125 | 0.05507 | 0.087988 | 0.11079 | 0.13359 | 0.1665
Residential | All | 2014-05-14 | Per Premise | 20 | Residential¦All¦41773¦Per Premise¦20 |  |  | 1.6892 |  | 1.6832 | 1393 |  |  | 1.622 | 78.8231 | 1.3911 | 1352 | 17 | 20 | 1.089 | 1.8394 | 22395 | 0.067122 | 0.21739 | 0.0451 | 0.037833 | 0.049112 | 0.058867 | 0.061995 | -0.0083198 | 0.036251 | 0.067122 | 0.097991 | 0.14256 | 0.13794 | 0.18488 | 0.21739 | 0.2499 | 0.29684
Residential | All | 2014-05-16 | Per Premise | 17 | Residential¦All¦41775¦Per Premise¦17 |  |  | 1.7992 |  | 1.9502 | 1388 |  |  | 2.262 | 87.6353 | 2.214 | 1341 | 13 | 16 | 1.0832 | 1.9489 | 22395 | -0.46283 | -0.31313 | 0.052345 | 0.060461 | 0.056701 | 0.079972 | 0.082888 | -0.56532 | -0.50477 | -0.46283 | -0.42089 | -0.36034 | -0.41935 | -0.35659 | -0.31313 | -0.26966 | -0.2069
Residential | All | 2014-05-16 | Per Premise | 2 | Residential¦All¦41775¦Per Premise¦2 |  |  | 0.73166 |  | 0.7626 | 1388 |  |  | 0.77664 | 67.3711 | 0.82992 | 1341 | 13 | 16 | 1.0832 | 0.79254 | 22395 | -0.044978 | 0.0159 | 0.020469 | 0.022663 | 0.022173 | 0.030539 | 0.031705 | -0.084115 | -0.060993 | -0.044978 | -0.028964 | -0.0058414 | -0.024732 | -0.0007264 | 0.0159 | 0.032526 | 0.056532
Residential | All | 2014-05-14 | Per Premise | 9 | Residential¦All¦41773¦Per Premise¦9 |  |  | 0.75403 |  | 0.80258 | 1393 |  |  | 0.78594 | 91.5197 | 0.75773 | 1352 | 17 | 20 | 1.089 | 0.8211 | 22395 | -0.031916 | 0.035162 | 0.021504 | 0.020608 | 0.023417 | 0.029784 | 0.031193 | -0.070086 | -0.047535 | -0.031916 | -0.016298 | 0.0062534 | -0.0048134 | 0.018805 | 0.035162 | 0.05152 | 0.075138
Residential | All | 2014-05-15 | Per Premise | 18 | Residential¦All¦41774¦Per Premise¦18 |  |  | 2.0151 |  | 2.0492 | 1383 |  |  | 1.7224 | 89.4434 | 1.6355 | 1348 | 17 | 20 | 1.1501 | 2.3176 | 22395 | 0.29274 | 0.59528 | 0.055104 | 0.044546 | 0.063377 | 0.070857 | 0.077466 | 0.20193 | 0.25558 | 0.29274 | 0.32989 | 0.38354 | 0.49601 | 0.55466 | 0.59528 | 0.63591 | 0.69456
Residential | All | 2014-05-14 | Per Premise | 11 | Residential¦All¦41773¦Per Premise¦11 |  |  | 0.90177 |  | 1.0818 | 1393 |  |  | 0.94217 | 94.5316 | 1.0738 | 1352 | 17 | 20 | 1.089 | 0.98199 | 22395 | -0.040404 | 0.039818 | 0.028986 | 0.029202 | 0.031564 | 0.041146 | 0.043001 | -0.093134 | -0.06198 | -0.040404 | -0.018827 | 0.012327 | -0.01529 | 0.017268 | 0.039818 | 0.062368 | 0.094926
Residential | All | 2014-05-14 | Aggregate | 4 | Residential¦All¦41773¦Aggregate¦4 |  |  | 12.2922 |  | 11.8704 | 1393 |  |  | 12.4302 | 63.4071 | 10.9554 | 1352 | 17 | 20 | 1.089 | 13.3857 | 22395 | -0.13802 | 0.9555 | 0.31805 | 0.29795 | 0.34634 | 0.4358 | 0.45686 | -0.69653 | -0.36656 | -0.13802 | 0.090512 | 0.42048 | 0.37 | 0.71592 | 0.9555 | 1.1951 | 1.541
Residential | All | 2014-05-14 | Per Premise | 24 | Residential¦All¦41773¦Per Premise¦24 |  |  | 0.95948 |  | 0.91776 | 1393 |  |  | 1.1321 | 69.3398 | 1.1321 | 1352 | 17 | 20 | 1.089 | 1.0448 | 22395 | -0.17262 | -0.087261 | 0.02459 | 0.030789 | 0.026777 | 0.039404 | 0.040805 | -0.22311 | -0.19328 | -0.17262 | -0.15195 | -0.12212 | -0.13955 | -0.10866 | -0.087261 | -0.065863 | -0.034968
Residential | All | 2014-05-15 | Aggregate | 6 | Residential¦All¦41774¦Aggregate¦6 |  |  | 13.1142 |  | 11.2297 | 1383 |  |  | 13.9507 | 68.9683 | 12.4287 | 1348 | 17 | 20 | 1.1501 | 15.0832 | 22395 | -0.83649 | 1.1325 | 0.30197 | 0.33852 | 0.3473 | 0.45363 | 0.48499 | -1.4178 | -1.0744 | -0.83649 | -0.59861 | -0.25514 | 0.51095 | 0.87816 | 1.1325 | 1.3868 | 1.754
Residential | All | 2014-05-14 | Aggregate | 2 | Residential¦All¦41773¦Aggregate¦2 |  |  | 14.3111 |  | 14.3781 | 1393 |  |  | 14.3375 | 62.8356 | 14.0917 | 1352 | 17 | 20 | 1.089 | 15.5843 | 22395 | -0.026353 | 1.2468 | 0.38524 | 0.38324 | 0.41951 | 0.5434 | 0.56821 | -0.72275 | -0.31131 | -0.026353 | 0.25861 | 0.67004 | 0.51859 | 0.94881 | 1.2468 | 1.5447 | 1.975
Residential | All | 2014-05-16 | Aggregate | 11 | Residential¦All¦41775¦Aggregate¦11 |  |  | 22.5106 |  | 27.3741 | 1388 |  |  | 24.1656 | 94.547 | 26.6767 | 1341 | 13 | 16 | 1.0832 | 24.3836 | 22395 | -1.6551 | 0.21793 | 0.73476 | 0.72848 | 0.7959 | 1.0347 | 1.079 | -2.9811 | -2.1977 | -1.6551 | -1.1125 | -0.32909 | -1.1648 | -0.34787 | 0.21793 | 0.78373 | 1.6007
Residential | All | 2014-05-15 | Aggregate | 13 | Residential¦All¦41774¦Aggregate¦13 |  |  | 30.9673 |  | 36.4739 | 1383 |  |  | 35.8478 | 97.9811 | 39.0937 | 1348 | 17 | 20 | 1.1501 | 35.6168 | 22395 | -4.8805 | -0.23101 | 0.98078 | 1.0648 | 1.128 | 1.4477 | 1.5512 | -6.7357 | -5.6396 | -4.8805 | -4.1213 | -3.0252 | -2.219 | -1.0445 | -0.23101 | 0.58244 | 1.7569
Residential | All | 2014-05-15 | Aggregate | 18 | Residential¦All¦41774¦Aggregate¦18 |  |  | 45.1282 |  | 45.8929 | 1383 |  |  | 38.5723 | 89.4434 | 36.627 | 1348 | 17 | 20 | 1.1501 | 51.9037 | 22395 | 6.5558 | 13.3314 | 1.2341 | 0.9976 | 1.4193 | 1.5869 | 1.7349 | 4.5222 | 5.7237 | 6.5558 | 7.388 | 8.5895 | 11.1081 | 12.4216 | 13.3314 | 14.2411 | 15.5547
Residential | All | 2014-05-15 | Per Premise | 3 | Residential¦All¦41774¦Per Premise¦3 |  |  | 0.60415 |  | 0.53381 | 1383 |  |  | 0.67053 | 66.6425 | 0.71238 | 1348 | 17 | 20 | 1.1501 | 0.69485 | 22395 | -0.066389 | 0.024318 | 0.014354 | 0.019403 | 0.016509 | 0.024135 | 0.025476 | -0.09732 | -0.079046 | -0.066389 | -0.053732 | -0.035458 | -0.0083312 | 0.010958 | 0.024318 | 0.037677 | 0.056967
Residential | All | 2014-05-15 | Per Premise | 15 | Residential¦All¦41774¦Per Premise¦15 |  |  | 1.6787 |  | 1.8542 | 1383 |  |  | 1.9428 | 97.0267 | 2.0132 | 1348 | 17 | 20 | 1.1501 | 1.9308 | 22395 | -0.26409 | -0.012047 | 0.04986 | 0.054833 | 0.057346 | 0.074112 | 0.079342 | -0.35907 | -0.30296 | -0.26409 | -0.22523 | -0.16911 | -0.11373 | -0.053654 | -0.012047 | 0.02956 | 0.089634
Residential | All | 2014-05-14 | Per Premise | 5 | Residential¦All¦41773¦Per Premise¦5 |  |  | 0.53636 |  | 0.47922 | 1393 |  |  | 0.5423 | 63.1538 | 0.45928 | 1352 | 17 | 20 | 1.089 | 0.58407 | 22395 | -0.0059475 | 0.041767 | 0.01284 | 0.012491 | 0.013982 | 0.017913 | 0.018749 | -0.028904 | -0.015341 | -0.0059475 | 0.0034461 | 0.017009 | 0.017739 | 0.031935 | 0.041767 | 0.051599 | 0.065795
Residential | All | 2014-05-16 | Aggregate | 19 | Residential¦All¦41775¦Aggregate¦19 |  |  | 40.4154 |  | 40.9608 | 1388 |  |  | 49.0763 | 76.7387 | 45.2886 | 1341 | 13 | 16 | 1.0832 | 43.7782 | 22395 | -8.661 | -5.2982 | 1.0994 | 1.2367 | 1.1909 | 1.6548 | 1.7169 | -10.7816 | -9.5287 | -8.661 | -7.7932 | -6.5403 | -7.4985 | -6.1985 | -5.2982 | -4.3978 | -3.0978
Residential | All | 2014-05-15 | Aggregate | 21 | Residential¦All¦41774¦Aggregate¦21 |  |  | 39.7238 |  | 37.3185 | 1383 |  |  | 53.8677 | 74.8348 | 46.5009 | 1348 | 17 | 20 | 1.1501 | 45.6879 | 22395 | -14.1439 | -8.1798 | 1.0035 | 1.2665 | 1.1542 | 1.6159 | 1.7135 | -16.2148 | -14.9913 | -14.1439 | -13.2966 | -12.0731 | -10.3758 | -9.0784 | -8.1798 | -7.2812 | -5.9838
Residential | All | 2014-05-16 | Aggregate | 1 | Residential¦All¦41775¦Aggregate¦1 |  |  | 18.9403 |  | 19.3479 | 1388 |  |  | 21.0556 | 68.1373 | 22.4015 | 1341 | 13 | 16 | 1.0832 | 20.5162 | 22395 | -2.1153 | -0.53936 | 0.51932 | 0.61173 | 0.56253 | 0.80244 | 0.83106 | -3.1437 | -2.5361 | -2.1153 | -1.6945 | -1.0869 | -1.6044 | -0.97517 | -0.53936 | -0.10355 | 0.52569
Residential | All | 2014-05-16 | Per Premise | 21 | Residential¦All¦41775¦Per Premise¦21 |  |  | 1.6016 |  | 1.5638 | 1388 |  |  | 1.8272 | 68.5274 | 1.6118 | 1341 | 13 | 16 | 1.0832 | 1.7348 | 22395 | -0.2256 | -0.092335 | 0.041974 | 0.044013 | 0.045466 | 0.060819 | 0.06328 | -0.30354 | -0.25749 | -0.2256 | -0.1937 | -0.14765 | -0.17343 | -0.12552 | -0.092335 | -0.059151 | -0.011239
Residential | All | 2014-05-15 | Per Premise | 20 | Residential¦All¦41774¦Per Premise¦20 |  |  | 1.8503 |  | 1.8439 | 1383 |  |  | 1.7463 | 80.9734 | 1.4781 | 1348 | 17 | 20 | 1.1501 | 2.1281 | 22395 | 0.10404 | 0.38185 | 0.049583 | 0.040258 | 0.057027 | 0.063868 | 0.069806 | 0.022193 | 0.070551 | 0.10404 | 0.13754 | 0.18589 | 0.29239 | 0.34524 | 0.38185 | 0.41845 | 0.47131
Residential | All | 2014-05-14 | Per Premise | 15 | Residential¦All¦41773¦Per Premise¦15 |  |  | 1.4374 |  | 1.7004 | 1393 |  |  | 1.5268 | 94.2956 | 1.7086 | 1352 | 17 | 20 | 1.089 | 1.5653 | 22395 | -0.089331 | 0.038544 | 0.045559 | 0.046467 | 0.049612 | 0.065075 | 0.067974 | -0.17273 | -0.12346 | -0.089331 | -0.055206 | -0.005934 | -0.048569 | 0.0028977 | 0.038544 | 0.074189 | 0.12566
Residential | All | 2014-05-16 | Aggregate | 13 | Residential¦All¦41775¦Aggregate¦13 |  |  | 29.4323 |  | 34.407 | 1388 |  |  | 27.3095 | 95.3494 | 28.1796 | 1341 | 13 | 16 | 1.0832 | 31.8812 | 22395 | 2.1228 | 4.5717 | 0.92353 | 0.76952 | 1.0004 | 1.2021 | 1.2621 | 0.5822 | 1.4924 | 2.1228 | 2.7532 | 3.6633 | 2.9543 | 3.9099 | 4.5717 | 5.2336 | 6.1892
Residential | All | 2014-05-15 | Per Premise | 5 | Residential¦All¦41774¦Per Premise¦5 |  |  | 0.55976 |  | 0.47026 | 1383 |  |  | 0.58516 | 62.7927 | 0.54892 | 1348 | 17 | 20 | 1.1501 | 0.64381 | 22395 | -0.025393 | 0.05865 | 0.012645 | 0.014951 | 0.014544 | 0.019581 | 0.020858 | -0.050488 | -0.035662 | -0.025393 | -0.015125 | -0.0002988 | 0.03192 | 0.047712 | 0.05865 | 0.069588 | 0.08538
Residential | All | 2014-05-15 | Aggregate | 3 | Residential¦All¦41774¦Aggregate¦3 |  |  | 13.5298 |  | 11.9547 | 1383 |  |  | 15.0166 | 66.6425 | 15.9538 | 1348 | 17 | 20 | 1.1501 | 15.5612 | 22395 | -1.4868 | 0.5446 | 0.32146 | 0.43453 | 0.36972 | 0.54051 | 0.57054 | -2.1795 | -1.7702 | -1.4868 | -1.2033 | -0.79409 | -0.18658 | 0.24541 | 0.5446 | 0.84379 | 1.2758
Residential | All | 2014-05-14 | Aggregate | 18 | Residential¦All¦41773¦Aggregate¦18 |  |  | 39.7065 |  | 41.6596 | 1393 |  |  | 34.9466 | 87.7778 | 33.5585 | 1352 | 17 | 20 | 1.089 | 43.2388 | 22395 | 4.7599 | 8.2922 | 1.1162 | 0.91267 | 1.2155 | 1.4418 | 1.52 | 2.9121 | 4.0038 | 4.7599 | 5.516 | 6.6076 | 6.3442 | 7.4951 | 8.2922 | 9.0893 | 10.2401
Residential | All | 2014-05-14 | Aggregate | 20 | Residential¦All¦41773¦Aggregate¦20 |  |  | 37.8286 |  | 37.6963 | 1393 |  |  | 36.3254 | 78.8231 | 31.1542 | 1352 | 17 | 20 | 1.089 | 41.1938 | 22395 | 1.5032 | 4.8684 | 1.01 | 0.84728 | 1.0999 | 1.3183 | 1.3884 | -0.18632 | 0.81185 | 1.5032 | 2.1945 | 3.1927 | 3.0892 | 4.1404 | 4.8684 | 5.5965 | 6.6477
Residential | All | 2014-05-14 | Aggregate | 19 | Residential¦All¦41773¦Aggregate¦19 |  |  | 40.2612 |  | 41.5604 | 1393 |  |  | 36.1813 | 84.0713 | 33.5273 | 1352 | 17 | 20 | 1.089 | 43.8428 | 22395 | 4.0799 | 7.6615 | 1.1135 | 0.91182 | 1.2126 | 1.4392 | 1.5172 | 2.2354 | 3.3251 | 4.0799 | 4.8346 | 5.9243 | 5.7172 | 6.8659 | 7.6615 | 8.4571 | 9.6058
Residential | All | 2014-05-15 | Per Premise | 11 | Residential¦All¦41774¦Per Premise¦11 |  |  | 1.0317 |  | 1.2374 | 1383 |  |  | 1.1333 | 98.2433 | 1.2646 | 1348 | 17 | 20 | 1.1501 | 1.1865 | 22395 | -0.10165 | 0.053243 | 0.033274 | 0.034442 | 0.03827 | 0.04789 | 0.051487 | -0.16302 | -0.12676 | -0.10165 | -0.076537 | -0.040277 | -0.01274 | 0.026243 | 0.053243 | 0.080242 | 0.11923
Residential | All | 2014-05-16 | Aggregate | 20 | Residential¦All¦41775¦Aggregate¦20 |  |  | 37.6899 |  | 38.1806 | 1388 |  |  | 44.555 | 71.5732 | 40.0747 | 1341 | 13 | 16 | 1.0832 | 40.826 | 22395 | -6.8651 | -3.729 | 1.0248 | 1.0943 | 1.1101 | 1.4993 | 1.5588 | -8.7865 | -7.6513 | -6.8651 | -6.0788 | -4.9436 | -5.7267 | -4.5465 | -3.729 | -2.9116 | -1.7313
Residential | All | 2014-05-14 | Aggregate | 10 | Residential¦All¦41773¦Aggregate¦10 |  |  | 18.2515 |  | 21.0295 | 1393 |  |  | 19.2999 | 95.0308 | 20.5421 | 1352 | 17 | 20 | 1.089 | 19.8752 | 22395 | -1.0483 | 0.57533 | 0.56345 | 0.55867 | 0.61357 | 0.79346 | 0.82981 | -2.0652 | -1.4644 | -1.0483 | -0.63225 | -0.031477 | -0.48812 | 0.14017 | 0.57533 | 1.0105 | 1.6388
Residential | All | 2014-05-14 | Aggregate | 5 | Residential¦All¦41773¦Aggregate¦5 |  |  | 12.0117 |  | 10.7321 | 1393 |  |  | 12.1449 | 63.1538 | 10.2856 | 1352 | 17 | 20 | 1.089 | 13.0802 | 22395 | -0.1332 | 0.93537 | 0.28755 | 0.27973 | 0.31313 | 0.40116 | 0.41988 | -0.64731 | -0.34357 | -0.1332 | 0.077176 | 0.38092 | 0.39728 | 0.71519 | 0.93537 | 1.1556 | 1.4735
Residential | All | 2014-05-16 | Aggregate | 24 | Residential¦All¦41775¦Aggregate¦24 |  |  | 22.6371 |  | 21.678 | 1388 |  |  | 24.3386 | 63.4923 | 23.0637 | 1341 | 13 | 16 | 1.0832 | 24.5206 | 22395 | -1.7016 | 0.18195 | 0.58187 | 0.62982 | 0.63028 | 0.85746 | 0.89103 | -2.8005 | -2.1512 | -1.7016 | -1.2519 | -0.60271 | -0.95995 | -0.28531 | 0.18195 | 0.6492 | 1.3238
Residential | All | 2014-05-15 | Per Premise | 9 | Residential¦All¦41774¦Per Premise¦9 |  |  | 0.82025 |  | 0.82117 | 1383 |  |  | 0.8565 | 94.8015 | 0.82384 | 1348 | 17 | 20 | 1.1501 | 0.9434 | 22395 | -0.036254 | 0.086899 | 0.022081 | 0.022439 | 0.025396 | 0.031481 | 0.033889 | -0.076599 | -0.052763 | -0.036254 | -0.019745 | 0.0040911 | 0.043468 | 0.069127 | 0.086899 | 0.10467 | 0.13033
Residential | All | 2014-05-16 | Aggregate | 4 | Residential¦All¦41775¦Aggregate¦4 |  |  | 13.6131 |  | 13.6262 | 1388 |  |  | 13.7919 | 66.0786 | 13.5106 | 1341 | 13 | 16 | 1.0832 | 14.7458 | 22395 | -0.1788 | 0.95389 | 0.36575 | 0.36894 | 0.39618 | 0.51951 | 0.54137 | -0.84458 | -0.45123 | -0.1788 | 0.093631 | 0.48698 | 0.26011 | 0.67 | 0.95389 | 1.2378 | 1.6477
Residential | All | 2014-05-15 | Per Premise | 13 | Residential¦All¦41774¦Per Premise¦13 |  |  | 1.3828 |  | 1.6287 | 1383 |  |  | 1.6007 | 97.9811 | 1.7456 | 1348 | 17 | 20 | 1.1501 | 1.5904 | 22395 | -0.21793 | -0.010315 | 0.043795 | 0.047546 | 0.05037 | 0.064642 | 0.069265 | -0.30077 | -0.25182 | -0.21793 | -0.18403 | -0.13508 | -0.099082 | -0.046638 | -0.010315 | 0.026008 | 0.078452
Residential | All | 2014-05-15 | Aggregate | 20 | Residential¦All¦41774¦Aggregate¦20 |  |  | 41.4374 |  | 41.2945 | 1383 |  |  | 39.1074 | 80.9734 | 33.1017 | 1348 | 17 | 20 | 1.1501 | 47.6588 | 22395 | 2.3301 | 8.5515 | 1.1104 | 0.90158 | 1.2771 | 1.4303 | 1.5633 | 0.49701 | 1.58 | 2.3301 | 3.0801 | 4.1631 | 6.548 | 7.7317 | 8.5515 | 9.3713 | 10.5549
Residential | All | 2014-05-16 | Aggregate | 15 | Residential¦All¦41775¦Aggregate¦15 |  |  | 35.3723 |  | 40.9887 | 1388 |  |  | 31.5078 | 91.2789 | 32.3747 | 1341 | 13 | 16 | 1.0832 | 38.3155 | 22395 | 3.8645 | 6.8077 | 1.1002 | 0.88408 | 1.1917 | 1.4114 | 1.4839 | 2.0558 | 3.1244 | 3.8645 | 4.6047 | 5.6733 | 4.9061 | 6.0296 | 6.8077 | 7.5859 | 8.7094
Residential | All | 2014-05-16 | Per Premise | 1 | Residential¦All¦41775¦Per Premise¦1 |  |  | 0.84574 |  | 0.86394 | 1388 |  |  | 0.94019 | 68.1373 | 1.0003 | 1341 | 13 | 16 | 1.0832 | 0.91611 | 22395 | -0.094454 | -0.024084 | 0.023189 | 0.027316 | 0.025119 | 0.035831 | 0.037109 | -0.14037 | -0.11324 | -0.094454 | -0.075664 | -0.048534 | -0.071641 | -0.043544 | -0.024084 | -0.0046237 | 0.023474
Residential | All | 2014-05-16 | Per Premise | 15 | Residential¦All¦41775¦Per Premise¦15 |  |  | 1.5795 |  | 1.8303 | 1388 |  |  | 1.4069 | 91.2789 | 1.4456 | 1341 | 13 | 16 | 1.0832 | 1.7109 | 22395 | 0.17256 | 0.30398 | 0.049127 | 0.039477 | 0.053214 | 0.063023 | 0.066258 | 0.091796 | 0.13951 | 0.17256 | 0.20561 | 0.25333 | 0.21907 | 0.26924 | 0.30398 | 0.33873 | 0.3889
Residential | All | 2014-05-16 | Per Premise | 6 | Residential¦All¦41775¦Per Premise¦6 |  |  | 0.6072 |  | 0.56865 | 1388 |  |  | 0.6344 | 68.4969 | 0.54193 | 1341 | 13 | 16 | 1.0832 | 0.65772 | 22395 | -0.027196 | 0.023327 | 0.015263 | 0.014799 | 0.016533 | 0.02126 | 0.022189 | -0.054442 | -0.038345 | -0.027196 | -0.016048 | 4.91e-05 | -0.0051101 | 0.01169 | 0.023327 | 0.034963 | 0.051763
Residential | All | 2014-05-15 | Aggregate | 14 | Residential¦All¦41774¦Aggregate¦14 |  |  | 34.3954 |  | 39.3961 | 1383 |  |  | 40.2601 | 97.0106 | 43.141 | 1348 | 17 | 20 | 1.1501 | 39.5596 | 22395 | -5.8647 | -0.70054 | 1.0594 | 1.175 | 1.2184 | 1.5821 | 1.6927 | -7.8922 | -6.6943 | -5.8647 | -5.035 | -3.8372 | -2.8698 | -1.5882 | -0.70054 | 0.18711 | 1.4687
Residential | All | 2014-05-16 | Aggregate | 100 | Residential¦All¦41775¦Aggregate¦100 |  |  | 33.6687 |  | 39.1642 | 5552 |  |  | 30.5026 | 92.6783 | 31.5041 | 5364 | 13 | 16 | 1.0832 | 36.4702 | 22395 | 3.1661 | 5.9675 | 0.52561 | 0.43015 | 0.56935 | 0.67919 | 0.71357 | 2.2957 | 2.8099 | 3.1661 | 3.5223 | 4.0365 | 5.0531 | 5.5933 | 5.9675 | 6.3417 | 6.882
Residential | All | 2014-05-16 | Aggregate | 14 | Residential¦All¦41775¦Aggregate¦14 |  |  | 32.3818 |  | 37.6336 | 1388 |  |  | 29.2952 | 93.3282 | 30.7297 | 1341 | 13 | 16 | 1.0832 | 35.0761 | 22395 | 3.0866 | 5.7809 | 1.0101 | 0.83916 | 1.0942 | 1.3132 | 1.3789 | 1.4036 | 2.3979 | 3.0866 | 3.7752 | 4.7695 | 4.0138 | 5.0578 | 5.7809 | 6.504 | 7.5481
Residential | All | 2014-05-16 | Aggregate | 6 | Residential¦All¦41775¦Aggregate¦6 |  |  | 13.5983 |  | 12.735 | 1388 |  |  | 14.2073 | 68.4969 | 12.1364 | 1341 | 13 | 16 | 1.0832 | 14.7297 | 22395 | -0.60906 | 0.5224 | 0.34182 | 0.33142 | 0.37027 | 0.47611 | 0.49693 | -1.2192 | -0.85873 | -0.60906 | -0.35939 | 0.0011006 | -0.11444 | 0.26181 | 0.5224 | 0.78298 | 1.1592
Residential | All | 2014-05-14 | Per Premise | 4 | Residential¦All¦41773¦Per Premise¦4 |  |  | 0.54888 |  | 0.53005 | 1393 |  |  | 0.55504 | 63.4071 | 0.48919 | 1352 | 17 | 20 | 1.089 | 0.59771 | 22395 | -0.0061631 | 0.042666 | 0.014202 | 0.013304 | 0.015465 | 0.01946 | 0.0204 | -0.031102 | -0.016368 | -0.0061631 | 0.0040416 | 0.018776 | 0.016522 | 0.031968 | 0.042666 | 0.053364 | 0.06881
Residential | All | 2014-05-15 | Aggregate | 4 | Residential¦All¦41774¦Aggregate¦4 |  |  | 12.7797 |  | 10.8318 | 1383 |  |  | 13.6958 | 63.7919 | 13.6053 | 1348 | 17 | 20 | 1.1501 | 14.6985 | 22395 | -0.91607 | 1.0027 | 0.29127 | 0.37056 | 0.335 | 0.47133 | 0.49954 | -1.5201 | -1.1632 | -0.91607 | -0.6689 | -0.31204 | 0.3625 | 0.74073 | 1.0027 | 1.2646 | 1.6429
Residential | All | 2014-05-16 | Per Premise | 19 | Residential¦All¦41775¦Per Premise¦19 |  |  | 1.8047 |  | 1.829 | 1388 |  |  | 2.1914 | 76.7387 | 2.0223 | 1341 | 13 | 16 | 1.0832 | 1.9548 | 22395 | -0.38674 | -0.23658 | 0.049093 | 0.055224 | 0.053178 | 0.07389 | 0.076665 | -0.48143 | -0.42548 | -0.38674 | -0.34799 | -0.29204 | -0.33483 | -0.27678 | -0.23658 | -0.19637 | -0.13833
Residential | All | 2014-05-14 | Aggregate | 11 | Residential¦All¦41773¦Aggregate¦11 |  |  | 20.1951 |  | 24.2277 | 1393 |  |  | 21.0999 | 94.5316 | 24.0469 | 1352 | 17 | 20 | 1.089 | 21.9917 | 22395 | -0.90484 | 0.89173 | 0.64914 | 0.65399 | 0.70689 | 0.92146 | 0.96301 | -2.0857 | -1.3881 | -0.90484 | -0.42163 | 0.27605 | -0.34242 | 0.38673 | 0.89173 | 1.3967 | 2.1259
Residential | All | 2014-05-16 | Aggregate | 21 | Residential¦All¦41775¦Aggregate¦21 |  |  | 35.8671 |  | 35.0208 | 1388 |  |  | 40.9193 | 68.5274 | 36.0952 | 1341 | 13 | 16 | 1.0832 | 38.8514 | 22395 | -5.0522 | -2.0678 | 0.94001 | 0.98568 | 1.0182 | 1.362 | 1.4172 | -6.7977 | -5.7665 | -5.0522 | -4.3379 | -3.3067 | -3.884 | -2.811 | -2.0678 | -1.3247 | -0.25169
Residential | All | 2014-05-14 | Per Premise | 23 | Residential¦All¦41773¦Per Premise¦23 |  |  | 1.2426 |  | 1.1956 | 1393 |  |  | 1.4749 | 71.3321 | 1.3668 | 1352 | 17 | 20 | 1.089 | 1.3532 | 22395 | -0.23227 | -0.12173 | 0.032035 | 0.037173 | 0.034885 | 0.049072 | 0.050978 | -0.29516 | -0.25801 | -0.23227 | -0.20654 | -0.16939 | -0.18706 | -0.14846 | -0.12173 | -0.094997 | -0.056399
Residential | All | 2014-05-14 | Per Premise | 17 | Residential¦All¦41773¦Per Premise¦17 |  |  | 1.6878 |  | 1.8745 | 1393 |  |  | 1.5269 | 89.8626 | 1.4872 | 1352 | 17 | 20 | 1.089 | 1.838 | 22395 | 0.16097 | 0.31112 | 0.050224 | 0.040447 | 0.054692 | 0.064486 | 0.068024 | 0.078324 | 0.12715 | 0.16097 | 0.19478 | 0.24361 | 0.22394 | 0.27545 | 0.31112 | 0.34679 | 0.39829
Residential | All | 2014-05-16 | Per Premise | 12 | Residential¦All¦41775¦Per Premise¦12 |  |  | 1.1549 |  | 1.3713 | 1388 |  |  | 1.251 | 95.4683 | 1.4105 | 1341 | 13 | 16 | 1.0832 | 1.251 | 22395 | -0.096095 | -6.83e-08 | 0.036808 | 0.038518 | 0.039871 | 0.053277 | 0.055437 | -0.16437 | -0.12403 | -0.096095 | -0.068157 | -0.027818 | -0.071046 | -0.029072 | -6.83e-08 | 0.029071 | 0.071046
Residential | All | 2014-05-15 | Per Premise | 100 | Residential¦All¦41774¦Per Premise¦100 |  |  | 1.9494 |  | 1.9931 | 5532 |  |  | 1.7541 | 86.6779 | 1.6023 | 5392 | 17 | 20 | 1.1501 | 2.2421 | 22395 | 0.19531 | 0.48799 | 0.026797 | 0.02182 | 0.030821 | 0.034557 | 0.037763 | 0.15102 | 0.17719 | 0.19531 | 0.21343 | 0.23959 | 0.4396 | 0.46819 | 0.48799 | 0.5078 | 0.53639
Residential | All | 2014-05-14 | Per Premise | 14 | Residential¦All¦41773¦Per Premise¦14 |  |  | 1.3223 |  | 1.5893 | 1393 |  |  | 1.3649 | 94.3356 | 1.5696 | 1352 | 17 | 20 | 1.089 | 1.44 | 22395 | -0.042559 | 0.075076 | 0.042584 | 0.042687 | 0.046372 | 0.060295 | 0.063028 | -0.11983 | -0.074178 | -0.042559 | -0.01094 | 0.034712 | -0.0056978 | 0.042024 | 0.075076 | 0.10813 | 0.15585
Residential | All | 2014-05-14 | Per Premise | 6 | Residential¦All¦41773¦Per Premise¦6 |  |  | 0.58782 |  | 0.52342 | 1393 |  |  | 0.60822 | 69.2366 | 0.52528 | 1352 | 17 | 20 | 1.089 | 0.64011 | 22395 | -0.020399 | 0.031894 | 0.014024 | 0.014286 | 0.015272 | 0.020019 | 0.020912 | -0.046054 | -0.030897 | -0.020399 | -0.0099006 | 0.0052568 | 0.0050944 | 0.020928 | 0.031894 | 0.04286 | 0.058694
Residential | All | 2014-05-15 | Per Premise | 7 | Residential¦All¦41774¦Per Premise¦7 |  |  | 0.66158 |  | 0.57943 | 1383 |  |  | 0.68856 | 77.891 | 0.56037 | 1348 | 17 | 20 | 1.1501 | 0.76091 | 22395 | -0.026975 | 0.072355 | 0.015581 | 0.015263 | 0.01792 | 0.021811 | 0.023539 | -0.054927 | -0.038412 | -0.026975 | -0.015537 | 0.0009768 | 0.042189 | 0.060012 | 0.072355 | 0.084699 | 0.10252
Residential | All | 2014-05-15 | Aggregate | 17 | Residential¦All¦41774¦Aggregate¦17 |  |  | 43.2385 |  | 44.9692 | 1383 |  |  | 39.8272 | 92.7549 | 37.6798 | 1348 | 17 | 20 | 1.1501 | 49.7303 | 22395 | 3.4113 | 9.9031 | 1.2092 | 1.0263 | 1.3908 | 1.586 | 1.7284 | 1.3787 | 2.5796 | 3.4113 | 4.243 | 5.4439 | 7.6881 | 8.9967 | 9.9031 | 10.8095 | 12.1182
Residential | All | 2014-05-16 | Aggregate | 3 | Residential¦All¦41775¦Aggregate¦3 |  |  | 14.6661 |  | 14.7343 | 1388 |  |  | 15.2198 | 65.3694 | 16.0012 | 1341 | 13 | 16 | 1.0832 | 15.8864 | 22395 | -0.55369 | 0.66662 | 0.39549 | 0.43696 | 0.4284 | 0.58936 | 0.61193 | -1.309 | -0.86275 | -0.55369 | -0.24463 | 0.2016 | -0.1176 | 0.34572 | 0.66662 | 0.98751 | 1.4508
Residential | All | 2014-05-14 | Per Premise | 10 | Residential¦All¦41773¦Per Premise¦10 |  |  | 0.81498 |  | 0.93903 | 1393 |  |  | 0.86179 | 95.0308 | 0.91726 | 1352 | 17 | 20 | 1.089 | 0.88748 | 22395 | -0.046811 | 0.02569 | 0.02516 | 0.024946 | 0.027398 | 0.03543 | 0.037053 | -0.092217 | -0.065391 | -0.046811 | -0.028232 | -0.0014055 | -0.021796 | 0.0062592 | 0.02569 | 0.045121 | 0.073176
Residential | All | 2014-05-15 | Per Premise | 1 | Residential¦All¦41774¦Per Premise¦1 |  |  | 0.77506 |  | 0.7637 | 1383 |  |  | 0.89948 | 68.9965 | 0.92461 | 1348 | 17 | 20 | 1.1501 | 0.89143 | 22395 | -0.12442 | -0.0080564 | 0.020536 | 0.025183 | 0.023619 | 0.032495 | 0.034526 | -0.16607 | -0.14146 | -0.12442 | -0.10738 | -0.08278 | -0.052304 | -0.026162 | -0.0080564 | 0.010049 | 0.036191
Residential | All | 2014-05-16 | Per Premise | 3 | Residential¦All¦41775¦Per Premise¦3 |  |  | 0.65488 |  | 0.65793 | 1388 |  |  | 0.67961 | 65.3694 | 0.7145 | 1341 | 13 | 16 | 1.0832 | 0.70937 | 22395 | -0.024724 | 0.029766 | 0.01766 | 0.019511 | 0.019129 | 0.026316 | 0.027324 | -0.05845 | -0.038524 | -0.024724 | -0.010923 | 0.0090021 | -0.0052511 | 0.015437 | 0.029766 | 0.044095 | 0.064784
Residential | All | 2014-05-16 | Aggregate | 17 | Residential¦All¦41775¦Aggregate¦17 |  |  | 40.2922 |  | 43.674 | 1388 |  |  | 50.6572 | 87.6353 | 49.5836 | 1341 | 13 | 16 | 1.0832 | 43.6447 | 22395 | -10.365 | -7.0125 | 1.1723 | 1.354 | 1.2698 | 1.791 | 1.8563 | -12.6603 | -11.3042 | -10.365 | -9.4258 | -8.0698 | -9.3914 | -7.9859 | -7.0125 | -6.0391 | -4.6336
Residential | All | 2014-05-16 | Per Premise | 8 | Residential¦All¦41775¦Per Premise¦8 |  |  | 0.76087 |  | 0.72337 | 1388 |  |  | 0.76302 | 82.4114 | 0.67315 | 1341 | 13 | 16 | 1.0832 | 0.82417 | 22395 | -0.0021498 | 0.061159 | 0.019416 | 0.018382 | 0.021032 | 0.026737 | 0.027933 | -0.036415 | -0.016171 | -0.0021498 | 0.011871 | 0.032116 | 0.025361 | 0.046511 | 0.061159 | 0.075807 | 0.096956
Residential | All | 2014-05-14 | Aggregate | 17 | Residential¦All¦41773¦Aggregate¦17 |  |  | 37.7993 |  | 41.9796 | 1393 |  |  | 34.1945 | 89.8626 | 33.3066 | 1352 | 17 | 20 | 1.089 | 41.1619 | 22395 | 3.6048 | 6.9675 | 1.1248 | 0.90582 | 1.2248 | 1.4442 | 1.5234 | 1.7541 | 2.8475 | 3.6048 | 4.3621 | 5.4556 | 5.0152 | 6.1686 | 6.9675 | 7.7663 | 8.9198
Residential | All | 2014-05-15 | Aggregate | 24 | Residential¦All¦41774¦Aggregate¦24 |  |  | 23.2855 |  | 23.8665 | 1383 |  |  | 26.4768 | 68.8262 | 26.2852 | 1348 | 17 | 20 | 1.1501 | 26.7816 | 22395 | -3.1913 | 0.30476 | 0.64177 | 0.71592 | 0.73812 | 0.96146 | 1.0283 | -4.4235 | -3.6955 | -3.1913 | -2.6871 | -1.9592 | -1.013 | -0.23447 | 0.30476 | 0.84399 | 1.6226
Residential | All | 2014-05-16 | Per Premise | 5 | Residential¦All¦41775¦Per Premise¦5 |  |  | 0.58032 |  | 0.56187 | 1388 |  |  | 0.59598 | 64.6294 | 0.56382 | 1341 | 13 | 16 | 1.0832 | 0.6286 | 22395 | -0.015664 | 0.032622 | 0.015081 | 0.015397 | 0.016336 | 0.021552 | 0.022448 | -0.043284 | -0.026966 | -0.015664 | -0.0043619 | 0.011957 | 0.0038529 | 0.02085 | 0.032622 | 0.044394 | 0.061391
Residential | All | 2014-05-16 | Per Premise | 7 | Residential¦All¦41775¦Per Premise¦7 |  |  | 0.67444 |  | 0.61667 | 1388 |  |  | 0.68703 | 76.067 | 0.54123 | 1341 | 13 | 16 | 1.0832 | 0.73056 | 22395 | -0.012589 | 0.043528 | 0.016552 | 0.01478 | 0.01793 | 0.022191 | 0.023236 | -0.041028 | -0.024226 | -0.012589 | -0.0009524 | 0.015849 | 0.01375 | 0.031343 | 0.043528 | 0.055713 | 0.073306
Residential | All | 2014-05-15 | Aggregate | 15 | Residential¦All¦41774¦Aggregate¦15 |  |  | 37.5952 |  | 41.5256 | 1383 |  |  | 43.5096 | 97.0267 | 45.0853 | 1348 | 17 | 20 | 1.1501 | 43.2398 | 22395 | -5.9144 | -0.2698 | 1.1166 | 1.228 | 1.2843 | 1.6597 | 1.7769 | -8.0414 | -6.7847 | -5.9144 | -5.044 | -3.7873 | -2.5469 | -1.2016 | -0.2698 | 0.662 | 2.0074
Residential | All | 2014-05-16 | Aggregate | 7 | Residential¦All¦41775¦Aggregate¦7 |  |  | 15.1041 |  | 13.8104 | 1388 |  |  | 15.386 | 76.067 | 12.1208 | 1341 | 13 | 16 | 1.0832 | 16.3608 | 22395 | -0.28193 | 0.97482 | 0.37069 | 0.33099 | 0.40153 | 0.49696 | 0.52037 | -0.91881 | -0.54254 | -0.28193 | -0.021328 | 0.35494 | 0.30794 | 0.70194 | 0.97482 | 1.2477 | 1.6417
Residential | All | 2014-05-15 | Aggregate | 23 | Residential¦All¦41774¦Aggregate¦23 |  |  | 29.1582 |  | 29.5923 | 1383 |  |  | 35.3292 | 69.8191 | 32.0867 | 1348 | 17 | 20 | 1.1501 | 33.5361 | 22395 | -6.1709 | -1.7931 | 0.79573 | 0.87394 | 0.91521 | 1.1819 | 1.2655 | -7.6856 | -6.7907 | -6.1709 | -5.5511 | -4.6562 | -3.4149 | -2.4567 | -1.7931 | -1.1295 | -0.17137
Residential | All | 2014-05-16 | Aggregate | 12 | Residential¦All¦41775¦Aggregate¦12 |  |  | 25.8641 |  | 30.7107 | 1388 |  |  | 28.0162 | 95.4683 | 31.5883 | 1341 | 13 | 16 | 1.0832 | 28.0162 | 22395 | -2.1521 | -1.86e-06 | 0.82432 | 0.86261 | 0.89291 | 1.1931 | 1.2415 | -3.6811 | -2.7777 | -2.1521 | -1.5264 | -0.62298 | -1.5911 | -0.65106 | -1.86e-06 | 0.65105 | 1.5911
Residential | All | 2014-05-16 | Per Premise | 100 | Residential¦All¦41775¦Per Premise¦100 |  |  | 1.5034 |  | 1.7488 | 5552 |  |  | 1.362 | 92.6783 | 1.4067 | 5364 | 13 | 16 | 1.0832 | 1.6285 | 22395 | 0.14138 | 0.26647 | 0.02347 | 0.019207 | 0.025423 | 0.030328 | 0.031863 | 0.10251 | 0.12547 | 0.14138 | 0.15728 | 0.18024 | 0.22563 | 0.24976 | 0.26647 | 0.28318 | 0.3073
Residential | All | 2014-05-14 | Aggregate | 6 | Residential¦All¦41773¦Aggregate¦6 |  |  | 13.1642 |  | 11.722 | 1393 |  |  | 13.621 | 69.2366 | 11.7637 | 1352 | 17 | 20 | 1.089 | 14.3353 | 22395 | -0.45683 | 0.71427 | 0.31407 | 0.31993 | 0.34201 | 0.44833 | 0.46832 | -1.0314 | -0.69193 | -0.45683 | -0.22172 | 0.11773 | 0.11409 | 0.46868 | 0.71427 | 0.95986 | 1.3144
Residential | All | 2014-05-15 | Aggregate | 11 | Residential¦All¦41774¦Aggregate¦11 |  |  | 23.1039 |  | 27.7121 | 1383 |  |  | 25.3804 | 98.2433 | 28.3197 | 1348 | 17 | 20 | 1.1501 | 26.5727 | 22395 | -2.2765 | 1.1924 | 0.74518 | 0.77134 | 0.85706 | 1.0725 | 1.153 | -3.6509 | -2.8389 | -2.2765 | -1.714 | -0.902 | -0.28531 | 0.58772 | 1.1924 | 1.797 | 2.6701
Residential | All | 2014-05-16 | Aggregate | 18 | Residential¦All¦41775¦Aggregate¦18 |  |  | 42.0689 |  | 43.1588 | 1388 |  |  | 51.5358 | 83.4958 | 48.2328 | 1341 | 13 | 16 | 1.0832 | 45.5693 | 22395 | -9.4669 | -5.9665 | 1.1584 | 1.3171 | 1.2548 | 1.7541 | 1.8192 | -11.7148 | -10.3867 | -9.4669 | -8.547 | -7.2189 | -8.2979 | -6.9205 | -5.9665 | -5.0125 | -3.6351
Residential | All | 2014-05-15 | Aggregate | 2 | Residential¦All¦41774¦Aggregate¦2 |  |  | 15.0117 |  | 13.9832 | 1383 |  |  | 16.996 | 67.8687 | 18.1274 | 1348 | 17 | 20 | 1.1501 | 17.2656 | 22395 | -1.9843 | 0.26954 | 0.37601 | 0.49373 | 0.43246 | 0.62061 | 0.65635 | -2.7797 | -2.3098 | -1.9843 | -1.6589 | -1.189 | -0.5716 | -0.07465 | 0.26954 | 0.61373 | 1.1107
Residential | All | 2014-05-16 | Per Premise | 18 | Residential¦All¦41775¦Per Premise¦18 |  |  | 1.8785 |  | 1.9272 | 1388 |  |  | 2.3012 | 83.4958 | 2.1537 | 1341 | 13 | 16 | 1.0832 | 2.0348 | 22395 | -0.42272 | -0.26642 | 0.051728 | 0.058813 | 0.056032 | 0.078325 | 0.081232 | -0.5231 | -0.4638 | -0.42272 | -0.38165 | -0.32235 | -0.37052 | -0.30902 | -0.26642 | -0.22382 | -0.16232
Residential | All | 2014-05-15 | Per Premise | 14 | Residential¦All¦41774¦Per Premise¦14 |  |  | 1.5359 |  | 1.7591 | 1383 |  |  | 1.7977 | 97.0106 | 1.9264 | 1348 | 17 | 20 | 1.1501 | 1.7664 | 22395 | -0.26187 | -0.031281 | 0.047303 | 0.052468 | 0.054405 | 0.070643 | 0.075583 | -0.35241 | -0.29892 | -0.26187 | -0.22483 | -0.17134 | -0.12814 | -0.070917 | -0.031281 | 0.008355 | 0.065583
Residential | All | 2014-05-15 | Aggregate | 22 | Residential¦All¦41774¦Aggregate¦22 |  |  | 36.0334 |  | 34.3568 | 1383 |  |  | 45.2201 | 72.3399 | 38.9711 | 1348 | 17 | 20 | 1.1501 | 41.4435 | 22395 | -9.1866 | -3.7766 | 0.92385 | 1.0614 | 1.0626 | 1.4072 | 1.5019 | -10.99 | -9.9246 | -9.1866 | -8.4487 | -7.3833 | -5.7013 | -4.5642 | -3.7766 | -2.989 | -1.8518
Residential | All | 2014-05-16 | Aggregate | 16 | Residential¦All¦41775¦Aggregate¦16 |  |  | 37.4885 |  | 42.6771 | 1388 |  |  | 33.8979 | 90.7568 | 34.0809 | 1341 | 13 | 16 | 1.0832 | 40.6077 | 22395 | 3.5905 | 6.7098 | 1.1455 | 0.93067 | 1.2408 | 1.4759 | 1.5511 | 1.6991 | 2.8166 | 3.5905 | 4.3645 | 5.482 | 4.722 | 5.8964 | 6.7098 | 7.5232 | 8.6976
Residential | All | 2014-05-14 | Aggregate | 9 | Residential¦All¦41773¦Aggregate¦9 |  |  | 16.8864 |  | 17.9739 | 1393 |  |  | 17.6012 | 91.5197 | 16.9694 | 1352 | 17 | 20 | 1.089 | 18.3886 | 22395 | -0.71476 | 0.78746 | 0.48158 | 0.46151 | 0.52442 | 0.66701 | 0.69857 | -1.5696 | -1.0645 | -0.71476 | -0.36498 | 0.14004 | -0.10779 | 0.42113 | 0.78746 | 1.1538 | 1.6827
Residential | All | 2014-05-14 | Aggregate | 12 | Residential¦All¦41773¦Aggregate¦12 |  |  | 22.3945 |  | 26.502 | 1393 |  |  | 24.3372 | 95.5979 | 28.8143 | 1352 | 17 | 20 | 1.089 | 24.3867 | 22395 | -1.9427 | 0.049515 | 0.71007 | 0.78365 | 0.77324 | 1.0575 | 1.1009 | -3.298 | -2.4973 | -1.9427 | -1.3882 | -0.58747 | -1.3614 | -0.5278 | 0.049515 | 0.62683 | 1.4604
Residential | All | 2014-05-15 | Per Premise | 4 | Residential¦All¦41774¦Per Premise¦4 |  |  | 0.57065 |  | 0.48367 | 1383 |  |  | 0.61156 | 63.7919 | 0.60751 | 1348 | 17 | 20 | 1.1501 | 0.65633 | 22395 | -0.040905 | 0.044773 | 0.013006 | 0.016547 | 0.014958 | 0.021046 | 0.022306 | -0.067877 | -0.051942 | -0.040905 | -0.029868 | -0.013933 | 0.016187 | 0.033076 | 0.044773 | 0.05647 | 0.073359
Residential | All | 2014-05-16 | Per Premise | 14 | Residential¦All¦41775¦Per Premise¦14 |  |  | 1.4459 |  | 1.6804 | 1388 |  |  | 1.3081 | 93.3282 | 1.3722 | 1341 | 13 | 16 | 1.0832 | 1.5662 | 22395 | 0.13782 | 0.25813 | 0.045105 | 0.037471 | 0.048858 | 0.058639 | 0.061573 | 0.062675 | 0.10707 | 0.13782 | 0.16857 | 0.21297 | 0.17923 | 0.22585 | 0.25813 | 0.29042 | 0.33704
Residential | All | 2014-05-16 | Aggregate | 9 | Residential¦All¦41775¦Aggregate¦9 |  |  | 18.1193 |  | 18.9482 | 1388 |  |  | 19.026 | 89.4654 | 18.7467 | 1341 | 13 | 16 | 1.0832 | 19.6269 | 22395 | -0.90673 | 0.6009 | 0.5086 | 0.51193 | 0.55091 | 0.72162 | 0.75205 | -1.8315 | -1.2852 | -0.90673 | -0.52831 | 0.018068 | -0.36289 | 0.20652 | 0.6009 | 0.99527 | 1.5647
Residential | All | 2014-05-14 | Per Premise | 19 | Residential¦All¦41773¦Per Premise¦19 |  |  | 1.7978 |  | 1.8558 | 1393 |  |  | 1.6156 | 84.0713 | 1.4971 | 1352 | 17 | 20 | 1.089 | 1.9577 | 22395 | 0.18218 | 0.34211 | 0.049723 | 0.040715 | 0.054146 | 0.064266 | 0.067746 | 0.099817 | 0.14848 | 0.18218 | 0.21588 | 0.26454 | 0.25529 | 0.30658 | 0.34211 | 0.37763 | 0.42893
Residential | All | 2014-05-15 | Per Premise | 19 | Residential¦All¦41774¦Per Premise¦19 |  |  | 2.0016 |  | 2.0615 | 1383 |  |  | 1.7694 | 83.54 | 1.607 | 1348 | 17 | 20 | 1.1501 | 2.3021 | 22395 | 0.23213 | 0.53264 | 0.055433 | 0.043769 | 0.063756 | 0.07063 | 0.077334 | 0.14161 | 0.19509 | 0.23213 | 0.26917 | 0.32264 | 0.43353 | 0.49209 | 0.53264 | 0.5732 | 0.63175
Residential | All | 2014-05-14 | Aggregate | 13 | Residential¦All¦41773¦Aggregate¦13 |  |  | 26.8829 |  | 32.9964 | 1393 |  |  | 27.1796 | 95.7025 | 31.629 | 1352 | 17 | 20 | 1.089 | 29.2744 | 22395 | -0.29676 | 2.0948 | 0.88408 | 0.8602 | 0.96273 | 1.2335 | 1.291 | -1.8776 | -0.94361 | -0.29676 | 0.35009 | 1.284 | 0.44023 | 1.4177 | 2.0948 | 2.7718 | 3.7493
Residential | All | 2014-05-15 | Per Premise | 21 | Residential¦All¦41774¦Per Premise¦21 |  |  | 1.7738 |  | 1.6664 | 1383 |  |  | 2.4053 | 74.8348 | 2.0764 | 1348 | 17 | 20 | 1.1501 | 2.0401 | 22395 | -0.63157 | -0.36525 | 0.044809 | 0.056554 | 0.051536 | 0.072154 | 0.076514 | -0.72404 | -0.6694 | -0.63157 | -0.59373 | -0.5391 | -0.46331 | -0.40538 | -0.36525 | -0.32513 | -0.26719
Residential | All | 2014-05-15 | Per Premise | 16 | Residential¦All¦41774¦Per Premise¦16 |  |  | 1.8395 |  | 2.0071 | 1383 |  |  | 2.1157 | 96.0383 | 2.0815 | 1348 | 17 | 20 | 1.1501 | 2.1157 | 22395 | -0.27618 | -1.64e-07 | 0.05397 | 0.056693 | 0.062073 | 0.078274 | 0.084066 | -0.37649 | -0.31723 | -0.27618 | -0.23513 | -0.17587 | -0.10774 | -0.044085 | -1.64e-07 | 0.044084 | 0.10774
Residential | All | 2014-05-15 | Per Premise | 23 | Residential¦All¦41774¦Per Premise¦23 |  |  | 1.302 |  | 1.3214 | 1383 |  |  | 1.5775 | 69.8191 | 1.4328 | 1348 | 17 | 20 | 1.1501 | 1.4975 | 22395 | -0.27555 | -0.080067 | 0.035532 | 0.039024 | 0.040867 | 0.052777 | 0.056506 | -0.34319 | -0.30323 | -0.27555 | -0.24787 | -0.20791 | -0.15248 | -0.1097 | -0.080067 | -0.050436 | -0.0076521
Residential | All | 2014-05-16 | Per Premise | 4 | Residential¦All¦41775¦Per Premise¦4 |  |  | 0.60786 |  | 0.60845 | 1388 |  |  | 0.61585 | 66.0786 | 0.60329 | 1341 | 13 | 16 | 1.0832 | 0.65844 | 22395 | -0.0079839 | 0.042594 | 0.016332 | 0.016474 | 0.01769 | 0.023197 | 0.024174 | -0.037713 | -0.020149 | -0.0079839 | 0.0041809 | 0.021745 | 0.011614 | 0.029917 | 0.042594 | 0.055271 | 0.073574
Residential | All | 2014-05-14 | Aggregate | 22 | Residential¦All¦41773¦Aggregate¦22 |  |  | 33.5375 |  | 30.1097 | 1393 |  |  | 42.093 | 73.3233 | 36.984 | 1352 | 17 | 20 | 1.089 | 36.521 | 22395 | -8.5555 | -5.572 | 0.80674 | 1.0058 | 0.8785 | 1.2894 | 1.3355 | -10.2079 | -9.2317 | -8.5555 | -7.8794 | -6.9031 | -7.2835 | -6.2723 | -5.572 | -4.8717 | -3.8605
Residential | All | 2014-05-16 | Per Premise | 11 | Residential¦All¦41775¦Per Premise¦11 |  |  | 1.0052 |  | 1.2223 | 1388 |  |  | 1.0791 | 94.547 | 1.1912 | 1341 | 13 | 16 | 1.0832 | 1.0888 | 22395 | -0.073904 | 0.0097311 | 0.032809 | 0.032529 | 0.035539 | 0.046201 | 0.048178 | -0.13311 | -0.098132 | -0.073904 | -0.049676 | -0.014695 | -0.052012 | -0.015534 | 0.0097311 | 0.034996 | 0.071474
Residential | All | 2014-05-15 | Aggregate | 8 | Residential¦All¦41774¦Aggregate¦8 |  |  | 16.626 |  | 15.6398 | 1383 |  |  | 17.1368 | 85.2927 | 15.6254 | 1348 | 17 | 20 | 1.1501 | 19.1223 | 22395 | -0.51076 | 1.9855 | 0.42055 | 0.42558 | 0.48369 | 0.59832 | 0.64427 | -1.2775 | -0.82452 | -0.51076 | -0.197 | 0.25602 | 1.1598 | 1.6476 | 1.9855 | 2.3233 | 2.8111
Residential | All | 2014-05-16 | Aggregate | 2 | Residential¦All¦41775¦Aggregate¦2 |  |  | 16.3855 |  | 17.0785 | 1388 |  |  | 17.3928 | 67.3711 | 18.586 | 1341 | 13 | 16 | 1.0832 | 17.7489 | 22395 | -1.0073 | 0.35608 | 0.45841 | 0.50754 | 0.49655 | 0.68391 | 0.71005 | -1.8838 | -1.3659 | -1.0073 | -0.64865 | -0.13082 | -0.55388 | -0.016267 | 0.35608 | 0.72843 | 1.266
Residential | All | 2014-05-16 | Per Premise | 22 | Residential¦All¦41775¦Per Premise¦22 |  |  | 1.4442 |  | 1.3708 | 1388 |  |  | 1.5987 | 67.2679 | 1.4315 | 1341 | 13 | 16 | 1.0832 | 1.5644 | 22395 | -0.15448 | -0.034311 | 0.036795 | 0.039091 | 0.039857 | 0.053684 | 0.055827 | -0.22328 | -0.18263 | -0.15448 | -0.12633 | -0.085681 | -0.10586 | -0.063586 | -0.034311 | -0.0050348 | 0.037235
Residential | All | 2014-05-16 | Aggregate | 10 | Residential¦All¦41775¦Aggregate¦10 |  |  | 20.0442 |  | 23.0692 | 1388 |  |  | 21.6251 | 92.0127 | 22.9816 | 1341 | 13 | 16 | 1.0832 | 21.712 | 22395 | -1.5809 | 0.086885 | 0.61921 | 0.62758 | 0.67073 | 0.88163 | 0.91855 | -2.7108 | -2.0432 | -1.5809 | -1.1186 | -0.45106 | -1.0903 | -0.3948 | 0.086885 | 0.56857 | 1.2641
Residential | All | 2014-05-15 | Per Premise | 6 | Residential¦All¦41774¦Per Premise¦6 |  |  | 0.58559 |  | 0.50144 | 1383 |  |  | 0.62294 | 68.9683 | 0.55498 | 1348 | 17 | 20 | 1.1501 | 0.67351 | 22395 | -0.037352 | 0.050569 | 0.013484 | 0.015116 | 0.015508 | 0.020256 | 0.021656 | -0.06331 | -0.047974 | -0.037352 | -0.026729 | -0.011393 | 0.022815 | 0.039212 | 0.050569 | 0.061925 | 0.078322
Residential | All | 2014-05-14 | Per Premise | 13 | Residential¦All¦41773¦Per Premise¦13 |  |  | 1.2004 |  | 1.4734 | 1393 |  |  | 1.2136 | 95.7025 | 1.4123 | 1352 | 17 | 20 | 1.089 | 1.3072 | 22395 | -0.013251 | 0.093537 | 0.039477 | 0.03841 | 0.042988 | 0.05508 | 0.057648 | -0.083838 | -0.042135 | -0.013251 | 0.015633 | 0.057336 | 0.019657 | 0.063306 | 0.093537 | 0.12377 | 0.16742
Residential | All | 2014-05-14 | Per Premise | 7 | Residential¦All¦41773¦Per Premise¦7 |  |  | 0.67232 |  | 0.60263 | 1393 |  |  | 0.70102 | 77.5198 | 0.54361 | 1352 | 17 | 20 | 1.089 | 0.73213 | 22395 | -0.028697 | 0.031113 | 0.016146 | 0.014784 | 0.017583 | 0.021892 | 0.022972 | -0.056753 | -0.040177 | -0.028697 | -0.017216 | -0.0006404 | 0.001673 | 0.019067 | 0.031113 | 0.04316 | 0.060553
Residential | All | 2014-05-16 | Per Premise | 10 | Residential¦All¦41775¦Per Premise¦10 |  |  | 0.89503 |  | 1.0301 | 1388 |  |  | 0.96562 | 92.0127 | 1.0262 | 1341 | 13 | 16 | 1.0832 | 0.9695 | 22395 | -0.070592 | 0.0038797 | 0.02765 | 0.028023 | 0.02995 | 0.039367 | 0.041016 | -0.12104 | -0.091236 | -0.070592 | -0.049948 | -0.020141 | -0.048684 | -0.017629 | 0.0038797 | 0.025388 | 0.056444
Residential | 50 | 2014-05-15 | Per Premise | 10 | Residential¦50¦41774¦Per Premise¦10 |  |  | 0.9874 |  | 1.1164 | 703 |  |  | 0.96581 | 98.7895 | 1.0208 | 682 | 17 | 20 | 1.1869 | 1.1719 | 11772 | 0.021586 | 0.20613 | 0.042108 | 0.039088 | 0.049978 | 0.057454 | 0.063448 | -0.052044 | -0.0085432 | 0.021586 | 0.051714 | 0.095215 | 0.12482 | 0.17286 | 0.20613 | 0.2394 | 0.28744
Residential | 50 | 2014-05-15 | Aggregate | 14 | Residential¦50¦41774¦Aggregate¦14 |  |  | 19.5302 |  | 21.5091 | 703 |  |  | 22.8603 | 97.2689 | 23.2233 | 682 | 17 | 20 | 1.1869 | 23.1805 | 11772 | -3.3301 | 0.32012 | 0.81123 | 0.88927 | 0.96285 | 1.2037 | 1.3107 | -4.8727 | -3.9613 | -3.3301 | -2.6989 | -1.7875 | -1.3596 | -0.3672 | 0.32012 | 1.0074 | 1.9998
Residential | 50 | 2014-05-16 | Aggregate | 16 | Residential¦50¦41775¦Aggregate¦16 |  |  | 21.4686 |  | 23.6999 | 707 |  |  | 21.5679 | 91.1783 | 19.7611 | 679 | 13 | 16 | 1.0627 | 22.8146 | 11772 | -0.099221 | 1.2468 | 0.89132 | 0.75836 | 0.94721 | 1.1703 | 1.2134 | -1.599 | -0.71292 | -0.099221 | 0.51448 | 1.4006 | -0.30823 | 0.61048 | 1.2468 | 1.8831 | 2.8018
Residential | 50 | 2014-05-16 | Per Premise | 16 | Residential¦50¦41775¦Per Premise¦16 |  |  | 1.8237 |  | 2.0132 | 707 |  |  | 1.8321 | 91.1783 | 1.6787 | 679 | 13 | 16 | 1.0627 | 1.938 | 11772 | -0.0084286 | 0.10591 | 0.075716 | 0.064421 | 0.080463 | 0.099413 | 0.10307 | -0.13583 | -0.060561 | -0.0084286 | 0.043704 | 0.11897 | -0.026184 | 0.051859 | 0.10591 | 0.15996 | 0.23801
Residential | 50 | 2014-05-16 | Per Premise | 18 | Residential¦50¦41775¦Per Premise¦18 |  |  | 2.0534 |  | 2.0539 | 707 |  |  | 2.5146 | 84.051 | 2.15 | 679 | 13 | 16 | 1.0627 | 2.1821 | 11772 | -0.46122 | -0.33248 | 0.077244 | 0.082511 | 0.082087 | 0.11302 | 0.11639 | -0.60607 | -0.52049 | -0.46122 | -0.40195 | -0.31638 | -0.48164 | -0.39352 | -0.33248 | -0.27145 | -0.18332
Residential | 50 | 2014-05-16 | Aggregate | 5 | Residential¦50¦41775¦Aggregate¦5 |  |  | 7.1479 |  | 6.3342 | 707 |  |  | 6.9835 | 64.3127 | 6.6038 | 679 | 13 | 16 | 1.0627 | 7.596 | 11772 | 0.16439 | 0.61254 | 0.23822 | 0.25343 | 0.25316 | 0.34782 | 0.35821 | -0.28135 | -0.018002 | 0.16439 | 0.34679 | 0.61014 | 0.15347 | 0.42469 | 0.61254 | 0.80039 | 1.0716
Residential | 50 | 2014-05-15 | Aggregate | 5 | Residential¦50¦41774¦Aggregate¦5 |  |  | 6.8747 |  | 5.5501 | 703 |  |  | 7.0256 | 62.1765 | 6.7191 | 682 | 17 | 20 | 1.1869 | 8.1595 | 11772 | -0.15096 | 1.1339 | 0.20933 | 0.25729 | 0.24845 | 0.33169 | 0.35767 | -0.57603 | -0.3249 | -0.15096 | 0.022974 | 0.27411 | 0.67556 | 0.94636 | 1.1339 | 1.3215 | 1.5923
Residential | 50 | 2014-05-14 | Aggregate | 1 | Residential¦50¦41773¦Aggregate¦1 |  |  | 9.0871 |  | 9.9791 | 708 |  |  | 9.2271 | 66.232 | 9.6905 | 684 | 17 | 20 | 1.1093 | 10.0807 | 11772 | -0.13993 | 0.85364 | 0.37504 | 0.37052 | 0.41604 | 0.5272 | 0.55712 | -0.81557 | -0.4164 | -0.13993 | 0.13653 | 0.5357 | 0.13966 | 0.56148 | 0.85364 | 1.1458 | 1.5676
Residential | 50 | 2014-05-14 | Per Premise | 14 | Residential¦50¦41773¦Per Premise¦14 |  |  | 1.4136 |  | 1.6883 | 708 |  |  | 1.4946 | 94.7501 | 1.6525 | 684 | 17 | 20 | 1.1093 | 1.5681 | 11772 | -0.081005 | 0.073553 | 0.063452 | 0.063187 | 0.070389 | 0.089547 | 0.09459 | -0.19576 | -0.12796 | -0.081005 | -0.034047 | 0.033754 | -0.047669 | 0.02395 | 0.073553 | 0.12316 | 0.19477
Residential | 50 | 2014-05-14 | Aggregate | 10 | Residential¦50¦41773¦Aggregate¦10 |  |  | 9.944 |  | 11.1972 | 708 |  |  | 10.1463 | 95.0403 | 10.9084 | 684 | 17 | 20 | 1.1093 | 11.0312 | 11772 | -0.20231 | 0.88495 | 0.42082 | 0.41709 | 0.46683 | 0.5925 | 0.62601 | -0.96162 | -0.51301 | -0.20231 | 0.1084 | 0.557 | 0.082677 | 0.55666 | 0.88495 | 1.2132 | 1.6872
Residential | 50 | 2014-05-15 | Per Premise | 9 | Residential¦50¦41774¦Per Premise¦9 |  |  | 0.867 |  | 0.87177 | 703 |  |  | 0.85282 | 94.886 | 0.82467 | 682 | 17 | 20 | 1.1869 | 1.029 | 11772 | 0.014173 | 0.17622 | 0.03288 | 0.031578 | 0.039025 | 0.045588 | 0.050201 | -0.04425 | -0.0097329 | 0.014173 | 0.03808 | 0.072596 | 0.11188 | 0.14989 | 0.17622 | 0.20254 | 0.24055
Residential | 50 | 2014-05-14 | Per Premise | 1 | Residential¦50¦41773¦Per Premise¦1 |  |  | 0.77193 |  | 0.8477 | 708 |  |  | 0.78381 | 66.232 | 0.82318 | 684 | 17 | 20 | 1.1093 | 0.85633 | 11772 | -0.011887 | 0.072514 | 0.031858 | 0.031475 | 0.035342 | 0.044784 | 0.047326 | -0.06928 | -0.035372 | -0.011887 | 0.011598 | 0.045507 | 0.011864 | 0.047697 | 0.072514 | 0.097332 | 0.13316
Residential | 50 | 2014-05-14 | Per Premise | 22 | Residential¦50¦41773¦Per Premise¦22 |  |  | 1.6055 |  | 1.4301 | 708 |  |  | 1.9383 | 73.3875 | 1.6055 | 684 | 17 | 20 | 1.1093 | 1.7811 | 11772 | -0.33281 | -0.15726 | 0.053748 | 0.061389 | 0.059625 | 0.081593 | 0.085579 | -0.43737 | -0.37559 | -0.33281 | -0.29002 | -0.22824 | -0.26693 | -0.20214 | -0.15726 | -0.11238 | -0.047585
Residential | 50 | 2014-05-16 | Per Premise | 15 | Residential¦50¦41775¦Per Premise¦15 |  |  | 1.7143 |  | 1.8987 | 707 |  |  | 1.6891 | 91.7531 | 1.6225 | 679 | 13 | 16 | 1.0627 | 1.8218 | 11772 | 0.025217 | 0.1327 | 0.07141 | 0.062264 | 0.075887 | 0.094743 | 0.098161 | -0.096201 | -0.024466 | 0.025217 | 0.0749 | 0.14663 | 0.0068973 | 0.08122 | 0.1327 | 0.18417 | 0.25849
Residential | 50 | 2014-05-14 | Per Premise | 18 | Residential¦50¦41773¦Per Premise¦18 |  |  | 1.8922 |  | 1.9958 | 708 |  |  | 1.8793 | 88.1012 | 1.6954 | 684 | 17 | 20 | 1.1093 | 2.0991 | 11772 | 0.012963 | 0.21986 | 0.075008 | 0.064825 | 0.083209 | 0.099139 | 0.10548 | -0.11409 | -0.039025 | 0.012963 | 0.064951 | 0.14001 | 0.084679 | 0.16454 | 0.21986 | 0.27517 | 0.35504
Residential | 50 | 2014-05-14 | Aggregate | 18 | Residential¦50¦41773¦Aggregate¦18 |  |  | 22.2755 |  | 23.495 | 708 |  |  | 22.1229 | 88.1012 | 19.9582 | 684 | 17 | 20 | 1.1093 | 24.7111 | 11772 | 0.1526 | 2.5882 | 0.883 | 0.76312 | 0.97954 | 1.1671 | 1.2417 | -1.3431 | -0.45941 | 0.1526 | 0.76461 | 1.6483 | 0.99684 | 1.937 | 2.5882 | 3.2393 | 4.1795
Residential | 50 | 2014-05-15 | Per Premise | 22 | Residential¦50¦41774¦Per Premise¦22 |  |  | 1.7626 |  | 1.6907 | 703 |  |  | 2.1322 | 72.4499 | 1.7388 | 682 | 17 | 20 | 1.1869 | 2.0921 | 11772 | -0.36962 | -0.040188 | 0.063767 | 0.066582 | 0.075686 | 0.092192 | 0.1008 | -0.48777 | -0.41797 | -0.36962 | -0.32128 | -0.25148 | -0.16937 | -0.09305 | -0.040188 | 0.012673 | 0.088997
Residential | 50 | 2014-05-16 | Per Premise | 24 | Residential¦50¦41775¦Per Premise¦24 |  |  | 1.0637 |  | 0.96927 | 707 |  |  | 1.1611 | 63.505 | 1.102 | 679 | 13 | 16 | 1.0627 | 1.1304 | 11772 | -0.097398 | -0.030707 | 0.036453 | 0.042292 | 0.038739 | 0.055834 | 0.057353 | -0.16895 | -0.12668 | -0.097398 | -0.068119 | -0.025844 | -0.10421 | -0.060783 | -0.030707 | -0.0006313 | 0.042793
Residential | 50 | 2014-05-15 | Aggregate | 10 | Residential¦50¦41774¦Aggregate¦10 |  |  | 11.6237 |  | 13.1428 | 703 |  |  | 11.3696 | 98.7895 | 12.0168 | 682 | 17 | 20 | 1.1869 | 13.7962 | 11772 | 0.25411 | 2.4266 | 0.49569 | 0.46015 | 0.58834 | 0.67635 | 0.74691 | -0.61267 | -0.10057 | 0.25411 | 0.60878 | 1.1209 | 1.4694 | 2.0349 | 2.4266 | 2.8183 | 3.3838
Residential | 50 | 2014-05-14 | Per Premise | 19 | Residential¦50¦41773¦Per Premise¦19 |  |  | 1.9007 |  | 1.9525 | 708 |  |  | 1.9504 | 84.3265 | 1.6897 | 684 | 17 | 20 | 1.1093 | 2.1086 | 11772 | -0.049621 | 0.1582 | 0.073378 | 0.064607 | 0.081401 | 0.097767 | 0.10392 | -0.17491 | -0.10089 | -0.049621 | 0.0016481 | 0.075672 | 0.025018 | 0.1037 | 0.1582 | 0.2127 | 0.29138
Residential | 50 | 2014-05-14 | Aggregate | 21 | Residential¦50¦41773¦Aggregate¦21 |  |  | 21.1937 |  | 19.3419 | 708 |  |  | 26.855 | 75.416 | 22.1891 | 684 | 17 | 20 | 1.1093 | 23.511 | 11772 | -5.6613 | -3.344 | 0.72691 | 0.84842 | 0.80639 | 1.1172 | 1.1705 | -7.0931 | -6.2472 | -5.6613 | -5.0754 | -4.2295 | -4.8441 | -3.9578 | -3.344 | -2.7302 | -1.844
Residential | 50 | 2014-05-14 | Aggregate | 3 | Residential¦50¦41773¦Aggregate¦3 |  |  | 7.2193 |  | 7.4849 | 708 |  |  | 7.1204 | 64.2307 | 7.003 | 684 | 17 | 20 | 1.1093 | 8.0087 | 11772 | 0.098947 | 0.88829 | 0.2813 | 0.26777 | 0.31206 | 0.38837 | 0.41119 | -0.39877 | -0.10471 | 0.098947 | 0.30261 | 0.59666 | 0.36133 | 0.67267 | 0.88829 | 1.1039 | 1.4153
Residential | 50 | 2014-05-16 | Aggregate | 19 | Residential¦50¦41775¦Aggregate¦19 |  |  | 23.1996 |  | 22.6447 | 707 |  |  | 27.5668 | 77.3532 | 23.6758 | 679 | 13 | 16 | 1.0627 | 24.6541 | 11772 | -4.3672 | -2.9127 | 0.85164 | 0.90859 | 0.90504 | 1.2453 | 1.2824 | -5.9632 | -5.0203 | -4.3672 | -3.7142 | -2.7713 | -4.5562 | -3.5852 | -2.9127 | -2.2402 | -1.2692
Residential | 50 | 2014-05-15 | Per Premise | 16 | Residential¦50¦41774¦Per Premise¦16 |  |  | 1.9768 |  | 2.1027 | 703 |  |  | 2.3462 | 96.3042 | 2.1474 | 682 | 17 | 20 | 1.1869 | 2.3462 | 11772 | -0.36946 | -1.46e-07 | 0.079303 | 0.082228 | 0.094126 | 0.11424 | 0.12498 | -0.51587 | -0.42937 | -0.36946 | -0.30956 | -0.22306 | -0.16017 | -0.065542 | -1.46e-07 | 0.065542 | 0.16017
Residential | 50 | 2014-05-14 | Per Premise | 8 | Residential¦50¦41773¦Per Premise¦8 |  |  | 0.77329 |  | 0.72686 | 708 |  |  | 0.76524 | 83.9768 | 0.64789 | 684 | 17 | 20 | 1.1093 | 0.85784 | 11772 | 0.0080481 | 0.092598 | 0.027317 | 0.024773 | 0.030304 | 0.036877 | 0.039141 | -0.039212 | -0.01129 | 0.0080481 | 0.027386 | 0.055308 | 0.042436 | 0.072072 | 0.092598 | 0.11312 | 0.14276
Residential | 50 | 2014-05-14 | Aggregate | 2 | Residential¦50¦41773¦Aggregate¦2 |  |  | 7.9283 |  | 8.3867 | 708 |  |  | 7.7691 | 62.7042 | 7.969 | 684 | 17 | 20 | 1.1093 | 8.7951 | 11772 | 0.15915 | 1.026 | 0.31519 | 0.3047 | 0.34966 | 0.43839 | 0.46379 | -0.40268 | -0.070747 | 0.15915 | 0.38904 | 0.72097 | 0.43163 | 0.78279 | 1.026 | 1.2692 | 1.6204
Residential | 50 | 2014-05-14 | Per Premise | 23 | Residential¦50¦41773¦Per Premise¦23 |  |  | 1.3461 |  | 1.2958 | 708 |  |  | 1.4624 | 71.2361 | 1.2869 | 684 | 17 | 20 | 1.1093 | 1.4933 | 11772 | -0.11628 | 0.030895 | 0.048701 | 0.049206 | 0.054025 | 0.069231 | 0.073075 | -0.20501 | -0.15259 | -0.11628 | -0.079978 | -0.02756 | -0.062755 | -0.0074258 | 0.030895 | 0.069215 | 0.12454
Residential | 50 | 2014-05-15 | Per Premise | 19 | Residential¦50¦41774¦Per Premise¦19 |  |  | 2.164 |  | 2.2559 | 703 |  |  | 2.1149 | 83.7538 | 1.7543 | 682 | 17 | 20 | 1.1869 | 2.5685 | 11772 | 0.049153 | 0.45361 | 0.085083 | 0.067175 | 0.10099 | 0.1084 | 0.12129 | -0.089773 | -0.0076945 | 0.049153 | 0.106 | 0.18808 | 0.29818 | 0.39001 | 0.45361 | 0.51722 | 0.60905
Residential | 50 | 2014-05-15 | Per Premise | 2 | Residential¦50¦41774¦Per Premise¦2 |  |  | 0.70656 |  | 0.64914 | 703 |  |  | 0.77889 | 67.5246 | 0.83573 | 682 | 17 | 20 | 1.1869 | 0.83862 | 11772 | -0.072332 | 0.059725 | 0.024483 | 0.032002 | 0.029059 | 0.040293 | 0.043226 | -0.12397 | -0.093462 | -0.072332 | -0.051203 | -0.020695 | 0.0043279 | 0.037057 | 0.059725 | 0.082393 | 0.11512
Residential | 50 | 2014-05-14 | Per Premise | 5 | Residential¦50¦41773¦Per Premise¦5 |  |  | 0.56475 |  | 0.51587 | 708 |  |  | 0.54727 | 62.4772 | 0.47318 | 684 | 17 | 20 | 1.1093 | 0.6265 | 11772 | 0.017487 | 0.079236 | 0.019388 | 0.018093 | 0.021507 | 0.026518 | 0.028105 | -0.016497 | 0.003581 | 0.017487 | 0.031393 | 0.051472 | 0.043218 | 0.064498 | 0.079236 | 0.093975 | 0.11525
Residential | 50 | 2014-05-14 | Per Premise | 12 | Residential¦50¦41773¦Per Premise¦12 |  |  | 1.0628 |  | 1.209 | 708 |  |  | 1.1492 | 95.8154 | 1.314 | 684 | 17 | 20 | 1.1093 | 1.179 | 11772 | -0.086446 | 0.029755 | 0.045437 | 0.050243 | 0.050405 | 0.067741 | 0.071169 | -0.17326 | -0.12197 | -0.086446 | -0.050923 | 0.0003676 | -0.061452 | -0.0075664 | 0.029755 | 0.067076 | 0.12096
Residential | 50 | 2014-05-16 | Per Premise | 7 | Residential¦50¦41775¦Per Premise¦7 |  |  | 0.71472 |  | 0.58907 | 707 |  |  | 0.68967 | 75.844 | 0.51396 | 679 | 13 | 16 | 1.0627 | 0.75953 | 11772 | 0.025056 | 0.069866 | 0.022154 | 0.019724 | 0.023543 | 0.029662 | 0.030714 | -0.012958 | 0.0095006 | 0.025056 | 0.04061 | 0.063069 | 0.030505 | 0.05376 | 0.069866 | 0.085972 | 0.10923
Residential | 50 | 2014-05-14 | Per Premise | 20 | Residential¦50¦41773¦Per Premise¦20 |  |  | 1.8197 |  | 1.815 | 708 |  |  | 1.93 | 78.9321 | 1.5576 | 684 | 17 | 20 | 1.1093 | 2.0186 | 11772 | -0.11032 | 0.088639 | 0.068213 | 0.059556 | 0.075672 | 0.090554 | 0.096297 | -0.22637 | -0.1578 | -0.11032 | -0.062831 | 0.005732 | -0.03477 | 0.038141 | 0.088639 | 0.13914 | 0.21205
Residential | 50 | 2014-05-15 | Aggregate | 2 | Residential¦50¦41774¦Aggregate¦2 |  |  | 8.3176 |  | 7.6416 | 703 |  |  | 9.1691 | 67.5246 | 9.8383 | 682 | 17 | 20 | 1.1869 | 9.8722 | 11772 | -0.8515 | 0.70308 | 0.28821 | 0.37673 | 0.34208 | 0.47433 | 0.50886 | -1.4594 | -1.1002 | -0.8515 | -0.60276 | -0.24362 | 0.050947 | 0.43623 | 0.70308 | 0.96993 | 1.3552
Residential | 50 | 2014-05-16 | Per Premise | 100 | Residential¦50¦41775¦Per Premise¦100 |  |  | 1.6219 |  | 1.8183 | 2828 |  |  | 1.5996 | 93.1824 | 1.5718 | 2716 | 13 | 16 | 1.0627 | 1.7236 | 11772 | 0.022299 | 0.12399 | 0.034192 | 0.030161 | 0.036336 | 0.045594 | 0.047222 | -0.036131 | -0.0016099 | 0.022299 | 0.046209 | 0.08073 | 0.063471 | 0.099226 | 0.12399 | 0.14875 | 0.18451
Residential | 50 | 2014-05-16 | Per Premise | 11 | Residential¦50¦41775¦Per Premise¦11 |  |  | 1.0763 |  | 1.2994 | 707 |  |  | 1.1146 | 94.9141 | 1.2563 | 679 | 13 | 16 | 1.0627 | 1.1438 | 11772 | -0.038262 | 0.029221 | 0.048869 | 0.048212 | 0.051933 | 0.068648 | 0.070862 | -0.12624 | -0.074261 | -0.038262 | -0.0022625 | 0.049715 | -0.061592 | -0.0079389 | 0.029221 | 0.066381 | 0.12003
Residential | 50 | 2014-05-16 | Aggregate | 15 | Residential¦50¦41775¦Aggregate¦15 |  |  | 20.1805 |  | 22.352 | 707 |  |  | 19.8837 | 91.7531 | 19.0995 | 679 | 13 | 16 | 1.0627 | 21.4458 | 11772 | 0.29685 | 1.5621 | 0.84063 | 0.73297 | 0.89334 | 1.1153 | 1.1556 | -1.1325 | -0.28802 | 0.29685 | 0.88172 | 1.7262 | 0.081195 | 0.95612 | 1.5621 | 2.1681 | 3.043
Residential | 50 | 2014-05-14 | Per Premise | 15 | Residential¦50¦41773¦Per Premise¦15 |  |  | 1.5693 |  | 1.8188 | 708 |  |  | 1.6563 | 94.705 | 1.774 | 684 | 17 | 20 | 1.1093 | 1.7409 | 11772 | -0.087023 | 0.084561 | 0.068356 | 0.067831 | 0.07583 | 0.0963 | 0.10174 | -0.21044 | -0.13752 | -0.087023 | -0.036523 | 0.03639 | -0.045825 | 0.031208 | 0.084561 | 0.13791 | 0.21495
Residential | 50 | 2014-05-16 | Per Premise | 1 | Residential¦50¦41775¦Per Premise¦1 |  |  | 0.88615 |  | 0.85843 | 707 |  |  | 0.96477 | 67.9348 | 1.0052 | 679 | 13 | 16 | 1.0627 | 0.94171 | 11772 | -0.07862 | -0.023062 | 0.032285 | 0.038577 | 0.034309 | 0.050304 | 0.051626 | -0.14309 | -0.105 | -0.07862 | -0.052241 | -0.014153 | -0.089223 | -0.050134 | -0.023062 | 0.0040112 | 0.0431
Residential | 50 | 2014-05-16 | Aggregate | 12 | Residential¦50¦41775¦Aggregate¦12 |  |  | 14.4313 |  | 16.6309 | 707 |  |  | 15.3361 | 95.9513 | 17.2591 | 679 | 13 | 16 | 1.0627 | 15.3361 | 11772 | -0.90479 | 7.99e-07 | 0.62547 | 0.66234 | 0.66468 | 0.911 | 0.93835 | -2.0723 | -1.3825 | -0.90479 | -0.42706 | 0.2627 | -1.2025 | -0.49207 | 7.99e-07 | 0.49207 | 1.2025
Residential | 50 | 2014-05-14 | Aggregate | 16 | Residential¦50¦41773¦Aggregate¦16 |  |  | 20.0798 |  | 22.7226 | 708 |  |  | 22.2753 | 93.0836 | 22.0136 | 684 | 17 | 20 | 1.1093 | 22.2753 | 11772 | -2.1955 | 1.33e-06 | 0.85397 | 0.84171 | 0.94734 | 1.1991 | 1.2673 | -3.7321 | -2.8243 | -2.1955 | -1.5667 | -0.65883 | -1.624 | -0.66455 | 1.33e-06 | 0.66455 | 1.6241
Residential | 50 | 2014-05-14 | Per Premise | 16 | Residential¦50¦41773¦Per Premise¦16 |  |  | 1.7057 |  | 1.9302 | 708 |  |  | 1.8922 | 93.0836 | 1.87 | 684 | 17 | 20 | 1.1093 | 1.8922 | 11772 | -0.1865 | 8.88e-08 | 0.072542 | 0.071501 | 0.080474 | 0.10186 | 0.10765 | -0.31704 | -0.23991 | -0.1865 | -0.13309 | -0.055966 | -0.13796 | -0.056452 | 8.88e-08 | 0.056452 | 0.13796
Residential | 50 | 2014-05-16 | Aggregate | 7 | Residential¦50¦41775¦Aggregate¦7 |  |  | 8.4137 |  | 6.9346 | 707 |  |  | 8.1188 | 75.844 | 6.0503 | 679 | 13 | 16 | 1.0627 | 8.9412 | 11772 | 0.29495 | 0.82246 | 0.2608 | 0.23219 | 0.27715 | 0.34918 | 0.36156 | -0.15254 | 0.11184 | 0.29495 | 0.47807 | 0.74245 | 0.3591 | 0.63286 | 0.82246 | 1.0121 | 1.2858
Residential | 50 | 2014-05-16 | Aggregate | 24 | Residential¦50¦41775¦Aggregate¦24 |  |  | 12.5221 |  | 11.4103 | 707 |  |  | 13.6687 | 63.505 | 12.9731 | 679 | 13 | 16 | 1.0627 | 13.3072 | 11772 | -1.1466 | -0.36148 | 0.42913 | 0.49786 | 0.45603 | 0.65728 | 0.67515 | -1.9889 | -1.4913 | -1.1466 | -0.8019 | -0.30424 | -1.2267 | -0.71553 | -0.36148 | -0.0074317 | 0.50376
Residential | 50 | 2014-05-15 | Aggregate | 24 | Residential¦50¦41774¦Aggregate¦24 |  |  | 12.974 |  | 13.1723 | 703 |  |  | 14.319 | 68.6003 | 13.5965 | 682 | 17 | 20 | 1.1869 | 15.3989 | 11772 | -1.3449 | 1.0799 | 0.4968 | 0.52064 | 0.58966 | 0.71964 | 0.78661 | -2.2672 | -1.7223 | -1.3449 | -0.96757 | -0.4227 | 0.071838 | 0.66742 | 1.0799 | 1.4924 | 2.088
Residential | 50 | 2014-05-15 | Per Premise | 1 | Residential¦50¦41774¦Per Premise¦1 |  |  | 0.81258 |  | 0.76708 | 703 |  |  | 0.93126 | 68.6805 | 0.95795 | 682 | 17 | 20 | 1.1869 | 0.96446 | 11772 | -0.11867 | 0.033199 | 0.028931 | 0.036682 | 0.034338 | 0.046718 | 0.050246 | -0.17855 | -0.14317 | -0.11867 | -0.094175 | -0.058803 | -0.031194 | 0.0068499 | 0.033199 | 0.059548 | 0.097592
Residential | 50 | 2014-05-16 | Aggregate | 17 | Residential¦50¦41775¦Aggregate¦17 |  |  | 23.0123 |  | 24.573 | 707 |  |  | 29.9436 | 87.99 | 26.4753 | 679 | 13 | 16 | 1.0627 | 24.4551 | 11772 | -6.9313 | -5.4885 | 0.92416 | 1.016 | 0.9821 | 1.3735 | 1.4131 | -8.6915 | -7.6516 | -6.9313 | -6.2111 | -5.1712 | -7.2995 | -6.2296 | -5.4885 | -4.7475 | -3.6776
Residential | 50 | 2014-05-15 | Aggregate | 21 | Residential¦50¦41774¦Aggregate¦21 |  |  | 22.3096 |  | 21.2317 | 703 |  |  | 30.6423 | 74.7985 | 24.8394 | 682 | 17 | 20 | 1.1869 | 26.4793 | 11772 | -8.3328 | -4.1631 | 0.80077 | 0.95115 | 0.95043 | 1.2433 | 1.3446 | -9.9262 | -8.9848 | -8.3328 | -7.6807 | -6.7393 | -5.8863 | -4.8682 | -4.1631 | -3.4579 | -2.4399
Residential | 50 | 2014-05-14 | Per Premise | 2 | Residential¦50¦41773¦Per Premise¦2 |  |  | 0.67348 |  | 0.71243 | 708 |  |  | 0.65997 | 62.7042 | 0.67694 | 684 | 17 | 20 | 1.1093 | 0.74712 | 11772 | 0.013519 | 0.087157 | 0.026775 | 0.025884 | 0.029702 | 0.03724 | 0.039398 | -0.034206 | -0.0060098 | 0.013519 | 0.033048 | 0.061245 | 0.036666 | 0.066496 | 0.087157 | 0.10782 | 0.13765
Residential | 50 | 2014-05-14 | Per Premise | 6 | Residential¦50¦41773¦Per Premise¦6 |  |  | 0.62192 |  | 0.54728 | 708 |  |  | 0.62134 | 68.5831 | 0.51493 | 684 | 17 | 20 | 1.1093 | 0.68992 | 11772 | 0.0005799 | 0.068579 | 0.020568 | 0.019689 | 0.022817 | 0.028473 | 0.030138 | -0.035909 | -0.014351 | 0.0005799 | 0.015511 | 0.037069 | 0.029956 | 0.052775 | 0.068579 | 0.084383 | 0.1072
Residential | 50 | 2014-05-14 | Per Premise | 21 | Residential¦50¦41773¦Per Premise¦21 |  |  | 1.8004 |  | 1.643 | 708 |  |  | 2.2813 | 75.416 | 1.8849 | 684 | 17 | 20 | 1.1093 | 1.9972 | 11772 | -0.48091 | -0.28407 | 0.061749 | 0.072071 | 0.068501 | 0.094906 | 0.099431 | -0.60254 | -0.53068 | -0.48091 | -0.43114 | -0.35928 | -0.41149 | -0.33621 | -0.28407 | -0.23192 | -0.15664
Residential | 50 | 2014-05-15 | Aggregate | 7 | Residential¦50¦41774¦Aggregate¦7 |  |  | 8.4181 |  | 7.3236 | 703 |  |  | 8.0736 | 77.3491 | 6.3256 | 682 | 17 | 20 | 1.1869 | 9.9915 | 11772 | 0.34458 | 1.9179 | 0.27622 | 0.24222 | 0.32784 | 0.36738 | 0.40761 | -0.12623 | 0.15193 | 0.34458 | 0.53723 | 0.81539 | 1.3956 | 1.7042 | 1.9179 | 2.1317 | 2.4403
Residential | 50 | 2014-05-15 | Per Premise | 23 | Residential¦50¦41774¦Per Premise¦23 |  |  | 1.3877 |  | 1.4186 | 703 |  |  | 1.6207 | 69.7636 | 1.3824 | 682 | 17 | 20 | 1.1869 | 1.6471 | 11772 | -0.23302 | 0.026354 | 0.053505 | 0.052934 | 0.063505 | 0.075264 | 0.082673 | -0.32947 | -0.27248 | -0.23302 | -0.19355 | -0.13656 | -0.079596 | -0.017 | 0.026354 | 0.069708 | 0.1323
Residential | 50 | 2014-05-16 | Aggregate | 23 | Residential¦50¦41775¦Aggregate¦23 |  |  | 15.1066 |  | 13.5185 | 707 |  |  | 16.4375 | 64.489 | 14.004 | 679 | 13 | 16 | 1.0627 | 16.0537 | 11772 | -1.3309 | -0.38374 | 0.50841 | 0.53742 | 0.54029 | 0.7398 | 0.76206 | -2.279 | -1.7188 | -1.3309 | -0.94292 | -0.38277 | -1.3604 | -0.78336 | -0.38374 | 0.015889 | 0.59288
Residential | 50 | 2014-05-16 | Aggregate | 100 | Residential¦50¦41775¦Aggregate¦100 |  |  | 19.0935 |  | 21.4049 | 2828 |  |  | 18.8309 | 93.1824 | 18.5038 | 2716 | 13 | 16 | 1.0627 | 20.2905 | 11772 | 0.26251 | 1.4596 | 0.40251 | 0.35505 | 0.42774 | 0.53673 | 0.5559 | -0.42533 | -0.018951 | 0.26251 | 0.54397 | 0.95035 | 0.74718 | 1.1681 | 1.4596 | 1.7511 | 2.172
Residential | 50 | 2014-05-14 | Per Premise | 100 | Residential¦50¦41773¦Per Premise¦100 |  |  | 1.8664 |  | 1.9417 | 2832 |  |  | 1.8829 | 85.3886 | 1.6537 | 2736 | 17 | 20 | 1.1093 | 2.0704 | 11772 | -0.016539 | 0.18752 | 0.036487 | 0.031615 | 0.040476 | 0.048279 | 0.05136 | -0.07841 | -0.041856 | -0.016539 | 0.0087782 | 0.045332 | 0.1217 | 0.16059 | 0.18752 | 0.21446 | 0.25335
Residential | 50 | 2014-05-16 | Aggregate | 14 | Residential¦50¦41775¦Aggregate¦14 |  |  | 18.1545 |  | 20.313 | 707 |  |  | 18.0938 | 93.9173 | 18.3062 | 679 | 13 | 16 | 1.0627 | 19.2927 | 11772 | 0.060711 | 1.1989 | 0.76395 | 0.70253 | 0.81185 | 1.0379 | 1.0736 | -1.2694 | -0.48355 | 0.060711 | 0.60497 | 1.3908 | -0.17696 | 0.63593 | 1.1989 | 1.7619 | 2.5748
Residential | 50 | 2014-05-16 | Per Premise | 19 | Residential¦50¦41775¦Per Premise¦19 |  |  | 1.9707 |  | 1.9236 | 707 |  |  | 2.3417 | 77.3532 | 2.0112 | 679 | 13 | 16 | 1.0627 | 2.0943 | 11772 | -0.37098 | -0.24742 | 0.072345 | 0.077183 | 0.076881 | 0.10579 | 0.10894 | -0.50655 | -0.42646 | -0.37098 | -0.31551 | -0.23541 | -0.38704 | -0.30455 | -0.24742 | -0.1903 | -0.10781
Residential | 50 | 2014-05-14 | Per Premise | 4 | Residential¦50¦41773¦Per Premise¦4 |  |  | 0.5781 |  | 0.58241 | 708 |  |  | 0.56542 | 62.8091 | 0.5069 | 684 | 17 | 20 | 1.1093 | 0.64131 | 11772 | 0.012681 | 0.075889 | 0.021888 | 0.019382 | 0.024282 | 0.029236 | 0.031068 | -0.024787 | -0.0026509 | 0.012681 | 0.028012 | 0.050148 | 0.036073 | 0.059597 | 0.075889 | 0.092181 | 0.1157
Residential | 50 | 2014-05-16 | Aggregate | 1 | Residential¦50¦41775¦Aggregate¦1 |  |  | 10.4318 |  | 10.1054 | 707 |  |  | 11.3573 | 67.9348 | 11.8335 | 679 | 13 | 16 | 1.0627 | 11.0858 | 11772 | -0.92552 | -0.27148 | 0.38005 | 0.45413 | 0.40388 | 0.59218 | 0.60774 | -1.6844 | -1.2361 | -0.92552 | -0.61498 | -0.16661 | -1.0503 | -0.59018 | -0.27148 | 0.04722 | 0.50737
Residential | 50 | 2014-05-15 | Aggregate | 19 | Residential¦50¦41774¦Aggregate¦19 |  |  | 25.4749 |  | 26.5565 | 703 |  |  | 24.8963 | 83.7538 | 20.6515 | 682 | 17 | 20 | 1.1869 | 30.2362 | 11772 | 0.57863 | 5.3399 | 1.0016 | 0.79079 | 1.1888 | 1.2761 | 1.4278 | -1.0568 | -0.09058 | 0.57863 | 1.2478 | 2.2141 | 3.5101 | 4.5912 | 5.3399 | 6.0887 | 7.1697
Residential | 50 | 2014-05-16 | Per Premise | 5 | Residential¦50¦41775¦Per Premise¦5 |  |  | 0.60719 |  | 0.53807 | 707 |  |  | 0.59323 | 64.3127 | 0.56098 | 679 | 13 | 16 | 1.0627 | 0.64526 | 11772 | 0.013965 | 0.052034 | 0.020236 | 0.021528 | 0.021505 | 0.029546 | 0.030429 | -0.0239 | -0.0015292 | 0.013965 | 0.029459 | 0.05183 | 0.013037 | 0.036077 | 0.052034 | 0.067991 | 0.09103
Residential | 50 | 2014-05-15 | Per Premise | 11 | Residential¦50¦41774¦Per Premise¦11 |  |  | 1.0981 |  | 1.2717 | 703 |  |  | 1.1788 | 98.6719 | 1.3021 | 682 | 17 | 20 | 1.1869 | 1.3033 | 11772 | -0.080746 | 0.12449 | 0.047964 | 0.049859 | 0.056929 | 0.069185 | 0.075676 | -0.16941 | -0.11703 | -0.080746 | -0.044465 | 0.0079181 | 0.027509 | 0.084807 | 0.12449 | 0.16418 | 0.22147
Residential | 50 | 2014-05-16 | Per Premise | 20 | Residential¦50¦41775¦Per Premise¦20 |  |  | 1.8368 |  | 1.8489 | 707 |  |  | 2.1512 | 72.1562 | 1.8577 | 679 | 13 | 16 | 1.0627 | 1.952 | 11772 | -0.31437 | -0.19921 | 0.069537 | 0.071291 | 0.073896 | 0.099588 | 0.10268 | -0.44199 | -0.36659 | -0.31437 | -0.26214 | -0.18674 | -0.3308 | -0.25305 | -0.19921 | -0.14536 | -0.067617
Residential | 50 | 2014-05-16 | Aggregate | 4 | Residential¦50¦41775¦Aggregate¦4 |  |  | 7.4625 |  | 7.0934 | 707 |  |  | 7.1979 | 65.6127 | 6.9101 | 679 | 13 | 16 | 1.0627 | 7.9304 | 11772 | 0.26463 | 0.7325 | 0.26678 | 0.26518 | 0.2835 | 0.37615 | 0.3882 | -0.21743 | 0.067371 | 0.26463 | 0.46188 | 0.74669 | 0.23501 | 0.52893 | 0.7325 | 0.93607 | 1.23
Residential | 50 | 2014-05-15 | Per Premise | 6 | Residential¦50¦41774¦Per Premise¦6 |  |  | 0.62654 |  | 0.51263 | 703 |  |  | 0.6256 | 68.4046 | 0.51724 | 682 | 17 | 20 | 1.1869 | 0.74364 | 11772 | 0.000939 | 0.11804 | 0.019334 | 0.019806 | 0.022948 | 0.027679 | 0.030313 | -0.034533 | -0.013576 | 0.000939 | 0.015454 | 0.036411 | 0.079192 | 0.10214 | 0.11804 | 0.13394 | 0.15689
Residential | 50 | 2014-05-16 | Per Premise | 12 | Residential¦50¦41775¦Per Premise¦12 |  |  | 1.2259 |  | 1.4128 | 707 |  |  | 1.3028 | 95.9513 | 1.4661 | 679 | 13 | 16 | 1.0627 | 1.3028 | 11772 | -0.076859 | 3.51e-08 | 0.053132 | 0.056264 | 0.056463 | 0.077387 | 0.079711 | -0.17603 | -0.11744 | -0.076859 | -0.036278 | 0.022315 | -0.10215 | -0.0418 | 3.51e-08 | 0.0418 | 0.10215
Residential | 50 | 2014-05-15 | Aggregate | 17 | Residential¦50¦41774¦Aggregate¦17 |  |  | 24.5722 |  | 24.6446 | 703 |  |  | 24.4104 | 93.1148 | 21.5545 | 682 | 17 | 20 | 1.1869 | 29.1648 | 11772 | 0.16181 | 4.7544 | 0.92949 | 0.82536 | 1.1032 | 1.2431 | 1.3778 | -1.4312 | -0.49004 | 0.16181 | 0.81367 | 1.7548 | 2.9887 | 4.0319 | 4.7544 | 5.4769 | 6.5201
Residential | 50 | 2014-05-14 | Aggregate | 17 | Residential¦50¦41773¦Aggregate¦17 |  |  | 21.8113 |  | 23.5517 | 708 |  |  | 20.8599 | 90.1947 | 19.615 | 684 | 17 | 20 | 1.1093 | 24.196 | 11772 | 0.9514 | 3.3362 | 0.88513 | 0.75 | 0.9819 | 1.1601 | 1.2356 | -0.53539 | 0.34302 | 0.9514 | 1.5598 | 2.4382 | 1.7528 | 2.6883 | 3.3362 | 3.9841 | 4.9196
Residential | 50 | 2014-05-15 | Aggregate | 11 | Residential¦50¦41774¦Aggregate¦11 |  |  | 12.9269 |  | 14.9709 | 703 |  |  | 13.8774 | 98.6719 | 15.3281 | 682 | 17 | 20 | 1.1869 | 15.3429 | 11772 | -0.95054 | 1.4655 | 0.56464 | 0.58694 | 0.67017 | 0.81444 | 0.89086 | -1.9943 | -1.3776 | -0.95054 | -0.52344 | 0.093212 | 0.32383 | 0.99835 | 1.4655 | 1.9327 | 2.6072
Residential | 50 | 2014-05-15 | Aggregate | 9 | Residential¦50¦41774¦Aggregate¦9 |  |  | 10.2063 |  | 10.2625 | 703 |  |  | 10.0394 | 94.886 | 9.708 | 682 | 17 | 20 | 1.1869 | 12.1138 | 11772 | 0.16685 | 2.0744 | 0.38706 | 0.37174 | 0.4594 | 0.53666 | 0.59096 | -0.52091 | -0.11458 | 0.16685 | 0.44827 | 0.85461 | 1.3171 | 1.7645 | 2.0744 | 2.3843 | 2.8318
Residential | 50 | 2014-05-15 | Per Premise | 18 | Residential¦50¦41774¦Per Premise¦18 |  |  | 2.1748 |  | 2.1627 | 703 |  |  | 2.0849 | 89.667 | 1.7959 | 682 | 17 | 20 | 1.1869 | 2.5812 | 11772 | 0.089868 | 0.49634 | 0.08157 | 0.06877 | 0.096815 | 0.10669 | 0.11875 | -0.046862 | 0.033919 | 0.089868 | 0.14582 | 0.2266 | 0.34415 | 0.43406 | 0.49634 | 0.55861 | 0.64853
Residential | 50 | 2014-05-14 | Per Premise | 3 | Residential¦50¦41773¦Per Premise¦3 |  |  | 0.61326 |  | 0.63583 | 708 |  |  | 0.60486 | 64.2307 | 0.59489 | 684 | 17 | 20 | 1.1093 | 0.68032 | 11772 | 0.0084053 | 0.075458 | 0.023896 | 0.022746 | 0.026509 | 0.032991 | 0.03493 | -0.033874 | -0.0088951 | 0.0084053 | 0.025706 | 0.050685 | 0.030694 | 0.057141 | 0.075458 | 0.093775 | 0.12022
Residential | 50 | 2014-05-14 | Aggregate | 13 | Residential¦50¦41773¦Aggregate¦13 |  |  | 15.219 |  | 18.6489 | 708 |  |  | 15.4566 | 96.2584 | 17.4626 | 684 | 17 | 20 | 1.1093 | 16.883 | 11772 | -0.23758 | 1.4264 | 0.70087 | 0.6677 | 0.7775 | 0.96801 | 1.0249 | -1.4781 | -0.7452 | -0.23758 | 0.27005 | 1.003 | 0.11303 | 0.889 | 1.4264 | 1.9639 | 2.7398
Residential | 50 | 2014-05-14 | Aggregate | 24 | Residential¦50¦41773¦Aggregate¦24 |  |  | 12.1792 |  | 11.5139 | 708 |  |  | 13.2421 | 69.0597 | 12.6887 | 684 | 17 | 20 | 1.1093 | 13.5109 | 11772 | -1.0629 | 0.26878 | 0.43272 | 0.48516 | 0.48003 | 0.6501 | 0.68251 | -1.896 | -1.4038 | -1.0629 | -0.72196 | -0.22974 | -0.60589 | -0.089126 | 0.26878 | 0.62669 | 1.1434
Residential | 50 | 2014-05-14 | Per Premise | 13 | Residential¦50¦41773¦Per Premise¦13 |  |  | 1.2928 |  | 1.5842 | 708 |  |  | 1.313 | 96.2584 | 1.4834 | 684 | 17 | 20 | 1.1093 | 1.4342 | 11772 | -0.020182 | 0.12117 | 0.059537 | 0.056719 | 0.066047 | 0.08223 | 0.087059 | -0.12556 | -0.063303 | -0.020182 | 0.02294 | 0.0852 | 0.0096015 | 0.075518 | 0.12117 | 0.16683 | 0.23274
Residential | 50 | 2014-05-14 | Aggregate | 23 | Residential¦50¦41773¦Aggregate¦23 |  |  | 15.8461 |  | 15.2546 | 708 |  |  | 17.2149 | 71.2361 | 15.1494 | 684 | 17 | 20 | 1.1093 | 17.5786 | 11772 | -1.3689 | 0.36369 | 0.5733 | 0.57925 | 0.63599 | 0.81499 | 0.86024 | -2.4133 | -1.7963 | -1.3689 | -0.9415 | -0.32443 | -0.73875 | -0.087416 | 0.36369 | 0.8148 | 1.4661
Residential | 50 | 2014-05-15 | Aggregate | 18 | Residential¦50¦41774¦Aggregate¦18 |  |  | 25.6015 |  | 25.4599 | 703 |  |  | 24.5436 | 89.667 | 21.1418 | 682 | 17 | 20 | 1.1869 | 30.3865 | 11772 | 1.0579 | 5.8429 | 0.96024 | 0.80956 | 1.1397 | 1.256 | 1.398 | -0.55166 | 0.39929 | 1.0579 | 1.7166 | 2.6675 | 4.0513 | 5.1098 | 5.8429 | 6.576 | 7.6345
Residential | 50 | 2014-05-16 | Per Premise | 14 | Residential¦50¦41775¦Per Premise¦14 |  |  | 1.5422 |  | 1.7255 | 707 |  |  | 1.537 | 93.9173 | 1.5551 | 679 | 13 | 16 | 1.0627 | 1.6389 | 11772 | 0.0051572 | 0.10185 | 0.064895 | 0.059678 | 0.068964 | 0.088164 | 0.0912 | -0.10783 | -0.041076 | 0.0051572 | 0.05139 | 0.11814 | -0.015032 | 0.054021 | 0.10185 | 0.14967 | 0.21872
Residential | 50 | 2014-05-14 | Aggregate | 11 | Residential¦50¦41773¦Aggregate¦11 |  |  | 11.0503 |  | 12.7729 | 708 |  |  | 11.613 | 94.6092 | 13.154 | 684 | 17 | 20 | 1.1093 | 12.2585 | 11772 | -0.56266 | 0.64555 | 0.48004 | 0.50296 | 0.53252 | 0.69527 | 0.73249 | -1.4537 | -0.92726 | -0.56266 | -0.19806 | 0.32836 | -0.29317 | 0.26144 | 0.64555 | 1.0297 | 1.5843
Residential | 50 | 2014-05-16 | Aggregate | 8 | Residential¦50¦41775¦Aggregate¦8 |  |  | 9.4383 |  | 8.4635 | 707 |  |  | 9.3059 | 82.3741 | 8.2856 | 679 | 13 | 16 | 1.0627 | 10.03 | 11772 | 0.13238 | 0.72413 | 0.3183 | 0.31797 | 0.33826 | 0.44991 | 0.46425 | -0.44421 | -0.10356 | 0.13238 | 0.36831 | 0.70897 | 0.12917 | 0.48067 | 0.72413 | 0.96758 | 1.3191
Residential | 50 | 2014-05-16 | Per Premise | 17 | Residential¦50¦41775¦Per Premise¦17 |  |  | 1.9548 |  | 2.0874 | 707 |  |  | 2.5436 | 87.99 | 2.249 | 679 | 13 | 16 | 1.0627 | 2.0774 | 11772 | -0.5888 | -0.46624 | 0.078505 | 0.086309 | 0.083427 | 0.11667 | 0.12004 | -0.73832 | -0.64998 | -0.5888 | -0.52761 | -0.43928 | -0.62007 | -0.52918 | -0.46624 | -0.40329 | -0.3124
Residential | 50 | 2014-05-14 | Aggregate | 7 | Residential¦50¦41773¦Aggregate¦7 |  |  | 8.4766 |  | 7.8067 | 708 |  |  | 8.5188 | 76.8202 | 6.2868 | 684 | 17 | 20 | 1.1093 | 9.4034 | 11772 | -0.042274 | 0.88454 | 0.29339 | 0.24038 | 0.32547 | 0.37929 | 0.40462 | -0.52836 | -0.24118 | -0.042274 | 0.15663 | 0.44381 | 0.366 | 0.67235 | 0.88454 | 1.0967 | 1.4031
Residential | 50 | 2014-05-15 | Aggregate | 8 | Residential¦50¦41774¦Aggregate¦8 |  |  | 9.3566 |  | 9.0069 | 703 |  |  | 8.8541 | 84.734 | 7.5358 | 682 | 17 | 20 | 1.1869 | 11.1053 | 11772 | 0.50251 | 2.2513 | 0.3397 | 0.28856 | 0.40319 | 0.44572 | 0.49581 | -0.0687 | 0.26877 | 0.50251 | 0.73624 | 1.0737 | 1.6159 | 1.9913 | 2.2513 | 2.5113 | 2.8867
Residential | 50 | 2014-05-16 | Per Premise | 8 | Residential¦50¦41775¦Per Premise¦8 |  |  | 0.80176 |  | 0.71895 | 707 |  |  | 0.79051 | 82.3741 | 0.70384 | 679 | 13 | 16 | 1.0627 | 0.85202 | 11772 | 0.011245 | 0.061513 | 0.027039 | 0.027011 | 0.028734 | 0.038219 | 0.039437 | -0.037734 | -0.0087968 | 0.011245 | 0.031287 | 0.060225 | 0.010973 | 0.040832 | 0.061513 | 0.082193 | 0.11205
Residential | 50 | 2014-05-15 | Per Premise | 8 | Residential¦50¦41774¦Per Premise¦8 |  |  | 0.79482 |  | 0.76511 | 703 |  |  | 0.75213 | 84.734 | 0.64014 | 682 | 17 | 20 | 1.1869 | 0.94337 | 11772 | 0.042687 | 0.19124 | 0.028857 | 0.024512 | 0.03425 | 0.037863 | 0.042118 | -0.0058359 | 0.022832 | 0.042687 | 0.062542 | 0.091209 | 0.13726 | 0.16915 | 0.19124 | 0.21333 | 0.24522
Residential | 50 | 2014-05-15 | Per Premise | 5 | Residential¦50¦41774¦Per Premise¦5 |  |  | 0.58398 |  | 0.47147 | 703 |  |  | 0.59681 | 62.1765 | 0.57077 | 682 | 17 | 20 | 1.1869 | 0.69313 | 11772 | -0.012824 | 0.096324 | 0.017782 | 0.021856 | 0.021105 | 0.028176 | 0.030383 | -0.048932 | -0.027599 | -0.012824 | 0.0019515 | 0.023285 | 0.057387 | 0.080391 | 0.096324 | 0.11226 | 0.13526
Residential | 50 | 2014-05-14 | Aggregate | 8 | Residential¦50¦41773¦Aggregate¦8 |  |  | 9.1031 |  | 8.5566 | 708 |  |  | 9.0084 | 83.9768 | 7.627 | 684 | 17 | 20 | 1.1093 | 10.0984 | 11772 | 0.094742 | 1.0901 | 0.32158 | 0.29162 | 0.35674 | 0.43412 | 0.46077 | -0.4616 | -0.13291 | 0.094742 | 0.32239 | 0.65109 | 0.49956 | 0.84843 | 1.0901 | 1.3317 | 1.6806
Residential | 50 | 2014-05-15 | Aggregate | 12 | Residential¦50¦41774¦Aggregate¦12 |  |  | 15.1826 |  | 17.0399 | 703 |  |  | 16.4139 | 99.3924 | 17.9555 | 682 | 17 | 20 | 1.1869 | 18.0203 | 11772 | -1.2312 | 1.6064 | 0.64267 | 0.68755 | 0.76279 | 0.94115 | 1.0269 | -2.4374 | -1.7248 | -1.2312 | -0.7377 | -0.025115 | 0.29036 | 1.0679 | 1.6064 | 2.1449 | 2.9225
Residential | 50 | 2014-05-15 | Aggregate | 4 | Residential¦50¦41774¦Aggregate¦4 |  |  | 7.1205 |  | 5.9645 | 703 |  |  | 7.394 | 63.2633 | 7.4791 | 682 | 17 | 20 | 1.1869 | 8.4514 | 11772 | -0.27348 | 1.0574 | 0.22495 | 0.28639 | 0.267 | 0.36417 | 0.39154 | -0.74019 | -0.46445 | -0.27348 | -0.082505 | 0.19323 | 0.55558 | 0.85204 | 1.0574 | 1.2627 | 1.5591
Residential | 50 | 2014-05-16 | Per Premise | 4 | Residential¦50¦41775¦Per Premise¦4 |  |  | 0.63392 |  | 0.60257 | 707 |  |  | 0.61144 | 65.6127 | 0.58699 | 679 | 13 | 16 | 1.0627 | 0.67367 | 11772 | 0.022479 | 0.062224 | 0.022662 | 0.022527 | 0.024083 | 0.031953 | 0.032976 | -0.018471 | 0.005723 | 0.022479 | 0.039236 | 0.063429 | 0.019963 | 0.044931 | 0.062224 | 0.079517 | 0.10448
Residential | 50 | 2014-05-15 | Per Premise | 24 | Residential¦50¦41774¦Per Premise¦24 |  |  | 1.1021 |  | 1.119 | 703 |  |  | 1.2164 | 68.6003 | 1.155 | 682 | 17 | 20 | 1.1869 | 1.3081 | 11772 | -0.11425 | 0.091737 | 0.042202 | 0.044227 | 0.05009 | 0.061131 | 0.066821 | -0.19259 | -0.14631 | -0.11425 | -0.082193 | -0.035907 | 0.0061025 | 0.056696 | 0.091737 | 0.12678 | 0.17737
Residential | 50 | 2014-05-15 | Per Premise | 12 | Residential¦50¦41774¦Per Premise¦12 |  |  | 1.2897 |  | 1.4475 | 703 |  |  | 1.3943 | 99.3924 | 1.5253 | 682 | 17 | 20 | 1.1869 | 1.5308 | 11772 | -0.10459 | 0.13646 | 0.054593 | 0.058406 | 0.064797 | 0.079948 | 0.087235 | -0.20705 | -0.14652 | -0.10459 | -0.062666 | -0.0021335 | 0.024665 | 0.090715 | 0.13646 | 0.18221 | 0.24826
Residential | 50 | 2014-05-16 | Aggregate | 3 | Residential¦50¦41775¦Aggregate¦3 |  |  | 8.0523 |  | 7.5854 | 707 |  |  | 7.9703 | 65.0737 | 8.1645 | 679 | 13 | 16 | 1.0627 | 8.5571 | 11772 | 0.081964 | 0.58681 | 0.28528 | 0.31332 | 0.30317 | 0.42374 | 0.43598 | -0.46108 | -0.14025 | 0.081964 | 0.30417 | 0.62501 | 0.028078 | 0.35818 | 0.58681 | 0.81544 | 1.1455
Residential | 50 | 2014-05-15 | Aggregate | 6 | Residential¦50¦41774¦Aggregate¦6 |  |  | 7.3756 |  | 6.0347 | 703 |  |  | 7.3646 | 68.4046 | 6.089 | 682 | 17 | 20 | 1.1869 | 8.7541 | 11772 | 0.011054 | 1.3896 | 0.2276 | 0.23316 | 0.27014 | 0.32583 | 0.35685 | -0.40652 | -0.15981 | 0.011054 | 0.18192 | 0.42863 | 0.93225 | 1.2024 | 1.3896 | 1.5767 | 1.8469
Residential | 50 | 2014-05-16 | Aggregate | 21 | Residential¦50¦41775¦Aggregate¦21 |  |  | 20.27 |  | 19.785 | 707 |  |  | 22.9004 | 68.7797 | 19.4686 | 679 | 13 | 16 | 1.0627 | 21.5408 | 11772 | -2.6304 | -1.3596 | 0.74409 | 0.74714 | 0.79074 | 1.0545 | 1.0879 | -3.9818 | -3.1834 | -2.6304 | -2.0775 | -1.2791 | -2.7537 | -1.93 | -1.3596 | -0.78907 | 0.034619
Residential | 50 | 2014-05-16 | Aggregate | 13 | Residential¦50¦41775¦Aggregate¦13 |  |  | 16.5702 |  | 18.6176 | 707 |  |  | 15.7785 | 95.8812 | 16.1917 | 679 | 13 | 16 | 1.0627 | 17.6091 | 11772 | 0.79169 | 1.8306 | 0.70019 | 0.62138 | 0.74408 | 0.93615 | 0.96942 | -0.40803 | 0.30078 | 0.79169 | 1.2826 | 1.9914 | 0.58822 | 1.3222 | 1.8306 | 2.339 | 3.0729
Residential | 50 | 2014-05-16 | Per Premise | 3 | Residential¦50¦41775¦Per Premise¦3 |  |  | 0.68402 |  | 0.64436 | 707 |  |  | 0.67706 | 65.0737 | 0.69355 | 679 | 13 | 16 | 1.0627 | 0.72691 | 11772 | 0.0069626 | 0.049848 | 0.024234 | 0.026616 | 0.025753 | 0.035996 | 0.037036 | -0.039168 | -0.011914 | 0.0069626 | 0.025839 | 0.053093 | 0.0023852 | 0.030427 | 0.049848 | 0.06927 | 0.097311
Residential | 50 | 2014-05-15 | Per Premise | 3 | Residential¦50¦41774¦Per Premise¦3 |  |  | 0.63408 |  | 0.55814 | 703 |  |  | 0.6845 | 66.2313 | 0.71339 | 682 | 17 | 20 | 1.1869 | 0.75259 | 11772 | -0.050419 | 0.068093 | 0.02105 | 0.027317 | 0.024985 | 0.034487 | 0.03702 | -0.094616 | -0.068504 | -0.050419 | -0.032334 | -0.0062216 | 0.02065 | 0.048679 | 0.068093 | 0.087506 | 0.11554
Residential | 50 | 2014-05-14 | Aggregate | 6 | Residential¦50¦41773¦Aggregate¦6 |  |  | 7.3212 |  | 6.4426 | 708 |  |  | 7.3144 | 68.5831 | 6.0618 | 684 | 17 | 20 | 1.1093 | 8.1217 | 11772 | 0.0068261 | 0.80731 | 0.24213 | 0.23178 | 0.2686 | 0.33518 | 0.35478 | -0.42273 | -0.16894 | 0.0068261 | 0.1826 | 0.43638 | 0.35265 | 0.62127 | 0.80731 | 0.99336 | 1.262
Residential | 50 | 2014-05-15 | Aggregate | 15 | Residential¦50¦41774¦Aggregate¦15 |  |  | 21.3743 |  | 22.646 | 703 |  |  | 24.841 | 97.2445 | 24.1538 | 682 | 17 | 20 | 1.1869 | 25.3692 | 11772 | -3.4667 | 0.52815 | 0.85411 | 0.9249 | 1.0137 | 1.2589 | 1.3723 | -5.0801 | -4.1269 | -3.4667 | -2.8066 | -1.8533 | -1.2305 | -0.19146 | 0.52815 | 1.2478 | 2.2868
Residential | 50 | 2014-05-16 | Per Premise | 22 | Residential¦50¦41775¦Per Premise¦22 |  |  | 1.5713 |  | 1.4498 | 707 |  |  | 1.6955 | 67.604 | 1.4668 | 679 | 13 | 16 | 1.0627 | 1.6699 | 11772 | -0.12421 | -0.025689 | 0.054524 | 0.056291 | 0.057942 | 0.078368 | 0.080783 | -0.22464 | -0.1653 | -0.12421 | -0.08311 | -0.023774 | -0.12922 | -0.068051 | -0.025689 | 0.016674 | 0.077839
Residential | 50 | 2014-05-15 | Per Premise | 100 | Residential¦50¦41774¦Per Premise¦100 |  |  | 2.1091 |  | 2.1335 | 2812 |  |  | 2.0934 | 86.9006 | 1.763 | 2728 | 17 | 20 | 1.1869 | 2.5033 | 11772 | 0.015679 | 0.40988 | 0.040234 | 0.033755 | 0.047754 | 0.052518 | 0.058479 | -0.051626 | -0.011862 | 0.015679 | 0.04322 | 0.082984 | 0.33493 | 0.37921 | 0.40988 | 0.44055 | 0.48482
Residential | 50 | 2014-05-14 | Aggregate | 19 | Residential¦50¦41773¦Aggregate¦19 |  |  | 22.3754 |  | 22.9843 | 708 |  |  | 22.9595 | 84.3265 | 19.8909 | 684 | 17 | 20 | 1.1093 | 24.8219 | 11772 | -0.58414 | 1.8623 | 0.8638 | 0.76055 | 0.95825 | 1.1509 | 1.2234 | -2.0591 | -1.1877 | -0.58414 | 0.019401 | 0.89081 | 0.29451 | 1.2208 | 1.8623 | 2.5039 | 3.4302
Residential | 50 | 2014-05-14 | Aggregate | 15 | Residential¦50¦41773¦Aggregate¦15 |  |  | 18.4738 |  | 21.4113 | 708 |  |  | 19.4982 | 94.705 | 20.8837 | 684 | 17 | 20 | 1.1093 | 20.4937 | 11772 | -1.0244 | 0.99546 | 0.80469 | 0.79851 | 0.89267 | 1.1336 | 1.1977 | -2.4772 | -1.6189 | -1.0244 | -0.42995 | 0.42839 | -0.53945 | 0.36739 | 0.99546 | 1.6235 | 2.5304
Residential | 50 | 2014-05-14 | Per Premise | 10 | Residential¦50¦41773¦Per Premise¦10 |  |  | 0.84472 |  | 0.95117 | 708 |  |  | 0.8619 | 95.0403 | 0.92664 | 684 | 17 | 20 | 1.1093 | 0.93707 | 11772 | -0.017186 | 0.075174 | 0.035747 | 0.035431 | 0.039656 | 0.050331 | 0.053178 | -0.081687 | -0.043579 | -0.017186 | 0.0092079 | 0.047316 | 0.0070232 | 0.047287 | 0.075174 | 0.10306 | 0.14332
Residential | 50 | 2014-05-16 | Per Premise | 23 | Residential¦50¦41775¦Per Premise¦23 |  |  | 1.2833 |  | 1.1484 | 707 |  |  | 1.3963 | 64.489 | 1.1896 | 679 | 13 | 16 | 1.0627 | 1.3637 | 11772 | -0.11305 | -0.032598 | 0.043188 | 0.045653 | 0.045896 | 0.062844 | 0.064735 | -0.19359 | -0.14601 | -0.11305 | -0.080098 | -0.032515 | -0.11556 | -0.066545 | -0.032598 | 0.0013497 | 0.050364
Residential | 50 | 2014-05-15 | Aggregate | 3 | Residential¦50¦41774¦Aggregate¦3 |  |  | 7.4644 |  | 6.5704 | 703 |  |  | 8.0579 | 66.2313 | 8.3981 | 682 | 17 | 20 | 1.1869 | 8.8595 | 11772 | -0.59353 | 0.80158 | 0.24781 | 0.32158 | 0.29412 | 0.40598 | 0.4358 | -1.1138 | -0.80642 | -0.59353 | -0.38063 | -0.073241 | 0.24309 | 0.57305 | 0.80158 | 1.0301 | 1.3601
Residential | 50 | 2014-05-16 | Aggregate | 10 | Residential¦50¦41775¦Aggregate¦10 |  |  | 11.3755 |  | 13.195 | 707 |  |  | 11.5226 | 92.3509 | 12.6507 | 679 | 13 | 16 | 1.0627 | 12.0887 | 11772 | -0.14708 | 0.56612 | 0.49625 | 0.48549 | 0.52736 | 0.69423 | 0.7168 | -1.0368 | -0.51114 | -0.14708 | 0.21697 | 0.74261 | -0.3525 | 0.19023 | 0.56612 | 0.94201 | 1.4847
Residential | 50 | 2014-05-15 | Per Premise | 20 | Residential¦50¦41774¦Per Premise¦20 |  |  | 2.0104 |  | 2.0151 | 703 |  |  | 2.1004 | 81.0667 | 1.6705 | 682 | 17 | 20 | 1.1869 | 2.3861 | 11772 | -0.09005 | 0.28569 | 0.076 | 0.063965 | 0.090205 | 0.099336 | 0.11058 | -0.21735 | -0.14214 | -0.09005 | -0.037958 | 0.037254 | 0.14397 | 0.2277 | 0.28569 | 0.34368 | 0.42741
Residential | 50 | 2014-05-14 | Aggregate | 14 | Residential¦50¦41773¦Aggregate¦14 |  |  | 16.6406 |  | 19.8752 | 708 |  |  | 17.5942 | 94.7501 | 19.4537 | 684 | 17 | 20 | 1.1093 | 18.4601 | 11772 | -0.95359 | 0.86586 | 0.74695 | 0.74383 | 0.82862 | 1.0541 | 1.1135 | -2.3045 | -1.5064 | -0.95359 | -0.4008 | 0.39735 | -0.56116 | 0.28193 | 0.86586 | 1.4498 | 2.2929
Residential | 50 | 2014-05-14 | Aggregate | 100 | Residential¦50¦41773¦Aggregate¦100 |  |  | 21.9708 |  | 22.8576 | 2832 |  |  | 22.1655 | 85.3886 | 19.4674 | 2736 | 17 | 20 | 1.1093 | 24.373 | 11772 | -0.1947 | 2.2075 | 0.42952 | 0.37218 | 0.47648 | 0.56833 | 0.60461 | -0.92305 | -0.49273 | -0.1947 | 0.10334 | 0.53365 | 1.4327 | 1.8905 | 2.2075 | 2.5246 | 2.9824
Residential | 50 | 2014-05-15 | Aggregate | 13 | Residential¦50¦41774¦Aggregate¦13 |  |  | 17.691 |  | 20.1118 | 703 |  |  | 19.6316 | 98.52 | 20.3605 | 682 | 17 | 20 | 1.1869 | 20.9974 | 11772 | -1.9406 | 1.3659 | 0.75853 | 0.77965 | 0.9003 | 1.0878 | 1.191 | -3.3346 | -2.511 | -1.9406 | -1.3702 | -0.54659 | -0.16041 | 0.74132 | 1.3659 | 1.9904 | 2.8921
Residential | 50 | 2014-05-16 | Per Premise | 10 | Residential¦50¦41775¦Per Premise¦10 |  |  | 0.96632 |  | 1.1209 | 707 |  |  | 0.97881 | 92.3509 | 1.0746 | 679 | 13 | 16 | 1.0627 | 1.0269 | 11772 | -0.012494 | 0.04809 | 0.042155 | 0.041241 | 0.044798 | 0.058973 | 0.060891 | -0.088072 | -0.04342 | -0.012494 | 0.018431 | 0.063083 | -0.029944 | 0.016159 | 0.04809 | 0.080021 | 0.12612
Residential | 50 | 2014-05-15 | Per Premise | 17 | Residential¦50¦41774¦Per Premise¦17 |  |  | 2.0873 |  | 2.0935 | 703 |  |  | 2.0736 | 93.1148 | 1.831 | 682 | 17 | 20 | 1.1869 | 2.4775 | 11772 | 0.013746 | 0.40387 | 0.078958 | 0.070112 | 0.093715 | 0.10559 | 0.11704 | -0.12158 | -0.041628 | 0.013746 | 0.069119 | 0.14907 | 0.25388 | 0.3425 | 0.40387 | 0.46525 | 0.55387
Residential | 50 | 2014-05-14 | Aggregate | 22 | Residential¦50¦41773¦Aggregate¦22 |  |  | 18.9004 |  | 16.8356 | 708 |  |  | 22.8182 | 73.3875 | 18.9004 | 684 | 17 | 20 | 1.1093 | 20.967 | 11772 | -3.9178 | -1.8513 | 0.63272 | 0.72268 | 0.7019 | 0.96052 | 1.0074 | -5.1487 | -4.4215 | -3.9178 | -3.4141 | -2.6868 | -3.1423 | -2.3796 | -1.8513 | -1.323 | -0.56017
Residential | 50 | 2014-05-16 | Per Premise | 9 | Residential¦50¦41775¦Per Premise¦9 |  |  | 0.84778 |  | 0.85602 | 707 |  |  | 0.88517 | 89.699 | 0.90709 | 679 | 13 | 16 | 1.0627 | 0.90093 | 11772 | -0.037385 | 0.015768 | 0.032194 | 0.034811 | 0.034212 | 0.047415 | 0.048808 | -0.09815 | -0.062249 | -0.037385 | -0.01252 | 0.023381 | -0.046782 | -0.0098269 | 0.015768 | 0.041363 | 0.078319
Residential | 50 | 2014-05-16 | Aggregate | 6 | Residential¦50¦41775¦Aggregate¦6 |  |  | 7.6165 |  | 6.2345 | 707 |  |  | 7.6854 | 68.134 | 6.5167 | 679 | 13 | 16 | 1.0627 | 8.0941 | 11772 | -0.06889 | 0.40864 | 0.23447 | 0.25009 | 0.24917 | 0.34281 | 0.35303 | -0.50822 | -0.24866 | -0.06889 | 0.11088 | 0.37044 | -0.04379 | 0.22351 | 0.40864 | 0.59377 | 0.86107
Residential | 50 | 2014-05-14 | Aggregate | 5 | Residential¦50¦41773¦Aggregate¦5 |  |  | 6.6483 |  | 6.0728 | 708 |  |  | 6.4424 | 62.4772 | 5.5703 | 684 | 17 | 20 | 1.1093 | 7.3752 | 11772 | 0.20586 | 0.93277 | 0.22823 | 0.21298 | 0.25319 | 0.31217 | 0.33086 | -0.19421 | 0.042155 | 0.20586 | 0.36956 | 0.60592 | 0.50876 | 0.75927 | 0.93277 | 1.1063 | 1.3568
Residential | 50 | 2014-05-16 | Aggregate | 18 | Residential¦50¦41775¦Aggregate¦18 |  |  | 24.1727 |  | 24.1782 | 707 |  |  | 29.6022 | 84.051 | 25.3102 | 679 | 13 | 16 | 1.0627 | 25.6883 | 11772 | -5.4295 | -3.914 | 0.90931 | 0.97132 | 0.96632 | 1.3305 | 1.3701 | -7.1347 | -6.1273 | -5.4295 | -4.7318 | -3.7244 | -5.6699 | -4.6325 | -3.914 | -3.1955 | -2.1581
Residential | 50 | 2014-05-15 | Per Premise | 4 | Residential¦50¦41774¦Per Premise¦4 |  |  | 0.60487 |  | 0.50666 | 703 |  |  | 0.6281 | 63.2633 | 0.63533 | 682 | 17 | 20 | 1.1869 | 0.71792 | 11772 | -0.023231 | 0.08982 | 0.019109 | 0.024328 | 0.022681 | 0.030936 | 0.033261 | -0.062877 | -0.039454 | -0.023231 | -0.0070086 | 0.016414 | 0.047195 | 0.072378 | 0.08982 | 0.10726 | 0.13245
Residential | 50 | 2014-05-14 | Aggregate | 20 | Residential¦50¦41773¦Aggregate¦20 |  |  | 21.4209 |  | 21.3666 | 708 |  |  | 22.7196 | 78.9321 | 18.3361 | 684 | 17 | 20 | 1.1093 | 23.7631 | 11772 | -1.2987 | 1.0435 | 0.80301 | 0.7011 | 0.8908 | 1.066 | 1.1336 | -2.6648 | -1.8577 | -1.2987 | -0.73965 | 0.067477 | -0.40932 | 0.449 | 1.0435 | 1.6379 | 2.4962
Residential | 50 | 2014-05-15 | Per Premise | 15 | Residential¦50¦41774¦Per Premise¦15 |  |  | 1.8157 |  | 1.9237 | 703 |  |  | 2.1102 | 97.2445 | 2.0518 | 682 | 17 | 20 | 1.1869 | 2.155 | 11772 | -0.29449 | 0.044865 | 0.072554 | 0.078567 | 0.086115 | 0.10694 | 0.11657 | -0.43154 | -0.35057 | -0.29449 | -0.23841 | -0.15744 | -0.10453 | -0.016264 | 0.044865 | 0.10599 | 0.19426
Residential | 50 | 2014-05-14 | Per Premise | 24 | Residential¦50¦41773¦Per Premise¦24 |  |  | 1.0346 |  | 0.97808 | 708 |  |  | 1.1249 | 69.0597 | 1.0779 | 684 | 17 | 20 | 1.1093 | 1.1477 | 11772 | -0.090288 | 0.022832 | 0.036758 | 0.041213 | 0.040777 | 0.055224 | 0.057977 | -0.16106 | -0.11925 | -0.090288 | -0.061329 | -0.019515 | -0.051468 | -0.0075711 | 0.022832 | 0.053235 | 0.097133
Residential | 50 | 2014-05-16 | Per Premise | 6 | Residential¦50¦41775¦Per Premise¦6 |  |  | 0.647 |  | 0.5296 | 707 |  |  | 0.65286 | 68.134 | 0.55358 | 679 | 13 | 16 | 1.0627 | 0.68757 | 11772 | -0.005852 | 0.034713 | 0.019918 | 0.021244 | 0.021167 | 0.029121 | 0.029989 | -0.043172 | -0.021123 | -0.005852 | 0.0094191 | 0.031468 | -0.0037198 | 0.018986 | 0.034713 | 0.050439 | 0.073145
Residential | 50 | 2014-05-16 | Aggregate | 11 | Residential¦50¦41775¦Aggregate¦11 |  |  | 12.6707 |  | 15.2966 | 707 |  |  | 13.1211 | 94.9141 | 14.789 | 679 | 13 | 16 | 1.0627 | 13.4651 | 11772 | -0.45042 | 0.34399 | 0.57529 | 0.56755 | 0.61136 | 0.80813 | 0.83419 | -1.4861 | -0.8742 | -0.45042 | -0.026634 | 0.58524 | -0.72506 | -0.093456 | 0.34399 | 0.78144 | 1.413
Residential | 50 | 2014-05-16 | Aggregate | 20 | Residential¦50¦41775¦Aggregate¦20 |  |  | 21.6228 |  | 21.7658 | 707 |  |  | 25.3235 | 72.1562 | 21.8685 | 679 | 13 | 16 | 1.0627 | 22.9785 | 11772 | -3.7007 | -2.3451 | 0.81859 | 0.83924 | 0.86991 | 1.1723 | 1.2087 | -5.2032 | -4.3155 | -3.7007 | -3.086 | -2.1983 | -3.8941 | -2.9789 | -2.3451 | -1.7112 | -0.79599
Residential | 50 | 2014-05-15 | Per Premise | 13 | Residential¦50¦41774¦Per Premise¦13 |  |  | 1.5028 |  | 1.7084 | 703 |  |  | 1.6676 | 98.52 | 1.7296 | 682 | 17 | 20 | 1.1869 | 1.7837 | 11772 | -0.16485 | 0.11603 | 0.064435 | 0.066229 | 0.076478 | 0.092402 | 0.10117 | -0.28327 | -0.2133 | -0.16485 | -0.11639 | -0.046431 | -0.013627 | 0.062974 | 0.11603 | 0.16908 | 0.24568
Residential | 50 | 2014-05-15 | Per Premise | 14 | Residential¦50¦41774¦Per Premise¦14 |  |  | 1.659 |  | 1.8271 | 703 |  |  | 1.9419 | 97.2689 | 1.9728 | 682 | 17 | 20 | 1.1869 | 1.9691 | 11772 | -0.28288 | 0.027193 | 0.068912 | 0.075541 | 0.081792 | 0.10225 | 0.11134 | -0.41392 | -0.3365 | -0.28288 | -0.22926 | -0.15184 | -0.11549 | -0.031193 | 0.027193 | 0.085579 | 0.16988
Residential | 50 | 2014-05-16 | Aggregate | 22 | Residential¦50¦41775¦Aggregate¦22 |  |  | 18.4978 |  | 17.0665 | 707 |  |  | 19.9599 | 67.604 | 17.2672 | 679 | 13 | 16 | 1.0627 | 19.6575 | 11772 | -1.4622 | -0.30241 | 0.64185 | 0.66266 | 0.68209 | 0.92254 | 0.95098 | -2.6444 | -1.9459 | -1.4622 | -0.97837 | -0.27986 | -1.5211 | -0.8011 | -0.30241 | 0.19629 | 0.91632
Residential | 50 | 2014-05-15 | Per Premise | 7 | Residential¦50¦41774¦Per Premise¦7 |  |  | 0.7151 |  | 0.62212 | 703 |  |  | 0.68583 | 77.3491 | 0.53734 | 682 | 17 | 20 | 1.1869 | 0.84875 | 11772 | 0.029271 | 0.16292 | 0.023464 | 0.020576 | 0.027849 | 0.031208 | 0.034626 | -0.010723 | 0.012906 | 0.029271 | 0.045636 | 0.069265 | 0.11855 | 0.14477 | 0.16292 | 0.18108 | 0.2073
Residential | 50 | 2014-05-14 | Aggregate | 9 | Residential¦50¦41773¦Aggregate¦9 |  |  | 9.4693 |  | 9.7814 | 708 |  |  | 9.5307 | 91.5024 | 9.4204 | 684 | 17 | 20 | 1.1093 | 10.5046 | 11772 | -0.061476 | 0.97387 | 0.36761 | 0.3602 | 0.4078 | 0.51466 | 0.5441 | -0.72104 | -0.33137 | -0.061476 | 0.20841 | 0.59809 | 0.27658 | 0.68855 | 0.97387 | 1.2592 | 1.6712
Residential | 50 | 2014-05-16 | Per Premise | 21 | Residential¦50¦41775¦Per Premise¦21 |  |  | 1.7219 |  | 1.6807 | 707 |  |  | 1.9453 | 68.7797 | 1.6538 | 679 | 13 | 16 | 1.0627 | 1.8298 | 11772 | -0.22345 | -0.11549 | 0.063209 | 0.063467 | 0.067172 | 0.089574 | 0.092413 | -0.33824 | -0.27042 | -0.22345 | -0.17647 | -0.10865 | -0.23392 | -0.16395 | -0.11549 | -0.06703 | 0.0029407
Residential | 50 | 2014-05-15 | Aggregate | 1 | Residential¦50¦41774¦Aggregate¦1 |  |  | 9.5657 |  | 9.0301 | 703 |  |  | 10.9628 | 68.6805 | 11.277 | 682 | 17 | 20 | 1.1869 | 11.3536 | 11772 | -1.397 | 0.39082 | 0.34058 | 0.43182 | 0.40423 | 0.54996 | 0.5915 | -2.1018 | -1.6854 | -1.397 | -1.1086 | -0.69223 | -0.36722 | 0.080637 | 0.39082 | 0.701 | 1.1489
Residential | 50 | 2014-05-14 | Per Premise | 9 | Residential¦50¦41773¦Per Premise¦9 |  |  | 0.80439 |  | 0.8309 | 708 |  |  | 0.80961 | 91.5024 | 0.80024 | 684 | 17 | 20 | 1.1093 | 0.89234 | 11772 | -0.0052222 | 0.082728 | 0.031227 | 0.030598 | 0.034641 | 0.043719 | 0.04622 | -0.061251 | -0.028149 | -0.0052222 | 0.017704 | 0.050806 | 0.023495 | 0.05849 | 0.082728 | 0.10697 | 0.14196
Residential | 50 | 2014-05-14 | Per Premise | 17 | Residential¦50¦41773¦Per Premise¦17 |  |  | 1.8528 |  | 2.0007 | 708 |  |  | 1.772 | 90.1947 | 1.6662 | 684 | 17 | 20 | 1.1093 | 2.0554 | 11772 | 0.080819 | 0.2834 | 0.075189 | 0.06371 | 0.08341 | 0.098552 | 0.10496 | -0.04548 | 0.029139 | 0.080819 | 0.1325 | 0.20712 | 0.14889 | 0.22836 | 0.2834 | 0.33844 | 0.41791
Residential | 50 | 2014-05-14 | Per Premise | 11 | Residential¦50¦41773¦Per Premise¦11 |  |  | 0.9387 |  | 1.085 | 708 |  |  | 0.98649 | 94.6092 | 1.1174 | 684 | 17 | 20 | 1.1093 | 1.0413 | 11772 | -0.047797 | 0.054838 | 0.040778 | 0.042725 | 0.045236 | 0.059061 | 0.062223 | -0.12349 | -0.078769 | -0.047797 | -0.016825 | 0.027893 | -0.024904 | 0.022208 | 0.054838 | 0.087468 | 0.13458
Residential | 50 | 2014-05-14 | Aggregate | 4 | Residential¦50¦41773¦Aggregate¦4 |  |  | 6.8054 |  | 6.8562 | 708 |  |  | 6.6561 | 62.8091 | 5.9672 | 684 | 17 | 20 | 1.1093 | 7.5495 | 11772 | 0.14928 | 0.89337 | 0.25767 | 0.22816 | 0.28584 | 0.34417 | 0.36574 | -0.29179 | -0.031207 | 0.14928 | 0.32976 | 0.59035 | 0.42465 | 0.70157 | 0.89337 | 1.0852 | 1.3621
Residential | 50 | 2014-05-16 | Aggregate | 9 | Residential¦50¦41775¦Aggregate¦9 |  |  | 9.9801 |  | 10.077 | 707 |  |  | 10.4202 | 89.699 | 10.6782 | 679 | 13 | 16 | 1.0627 | 10.6058 | 11772 | -0.44009 | 0.18562 | 0.37899 | 0.40979 | 0.40275 | 0.55818 | 0.57457 | -1.1554 | -0.7328 | -0.44009 | -0.14738 | 0.27524 | -0.55072 | -0.11568 | 0.18562 | 0.48693 | 0.92197
Residential | 50 | 2014-05-14 | Aggregate | 12 | Residential¦50¦41773¦Aggregate¦12 |  |  | 12.5109 |  | 14.2323 | 708 |  |  | 13.5286 | 95.8154 | 15.4688 | 684 | 17 | 20 | 1.1093 | 13.8789 | 11772 | -1.0176 | 0.35027 | 0.53488 | 0.59146 | 0.59337 | 0.79745 | 0.8378 | -2.0396 | -1.4358 | -1.0176 | -0.59946 | 0.0043272 | -0.72342 | -0.089072 | 0.35027 | 0.78962 | 1.424
Residential | 50 | 2014-05-16 | Per Premise | 2 | Residential¦50¦41775¦Per Premise¦2 |  |  | 0.76537 |  | 0.77031 | 707 |  |  | 0.7759 | 67.1366 | 0.807 | 679 | 13 | 16 | 1.0627 | 0.81336 | 11772 | -0.010527 | 0.037459 | 0.028971 | 0.03097 | 0.030787 | 0.042408 | 0.043669 | -0.064875 | -0.032766 | -0.010527 | 0.011711 | 0.043821 | -0.018505 | 0.014559 | 0.037459 | 0.060359 | 0.093423
Residential | 50 | 2014-05-15 | Aggregate | 22 | Residential¦50¦41774¦Aggregate¦22 |  |  | 20.7495 |  | 19.9034 | 703 |  |  | 25.1008 | 72.4499 | 20.469 | 682 | 17 | 20 | 1.1869 | 24.6277 | 11772 | -4.3512 | -0.4731 | 0.75067 | 0.7838 | 0.89097 | 1.0853 | 1.1867 | -5.7421 | -4.9203 | -4.3512 | -3.7821 | -2.9604 | -1.9939 | -1.0954 | -0.4731 | 0.14919 | 1.0477
Residential | 50 | 2014-05-14 | Per Premise | 7 | Residential¦50¦41773¦Per Premise¦7 |  |  | 0.72006 |  | 0.66316 | 708 |  |  | 0.72365 | 76.8202 | 0.53405 | 684 | 17 | 20 | 1.1093 | 0.79879 | 11772 | -0.0035911 | 0.075139 | 0.024923 | 0.02042 | 0.027648 | 0.03222 | 0.034371 | -0.044883 | -0.020487 | -0.0035911 | 0.013305 | 0.0377 | 0.03109 | 0.057115 | 0.075139 | 0.093163 | 0.11919
Residential | 50 | 2014-05-15 | Per Premise | 21 | Residential¦50¦41774¦Per Premise¦21 |  |  | 1.8951 |  | 1.8036 | 703 |  |  | 2.603 | 74.7985 | 2.11 | 682 | 17 | 20 | 1.1869 | 2.2493 | 11772 | -0.70784 | -0.35364 | 0.068023 | 0.080798 | 0.080737 | 0.10562 | 0.11422 | -0.8432 | -0.76323 | -0.70784 | -0.65246 | -0.57249 | -0.50002 | -0.41354 | -0.35364 | -0.29374 | -0.20726
Residential | 50 | 2014-05-15 | Aggregate | 20 | Residential¦50¦41774¦Aggregate¦20 |  |  | 23.666 |  | 23.7215 | 703 |  |  | 24.7261 | 81.0667 | 19.6647 | 682 | 17 | 20 | 1.1869 | 28.0892 | 11772 | -1.0601 | 3.3632 | 0.89467 | 0.753 | 1.0619 | 1.1694 | 1.3018 | -2.5587 | -1.6733 | -1.0601 | -0.44685 | 0.43855 | 1.6949 | 2.6805 | 3.3632 | 4.0458 | 5.0314
Residential | 50 | 2014-05-16 | Per Premise | 13 | Residential¦50¦41775¦Per Premise¦13 |  |  | 1.4076 |  | 1.5815 | 707 |  |  | 1.3403 | 95.8812 | 1.3754 | 679 | 13 | 16 | 1.0627 | 1.4958 | 11772 | 0.067252 | 0.1555 | 0.059479 | 0.052784 | 0.063208 | 0.079523 | 0.08235 | -0.034661 | 0.02555 | 0.067252 | 0.10895 | 0.16917 | 0.049968 | 0.11232 | 0.1555 | 0.19869 | 0.26104
Residential | 50 | 2014-05-15 | Aggregate | 16 | Residential¦50¦41774¦Aggregate¦16 |  |  | 23.2706 |  | 24.7526 | 703 |  |  | 27.6199 | 96.3042 | 25.2793 | 682 | 17 | 20 | 1.1869 | 27.6199 | 11772 | -4.3493 | -9.1e-07 | 0.93356 | 0.96799 | 1.108 | 1.3448 | 1.4713 | -6.0728 | -5.0545 | -4.3493 | -3.6441 | -2.6259 | -1.8856 | -0.77156 | -9.1e-07 | 0.77156 | 1.8856
Residential | 50 | 2014-05-15 | Aggregate | 23 | Residential¦50¦41774¦Aggregate¦23 |  |  | 16.3364 |  | 16.7002 | 703 |  |  | 19.0794 | 69.7636 | 16.2732 | 682 | 17 | 20 | 1.1869 | 19.3896 | 11772 | -2.7431 | 0.31024 | 0.62986 | 0.62313 | 0.74758 | 0.88601 | 0.97323 | -3.8785 | -3.2077 | -2.7431 | -2.2784 | -1.6076 | -0.937 | -0.20012 | 0.31024 | 0.8206 | 1.5575
Residential | 50 | 2014-05-15 | Aggregate | 100 | Residential¦50¦41774¦Aggregate¦100 |  |  | 24.8286 |  | 25.116 | 2812 |  |  | 24.6441 | 86.9006 | 20.7545 | 2728 | 17 | 20 | 1.1869 | 29.4692 | 11772 | 0.18457 | 4.8251 | 0.47363 | 0.39737 | 0.56216 | 0.61825 | 0.68842 | -0.60774 | -0.13964 | 0.18457 | 0.50878 | 0.97689 | 3.9428 | 4.4641 | 4.8251 | 5.1861 | 5.7073
Residential | 50 | 2014-05-16 | Aggregate | 2 | Residential¦50¦41775¦Aggregate¦2 |  |  | 9.01 |  | 9.0681 | 707 |  |  | 9.1339 | 67.1366 | 9.5 | 679 | 13 | 16 | 1.0627 | 9.5749 | 11772 | -0.12393 | 0.44097 | 0.34104 | 0.36458 | 0.36242 | 0.49923 | 0.51407 | -0.76371 | -0.38572 | -0.12393 | 0.13787 | 0.51586 | -0.21784 | 0.17139 | 0.44097 | 0.71055 | 1.0998
Residential | 100 | 2014-05-15 | Aggregate | 8 | Residential¦100¦41774¦Aggregate¦8 |  |  | 7.2505 |  | 6.463 | 680 |  |  | 8.2857 | 85.9239 | 8.0497 | 666 | 17 | 20 | 1.1025 | 7.9937 | 10623 | -1.0352 | -0.29198 | 0.24785 | 0.31192 | 0.27325 | 0.3984 | 0.41468 | -1.5458 | -1.2441 | -1.0352 | -0.8263 | -0.52466 | -0.82342 | -0.50944 | -0.29198 | -0.074525 | 0.23945
Residential | 100 | 2014-05-16 | Per Premise | 19 | Residential¦100¦41775¦Per Premise¦19 |  |  | 1.6142 |  | 1.6957 | 681 |  |  | 2.0213 | 76.0436 | 2.0229 | 662 | 13 | 16 | 1.1108 | 1.7931 | 10623 | -0.40718 | -0.22828 | 0.064977 | 0.078621 | 0.072179 | 0.102 | 0.10673 | -0.53789 | -0.46066 | -0.40718 | -0.35369 | -0.27646 | -0.36506 | -0.28425 | -0.22828 | -0.17231 | -0.091498
Residential | 100 | 2014-05-14 | Per Premise | 11 | Residential¦100¦41773¦Per Premise¦11 |  |  | 0.8596 |  | 1.0775 | 685 |  |  | 0.8921 | 94.4439 | 1.0208 | 668 | 17 | 20 | 1.0626 | 0.91344 | 10623 | -0.032492 | 0.021341 | 0.041168 | 0.039496 | 0.043746 | 0.05705 | 0.058937 | -0.1056 | -0.062409 | -0.032492 | -0.0025748 | 0.040621 | -0.05419 | -0.0095657 | 0.021341 | 0.052248 | 0.096872
Residential | 100 | 2014-05-16 | Per Premise | 23 | Residential¦100¦41775¦Per Premise¦23 |  |  | 1.1425 |  | 1.1075 | 681 |  |  | 1.3035 | 64.392 | 1.1975 | 662 | 13 | 16 | 1.1108 | 1.2692 | 10623 | -0.16095 | -0.034322 | 0.04244 | 0.046543 | 0.047144 | 0.062988 | 0.066248 | -0.24167 | -0.19398 | -0.16095 | -0.12792 | -0.080231 | -0.11922 | -0.069062 | -0.034322 | 0.000419 | 0.050579
Residential | 100 | 2014-05-14 | Per Premise | 21 | Residential¦100¦41773¦Per Premise¦21 |  |  | 1.5309 |  | 1.3709 | 685 |  |  | 1.9756 | 75.2312 | 1.9076 | 668 | 17 | 20 | 1.0626 | 1.6267 | 10623 | -0.44478 | -0.34891 | 0.052381 | 0.073809 | 0.055661 | 0.090507 | 0.092444 | -0.56077 | -0.49224 | -0.44478 | -0.39731 | -0.32879 | -0.46738 | -0.39738 | -0.34891 | -0.30043 | -0.23043
Residential | 100 | 2014-05-14 | Per Premise | 7 | Residential¦100¦41773¦Per Premise¦7 |  |  | 0.6178 |  | 0.52024 | 685 |  |  | 0.67544 | 78.3102 | 0.55352 | 668 | 17 | 20 | 1.0626 | 0.65649 | 10623 | -0.057634 | -0.018944 | 0.019877 | 0.021417 | 0.021122 | 0.029219 | 0.03008 | -0.09508 | -0.072957 | -0.057634 | -0.042312 | -0.020188 | -0.057493 | -0.034718 | -0.018944 | -0.0031703 | 0.019605
Residential | 100 | 2014-05-15 | Aggregate | 18 | Residential¦100¦41774¦Aggregate¦18 |  |  | 19.4689 |  | 20.1484 | 680 |  |  | 13.9454 | 89.1909 | 14.0138 | 666 | 17 | 20 | 1.1025 | 21.4647 | 10623 | 5.5236 | 7.5193 | 0.77266 | 0.54302 | 0.85186 | 0.94439 | 1.0102 | 4.3133 | 5.0283 | 5.5236 | 6.0188 | 6.7339 | 6.2247 | 6.9896 | 7.5193 | 8.0491 | 8.814
Residential | 100 | 2014-05-16 | Per Premise | 4 | Residential¦100¦41775¦Per Premise¦4 |  |  | 0.57798 |  | 0.61423 | 681 |  |  | 0.62083 | 66.6056 | 0.62164 | 662 | 13 | 16 | 1.1108 | 0.64203 | 10623 | -0.042858 | 0.0212 | 0.023537 | 0.024161 | 0.026146 | 0.03373 | 0.0356 | -0.086085 | -0.060546 | -0.042858 | -0.02517 | 0.000369 | -0.024422 | 0.0025319 | 0.0212 | 0.039869 | 0.066823
Residential | 100 | 2014-05-15 | Aggregate | 20 | Residential¦100¦41774¦Aggregate¦20 |  |  | 17.7135 |  | 17.0897 | 680 |  |  | 14.2998 | 80.868 | 11.6443 | 666 | 17 | 20 | 1.1025 | 19.5293 | 10623 | 3.4137 | 5.2295 | 0.65536 | 0.45121 | 0.72254 | 0.79567 | 0.85185 | 2.394 | 2.9965 | 3.4137 | 3.831 | 4.4334 | 4.1378 | 4.7828 | 5.2295 | 5.6762 | 6.3212
Residential | 100 | 2014-05-15 | Aggregate | 23 | Residential¦100¦41774¦Aggregate¦23 |  |  | 12.7909 |  | 12.6871 | 680 |  |  | 16.2398 | 69.8818 | 15.7988 | 666 | 17 | 20 | 1.1025 | 14.1021 | 10623 | -3.4489 | -2.1378 | 0.48653 | 0.61219 | 0.5364 | 0.78198 | 0.81394 | -4.4511 | -3.859 | -3.4489 | -3.0389 | -2.4468 | -3.1809 | -2.5646 | -2.1378 | -1.7109 | -1.0946
Residential | 100 | 2014-05-16 | Per Premise | 21 | Residential¦100¦41775¦Per Premise¦21 |  |  | 1.4636 |  | 1.4065 | 681 |  |  | 1.6935 | 68.2419 | 1.5533 | 662 | 13 | 16 | 1.1108 | 1.6258 | 10623 | -0.22992 | -0.067713 | 0.053899 | 0.060371 | 0.059873 | 0.080931 | 0.085026 | -0.33364 | -0.27236 | -0.22992 | -0.18748 | -0.12621 | -0.17668 | -0.1123 | -0.067713 | -0.023125 | 0.041253
Residential | 100 | 2014-05-14 | Per Premise | 22 | Residential¦100¦41773¦Per Premise¦22 |  |  | 1.3742 |  | 1.229 | 685 |  |  | 1.8132 | 73.2507 | 1.7006 | 668 | 17 | 20 | 1.0626 | 1.4603 | 10623 | -0.43894 | -0.35287 | 0.046958 | 0.065799 | 0.049899 | 0.080837 | 0.08258 | -0.54253 | -0.48133 | -0.43894 | -0.39654 | -0.33534 | -0.4587 | -0.39618 | -0.35287 | -0.30957 | -0.24704
Residential | 100 | 2014-05-15 | Per Premise | 8 | Residential¦100¦41774¦Per Premise¦8 |  |  | 0.68253 |  | 0.6084 | 680 |  |  | 0.77998 | 85.9239 | 0.75776 | 666 | 17 | 20 | 1.1025 | 0.75249 | 10623 | -0.097451 | -0.027486 | 0.023331 | 0.029362 | 0.025723 | 0.037503 | 0.039036 | -0.14551 | -0.11712 | -0.097451 | -0.077785 | -0.049389 | -0.077513 | -0.047956 | -0.027486 | -0.0070154 | 0.022541
Residential | 100 | 2014-05-15 | Per Premise | 3 | Residential¦100¦41774¦Per Premise¦3 |  |  | 0.56995 |  | 0.50285 | 680 |  |  | 0.65476 | 67.1071 | 0.71148 | 666 | 17 | 20 | 1.1025 | 0.62838 | 10623 | -0.084803 | -0.026378 | 0.019283 | 0.027569 | 0.02126 | 0.033644 | 0.034814 | -0.12792 | -0.10245 | -0.084803 | -0.06716 | -0.041687 | -0.070994 | -0.044634 | -0.026378 | -0.0081209 | 0.018239
Residential | 100 | 2014-05-15 | Per Premise | 11 | Residential¦100¦41774¦Per Premise¦11 |  |  | 0.95576 |  | 1.1935 | 680 |  |  | 1.0818 | 97.7592 | 1.2198 | 666 | 17 | 20 | 1.1025 | 1.0537 | 10623 | -0.12609 | -0.028117 | 0.045768 | 0.047265 | 0.05046 | 0.065793 | 0.069139 | -0.21041 | -0.16059 | -0.12609 | -0.091589 | -0.041774 | -0.11672 | -0.064373 | -0.028117 | 0.0081394 | 0.060488
Residential | 100 | 2014-05-16 | Aggregate | 1 | Residential¦100¦41775¦Aggregate¦1 |  |  | 8.4917 |  | 9.2267 | 681 |  |  | 9.6922 | 68.3664 | 10.5672 | 662 | 13 | 16 | 1.1108 | 9.4329 | 10623 | -1.2004 | -0.25928 | 0.35357 | 0.41071 | 0.39275 | 0.54193 | 0.56827 | -1.895 | -1.4846 | -1.2004 | -0.91626 | -0.50593 | -0.98755 | -0.55729 | -0.25928 | 0.03872 | 0.46899
Residential | 100 | 2014-05-16 | Per Premise | 14 | Residential¦100¦41775¦Per Premise¦14 |  |  | 1.3355 |  | 1.6215 | 681 |  |  | 1.0492 | 92.6619 | 1.0741 | 662 | 13 | 16 | 1.1108 | 1.4836 | 10623 | 0.28639 | 0.43442 | 0.062136 | 0.041744 | 0.069022 | 0.074856 | 0.080664 | 0.19046 | 0.24714 | 0.28639 | 0.32565 | 0.38233 | 0.33104 | 0.39212 | 0.43442 | 0.47672 | 0.53779
Residential | 100 | 2014-05-16 | Per Premise | 12 | Residential¦100¦41775¦Per Premise¦12 |  |  | 1.0735 |  | 1.3186 | 681 |  |  | 1.1925 | 94.9217 | 1.3436 | 662 | 13 | 16 | 1.1108 | 1.1925 | 10623 | -0.11898 | 2.51e-09 | 0.050528 | 0.05222 | 0.056129 | 0.072664 | 0.076664 | -0.2121 | -0.15708 | -0.11898 | -0.080871 | -0.025853 | -0.098249 | -0.040203 | 2.51e-09 | 0.040203 | 0.098249
Residential | 100 | 2014-05-15 | Per Premise | 6 | Residential¦100¦41774¦Per Premise¦6 |  |  | 0.53881 |  | 0.48451 | 680 |  |  | 0.61993 | 69.6051 | 0.59513 | 666 | 17 | 20 | 1.1025 | 0.59405 | 10623 | -0.08112 | -0.025886 | 0.01858 | 0.023061 | 0.020485 | 0.029614 | 0.030845 | -0.11907 | -0.09665 | -0.08112 | -0.06559 | -0.043167 | -0.065416 | -0.042062 | -0.025886 | -0.0097113 | 0.013643
Residential | 100 | 2014-05-15 | Per Premise | 21 | Residential¦100¦41774¦Per Premise¦21 |  |  | 1.6352 |  | 1.4837 | 680 |  |  | 2.1821 | 74.8757 | 2.0162 | 666 | 17 | 20 | 1.1025 | 1.8028 | 10623 | -0.54689 | -0.37927 | 0.056896 | 0.078125 | 0.062728 | 0.096647 | 0.10019 | -0.67075 | -0.59757 | -0.54689 | -0.49621 | -0.42303 | -0.50767 | -0.43181 | -0.37927 | -0.32673 | -0.25087
Residential | 100 | 2014-05-14 | Per Premise | 23 | Residential¦100¦41773¦Per Premise¦23 |  |  | 1.1245 |  | 1.0585 | 685 |  |  | 1.4891 | 71.4407 | 1.4527 | 668 | 17 | 20 | 1.0626 | 1.1949 | 10623 | -0.36457 | -0.29415 | 0.040444 | 0.056208 | 0.042977 | 0.069246 | 0.070755 | -0.45331 | -0.40088 | -0.36457 | -0.32826 | -0.27583 | -0.38482 | -0.33125 | -0.29415 | -0.25704 | -0.20347
Residential | 100 | 2014-05-16 | Per Premise | 3 | Residential¦100¦41775¦Per Premise¦3 |  |  | 0.62146 |  | 0.6721 | 681 |  |  | 0.68249 | 65.7039 | 0.73802 | 662 | 13 | 16 | 1.1108 | 0.69034 | 10623 | -0.06103 | 0.007848 | 0.025755 | 0.028684 | 0.028609 | 0.03855 | 0.040512 | -0.11043 | -0.081246 | -0.06103 | -0.040815 | -0.011627 | -0.044071 | -0.013397 | 0.007848 | 0.029093 | 0.059767
Residential | 100 | 2014-05-16 | Per Premise | 15 | Residential¦100¦41775¦Per Premise¦15 |  |  | 1.4248 |  | 1.737 | 681 |  |  | 1.0877 | 90.7425 | 1.1345 | 662 | 13 | 16 | 1.1108 | 1.5828 | 10623 | 0.33713 | 0.49505 | 0.066563 | 0.044094 | 0.07394 | 0.079843 | 0.08609 | 0.23481 | 0.29526 | 0.33713 | 0.379 | 0.43945 | 0.38472 | 0.4499 | 0.49505 | 0.54019 | 0.60538
Residential | 100 | 2014-05-16 | Per Premise | 8 | Residential¦100¦41775¦Per Premise¦8 |  |  | 0.71396 |  | 0.72612 | 681 |  |  | 0.73191 | 82.4535 | 0.63577 | 662 | 13 | 16 | 1.1108 | 0.79309 | 10623 | -0.017948 | 0.061181 | 0.027825 | 0.02471 | 0.030909 | 0.037213 | 0.039572 | -0.065639 | -0.037463 | -0.017948 | 0.0015662 | 0.029742 | 0.010468 | 0.04043 | 0.061181 | 0.081933 | 0.1119
Residential | 100 | 2014-05-16 | Aggregate | 6 | Residential¦100¦41775¦Aggregate¦6 |  |  | 5.9653 |  | 6.4543 | 681 |  |  | 6.5174 | 68.9073 | 5.61 | 662 | 13 | 16 | 1.1108 | 6.6264 | 10623 | -0.55208 | 0.10906 | 0.24733 | 0.21804 | 0.27474 | 0.32972 | 0.35075 | -0.97463 | -0.72499 | -0.55208 | -0.37918 | -0.12954 | -0.34044 | -0.074868 | 0.10906 | 0.293 | 0.55857
Residential | 100 | 2014-05-14 | Aggregate | 8 | Residential¦100¦41773¦Aggregate¦8 |  |  | 7.43 |  | 7.2427 | 685 |  |  | 7.5884 | 85.1322 | 6.3937 | 668 | 17 | 20 | 1.0626 | 7.8953 | 10623 | -0.15842 | 0.30689 | 0.27673 | 0.24738 | 0.29406 | 0.37118 | 0.38428 | -0.63411 | -0.35307 | -0.15842 | 0.03623 | 0.31727 | -0.18558 | 0.10537 | 0.30689 | 0.5084 | 0.79936
Residential | 100 | 2014-05-14 | Per Premise | 24 | Residential¦100¦41773¦Per Premise¦24 |  |  | 0.87372 |  | 0.83617 | 685 |  |  | 1.1403 | 69.6564 | 1.1912 | 668 | 17 | 20 | 1.0626 | 0.92843 | 10623 | -0.26654 | -0.21182 | 0.031948 | 0.04609 | 0.033949 | 0.05608 | 0.057244 | -0.33841 | -0.29595 | -0.26654 | -0.23713 | -0.19467 | -0.28518 | -0.24184 | -0.21182 | -0.1818 | -0.13846
Residential | 100 | 2014-05-15 | Aggregate | 10 | Residential¦100¦41774¦Aggregate¦10 |  |  | 9.2713 |  | 10.978 | 680 |  |  | 10.2032 | 98.0393 | 10.8875 | 666 | 17 | 20 | 1.1025 | 10.2217 | 10623 | -0.93188 | 0.018515 | 0.42099 | 0.42188 | 0.46414 | 0.596 | 0.62723 | -1.6957 | -1.2444 | -0.93188 | -0.61934 | -0.16808 | -0.78531 | -0.3104 | 0.018515 | 0.34743 | 0.82234
Residential | 100 | 2014-05-15 | Aggregate | 24 | Residential¦100¦41774¦Aggregate¦24 |  |  | 10.2889 |  | 10.5969 | 680 |  |  | 12.15 | 69.0815 | 12.6864 | 666 | 17 | 20 | 1.1025 | 11.3436 | 10623 | -1.8611 | -0.80638 | 0.40637 | 0.49159 | 0.44803 | 0.63781 | 0.66512 | -2.6785 | -2.1955 | -1.8611 | -1.5266 | -1.0437 | -1.6588 | -1.1552 | -0.80638 | -0.45758 | 0.046014
Residential | 100 | 2014-05-16 | Aggregate | 8 | Residential¦100¦41775¦Aggregate¦8 |  |  | 7.5844 |  | 7.7136 | 681 |  |  | 7.7751 | 82.4535 | 6.7538 | 662 | 13 | 16 | 1.1108 | 8.425 | 10623 | -0.19067 | 0.64993 | 0.29559 | 0.26249 | 0.32835 | 0.39531 | 0.42037 | -0.69728 | -0.39797 | -0.19067 | 0.016637 | 0.31595 | 0.1112 | 0.42949 | 0.64993 | 0.87038 | 1.1887
Residential | 100 | 2014-05-16 | Per Premise | 18 | Residential¦100¦41775¦Per Premise¦18 |  |  | 1.6779 |  | 1.7509 | 681 |  |  | 2.0598 | 82.8678 | 2.134 | 662 | 13 | 16 | 1.1108 | 1.8638 | 10623 | -0.38193 | -0.19596 | 0.067094 | 0.08294 | 0.07453 | 0.10668 | 0.11151 | -0.51864 | -0.43787 | -0.38193 | -0.32598 | -0.24521 | -0.33887 | -0.25444 | -0.19596 | -0.13749 | -0.053062
Residential | 100 | 2014-05-14 | Per Premise | 14 | Residential¦100¦41773¦Per Premise¦14 |  |  | 1.2181 |  | 1.4625 | 685 |  |  | 1.2183 | 93.8673 | 1.4577 | 668 | 17 | 20 | 1.0626 | 1.2944 | 10623 | -0.0002106 | 0.076075 | 0.05588 | 0.056399 | 0.05938 | 0.079394 | 0.081895 | -0.10196 | -0.041845 | -0.0002106 | 0.041424 | 0.10154 | -0.028878 | 0.033129 | 0.076075 | 0.11902 | 0.18103
Residential | 100 | 2014-05-14 | Aggregate | 6 | Residential¦100¦41773¦Aggregate¦6 |  |  | 5.8308 |  | 5.2298 | 685 |  |  | 6.3036 | 69.975 | 5.702 | 668 | 17 | 20 | 1.0626 | 6.1959 | 10623 | -0.47283 | -0.10767 | 0.19982 | 0.22062 | 0.21233 | 0.29766 | 0.3062 | -0.85429 | -0.62892 | -0.47283 | -0.31674 | -0.091364 | -0.50008 | -0.26824 | -0.10767 | 0.052897 | 0.28474
Residential | 100 | 2014-05-16 | Per Premise | 10 | Residential¦100¦41775¦Per Premise¦10 |  |  | 0.81326 |  | 0.90898 | 681 |  |  | 0.9507 | 91.63 | 0.96912 | 662 | 13 | 16 | 1.1108 | 0.90339 | 10623 | -0.13744 | -0.047307 | 0.034832 | 0.037666 | 0.038693 | 0.051303 | 0.053998 | -0.20319 | -0.16435 | -0.13744 | -0.11054 | -0.071695 | -0.11651 | -0.075624 | -0.047307 | -0.01899 | 0.021895
Residential | 100 | 2014-05-15 | Per Premise | 10 | Residential¦100¦41774¦Per Premise¦10 |  |  | 0.87276 |  | 1.0334 | 680 |  |  | 0.96048 | 98.0393 | 1.0249 | 666 | 17 | 20 | 1.1025 | 0.96223 | 10623 | -0.087723 | 0.0017429 | 0.03963 | 0.039714 | 0.043692 | 0.056105 | 0.059044 | -0.15962 | -0.11714 | -0.087723 | -0.058302 | -0.015822 | -0.073925 | -0.02922 | 0.0017429 | 0.032706 | 0.077411
Residential | 100 | 2014-05-14 | Aggregate | 5 | Residential¦100¦41773¦Aggregate¦5 |  |  | 5.3532 |  | 4.5861 | 685 |  |  | 5.7013 | 63.9183 | 4.7098 | 668 | 17 | 20 | 1.0626 | 5.6885 | 10623 | -0.34807 | -0.012825 | 0.17523 | 0.18223 | 0.1862 | 0.25281 | 0.26053 | -0.67206 | -0.48064 | -0.34807 | -0.2155 | -0.024086 | -0.34671 | -0.14945 | -0.012825 | 0.1238 | 0.32106
Residential | 100 | 2014-05-14 | Aggregate | 4 | Residential¦100¦41773¦Aggregate¦4 |  |  | 5.4763 |  | 4.9 | 685 |  |  | 5.7717 | 64.0828 | 4.9768 | 668 | 17 | 20 | 1.0626 | 5.8193 | 10623 | -0.29536 | 0.047594 | 0.18722 | 0.19256 | 0.19895 | 0.26857 | 0.27687 | -0.63955 | -0.4362 | -0.29536 | -0.15452 | 0.048827 | -0.30723 | -0.097598 | 0.047594 | 0.19279 | 0.40242
Residential | 100 | 2014-05-15 | Aggregate | 100 | Residential¦100¦41774¦Aggregate¦100 |  |  | 18.7708 |  | 19.1499 | 2720 |  |  | 14.5612 | 86.4264 | 13.768 | 2664 | 17 | 20 | 1.1025 | 20.695 | 10623 | 4.2097 | 6.1338 | 0.36718 | 0.26675 | 0.40482 | 0.45385 | 0.4848 | 3.628 | 3.9717 | 4.2097 | 4.4477 | 4.7913 | 5.5125 | 5.8796 | 6.1338 | 6.3881 | 6.7551
Residential | 100 | 2014-05-16 | Per Premise | 17 | Residential¦100¦41775¦Per Premise¦17 |  |  | 1.6206 |  | 1.7645 | 681 |  |  | 1.9434 | 87.234 | 2.1311 | 662 | 13 | 16 | 1.1108 | 1.8002 | 10623 | -0.32277 | -0.14316 | 0.067617 | 0.082829 | 0.075111 | 0.10692 | 0.11181 | -0.4598 | -0.37884 | -0.32277 | -0.2667 | -0.18574 | -0.28645 | -0.20179 | -0.14316 | -0.084523 | 0.0001371
Residential | 100 | 2014-05-15 | Per Premise | 13 | Residential¦100¦41774¦Per Premise¦13 |  |  | 1.2457 |  | 1.5223 | 680 |  |  | 1.5251 | 97.3722 | 1.7619 | 666 | 17 | 20 | 1.1025 | 1.3734 | 10623 | -0.27938 | -0.15168 | 0.058376 | 0.068273 | 0.06436 | 0.089827 | 0.093826 | -0.3945 | -0.32648 | -0.27938 | -0.23227 | -0.16426 | -0.27193 | -0.20089 | -0.15168 | -0.10248 | -0.03144
Residential | 100 | 2014-05-16 | Per Premise | 2 | Residential¦100¦41775¦Per Premise¦2 |  |  | 0.69299 |  | 0.7524 | 681 |  |  | 0.77747 | 67.6365 | 0.85574 | 662 | 13 | 16 | 1.1108 | 0.76979 | 10623 | -0.084485 | -0.0076792 | 0.028832 | 0.033259 | 0.032028 | 0.044017 | 0.046173 | -0.14089 | -0.10757 | -0.084485 | -0.061402 | -0.028075 | -0.066852 | -0.031892 | -0.0076792 | 0.016534 | 0.051494
Residential | 100 | 2014-05-15 | Per Premise | 17 | Residential¦100¦41774¦Per Premise¦17 |  |  | 1.7518 |  | 1.8915 | 680 |  |  | 1.4449 | 92.3482 | 1.4268 | 666 | 17 | 20 | 1.1025 | 1.9314 | 10623 | 0.30695 | 0.48653 | 0.072535 | 0.055289 | 0.07997 | 0.091204 | 0.097222 | 0.19007 | 0.25913 | 0.30695 | 0.35478 | 0.42384 | 0.36194 | 0.43555 | 0.48653 | 0.53751 | 0.61113
Residential | 100 | 2014-05-16 | Per Premise | 13 | Residential¦100¦41775¦Per Premise¦13 |  |  | 1.2071 |  | 1.4769 | 681 |  |  | 1.0827 | 94.7478 | 1.0961 | 662 | 13 | 16 | 1.1108 | 1.3409 | 10623 | 0.12447 | 0.25826 | 0.056594 | 0.042602 | 0.062866 | 0.070836 | 0.075941 | 0.033687 | 0.08732 | 0.12447 | 0.16161 | 0.21525 | 0.16094 | 0.21843 | 0.25826 | 0.29808 | 0.35558
Residential | 100 | 2014-05-14 | Per Premise | 1 | Residential¦100¦41773¦Per Premise¦1 |  |  | 0.69729 |  | 0.64236 | 685 |  |  | 0.70496 | 66.1972 | 0.69622 | 668 | 17 | 20 | 1.0626 | 0.74095 | 10623 | -0.0076794 | 0.035988 | 0.024543 | 0.026937 | 0.02608 | 0.036442 | 0.037494 | -0.054381 | -0.026789 | -0.0076794 | 0.011431 | 0.039023 | -0.012063 | 0.016326 | 0.035988 | 0.05565 | 0.084039
Residential | 100 | 2014-05-14 | Aggregate | 14 | Residential¦100¦41773¦Aggregate¦14 |  |  | 12.9402 |  | 15.5364 | 685 |  |  | 12.9424 | 93.8673 | 15.4849 | 668 | 17 | 20 | 1.0626 | 13.7505 | 10623 | -0.0022377 | 0.80814 | 0.59362 | 0.59913 | 0.63079 | 0.84341 | 0.86997 | -1.0831 | -0.44452 | -0.0022377 | 0.44005 | 1.0786 | -0.30677 | 0.35193 | 0.80814 | 1.2644 | 1.9231
Residential | 100 | 2014-05-14 | Aggregate | 19 | Residential¦100¦41773¦Aggregate¦19 |  |  | 17.8489 |  | 18.4085 | 685 |  |  | 13.1445 | 83.7828 | 12.0243 | 668 | 17 | 20 | 1.0626 | 18.9667 | 10623 | 4.7044 | 5.8222 | 0.70335 | 0.46523 | 0.7474 | 0.8433 | 0.88037 | 3.6237 | 4.2622 | 4.7044 | 5.1467 | 5.7852 | 4.694 | 5.3606 | 5.8222 | 6.2839 | 6.9505
Residential | 100 | 2014-05-15 | Aggregate | 2 | Residential¦100¦41774¦Aggregate¦2 |  |  | 6.681 |  | 6.2958 | 680 |  |  | 7.8223 | 68.2575 | 8.2722 | 666 | 17 | 20 | 1.1025 | 7.3658 | 10623 | -1.1413 | -0.45647 | 0.24143 | 0.32054 | 0.26618 | 0.40129 | 0.41665 | -1.6556 | -1.3518 | -1.1413 | -0.9309 | -0.62705 | -0.99044 | -0.67497 | -0.45647 | -0.23798 | 0.07749
Residential | 100 | 2014-05-15 | Aggregate | 1 | Residential¦100¦41774¦Aggregate¦1 |  |  | 7.7782 |  | 8.0538 | 680 |  |  | 9.1739 | 69.3535 | 9.3994 | 666 | 17 | 20 | 1.1025 | 8.5755 | 10623 | -1.3957 | -0.59837 | 0.30885 | 0.36422 | 0.34051 | 0.47754 | 0.4986 | -2.0077 | -1.6461 | -1.3957 | -1.1453 | -0.78371 | -1.2374 | -0.85984 | -0.59837 | -0.3369 | 0.040613
Residential | 100 | 2014-05-14 | Aggregate | 9 | Residential¦100¦41773¦Aggregate¦9 |  |  | 7.3991 |  | 8.1327 | 685 |  |  | 8.065 | 91.5392 | 7.5031 | 668 | 17 | 20 | 1.0626 | 7.8625 | 10623 | -0.66585 | -0.20248 | 0.31073 | 0.2903 | 0.33019 | 0.42524 | 0.43966 | -1.2108 | -0.88885 | -0.66585 | -0.44285 | -0.12088 | -0.76593 | -0.43304 | -0.20248 | 0.02808 | 0.36097
Residential | 100 | 2014-05-15 | Per Premise | 7 | Residential¦100¦41774¦Per Premise¦7 |  |  | 0.60046 |  | 0.52025 | 680 |  |  | 0.69164 | 78.5032 | 0.5857 | 666 | 17 | 20 | 1.1025 | 0.66201 | 10623 | -0.091185 | -0.029632 | 0.019951 | 0.022695 | 0.021996 | 0.030218 | 0.031605 | -0.12991 | -0.10703 | -0.091185 | -0.075339 | -0.052459 | -0.070136 | -0.046206 | -0.029632 | -0.013059 | 0.010871
Residential | 100 | 2014-05-15 | Aggregate | 13 | Residential¦100¦41774¦Aggregate¦13 |  |  | 13.233 |  | 16.1709 | 680 |  |  | 16.2008 | 97.3722 | 18.7169 | 666 | 17 | 20 | 1.1025 | 14.5895 | 10623 | -2.9678 | -1.6113 | 0.62013 | 0.72527 | 0.68369 | 0.95424 | 0.99672 | -4.1907 | -3.4682 | -2.9678 | -2.4674 | -1.7449 | -2.8887 | -2.134 | -1.6113 | -1.0887 | -0.33399
Residential | 100 | 2014-05-15 | Per Premise | 9 | Residential¦100¦41774¦Per Premise¦9 |  |  | 0.76686 |  | 0.75641 | 680 |  |  | 0.86066 | 94.706 | 0.82353 | 666 | 17 | 20 | 1.1025 | 0.84547 | 10623 | -0.093806 | -0.015196 | 0.029007 | 0.031911 | 0.031981 | 0.043125 | 0.045178 | -0.14907 | -0.11642 | -0.093806 | -0.071191 | -0.038539 | -0.073095 | -0.038888 | -0.015196 | 0.0084955 | 0.042702
Residential | 100 | 2014-05-16 | Aggregate | 19 | Residential¦100¦41775¦Aggregate¦19 |  |  | 17.1471 |  | 18.0129 | 681 |  |  | 21.4726 | 76.0436 | 21.489 | 662 | 13 | 16 | 1.1108 | 19.0476 | 10623 | -4.3254 | -2.425 | 0.69026 | 0.83519 | 0.76676 | 1.0835 | 1.1338 | -5.714 | -4.8936 | -4.3254 | -3.7572 | -2.9369 | -3.878 | -3.0195 | -2.425 | -1.8304 | -0.97198
Residential | 100 | 2014-05-16 | Aggregate | 18 | Residential¦100¦41775¦Aggregate¦18 |  |  | 17.8239 |  | 18.5996 | 681 |  |  | 21.8811 | 82.8678 | 22.6695 | 662 | 13 | 16 | 1.1108 | 19.7994 | 10623 | -4.0572 | -2.0817 | 0.71274 | 0.88108 | 0.79173 | 1.1333 | 1.1845 | -5.5095 | -4.6515 | -4.0572 | -3.4629 | -2.6049 | -3.5998 | -2.7029 | -2.0817 | -1.4606 | -0.56367
Residential | 100 | 2014-05-16 | Aggregate | 15 | Residential¦100¦41775¦Aggregate¦15 |  |  | 15.1361 |  | 18.4524 | 681 |  |  | 11.5548 | 90.7425 | 12.0518 | 662 | 13 | 16 | 1.1108 | 16.8137 | 10623 | 3.5813 | 5.2589 | 0.7071 | 0.46841 | 0.78547 | 0.84817 | 0.91453 | 2.4944 | 3.1366 | 3.5813 | 4.0261 | 4.6683 | 4.0869 | 4.7793 | 5.2589 | 5.7385 | 6.4309
Residential | 100 | 2014-05-14 | Per Premise | 13 | Residential¦100¦41773¦Per Premise¦13 |  |  | 1.0949 |  | 1.3291 | 685 |  |  | 1.1014 | 95.0744 | 1.3196 | 668 | 17 | 20 | 1.0626 | 1.1634 | 10623 | -0.0065253 | 0.062041 | 0.050782 | 0.051059 | 0.053962 | 0.072012 | 0.074289 | -0.098813 | -0.044289 | -0.0065253 | 0.031238 | 0.085762 | -0.033164 | 0.023084 | 0.062041 | 0.101 | 0.15725
Residential | 100 | 2014-05-14 | Aggregate | 2 | Residential¦100¦41773¦Aggregate¦2 |  |  | 6.3706 |  | 5.8284 | 685 |  |  | 6.5638 | 62.9841 | 6.058 | 668 | 17 | 20 | 1.0626 | 6.7695 | 10623 | -0.19327 | 0.20569 | 0.22269 | 0.23439 | 0.23664 | 0.32331 | 0.33307 | -0.60761 | -0.36281 | -0.19327 | -0.023725 | 0.22107 | -0.22116 | 0.031026 | 0.20569 | 0.38035 | 0.63253
Residential | 100 | 2014-05-16 | Aggregate | 13 | Residential¦100¦41775¦Aggregate¦13 |  |  | 12.8235 |  | 15.6888 | 681 |  |  | 11.5013 | 94.7478 | 11.6442 | 662 | 13 | 16 | 1.1108 | 14.2448 | 10623 | 1.3222 | 2.7435 | 0.60119 | 0.45256 | 0.66783 | 0.7525 | 0.80673 | 0.35785 | 0.9276 | 1.3222 | 1.7168 | 2.2866 | 1.7096 | 2.3204 | 2.7435 | 3.1665 | 3.7773
Residential | 100 | 2014-05-15 | Per Premise | 15 | Residential¦100¦41774¦Per Premise¦15 |  |  | 1.5223 |  | 1.76 | 680 |  |  | 1.7538 | 96.7807 | 1.9531 | 666 | 17 | 20 | 1.1025 | 1.6784 | 10623 | -0.23144 | -0.075395 | 0.067494 | 0.07568 | 0.074413 | 0.1014 | 0.10614 | -0.3614 | -0.28462 | -0.23144 | -0.17827 | -0.10149 | -0.21141 | -0.13105 | -0.075395 | -0.019737 | 0.060624
Residential | 100 | 2014-05-16 | Per Premise | 9 | Residential¦100¦41775¦Per Premise¦9 |  |  | 0.76468 |  | 0.833 | 681 |  |  | 0.80929 | 89.2011 | 0.74878 | 662 | 13 | 16 | 1.1108 | 0.84943 | 10623 | -0.04461 | 0.040142 | 0.031921 | 0.029102 | 0.035459 | 0.043196 | 0.045872 | -0.099967 | -0.067261 | -0.04461 | -0.021958 | 0.010748 | -0.018645 | 0.016087 | 0.040142 | 0.064197 | 0.098929
Residential | 100 | 2014-05-16 | Aggregate | 22 | Residential¦100¦41775¦Aggregate¦22 |  |  | 13.7934 |  | 13.3823 | 681 |  |  | 15.8196 | 66.8878 | 14.6967 | 662 | 13 | 16 | 1.1108 | 15.3222 | 10623 | -2.0262 | -0.49739 | 0.51281 | 0.5712 | 0.56965 | 0.76763 | 0.80671 | -3.0099 | -2.4287 | -2.0262 | -1.6236 | -1.0424 | -1.5312 | -0.92043 | -0.49739 | -0.074356 | 0.53644
Residential | 100 | 2014-05-14 | Aggregate | 11 | Residential¦100¦41773¦Aggregate¦11 |  |  | 9.1316 |  | 11.4459 | 685 |  |  | 9.4767 | 94.4439 | 10.8439 | 668 | 17 | 20 | 1.0626 | 9.7034 | 10623 | -0.34516 | 0.22671 | 0.43733 | 0.41956 | 0.46471 | 0.60604 | 0.62609 | -1.1218 | -0.66297 | -0.34516 | -0.027352 | 0.43151 | -0.57566 | -0.10162 | 0.22671 | 0.55503 | 1.0291
Residential | 100 | 2014-05-16 | Aggregate | 11 | Residential¦100¦41775¦Aggregate¦11 |  |  | 9.8104 |  | 11.9288 | 681 |  |  | 11.0358 | 94.1317 | 11.8192 | 662 | 13 | 16 | 1.1108 | 10.8978 | 10623 | -1.2254 | -0.13804 | 0.45711 | 0.45937 | 0.50778 | 0.64805 | 0.68473 | -2.0559 | -1.5652 | -1.2254 | -0.88551 | -0.39484 | -1.0156 | -0.49711 | -0.13804 | 0.22103 | 0.73948
Residential | 100 | 2014-05-14 | Aggregate | 23 | Residential¦100¦41773¦Aggregate¦23 |  |  | 11.9455 |  | 11.2446 | 685 |  |  | 15.8184 | 71.4407 | 15.4323 | 668 | 17 | 20 | 1.0626 | 12.6936 | 10623 | -3.8728 | -3.1247 | 0.42963 | 0.59709 | 0.45654 | 0.7356 | 0.75163 | -4.8155 | -4.2586 | -3.8728 | -3.4871 | -2.9301 | -4.088 | -3.5189 | -3.1247 | -2.7306 | -2.1615
Residential | 100 | 2014-05-14 | Per Premise | 8 | Residential¦100¦41773¦Per Premise¦8 |  |  | 0.69943 |  | 0.6818 | 685 |  |  | 0.71434 | 85.1322 | 0.60187 | 668 | 17 | 20 | 1.0626 | 0.74323 | 10623 | -0.014913 | 0.028889 | 0.02605 | 0.023287 | 0.027682 | 0.034941 | 0.036174 | -0.059692 | -0.033236 | -0.014913 | 0.0034105 | 0.029866 | -0.01747 | 0.0099193 | 0.028889 | 0.047859 | 0.075248
Residential | 100 | 2014-05-16 | Per Premise | 7 | Residential¦100¦41775¦Per Premise¦7 |  |  | 0.62823 |  | 0.64424 | 681 |  |  | 0.68405 | 76.3192 | 0.5709 | 662 | 13 | 16 | 1.1108 | 0.69786 | 10623 | -0.055812 | 0.013817 | 0.024687 | 0.022189 | 0.027423 | 0.033194 | 0.035276 | -0.098351 | -0.073219 | -0.055812 | -0.038405 | -0.013273 | -0.031391 | -0.0046817 | 0.013817 | 0.032316 | 0.059025
Residential | 100 | 2014-05-16 | Per Premise | 22 | Residential¦100¦41775¦Per Premise¦22 |  |  | 1.2985 |  | 1.2598 | 681 |  |  | 1.4892 | 66.8878 | 1.3835 | 662 | 13 | 16 | 1.1108 | 1.4424 | 10623 | -0.19073 | -0.046822 | 0.048274 | 0.05377 | 0.053624 | 0.072261 | 0.075939 | -0.28334 | -0.22863 | -0.19073 | -0.15284 | -0.098127 | -0.14414 | -0.086645 | -0.046822 | -0.0069996 | 0.050498
Residential | 100 | 2014-05-14 | Per Premise | 9 | Residential¦100¦41773¦Per Premise¦9 |  |  | 0.69652 |  | 0.76557 | 685 |  |  | 0.7592 | 91.5392 | 0.70631 | 668 | 17 | 20 | 1.0626 | 0.74014 | 10623 | -0.06268 | -0.019061 | 0.029251 | 0.027328 | 0.031083 | 0.04003 | 0.041388 | -0.11398 | -0.083672 | -0.06268 | -0.041688 | -0.011379 | -0.072101 | -0.040764 | -0.019061 | 0.0026434 | 0.03398
Residential | 100 | 2014-05-15 | Per Premise | 18 | Residential¦100¦41774¦Per Premise¦18 |  |  | 1.8327 |  | 1.8967 | 680 |  |  | 1.3128 | 89.1909 | 1.3192 | 666 | 17 | 20 | 1.1025 | 2.0206 | 10623 | 0.51996 | 0.70783 | 0.072734 | 0.051118 | 0.08019 | 0.0889 | 0.095097 | 0.40603 | 0.47334 | 0.51996 | 0.56658 | 0.63389 | 0.58596 | 0.65796 | 0.70783 | 0.7577 | 0.82971
Residential | 100 | 2014-05-14 | Per Premise | 5 | Residential¦100¦41773¦Per Premise¦5 |  |  | 0.50393 |  | 0.43172 | 685 |  |  | 0.53669 | 63.9183 | 0.44336 | 668 | 17 | 20 | 1.0626 | 0.53549 | 10623 | -0.032766 | -0.0012073 | 0.016495 | 0.017154 | 0.017528 | 0.023798 | 0.024525 | -0.063264 | -0.045246 | -0.032766 | -0.020286 | -0.0022674 | -0.032638 | -0.014068 | -0.0012073 | 0.011654 | 0.030223
Residential | 100 | 2014-05-15 | Per Premise | 4 | Residential¦100¦41774¦Per Premise¦4 |  |  | 0.53157 |  | 0.45323 | 680 |  |  | 0.59286 | 64.389 | 0.5744 | 666 | 17 | 20 | 1.1025 | 0.58606 | 10623 | -0.061297 | -0.0068066 | 0.017381 | 0.022258 | 0.019162 | 0.02824 | 0.02937 | -0.097488 | -0.076106 | -0.061297 | -0.046488 | -0.025106 | -0.044446 | -0.022208 | -0.0068066 | 0.008595 | 0.030832
Residential | 100 | 2014-05-16 | Aggregate | 14 | Residential¦100¦41775¦Aggregate¦14 |  |  | 14.1875 |  | 17.2251 | 681 |  |  | 11.1452 | 92.6619 | 11.4097 | 662 | 13 | 16 | 1.1108 | 15.76 | 10623 | 3.0424 | 4.6148 | 0.66007 | 0.44345 | 0.73323 | 0.7952 | 0.85689 | 2.0233 | 2.6254 | 3.0424 | 3.4594 | 4.0614 | 3.5166 | 4.1654 | 4.6148 | 5.0642 | 5.713
Residential | 100 | 2014-05-16 | Aggregate | 2 | Residential¦100¦41775¦Aggregate¦2 |  |  | 7.3616 |  | 7.9927 | 681 |  |  | 8.2591 | 67.6365 | 9.0905 | 662 | 13 | 16 | 1.1108 | 8.1775 | 10623 | -0.89748 | -0.081576 | 0.30628 | 0.35331 | 0.34023 | 0.46759 | 0.4905 | -1.4967 | -1.1427 | -0.89748 | -0.65228 | -0.29824 | -0.71017 | -0.33879 | -0.081576 | 0.17564 | 0.54702
Residential | 100 | 2014-05-16 | Aggregate | 100 | Residential¦100¦41775¦Aggregate¦100 |  |  | 14.5263 |  | 17.5858 | 2724 |  |  | 11.6133 | 92.108 | 12.0523 | 2648 | 13 | 16 | 1.1108 | 16.1363 | 10623 | 2.913 | 4.523 | 0.33694 | 0.23421 | 0.37429 | 0.41035 | 0.44153 | 2.3871 | 2.6978 | 2.913 | 3.1282 | 3.4389 | 3.9572 | 4.2915 | 4.523 | 4.7545 | 5.0888
Residential | 100 | 2014-05-16 | Aggregate | 20 | Residential¦100¦41775¦Aggregate¦20 |  |  | 16.0035 |  | 15.9888 | 681 |  |  | 19.1917 | 70.9136 | 17.9733 | 662 | 13 | 16 | 1.1108 | 17.7773 | 10623 | -3.1882 | -1.4145 | 0.61269 | 0.69855 | 0.6806 | 0.92917 | 0.97529 | -4.379 | -3.6754 | -3.1882 | -2.7009 | -1.9974 | -2.6643 | -1.9259 | -1.4145 | -0.90301 | -0.16457
Residential | 100 | 2014-05-16 | Aggregate | 10 | Residential¦100¦41775¦Aggregate¦10 |  |  | 8.6392 |  | 9.6561 | 681 |  |  | 10.0993 | 91.63 | 10.2949 | 662 | 13 | 16 | 1.1108 | 9.5968 | 10623 | -1.4601 | -0.50254 | 0.37002 | 0.40012 | 0.41103 | 0.54499 | 0.57363 | -2.1585 | -1.7458 | -1.4601 | -1.1743 | -0.76162 | -1.2377 | -0.80335 | -0.50254 | -0.20173 | 0.23259
Residential | 100 | 2014-05-14 | Per Premise | 12 | Residential¦100¦41773¦Per Premise¦12 |  |  | 0.92828 |  | 1.1502 | 685 |  |  | 1.0161 | 95.3521 | 1.2523 | 668 | 17 | 20 | 1.0626 | 0.98641 | 10623 | -0.087839 | -0.029705 | 0.043947 | 0.048451 | 0.046699 | 0.065413 | 0.067293 | -0.17167 | -0.12214 | -0.087839 | -0.053536 | -0.0040088 | -0.11594 | -0.064994 | -0.029705 | 0.0055832 | 0.056534
Residential | 100 | 2014-05-16 | Aggregate | 12 | Residential¦100¦41775¦Aggregate¦12 |  |  | 11.4035 |  | 14.0074 | 681 |  |  | 12.6674 | 94.9217 | 14.273 | 662 | 13 | 16 | 1.1108 | 12.6674 | 10623 | -1.2639 | 7.16e-08 | 0.53676 | 0.55474 | 0.59625 | 0.77191 | 0.8144 | -2.2531 | -1.6687 | -1.2639 | -0.85909 | -0.27464 | -1.0437 | -0.42707 | 7.16e-08 | 0.42707 | 1.0437
Residential | 100 | 2014-05-16 | Aggregate | 4 | Residential¦100¦41775¦Aggregate¦4 |  |  | 6.1398 |  | 6.5249 | 681 |  |  | 6.5951 | 66.6056 | 6.6036 | 662 | 13 | 16 | 1.1108 | 6.8203 | 10623 | -0.45528 | 0.22521 | 0.25004 | 0.25666 | 0.27775 | 0.35832 | 0.37818 | -0.91448 | -0.64318 | -0.45528 | -0.26738 | 0.0039202 | -0.25944 | 0.026897 | 0.22521 | 0.42353 | 0.70986
Residential | 100 | 2014-05-14 | Per Premise | 19 | Residential¦100¦41773¦Per Premise¦19 |  |  | 1.6802 |  | 1.7329 | 685 |  |  | 1.2374 | 83.7828 | 1.1319 | 668 | 17 | 20 | 1.0626 | 1.7854 | 10623 | 0.44285 | 0.54808 | 0.06621 | 0.043795 | 0.070357 | 0.079384 | 0.082874 | 0.34112 | 0.40122 | 0.44285 | 0.48448 | 0.54459 | 0.44187 | 0.50462 | 0.54808 | 0.59154 | 0.65428
Residential | 100 | 2014-05-15 | Aggregate | 15 | Residential¦100¦41774¦Aggregate¦15 |  |  | 16.1714 |  | 18.6969 | 680 |  |  | 18.6301 | 96.7807 | 20.7475 | 666 | 17 | 20 | 1.1025 | 17.8292 | 10623 | -2.4586 | -0.80092 | 0.71699 | 0.80395 | 0.79049 | 1.0772 | 1.1275 | -3.8392 | -3.0235 | -2.4586 | -1.8937 | -1.0781 | -2.2458 | -1.3922 | -0.80092 | -0.20967 | 0.64401
Residential | 100 | 2014-05-15 | Aggregate | 12 | Residential¦100¦41774¦Aggregate¦12 |  |  | 11.8562 |  | 14.5731 | 680 |  |  | 13.9174 | 97.7384 | 16.4919 | 666 | 17 | 20 | 1.1025 | 13.0716 | 10623 | -2.0612 | -0.84585 | 0.55885 | 0.63905 | 0.61614 | 0.84894 | 0.8877 | -3.1492 | -2.5064 | -2.0612 | -1.616 | -0.97326 | -1.9835 | -1.3114 | -0.84585 | -0.38034 | 0.29178
Residential | 100 | 2014-05-15 | Aggregate | 11 | Residential¦100¦41774¦Aggregate¦11 |  |  | 10.153 |  | 12.6785 | 680 |  |  | 11.4925 | 97.7592 | 12.9575 | 666 | 17 | 20 | 1.1025 | 11.1938 | 10623 | -1.3395 | -0.29869 | 0.4862 | 0.50209 | 0.53604 | 0.69892 | 0.73446 | -2.2352 | -1.706 | -1.3395 | -0.97295 | -0.44377 | -1.2399 | -0.68384 | -0.29869 | 0.086465 | 0.64256
Residential | 100 | 2014-05-16 | Aggregate | 16 | Residential¦100¦41775¦Aggregate¦16 |  |  | 15.958 |  | 18.6982 | 681 |  |  | 12.2518 | 90.2799 | 13.0396 | 662 | 13 | 16 | 1.1108 | 17.7266 | 10623 | 3.7062 | 5.4748 | 0.71652 | 0.5068 | 0.79593 | 0.87763 | 0.94358 | 2.5814 | 3.2459 | 3.7062 | 4.1664 | 4.8309 | 4.2656 | 4.98 | 5.4748 | 5.9697 | 6.6841
Residential | 100 | 2014-05-15 | Per Premise | 22 | Residential¦100¦41774¦Per Premise¦22 |  |  | 1.4335 |  | 1.3124 | 680 |  |  | 1.8915 | 72.2155 | 1.7342 | 666 | 17 | 20 | 1.1025 | 1.5805 | 10623 | -0.45796 | -0.31101 | 0.050329 | 0.067201 | 0.055489 | 0.083958 | 0.087149 | -0.56556 | -0.50199 | -0.45796 | -0.41394 | -0.35037 | -0.4227 | -0.35672 | -0.31101 | -0.26531 | -0.19933
Residential | 100 | 2014-05-14 | Per Premise | 6 | Residential¦100¦41773¦Per Premise¦6 |  |  | 0.54888 |  | 0.49231 | 685 |  |  | 0.59339 | 69.975 | 0.53676 | 668 | 17 | 20 | 1.0626 | 0.58326 | 10623 | -0.04451 | -0.010136 | 0.01881 | 0.020768 | 0.019988 | 0.02802 | 0.028824 | -0.080419 | -0.059203 | -0.04451 | -0.029816 | -0.0086005 | -0.047075 | -0.025251 | -0.010136 | 0.0049795 | 0.026804
Residential | 100 | 2014-05-14 | Aggregate | 22 | Residential¦100¦41773¦Aggregate¦22 |  |  | 14.5984 |  | 13.0558 | 685 |  |  | 19.2612 | 73.2507 | 18.0658 | 668 | 17 | 20 | 1.0626 | 15.5127 | 10623 | -4.6628 | -3.7486 | 0.49883 | 0.69899 | 0.53007 | 0.85873 | 0.87725 | -5.7633 | -5.1131 | -4.6628 | -4.2125 | -3.5623 | -4.8728 | -4.2086 | -3.7486 | -3.2886 | -2.6243
Residential | 100 | 2014-05-14 | Aggregate | 21 | Residential¦100¦41773¦Aggregate¦21 |  |  | 16.2623 |  | 14.5634 | 685 |  |  | 20.9872 | 75.2312 | 20.2649 | 668 | 17 | 20 | 1.0626 | 17.2807 | 10623 | -4.7249 | -3.7064 | 0.55644 | 0.78407 | 0.59129 | 0.96145 | 0.98203 | -5.957 | -5.229 | -4.7249 | -4.2207 | -3.4927 | -4.965 | -4.2214 | -3.7064 | -3.1915 | -2.4479
Residential | 100 | 2014-05-15 | Aggregate | 3 | Residential¦100¦41774¦Aggregate¦3 |  |  | 6.0546 |  | 5.3418 | 680 |  |  | 6.9555 | 67.1071 | 7.558 | 666 | 17 | 20 | 1.1025 | 6.6753 | 10623 | -0.90086 | -0.28021 | 0.20485 | 0.29287 | 0.22585 | 0.3574 | 0.36983 | -1.3589 | -1.0883 | -0.90086 | -0.71344 | -0.44284 | -0.75417 | -0.47415 | -0.28021 | -0.086268 | 0.19375
Residential | 100 | 2014-05-14 | Aggregate | 10 | Residential¦100¦41773¦Aggregate¦10 |  |  | 8.2969 |  | 9.8212 | 685 |  |  | 9.1536 | 95.0201 | 9.6381 | 668 | 17 | 20 | 1.0626 | 8.8165 | 10623 | -0.85665 | -0.33705 | 0.37525 | 0.37291 | 0.39875 | 0.52903 | 0.54595 | -1.5346 | -1.1341 | -0.85665 | -0.57923 | -0.17867 | -1.0367 | -0.62335 | -0.33705 | -0.050758 | 0.36261
Residential | 100 | 2014-05-14 | Aggregate | 7 | Residential¦100¦41773¦Aggregate¦7 |  |  | 6.5629 |  | 5.5265 | 685 |  |  | 7.1752 | 78.3102 | 5.8801 | 668 | 17 | 20 | 1.0626 | 6.9739 | 10623 | -0.61225 | -0.20125 | 0.21116 | 0.22751 | 0.22438 | 0.3104 | 0.31954 | -1.01 | -0.77502 | -0.61225 | -0.44948 | -0.21446 | -0.61075 | -0.36881 | -0.20125 | -0.033678 | 0.20826
Residential | 100 | 2014-05-15 | Aggregate | 9 | Residential¦100¦41774¦Aggregate¦9 |  |  | 8.1463 |  | 8.0354 | 680 |  |  | 9.1428 | 94.706 | 8.7484 | 666 | 17 | 20 | 1.1025 | 8.9814 | 10623 | -0.9965 | -0.16143 | 0.30814 | 0.33899 | 0.33973 | 0.45811 | 0.47993 | -1.5836 | -1.2367 | -0.9965 | -0.75626 | -0.4094 | -0.77648 | -0.4131 | -0.16143 | 0.090248 | 0.45363
Residential | 100 | 2014-05-14 | Aggregate | 3 | Residential¦100¦41773¦Aggregate¦3 |  |  | 5.8148 |  | 5.1689 | 685 |  |  | 6.0713 | 65.1498 | 5.9686 | 668 | 17 | 20 | 1.0626 | 6.179 | 10623 | -0.25645 | 0.1077 | 0.19749 | 0.23093 | 0.20986 | 0.30386 | 0.31204 | -0.64587 | -0.4158 | -0.25645 | -0.097104 | 0.13297 | -0.2922 | -0.055932 | 0.1077 | 0.27134 | 0.50761
Residential | 100 | 2014-05-14 | Per Premise | 20 | Residential¦100¦41773¦Per Premise¦20 |  |  | 1.5401 |  | 1.5065 | 685 |  |  | 1.2741 | 78.6999 | 1.0747 | 668 | 17 | 20 | 1.0626 | 1.6366 | 10623 | 0.26605 | 0.3625 | 0.05756 | 0.041582 | 0.061164 | 0.071009 | 0.073961 | 0.17505 | 0.22881 | 0.26605 | 0.30329 | 0.35705 | 0.26772 | 0.32372 | 0.3625 | 0.40129 | 0.45728
Residential | 100 | 2014-05-16 | Per Premise | 16 | Residential¦100¦41775¦Per Premise¦16 |  |  | 1.5022 |  | 1.7602 | 681 |  |  | 1.1533 | 90.2799 | 1.2275 | 662 | 13 | 16 | 1.1108 | 1.6687 | 10623 | 0.34888 | 0.51538 | 0.06745 | 0.047707 | 0.074925 | 0.082616 | 0.088825 | 0.24301 | 0.30556 | 0.34888 | 0.39221 | 0.45476 | 0.40154 | 0.4688 | 0.51538 | 0.56196 | 0.62921
Residential | 100 | 2014-05-15 | Aggregate | 6 | Residential¦100¦41774¦Aggregate¦6 |  |  | 5.7238 |  | 5.147 | 680 |  |  | 6.5855 | 69.6051 | 6.322 | 666 | 17 | 20 | 1.1025 | 6.3106 | 10623 | -0.86173 | -0.27499 | 0.19738 | 0.24497 | 0.21761 | 0.3146 | 0.32767 | -1.2649 | -1.0267 | -0.86173 | -0.69676 | -0.45856 | -0.69492 | -0.44682 | -0.27499 | -0.10316 | 0.14493
Residential | 100 | 2014-05-16 | Aggregate | 24 | Residential¦100¦41775¦Aggregate¦24 |  |  | 10.0931 |  | 10.2372 | 681 |  |  | 10.6517 | 63.478 | 9.9362 | 662 | 13 | 16 | 1.1108 | 11.2117 | 10623 | -0.55861 | 0.56003 | 0.39229 | 0.38618 | 0.43577 | 0.55048 | 0.58226 | -1.2641 | -0.84728 | -0.55861 | -0.26994 | 0.14685 | -0.18617 | 0.25469 | 0.56003 | 0.86537 | 1.3062
Residential | 100 | 2014-05-15 | Aggregate | 5 | Residential¦100¦41774¦Aggregate¦5 |  |  | 5.6525 |  | 4.9686 | 680 |  |  | 6.0763 | 63.489 | 5.5587 | 666 | 17 | 20 | 1.1025 | 6.2319 | 10623 | -0.4238 | 0.15564 | 0.19054 | 0.2154 | 0.21007 | 0.28758 | 0.30087 | -0.79234 | -0.5746 | -0.4238 | -0.27299 | -0.055255 | -0.22995 | -0.0021407 | 0.15564 | 0.31341 | 0.54122
Residential | 100 | 2014-05-16 | Per Premise | 5 | Residential¦100¦41775¦Per Premise¦5 |  |  | 0.54949 |  | 0.58689 | 681 |  |  | 0.59909 | 64.9877 | 0.56745 | 662 | 13 | 16 | 1.1108 | 0.61039 | 10623 | -0.049607 | 0.011294 | 0.02249 | 0.022055 | 0.024982 | 0.031499 | 0.033324 | -0.089975 | -0.066125 | -0.049607 | -0.033089 | -0.0092393 | -0.031413 | -0.0061814 | 0.011294 | 0.028769 | 0.054001
Residential | 100 | 2014-05-14 | Aggregate | 15 | Residential¦100¦41773¦Aggregate¦15 |  |  | 13.6702 |  | 16.3791 | 685 |  |  | 14.6637 | 93.833 | 17.2134 | 668 | 17 | 20 | 1.0626 | 14.5263 | 10623 | -0.99342 | -0.13732 | 0.62581 | 0.66601 | 0.665 | 0.9139 | 0.94117 | -2.1646 | -1.4727 | -0.99342 | -0.51418 | 0.17778 | -1.3435 | -0.63087 | -0.13732 | 0.35623 | 1.0688
Residential | 100 | 2014-05-15 | Per Premise | 20 | Residential¦100¦41774¦Per Premise¦20 |  |  | 1.6675 |  | 1.6087 | 680 |  |  | 1.3461 | 80.868 | 1.0961 | 666 | 17 | 20 | 1.1025 | 1.8384 | 10623 | 0.32135 | 0.49228 | 0.061692 | 0.042475 | 0.068016 | 0.0749 | 0.080189 | 0.22536 | 0.28207 | 0.32135 | 0.36063 | 0.41734 | 0.38952 | 0.45023 | 0.49228 | 0.53433 | 0.59505
Residential | 100 | 2014-05-14 | Per Premise | 100 | Residential¦100¦41773¦Per Premise¦100 |  |  | 1.5892 |  | 1.659 | 2740 |  |  | 1.2404 | 84.8457 | 1.1357 | 2672 | 17 | 20 | 1.0626 | 1.6887 | 10623 | 0.34877 | 0.44829 | 0.031694 | 0.021971 | 0.033679 | 0.038565 | 0.040212 | 0.29934 | 0.32854 | 0.34877 | 0.36899 | 0.39819 | 0.39676 | 0.4272 | 0.44829 | 0.46938 | 0.49982
Residential | 100 | 2014-05-14 | Per Premise | 4 | Residential¦100¦41773¦Per Premise¦4 |  |  | 0.51552 |  | 0.46127 | 685 |  |  | 0.54332 | 64.0828 | 0.4685 | 668 | 17 | 20 | 1.0626 | 0.5478 | 10623 | -0.027804 | 0.0044803 | 0.017624 | 0.018127 | 0.018728 | 0.025282 | 0.026063 | -0.060204 | -0.041062 | -0.027804 | -0.014546 | 0.0045963 | -0.028921 | -0.0091874 | 0.0044803 | 0.018148 | 0.037882
Residential | 100 | 2014-05-15 | Per Premise | 1 | Residential¦100¦41774¦Per Premise¦1 |  |  | 0.7322 |  | 0.75814 | 680 |  |  | 0.86359 | 69.3535 | 0.88482 | 666 | 17 | 20 | 1.1025 | 0.80726 | 10623 | -0.13138 | -0.056328 | 0.029073 | 0.034286 | 0.032054 | 0.044953 | 0.046936 | -0.18899 | -0.15496 | -0.13138 | -0.10781 | -0.073775 | -0.11648 | -0.080941 | -0.056328 | -0.031714 | 0.003823
Residential | 100 | 2014-05-14 | Per Premise | 17 | Residential¦100¦41773¦Per Premise¦17 |  |  | 1.4995 |  | 1.7013 | 685 |  |  | 1.2499 | 89.4874 | 1.197 | 668 | 17 | 20 | 1.0626 | 1.5934 | 10623 | 0.24955 | 0.34346 | 0.065002 | 0.046311 | 0.069073 | 0.079813 | 0.083162 | 0.14727 | 0.2077 | 0.24955 | 0.2914 | 0.35183 | 0.23688 | 0.29985 | 0.34346 | 0.38707 | 0.45003
Residential | 100 | 2014-05-14 | Per Premise | 18 | Residential¦100¦41773¦Per Premise¦18 |  |  | 1.6369 |  | 1.6834 | 685 |  |  | 1.2002 | 87.4125 | 1.1373 | 668 | 17 | 20 | 1.0626 | 1.7394 | 10623 | 0.43662 | 0.53913 | 0.064318 | 0.044002 | 0.068346 | 0.07793 | 0.081286 | 0.33675 | 0.39575 | 0.43662 | 0.47749 | 0.53649 | 0.43495 | 0.4965 | 0.53913 | 0.58175 | 0.6433
Residential | 100 | 2014-05-15 | Per Premise | 12 | Residential¦100¦41774¦Per Premise¦12 |  |  | 1.1161 |  | 1.3718 | 680 |  |  | 1.3101 | 97.7384 | 1.5525 | 666 | 17 | 20 | 1.1025 | 1.2305 | 10623 | -0.19403 | -0.079624 | 0.052608 | 0.060157 | 0.058001 | 0.079915 | 0.083564 | -0.29645 | -0.23594 | -0.19403 | -0.15213 | -0.091618 | -0.18672 | -0.12345 | -0.079624 | -0.035803 | 0.027467
Residential | 100 | 2014-05-15 | Aggregate | 17 | Residential¦100¦41774¦Aggregate¦17 |  |  | 18.6097 |  | 20.0931 | 680 |  |  | 15.3489 | 92.3482 | 15.1573 | 666 | 17 | 20 | 1.1025 | 20.5173 | 10623 | 3.2608 | 5.1684 | 0.77054 | 0.58733 | 0.84952 | 0.96886 | 1.0328 | 2.0191 | 2.7527 | 3.2608 | 3.7688 | 4.5024 | 3.8449 | 4.6268 | 5.1684 | 5.71 | 6.492
Residential | 100 | 2014-05-16 | Per Premise | 100 | Residential¦100¦41775¦Per Premise¦100 |  |  | 1.3674 |  | 1.6554 | 2724 |  |  | 1.0932 | 92.108 | 1.1345 | 2648 | 13 | 16 | 1.1108 | 1.519 | 10623 | 0.27422 | 0.42578 | 0.031718 | 0.022048 | 0.035234 | 0.038628 | 0.041563 | 0.22471 | 0.25396 | 0.27422 | 0.29448 | 0.32372 | 0.37251 | 0.40398 | 0.42578 | 0.44757 | 0.47904
Residential | 100 | 2014-05-14 | Aggregate | 13 | Residential¦100¦41773¦Aggregate¦13 |  |  | 11.6308 |  | 14.1188 | 685 |  |  | 11.7001 | 95.0744 | 14.0186 | 668 | 17 | 20 | 1.0626 | 12.3592 | 10623 | -0.069318 | 0.65906 | 0.53945 | 0.5424 | 0.57324 | 0.76499 | 0.78917 | -1.0497 | -0.47048 | -0.069318 | 0.33184 | 0.91105 | -0.3523 | 0.24522 | 0.65906 | 1.0729 | 1.6704
Residential | 100 | 2014-05-15 | Per Premise | 16 | Residential¦100¦41774¦Per Premise¦16 |  |  | 1.6827 |  | 1.8814 | 680 |  |  | 1.8552 | 95.7379 | 1.9739 | 666 | 17 | 20 | 1.1025 | 1.8552 | 10623 | -0.17249 | -8.17e-09 | 0.072149 | 0.076487 | 0.079545 | 0.10515 | 0.11035 | -0.30724 | -0.22763 | -0.17249 | -0.11735 | -0.037738 | -0.14142 | -0.057869 | -8.17e-09 | 0.057869 | 0.14142
Residential | 100 | 2014-05-15 | Aggregate | 21 | Residential¦100¦41774¦Aggregate¦21 |  |  | 17.3703 |  | 15.7608 | 680 |  |  | 23.1799 | 74.8757 | 21.4179 | 666 | 17 | 20 | 1.1025 | 19.1509 | 10623 | -5.8096 | -4.029 | 0.6044 | 0.82993 | 0.66636 | 1.0267 | 1.0643 | -7.1254 | -6.348 | -5.8096 | -5.2712 | -4.4939 | -5.393 | -4.5871 | -4.029 | -3.4708 | -2.665
Residential | 100 | 2014-05-16 | Per Premise | 6 | Residential¦100¦41775¦Per Premise¦6 |  |  | 0.56155 |  | 0.60758 | 681 |  |  | 0.61352 | 68.9073 | 0.5281 | 662 | 13 | 16 | 1.1108 | 0.62378 | 10623 | -0.051971 | 0.010267 | 0.023283 | 0.020525 | 0.025863 | 0.031038 | 0.033018 | -0.091747 | -0.068247 | -0.051971 | -0.035694 | -0.012194 | -0.032047 | -0.0070477 | 0.010267 | 0.027581 | 0.052581
Residential | 100 | 2014-05-14 | Aggregate | 18 | Residential¦100¦41773¦Aggregate¦18 |  |  | 17.3883 |  | 17.8825 | 685 |  |  | 12.7501 | 87.4125 | 12.0812 | 668 | 17 | 20 | 1.0626 | 18.4773 | 10623 | 4.6382 | 5.7271 | 0.68325 | 0.46743 | 0.72604 | 0.82785 | 0.8635 | 3.5773 | 4.2041 | 4.6382 | 5.0723 | 5.6991 | 4.6205 | 5.2743 | 5.7271 | 6.18 | 6.8338
Residential | 100 | 2014-05-14 | Aggregate | 1 | Residential¦100¦41773¦Aggregate¦1 |  |  | 7.4073 |  | 6.8238 | 685 |  |  | 7.4888 | 66.1972 | 7.3959 | 668 | 17 | 20 | 1.0626 | 7.8711 | 10623 | -0.081578 | 0.3823 | 0.26072 | 0.28616 | 0.27705 | 0.38712 | 0.3983 | -0.57769 | -0.28458 | -0.081578 | 0.12143 | 0.41454 | -0.12814 | 0.17343 | 0.3823 | 0.59117 | 0.89275
Residential | 100 | 2014-05-16 | Aggregate | 23 | Residential¦100¦41775¦Aggregate¦23 |  |  | 12.1372 |  | 11.7651 | 681 |  |  | 13.847 | 64.392 | 12.7214 | 662 | 13 | 16 | 1.1108 | 13.4825 | 10623 | -1.7098 | -0.3646 | 0.45084 | 0.49443 | 0.50081 | 0.66912 | 0.70375 | -2.5673 | -2.0607 | -1.7098 | -1.3589 | -0.85229 | -1.2665 | -0.73365 | -0.3646 | 0.0044506 | 0.5373
Residential | 100 | 2014-05-15 | Per Premise | 24 | Residential¦100¦41774¦Per Premise¦24 |  |  | 0.96855 |  | 0.99754 | 680 |  |  | 1.1437 | 69.0815 | 1.1942 | 666 | 17 | 20 | 1.1025 | 1.0678 | 10623 | -0.17519 | -0.075909 | 0.038254 | 0.046276 | 0.042175 | 0.06004 | 0.062612 | -0.25214 | -0.20668 | -0.17519 | -0.14371 | -0.098249 | -0.15615 | -0.10874 | -0.075909 | -0.043075 | 0.0043316
Residential | 100 | 2014-05-14 | Aggregate | 17 | Residential¦100¦41773¦Aggregate¦17 |  |  | 15.929 |  | 18.0727 | 685 |  |  | 13.278 | 89.4874 | 12.7152 | 668 | 17 | 20 | 1.0626 | 16.9266 | 10623 | 2.651 | 3.6485 | 0.69052 | 0.49197 | 0.73376 | 0.84785 | 0.88343 | 1.5644 | 2.2064 | 2.651 | 3.0956 | 3.7375 | 2.5164 | 3.1853 | 3.6485 | 4.1118 | 4.7807
Residential | 100 | 2014-05-16 | Per Premise | 1 | Residential¦100¦41775¦Per Premise¦1 |  |  | 0.79937 |  | 0.86856 | 681 |  |  | 0.91238 | 68.3664 | 0.99475 | 662 | 13 | 16 | 1.1108 | 0.88797 | 10623 | -0.113 | -0.024408 | 0.033283 | 0.038662 | 0.036972 | 0.051015 | 0.053495 | -0.17838 | -0.13976 | -0.113 | -0.086252 | -0.047626 | -0.092964 | -0.05246 | -0.024408 | 0.003645 | 0.044149
Residential | 100 | 2014-05-14 | Per Premise | 15 | Residential¦100¦41773¦Per Premise¦15 |  |  | 1.2869 |  | 1.5418 | 685 |  |  | 1.3804 | 93.833 | 1.6204 | 668 | 17 | 20 | 1.0626 | 1.3674 | 10623 | -0.093516 | -0.012927 | 0.058911 | 0.062695 | 0.0626 | 0.08603 | 0.088597 | -0.20377 | -0.13863 | -0.093516 | -0.048402 | 0.016736 | -0.12647 | -0.059387 | -0.012927 | 0.033533 | 0.10061
Residential | 100 | 2014-05-15 | Aggregate | 22 | Residential¦100¦41774¦Aggregate¦22 |  |  | 15.2284 |  | 13.942 | 680 |  |  | 20.0933 | 72.2155 | 18.4229 | 666 | 17 | 20 | 1.1025 | 16.7894 | 10623 | -4.865 | -3.3039 | 0.53465 | 0.71387 | 0.58946 | 0.89189 | 0.92578 | -6.008 | -5.3327 | -4.865 | -4.3972 | -3.722 | -4.4904 | -3.7894 | -3.3039 | -2.8184 | -2.1175
Residential | 100 | 2014-05-15 | Aggregate | 7 | Residential¦100¦41774¦Aggregate¦7 |  |  | 6.3787 |  | 5.5266 | 680 |  |  | 7.3473 | 78.5032 | 6.2219 | 666 | 17 | 20 | 1.1025 | 7.0325 | 10623 | -0.96866 | -0.31478 | 0.21193 | 0.24109 | 0.23366 | 0.321 | 0.33574 | -1.38 | -1.137 | -0.96866 | -0.80032 | -0.55728 | -0.74506 | -0.49085 | -0.31478 | -0.13872 | 0.11549
Residential | 100 | 2014-05-15 | Per Premise | 2 | Residential¦100¦41774¦Per Premise¦2 |  |  | 0.62892 |  | 0.59266 | 680 |  |  | 0.73636 | 68.2575 | 0.77871 | 666 | 17 | 20 | 1.1025 | 0.69339 | 10623 | -0.10744 | -0.04297 | 0.022727 | 0.030174 | 0.025057 | 0.037776 | 0.039222 | -0.15585 | -0.12725 | -0.10744 | -0.08763 | -0.059028 | -0.093235 | -0.063538 | -0.04297 | -0.022402 | 0.0072946
Residential | 100 | 2014-05-15 | Per Premise | 14 | Residential¦100¦41774¦Per Premise¦14 |  |  | 1.3951 |  | 1.6684 | 680 |  |  | 1.6348 | 96.7187 | 1.8607 | 666 | 17 | 20 | 1.1025 | 1.5382 | 10623 | -0.23966 | -0.096647 | 0.063982 | 0.072101 | 0.07054 | 0.096396 | 0.10087 | -0.3632 | -0.29021 | -0.23966 | -0.18911 | -0.11613 | -0.22592 | -0.14954 | -0.096647 | -0.043751 | 0.032622
Residential | 100 | 2014-05-16 | Per Premise | 24 | Residential¦100¦41775¦Per Premise¦24 |  |  | 0.95011 |  | 0.96368 | 681 |  |  | 1.0027 | 63.478 | 0.93535 | 662 | 13 | 16 | 1.1108 | 1.0554 | 10623 | -0.052585 | 0.052718 | 0.036928 | 0.036353 | 0.041021 | 0.05182 | 0.054812 | -0.11899 | -0.079759 | -0.052585 | -0.025411 | 0.013824 | -0.017525 | 0.023975 | 0.052718 | 0.081462 | 0.12296
Residential | 100 | 2014-05-16 | Aggregate | 9 | Residential¦100¦41775¦Aggregate¦9 |  |  | 8.1232 |  | 8.849 | 681 |  |  | 8.5971 | 89.2011 | 7.9543 | 662 | 13 | 16 | 1.1108 | 9.0235 | 10623 | -0.47389 | 0.42643 | 0.33909 | 0.30915 | 0.37668 | 0.45887 | 0.4873 | -1.0619 | -0.71452 | -0.47389 | -0.23326 | 0.11418 | -0.19807 | 0.17089 | 0.42643 | 0.68197 | 1.0509
Residential | 100 | 2014-05-14 | Aggregate | 16 | Residential¦100¦41773¦Aggregate¦16 |  |  | 15.1577 |  | 17.5164 | 685 |  |  | 16.107 | 92.2541 | 17.9357 | 668 | 17 | 20 | 1.0626 | 16.107 | 10623 | -0.94926 | -3.44e-07 | 0.66927 | 0.69395 | 0.71118 | 0.9641 | 0.99365 | -2.1848 | -1.4548 | -0.94926 | -0.44368 | 0.28629 | -1.2734 | -0.52107 | -3.44e-07 | 0.52107 | 1.2734
Residential | 100 | 2014-05-14 | Aggregate | 12 | Residential¦100¦41773¦Aggregate¦12 |  |  | 9.8611 |  | 12.2185 | 685 |  |  | 10.7942 | 95.3521 | 13.3027 | 668 | 17 | 20 | 1.0626 | 10.4787 | 10623 | -0.93311 | -0.31556 | 0.46685 | 0.5147 | 0.49608 | 0.69488 | 0.71485 | -1.8236 | -1.2975 | -0.93311 | -0.56872 | -0.042585 | -1.2317 | -0.69043 | -0.31556 | 0.05931 | 0.60056
Residential | 100 | 2014-05-16 | Per Premise | 11 | Residential¦100¦41775¦Per Premise¦11 |  |  | 0.92351 |  | 1.1229 | 681 |  |  | 1.0389 | 94.1317 | 1.1126 | 662 | 13 | 16 | 1.1108 | 1.0259 | 10623 | -0.11535 | -0.012994 | 0.043031 | 0.043243 | 0.0478 | 0.061005 | 0.064457 | -0.19353 | -0.14734 | -0.11535 | -0.083358 | -0.037169 | -0.0956 | -0.046796 | -0.012994 | 0.020807 | 0.069611
Residential | 100 | 2014-05-14 | Aggregate | 100 | Residential¦100¦41773¦Aggregate¦100 |  |  | 16.8818 |  | 17.6238 | 2740 |  |  | 13.1768 | 84.8457 | 12.0647 | 2672 | 17 | 20 | 1.0626 | 17.939 | 10623 | 3.705 | 4.7622 | 0.33669 | 0.2334 | 0.35777 | 0.40967 | 0.42717 | 3.1799 | 3.4901 | 3.705 | 3.9198 | 4.23 | 4.2147 | 4.5382 | 4.7622 | 4.9862 | 5.3096
Residential | 100 | 2014-05-14 | Aggregate | 20 | Residential¦100¦41773¦Aggregate¦20 |  |  | 16.3609 |  | 16.0034 | 685 |  |  | 13.5347 | 78.6999 | 11.4168 | 668 | 17 | 20 | 1.0626 | 17.3855 | 10623 | 2.8262 | 3.8508 | 0.61146 | 0.44173 | 0.64975 | 0.75432 | 0.78568 | 1.8595 | 2.4307 | 2.8262 | 3.2218 | 3.7929 | 2.8439 | 3.4388 | 3.8508 | 4.2629 | 4.8577
Residential | 100 | 2014-05-15 | Aggregate | 4 | Residential¦100¦41774¦Aggregate¦4 |  |  | 5.6468 |  | 4.8147 | 680 |  |  | 6.298 | 64.389 | 6.1019 | 666 | 17 | 20 | 1.1025 | 6.2257 | 10623 | -0.65116 | -0.072307 | 0.18463 | 0.23644 | 0.20356 | 0.29999 | 0.312 | -1.0356 | -0.80847 | -0.65116 | -0.49384 | -0.2667 | -0.47215 | -0.23592 | -0.072307 | 0.091304 | 0.32753
Residential | 100 | 2014-05-16 | Per Premise | 20 | Residential¦100¦41775¦Per Premise¦20 |  |  | 1.5065 |  | 1.5051 | 681 |  |  | 1.8066 | 70.9136 | 1.6919 | 662 | 13 | 16 | 1.1108 | 1.6735 | 10623 | -0.30012 | -0.13315 | 0.057676 | 0.065758 | 0.064068 | 0.087468 | 0.091809 | -0.41221 | -0.34599 | -0.30012 | -0.25425 | -0.18802 | -0.25081 | -0.18129 | -0.13315 | -0.085005 | -0.015492
Residential | 100 | 2014-05-15 | Per Premise | 19 | Residential¦100¦41774¦Per Premise¦19 |  |  | 1.816 |  | 1.798 | 680 |  |  | 1.3791 | 83.2984 | 1.3188 | 666 | 17 | 20 | 1.1025 | 2.0021 | 10623 | 0.43684 | 0.623 | 0.068952 | 0.051104 | 0.07602 | 0.085825 | 0.091601 | 0.32685 | 0.39184 | 0.43684 | 0.48185 | 0.54683 | 0.50561 | 0.57496 | 0.623 | 0.67103 | 0.74039
Residential | 100 | 2014-05-14 | Per Premise | 10 | Residential¦100¦41773¦Per Premise¦10 |  |  | 0.78103 |  | 0.92453 | 685 |  |  | 0.86167 | 95.0201 | 0.90728 | 668 | 17 | 20 | 1.0626 | 0.82995 | 10623 | -0.080641 | -0.031729 | 0.035324 | 0.035104 | 0.037537 | 0.0498 | 0.051393 | -0.14446 | -0.10676 | -0.080641 | -0.054526 | -0.016819 | -0.097592 | -0.05868 | -0.031729 | -0.0047781 | 0.034134
Residential | 100 | 2014-05-14 | Per Premise | 2 | Residential¦100¦41773¦Per Premise¦2 |  |  | 0.59969 |  | 0.54866 | 685 |  |  | 0.61789 | 62.9841 | 0.57027 | 668 | 17 | 20 | 1.0626 | 0.63725 | 10623 | -0.018194 | 0.019363 | 0.020963 | 0.022064 | 0.022276 | 0.030435 | 0.031354 | -0.057197 | -0.034154 | -0.018194 | -0.0022333 | 0.020811 | -0.020819 | 0.0029206 | 0.019363 | 0.035804 | 0.059544
Residential | 100 | 2014-05-16 | Aggregate | 5 | Residential¦100¦41775¦Aggregate¦5 |  |  | 5.8372 |  | 6.2345 | 681 |  |  | 6.3642 | 64.9877 | 6.0281 | 662 | 13 | 16 | 1.1108 | 6.4841 | 10623 | -0.52697 | 0.11998 | 0.23891 | 0.23429 | 0.26539 | 0.33461 | 0.35401 | -0.9558 | -0.70245 | -0.52697 | -0.3515 | -0.098149 | -0.3337 | -0.065666 | 0.11998 | 0.30562 | 0.57365
Residential | 100 | 2014-05-16 | Aggregate | 7 | Residential¦100¦41775¦Aggregate¦7 |  |  | 6.6737 |  | 6.8438 | 681 |  |  | 7.2666 | 76.3192 | 6.0647 | 662 | 13 | 16 | 1.1108 | 7.4134 | 10623 | -0.59289 | 0.14678 | 0.26225 | 0.23571 | 0.29132 | 0.35261 | 0.37474 | -1.0448 | -0.7778 | -0.59289 | -0.40798 | -0.141 | -0.33347 | -0.049734 | 0.14678 | 0.34329 | 0.62702
Residential | 100 | 2014-05-14 | Aggregate | 24 | Residential¦100¦41773¦Aggregate¦24 |  |  | 9.2815 |  | 8.8826 | 685 |  |  | 12.1129 | 69.6564 | 12.6544 | 668 | 17 | 20 | 1.0626 | 9.8627 | 10623 | -2.8314 | -2.2502 | 0.33939 | 0.48962 | 0.36064 | 0.59574 | 0.6081 | -3.5949 | -3.1438 | -2.8314 | -2.519 | -2.068 | -3.0295 | -2.5691 | -2.2502 | -1.9313 | -1.4709
Residential | 100 | 2014-05-15 | Per Premise | 23 | Residential¦100¦41774¦Per Premise¦23 |  |  | 1.2041 |  | 1.1943 | 680 |  |  | 1.5287 | 69.8818 | 1.4872 | 666 | 17 | 20 | 1.1025 | 1.3275 | 10623 | -0.32467 | -0.20124 | 0.045799 | 0.057629 | 0.050494 | 0.073612 | 0.076621 | -0.419 | -0.36327 | -0.32467 | -0.28607 | -0.23033 | -0.29943 | -0.24142 | -0.20124 | -0.16106 | -0.10304
Residential | 100 | 2014-05-14 | Per Premise | 3 | Residential¦100¦41773¦Per Premise¦3 |  |  | 0.54738 |  | 0.48657 | 685 |  |  | 0.57152 | 65.1498 | 0.56186 | 668 | 17 | 20 | 1.0626 | 0.58166 | 10623 | -0.024141 | 0.010139 | 0.018591 | 0.021739 | 0.019755 | 0.028604 | 0.029374 | -0.060799 | -0.039141 | -0.024141 | -0.0091409 | 0.012517 | -0.027506 | -0.0052652 | 0.010139 | 0.025543 | 0.047784
Residential | 100 | 2014-05-15 | Per Premise | 100 | Residential¦100¦41774¦Per Premise¦100 |  |  | 1.767 |  | 1.8027 | 2720 |  |  | 1.3707 | 86.4264 | 1.2961 | 2664 | 17 | 20 | 1.1025 | 1.9481 | 10623 | 0.39628 | 0.57741 | 0.034565 | 0.025111 | 0.038108 | 0.042723 | 0.045637 | 0.34153 | 0.37387 | 0.39628 | 0.41868 | 0.45103 | 0.51892 | 0.55348 | 0.57741 | 0.60134 | 0.6359
Residential | 100 | 2014-05-14 | Per Premise | 16 | Residential¦100¦41773¦Per Premise¦16 |  |  | 1.4269 |  | 1.6489 | 685 |  |  | 1.5162 | 92.2541 | 1.6884 | 668 | 17 | 20 | 1.0626 | 1.5162 | 10623 | -0.089358 | 4.22e-08 | 0.063002 | 0.065325 | 0.066947 | 0.090756 | 0.093538 | -0.20567 | -0.13695 | -0.089358 | -0.041766 | 0.02695 | -0.11987 | -0.049051 | 4.22e-08 | 0.049051 | 0.11987
Residential | 100 | 2014-05-15 | Per Premise | 5 | Residential¦100¦41774¦Per Premise¦5 |  |  | 0.5321 |  | 0.46772 | 680 |  |  | 0.572 | 63.489 | 0.52327 | 666 | 17 | 20 | 1.1025 | 0.58665 | 10623 | -0.039894 | 0.014651 | 0.017936 | 0.020276 | 0.019775 | 0.027071 | 0.028323 | -0.074587 | -0.05409 | -0.039894 | -0.025698 | -0.0052014 | -0.021646 | -0.0002015 | 0.014651 | 0.029503 | 0.050948
Residential | 100 | 2014-05-16 | Aggregate | 21 | Residential¦100¦41775¦Aggregate¦21 |  |  | 15.5474 |  | 14.9417 | 681 |  |  | 17.9899 | 68.2419 | 16.5009 | 662 | 13 | 16 | 1.1108 | 17.2705 | 10623 | -2.4425 | -0.71931 | 0.57257 | 0.64132 | 0.63603 | 0.85973 | 0.90323 | -3.5443 | -2.8933 | -2.4425 | -1.9916 | -1.3407 | -1.8769 | -1.193 | -0.71931 | -0.24566 | 0.43823
Residential | 100 | 2014-05-15 | Aggregate | 14 | Residential¦100¦41774¦Aggregate¦14 |  |  | 14.8207 |  | 17.7238 | 680 |  |  | 17.3666 | 96.7187 | 19.7664 | 666 | 17 | 20 | 1.1025 | 16.3399 | 10623 | -2.5459 | -1.0267 | 0.67968 | 0.76593 | 0.74935 | 1.024 | 1.0715 | -3.8583 | -3.0829 | -2.5459 | -2.0089 | -1.2336 | -2.3999 | -1.5886 | -1.0267 | -0.46477 | 0.34655
Residential | 100 | 2014-05-16 | Aggregate | 17 | Residential¦100¦41775¦Aggregate¦17 |  |  | 17.2155 |  | 18.7447 | 681 |  |  | 20.6443 | 87.234 | 22.6391 | 662 | 13 | 16 | 1.1108 | 19.1236 | 10623 | -3.4288 | -1.5208 | 0.7183 | 0.87989 | 0.79791 | 1.1359 | 1.1878 | -4.8845 | -4.0245 | -3.4288 | -2.8332 | -1.9732 | -3.043 | -2.1437 | -1.5208 | -0.89789 | 0.0014568
Residential | 100 | 2014-05-15 | Aggregate | 16 | Residential¦100¦41774¦Aggregate¦16 |  |  | 17.875 |  | 19.9864 | 680 |  |  | 19.7073 | 95.7379 | 20.9687 | 666 | 17 | 20 | 1.1025 | 19.7073 | 10623 | -1.8323 | 6.98e-07 | 0.76644 | 0.81252 | 0.84501 | 1.117 | 1.1723 | -3.2638 | -2.4181 | -1.8323 | -1.2466 | -0.40089 | -1.5023 | -0.61474 | 6.98e-07 | 0.61474 | 1.5023
Residential | 100 | 2014-05-16 | Aggregate | 3 | Residential¦100¦41775¦Aggregate¦3 |  |  | 6.6018 |  | 7.1397 | 681 |  |  | 7.2501 | 65.7039 | 7.84 | 662 | 13 | 16 | 1.1108 | 7.3335 | 10623 | -0.64833 | 0.083369 | 0.27359 | 0.30471 | 0.30392 | 0.40951 | 0.43036 | -1.1731 | -0.86307 | -0.64833 | -0.43358 | -0.12351 | -0.46816 | -0.14231 | 0.083369 | 0.30905 | 0.6349
Residential | 100 | 2014-05-15 | Aggregate | 19 | Residential¦100¦41774¦Aggregate¦19 |  |  | 19.2912 |  | 19.1007 | 680 |  |  | 14.6506 | 83.2984 | 14.0101 | 666 | 17 | 20 | 1.1025 | 21.2687 | 10623 | 4.6406 | 6.6181 | 0.73248 | 0.54288 | 0.80756 | 0.91172 | 0.97308 | 3.4722 | 4.1625 | 4.6406 | 5.1187 | 5.809 | 5.3711 | 6.1078 | 6.6181 | 7.1284 | 7.8651