## Dashboard
Cell Color Scheme |  |  |  |  | Tab Color Scheme
Yellow cells are inputs that can be changed by the user (only in the Dashboard and Custom Profiles tabs) |  |  |  |  | Light Orange tabs are where the user inputs values and views results
Orange cells contain drop down menus that allow the user to input custom values |  |  |  |  | Blue tab contains LSE-specific data from the 2017 IEPR that the user should input into the "IEPR Managed Retail Sales Forecast" cells on the Dashboard
Grey cells are intermediate calculations or results (should NOT be changed) |  |  |  |  | Gray tab documents data sources
Green cells are final outputs |  |  |  |  | Yellow tabs are read-only tabs that contain inputs and calculations
INPUTS | [7 empty] | RESULTS
Notes:
Input values (yellow cells) shown here are placeholders. Users should replace all inputs with values specific to their system.
Inputs and results are included for the 2018, 2022, 2026, and 2030 modeling years. Any intermediate years should be interpolated outside of this tool.
General Inputs
Metric |  | Unit | 2018 | 2022 | 2026 | 2030 | Notes | Energy Balance | Unit | 2018 | 2022 | 2026 | 2030 | Notes
Owned or contracted non-dispatchable GHG-emitting resources |  | MW | 80 | 63 | 0 | 0 | Perfect capacity - 100% CF; e.g. cogeneration | Energy for Load (excluding BTM PV) | GWh | 16772.8194 | 17348.7617 | 17850.7067 | 17907.8053
Emission Factor - Owned or contracted non-dispatchable GHG-emitting resources |  | tCO2/MWh | 0.428 | 0.428 | 0.428 | 0.428 | For multiple resources, input weighted average | Owned or contracted non-dispatchable GHG-emitting resources | GWh | 700.8 | 551.88 | 0 | 0
Fraction of EV owners that can charge at work |  | % | 6% | 14% | 22% | 30% | Values shown are "Mid" from CPUC IRP RESOLVE User Interface | Large Hydro | GWh | 0 | 0 | 0 | 0
[8 empty] | Nuclear | GWh | 0 | 0 | 0 | 0
Demand Inputs | [7 empty] | Renewable Generation (including BTM PV) | GWh | 7560.8911 | 8018.784 | 8735.3989 | 9457.3055 | Includes oversupply
Assigned Load Forecast for IRP (i.e., Managed Retail Sales Forecast) |  | GWh | 14682 | 14675 | 14617 | 14244 | Includes effect of BTM PV, AAEE, etc. | User-specified GHG-free Power | GWh | 0 | 0 | 0 | 0
[8 empty] | Storage Energy Imbalance | GWh | -11.6421 | -62.0518 | -68.4835 | -77.7041 | Due to storage losses and subhourly reserves.
Default Demand Inputs (based on sales-weighted share of total from IEPR) |  | Units | 2018 | 2022 | 2026 | 2030 | Notes | Clean Net Short | GWh | 8522.7704 | 8840.1495 | 9183.7913 | 8528.2038
Baseline net energy for load (no BTM PV, EV, electrification, energy efficiency) |  | GWh | 16805.4869 | 17776.9265 | 18718.9317 | 19143.3683 | Grossed up for T&D losses; demand met by BTM CHP excluded
Electrice Vehicle Load - Home Charging Only |  | GWh | 115.1594 | 297.2319 | 477.6137 | 598.0299 | Grossed up for T&D losses | Emissions | Unit | 2018 | 2022 | 2026 | 2030 | Notes
Electrice Vehicle Load - Home + Work Charging |  | GWh | 7.3506 | 48.3866 | 134.7115 | 256.2985 | Grossed up for T&D losses | Clean Net Short | MMtCO2/yr. | 3.3119 | 3.3555 | 3.5011 | 3.1553 | Includes oversupply emissions credits
Other Electrification |  | GWh | 8.0404 | 21.6336 | 36.9945 | 48.0653 | Grossed up for T&D losses | Owned or contracted non-dispatchable GHG-emitting resources | MMtCO2/yr. | 0.29994 | 0.2362 | 0 | 0
Building Electrification |  | GWh | 0 | 0 | 0 | 0 | Grossed up for T&D losses | Emissions offset for NW hydroelectric imports | MMtCO2/yr. | -0.19653 | -0.19798 | -0.19914 | -0.19711 | Scaled to LSE load ratio share within CAISO
Energy Efficiency |  | GWh | -163.2709 | -795.6776 | -1518.042 | -2138.6568 | Grossed up for T&D losses | Total | MMtCO2/yr. | 3.4153 | 3.3937 | 3.3019 | 2.9581
BTM PV |  | GWh | -927.2998 | -1516.3982 | -2086.3129 | -2551.6298 | Grossed up for T&D losses | Average emission intensity | tCO2/MWh | 0.20362 | 0.19562 | 0.18497 | 0.16519
Custom Demand Inputs (OPTIONAL; overwrites Assigned Load Forecast for IRP) | Use Custom? | Units | 2018 | 2022 | 2026 | 2030 | Notes
Baseline net energy for load (no BTM PV, EV, electrification, energy efficiency) | No | GWh |  |  |  |  | To overwrite, set "Use Custom" to "Yes" and input forecast. Custom demand values should be grossed up for T&D losses. User-specified load profiles should be input in the "Custom Profiles" tab. Energy efficiency and BTM PV subtract from demand and therefore should be entered as negative values. | Oversupply | Unit | 2018 | 2022 | 2026 | 2030 | Notes
Electrice Vehicle Load - Home Charging Only | No | GWh | [5 empty] | Oversupply | GWh | 116.6288 | 152.6567 | 243.386 | 449.3125 | Occurs when hourly supply exceeds hourly load
Electrice Vehicle Load - Home + Work Charging | No | GWh | [5 empty] | Oversupply Emission Credits | MMtCO2/yr. | 0.044358 | 0.025448 | 0.052795 | 0.018076
Other Electrification | No | GWh
Building Electrification | No | GWh | [5 empty] | Capacity/Peak | Unit | 2018 | 2022 | 2026 | 2030 | Notes
Energy Efficiency | No | GWh | [5 empty] | Profile Peak Load | MW | 3387.3341 | 3514.4134 | 3627.6151 | 3655.614 | Peak of hourly load profile - not a 1:10 peak
BTM PV | No | GWh | [5 empty] | Owned or contracted non-dispatchable GHG-emitting resources | MW | 80 | 63 | 0 | 0
Active Demand Inputs | Source | Units | 2018 | 2022 | 2026 | 2030 | Notes | Large Hydro | MW | 0 | 0 | 0 | 0
Baseline net energy for load (no BTM PV, EV, electrification, energy efficiency) | IEPR | GWh | 16805.4869 | 17776.9265 | 18718.9317 | 19143.3683 |  | Nuclear | MW | 0 | 0 | 0 | 0
Electrice Vehicle Load - Home Charging Only | IEPR | GWh | 115.1594 | 297.2319 | 477.6137 | 598.0299 |  | Total Baseload Renewables | MW | 37.3 | 20.3 | 20.3 | 32.3
Electrice Vehicle Load - Home + Work Charging | IEPR | GWh | 7.3506 | 48.3866 | 134.7115 | 256.2985 |  | Total Variable Renewables | MW | 2627.6246 | 2921.2518 | 3253.3498 | 3537.4902 | Includes BTM PV
Other Electrification | IEPR | GWh | 8.0404 | 21.6336 | 36.9945 | 48.0653 |  | User-specified GHG-free Power | MW | 0 | 0 | 0 | 0
Building Electrification | IEPR | GWh | 0 | 0 | 0 | 0 |  | Energy Storage | MW | 73 | 174 | 184 | 184
Energy Efficiency | IEPR | GWh | -163.2709 | -795.6776 | -1518.042 | -2138.6568 |  | Maximum Clean Net Short | MW | 2882.285 | 3061.7893 | 3230.8687 | 3232.5721
BTM PV | IEPR | GWh | -927.2998 | -1516.3982 | -2086.3129 | -2551.6298
Capacity Inputs (MW) | [7 empty] | SDG&E Added Calculations |  | 2018 | 2022 | 2026 | 2030 | Notes
Candidate Resource |  | Type | 2018 | 2022 | 2026 | 2030 | Notes | Oversupply as Percent of total energy needs | % | 0.694% | 0.8587% | 1.3% | 2.347% | Oversupply devided by Baseline Energy for Load
Battery Storage |  | Storage | 33 | 134 | 144 | 144 | Assumes 4-hr battery storage duration
Pumped Storage |  | Storage | 40 | 40 | 40 | 40 | Assumes at least 12-hr pumped storage duration | Emissions |  | 2018 | 2022 | 2026 | 2030
Large Hydro |  | Large Hydro | 0 | 0 | 0 | 0 | Assumes average dispatch based on RESOLVE | NOx | 1000 lb/yr. | 799.031 | 952.7845 | 954.6013 | 929.7182 | From Nox Sheet
Nuclear |  | Nuclear | 0 | 0 | 0 | 0 | Perfect capacity - 100% CF | PM 2.5 | 1000 lb/yr. | 408.6769 | 388.7419 | 405.0552 | 373.8789 | From PM Sheet
CAISO_Wind_for_CAISO |  | Wind | 0 | 0 | 0 | 0 | Existing wind located in CAISO
SW_Wind_for_CAISO |  | Wind | 0 | 0 | 0 | 0 | Existing wind located in SW and delivered to CAISO
Contracted_NW_Wind |  | Wind | 0 | 0 | 0 | 0 | Existing wind located in NW and delivered to CAISO
Northern_California_Wind |  | Wind | 0 | 0 | 0 | 0
Solano_Wind |  | Wind | 0 | 0 | 0 | 0
Central_Valley_North_Los_Banos_Wind |  | Wind | 0 | 0 | 0 | 0
Greater_Carrizo_Wind |  | Wind | 0 | 0 | 0 | 0
Tehachapi_Wind |  | Wind | 311 | 251 | 311 | 311
Kramer_Inyokern_Wind |  | Wind | 0 | 0 | 0 | 0
Southern_California_Desert_Wind |  | Wind | 0 | 0 | 0 | 0
Riverside_East_Palm_Springs_Wind |  | Wind | 53 | 11 | 0 | 53
Greater_Imperial_Wind |  | Wind | 315 | 315 | 315 | 315
Distributed_Wind |  | Wind | 0 | 0 | 0 | 0
Baja_California_Wind |  | Wind | 156 | 261 | 261 | 261
Pacific_Northwest_Wind |  | Wind | 0 | 0 | 0 | 0
NW_Ext_Tx_Wind |  | Wind | 0 | 0 | 0 | 0
Idaho_Wind |  | Wind | 0 | 0 | 0 | 0
Utah_Wind |  | Wind | 0 | 0 | 0 | 0
Wyoming_Wind |  | Wind | 0 | 0 | 0 | 0
Southern_Nevada_Northwest_Arizona_Wind |  | Wind | 0 | 0 | 0 | 0
Arizona_Wind |  | Wind | 0 | 0 | 0 | 0
New_Mexico_Wind |  | Wind | 0 | 0 | 0 | 0
SW_Ext_Tx_Wind |  | Wind | 0 | 0 | 0 | 0
BTM_Distributed_PV |  | Solar | 460.6246 | 753.2518 | 1036.3498 | 1267.4902 | Derived from demand inputs, grossed up for T&D losses. DO NOT EDIT
CAISO_Solar_for_CAISO |  | Solar | 0 | 0 | 0 | 0 | Existing solar located in CAISO
SW_Solar_for_CAISO |  | Solar | 0 | 0 | 0 | 0 | Existing solar located in SW and delivered to CAISO
IID_Solar_for_CAISO |  | Solar | 0 | 0 | 0 | 0 | Existing solar located in IID and delivered to CAISO
Northern_California_Solar |  | Solar | 0 | 0 | 0 | 0
Solano_Solar |  | Solar | 0 | 0 | 0 | 0
Central_Valley_North_Los_Banos_Solar |  | Solar | 0 | 0 | 0 | 0
Westlands_Solar |  | Solar | 0 | 0 | 0 | 0
Greater_Carrizo_Solar |  | Solar | 0 | 0 | 0 | 0
Tehachapi_Solar |  | Solar | 0 | 0 | 0 | 0
Kramer_Inyokern_Solar |  | Solar | 0 | 0 | 0 | 0
Mountain_Pass_El_Dorado_Solar |  | Solar | 0 | 0 | 0 | 0
Southern_California_Desert_Solar |  | Solar | 0 | 0 | 0 | 0
Riverside_East_Palm_Springs_Solar |  | Solar | 0 | 0 | 0 | 0
Greater_Imperial_Solar |  | Solar | 1205 | 1203 | 1203 | 1203
Baja_California_Solar |  | Solar | 0 | 0 | 0 | 0
Utah_Solar |  | Solar | 0 | 0 | 0 | 0
Southern_Nevada_Solar |  | Solar | 0 | 0 | 0 | 0
Arizona_Solar |  | Solar | 127 | 127 | 127 | 127
New_Mexico_Solar |  | Solar | 0 | 0 | 0 | 0
Geothermal |  | Geothermal | 0 | 0 | 0 | 0 | perfect capacity - 100% CF
Biomass |  | Biomass | 37 | 20 | 20 | 32 | perfect capacity - 100% CF
Small Hydro |  | Small Hydro | 0.3 | 0.3 | 0.3 | 0.3 | perfect capacity - 100% CF

## Custom Profiles
Notes:
RESOLVE renewable and load shapes in this document are based on 2007 weather year. If possible, user should synchronize custom shapes with 2007 weather
Profiles
|  |  | User-defined GHG-free power |  |  |  | Load and load modifier shapes
|  | Use Shape? | No |  |  |  | No | No | No | No | No
|  | Notes | To include a custom shape, set toggle to "yes" and add profile below (units = MW). Users wishing to add multiple custom GHG-free resources should add together the hourly production values outside of this tool and input the final 8760 shape in this tab. |  |  |  | Set toggle to "yes" to override default shape with custom shape below. Shape should be normalized - the sum of the hourly values over the entire year should equal 1. To normalize, divide original non-normalized shape by the annual total to get the normalized shape in "MW / annual MWh".
Month | Day | Hour | 2018 | 2022 | 2026 | 2030 | Baseline Load | EV - Home Charging | EV - Home and Work Charging | Building Electrification | Energy Efficiency
1 | 1 | 1 | 0 | 0 | 0 | 0 | 0 | 0 | 0 | 0 | 0
1 | 1 | 2 | 0 | 0 | 0 | 0 | 0 | 0 | 0 | 0 | 0
1 | 1 | 3 | 0 | 0 | 0 | 0 | 0 | 0 | 0 | 0 | 0
1 | 1 | 4 | 0 | 0 | 0 | 0 | 0 | 0 | 0 | 0 | 0
1 | 1 | 5 | 0 | 0 | 0 | 0 | 0 | 0 | 0 | 0 | 0
1 | 1 | 6 | 0 | 0 | 0 | 0 | 0 | 0 | 0 | 0 | 0
1 | 1 | 7 | 0 | 0 | 0 | 0 | 0 | 0 | 0 | 0 | 0
1 | 1 | 8 | 0 | 0 | 0 | 0 | 0 | 0 | 0 | 0 | 0
1 | 1 | 9 | 0 | 0 | 0 | 0 | 0 | 0 | 0 | 0 | 0
1 | 1 | 10 | 0 | 0 | 0 | 0 | 0 | 0 | 0 | 0 | 0
1 | 1 | 11 | 0 | 0 | 0 | 0 | 0 | 0 | 0 | 0 | 0
1 | 1 | 12 | 0 | 0 | 0 | 0 | 0 | 0 | 0 | 0 | 0
1 | 1 | 13 | 0 | 0 | 0 | 0 | 0 | 0 | 0 | 0 | 0
1 | 1 | 14 | 0 | 0 | 0 | 0 | 0 | 0 | 0 | 0 | 0
1 | 1 | 15 | 0 | 0 | 0 | 0 | 0 | 0 | 0 | 0 | 0
1 | 1 | 16 | 0 | 0 | 0 | 0 | 0 | 0 | 0 | 0 | 0
1 | 1 | 17 | 0 | 0 | 0 | 0 | 0 | 0 | 0 | 0 | 0
1 | 1 | 18 | 0 | 0 | 0 | 0 | 0 | 0 | 0 | 0 | 0
1 | 1 | 19 | 0 | 0 | 0 | 0 | 0 | 0 | 0 | 0 | 0
1 | 1 | 20 | 0 | 0 | 0 | 0 | 0 | 0 | 0 | 0 | 0
1 | 1 | 21 | 0 | 0 | 0 | 0 | 0 | 0 | 0 | 0 | 0
1 | 1 | 22 | 0 | 0 | 0 | 0 | 0 | 0 | 0 | 0 | 0
1 | 1 | 23 | 0 | 0 | 0 | 0 | 0 | 0 | 0 | 0 | 0
1 | 1 | 24 | 0 | 0 | 0 | 0 | 0 | 0 | 0 | 0 | 0
1 | 2 | 1 | 0 | 0 | 0 | 0 | 0 | 0 | 0 | 0 | 0
1 | 2 | 2 | 0 | 0 | 0 | 0 | 0 | 0 | 0 | 0 | 0
1 | 2 | 3 | 0 | 0 | 0 | 0 | 0 | 0 | 0 | 0 | 0
1 | 2 | 4 | 0 | 0 | 0 | 0 | 0 | 0 | 0 | 0 | 0
1 | 2 | 5 | 0 | 0 | 0 | 0 | 0 | 0 | 0 | 0 | 0
1 | 2 | 6 | 0 | 0 | 0 | 0 | 0 | 0 | 0 | 0 | 0
1 | 2 | 7 | 0 | 0 | 0 | 0 | 0 | 0 | 0 | 0 | 0
1 | 2 | 8 | 0 | 0 | 0 | 0 | 0 | 0 | 0 | 0 | 0
1 | 2 | 9 | 0 | 0 | 0 | 0 | 0 | 0 | 0 | 0 | 0
1 | 2 | 10 | 0 | 0 | 0 | 0 | 0 | 0 | 0 | 0 | 0
1 | 2 | 11 | 0 | 0 | 0 | 0 | 0 | 0 | 0 | 0 | 0
1 | 2 | 12 | 0 | 0 | 0 | 0 | 0 | 0 | 0 | 0 | 0
1 | 2 | 13 | 0 | 0 | 0 | 0 | 0 | 0 | 0 | 0 | 0
1 | 2 | 14 | 0 | 0 | 0 | 0 | 0 | 0 | 0 | 0 | 0
1 | 2 | 15 | 0 | 0 | 0 | 0 | 0 | 0 | 0 | 0 | 0
1 | 2 | 16 | 0 | 0 | 0 | 0 | 0 | 0 | 0 | 0 | 0
1 | 2 | 17 | 0 | 0 | 0 | 0 | 0 | 0 | 0 | 0 | 0
1 | 2 | 18 | 0 | 0 | 0 | 0 | 0 | 0 | 0 | 0 | 0
1 | 2 | 19 | 0 | 0 | 0 | 0 | 0 | 0 | 0 | 0 | 0
1 | 2 | 20 | 0 | 0 | 0 | 0 | 0 | 0 | 0 | 0 | 0
1 | 2 | 21 | 0 | 0 | 0 | 0 | 0 | 0 | 0 | 0 | 0
1 | 2 | 22 | 0 | 0 | 0 | 0 | 0 | 0 | 0 | 0 | 0
1 | 2 | 23 | 0 | 0 | 0 | 0 | 0 | 0 | 0 | 0 | 0
1 | 2 | 24 | 0 | 0 | 0 | 0 | 0 | 0 | 0 | 0 | 0
1 | 3 | 1 | 0 | 0 | 0 | 0 | 0 | 0 | 0 | 0 | 0
1 | 3 | 2 | 0 | 0 | 0 | 0 | 0 | 0 | 0 | 0 | 0
1 | 3 | 3 | 0 | 0 | 0 | 0 | 0 | 0 | 0 | 0 | 0
1 | 3 | 4 | 0 | 0 | 0 | 0 | 0 | 0 | 0 | 0 | 0
1 | 3 | 5 | 0 | 0 | 0 | 0 | 0 | 0 | 0 | 0 | 0
1 | 3 | 6 | 0 | 0 | 0 | 0 | 0 | 0 | 0 | 0 | 0
1 | 3 | 7 | 0 | 0 | 0 | 0 | 0 | 0 | 0 | 0 | 0
1 | 3 | 8 | 0 | 0 | 0 | 0 | 0 | 0 | 0 | 0 | 0
1 | 3 | 9 | 0 | 0 | 0 | 0 | 0 | 0 | 0 | 0 | 0
1 | 3 | 10 | 0 | 0 | 0 | 0 | 0 | 0 | 0 | 0 | 0
1 | 3 | 11 | 0 | 0 | 0 | 0 | 0 | 0 | 0 | 0 | 0
1 | 3 | 12 | 0 | 0 | 0 | 0 | 0 | 0 | 0 | 0 | 0
1 | 3 | 13 | 0 | 0 | 0 | 0 | 0 | 0 | 0 | 0 | 0
1 | 3 | 14 | 0 | 0 | 0 | 0 | 0 | 0 | 0 | 0 | 0
1 | 3 | 15 | 0 | 0 | 0 | 0 | 0 | 0 | 0 | 0 | 0
1 | 3 | 16 | 0 | 0 | 0 | 0 | 0 | 0 | 0 | 0 | 0
1 | 3 | 17 | 0 | 0 | 0 | 0 | 0 | 0 | 0 | 0 | 0
1 | 3 | 18 | 0 | 0 | 0 | 0 | 0 | 0 | 0 | 0 | 0
1 | 3 | 19 | 0 | 0 | 0 | 0 | 0 | 0 | 0 | 0 | 0
1 | 3 | 20 | 0 | 0 | 0 | 0 | 0 | 0 | 0 | 0 | 0
1 | 3 | 21 | 0 | 0 | 0 | 0 | 0 | 0 | 0 | 0 | 0
1 | 3 | 22 | 0 | 0 | 0 | 0 | 0 | 0 | 0 | 0 | 0
1 | 3 | 23 | 0 | 0 | 0 | 0 | 0 | 0 | 0 | 0 | 0
1 | 3 | 24 | 0 | 0 | 0 | 0 | 0 | 0 | 0 | 0 | 0
1 | 4 | 1 | 0 | 0 | 0 | 0 | 0 | 0 | 0 | 0 | 0
1 | 4 | 2 | 0 | 0 | 0 | 0 | 0 | 0 | 0 | 0 | 0
1 | 4 | 3 | 0 | 0 | 0 | 0 | 0 | 0 | 0 | 0 | 0
1 | 4 | 4 | 0 | 0 | 0 | 0 | 0 | 0 | 0 | 0 | 0
1 | 4 | 5 | 0 | 0 | 0 | 0 | 0 | 0 | 0 | 0 | 0
1 | 4 | 6 | 0 | 0 | 0 | 0 | 0 | 0 | 0 | 0 | 0
1 | 4 | 7 | 0 | 0 | 0 | 0 | 0 | 0 | 0 | 0 | 0
1 | 4 | 8 | 0 | 0 | 0 | 0 | 0 | 0 | 0 | 0 | 0
1 | 4 | 9 | 0 | 0 | 0 | 0 | 0 | 0 | 0 | 0 | 0
1 | 4 | 10 | 0 | 0 | 0 | 0 | 0 | 0 | 0 | 0 | 0
1 | 4 | 11 | 0 | 0 | 0 | 0 | 0 | 0 | 0 | 0 | 0
1 | 4 | 12 | 0 | 0 | 0 | 0 | 0 | 0 | 0 | 0 | 0
1 | 4 | 13 | 0 | 0 | 0 | 0 | 0 | 0 | 0 | 0 | 0
1 | 4 | 14 | 0 | 0 | 0 | 0 | 0 | 0 | 0 | 0 | 0
1 | 4 | 15 | 0 | 0 | 0 | 0 | 0 | 0 | 0 | 0 | 0
1 | 4 | 16 | 0 | 0 | 0 | 0 | 0 | 0 | 0 | 0 | 0
1 | 4 | 17 | 0 | 0 | 0 | 0 | 0 | 0 | 0 | 0 | 0
1 | 4 | 18 | 0 | 0 | 0 | 0 | 0 | 0 | 0 | 0 | 0
1 | 4 | 19 | 0 | 0 | 0 | 0 | 0 | 0 | 0 | 0 | 0
1 | 4 | 20 | 0 | 0 | 0 | 0 | 0 | 0 | 0 | 0 | 0
1 | 4 | 21 | 0 | 0 | 0 | 0 | 0 | 0 | 0 | 0 | 0
1 | 4 | 22 | 0 | 0 | 0 | 0 | 0 | 0 | 0 | 0 | 0
1 | 4 | 23 | 0 | 0 | 0 | 0 | 0 | 0 | 0 | 0 | 0
1 | 4 | 24 | 0 | 0 | 0 | 0 | 0 | 0 | 0 | 0 | 0
1 | 5 | 1 | 0 | 0 | 0 | 0 | 0 | 0 | 0 | 0 | 0
1 | 5 | 2 | 0 | 0 | 0 | 0 | 0 | 0 | 0 | 0 | 0
1 | 5 | 3 | 0 | 0 | 0 | 0 | 0 | 0 | 0 | 0 | 0
1 | 5 | 4 | 0 | 0 | 0 | 0 | 0 | 0 | 0 | 0 | 0
1 | 5 | 5 | 0 | 0 | 0 | 0 | 0 | 0 | 0 | 0 | 0
1 | 5 | 6 | 0 | 0 | 0 | 0 | 0 | 0 | 0 | 0 | 0
1 | 5 | 7 | 0 | 0 | 0 | 0 | 0 | 0 | 0 | 0 | 0
1 | 5 | 8 | 0 | 0 | 0 | 0 | 0 | 0 | 0 | 0 | 0
1 | 5 | 9 | 0 | 0 | 0 | 0 | 0 | 0 | 0 | 0 | 0
1 | 5 | 10 | 0 | 0 | 0 | 0 | 0 | 0 | 0 | 0 | 0
1 | 5 | 11 | 0 | 0 | 0 | 0 | 0 | 0 | 0 | 0 | 0
1 | 5 | 12 | 0 | 0 | 0 | 0 | 0 | 0 | 0 | 0 | 0
1 | 5 | 13 | 0 | 0 | 0 | 0 | 0 | 0 | 0 | 0 | 0
1 | 5 | 14 | 0 | 0 | 0 | 0 | 0 | 0 | 0 | 0 | 0
1 | 5 | 15 | 0 | 0 | 0 | 0 | 0 | 0 | 0 | 0 | 0
1 | 5 | 16 | 0 | 0 | 0 | 0 | 0 | 0 | 0 | 0 | 0
1 | 5 | 17 | 0 | 0 | 0 | 0 | 0 | 0 | 0 | 0 | 0
1 | 5 | 18 | 0 | 0 | 0 | 0 | 0 | 0 | 0 | 0 | 0
1 | 5 | 19 | 0 | 0 | 0 | 0 | 0 | 0 | 0 | 0 | 0
1 | 5 | 20 | 0 | 0 | 0 | 0 | 0 | 0 | 0 | 0 | 0
1 | 5 | 21 | 0 | 0 | 0 | 0 | 0 | 0 | 0 | 0 | 0
1 | 5 | 22 | 0 | 0 | 0 | 0 | 0 | 0 | 0 | 0 | 0
1 | 5 | 23 | 0 | 0 | 0 | 0 | 0 | 0 | 0 | 0 | 0
1 | 5 | 24 | 0 | 0 | 0 | 0 | 0 | 0 | 0 | 0 | 0
1 | 6 | 1 | 0 | 0 | 0 | 0 | 0 | 0 | 0 | 0 | 0
1 | 6 | 2 | 0 | 0 | 0 | 0 | 0 | 0 | 0 | 0 | 0
1 | 6 | 3 | 0 | 0 | 0 | 0 | 0 | 0 | 0 | 0 | 0
1 | 6 | 4 | 0 | 0 | 0 | 0 | 0 | 0 | 0 | 0 | 0
1 | 6 | 5 | 0 | 0 | 0 | 0 | 0 | 0 | 0 | 0 | 0
1 | 6 | 6 | 0 | 0 | 0 | 0 | 0 | 0 | 0 | 0 | 0
1 | 6 | 7 | 0 | 0 | 0 | 0 | 0 | 0 | 0 | 0 | 0
1 | 6 | 8 | 0 | 0 | 0 | 0 | 0 | 0 | 0 | 0 | 0
1 | 6 | 9 | 0 | 0 | 0 | 0 | 0 | 0 | 0 | 0 | 0
1 | 6 | 10 | 0 | 0 | 0 | 0 | 0 | 0 | 0 | 0 | 0
1 | 6 | 11 | 0 | 0 | 0 | 0 | 0 | 0 | 0 | 0 | 0
1 | 6 | 12 | 0 | 0 | 0 | 0 | 0 | 0 | 0 | 0 | 0
1 | 6 | 13 | 0 | 0 | 0 | 0 | 0 | 0 | 0 | 0 | 0
1 | 6 | 14 | 0 | 0 | 0 | 0 | 0 | 0 | 0 | 0 | 0
1 | 6 | 15 | 0 | 0 | 0 | 0 | 0 | 0 | 0 | 0 | 0
1 | 6 | 16 | 0 | 0 | 0 | 0 | 0 | 0 | 0 | 0 | 0
1 | 6 | 17 | 0 | 0 | 0 | 0 | 0 | 0 | 0 | 0 | 0
1 | 6 | 18 | 0 | 0 | 0 | 0 | 0 | 0 | 0 | 0 | 0
1 | 6 | 19 | 0 | 0 | 0 | 0 | 0 | 0 | 0 | 0 | 0
1 | 6 | 20 | 0 | 0 | 0 | 0 | 0 | 0 | 0 | 0 | 0
1 | 6 | 21 | 0 | 0 | 0 | 0 | 0 | 0 | 0 | 0 | 0
1 | 6 | 22 | 0 | 0 | 0 | 0 | 0 | 0 | 0 | 0 | 0
1 | 6 | 23 | 0 | 0 | 0 | 0 | 0 | 0 | 0 | 0 | 0
1 | 6 | 24 | 0 | 0 | 0 | 0 | 0 | 0 | 0 | 0 | 0
1 | 7 | 1 | 0 | 0 | 0 | 0 | 0 | 0 | 0 | 0 | 0
1 | 7 | 2 | 0 | 0 | 0 | 0 | 0 | 0 | 0 | 0 | 0
1 | 7 | 3 | 0 | 0 | 0 | 0 | 0 | 0 | 0 | 0 | 0
1 | 7 | 4 | 0 | 0 | 0 | 0 | 0 | 0 | 0 | 0 | 0
1 | 7 | 5 | 0 | 0 | 0 | 0 | 0 | 0 | 0 | 0 | 0
1 | 7 | 6 | 0 | 0 | 0 | 0 | 0 | 0 | 0 | 0 | 0
1 | 7 | 7 | 0 | 0 | 0 | 0 | 0 | 0 | 0 | 0 | 0
1 | 7 | 8 | 0 | 0 | 0 | 0 | 0 | 0 | 0 | 0 | 0
1 | 7 | 9 | 0 | 0 | 0 | 0 | 0 | 0 | 0 | 0 | 0
1 | 7 | 10 | 0 | 0 | 0 | 0 | 0 | 0 | 0 | 0 | 0
1 | 7 | 11 | 0 | 0 | 0 | 0 | 0 | 0 | 0 | 0 | 0
1 | 7 | 12 | 0 | 0 | 0 | 0 | 0 | 0 | 0 | 0 | 0
1 | 7 | 13 | 0 | 0 | 0 | 0 | 0 | 0 | 0 | 0 | 0
1 | 7 | 14 | 0 | 0 | 0 | 0 | 0 | 0 | 0 | 0 | 0
1 | 7 | 15 | 0 | 0 | 0 | 0 | 0 | 0 | 0 | 0 | 0
1 | 7 | 16 | 0 | 0 | 0 | 0 | 0 | 0 | 0 | 0 | 0
1 | 7 | 17 | 0 | 0 | 0 | 0 | 0 | 0 | 0 | 0 | 0
1 | 7 | 18 | 0 | 0 | 0 | 0 | 0 | 0 | 0 | 0 | 0
1 | 7 | 19 | 0 | 0 | 0 | 0 | 0 | 0 | 0 | 0 | 0
1 | 7 | 20 | 0 | 0 | 0 | 0 | 0 | 0 | 0 | 0 | 0
1 | 7 | 21 | 0 | 0 | 0 | 0 | 0 | 0 | 0 | 0 | 0
1 | 7 | 22 | 0 | 0 | 0 | 0 | 0 | 0 | 0 | 0 | 0
1 | 7 | 23 | 0 | 0 | 0 | 0 | 0 | 0 | 0 | 0 | 0
1 | 7 | 24 | 0 | 0 | 0 | 0 | 0 | 0 | 0 | 0 | 0
1 | 8 | 1 | 0 | 0 | 0 | 0 | 0 | 0 | 0 | 0 | 0
1 | 8 | 2 | 0 | 0 | 0 | 0 | 0 | 0 | 0 | 0 | 0
1 | 8 | 3 | 0 | 0 | 0 | 0 | 0 | 0 | 0 | 0 | 0
1 | 8 | 4 | 0 | 0 | 0 | 0 | 0 | 0 | 0 | 0 | 0
1 | 8 | 5 | 0 | 0 | 0 | 0 | 0 | 0 | 0 | 0 | 0
1 | 8 | 6 | 0 | 0 | 0 | 0 | 0 | 0 | 0 | 0 | 0
1 | 8 | 7 | 0 | 0 | 0 | 0 | 0 | 0 | 0 | 0 | 0
1 | 8 | 8 | 0 | 0 | 0 | 0 | 0 | 0 | 0 | 0 | 0
1 | 8 | 9 | 0 | 0 | 0 | 0 | 0 | 0 | 0 | 0 | 0
1 | 8 | 10 | 0 | 0 | 0 | 0 | 0 | 0 | 0 | 0 | 0
1 | 8 | 11 | 0 | 0 | 0 | 0 | 0 | 0 | 0 | 0 | 0
1 | 8 | 12 | 0 | 0 | 0 | 0 | 0 | 0 | 0 | 0 | 0
1 | 8 | 13 | 0 | 0 | 0 | 0 | 0 | 0 | 0 | 0 | 0
1 | 8 | 14 | 0 | 0 | 0 | 0 | 0 | 0 | 0 | 0 | 0
1 | 8 | 15 | 0 | 0 | 0 | 0 | 0 | 0 | 0 | 0 | 0
1 | 8 | 16 | 0 | 0 | 0 | 0 | 0 | 0 | 0 | 0 | 0
1 | 8 | 17 | 0 | 0 | 0 | 0 | 0 | 0 | 0 | 0 | 0
1 | 8 | 18 | 0 | 0 | 0 | 0 | 0 | 0 | 0 | 0 | 0
1 | 8 | 19 | 0 | 0 | 0 | 0 | 0 | 0 | 0 | 0 | 0
1 | 8 | 20 | 0 | 0 | 0 | 0 | 0 | 0 | 0 | 0 | 0
1 | 8 | 21 | 0 | 0 | 0 | 0 | 0 | 0 | 0 | 0 | 0
1 | 8 | 22 | 0 | 0 | 0 | 0 | 0 | 0 | 0 | 0 | 0
1 | 8 | 23 | 0 | 0 | 0 | 0 | 0 | 0 | 0 | 0 | 0
1 | 8 | 24 | 0 | 0 | 0 | 0 | 0 | 0 | 0 | 0 | 0
1 | 9 | 1 | 0 | 0 | 0 | 0 | 0 | 0 | 0 | 0 | 0
1 | 9 | 2 | 0 | 0 | 0 | 0 | 0 | 0 | 0 | 0 | 0
1 | 9 | 3 | 0 | 0 | 0 | 0 | 0 | 0 | 0 | 0 | 0
1 | 9 | 4 | 0 | 0 | 0 | 0 | 0 | 0 | 0 | 0 | 0
1 | 9 | 5 | 0 | 0 | 0 | 0 | 0 | 0 | 0 | 0 | 0
1 | 9 | 6 | 0 | 0 | 0 | 0 | 0 | 0 | 0 | 0 | 0
1 | 9 | 7 | 0 | 0 | 0 | 0 | 0 | 0 | 0 | 0 | 0
1 | 9 | 8 | 0 | 0 | 0 | 0 | 0 | 0 | 0 | 0 | 0
1 | 9 | 9 | 0 | 0 | 0 | 0 | 0 | 0 | 0 | 0 | 0
1 | 9 | 10 | 0 | 0 | 0 | 0 | 0 | 0 | 0 | 0 | 0
1 | 9 | 11 | 0 | 0 | 0 | 0 | 0 | 0 | 0 | 0 | 0
1 | 9 | 12 | 0 | 0 | 0 | 0 | 0 | 0 | 0 | 0 | 0
1 | 9 | 13 | 0 | 0 | 0 | 0 | 0 | 0 | 0 | 0 | 0
1 | 9 | 14 | 0 | 0 | 0 | 0 | 0 | 0 | 0 | 0 | 0
1 | 9 | 15 | 0 | 0 | 0 | 0 | 0 | 0 | 0 | 0 | 0
1 | 9 | 16 | 0 | 0 | 0 | 0 | 0 | 0 | 0 | 0 | 0
1 | 9 | 17 | 0 | 0 | 0 | 0 | 0 | 0 | 0 | 0 | 0
1 | 9 | 18 | 0 | 0 | 0 | 0 | 0 | 0 | 0 | 0 | 0
1 | 9 | 19 | 0 | 0 | 0 | 0 | 0 | 0 | 0 | 0 | 0
1 | 9 | 20 | 0 | 0 | 0 | 0 | 0 | 0 | 0 | 0 | 0
1 | 9 | 21 | 0 | 0 | 0 | 0 | 0 | 0 | 0 | 0 | 0
1 | 9 | 22 | 0 | 0 | 0 | 0 | 0 | 0 | 0 | 0 | 0
1 | 9 | 23 | 0 | 0 | 0 | 0 | 0 | 0 | 0 | 0 | 0
1 | 9 | 24 | 0 | 0 | 0 | 0 | 0 | 0 | 0 | 0 | 0
1 | 10 | 1 | 0 | 0 | 0 | 0 | 0 | 0 | 0 | 0 | 0
1 | 10 | 2 | 0 | 0 | 0 | 0 | 0 | 0 | 0 | 0 | 0
1 | 10 | 3 | 0 | 0 | 0 | 0 | 0 | 0 | 0 | 0 | 0
1 | 10 | 4 | 0 | 0 | 0 | 0 | 0 | 0 | 0 | 0 | 0
1 | 10 | 5 | 0 | 0 | 0 | 0 | 0 | 0 | 0 | 0 | 0
1 | 10 | 6 | 0 | 0 | 0 | 0 | 0 | 0 | 0 | 0 | 0
1 | 10 | 7 | 0 | 0 | 0 | 0 | 0 | 0 | 0 | 0 | 0
1 | 10 | 8 | 0 | 0 | 0 | 0 | 0 | 0 | 0 | 0 | 0
1 | 10 | 9 | 0 | 0 | 0 | 0 | 0 | 0 | 0 | 0 | 0
1 | 10 | 10 | 0 | 0 | 0 | 0 | 0 | 0 | 0 | 0 | 0
1 | 10 | 11 | 0 | 0 | 0 | 0 | 0 | 0 | 0 | 0 | 0
1 | 10 | 12 | 0 | 0 | 0 | 0 | 0 | 0 | 0 | 0 | 0
1 | 10 | 13 | 0 | 0 | 0 | 0 | 0 | 0 | 0 | 0 | 0
1 | 10 | 14 | 0 | 0 | 0 | 0 | 0 | 0 | 0 | 0 | 0
1 | 10 | 15 | 0 | 0 | 0 | 0 | 0 | 0 | 0 | 0 | 0
1 | 10 | 16 | 0 | 0 | 0 | 0 | 0 | 0 | 0 | 0 | 0
1 | 10 | 17 | 0 | 0 | 0 | 0 | 0 | 0 | 0 | 0 | 0
1 | 10 | 18 | 0 | 0 | 0 | 0 | 0 | 0 | 0 | 0 | 0
1 | 10 | 19 | 0 | 0 | 0 | 0 | 0 | 0 | 0 | 0 | 0
1 | 10 | 20 | 0 | 0 | 0 | 0 | 0 | 0 | 0 | 0 | 0
1 | 10 | 21 | 0 | 0 | 0 | 0 | 0 | 0 | 0 | 0 | 0
1 | 10 | 22 | 0 | 0 | 0 | 0 | 0 | 0 | 0 | 0 | 0
1 | 10 | 23 | 0 | 0 | 0 | 0 | 0 | 0 | 0 | 0 | 0
1 | 10 | 24 | 0 | 0 | 0 | 0 | 0 | 0 | 0 | 0 | 0
1 | 11 | 1 | 0 | 0 | 0 | 0 | 0 | 0 | 0 | 0 | 0
1 | 11 | 2 | 0 | 0 | 0 | 0 | 0 | 0 | 0 | 0 | 0
1 | 11 | 3 | 0 | 0 | 0 | 0 | 0 | 0 | 0 | 0 | 0
1 | 11 | 4 | 0 | 0 | 0 | 0 | 0 | 0 | 0 | 0 | 0
1 | 11 | 5 | 0 | 0 | 0 | 0 | 0 | 0 | 0 | 0 | 0
1 | 11 | 6 | 0 | 0 | 0 | 0 | 0 | 0 | 0 | 0 | 0
1 | 11 | 7 | 0 | 0 | 0 | 0 | 0 | 0 | 0 | 0 | 0
1 | 11 | 8 | 0 | 0 | 0 | 0 | 0 | 0 | 0 | 0 | 0
1 | 11 | 9 | 0 | 0 | 0 | 0 | 0 | 0 | 0 | 0 | 0
1 | 11 | 10 | 0 | 0 | 0 | 0 | 0 | 0 | 0 | 0 | 0
1 | 11 | 11 | 0 | 0 | 0 | 0 | 0 | 0 | 0 | 0 | 0
1 | 11 | 12 | 0 | 0 | 0 | 0 | 0 | 0 | 0 | 0 | 0
1 | 11 | 13 | 0 | 0 | 0 | 0 | 0 | 0 | 0 | 0 | 0
1 | 11 | 14 | 0 | 0 | 0 | 0 | 0 | 0 | 0 | 0 | 0
1 | 11 | 15 | 0 | 0 | 0 | 0 | 0 | 0 | 0 | 0 | 0
1 | 11 | 16 | 0 | 0 | 0 | 0 | 0 | 0 | 0 | 0 | 0
1 | 11 | 17 | 0 | 0 | 0 | 0 | 0 | 0 | 0 | 0 | 0
1 | 11 | 18 | 0 | 0 | 0 | 0 | 0 | 0 | 0 | 0 | 0
1 | 11 | 19 | 0 | 0 | 0 | 0 | 0 | 0 | 0 | 0 | 0
1 | 11 | 20 | 0 | 0 | 0 | 0 | 0 | 0 | 0 | 0 | 0
1 | 11 | 21 | 0 | 0 | 0 | 0 | 0 | 0 | 0 | 0 | 0
1 | 11 | 22 | 0 | 0 | 0 | 0 | 0 | 0 | 0 | 0 | 0
1 | 11 | 23 | 0 | 0 | 0 | 0 | 0 | 0 | 0 | 0 | 0
1 | 11 | 24 | 0 | 0 | 0 | 0 | 0 | 0 | 0 | 0 | 0
1 | 12 | 1 | 0 | 0 | 0 | 0 | 0 | 0 | 0 | 0 | 0
1 | 12 | 2 | 0 | 0 | 0 | 0 | 0 | 0 | 0 | 0 | 0
1 | 12 | 3 | 0 | 0 | 0 | 0 | 0 | 0 | 0 | 0 | 0
1 | 12 | 4 | 0 | 0 | 0 | 0 | 0 | 0 | 0 | 0 | 0
1 | 12 | 5 | 0 | 0 | 0 | 0 | 0 | 0 | 0 | 0 | 0
1 | 12 | 6 | 0 | 0 | 0 | 0 | 0 | 0 | 0 | 0 | 0
1 | 12 | 7 | 0 | 0 | 0 | 0 | 0 | 0 | 0 | 0 | 0
1 | 12 | 8 | 0 | 0 | 0 | 0 | 0 | 0 | 0 | 0 | 0
1 | 12 | 9 | 0 | 0 | 0 | 0 | 0 | 0 | 0 | 0 | 0
1 | 12 | 10 | 0 | 0 | 0 | 0 | 0 | 0 | 0 | 0 | 0
1 | 12 | 11 | 0 | 0 | 0 | 0 | 0 | 0 | 0 | 0 | 0
1 | 12 | 12 | 0 | 0 | 0 | 0 | 0 | 0 | 0 | 0 | 0
1 | 12 | 13 | 0 | 0 | 0 | 0 | 0 | 0 | 0 | 0 | 0
1 | 12 | 14 | 0 | 0 | 0 | 0 | 0 | 0 | 0 | 0 | 0
1 | 12 | 15 | 0 | 0 | 0 | 0 | 0 | 0 | 0 | 0 | 0
1 | 12 | 16 | 0 | 0 | 0 | 0 | 0 | 0 | 0 | 0 | 0
1 | 12 | 17 | 0 | 0 | 0 | 0 | 0 | 0 | 0 | 0 | 0
1 | 12 | 18 | 0 | 0 | 0 | 0 | 0 | 0 | 0 | 0 | 0
1 | 12 | 19 | 0 | 0 | 0 | 0 | 0 | 0 | 0 | 0 | 0
1 | 12 | 20 | 0 | 0 | 0 | 0 | 0 | 0 | 0 | 0 | 0
1 | 12 | 21 | 0 | 0 | 0 | 0 | 0 | 0 | 0 | 0 | 0
1 | 12 | 22 | 0 | 0 | 0 | 0 | 0 | 0 | 0 | 0 | 0
1 | 12 | 23 | 0 | 0 | 0 | 0 | 0 | 0 | 0 | 0 | 0
1 | 12 | 24 | 0 | 0 | 0 | 0 | 0 | 0 | 0 | 0 | 0
1 | 13 | 1 | 0 | 0 | 0 | 0 | 0 | 0 | 0 | 0 | 0
1 | 13 | 2 | 0 | 0 | 0 | 0 | 0 | 0 | 0 | 0 | 0
1 | 13 | 3 | 0 | 0 | 0 | 0 | 0 | 0 | 0 | 0 | 0
1 | 13 | 4 | 0 | 0 | 0 | 0 | 0 | 0 | 0 | 0 | 0
1 | 13 | 5 | 0 | 0 | 0 | 0 | 0 | 0 | 0 | 0 | 0
1 | 13 | 6 | 0 | 0 | 0 | 0 | 0 | 0 | 0 | 0 | 0
1 | 13 | 7 | 0 | 0 | 0 | 0 | 0 | 0 | 0 | 0 | 0
1 | 13 | 8 | 0 | 0 | 0 | 0 | 0 | 0 | 0 | 0 | 0
1 | 13 | 9 | 0 | 0 | 0 | 0 | 0 | 0 | 0 | 0 | 0
1 | 13 | 10 | 0 | 0 | 0 | 0 | 0 | 0 | 0 | 0 | 0
1 | 13 | 11 | 0 | 0 | 0 | 0 | 0 | 0 | 0 | 0 | 0
1 | 13 | 12 | 0 | 0 | 0 | 0 | 0 | 0 | 0 | 0 | 0
1 | 13 | 13 | 0 | 0 | 0 | 0 | 0 | 0 | 0 | 0 | 0
1 | 13 | 14 | 0 | 0 | 0 | 0 | 0 | 0 | 0 | 0 | 0
1 | 13 | 15 | 0 | 0 | 0 | 0 | 0 | 0 | 0 | 0 | 0
1 | 13 | 16 | 0 | 0 | 0 | 0 | 0 | 0 | 0 | 0 | 0
1 | 13 | 17 | 0 | 0 | 0 | 0 | 0 | 0 | 0 | 0 | 0
1 | 13 | 18 | 0 | 0 | 0 | 0 | 0 | 0 | 0 | 0 | 0
1 | 13 | 19 | 0 | 0 | 0 | 0 | 0 | 0 | 0 | 0 | 0
1 | 13 | 20 | 0 | 0 | 0 | 0 | 0 | 0 | 0 | 0 | 0
1 | 13 | 21 | 0 | 0 | 0 | 0 | 0 | 0 | 0 | 0 | 0
1 | 13 | 22 | 0 | 0 | 0 | 0 | 0 | 0 | 0 | 0 | 0
1 | 13 | 23 | 0 | 0 | 0 | 0 | 0 | 0 | 0 | 0 | 0
1 | 13 | 24 | 0 | 0 | 0 | 0 | 0 | 0 | 0 | 0 | 0
1 | 14 | 1 | 0 | 0 | 0 | 0 | 0 | 0 | 0 | 0 | 0
1 | 14 | 2 | 0 | 0 | 0 | 0 | 0 | 0 | 0 | 0 | 0
1 | 14 | 3 | 0 | 0 | 0 | 0 | 0 | 0 | 0 | 0 | 0
1 | 14 | 4 | 0 | 0 | 0 | 0 | 0 | 0 | 0 | 0 | 0
1 | 14 | 5 | 0 | 0 | 0 | 0 | 0 | 0 | 0 | 0 | 0
1 | 14 | 6 | 0 | 0 | 0 | 0 | 0 | 0 | 0 | 0 | 0
1 | 14 | 7 | 0 | 0 | 0 | 0 | 0 | 0 | 0 | 0 | 0
1 | 14 | 8 | 0 | 0 | 0 | 0 | 0 | 0 | 0 | 0 | 0
1 | 14 | 9 | 0 | 0 | 0 | 0 | 0 | 0 | 0 | 0 | 0
1 | 14 | 10 | 0 | 0 | 0 | 0 | 0 | 0 | 0 | 0 | 0
1 | 14 | 11 | 0 | 0 | 0 | 0 | 0 | 0 | 0 | 0 | 0
1 | 14 | 12 | 0 | 0 | 0 | 0 | 0 | 0 | 0 | 0 | 0
1 | 14 | 13 | 0 | 0 | 0 | 0 | 0 | 0 | 0 | 0 | 0
1 | 14 | 14 | 0 | 0 | 0 | 0 | 0 | 0 | 0 | 0 | 0
1 | 14 | 15 | 0 | 0 | 0 | 0 | 0 | 0 | 0 | 0 | 0
1 | 14 | 16 | 0 | 0 | 0 | 0 | 0 | 0 | 0 | 0 | 0
1 | 14 | 17 | 0 | 0 | 0 | 0 | 0 | 0 | 0 | 0 | 0
1 | 14 | 18 | 0 | 0 | 0 | 0 | 0 | 0 | 0 | 0 | 0
1 | 14 | 19 | 0 | 0 | 0 | 0 | 0 | 0 | 0 | 0 | 0
1 | 14 | 20 | 0 | 0 | 0 | 0 | 0 | 0 | 0 | 0 | 0
1 | 14 | 21 | 0 | 0 | 0 | 0 | 0 | 0 | 0 | 0 | 0
1 | 14 | 22 | 0 | 0 | 0 | 0 | 0 | 0 | 0 | 0 | 0
1 | 14 | 23 | 0 | 0 | 0 | 0 | 0 | 0 | 0 | 0 | 0
1 | 14 | 24 | 0 | 0 | 0 | 0 | 0 | 0 | 0 | 0 | 0
1 | 15 | 1 | 0 | 0 | 0 | 0 | 0 | 0 | 0 | 0 | 0
1 | 15 | 2 | 0 | 0 | 0 | 0 | 0 | 0 | 0 | 0 | 0
1 | 15 | 3 | 0 | 0 | 0 | 0 | 0 | 0 | 0 | 0 | 0
1 | 15 | 4 | 0 | 0 | 0 | 0 | 0 | 0 | 0 | 0 | 0
1 | 15 | 5 | 0 | 0 | 0 | 0 | 0 | 0 | 0 | 0 | 0
1 | 15 | 6 | 0 | 0 | 0 | 0 | 0 | 0 | 0 | 0 | 0
1 | 15 | 7 | 0 | 0 | 0 | 0 | 0 | 0 | 0 | 0 | 0
1 | 15 | 8 | 0 | 0 | 0 | 0 | 0 | 0 | 0 | 0 | 0
1 | 15 | 9 | 0 | 0 | 0 | 0 | 0 | 0 | 0 | 0 | 0
1 | 15 | 10 | 0 | 0 | 0 | 0 | 0 | 0 | 0 | 0 | 0
1 | 15 | 11 | 0 | 0 | 0 | 0 | 0 | 0 | 0 | 0 | 0
1 | 15 | 12 | 0 | 0 | 0 | 0 | 0 | 0 | 0 | 0 | 0
1 | 15 | 13 | 0 | 0 | 0 | 0 | 0 | 0 | 0 | 0 | 0
1 | 15 | 14 | 0 | 0 | 0 | 0 | 0 | 0 | 0 | 0 | 0
1 | 15 | 15 | 0 | 0 | 0 | 0 | 0 | 0 | 0 | 0 | 0
1 | 15 | 16 | 0 | 0 | 0 | 0 | 0 | 0 | 0 | 0 | 0
1 | 15 | 17 | 0 | 0 | 0 | 0 | 0 | 0 | 0 | 0 | 0
1 | 15 | 18 | 0 | 0 | 0 | 0 | 0 | 0 | 0 | 0 | 0
1 | 15 | 19 | 0 | 0 | 0 | 0 | 0 | 0 | 0 | 0 | 0
1 | 15 | 20 | 0 | 0 | 0 | 0 | 0 | 0 | 0 | 0 | 0
1 | 15 | 21 | 0 | 0 | 0 | 0 | 0 | 0 | 0 | 0 | 0
1 | 15 | 22 | 0 | 0 | 0 | 0 | 0 | 0 | 0 | 0 | 0
1 | 15 | 23 | 0 | 0 | 0 | 0 | 0 | 0 | 0 | 0 | 0
1 | 15 | 24 | 0 | 0 | 0 | 0 | 0 | 0 | 0 | 0 | 0
1 | 16 | 1 | 0 | 0 | 0 | 0 | 0 | 0 | 0 | 0 | 0
1 | 16 | 2 | 0 | 0 | 0 | 0 | 0 | 0 | 0 | 0 | 0
1 | 16 | 3 | 0 | 0 | 0 | 0 | 0 | 0 | 0 | 0 | 0
1 | 16 | 4 | 0 | 0 | 0 | 0 | 0 | 0 | 0 | 0 | 0
1 | 16 | 5 | 0 | 0 | 0 | 0 | 0 | 0 | 0 | 0 | 0
1 | 16 | 6 | 0 | 0 | 0 | 0 | 0 | 0 | 0 | 0 | 0
1 | 16 | 7 | 0 | 0 | 0 | 0 | 0 | 0 | 0 | 0 | 0
1 | 16 | 8 | 0 | 0 | 0 | 0 | 0 | 0 | 0 | 0 | 0
1 | 16 | 9 | 0 | 0 | 0 | 0 | 0 | 0 | 0 | 0 | 0
1 | 16 | 10 | 0 | 0 | 0 | 0 | 0 | 0 | 0 | 0 | 0
1 | 16 | 11 | 0 | 0 | 0 | 0 | 0 | 0 | 0 | 0 | 0
1 | 16 | 12 | 0 | 0 | 0 | 0 | 0 | 0 | 0 | 0 | 0
1 | 16 | 13 | 0 | 0 | 0 | 0 | 0 | 0 | 0 | 0 | 0
1 | 16 | 14 | 0 | 0 | 0 | 0 | 0 | 0 | 0 | 0 | 0
1 | 16 | 15 | 0 | 0 | 0 | 0 | 0 | 0 | 0 | 0 | 0
1 | 16 | 16 | 0 | 0 | 0 | 0 | 0 | 0 | 0 | 0 | 0
1 | 16 | 17 | 0 | 0 | 0 | 0 | 0 | 0 | 0 | 0 | 0
1 | 16 | 18 | 0 | 0 | 0 | 0 | 0 | 0 | 0 | 0 | 0
1 | 16 | 19 | 0 | 0 | 0 | 0 | 0 | 0 | 0 | 0 | 0
1 | 16 | 20 | 0 | 0 | 0 | 0 | 0 | 0 | 0 | 0 | 0
1 | 16 | 21 | 0 | 0 | 0 | 0 | 0 | 0 | 0 | 0 | 0
1 | 16 | 22 | 0 | 0 | 0 | 0 | 0 | 0 | 0 | 0 | 0
1 | 16 | 23 | 0 | 0 | 0 | 0 | 0 | 0 | 0 | 0 | 0
1 | 16 | 24 | 0 | 0 | 0 | 0 | 0 | 0 | 0 | 0 | 0
1 | 17 | 1 | 0 | 0 | 0 | 0 | 0 | 0 | 0 | 0 | 0
1 | 17 | 2 | 0 | 0 | 0 | 0 | 0 | 0 | 0 | 0 | 0
1 | 17 | 3 | 0 | 0 | 0 | 0 | 0 | 0 | 0 | 0 | 0
1 | 17 | 4 | 0 | 0 | 0 | 0 | 0 | 0 | 0 | 0 | 0
1 | 17 | 5 | 0 | 0 | 0 | 0 | 0 | 0 | 0 | 0 | 0
1 | 17 | 6 | 0 | 0 | 0 | 0 | 0 | 0 | 0 | 0 | 0
1 | 17 | 7 | 0 | 0 | 0 | 0 | 0 | 0 | 0 | 0 | 0
1 | 17 | 8 | 0 | 0 | 0 | 0 | 0 | 0 | 0 | 0 | 0
1 | 17 | 9 | 0 | 0 | 0 | 0 | 0 | 0 | 0 | 0 | 0
1 | 17 | 10 | 0 | 0 | 0 | 0 | 0 | 0 | 0 | 0 | 0
1 | 17 | 11 | 0 | 0 | 0 | 0 | 0 | 0 | 0 | 0 | 0
1 | 17 | 12 | 0 | 0 | 0 | 0 | 0 | 0 | 0 | 0 | 0
1 | 17 | 13 | 0 | 0 | 0 | 0 | 0 | 0 | 0 | 0 | 0
1 | 17 | 14 | 0 | 0 | 0 | 0 | 0 | 0 | 0 | 0 | 0
1 | 17 | 15 | 0 | 0 | 0 | 0 | 0 | 0 | 0 | 0 | 0
1 | 17 | 16 | 0 | 0 | 0 | 0 | 0 | 0 | 0 | 0 | 0
1 | 17 | 17 | 0 | 0 | 0 | 0 | 0 | 0 | 0 | 0 | 0
1 | 17 | 18 | 0 | 0 | 0 | 0 | 0 | 0 | 0 | 0 | 0
1 | 17 | 19 | 0 | 0 | 0 | 0 | 0 | 0 | 0 | 0 | 0
1 | 17 | 20 | 0 | 0 | 0 | 0 | 0 | 0 | 0 | 0 | 0
1 | 17 | 21 | 0 | 0 | 0 | 0 | 0 | 0 | 0 | 0 | 0
1 | 17 | 22 | 0 | 0 | 0 | 0 | 0 | 0 | 0 | 0 | 0
1 | 17 | 23 | 0 | 0 | 0 | 0 | 0 | 0 | 0 | 0 | 0
1 | 17 | 24 | 0 | 0 | 0 | 0 | 0 | 0 | 0 | 0 | 0
1 | 18 | 1 | 0 | 0 | 0 | 0 | 0 | 0 | 0 | 0 | 0
1 | 18 | 2 | 0 | 0 | 0 | 0 | 0 | 0 | 0 | 0 | 0
1 | 18 | 3 | 0 | 0 | 0 | 0 | 0 | 0 | 0 | 0 | 0
1 | 18 | 4 | 0 | 0 | 0 | 0 | 0 | 0 | 0 | 0 | 0
1 | 18 | 5 | 0 | 0 | 0 | 0 | 0 | 0 | 0 | 0 | 0
1 | 18 | 6 | 0 | 0 | 0 | 0 | 0 | 0 | 0 | 0 | 0
1 | 18 | 7 | 0 | 0 | 0 | 0 | 0 | 0 | 0 | 0 | 0
1 | 18 | 8 | 0 | 0 | 0 | 0 | 0 | 0 | 0 | 0 | 0
1 | 18 | 9 | 0 | 0 | 0 | 0 | 0 | 0 | 0 | 0 | 0
1 | 18 | 10 | 0 | 0 | 0 | 0 | 0 | 0 | 0 | 0 | 0
1 | 18 | 11 | 0 | 0 | 0 | 0 | 0 | 0 | 0 | 0 | 0
1 | 18 | 12 | 0 | 0 | 0 | 0 | 0 | 0 | 0 | 0 | 0
1 | 18 | 13 | 0 | 0 | 0 | 0 | 0 | 0 | 0 | 0 | 0
1 | 18 | 14 | 0 | 0 | 0 | 0 | 0 | 0 | 0 | 0 | 0
1 | 18 | 15 | 0 | 0 | 0 | 0 | 0 | 0 | 0 | 0 | 0
1 | 18 | 16 | 0 | 0 | 0 | 0 | 0 | 0 | 0 | 0 | 0
1 | 18 | 17 | 0 | 0 | 0 | 0 | 0 | 0 | 0 | 0 | 0
1 | 18 | 18 | 0 | 0 | 0 | 0 | 0 | 0 | 0 | 0 | 0
1 | 18 | 19 | 0 | 0 | 0 | 0 | 0 | 0 | 0 | 0 | 0
1 | 18 | 20 | 0 | 0 | 0 | 0 | 0 | 0 | 0 | 0 | 0
1 | 18 | 21 | 0 | 0 | 0 | 0 | 0 | 0 | 0 | 0 | 0
1 | 18 | 22 | 0 | 0 | 0 | 0 | 0 | 0 | 0 | 0 | 0
1 | 18 | 23 | 0 | 0 | 0 | 0 | 0 | 0 | 0 | 0 | 0
1 | 18 | 24 | 0 | 0 | 0 | 0 | 0 | 0 | 0 | 0 | 0
1 | 19 | 1 | 0 | 0 | 0 | 0 | 0 | 0 | 0 | 0 | 0
1 | 19 | 2 | 0 | 0 | 0 | 0 | 0 | 0 | 0 | 0 | 0
1 | 19 | 3 | 0 | 0 | 0 | 0 | 0 | 0 | 0 | 0 | 0
1 | 19 | 4 | 0 | 0 | 0 | 0 | 0 | 0 | 0 | 0 | 0
1 | 19 | 5 | 0 | 0 | 0 | 0 | 0 | 0 | 0 | 0 | 0
1 | 19 | 6 | 0 | 0 | 0 | 0 | 0 | 0 | 0 | 0 | 0
1 | 19 | 7 | 0 | 0 | 0 | 0 | 0 | 0 | 0 | 0 | 0
1 | 19 | 8 | 0 | 0 | 0 | 0 | 0 | 0 | 0 | 0 | 0
1 | 19 | 9 | 0 | 0 | 0 | 0 | 0 | 0 | 0 | 0 | 0
1 | 19 | 10 | 0 | 0 | 0 | 0 | 0 | 0 | 0 | 0 | 0
1 | 19 | 11 | 0 | 0 | 0 | 0 | 0 | 0 | 0 | 0 | 0
1 | 19 | 12 | 0 | 0 | 0 | 0 | 0 | 0 | 0 | 0 | 0
1 | 19 | 13 | 0 | 0 | 0 | 0 | 0 | 0 | 0 | 0 | 0
1 | 19 | 14 | 0 | 0 | 0 | 0 | 0 | 0 | 0 | 0 | 0
1 | 19 | 15 | 0 | 0 | 0 | 0 | 0 | 0 | 0 | 0 | 0
1 | 19 | 16 | 0 | 0 | 0 | 0 | 0 | 0 | 0 | 0 | 0
1 | 19 | 17 | 0 | 0 | 0 | 0 | 0 | 0 | 0 | 0 | 0
1 | 19 | 18 | 0 | 0 | 0 | 0 | 0 | 0 | 0 | 0 | 0
1 | 19 | 19 | 0 | 0 | 0 | 0 | 0 | 0 | 0 | 0 | 0
1 | 19 | 20 | 0 | 0 | 0 | 0 | 0 | 0 | 0 | 0 | 0
1 | 19 | 21 | 0 | 0 | 0 | 0 | 0 | 0 | 0 | 0 | 0
1 | 19 | 22 | 0 | 0 | 0 | 0 | 0 | 0 | 0 | 0 | 0
1 | 19 | 23 | 0 | 0 | 0 | 0 | 0 | 0 | 0 | 0 | 0
1 | 19 | 24 | 0 | 0 | 0 | 0 | 0 | 0 | 0 | 0 | 0
1 | 20 | 1 | 0 | 0 | 0 | 0 | 0 | 0 | 0 | 0 | 0
1 | 20 | 2 | 0 | 0 | 0 | 0 | 0 | 0 | 0 | 0 | 0
1 | 20 | 3 | 0 | 0 | 0 | 0 | 0 | 0 | 0 | 0 | 0
1 | 20 | 4 | 0 | 0 | 0 | 0 | 0 | 0 | 0 | 0 | 0
1 | 20 | 5 | 0 | 0 | 0 | 0 | 0 | 0 | 0 | 0 | 0
1 | 20 | 6 | 0 | 0 | 0 | 0 | 0 | 0 | 0 | 0 | 0
1 | 20 | 7 | 0 | 0 | 0 | 0 | 0 | 0 | 0 | 0 | 0
1 | 20 | 8 | 0 | 0 | 0 | 0 | 0 | 0 | 0 | 0 | 0
1 | 20 | 9 | 0 | 0 | 0 | 0 | 0 | 0 | 0 | 0 | 0
1 | 20 | 10 | 0 | 0 | 0 | 0 | 0 | 0 | 0 | 0 | 0
1 | 20 | 11 | 0 | 0 | 0 | 0 | 0 | 0 | 0 | 0 | 0
1 | 20 | 12 | 0 | 0 | 0 | 0 | 0 | 0 | 0 | 0 | 0
1 | 20 | 13 | 0 | 0 | 0 | 0 | 0 | 0 | 0 | 0 | 0
1 | 20 | 14 | 0 | 0 | 0 | 0 | 0 | 0 | 0 | 0 | 0
1 | 20 | 15 | 0 | 0 | 0 | 0 | 0 | 0 | 0 | 0 | 0
1 | 20 | 16 | 0 | 0 | 0 | 0 | 0 | 0 | 0 | 0 | 0
1 | 20 | 17 | 0 | 0 | 0 | 0 | 0 | 0 | 0 | 0 | 0
1 | 20 | 18 | 0 | 0 | 0 | 0 | 0 | 0 | 0 | 0 | 0
1 | 20 | 19 | 0 | 0 | 0 | 0 | 0 | 0 | 0 | 0 | 0
1 | 20 | 20 | 0 | 0 | 0 | 0 | 0 | 0 | 0 | 0 | 0
1 | 20 | 21 | 0 | 0 | 0 | 0 | 0 | 0 | 0 | 0 | 0
1 | 20 | 22 | 0 | 0 | 0 | 0 | 0 | 0 | 0 | 0 | 0
1 | 20 | 23 | 0 | 0 | 0 | 0 | 0 | 0 | 0 | 0 | 0
1 | 20 | 24 | 0 | 0 | 0 | 0 | 0 | 0 | 0 | 0 | 0
1 | 21 | 1 | 0 | 0 | 0 | 0 | 0 | 0 | 0 | 0 | 0
1 | 21 | 2 | 0 | 0 | 0 | 0 | 0 | 0 | 0 | 0 | 0
1 | 21 | 3 | 0 | 0 | 0 | 0 | 0 | 0 | 0 | 0 | 0
1 | 21 | 4 | 0 | 0 | 0 | 0 | 0 | 0 | 0 | 0 | 0
1 | 21 | 5 | 0 | 0 | 0 | 0 | 0 | 0 | 0 | 0 | 0
1 | 21 | 6 | 0 | 0 | 0 | 0 | 0 | 0 | 0 | 0 | 0
1 | 21 | 7 | 0 | 0 | 0 | 0 | 0 | 0 | 0 | 0 | 0
1 | 21 | 8 | 0 | 0 | 0 | 0 | 0 | 0 | 0 | 0 | 0
1 | 21 | 9 | 0 | 0 | 0 | 0 | 0 | 0 | 0 | 0 | 0
1 | 21 | 10 | 0 | 0 | 0 | 0 | 0 | 0 | 0 | 0 | 0
1 | 21 | 11 | 0 | 0 | 0 | 0 | 0 | 0 | 0 | 0 | 0
1 | 21 | 12 | 0 | 0 | 0 | 0 | 0 | 0 | 0 | 0 | 0
1 | 21 | 13 | 0 | 0 | 0 | 0 | 0 | 0 | 0 | 0 | 0
1 | 21 | 14 | 0 | 0 | 0 | 0 | 0 | 0 | 0 | 0 | 0
1 | 21 | 15 | 0 | 0 | 0 | 0 | 0 | 0 | 0 | 0 | 0
1 | 21 | 16 | 0 | 0 | 0 | 0 | 0 | 0 | 0 | 0 | 0
1 | 21 | 17 | 0 | 0 | 0 | 0 | 0 | 0 | 0 | 0 | 0
1 | 21 | 18 | 0 | 0 | 0 | 0 | 0 | 0 | 0 | 0 | 0
1 | 21 | 19 | 0 | 0 | 0 | 0 | 0 | 0 | 0 | 0 | 0
1 | 21 | 20 | 0 | 0 | 0 | 0 | 0 | 0 | 0 | 0 | 0
1 | 21 | 21 | 0 | 0 | 0 | 0 | 0 | 0 | 0 | 0 | 0
1 | 21 | 22 | 0 | 0 | 0 | 0 | 0 | 0 | 0 | 0 | 0
1 | 21 | 23 | 0 | 0 | 0 | 0 | 0 | 0 | 0 | 0 | 0
1 | 21 | 24 | 0 | 0 | 0 | 0 | 0 | 0 | 0 | 0 | 0
1 | 22 | 1 | 0 | 0 | 0 | 0 | 0 | 0 | 0 | 0 | 0
1 | 22 | 2 | 0 | 0 | 0 | 0 | 0 | 0 | 0 | 0 | 0
1 | 22 | 3 | 0 | 0 | 0 | 0 | 0 | 0 | 0 | 0 | 0
1 | 22 | 4 | 0 | 0 | 0 | 0 | 0 | 0 | 0 | 0 | 0
1 | 22 | 5 | 0 | 0 | 0 | 0 | 0 | 0 | 0 | 0 | 0
1 | 22 | 6 | 0 | 0 | 0 | 0 | 0 | 0 | 0 | 0 | 0
1 | 22 | 7 | 0 | 0 | 0 | 0 | 0 | 0 | 0 | 0 | 0
1 | 22 | 8 | 0 | 0 | 0 | 0 | 0 | 0 | 0 | 0 | 0
1 | 22 | 9 | 0 | 0 | 0 | 0 | 0 | 0 | 0 | 0 | 0
1 | 22 | 10 | 0 | 0 | 0 | 0 | 0 | 0 | 0 | 0 | 0
1 | 22 | 11 | 0 | 0 | 0 | 0 | 0 | 0 | 0 | 0 | 0
1 | 22 | 12 | 0 | 0 | 0 | 0 | 0 | 0 | 0 | 0 | 0
1 | 22 | 13 | 0 | 0 | 0 | 0 | 0 | 0 | 0 | 0 | 0
1 | 22 | 14 | 0 | 0 | 0 | 0 | 0 | 0 | 0 | 0 | 0
1 | 22 | 15 | 0 | 0 | 0 | 0 | 0 | 0 | 0 | 0 | 0
1 | 22 | 16 | 0 | 0 | 0 | 0 | 0 | 0 | 0 | 0 | 0
1 | 22 | 17 | 0 | 0 | 0 | 0 | 0 | 0 | 0 | 0 | 0
1 | 22 | 18 | 0 | 0 | 0 | 0 | 0 | 0 | 0 | 0 | 0
1 | 22 | 19 | 0 | 0 | 0 | 0 | 0 | 0 | 0 | 0 | 0
1 | 22 | 20 | 0 | 0 | 0 | 0 | 0 | 0 | 0 | 0 | 0
1 | 22 | 21 | 0 | 0 | 0 | 0 | 0 | 0 | 0 | 0 | 0
1 | 22 | 22 | 0 | 0 | 0 | 0 | 0 | 0 | 0 | 0 | 0
1 | 22 | 23 | 0 | 0 | 0 | 0 | 0 | 0 | 0 | 0 | 0
1 | 22 | 24 | 0 | 0 | 0 | 0 | 0 | 0 | 0 | 0 | 0
1 | 23 | 1 | 0 | 0 | 0 | 0 | 0 | 0 | 0 | 0 | 0
1 | 23 | 2 | 0 | 0 | 0 | 0 | 0 | 0 | 0 | 0 | 0
1 | 23 | 3 | 0 | 0 | 0 | 0 | 0 | 0 | 0 | 0 | 0
1 | 23 | 4 | 0 | 0 | 0 | 0 | 0 | 0 | 0 | 0 | 0
1 | 23 | 5 | 0 | 0 | 0 | 0 | 0 | 0 | 0 | 0 | 0
1 | 23 | 6 | 0 | 0 | 0 | 0 | 0 | 0 | 0 | 0 | 0
1 | 23 | 7 | 0 | 0 | 0 | 0 | 0 | 0 | 0 | 0 | 0
1 | 23 | 8 | 0 | 0 | 0 | 0 | 0 | 0 | 0 | 0 | 0
1 | 23 | 9 | 0 | 0 | 0 | 0 | 0 | 0 | 0 | 0 | 0
1 | 23 | 10 | 0 | 0 | 0 | 0 | 0 | 0 | 0 | 0 | 0
1 | 23 | 11 | 0 | 0 | 0 | 0 | 0 | 0 | 0 | 0 | 0
1 | 23 | 12 | 0 | 0 | 0 | 0 | 0 | 0 | 0 | 0 | 0
1 | 23 | 13 | 0 | 0 | 0 | 0 | 0 | 0 | 0 | 0 | 0
1 | 23 | 14 | 0 | 0 | 0 | 0 | 0 | 0 | 0 | 0 | 0
1 | 23 | 15 | 0 | 0 | 0 | 0 | 0 | 0 | 0 | 0 | 0
1 | 23 | 16 | 0 | 0 | 0 | 0 | 0 | 0 | 0 | 0 | 0
1 | 23 | 17 | 0 | 0 | 0 | 0 | 0 | 0 | 0 | 0 | 0
1 | 23 | 18 | 0 | 0 | 0 | 0 | 0 | 0 | 0 | 0 | 0
1 | 23 | 19 | 0 | 0 | 0 | 0 | 0 | 0 | 0 | 0 | 0
1 | 23 | 20 | 0 | 0 | 0 | 0 | 0 | 0 | 0 | 0 | 0
1 | 23 | 21 | 0 | 0 | 0 | 0 | 0 | 0 | 0 | 0 | 0
1 | 23 | 22 | 0 | 0 | 0 | 0 | 0 | 0 | 0 | 0 | 0
1 | 23 | 23 | 0 | 0 | 0 | 0 | 0 | 0 | 0 | 0 | 0
1 | 23 | 24 | 0 | 0 | 0 | 0 | 0 | 0 | 0 | 0 | 0
1 | 24 | 1 | 0 | 0 | 0 | 0 | 0 | 0 | 0 | 0 | 0
1 | 24 | 2 | 0 | 0 | 0 | 0 | 0 | 0 | 0 | 0 | 0
1 | 24 | 3 | 0 | 0 | 0 | 0 | 0 | 0 | 0 | 0 | 0
1 | 24 | 4 | 0 | 0 | 0 | 0 | 0 | 0 | 0 | 0 | 0
1 | 24 | 5 | 0 | 0 | 0 | 0 | 0 | 0 | 0 | 0 | 0
1 | 24 | 6 | 0 | 0 | 0 | 0 | 0 | 0 | 0 | 0 | 0
1 | 24 | 7 | 0 | 0 | 0 | 0 | 0 | 0 | 0 | 0 | 0
1 | 24 | 8 | 0 | 0 | 0 | 0 | 0 | 0 | 0 | 0 | 0
1 | 24 | 9 | 0 | 0 | 0 | 0 | 0 | 0 | 0 | 0 | 0
1 | 24 | 10 | 0 | 0 | 0 | 0 | 0 | 0 | 0 | 0 | 0
1 | 24 | 11 | 0 | 0 | 0 | 0 | 0 | 0 | 0 | 0 | 0
1 | 24 | 12 | 0 | 0 | 0 | 0 | 0 | 0 | 0 | 0 | 0
1 | 24 | 13 | 0 | 0 | 0 | 0 | 0 | 0 | 0 | 0 | 0
1 | 24 | 14 | 0 | 0 | 0 | 0 | 0 | 0 | 0 | 0 | 0
1 | 24 | 15 | 0 | 0 | 0 | 0 | 0 | 0 | 0 | 0 | 0
1 | 24 | 16 | 0 | 0 | 0 | 0 | 0 | 0 | 0 | 0 | 0
1 | 24 | 17 | 0 | 0 | 0 | 0 | 0 | 0 | 0 | 0 | 0
1 | 24 | 18 | 0 | 0 | 0 | 0 | 0 | 0 | 0 | 0 | 0
1 | 24 | 19 | 0 | 0 | 0 | 0 | 0 | 0 | 0 | 0 | 0
1 | 24 | 20 | 0 | 0 | 0 | 0 | 0 | 0 | 0 | 0 | 0
1 | 24 | 21 | 0 | 0 | 0 | 0 | 0 | 0 | 0 | 0 | 0
1 | 24 | 22 | 0 | 0 | 0 | 0 | 0 | 0 | 0 | 0 | 0
1 | 24 | 23 | 0 | 0 | 0 | 0 | 0 | 0 | 0 | 0 | 0
1 | 24 | 24 | 0 | 0 | 0 | 0 | 0 | 0 | 0 | 0 | 0
1 | 25 | 1 | 0 | 0 | 0 | 0 | 0 | 0 | 0 | 0 | 0
1 | 25 | 2 | 0 | 0 | 0 | 0 | 0 | 0 | 0 | 0 | 0
1 | 25 | 3 | 0 | 0 | 0 | 0 | 0 | 0 | 0 | 0 | 0
1 | 25 | 4 | 0 | 0 | 0 | 0 | 0 | 0 | 0 | 0 | 0
1 | 25 | 5 | 0 | 0 | 0 | 0 | 0 | 0 | 0 | 0 | 0
1 | 25 | 6 | 0 | 0 | 0 | 0 | 0 | 0 | 0 | 0 | 0
1 | 25 | 7 | 0 | 0 | 0 | 0 | 0 | 0 | 0 | 0 | 0
1 | 25 | 8 | 0 | 0 | 0 | 0 | 0 | 0 | 0 | 0 | 0
1 | 25 | 9 | 0 | 0 | 0 | 0 | 0 | 0 | 0 | 0 | 0
1 | 25 | 10 | 0 | 0 | 0 | 0 | 0 | 0 | 0 | 0 | 0
1 | 25 | 11 | 0 | 0 | 0 | 0 | 0 | 0 | 0 | 0 | 0
1 | 25 | 12 | 0 | 0 | 0 | 0 | 0 | 0 | 0 | 0 | 0
1 | 25 | 13 | 0 | 0 | 0 | 0 | 0 | 0 | 0 | 0 | 0
1 | 25 | 14 | 0 | 0 | 0 | 0 | 0 | 0 | 0 | 0 | 0
1 | 25 | 15 | 0 | 0 | 0 | 0 | 0 | 0 | 0 | 0 | 0
1 | 25 | 16 | 0 | 0 | 0 | 0 | 0 | 0 | 0 | 0 | 0
1 | 25 | 17 | 0 | 0 | 0 | 0 | 0 | 0 | 0 | 0 | 0
1 | 25 | 18 | 0 | 0 | 0 | 0 | 0 | 0 | 0 | 0 | 0
1 | 25 | 19 | 0 | 0 | 0 | 0 | 0 | 0 | 0 | 0 | 0
1 | 25 | 20 | 0 | 0 | 0 | 0 | 0 | 0 | 0 | 0 | 0
1 | 25 | 21 | 0 | 0 | 0 | 0 | 0 | 0 | 0 | 0 | 0
1 | 25 | 22 | 0 | 0 | 0 | 0 | 0 | 0 | 0 | 0 | 0
1 | 25 | 23 | 0 | 0 | 0 | 0 | 0 | 0 | 0 | 0 | 0
1 | 25 | 24 | 0 | 0 | 0 | 0 | 0 | 0 | 0 | 0 | 0
1 | 26 | 1 | 0 | 0 | 0 | 0 | 0 | 0 | 0 | 0 | 0
1 | 26 | 2 | 0 | 0 | 0 | 0 | 0 | 0 | 0 | 0 | 0
1 | 26 | 3 | 0 | 0 | 0 | 0 | 0 | 0 | 0 | 0 | 0
1 | 26 | 4 | 0 | 0 | 0 | 0 | 0 | 0 | 0 | 0 | 0
1 | 26 | 5 | 0 | 0 | 0 | 0 | 0 | 0 | 0 | 0 | 0
1 | 26 | 6 | 0 | 0 | 0 | 0 | 0 | 0 | 0 | 0 | 0
1 | 26 | 7 | 0 | 0 | 0 | 0 | 0 | 0 | 0 | 0 | 0
1 | 26 | 8 | 0 | 0 | 0 | 0 | 0 | 0 | 0 | 0 | 0
1 | 26 | 9 | 0 | 0 | 0 | 0 | 0 | 0 | 0 | 0 | 0
1 | 26 | 10 | 0 | 0 | 0 | 0 | 0 | 0 | 0 | 0 | 0
1 | 26 | 11 | 0 | 0 | 0 | 0 | 0 | 0 | 0 | 0 | 0
1 | 26 | 12 | 0 | 0 | 0 | 0 | 0 | 0 | 0 | 0 | 0
1 | 26 | 13 | 0 | 0 | 0 | 0 | 0 | 0 | 0 | 0 | 0
1 | 26 | 14 | 0 | 0 | 0 | 0 | 0 | 0 | 0 | 0 | 0
1 | 26 | 15 | 0 | 0 | 0 | 0 | 0 | 0 | 0 | 0 | 0
1 | 26 | 16 | 0 | 0 | 0 | 0 | 0 | 0 | 0 | 0 | 0
1 | 26 | 17 | 0 | 0 | 0 | 0 | 0 | 0 | 0 | 0 | 0
1 | 26 | 18 | 0 | 0 | 0 | 0 | 0 | 0 | 0 | 0 | 0
1 | 26 | 19 | 0 | 0 | 0 | 0 | 0 | 0 | 0 | 0 | 0
1 | 26 | 20 | 0 | 0 | 0 | 0 | 0 | 0 | 0 | 0 | 0
1 | 26 | 21 | 0 | 0 | 0 | 0 | 0 | 0 | 0 | 0 | 0
1 | 26 | 22 | 0 | 0 | 0 | 0 | 0 | 0 | 0 | 0 | 0
1 | 26 | 23 | 0 | 0 | 0 | 0 | 0 | 0 | 0 | 0 | 0
1 | 26 | 24 | 0 | 0 | 0 | 0 | 0 | 0 | 0 | 0 | 0
1 | 27 | 1 | 0 | 0 | 0 | 0 | 0 | 0 | 0 | 0 | 0
1 | 27 | 2 | 0 | 0 | 0 | 0 | 0 | 0 | 0 | 0 | 0
1 | 27 | 3 | 0 | 0 | 0 | 0 | 0 | 0 | 0 | 0 | 0
1 | 27 | 4 | 0 | 0 | 0 | 0 | 0 | 0 | 0 | 0 | 0
1 | 27 | 5 | 0 | 0 | 0 | 0 | 0 | 0 | 0 | 0 | 0
1 | 27 | 6 | 0 | 0 | 0 | 0 | 0 | 0 | 0 | 0 | 0
1 | 27 | 7 | 0 | 0 | 0 | 0 | 0 | 0 | 0 | 0 | 0
1 | 27 | 8 | 0 | 0 | 0 | 0 | 0 | 0 | 0 | 0 | 0
1 | 27 | 9 | 0 | 0 | 0 | 0 | 0 | 0 | 0 | 0 | 0
1 | 27 | 10 | 0 | 0 | 0 | 0 | 0 | 0 | 0 | 0 | 0
1 | 27 | 11 | 0 | 0 | 0 | 0 | 0 | 0 | 0 | 0 | 0
1 | 27 | 12 | 0 | 0 | 0 | 0 | 0 | 0 | 0 | 0 | 0
1 | 27 | 13 | 0 | 0 | 0 | 0 | 0 | 0 | 0 | 0 | 0
1 | 27 | 14 | 0 | 0 | 0 | 0 | 0 | 0 | 0 | 0 | 0
1 | 27 | 15 | 0 | 0 | 0 | 0 | 0 | 0 | 0 | 0 | 0
1 | 27 | 16 | 0 | 0 | 0 | 0 | 0 | 0 | 0 | 0 | 0
1 | 27 | 17 | 0 | 0 | 0 | 0 | 0 | 0 | 0 | 0 | 0
1 | 27 | 18 | 0 | 0 | 0 | 0 | 0 | 0 | 0 | 0 | 0
1 | 27 | 19 | 0 | 0 | 0 | 0 | 0 | 0 | 0 | 0 | 0
1 | 27 | 20 | 0 | 0 | 0 | 0 | 0 | 0 | 0 | 0 | 0
1 | 27 | 21 | 0 | 0 | 0 | 0 | 0 | 0 | 0 | 0 | 0
1 | 27 | 22 | 0 | 0 | 0 | 0 | 0 | 0 | 0 | 0 | 0
1 | 27 | 23 | 0 | 0 | 0 | 0 | 0 | 0 | 0 | 0 | 0
1 | 27 | 24 | 0 | 0 | 0 | 0 | 0 | 0 | 0 | 0 | 0
1 | 28 | 1 | 0 | 0 | 0 | 0 | 0 | 0 | 0 | 0 | 0
1 | 28 | 2 | 0 | 0 | 0 | 0 | 0 | 0 | 0 | 0 | 0
1 | 28 | 3 | 0 | 0 | 0 | 0 | 0 | 0 | 0 | 0 | 0
1 | 28 | 4 | 0 | 0 | 0 | 0 | 0 | 0 | 0 | 0 | 0
1 | 28 | 5 | 0 | 0 | 0 | 0 | 0 | 0 | 0 | 0 | 0
1 | 28 | 6 | 0 | 0 | 0 | 0 | 0 | 0 | 0 | 0 | 0
1 | 28 | 7 | 0 | 0 | 0 | 0 | 0 | 0 | 0 | 0 | 0
1 | 28 | 8 | 0 | 0 | 0 | 0 | 0 | 0 | 0 | 0 | 0
1 | 28 | 9 | 0 | 0 | 0 | 0 | 0 | 0 | 0 | 0 | 0
1 | 28 | 10 | 0 | 0 | 0 | 0 | 0 | 0 | 0 | 0 | 0
1 | 28 | 11 | 0 | 0 | 0 | 0 | 0 | 0 | 0 | 0 | 0
1 | 28 | 12 | 0 | 0 | 0 | 0 | 0 | 0 | 0 | 0 | 0
1 | 28 | 13 | 0 | 0 | 0 | 0 | 0 | 0 | 0 | 0 | 0
1 | 28 | 14 | 0 | 0 | 0 | 0 | 0 | 0 | 0 | 0 | 0
1 | 28 | 15 | 0 | 0 | 0 | 0 | 0 | 0 | 0 | 0 | 0
1 | 28 | 16 | 0 | 0 | 0 | 0 | 0 | 0 | 0 | 0 | 0
1 | 28 | 17 | 0 | 0 | 0 | 0 | 0 | 0 | 0 | 0 | 0
1 | 28 | 18 | 0 | 0 | 0 | 0 | 0 | 0 | 0 | 0 | 0
1 | 28 | 19 | 0 | 0 | 0 | 0 | 0 | 0 | 0 | 0 | 0
1 | 28 | 20 | 0 | 0 | 0 | 0 | 0 | 0 | 0 | 0 | 0
1 | 28 | 21 | 0 | 0 | 0 | 0 | 0 | 0 | 0 | 0 | 0
1 | 28 | 22 | 0 | 0 | 0 | 0 | 0 | 0 | 0 | 0 | 0
1 | 28 | 23 | 0 | 0 | 0 | 0 | 0 | 0 | 0 | 0 | 0
1 | 28 | 24 | 0 | 0 | 0 | 0 | 0 | 0 | 0 | 0 | 0
1 | 29 | 1 | 0 | 0 | 0 | 0 | 0 | 0 | 0 | 0 | 0
1 | 29 | 2 | 0 | 0 | 0 | 0 | 0 | 0 | 0 | 0 | 0
1 | 29 | 3 | 0 | 0 | 0 | 0 | 0 | 0 | 0 | 0 | 0
1 | 29 | 4 | 0 | 0 | 0 | 0 | 0 | 0 | 0 | 0 | 0
1 | 29 | 5 | 0 | 0 | 0 | 0 | 0 | 0 | 0 | 0 | 0
1 | 29 | 6 | 0 | 0 | 0 | 0 | 0 | 0 | 0 | 0 | 0
1 | 29 | 7 | 0 | 0 | 0 | 0 | 0 | 0 | 0 | 0 | 0
1 | 29 | 8 | 0 | 0 | 0 | 0 | 0 | 0 | 0 | 0 | 0
1 | 29 | 9 | 0 | 0 | 0 | 0 | 0 | 0 | 0 | 0 | 0
1 | 29 | 10 | 0 | 0 | 0 | 0 | 0 | 0 | 0 | 0 | 0
1 | 29 | 11 | 0 | 0 | 0 | 0 | 0 | 0 | 0 | 0 | 0
1 | 29 | 12 | 0 | 0 | 0 | 0 | 0 | 0 | 0 | 0 | 0
1 | 29 | 13 | 0 | 0 | 0 | 0 | 0 | 0 | 0 | 0 | 0
1 | 29 | 14 | 0 | 0 | 0 | 0 | 0 | 0 | 0 | 0 | 0
1 | 29 | 15 | 0 | 0 | 0 | 0 | 0 | 0 | 0 | 0 | 0
1 | 29 | 16 | 0 | 0 | 0 | 0 | 0 | 0 | 0 | 0 | 0
1 | 29 | 17 | 0 | 0 | 0 | 0 | 0 | 0 | 0 | 0 | 0
1 | 29 | 18 | 0 | 0 | 0 | 0 | 0 | 0 | 0 | 0 | 0
1 | 29 | 19 | 0 | 0 | 0 | 0 | 0 | 0 | 0 | 0 | 0
1 | 29 | 20 | 0 | 0 | 0 | 0 | 0 | 0 | 0 | 0 | 0
1 | 29 | 21 | 0 | 0 | 0 | 0 | 0 | 0 | 0 | 0 | 0
1 | 29 | 22 | 0 | 0 | 0 | 0 | 0 | 0 | 0 | 0 | 0
1 | 29 | 23 | 0 | 0 | 0 | 0 | 0 | 0 | 0 | 0 | 0
1 | 29 | 24 | 0 | 0 | 0 | 0 | 0 | 0 | 0 | 0 | 0
1 | 30 | 1 | 0 | 0 | 0 | 0 | 0 | 0 | 0 | 0 | 0
1 | 30 | 2 | 0 | 0 | 0 | 0 | 0 | 0 | 0 | 0 | 0
1 | 30 | 3 | 0 | 0 | 0 | 0 | 0 | 0 | 0 | 0 | 0
1 | 30 | 4 | 0 | 0 | 0 | 0 | 0 | 0 | 0 | 0 | 0
1 | 30 | 5 | 0 | 0 | 0 | 0 | 0 | 0 | 0 | 0 | 0
1 | 30 | 6 | 0 | 0 | 0 | 0 | 0 | 0 | 0 | 0 | 0
1 | 30 | 7 | 0 | 0 | 0 | 0 | 0 | 0 | 0 | 0 | 0
1 | 30 | 8 | 0 | 0 | 0 | 0 | 0 | 0 | 0 | 0 | 0
1 | 30 | 9 | 0 | 0 | 0 | 0 | 0 | 0 | 0 | 0 | 0
1 | 30 | 10 | 0 | 0 | 0 | 0 | 0 | 0 | 0 | 0 | 0
1 | 30 | 11 | 0 | 0 | 0 | 0 | 0 | 0 | 0 | 0 | 0
1 | 30 | 12 | 0 | 0 | 0 | 0 | 0 | 0 | 0 | 0 | 0
1 | 30 | 13 | 0 | 0 | 0 | 0 | 0 | 0 | 0 | 0 | 0
1 | 30 | 14 | 0 | 0 | 0 | 0 | 0 | 0 | 0 | 0 | 0
1 | 30 | 15 | 0 | 0 | 0 | 0 | 0 | 0 | 0 | 0 | 0
1 | 30 | 16 | 0 | 0 | 0 | 0 | 0 | 0 | 0 | 0 | 0
1 | 30 | 17 | 0 | 0 | 0 | 0 | 0 | 0 | 0 | 0 | 0
1 | 30 | 18 | 0 | 0 | 0 | 0 | 0 | 0 | 0 | 0 | 0
1 | 30 | 19 | 0 | 0 | 0 | 0 | 0 | 0 | 0 | 0 | 0
1 | 30 | 20 | 0 | 0 | 0 | 0 | 0 | 0 | 0 | 0 | 0
1 | 30 | 21 | 0 | 0 | 0 | 0 | 0 | 0 | 0 | 0 | 0
1 | 30 | 22 | 0 | 0 | 0 | 0 | 0 | 0 | 0 | 0 | 0
1 | 30 | 23 | 0 | 0 | 0 | 0 | 0 | 0 | 0 | 0 | 0
1 | 30 | 24 | 0 | 0 | 0 | 0 | 0 | 0 | 0 | 0 | 0
1 | 31 | 1 | 0 | 0 | 0 | 0 | 0 | 0 | 0 | 0 | 0
1 | 31 | 2 | 0 | 0 | 0 | 0 | 0 | 0 | 0 | 0 | 0
1 | 31 | 3 | 0 | 0 | 0 | 0 | 0 | 0 | 0 | 0 | 0
1 | 31 | 4 | 0 | 0 | 0 | 0 | 0 | 0 | 0 | 0 | 0
1 | 31 | 5 | 0 | 0 | 0 | 0 | 0 | 0 | 0 | 0 | 0
1 | 31 | 6 | 0 | 0 | 0 | 0 | 0 | 0 | 0 | 0 | 0
1 | 31 | 7 | 0 | 0 | 0 | 0 | 0 | 0 | 0 | 0 | 0
1 | 31 | 8 | 0 | 0 | 0 | 0 | 0 | 0 | 0 | 0 | 0
1 | 31 | 9 | 0 | 0 | 0 | 0 | 0 | 0 | 0 | 0 | 0
1 | 31 | 10 | 0 | 0 | 0 | 0 | 0 | 0 | 0 | 0 | 0
1 | 31 | 11 | 0 | 0 | 0 | 0 | 0 | 0 | 0 | 0 | 0
1 | 31 | 12 | 0 | 0 | 0 | 0 | 0 | 0 | 0 | 0 | 0
1 | 31 | 13 | 0 | 0 | 0 | 0 | 0 | 0 | 0 | 0 | 0
1 | 31 | 14 | 0 | 0 | 0 | 0 | 0 | 0 | 0 | 0 | 0
1 | 31 | 15 | 0 | 0 | 0 | 0 | 0 | 0 | 0 | 0 | 0
1 | 31 | 16 | 0 | 0 | 0 | 0 | 0 | 0 | 0 | 0 | 0
1 | 31 | 17 | 0 | 0 | 0 | 0 | 0 | 0 | 0 | 0 | 0
1 | 31 | 18 | 0 | 0 | 0 | 0 | 0 | 0 | 0 | 0 | 0
1 | 31 | 19 | 0 | 0 | 0 | 0 | 0 | 0 | 0 | 0 | 0
1 | 31 | 20 | 0 | 0 | 0 | 0 | 0 | 0 | 0 | 0 | 0
1 | 31 | 21 | 0 | 0 | 0 | 0 | 0 | 0 | 0 | 0 | 0
1 | 31 | 22 | 0 | 0 | 0 | 0 | 0 | 0 | 0 | 0 | 0
1 | 31 | 23 | 0 | 0 | 0 | 0 | 0 | 0 | 0 | 0 | 0
1 | 31 | 24 | 0 | 0 | 0 | 0 | 0 | 0 | 0 | 0 | 0
2 | 1 | 1 | 0 | 0 | 0 | 0 | 0 | 0 | 0 | 0 | 0
2 | 1 | 2 | 0 | 0 | 0 | 0 | 0 | 0 | 0 | 0 | 0
2 | 1 | 3 | 0 | 0 | 0 | 0 | 0 | 0 | 0 | 0 | 0
2 | 1 | 4 | 0 | 0 | 0 | 0 | 0 | 0 | 0 | 0 | 0
2 | 1 | 5 | 0 | 0 | 0 | 0 | 0 | 0 | 0 | 0 | 0
2 | 1 | 6 | 0 | 0 | 0 | 0 | 0 | 0 | 0 | 0 | 0
2 | 1 | 7 | 0 | 0 | 0 | 0 | 0 | 0 | 0 | 0 | 0
2 | 1 | 8 | 0 | 0 | 0 | 0 | 0 | 0 | 0 | 0 | 0
2 | 1 | 9 | 0 | 0 | 0 | 0 | 0 | 0 | 0 | 0 | 0
2 | 1 | 10 | 0 | 0 | 0 | 0 | 0 | 0 | 0 | 0 | 0
2 | 1 | 11 | 0 | 0 | 0 | 0 | 0 | 0 | 0 | 0 | 0
2 | 1 | 12 | 0 | 0 | 0 | 0 | 0 | 0 | 0 | 0 | 0
2 | 1 | 13 | 0 | 0 | 0 | 0 | 0 | 0 | 0 | 0 | 0
2 | 1 | 14 | 0 | 0 | 0 | 0 | 0 | 0 | 0 | 0 | 0
2 | 1 | 15 | 0 | 0 | 0 | 0 | 0 | 0 | 0 | 0 | 0
2 | 1 | 16 | 0 | 0 | 0 | 0 | 0 | 0 | 0 | 0 | 0
2 | 1 | 17 | 0 | 0 | 0 | 0 | 0 | 0 | 0 | 0 | 0
2 | 1 | 18 | 0 | 0 | 0 | 0 | 0 | 0 | 0 | 0 | 0
2 | 1 | 19 | 0 | 0 | 0 | 0 | 0 | 0 | 0 | 0 | 0
2 | 1 | 20 | 0 | 0 | 0 | 0 | 0 | 0 | 0 | 0 | 0
2 | 1 | 21 | 0 | 0 | 0 | 0 | 0 | 0 | 0 | 0 | 0
2 | 1 | 22 | 0 | 0 | 0 | 0 | 0 | 0 | 0 | 0 | 0
2 | 1 | 23 | 0 | 0 | 0 | 0 | 0 | 0 | 0 | 0 | 0
2 | 1 | 24 | 0 | 0 | 0 | 0 | 0 | 0 | 0 | 0 | 0
2 | 2 | 1 | 0 | 0 | 0 | 0 | 0 | 0 | 0 | 0 | 0
2 | 2 | 2 | 0 | 0 | 0 | 0 | 0 | 0 | 0 | 0 | 0
2 | 2 | 3 | 0 | 0 | 0 | 0 | 0 | 0 | 0 | 0 | 0
2 | 2 | 4 | 0 | 0 | 0 | 0 | 0 | 0 | 0 | 0 | 0
2 | 2 | 5 | 0 | 0 | 0 | 0 | 0 | 0 | 0 | 0 | 0
2 | 2 | 6 | 0 | 0 | 0 | 0 | 0 | 0 | 0 | 0 | 0
2 | 2 | 7 | 0 | 0 | 0 | 0 | 0 | 0 | 0 | 0 | 0
2 | 2 | 8 | 0 | 0 | 0 | 0 | 0 | 0 | 0 | 0 | 0
2 | 2 | 9 | 0 | 0 | 0 | 0 | 0 | 0 | 0 | 0 | 0
2 | 2 | 10 | 0 | 0 | 0 | 0 | 0 | 0 | 0 | 0 | 0
2 | 2 | 11 | 0 | 0 | 0 | 0 | 0 | 0 | 0 | 0 | 0
2 | 2 | 12 | 0 | 0 | 0 | 0 | 0 | 0 | 0 | 0 | 0
2 | 2 | 13 | 0 | 0 | 0 | 0 | 0 | 0 | 0 | 0 | 0
2 | 2 | 14 | 0 | 0 | 0 | 0 | 0 | 0 | 0 | 0 | 0
2 | 2 | 15 | 0 | 0 | 0 | 0 | 0 | 0 | 0 | 0 | 0
2 | 2 | 16 | 0 | 0 | 0 | 0 | 0 | 0 | 0 | 0 | 0
2 | 2 | 17 | 0 | 0 | 0 | 0 | 0 | 0 | 0 | 0 | 0
2 | 2 | 18 | 0 | 0 | 0 | 0 | 0 | 0 | 0 | 0 | 0
2 | 2 | 19 | 0 | 0 | 0 | 0 | 0 | 0 | 0 | 0 | 0
2 | 2 | 20 | 0 | 0 | 0 | 0 | 0 | 0 | 0 | 0 | 0
2 | 2 | 21 | 0 | 0 | 0 | 0 | 0 | 0 | 0 | 0 | 0
2 | 2 | 22 | 0 | 0 | 0 | 0 | 0 | 0 | 0 | 0 | 0
2 | 2 | 23 | 0 | 0 | 0 | 0 | 0 | 0 | 0 | 0 | 0
2 | 2 | 24 | 0 | 0 | 0 | 0 | 0 | 0 | 0 | 0 | 0
2 | 3 | 1 | 0 | 0 | 0 | 0 | 0 | 0 | 0 | 0 | 0
2 | 3 | 2 | 0 | 0 | 0 | 0 | 0 | 0 | 0 | 0 | 0
2 | 3 | 3 | 0 | 0 | 0 | 0 | 0 | 0 | 0 | 0 | 0
2 | 3 | 4 | 0 | 0 | 0 | 0 | 0 | 0 | 0 | 0 | 0
2 | 3 | 5 | 0 | 0 | 0 | 0 | 0 | 0 | 0 | 0 | 0
2 | 3 | 6 | 0 | 0 | 0 | 0 | 0 | 0 | 0 | 0 | 0
2 | 3 | 7 | 0 | 0 | 0 | 0 | 0 | 0 | 0 | 0 | 0
2 | 3 | 8 | 0 | 0 | 0 | 0 | 0 | 0 | 0 | 0 | 0
2 | 3 | 9 | 0 | 0 | 0 | 0 | 0 | 0 | 0 | 0 | 0
2 | 3 | 10 | 0 | 0 | 0 | 0 | 0 | 0 | 0 | 0 | 0
2 | 3 | 11 | 0 | 0 | 0 | 0 | 0 | 0 | 0 | 0 | 0
2 | 3 | 12 | 0 | 0 | 0 | 0 | 0 | 0 | 0 | 0 | 0
2 | 3 | 13 | 0 | 0 | 0 | 0 | 0 | 0 | 0 | 0 | 0
2 | 3 | 14 | 0 | 0 | 0 | 0 | 0 | 0 | 0 | 0 | 0
2 | 3 | 15 | 0 | 0 | 0 | 0 | 0 | 0 | 0 | 0 | 0
2 | 3 | 16 | 0 | 0 | 0 | 0 | 0 | 0 | 0 | 0 | 0
2 | 3 | 17 | 0 | 0 | 0 | 0 | 0 | 0 | 0 | 0 | 0
2 | 3 | 18 | 0 | 0 | 0 | 0 | 0 | 0 | 0 | 0 | 0
2 | 3 | 19 | 0 | 0 | 0 | 0 | 0 | 0 | 0 | 0 | 0
2 | 3 | 20 | 0 | 0 | 0 | 0 | 0 | 0 | 0 | 0 | 0
2 | 3 | 21 | 0 | 0 | 0 | 0 | 0 | 0 | 0 | 0 | 0
2 | 3 | 22 | 0 | 0 | 0 | 0 | 0 | 0 | 0 | 0 | 0
2 | 3 | 23 | 0 | 0 | 0 | 0 | 0 | 0 | 0 | 0 | 0
2 | 3 | 24 | 0 | 0 | 0 | 0 | 0 | 0 | 0 | 0 | 0
2 | 4 | 1 | 0 | 0 | 0 | 0 | 0 | 0 | 0 | 0 | 0
2 | 4 | 2 | 0 | 0 | 0 | 0 | 0 | 0 | 0 | 0 | 0
2 | 4 | 3 | 0 | 0 | 0 | 0 | 0 | 0 | 0 | 0 | 0
2 | 4 | 4 | 0 | 0 | 0 | 0 | 0 | 0 | 0 | 0 | 0
2 | 4 | 5 | 0 | 0 | 0 | 0 | 0 | 0 | 0 | 0 | 0
2 | 4 | 6 | 0 | 0 | 0 | 0 | 0 | 0 | 0 | 0 | 0
2 | 4 | 7 | 0 | 0 | 0 | 0 | 0 | 0 | 0 | 0 | 0
2 | 4 | 8 | 0 | 0 | 0 | 0 | 0 | 0 | 0 | 0 | 0
2 | 4 | 9 | 0 | 0 | 0 | 0 | 0 | 0 | 0 | 0 | 0
2 | 4 | 10 | 0 | 0 | 0 | 0 | 0 | 0 | 0 | 0 | 0
2 | 4 | 11 | 0 | 0 | 0 | 0 | 0 | 0 | 0 | 0 | 0
2 | 4 | 12 | 0 | 0 | 0 | 0 | 0 | 0 | 0 | 0 | 0
2 | 4 | 13 | 0 | 0 | 0 | 0 | 0 | 0 | 0 | 0 | 0
2 | 4 | 14 | 0 | 0 | 0 | 0 | 0 | 0 | 0 | 0 | 0
2 | 4 | 15 | 0 | 0 | 0 | 0 | 0 | 0 | 0 | 0 | 0
2 | 4 | 16 | 0 | 0 | 0 | 0 | 0 | 0 | 0 | 0 | 0
2 | 4 | 17 | 0 | 0 | 0 | 0 | 0 | 0 | 0 | 0 | 0
2 | 4 | 18 | 0 | 0 | 0 | 0 | 0 | 0 | 0 | 0 | 0
2 | 4 | 19 | 0 | 0 | 0 | 0 | 0 | 0 | 0 | 0 | 0
2 | 4 | 20 | 0 | 0 | 0 | 0 | 0 | 0 | 0 | 0 | 0
2 | 4 | 21 | 0 | 0 | 0 | 0 | 0 | 0 | 0 | 0 | 0
2 | 4 | 22 | 0 | 0 | 0 | 0 | 0 | 0 | 0 | 0 | 0
2 | 4 | 23 | 0 | 0 | 0 | 0 | 0 | 0 | 0 | 0 | 0
2 | 4 | 24 | 0 | 0 | 0 | 0 | 0 | 0 | 0 | 0 | 0
2 | 5 | 1 | 0 | 0 | 0 | 0 | 0 | 0 | 0 | 0 | 0
2 | 5 | 2 | 0 | 0 | 0 | 0 | 0 | 0 | 0 | 0 | 0
2 | 5 | 3 | 0 | 0 | 0 | 0 | 0 | 0 | 0 | 0 | 0
2 | 5 | 4 | 0 | 0 | 0 | 0 | 0 | 0 | 0 | 0 | 0
2 | 5 | 5 | 0 | 0 | 0 | 0 | 0 | 0 | 0 | 0 | 0
2 | 5 | 6 | 0 | 0 | 0 | 0 | 0 | 0 | 0 | 0 | 0
2 | 5 | 7 | 0 | 0 | 0 | 0 | 0 | 0 | 0 | 0 | 0
2 | 5 | 8 | 0 | 0 | 0 | 0 | 0 | 0 | 0 | 0 | 0
2 | 5 | 9 | 0 | 0 | 0 | 0 | 0 | 0 | 0 | 0 | 0
2 | 5 | 10 | 0 | 0 | 0 | 0 | 0 | 0 | 0 | 0 | 0
2 | 5 | 11 | 0 | 0 | 0 | 0 | 0 | 0 | 0 | 0 | 0
2 | 5 | 12 | 0 | 0 | 0 | 0 | 0 | 0 | 0 | 0 | 0
2 | 5 | 13 | 0 | 0 | 0 | 0 | 0 | 0 | 0 | 0 | 0
2 | 5 | 14 | 0 | 0 | 0 | 0 | 0 | 0 | 0 | 0 | 0
2 | 5 | 15 | 0 | 0 | 0 | 0 | 0 | 0 | 0 | 0 | 0
2 | 5 | 16 | 0 | 0 | 0 | 0 | 0 | 0 | 0 | 0 | 0
2 | 5 | 17 | 0 | 0 | 0 | 0 | 0 | 0 | 0 | 0 | 0
2 | 5 | 18 | 0 | 0 | 0 | 0 | 0 | 0 | 0 | 0 | 0
2 | 5 | 19 | 0 | 0 | 0 | 0 | 0 | 0 | 0 | 0 | 0
2 | 5 | 20 | 0 | 0 | 0 | 0 | 0 | 0 | 0 | 0 | 0
2 | 5 | 21 | 0 | 0 | 0 | 0 | 0 | 0 | 0 | 0 | 0
2 | 5 | 22 | 0 | 0 | 0 | 0 | 0 | 0 | 0 | 0 | 0
2 | 5 | 23 | 0 | 0 | 0 | 0 | 0 | 0 | 0 | 0 | 0
2 | 5 | 24 | 0 | 0 | 0 | 0 | 0 | 0 | 0 | 0 | 0
2 | 6 | 1 | 0 | 0 | 0 | 0 | 0 | 0 | 0 | 0 | 0
2 | 6 | 2 | 0 | 0 | 0 | 0 | 0 | 0 | 0 | 0 | 0
2 | 6 | 3 | 0 | 0 | 0 | 0 | 0 | 0 | 0 | 0 | 0
2 | 6 | 4 | 0 | 0 | 0 | 0 | 0 | 0 | 0 | 0 | 0
2 | 6 | 5 | 0 | 0 | 0 | 0 | 0 | 0 | 0 | 0 | 0
2 | 6 | 6 | 0 | 0 | 0 | 0 | 0 | 0 | 0 | 0 | 0
2 | 6 | 7 | 0 | 0 | 0 | 0 | 0 | 0 | 0 | 0 | 0
2 | 6 | 8 | 0 | 0 | 0 | 0 | 0 | 0 | 0 | 0 | 0
2 | 6 | 9 | 0 | 0 | 0 | 0 | 0 | 0 | 0 | 0 | 0
2 | 6 | 10 | 0 | 0 | 0 | 0 | 0 | 0 | 0 | 0 | 0
2 | 6 | 11 | 0 | 0 | 0 | 0 | 0 | 0 | 0 | 0 | 0
2 | 6 | 12 | 0 | 0 | 0 | 0 | 0 | 0 | 0 | 0 | 0
2 | 6 | 13 | 0 | 0 | 0 | 0 | 0 | 0 | 0 | 0 | 0
2 | 6 | 14 | 0 | 0 | 0 | 0 | 0 | 0 | 0 | 0 | 0
2 | 6 | 15 | 0 | 0 | 0 | 0 | 0 | 0 | 0 | 0 | 0
2 | 6 | 16 | 0 | 0 | 0 | 0 | 0 | 0 | 0 | 0 | 0
2 | 6 | 17 | 0 | 0 | 0 | 0 | 0 | 0 | 0 | 0 | 0
2 | 6 | 18 | 0 | 0 | 0 | 0 | 0 | 0 | 0 | 0 | 0
2 | 6 | 19 | 0 | 0 | 0 | 0 | 0 | 0 | 0 | 0 | 0
2 | 6 | 20 | 0 | 0 | 0 | 0 | 0 | 0 | 0 | 0 | 0
2 | 6 | 21 | 0 | 0 | 0 | 0 | 0 | 0 | 0 | 0 | 0
2 | 6 | 22 | 0 | 0 | 0 | 0 | 0 | 0 | 0 | 0 | 0
2 | 6 | 23 | 0 | 0 | 0 | 0 | 0 | 0 | 0 | 0 | 0
2 | 6 | 24 | 0 | 0 | 0 | 0 | 0 | 0 | 0 | 0 | 0
2 | 7 | 1 | 0 | 0 | 0 | 0 | 0 | 0 | 0 | 0 | 0
2 | 7 | 2 | 0 | 0 | 0 | 0 | 0 | 0 | 0 | 0 | 0
2 | 7 | 3 | 0 | 0 | 0 | 0 | 0 | 0 | 0 | 0 | 0
2 | 7 | 4 | 0 | 0 | 0 | 0 | 0 | 0 | 0 | 0 | 0
2 | 7 | 5 | 0 | 0 | 0 | 0 | 0 | 0 | 0 | 0 | 0
2 | 7 | 6 | 0 | 0 | 0 | 0 | 0 | 0 | 0 | 0 | 0
2 | 7 | 7 | 0 | 0 | 0 | 0 | 0 | 0 | 0 | 0 | 0
2 | 7 | 8 | 0 | 0 | 0 | 0 | 0 | 0 | 0 | 0 | 0
2 | 7 | 9 | 0 | 0 | 0 | 0 | 0 | 0 | 0 | 0 | 0
2 | 7 | 10 | 0 | 0 | 0 | 0 | 0 | 0 | 0 | 0 | 0
2 | 7 | 11 | 0 | 0 | 0 | 0 | 0 | 0 | 0 | 0 | 0
2 | 7 | 12 | 0 | 0 | 0 | 0 | 0 | 0 | 0 | 0 | 0
2 | 7 | 13 | 0 | 0 | 0 | 0 | 0 | 0 | 0 | 0 | 0
2 | 7 | 14 | 0 | 0 | 0 | 0 | 0 | 0 | 0 | 0 | 0
2 | 7 | 15 | 0 | 0 | 0 | 0 | 0 | 0 | 0 | 0 | 0
2 | 7 | 16 | 0 | 0 | 0 | 0 | 0 | 0 | 0 | 0 | 0
2 | 7 | 17 | 0 | 0 | 0 | 0 | 0 | 0 | 0 | 0 | 0
2 | 7 | 18 | 0 | 0 | 0 | 0 | 0 | 0 | 0 | 0 | 0
2 | 7 | 19 | 0 | 0 | 0 | 0 | 0 | 0 | 0 | 0 | 0
2 | 7 | 20 | 0 | 0 | 0 | 0 | 0 | 0 | 0 | 0 | 0
2 | 7 | 21 | 0 | 0 | 0 | 0 | 0 | 0 | 0 | 0 | 0
2 | 7 | 22 | 0 | 0 | 0 | 0 | 0 | 0 | 0 | 0 | 0
2 | 7 | 23 | 0 | 0 | 0 | 0 | 0 | 0 | 0 | 0 | 0
2 | 7 | 24 | 0 | 0 | 0 | 0 | 0 | 0 | 0 | 0 | 0
2 | 8 | 1 | 0 | 0 | 0 | 0 | 0 | 0 | 0 | 0 | 0
2 | 8 | 2 | 0 | 0 | 0 | 0 | 0 | 0 | 0 | 0 | 0
2 | 8 | 3 | 0 | 0 | 0 | 0 | 0 | 0 | 0 | 0 | 0
2 | 8 | 4 | 0 | 0 | 0 | 0 | 0 | 0 | 0 | 0 | 0
2 | 8 | 5 | 0 | 0 | 0 | 0 | 0 | 0 | 0 | 0 | 0
2 | 8 | 6 | 0 | 0 | 0 | 0 | 0 | 0 | 0 | 0 | 0
2 | 8 | 7 | 0 | 0 | 0 | 0 | 0 | 0 | 0 | 0 | 0
2 | 8 | 8 | 0 | 0 | 0 | 0 | 0 | 0 | 0 | 0 | 0
2 | 8 | 9 | 0 | 0 | 0 | 0 | 0 | 0 | 0 | 0 | 0
2 | 8 | 10 | 0 | 0 | 0 | 0 | 0 | 0 | 0 | 0 | 0
2 | 8 | 11 | 0 | 0 | 0 | 0 | 0 | 0 | 0 | 0 | 0
2 | 8 | 12 | 0 | 0 | 0 | 0 | 0 | 0 | 0 | 0 | 0
2 | 8 | 13 | 0 | 0 | 0 | 0 | 0 | 0 | 0 | 0 | 0
2 | 8 | 14 | 0 | 0 | 0 | 0 | 0 | 0 | 0 | 0 | 0
2 | 8 | 15 | 0 | 0 | 0 | 0 | 0 | 0 | 0 | 0 | 0
2 | 8 | 16 | 0 | 0 | 0 | 0 | 0 | 0 | 0 | 0 | 0
2 | 8 | 17 | 0 | 0 | 0 | 0 | 0 | 0 | 0 | 0 | 0
2 | 8 | 18 | 0 | 0 | 0 | 0 | 0 | 0 | 0 | 0 | 0
2 | 8 | 19 | 0 | 0 | 0 | 0 | 0 | 0 | 0 | 0 | 0
2 | 8 | 20 | 0 | 0 | 0 | 0 | 0 | 0 | 0 | 0 | 0
2 | 8 | 21 | 0 | 0 | 0 | 0 | 0 | 0 | 0 | 0 | 0
2 | 8 | 22 | 0 | 0 | 0 | 0 | 0 | 0 | 0 | 0 | 0
2 | 8 | 23 | 0 | 0 | 0 | 0 | 0 | 0 | 0 | 0 | 0
2 | 8 | 24 | 0 | 0 | 0 | 0 | 0 | 0 | 0 | 0 | 0
2 | 9 | 1 | 0 | 0 | 0 | 0 | 0 | 0 | 0 | 0 | 0
2 | 9 | 2 | 0 | 0 | 0 | 0 | 0 | 0 | 0 | 0 | 0
2 | 9 | 3 | 0 | 0 | 0 | 0 | 0 | 0 | 0 | 0 | 0
2 | 9 | 4 | 0 | 0 | 0 | 0 | 0 | 0 | 0 | 0 | 0
2 | 9 | 5 | 0 | 0 | 0 | 0 | 0 | 0 | 0 | 0 | 0
2 | 9 | 6 | 0 | 0 | 0 | 0 | 0 | 0 | 0 | 0 | 0
2 | 9 | 7 | 0 | 0 | 0 | 0 | 0 | 0 | 0 | 0 | 0
2 | 9 | 8 | 0 | 0 | 0 | 0 | 0 | 0 | 0 | 0 | 0
2 | 9 | 9 | 0 | 0 | 0 | 0 | 0 | 0 | 0 | 0 | 0
2 | 9 | 10 | 0 | 0 | 0 | 0 | 0 | 0 | 0 | 0 | 0
2 | 9 | 11 | 0 | 0 | 0 | 0 | 0 | 0 | 0 | 0 | 0
2 | 9 | 12 | 0 | 0 | 0 | 0 | 0 | 0 | 0 | 0 | 0
2 | 9 | 13 | 0 | 0 | 0 | 0 | 0 | 0 | 0 | 0 | 0
2 | 9 | 14 | 0 | 0 | 0 | 0 | 0 | 0 | 0 | 0 | 0
2 | 9 | 15 | 0 | 0 | 0 | 0 | 0 | 0 | 0 | 0 | 0
2 | 9 | 16 | 0 | 0 | 0 | 0 | 0 | 0 | 0 | 0 | 0
2 | 9 | 17 | 0 | 0 | 0 | 0 | 0 | 0 | 0 | 0 | 0
2 | 9 | 18 | 0 | 0 | 0 | 0 | 0 | 0 | 0 | 0 | 0
2 | 9 | 19 | 0 | 0 | 0 | 0 | 0 | 0 | 0 | 0 | 0
2 | 9 | 20 | 0 | 0 | 0 | 0 | 0 | 0 | 0 | 0 | 0
2 | 9 | 21 | 0 | 0 | 0 | 0 | 0 | 0 | 0 | 0 | 0
2 | 9 | 22 | 0 | 0 | 0 | 0 | 0 | 0 | 0 | 0 | 0
2 | 9 | 23 | 0 | 0 | 0 | 0 | 0 | 0 | 0 | 0 | 0
2 | 9 | 24 | 0 | 0 | 0 | 0 | 0 | 0 | 0 | 0 | 0
2 | 10 | 1 | 0 | 0 | 0 | 0 | 0 | 0 | 0 | 0 | 0
2 | 10 | 2 | 0 | 0 | 0 | 0 | 0 | 0 | 0 | 0 | 0
2 | 10 | 3 | 0 | 0 | 0 | 0 | 0 | 0 | 0 | 0 | 0
2 | 10 | 4 | 0 | 0 | 0 | 0 | 0 | 0 | 0 | 0 | 0
2 | 10 | 5 | 0 | 0 | 0 | 0 | 0 | 0 | 0 | 0 | 0
2 | 10 | 6 | 0 | 0 | 0 | 0 | 0 | 0 | 0 | 0 | 0
2 | 10 | 7 | 0 | 0 | 0 | 0 | 0 | 0 | 0 | 0 | 0
2 | 10 | 8 | 0 | 0 | 0 | 0 | 0 | 0 | 0 | 0 | 0
2 | 10 | 9 | 0 | 0 | 0 | 0 | 0 | 0 | 0 | 0 | 0
2 | 10 | 10 | 0 | 0 | 0 | 0 | 0 | 0 | 0 | 0 | 0
2 | 10 | 11 | 0 | 0 | 0 | 0 | 0 | 0 | 0 | 0 | 0
2 | 10 | 12 | 0 | 0 | 0 | 0 | 0 | 0 | 0 | 0 | 0
2 | 10 | 13 | 0 | 0 | 0 | 0 | 0 | 0 | 0 | 0 | 0
2 | 10 | 14 | 0 | 0 | 0 | 0 | 0 | 0 | 0 | 0 | 0
2 | 10 | 15 | 0 | 0 | 0 | 0 | 0 | 0 | 0 | 0 | 0
2 | 10 | 16 | 0 | 0 | 0 | 0 | 0 | 0 | 0 | 0 | 0
2 | 10 | 17 | 0 | 0 | 0 | 0 | 0 | 0 | 0 | 0 | 0
2 | 10 | 18 | 0 | 0 | 0 | 0 | 0 | 0 | 0 | 0 | 0
2 | 10 | 19 | 0 | 0 | 0 | 0 | 0 | 0 | 0 | 0 | 0
2 | 10 | 20 | 0 | 0 | 0 | 0 | 0 | 0 | 0 | 0 | 0
2 | 10 | 21 | 0 | 0 | 0 | 0 | 0 | 0 | 0 | 0 | 0
2 | 10 | 22 | 0 | 0 | 0 | 0 | 0 | 0 | 0 | 0 | 0
2 | 10 | 23 | 0 | 0 | 0 | 0 | 0 | 0 | 0 | 0 | 0
2 | 10 | 24 | 0 | 0 | 0 | 0 | 0 | 0 | 0 | 0 | 0
2 | 11 | 1 | 0 | 0 | 0 | 0 | 0 | 0 | 0 | 0 | 0
2 | 11 | 2 | 0 | 0 | 0 | 0 | 0 | 0 | 0 | 0 | 0
2 | 11 | 3 | 0 | 0 | 0 | 0 | 0 | 0 | 0 | 0 | 0
2 | 11 | 4 | 0 | 0 | 0 | 0 | 0 | 0 | 0 | 0 | 0
2 | 11 | 5 | 0 | 0 | 0 | 0 | 0 | 0 | 0 | 0 | 0
2 | 11 | 6 | 0 | 0 | 0 | 0 | 0 | 0 | 0 | 0 | 0
2 | 11 | 7 | 0 | 0 | 0 | 0 | 0 | 0 | 0 | 0 | 0
2 | 11 | 8 | 0 | 0 | 0 | 0 | 0 | 0 | 0 | 0 | 0
2 | 11 | 9 | 0 | 0 | 0 | 0 | 0 | 0 | 0 | 0 | 0
2 | 11 | 10 | 0 | 0 | 0 | 0 | 0 | 0 | 0 | 0 | 0
2 | 11 | 11 | 0 | 0 | 0 | 0 | 0 | 0 | 0 | 0 | 0
2 | 11 | 12 | 0 | 0 | 0 | 0 | 0 | 0 | 0 | 0 | 0
2 | 11 | 13 | 0 | 0 | 0 | 0 | 0 | 0 | 0 | 0 | 0
2 | 11 | 14 | 0 | 0 | 0 | 0 | 0 | 0 | 0 | 0 | 0
2 | 11 | 15 | 0 | 0 | 0 | 0 | 0 | 0 | 0 | 0 | 0
2 | 11 | 16 | 0 | 0 | 0 | 0 | 0 | 0 | 0 | 0 | 0
2 | 11 | 17 | 0 | 0 | 0 | 0 | 0 | 0 | 0 | 0 | 0
2 | 11 | 18 | 0 | 0 | 0 | 0 | 0 | 0 | 0 | 0 | 0
2 | 11 | 19 | 0 | 0 | 0 | 0 | 0 | 0 | 0 | 0 | 0
2 | 11 | 20 | 0 | 0 | 0 | 0 | 0 | 0 | 0 | 0 | 0
2 | 11 | 21 | 0 | 0 | 0 | 0 | 0 | 0 | 0 | 0 | 0
2 | 11 | 22 | 0 | 0 | 0 | 0 | 0 | 0 | 0 | 0 | 0
2 | 11 | 23 | 0 | 0 | 0 | 0 | 0 | 0 | 0 | 0 | 0
2 | 11 | 24 | 0 | 0 | 0 | 0 | 0 | 0 | 0 | 0 | 0
2 | 12 | 1 | 0 | 0 | 0 | 0 | 0 | 0 | 0 | 0 | 0
2 | 12 | 2 | 0 | 0 | 0 | 0 | 0 | 0 | 0 | 0 | 0
2 | 12 | 3 | 0 | 0 | 0 | 0 | 0 | 0 | 0 | 0 | 0
2 | 12 | 4 | 0 | 0 | 0 | 0 | 0 | 0 | 0 | 0 | 0
2 | 12 | 5 | 0 | 0 | 0 | 0 | 0 | 0 | 0 | 0 | 0
2 | 12 | 6 | 0 | 0 | 0 | 0 | 0 | 0 | 0 | 0 | 0
2 | 12 | 7 | 0 | 0 | 0 | 0 | 0 | 0 | 0 | 0 | 0
2 | 12 | 8 | 0 | 0 | 0 | 0 | 0 | 0 | 0 | 0 | 0
2 | 12 | 9 | 0 | 0 | 0 | 0 | 0 | 0 | 0 | 0 | 0
2 | 12 | 10 | 0 | 0 | 0 | 0 | 0 | 0 | 0 | 0 | 0
2 | 12 | 11 | 0 | 0 | 0 | 0 | 0 | 0 | 0 | 0 | 0
2 | 12 | 12 | 0 | 0 | 0 | 0 | 0 | 0 | 0 | 0 | 0
2 | 12 | 13 | 0 | 0 | 0 | 0 | 0 | 0 | 0 | 0 | 0
2 | 12 | 14 | 0 | 0 | 0 | 0 | 0 | 0 | 0 | 0 | 0
2 | 12 | 15 | 0 | 0 | 0 | 0 | 0 | 0 | 0 | 0 | 0
2 | 12 | 16 | 0 | 0 | 0 | 0 | 0 | 0 | 0 | 0 | 0
2 | 12 | 17 | 0 | 0 | 0 | 0 | 0 | 0 | 0 | 0 | 0
2 | 12 | 18 | 0 | 0 | 0 | 0 | 0 | 0 | 0 | 0 | 0
2 | 12 | 19 | 0 | 0 | 0 | 0 | 0 | 0 | 0 | 0 | 0
2 | 12 | 20 | 0 | 0 | 0 | 0 | 0 | 0 | 0 | 0 | 0
2 | 12 | 21 | 0 | 0 | 0 | 0 | 0 | 0 | 0 | 0 | 0
2 | 12 | 22 | 0 | 0 | 0 | 0 | 0 | 0 | 0 | 0 | 0
2 | 12 | 23 | 0 | 0 | 0 | 0 | 0 | 0 | 0 | 0 | 0
2 | 12 | 24 | 0 | 0 | 0 | 0 | 0 | 0 | 0 | 0 | 0
2 | 13 | 1 | 0 | 0 | 0 | 0 | 0 | 0 | 0 | 0 | 0
2 | 13 | 2 | 0 | 0 | 0 | 0 | 0 | 0 | 0 | 0 | 0
2 | 13 | 3 | 0 | 0 | 0 | 0 | 0 | 0 | 0 | 0 | 0
2 | 13 | 4 | 0 | 0 | 0 | 0 | 0 | 0 | 0 | 0 | 0
2 | 13 | 5 | 0 | 0 | 0 | 0 | 0 | 0 | 0 | 0 | 0
2 | 13 | 6 | 0 | 0 | 0 | 0 | 0 | 0 | 0 | 0 | 0
2 | 13 | 7 | 0 | 0 | 0 | 0 | 0 | 0 | 0 | 0 | 0
2 | 13 | 8 | 0 | 0 | 0 | 0 | 0 | 0 | 0 | 0 | 0
2 | 13 | 9 | 0 | 0 | 0 | 0 | 0 | 0 | 0 | 0 | 0
2 | 13 | 10 | 0 | 0 | 0 | 0 | 0 | 0 | 0 | 0 | 0
2 | 13 | 11 | 0 | 0 | 0 | 0 | 0 | 0 | 0 | 0 | 0
2 | 13 | 12 | 0 | 0 | 0 | 0 | 0 | 0 | 0 | 0 | 0
2 | 13 | 13 | 0 | 0 | 0 | 0 | 0 | 0 | 0 | 0 | 0
2 | 13 | 14 | 0 | 0 | 0 | 0 | 0 | 0 | 0 | 0 | 0
2 | 13 | 15 | 0 | 0 | 0 | 0 | 0 | 0 | 0 | 0 | 0
2 | 13 | 16 | 0 | 0 | 0 | 0 | 0 | 0 | 0 | 0 | 0
2 | 13 | 17 | 0 | 0 | 0 | 0 | 0 | 0 | 0 | 0 | 0
2 | 13 | 18 | 0 | 0 | 0 | 0 | 0 | 0 | 0 | 0 | 0
2 | 13 | 19 | 0 | 0 | 0 | 0 | 0 | 0 | 0 | 0 | 0
2 | 13 | 20 | 0 | 0 | 0 | 0 | 0 | 0 | 0 | 0 | 0
2 | 13 | 21 | 0 | 0 | 0 | 0 | 0 | 0 | 0 | 0 | 0
2 | 13 | 22 | 0 | 0 | 0 | 0 | 0 | 0 | 0 | 0 | 0
2 | 13 | 23 | 0 | 0 | 0 | 0 | 0 | 0 | 0 | 0 | 0
2 | 13 | 24 | 0 | 0 | 0 | 0 | 0 | 0 | 0 | 0 | 0
2 | 14 | 1 | 0 | 0 | 0 | 0 | 0 | 0 | 0 | 0 | 0
2 | 14 | 2 | 0 | 0 | 0 | 0 | 0 | 0 | 0 | 0 | 0
2 | 14 | 3 | 0 | 0 | 0 | 0 | 0 | 0 | 0 | 0 | 0
2 | 14 | 4 | 0 | 0 | 0 | 0 | 0 | 0 | 0 | 0 | 0
2 | 14 | 5 | 0 | 0 | 0 | 0 | 0 | 0 | 0 | 0 | 0
2 | 14 | 6 | 0 | 0 | 0 | 0 | 0 | 0 | 0 | 0 | 0
2 | 14 | 7 | 0 | 0 | 0 | 0 | 0 | 0 | 0 | 0 | 0
2 | 14 | 8 | 0 | 0 | 0 | 0 | 0 | 0 | 0 | 0 | 0
2 | 14 | 9 | 0 | 0 | 0 | 0 | 0 | 0 | 0 | 0 | 0
2 | 14 | 10 | 0 | 0 | 0 | 0 | 0 | 0 | 0 | 0 | 0
2 | 14 | 11 | 0 | 0 | 0 | 0 | 0 | 0 | 0 | 0 | 0
2 | 14 | 12 | 0 | 0 | 0 | 0 | 0 | 0 | 0 | 0 | 0
2 | 14 | 13 | 0 | 0 | 0 | 0 | 0 | 0 | 0 | 0 | 0
2 | 14 | 14 | 0 | 0 | 0 | 0 | 0 | 0 | 0 | 0 | 0
2 | 14 | 15 | 0 | 0 | 0 | 0 | 0 | 0 | 0 | 0 | 0
2 | 14 | 16 | 0 | 0 | 0 | 0 | 0 | 0 | 0 | 0 | 0
2 | 14 | 17 | 0 | 0 | 0 | 0 | 0 | 0 | 0 | 0 | 0
2 | 14 | 18 | 0 | 0 | 0 | 0 | 0 | 0 | 0 | 0 | 0
2 | 14 | 19 | 0 | 0 | 0 | 0 | 0 | 0 | 0 | 0 | 0
2 | 14 | 20 | 0 | 0 | 0 | 0 | 0 | 0 | 0 | 0 | 0
2 | 14 | 21 | 0 | 0 | 0 | 0 | 0 | 0 | 0 | 0 | 0
2 | 14 | 22 | 0 | 0 | 0 | 0 | 0 | 0 | 0 | 0 | 0
2 | 14 | 23 | 0 | 0 | 0 | 0 | 0 | 0 | 0 | 0 | 0
2 | 14 | 24 | 0 | 0 | 0 | 0 | 0 | 0 | 0 | 0 | 0
2 | 15 | 1 | 0 | 0 | 0 | 0 | 0 | 0 | 0 | 0 | 0
2 | 15 | 2 | 0 | 0 | 0 | 0 | 0 | 0 | 0 | 0 | 0
2 | 15 | 3 | 0 | 0 | 0 | 0 | 0 | 0 | 0 | 0 | 0
2 | 15 | 4 | 0 | 0 | 0 | 0 | 0 | 0 | 0 | 0 | 0
2 | 15 | 5 | 0 | 0 | 0 | 0 | 0 | 0 | 0 | 0 | 0
2 | 15 | 6 | 0 | 0 | 0 | 0 | 0 | 0 | 0 | 0 | 0
2 | 15 | 7 | 0 | 0 | 0 | 0 | 0 | 0 | 0 | 0 | 0
2 | 15 | 8 | 0 | 0 | 0 | 0 | 0 | 0 | 0 | 0 | 0
2 | 15 | 9 | 0 | 0 | 0 | 0 | 0 | 0 | 0 | 0 | 0
2 | 15 | 10 | 0 | 0 | 0 | 0 | 0 | 0 | 0 | 0 | 0
2 | 15 | 11 | 0 | 0 | 0 | 0 | 0 | 0 | 0 | 0 | 0
2 | 15 | 12 | 0 | 0 | 0 | 0 | 0 | 0 | 0 | 0 | 0
2 | 15 | 13 | 0 | 0 | 0 | 0 | 0 | 0 | 0 | 0 | 0
2 | 15 | 14 | 0 | 0 | 0 | 0 | 0 | 0 | 0 | 0 | 0
2 | 15 | 15 | 0 | 0 | 0 | 0 | 0 | 0 | 0 | 0 | 0
2 | 15 | 16 | 0 | 0 | 0 | 0 | 0 | 0 | 0 | 0 | 0
2 | 15 | 17 | 0 | 0 | 0 | 0 | 0 | 0 | 0 | 0 | 0
2 | 15 | 18 | 0 | 0 | 0 | 0 | 0 | 0 | 0 | 0 | 0
2 | 15 | 19 | 0 | 0 | 0 | 0 | 0 | 0 | 0 | 0 | 0
2 | 15 | 20 | 0 | 0 | 0 | 0 | 0 | 0 | 0 | 0 | 0
2 | 15 | 21 | 0 | 0 | 0 | 0 | 0 | 0 | 0 | 0 | 0
2 | 15 | 22 | 0 | 0 | 0 | 0 | 0 | 0 | 0 | 0 | 0
2 | 15 | 23 | 0 | 0 | 0 | 0 | 0 | 0 | 0 | 0 | 0
2 | 15 | 24 | 0 | 0 | 0 | 0 | 0 | 0 | 0 | 0 | 0
2 | 16 | 1 | 0 | 0 | 0 | 0 | 0 | 0 | 0 | 0 | 0
2 | 16 | 2 | 0 | 0 | 0 | 0 | 0 | 0 | 0 | 0 | 0
2 | 16 | 3 | 0 | 0 | 0 | 0 | 0 | 0 | 0 | 0 | 0
2 | 16 | 4 | 0 | 0 | 0 | 0 | 0 | 0 | 0 | 0 | 0
2 | 16 | 5 | 0 | 0 | 0 | 0 | 0 | 0 | 0 | 0 | 0
2 | 16 | 6 | 0 | 0 | 0 | 0 | 0 | 0 | 0 | 0 | 0
2 | 16 | 7 | 0 | 0 | 0 | 0 | 0 | 0 | 0 | 0 | 0
2 | 16 | 8 | 0 | 0 | 0 | 0 | 0 | 0 | 0 | 0 | 0
2 | 16 | 9 | 0 | 0 | 0 | 0 | 0 | 0 | 0 | 0 | 0
2 | 16 | 10 | 0 | 0 | 0 | 0 | 0 | 0 | 0 | 0 | 0
2 | 16 | 11 | 0 | 0 | 0 | 0 | 0 | 0 | 0 | 0 | 0
2 | 16 | 12 | 0 | 0 | 0 | 0 | 0 | 0 | 0 | 0 | 0
2 | 16 | 13 | 0 | 0 | 0 | 0 | 0 | 0 | 0 | 0 | 0
2 | 16 | 14 | 0 | 0 | 0 | 0 | 0 | 0 | 0 | 0 | 0
2 | 16 | 15 | 0 | 0 | 0 | 0 | 0 | 0 | 0 | 0 | 0
2 | 16 | 16 | 0 | 0 | 0 | 0 | 0 | 0 | 0 | 0 | 0
2 | 16 | 17 | 0 | 0 | 0 | 0 | 0 | 0 | 0 | 0 | 0
2 | 16 | 18 | 0 | 0 | 0 | 0 | 0 | 0 | 0 | 0 | 0
2 | 16 | 19 | 0 | 0 | 0 | 0 | 0 | 0 | 0 | 0 | 0
2 | 16 | 20 | 0 | 0 | 0 | 0 | 0 | 0 | 0 | 0 | 0
2 | 16 | 21 | 0 | 0 | 0 | 0 | 0 | 0 | 0 | 0 | 0
2 | 16 | 22 | 0 | 0 | 0 | 0 | 0 | 0 | 0 | 0 | 0
2 | 16 | 23 | 0 | 0 | 0 | 0 | 0 | 0 | 0 | 0 | 0
2 | 16 | 24 | 0 | 0 | 0 | 0 | 0 | 0 | 0 | 0 | 0
2 | 17 | 1 | 0 | 0 | 0 | 0 | 0 | 0 | 0 | 0 | 0
2 | 17 | 2 | 0 | 0 | 0 | 0 | 0 | 0 | 0 | 0 | 0
2 | 17 | 3 | 0 | 0 | 0 | 0 | 0 | 0 | 0 | 0 | 0
2 | 17 | 4 | 0 | 0 | 0 | 0 | 0 | 0 | 0 | 0 | 0
2 | 17 | 5 | 0 | 0 | 0 | 0 | 0 | 0 | 0 | 0 | 0
2 | 17 | 6 | 0 | 0 | 0 | 0 | 0 | 0 | 0 | 0 | 0
2 | 17 | 7 | 0 | 0 | 0 | 0 | 0 | 0 | 0 | 0 | 0
2 | 17 | 8 | 0 | 0 | 0 | 0 | 0 | 0 | 0 | 0 | 0
2 | 17 | 9 | 0 | 0 | 0 | 0 | 0 | 0 | 0 | 0 | 0
2 | 17 | 10 | 0 | 0 | 0 | 0 | 0 | 0 | 0 | 0 | 0
2 | 17 | 11 | 0 | 0 | 0 | 0 | 0 | 0 | 0 | 0 | 0
2 | 17 | 12 | 0 | 0 | 0 | 0 | 0 | 0 | 0 | 0 | 0
2 | 17 | 13 | 0 | 0 | 0 | 0 | 0 | 0 | 0 | 0 | 0
2 | 17 | 14 | 0 | 0 | 0 | 0 | 0 | 0 | 0 | 0 | 0
2 | 17 | 15 | 0 | 0 | 0 | 0 | 0 | 0 | 0 | 0 | 0
2 | 17 | 16 | 0 | 0 | 0 | 0 | 0 | 0 | 0 | 0 | 0
2 | 17 | 17 | 0 | 0 | 0 | 0 | 0 | 0 | 0 | 0 | 0
2 | 17 | 18 | 0 | 0 | 0 | 0 | 0 | 0 | 0 | 0 | 0
2 | 17 | 19 | 0 | 0 | 0 | 0 | 0 | 0 | 0 | 0 | 0
2 | 17 | 20 | 0 | 0 | 0 | 0 | 0 | 0 | 0 | 0 | 0
2 | 17 | 21 | 0 | 0 | 0 | 0 | 0 | 0 | 0 | 0 | 0
2 | 17 | 22 | 0 | 0 | 0 | 0 | 0 | 0 | 0 | 0 | 0
2 | 17 | 23 | 0 | 0 | 0 | 0 | 0 | 0 | 0 | 0 | 0
2 | 17 | 24 | 0 | 0 | 0 | 0 | 0 | 0 | 0 | 0 | 0
2 | 18 | 1 | 0 | 0 | 0 | 0 | 0 | 0 | 0 | 0 | 0
2 | 18 | 2 | 0 | 0 | 0 | 0 | 0 | 0 | 0 | 0 | 0
2 | 18 | 3 | 0 | 0 | 0 | 0 | 0 | 0 | 0 | 0 | 0
2 | 18 | 4 | 0 | 0 | 0 | 0 | 0 | 0 | 0 | 0 | 0
2 | 18 | 5 | 0 | 0 | 0 | 0 | 0 | 0 | 0 | 0 | 0
2 | 18 | 6 | 0 | 0 | 0 | 0 | 0 | 0 | 0 | 0 | 0
2 | 18 | 7 | 0 | 0 | 0 | 0 | 0 | 0 | 0 | 0 | 0
2 | 18 | 8 | 0 | 0 | 0 | 0 | 0 | 0 | 0 | 0 | 0
2 | 18 | 9 | 0 | 0 | 0 | 0 | 0 | 0 | 0 | 0 | 0
2 | 18 | 10 | 0 | 0 | 0 | 0 | 0 | 0 | 0 | 0 | 0
2 | 18 | 11 | 0 | 0 | 0 | 0 | 0 | 0 | 0 | 0 | 0
2 | 18 | 12 | 0 | 0 | 0 | 0 | 0 | 0 | 0 | 0 | 0
2 | 18 | 13 | 0 | 0 | 0 | 0 | 0 | 0 | 0 | 0 | 0
2 | 18 | 14 | 0 | 0 | 0 | 0 | 0 | 0 | 0 | 0 | 0
2 | 18 | 15 | 0 | 0 | 0 | 0 | 0 | 0 | 0 | 0 | 0
2 | 18 | 16 | 0 | 0 | 0 | 0 | 0 | 0 | 0 | 0 | 0
2 | 18 | 17 | 0 | 0 | 0 | 0 | 0 | 0 | 0 | 0 | 0
2 | 18 | 18 | 0 | 0 | 0 | 0 | 0 | 0 | 0 | 0 | 0
2 | 18 | 19 | 0 | 0 | 0 | 0 | 0 | 0 | 0 | 0 | 0
2 | 18 | 20 | 0 | 0 | 0 | 0 | 0 | 0 | 0 | 0 | 0
2 | 18 | 21 | 0 | 0 | 0 | 0 | 0 | 0 | 0 | 0 | 0
2 | 18 | 22 | 0 | 0 | 0 | 0 | 0 | 0 | 0 | 0 | 0
2 | 18 | 23 | 0 | 0 | 0 | 0 | 0 | 0 | 0 | 0 | 0
2 | 18 | 24 | 0 | 0 | 0 | 0 | 0 | 0 | 0 | 0 | 0
2 | 19 | 1 | 0 | 0 | 0 | 0 | 0 | 0 | 0 | 0 | 0
2 | 19 | 2 | 0 | 0 | 0 | 0 | 0 | 0 | 0 | 0 | 0
2 | 19 | 3 | 0 | 0 | 0 | 0 | 0 | 0 | 0 | 0 | 0
2 | 19 | 4 | 0 | 0 | 0 | 0 | 0 | 0 | 0 | 0 | 0
2 | 19 | 5 | 0 | 0 | 0 | 0 | 0 | 0 | 0 | 0 | 0
2 | 19 | 6 | 0 | 0 | 0 | 0 | 0 | 0 | 0 | 0 | 0
2 | 19 | 7 | 0 | 0 | 0 | 0 | 0 | 0 | 0 | 0 | 0
2 | 19 | 8 | 0 | 0 | 0 | 0 | 0 | 0 | 0 | 0 | 0
2 | 19 | 9 | 0 | 0 | 0 | 0 | 0 | 0 | 0 | 0 | 0
2 | 19 | 10 | 0 | 0 | 0 | 0 | 0 | 0 | 0 | 0 | 0
2 | 19 | 11 | 0 | 0 | 0 | 0 | 0 | 0 | 0 | 0 | 0
2 | 19 | 12 | 0 | 0 | 0 | 0 | 0 | 0 | 0 | 0 | 0
2 | 19 | 13 | 0 | 0 | 0 | 0 | 0 | 0 | 0 | 0 | 0
2 | 19 | 14 | 0 | 0 | 0 | 0 | 0 | 0 | 0 | 0 | 0
2 | 19 | 15 | 0 | 0 | 0 | 0 | 0 | 0 | 0 | 0 | 0
2 | 19 | 16 | 0 | 0 | 0 | 0 | 0 | 0 | 0 | 0 | 0
2 | 19 | 17 | 0 | 0 | 0 | 0 | 0 | 0 | 0 | 0 | 0
2 | 19 | 18 | 0 | 0 | 0 | 0 | 0 | 0 | 0 | 0 | 0
2 | 19 | 19 | 0 | 0 | 0 | 0 | 0 | 0 | 0 | 0 | 0
2 | 19 | 20 | 0 | 0 | 0 | 0 | 0 | 0 | 0 | 0 | 0
2 | 19 | 21 | 0 | 0 | 0 | 0 | 0 | 0 | 0 | 0 | 0
2 | 19 | 22 | 0 | 0 | 0 | 0 | 0 | 0 | 0 | 0 | 0
2 | 19 | 23 | 0 | 0 | 0 | 0 | 0 | 0 | 0 | 0 | 0
2 | 19 | 24 | 0 | 0 | 0 | 0 | 0 | 0 | 0 | 0 | 0
2 | 20 | 1 | 0 | 0 | 0 | 0 | 0 | 0 | 0 | 0 | 0
2 | 20 | 2 | 0 | 0 | 0 | 0 | 0 | 0 | 0 | 0 | 0
2 | 20 | 3 | 0 | 0 | 0 | 0 | 0 | 0 | 0 | 0 | 0
2 | 20 | 4 | 0 | 0 | 0 | 0 | 0 | 0 | 0 | 0 | 0
2 | 20 | 5 | 0 | 0 | 0 | 0 | 0 | 0 | 0 | 0 | 0
2 | 20 | 6 | 0 | 0 | 0 | 0 | 0 | 0 | 0 | 0 | 0
2 | 20 | 7 | 0 | 0 | 0 | 0 | 0 | 0 | 0 | 0 | 0
2 | 20 | 8 | 0 | 0 | 0 | 0 | 0 | 0 | 0 | 0 | 0
2 | 20 | 9 | 0 | 0 | 0 | 0 | 0 | 0 | 0 | 0 | 0
2 | 20 | 10 | 0 | 0 | 0 | 0 | 0 | 0 | 0 | 0 | 0
2 | 20 | 11 | 0 | 0 | 0 | 0 | 0 | 0 | 0 | 0 | 0
2 | 20 | 12 | 0 | 0 | 0 | 0 | 0 | 0 | 0 | 0 | 0
2 | 20 | 13 | 0 | 0 | 0 | 0 | 0 | 0 | 0 | 0 | 0
2 | 20 | 14 | 0 | 0 | 0 | 0 | 0 | 0 | 0 | 0 | 0
2 | 20 | 15 | 0 | 0 | 0 | 0 | 0 | 0 | 0 | 0 | 0
2 | 20 | 16 | 0 | 0 | 0 | 0 | 0 | 0 | 0 | 0 | 0
2 | 20 | 17 | 0 | 0 | 0 | 0 | 0 | 0 | 0 | 0 | 0
2 | 20 | 18 | 0 | 0 | 0 | 0 | 0 | 0 | 0 | 0 | 0
2 | 20 | 19 | 0 | 0 | 0 | 0 | 0 | 0 | 0 | 0 | 0
2 | 20 | 20 | 0 | 0 | 0 | 0 | 0 | 0 | 0 | 0 | 0
2 | 20 | 21 | 0 | 0 | 0 | 0 | 0 | 0 | 0 | 0 | 0
2 | 20 | 22 | 0 | 0 | 0 | 0 | 0 | 0 | 0 | 0 | 0
2 | 20 | 23 | 0 | 0 | 0 | 0 | 0 | 0 | 0 | 0 | 0
2 | 20 | 24 | 0 | 0 | 0 | 0 | 0 | 0 | 0 | 0 | 0
2 | 21 | 1 | 0 | 0 | 0 | 0 | 0 | 0 | 0 | 0 | 0
2 | 21 | 2 | 0 | 0 | 0 | 0 | 0 | 0 | 0 | 0 | 0
2 | 21 | 3 | 0 | 0 | 0 | 0 | 0 | 0 | 0 | 0 | 0
2 | 21 | 4 | 0 | 0 | 0 | 0 | 0 | 0 | 0 | 0 | 0
2 | 21 | 5 | 0 | 0 | 0 | 0 | 0 | 0 | 0 | 0 | 0
2 | 21 | 6 | 0 | 0 | 0 | 0 | 0 | 0 | 0 | 0 | 0
2 | 21 | 7 | 0 | 0 | 0 | 0 | 0 | 0 | 0 | 0 | 0
2 | 21 | 8 | 0 | 0 | 0 | 0 | 0 | 0 | 0 | 0 | 0
2 | 21 | 9 | 0 | 0 | 0 | 0 | 0 | 0 | 0 | 0 | 0
2 | 21 | 10 | 0 | 0 | 0 | 0 | 0 | 0 | 0 | 0 | 0
2 | 21 | 11 | 0 | 0 | 0 | 0 | 0 | 0 | 0 | 0 | 0
2 | 21 | 12 | 0 | 0 | 0 | 0 | 0 | 0 | 0 | 0 | 0
2 | 21 | 13 | 0 | 0 | 0 | 0 | 0 | 0 | 0 | 0 | 0
2 | 21 | 14 | 0 | 0 | 0 | 0 | 0 | 0 | 0 | 0 | 0
2 | 21 | 15 | 0 | 0 | 0 | 0 | 0 | 0 | 0 | 0 | 0
2 | 21 | 16 | 0 | 0 | 0 | 0 | 0 | 0 | 0 | 0 | 0
2 | 21 | 17 | 0 | 0 | 0 | 0 | 0 | 0 | 0 | 0 | 0
2 | 21 | 18 | 0 | 0 | 0 | 0 | 0 | 0 | 0 | 0 | 0
2 | 21 | 19 | 0 | 0 | 0 | 0 | 0 | 0 | 0 | 0 | 0
2 | 21 | 20 | 0 | 0 | 0 | 0 | 0 | 0 | 0 | 0 | 0
2 | 21 | 21 | 0 | 0 | 0 | 0 | 0 | 0 | 0 | 0 | 0
2 | 21 | 22 | 0 | 0 | 0 | 0 | 0 | 0 | 0 | 0 | 0
2 | 21 | 23 | 0 | 0 | 0 | 0 | 0 | 0 | 0 | 0 | 0
2 | 21 | 24 | 0 | 0 | 0 | 0 | 0 | 0 | 0 | 0 | 0
2 | 22 | 1 | 0 | 0 | 0 | 0 | 0 | 0 | 0 | 0 | 0
2 | 22 | 2 | 0 | 0 | 0 | 0 | 0 | 0 | 0 | 0 | 0
2 | 22 | 3 | 0 | 0 | 0 | 0 | 0 | 0 | 0 | 0 | 0
2 | 22 | 4 | 0 | 0 | 0 | 0 | 0 | 0 | 0 | 0 | 0
2 | 22 | 5 | 0 | 0 | 0 | 0 | 0 | 0 | 0 | 0 | 0
2 | 22 | 6 | 0 | 0 | 0 | 0 | 0 | 0 | 0 | 0 | 0
2 | 22 | 7 | 0 | 0 | 0 | 0 | 0 | 0 | 0 | 0 | 0
2 | 22 | 8 | 0 | 0 | 0 | 0 | 0 | 0 | 0 | 0 | 0
2 | 22 | 9 | 0 | 0 | 0 | 0 | 0 | 0 | 0 | 0 | 0
2 | 22 | 10 | 0 | 0 | 0 | 0 | 0 | 0 | 0 | 0 | 0
2 | 22 | 11 | 0 | 0 | 0 | 0 | 0 | 0 | 0 | 0 | 0
2 | 22 | 12 | 0 | 0 | 0 | 0 | 0 | 0 | 0 | 0 | 0
2 | 22 | 13 | 0 | 0 | 0 | 0 | 0 | 0 | 0 | 0 | 0
2 | 22 | 14 | 0 | 0 | 0 | 0 | 0 | 0 | 0 | 0 | 0
2 | 22 | 15 | 0 | 0 | 0 | 0 | 0 | 0 | 0 | 0 | 0
2 | 22 | 16 | 0 | 0 | 0 | 0 | 0 | 0 | 0 | 0 | 0
2 | 22 | 17 | 0 | 0 | 0 | 0 | 0 | 0 | 0 | 0 | 0
2 | 22 | 18 | 0 | 0 | 0 | 0 | 0 | 0 | 0 | 0 | 0
2 | 22 | 19 | 0 | 0 | 0 | 0 | 0 | 0 | 0 | 0 | 0
2 | 22 | 20 | 0 | 0 | 0 | 0 | 0 | 0 | 0 | 0 | 0
2 | 22 | 21 | 0 | 0 | 0 | 0 | 0 | 0 | 0 | 0 | 0
2 | 22 | 22 | 0 | 0 | 0 | 0 | 0 | 0 | 0 | 0 | 0
2 | 22 | 23 | 0 | 0 | 0 | 0 | 0 | 0 | 0 | 0 | 0
2 | 22 | 24 | 0 | 0 | 0 | 0 | 0 | 0 | 0 | 0 | 0
2 | 23 | 1 | 0 | 0 | 0 | 0 | 0 | 0 | 0 | 0 | 0
2 | 23 | 2 | 0 | 0 | 0 | 0 | 0 | 0 | 0 | 0 | 0
2 | 23 | 3 | 0 | 0 | 0 | 0 | 0 | 0 | 0 | 0 | 0
2 | 23 | 4 | 0 | 0 | 0 | 0 | 0 | 0 | 0 | 0 | 0
2 | 23 | 5 | 0 | 0 | 0 | 0 | 0 | 0 | 0 | 0 | 0
2 | 23 | 6 | 0 | 0 | 0 | 0 | 0 | 0 | 0 | 0 | 0
2 | 23 | 7 | 0 | 0 | 0 | 0 | 0 | 0 | 0 | 0 | 0
2 | 23 | 8 | 0 | 0 | 0 | 0 | 0 | 0 | 0 | 0 | 0
2 | 23 | 9 | 0 | 0 | 0 | 0 | 0 | 0 | 0 | 0 | 0
2 | 23 | 10 | 0 | 0 | 0 | 0 | 0 | 0 | 0 | 0 | 0
2 | 23 | 11 | 0 | 0 | 0 | 0 | 0 | 0 | 0 | 0 | 0
2 | 23 | 12 | 0 | 0 | 0 | 0 | 0 | 0 | 0 | 0 | 0
2 | 23 | 13 | 0 | 0 | 0 | 0 | 0 | 0 | 0 | 0 | 0
2 | 23 | 14 | 0 | 0 | 0 | 0 | 0 | 0 | 0 | 0 | 0
2 | 23 | 15 | 0 | 0 | 0 | 0 | 0 | 0 | 0 | 0 | 0
2 | 23 | 16 | 0 | 0 | 0 | 0 | 0 | 0 | 0 | 0 | 0
2 | 23 | 17 | 0 | 0 | 0 | 0 | 0 | 0 | 0 | 0 | 0
2 | 23 | 18 | 0 | 0 | 0 | 0 | 0 | 0 | 0 | 0 | 0
2 | 23 | 19 | 0 | 0 | 0 | 0 | 0 | 0 | 0 | 0 | 0
2 | 23 | 20 | 0 | 0 | 0 | 0 | 0 | 0 | 0 | 0 | 0
2 | 23 | 21 | 0 | 0 | 0 | 0 | 0 | 0 | 0 | 0 | 0
2 | 23 | 22 | 0 | 0 | 0 | 0 | 0 | 0 | 0 | 0 | 0
2 | 23 | 23 | 0 | 0 | 0 | 0 | 0 | 0 | 0 | 0 | 0
2 | 23 | 24 | 0 | 0 | 0 | 0 | 0 | 0 | 0 | 0 | 0
2 | 24 | 1 | 0 | 0 | 0 | 0 | 0 | 0 | 0 | 0 | 0
2 | 24 | 2 | 0 | 0 | 0 | 0 | 0 | 0 | 0 | 0 | 0
2 | 24 | 3 | 0 | 0 | 0 | 0 | 0 | 0 | 0 | 0 | 0
2 | 24 | 4 | 0 | 0 | 0 | 0 | 0 | 0 | 0 | 0 | 0
2 | 24 | 5 | 0 | 0 | 0 | 0 | 0 | 0 | 0 | 0 | 0
2 | 24 | 6 | 0 | 0 | 0 | 0 | 0 | 0 | 0 | 0 | 0
2 | 24 | 7 | 0 | 0 | 0 | 0 | 0 | 0 | 0 | 0 | 0
2 | 24 | 8 | 0 | 0 | 0 | 0 | 0 | 0 | 0 | 0 | 0
2 | 24 | 9 | 0 | 0 | 0 | 0 | 0 | 0 | 0 | 0 | 0
2 | 24 | 10 | 0 | 0 | 0 | 0 | 0 | 0 | 0 | 0 | 0
2 | 24 | 11 | 0 | 0 | 0 | 0 | 0 | 0 | 0 | 0 | 0
2 | 24 | 12 | 0 | 0 | 0 | 0 | 0 | 0 | 0 | 0 | 0
2 | 24 | 13 | 0 | 0 | 0 | 0 | 0 | 0 | 0 | 0 | 0
2 | 24 | 14 | 0 | 0 | 0 | 0 | 0 | 0 | 0 | 0 | 0
2 | 24 | 15 | 0 | 0 | 0 | 0 | 0 | 0 | 0 | 0 | 0
2 | 24 | 16 | 0 | 0 | 0 | 0 | 0 | 0 | 0 | 0 | 0
2 | 24 | 17 | 0 | 0 | 0 | 0 | 0 | 0 | 0 | 0 | 0
2 | 24 | 18 | 0 | 0 | 0 | 0 | 0 | 0 | 0 | 0 | 0
2 | 24 | 19 | 0 | 0 | 0 | 0 | 0 | 0 | 0 | 0 | 0
2 | 24 | 20 | 0 | 0 | 0 | 0 | 0 | 0 | 0 | 0 | 0
2 | 24 | 21 | 0 | 0 | 0 | 0 | 0 | 0 | 0 | 0 | 0
2 | 24 | 22 | 0 | 0 | 0 | 0 | 0 | 0 | 0 | 0 | 0
2 | 24 | 23 | 0 | 0 | 0 | 0 | 0 | 0 | 0 | 0 | 0
2 | 24 | 24 | 0 | 0 | 0 | 0 | 0 | 0 | 0 | 0 | 0
2 | 25 | 1 | 0 | 0 | 0 | 0 | 0 | 0 | 0 | 0 | 0
2 | 25 | 2 | 0 | 0 | 0 | 0 | 0 | 0 | 0 | 0 | 0
2 | 25 | 3 | 0 | 0 | 0 | 0 | 0 | 0 | 0 | 0 | 0
2 | 25 | 4 | 0 | 0 | 0 | 0 | 0 | 0 | 0 | 0 | 0
2 | 25 | 5 | 0 | 0 | 0 | 0 | 0 | 0 | 0 | 0 | 0
2 | 25 | 6 | 0 | 0 | 0 | 0 | 0 | 0 | 0 | 0 | 0
2 | 25 | 7 | 0 | 0 | 0 | 0 | 0 | 0 | 0 | 0 | 0
2 | 25 | 8 | 0 | 0 | 0 | 0 | 0 | 0 | 0 | 0 | 0
2 | 25 | 9 | 0 | 0 | 0 | 0 | 0 | 0 | 0 | 0 | 0
2 | 25 | 10 | 0 | 0 | 0 | 0 | 0 | 0 | 0 | 0 | 0
2 | 25 | 11 | 0 | 0 | 0 | 0 | 0 | 0 | 0 | 0 | 0
2 | 25 | 12 | 0 | 0 | 0 | 0 | 0 | 0 | 0 | 0 | 0
2 | 25 | 13 | 0 | 0 | 0 | 0 | 0 | 0 | 0 | 0 | 0
2 | 25 | 14 | 0 | 0 | 0 | 0 | 0 | 0 | 0 | 0 | 0
2 | 25 | 15 | 0 | 0 | 0 | 0 | 0 | 0 | 0 | 0 | 0
2 | 25 | 16 | 0 | 0 | 0 | 0 | 0 | 0 | 0 | 0 | 0
2 | 25 | 17 | 0 | 0 | 0 | 0 | 0 | 0 | 0 | 0 | 0
2 | 25 | 18 | 0 | 0 | 0 | 0 | 0 | 0 | 0 | 0 | 0
2 | 25 | 19 | 0 | 0 | 0 | 0 | 0 | 0 | 0 | 0 | 0
2 | 25 | 20 | 0 | 0 | 0 | 0 | 0 | 0 | 0 | 0 | 0
2 | 25 | 21 | 0 | 0 | 0 | 0 | 0 | 0 | 0 | 0 | 0
2 | 25 | 22 | 0 | 0 | 0 | 0 | 0 | 0 | 0 | 0 | 0
2 | 25 | 23 | 0 | 0 | 0 | 0 | 0 | 0 | 0 | 0 | 0
2 | 25 | 24 | 0 | 0 | 0 | 0 | 0 | 0 | 0 | 0 | 0
2 | 26 | 1 | 0 | 0 | 0 | 0 | 0 | 0 | 0 | 0 | 0
2 | 26 | 2 | 0 | 0 | 0 | 0 | 0 | 0 | 0 | 0 | 0
2 | 26 | 3 | 0 | 0 | 0 | 0 | 0 | 0 | 0 | 0 | 0
2 | 26 | 4 | 0 | 0 | 0 | 0 | 0 | 0 | 0 | 0 | 0
2 | 26 | 5 | 0 | 0 | 0 | 0 | 0 | 0 | 0 | 0 | 0
2 | 26 | 6 | 0 | 0 | 0 | 0 | 0 | 0 | 0 | 0 | 0
2 | 26 | 7 | 0 | 0 | 0 | 0 | 0 | 0 | 0 | 0 | 0
2 | 26 | 8 | 0 | 0 | 0 | 0 | 0 | 0 | 0 | 0 | 0
2 | 26 | 9 | 0 | 0 | 0 | 0 | 0 | 0 | 0 | 0 | 0
2 | 26 | 10 | 0 | 0 | 0 | 0 | 0 | 0 | 0 | 0 | 0
2 | 26 | 11 | 0 | 0 | 0 | 0 | 0 | 0 | 0 | 0 | 0
2 | 26 | 12 | 0 | 0 | 0 | 0 | 0 | 0 | 0 | 0 | 0
2 | 26 | 13 | 0 | 0 | 0 | 0 | 0 | 0 | 0 | 0 | 0
2 | 26 | 14 | 0 | 0 | 0 | 0 | 0 | 0 | 0 | 0 | 0
2 | 26 | 15 | 0 | 0 | 0 | 0 | 0 | 0 | 0 | 0 | 0
2 | 26 | 16 | 0 | 0 | 0 | 0 | 0 | 0 | 0 | 0 | 0
2 | 26 | 17 | 0 | 0 | 0 | 0 | 0 | 0 | 0 | 0 | 0
2 | 26 | 18 | 0 | 0 | 0 | 0 | 0 | 0 | 0 | 0 | 0
2 | 26 | 19 | 0 | 0 | 0 | 0 | 0 | 0 | 0 | 0 | 0
2 | 26 | 20 | 0 | 0 | 0 | 0 | 0 | 0 | 0 | 0 | 0
2 | 26 | 21 | 0 | 0 | 0 | 0 | 0 | 0 | 0 | 0 | 0
2 | 26 | 22 | 0 | 0 | 0 | 0 | 0 | 0 | 0 | 0 | 0
2 | 26 | 23 | 0 | 0 | 0 | 0 | 0 | 0 | 0 | 0 | 0
2 | 26 | 24 | 0 | 0 | 0 | 0 | 0 | 0 | 0 | 0 | 0
2 | 27 | 1 | 0 | 0 | 0 | 0 | 0 | 0 | 0 | 0 | 0
2 | 27 | 2 | 0 | 0 | 0 | 0 | 0 | 0 | 0 | 0 | 0
2 | 27 | 3 | 0 | 0 | 0 | 0 | 0 | 0 | 0 | 0 | 0
2 | 27 | 4 | 0 | 0 | 0 | 0 | 0 | 0 | 0 | 0 | 0
2 | 27 | 5 | 0 | 0 | 0 | 0 | 0 | 0 | 0 | 0 | 0
2 | 27 | 6 | 0 | 0 | 0 | 0 | 0 | 0 | 0 | 0 | 0
2 | 27 | 7 | 0 | 0 | 0 | 0 | 0 | 0 | 0 | 0 | 0
2 | 27 | 8 | 0 | 0 | 0 | 0 | 0 | 0 | 0 | 0 | 0
2 | 27 | 9 | 0 | 0 | 0 | 0 | 0 | 0 | 0 | 0 | 0
2 | 27 | 10 | 0 | 0 | 0 | 0 | 0 | 0 | 0 | 0 | 0
2 | 27 | 11 | 0 | 0 | 0 | 0 | 0 | 0 | 0 | 0 | 0
2 | 27 | 12 | 0 | 0 | 0 | 0 | 0 | 0 | 0 | 0 | 0
2 | 27 | 13 | 0 | 0 | 0 | 0 | 0 | 0 | 0 | 0 | 0
2 | 27 | 14 | 0 | 0 | 0 | 0 | 0 | 0 | 0 | 0 | 0
2 | 27 | 15 | 0 | 0 | 0 | 0 | 0 | 0 | 0 | 0 | 0
2 | 27 | 16 | 0 | 0 | 0 | 0 | 0 | 0 | 0 | 0 | 0
2 | 27 | 17 | 0 | 0 | 0 | 0 | 0 | 0 | 0 | 0 | 0
2 | 27 | 18 | 0 | 0 | 0 | 0 | 0 | 0 | 0 | 0 | 0
2 | 27 | 19 | 0 | 0 | 0 | 0 | 0 | 0 | 0 | 0 | 0
2 | 27 | 20 | 0 | 0 | 0 | 0 | 0 | 0 | 0 | 0 | 0
2 | 27 | 21 | 0 | 0 | 0 | 0 | 0 | 0 | 0 | 0 | 0
2 | 27 | 22 | 0 | 0 | 0 | 0 | 0 | 0 | 0 | 0 | 0
2 | 27 | 23 | 0 | 0 | 0 | 0 | 0 | 0 | 0 | 0 | 0
2 | 27 | 24 | 0 | 0 | 0 | 0 | 0 | 0 | 0 | 0 | 0
2 | 28 | 1 | 0 | 0 | 0 | 0 | 0 | 0 | 0 | 0 | 0
2 | 28 | 2 | 0 | 0 | 0 | 0 | 0 | 0 | 0 | 0 | 0
2 | 28 | 3 | 0 | 0 | 0 | 0 | 0 | 0 | 0 | 0 | 0
2 | 28 | 4 | 0 | 0 | 0 | 0 | 0 | 0 | 0 | 0 | 0
2 | 28 | 5 | 0 | 0 | 0 | 0 | 0 | 0 | 0 | 0 | 0
2 | 28 | 6 | 0 | 0 | 0 | 0 | 0 | 0 | 0 | 0 | 0
2 | 28 | 7 | 0 | 0 | 0 | 0 | 0 | 0 | 0 | 0 | 0
2 | 28 | 8 | 0 | 0 | 0 | 0 | 0 | 0 | 0 | 0 | 0
2 | 28 | 9 | 0 | 0 | 0 | 0 | 0 | 0 | 0 | 0 | 0
2 | 28 | 10 | 0 | 0 | 0 | 0 | 0 | 0 | 0 | 0 | 0
2 | 28 | 11 | 0 | 0 | 0 | 0 | 0 | 0 | 0 | 0 | 0
2 | 28 | 12 | 0 | 0 | 0 | 0 | 0 | 0 | 0 | 0 | 0
2 | 28 | 13 | 0 | 0 | 0 | 0 | 0 | 0 | 0 | 0 | 0
2 | 28 | 14 | 0 | 0 | 0 | 0 | 0 | 0 | 0 | 0 | 0
2 | 28 | 15 | 0 | 0 | 0 | 0 | 0 | 0 | 0 | 0 | 0
2 | 28 | 16 | 0 | 0 | 0 | 0 | 0 | 0 | 0 | 0 | 0
2 | 28 | 17 | 0 | 0 | 0 | 0 | 0 | 0 | 0 | 0 | 0
2 | 28 | 18 | 0 | 0 | 0 | 0 | 0 | 0 | 0 | 0 | 0
2 | 28 | 19 | 0 | 0 | 0 | 0 | 0 | 0 | 0 | 0 | 0
2 | 28 | 20 | 0 | 0 | 0 | 0 | 0 | 0 | 0 | 0 | 0
2 | 28 | 21 | 0 | 0 | 0 | 0 | 0 | 0 | 0 | 0 | 0
2 | 28 | 22 | 0 | 0 | 0 | 0 | 0 | 0 | 0 | 0 | 0
2 | 28 | 23 | 0 | 0 | 0 | 0 | 0 | 0 | 0 | 0 | 0
2 | 28 | 24 | 0 | 0 | 0 | 0 | 0 | 0 | 0 | 0 | 0
3 | 1 | 1 | 0 | 0 | 0 | 0 | 0 | 0 | 0 | 0 | 0
3 | 1 | 2 | 0 | 0 | 0 | 0 | 0 | 0 | 0 | 0 | 0
3 | 1 | 3 | 0 | 0 | 0 | 0 | 0 | 0 | 0 | 0 | 0
3 | 1 | 4 | 0 | 0 | 0 | 0 | 0 | 0 | 0 | 0 | 0
3 | 1 | 5 | 0 | 0 | 0 | 0 | 0 | 0 | 0 | 0 | 0
3 | 1 | 6 | 0 | 0 | 0 | 0 | 0 | 0 | 0 | 0 | 0
3 | 1 | 7 | 0 | 0 | 0 | 0 | 0 | 0 | 0 | 0 | 0
3 | 1 | 8 | 0 | 0 | 0 | 0 | 0 | 0 | 0 | 0 | 0
3 | 1 | 9 | 0 | 0 | 0 | 0 | 0 | 0 | 0 | 0 | 0
3 | 1 | 10 | 0 | 0 | 0 | 0 | 0 | 0 | 0 | 0 | 0
3 | 1 | 11 | 0 | 0 | 0 | 0 | 0 | 0 | 0 | 0 | 0
3 | 1 | 12 | 0 | 0 | 0 | 0 | 0 | 0 | 0 | 0 | 0
3 | 1 | 13 | 0 | 0 | 0 | 0 | 0 | 0 | 0 | 0 | 0
3 | 1 | 14 | 0 | 0 | 0 | 0 | 0 | 0 | 0 | 0 | 0
3 | 1 | 15 | 0 | 0 | 0 | 0 | 0 | 0 | 0 | 0 | 0
3 | 1 | 16 | 0 | 0 | 0 | 0 | 0 | 0 | 0 | 0 | 0
3 | 1 | 17 | 0 | 0 | 0 | 0 | 0 | 0 | 0 | 0 | 0
3 | 1 | 18 | 0 | 0 | 0 | 0 | 0 | 0 | 0 | 0 | 0
3 | 1 | 19 | 0 | 0 | 0 | 0 | 0 | 0 | 0 | 0 | 0
3 | 1 | 20 | 0 | 0 | 0 | 0 | 0 | 0 | 0 | 0 | 0
3 | 1 | 21 | 0 | 0 | 0 | 0 | 0 | 0 | 0 | 0 | 0
3 | 1 | 22 | 0 | 0 | 0 | 0 | 0 | 0 | 0 | 0 | 0
3 | 1 | 23 | 0 | 0 | 0 | 0 | 0 | 0 | 0 | 0 | 0
3 | 1 | 24 | 0 | 0 | 0 | 0 | 0 | 0 | 0 | 0 | 0
3 | 2 | 1 | 0 | 0 | 0 | 0 | 0 | 0 | 0 | 0 | 0
3 | 2 | 2 | 0 | 0 | 0 | 0 | 0 | 0 | 0 | 0 | 0
3 | 2 | 3 | 0 | 0 | 0 | 0 | 0 | 0 | 0 | 0 | 0
3 | 2 | 4 | 0 | 0 | 0 | 0 | 0 | 0 | 0 | 0 | 0
3 | 2 | 5 | 0 | 0 | 0 | 0 | 0 | 0 | 0 | 0 | 0
3 | 2 | 6 | 0 | 0 | 0 | 0 | 0 | 0 | 0 | 0 | 0
3 | 2 | 7 | 0 | 0 | 0 | 0 | 0 | 0 | 0 | 0 | 0
3 | 2 | 8 | 0 | 0 | 0 | 0 | 0 | 0 | 0 | 0 | 0
3 | 2 | 9 | 0 | 0 | 0 | 0 | 0 | 0 | 0 | 0 | 0
3 | 2 | 10 | 0 | 0 | 0 | 0 | 0 | 0 | 0 | 0 | 0
3 | 2 | 11 | 0 | 0 | 0 | 0 | 0 | 0 | 0 | 0 | 0
3 | 2 | 12 | 0 | 0 | 0 | 0 | 0 | 0 | 0 | 0 | 0
3 | 2 | 13 | 0 | 0 | 0 | 0 | 0 | 0 | 0 | 0 | 0
3 | 2 | 14 | 0 | 0 | 0 | 0 | 0 | 0 | 0 | 0 | 0
3 | 2 | 15 | 0 | 0 | 0 | 0 | 0 | 0 | 0 | 0 | 0
3 | 2 | 16 | 0 | 0 | 0 | 0 | 0 | 0 | 0 | 0 | 0
3 | 2 | 17 | 0 | 0 | 0 | 0 | 0 | 0 | 0 | 0 | 0
3 | 2 | 18 | 0 | 0 | 0 | 0 | 0 | 0 | 0 | 0 | 0
3 | 2 | 19 | 0 | 0 | 0 | 0 | 0 | 0 | 0 | 0 | 0
3 | 2 | 20 | 0 | 0 | 0 | 0 | 0 | 0 | 0 | 0 | 0
3 | 2 | 21 | 0 | 0 | 0 | 0 | 0 | 0 | 0 | 0 | 0
3 | 2 | 22 | 0 | 0 | 0 | 0 | 0 | 0 | 0 | 0 | 0
3 | 2 | 23 | 0 | 0 | 0 | 0 | 0 | 0 | 0 | 0 | 0
3 | 2 | 24 | 0 | 0 | 0 | 0 | 0 | 0 | 0 | 0 | 0
3 | 3 | 1 | 0 | 0 | 0 | 0 | 0 | 0 | 0 | 0 | 0
3 | 3 | 2 | 0 | 0 | 0 | 0 | 0 | 0 | 0 | 0 | 0
3 | 3 | 3 | 0 | 0 | 0 | 0 | 0 | 0 | 0 | 0 | 0
3 | 3 | 4 | 0 | 0 | 0 | 0 | 0 | 0 | 0 | 0 | 0
3 | 3 | 5 | 0 | 0 | 0 | 0 | 0 | 0 | 0 | 0 | 0
3 | 3 | 6 | 0 | 0 | 0 | 0 | 0 | 0 | 0 | 0 | 0
3 | 3 | 7 | 0 | 0 | 0 | 0 | 0 | 0 | 0 | 0 | 0
3 | 3 | 8 | 0 | 0 | 0 | 0 | 0 | 0 | 0 | 0 | 0
3 | 3 | 9 | 0 | 0 | 0 | 0 | 0 | 0 | 0 | 0 | 0
3 | 3 | 10 | 0 | 0 | 0 | 0 | 0 | 0 | 0 | 0 | 0
3 | 3 | 11 | 0 | 0 | 0 | 0 | 0 | 0 | 0 | 0 | 0
3 | 3 | 12 | 0 | 0 | 0 | 0 | 0 | 0 | 0 | 0 | 0
3 | 3 | 13 | 0 | 0 | 0 | 0 | 0 | 0 | 0 | 0 | 0
3 | 3 | 14 | 0 | 0 | 0 | 0 | 0 | 0 | 0 | 0 | 0
3 | 3 | 15 | 0 | 0 | 0 | 0 | 0 | 0 | 0 | 0 | 0
3 | 3 | 16 | 0 | 0 | 0 | 0 | 0 | 0 | 0 | 0 | 0
3 | 3 | 17 | 0 | 0 | 0 | 0 | 0 | 0 | 0 | 0 | 0
3 | 3 | 18 | 0 | 0 | 0 | 0 | 0 | 0 | 0 | 0 | 0
3 | 3 | 19 | 0 | 0 | 0 | 0 | 0 | 0 | 0 | 0 | 0
3 | 3 | 20 | 0 | 0 | 0 | 0 | 0 | 0 | 0 | 0 | 0
3 | 3 | 21 | 0 | 0 | 0 | 0 | 0 | 0 | 0 | 0 | 0
3 | 3 | 22 | 0 | 0 | 0 | 0 | 0 | 0 | 0 | 0 | 0
3 | 3 | 23 | 0 | 0 | 0 | 0 | 0 | 0 | 0 | 0 | 0
3 | 3 | 24 | 0 | 0 | 0 | 0 | 0 | 0 | 0 | 0 | 0
3 | 4 | 1 | 0 | 0 | 0 | 0 | 0 | 0 | 0 | 0 | 0
3 | 4 | 2 | 0 | 0 | 0 | 0 | 0 | 0 | 0 | 0 | 0
3 | 4 | 3 | 0 | 0 | 0 | 0 | 0 | 0 | 0 | 0 | 0
3 | 4 | 4 | 0 | 0 | 0 | 0 | 0 | 0 | 0 | 0 | 0
3 | 4 | 5 | 0 | 0 | 0 | 0 | 0 | 0 | 0 | 0 | 0
3 | 4 | 6 | 0 | 0 | 0 | 0 | 0 | 0 | 0 | 0 | 0
3 | 4 | 7 | 0 | 0 | 0 | 0 | 0 | 0 | 0 | 0 | 0
3 | 4 | 8 | 0 | 0 | 0 | 0 | 0 | 0 | 0 | 0 | 0
3 | 4 | 9 | 0 | 0 | 0 | 0 | 0 | 0 | 0 | 0 | 0
3 | 4 | 10 | 0 | 0 | 0 | 0 | 0 | 0 | 0 | 0 | 0
3 | 4 | 11 | 0 | 0 | 0 | 0 | 0 | 0 | 0 | 0 | 0
3 | 4 | 12 | 0 | 0 | 0 | 0 | 0 | 0 | 0 | 0 | 0
3 | 4 | 13 | 0 | 0 | 0 | 0 | 0 | 0 | 0 | 0 | 0
3 | 4 | 14 | 0 | 0 | 0 | 0 | 0 | 0 | 0 | 0 | 0
3 | 4 | 15 | 0 | 0 | 0 | 0 | 0 | 0 | 0 | 0 | 0
3 | 4 | 16 | 0 | 0 | 0 | 0 | 0 | 0 | 0 | 0 | 0
3 | 4 | 17 | 0 | 0 | 0 | 0 | 0 | 0 | 0 | 0 | 0
3 | 4 | 18 | 0 | 0 | 0 | 0 | 0 | 0 | 0 | 0 | 0
3 | 4 | 19 | 0 | 0 | 0 | 0 | 0 | 0 | 0 | 0 | 0
3 | 4 | 20 | 0 | 0 | 0 | 0 | 0 | 0 | 0 | 0 | 0
3 | 4 | 21 | 0 | 0 | 0 | 0 | 0 | 0 | 0 | 0 | 0
3 | 4 | 22 | 0 | 0 | 0 | 0 | 0 | 0 | 0 | 0 | 0
3 | 4 | 23 | 0 | 0 | 0 | 0 | 0 | 0 | 0 | 0 | 0
3 | 4 | 24 | 0 | 0 | 0 | 0 | 0 | 0 | 0 | 0 | 0
3 | 5 | 1 | 0 | 0 | 0 | 0 | 0 | 0 | 0 | 0 | 0
3 | 5 | 2 | 0 | 0 | 0 | 0 | 0 | 0 | 0 | 0 | 0
3 | 5 | 3 | 0 | 0 | 0 | 0 | 0 | 0 | 0 | 0 | 0
3 | 5 | 4 | 0 | 0 | 0 | 0 | 0 | 0 | 0 | 0 | 0
3 | 5 | 5 | 0 | 0 | 0 | 0 | 0 | 0 | 0 | 0 | 0
3 | 5 | 6 | 0 | 0 | 0 | 0 | 0 | 0 | 0 | 0 | 0
3 | 5 | 7 | 0 | 0 | 0 | 0 | 0 | 0 | 0 | 0 | 0
3 | 5 | 8 | 0 | 0 | 0 | 0 | 0 | 0 | 0 | 0 | 0
3 | 5 | 9 | 0 | 0 | 0 | 0 | 0 | 0 | 0 | 0 | 0
3 | 5 | 10 | 0 | 0 | 0 | 0 | 0 | 0 | 0 | 0 | 0
3 | 5 | 11 | 0 | 0 | 0 | 0 | 0 | 0 | 0 | 0 | 0
3 | 5 | 12 | 0 | 0 | 0 | 0 | 0 | 0 | 0 | 0 | 0
3 | 5 | 13 | 0 | 0 | 0 | 0 | 0 | 0 | 0 | 0 | 0
3 | 5 | 14 | 0 | 0 | 0 | 0 | 0 | 0 | 0 | 0 | 0
3 | 5 | 15 | 0 | 0 | 0 | 0 | 0 | 0 | 0 | 0 | 0
3 | 5 | 16 | 0 | 0 | 0 | 0 | 0 | 0 | 0 | 0 | 0
3 | 5 | 17 | 0 | 0 | 0 | 0 | 0 | 0 | 0 | 0 | 0
3 | 5 | 18 | 0 | 0 | 0 | 0 | 0 | 0 | 0 | 0 | 0
3 | 5 | 19 | 0 | 0 | 0 | 0 | 0 | 0 | 0 | 0 | 0
3 | 5 | 20 | 0 | 0 | 0 | 0 | 0 | 0 | 0 | 0 | 0
3 | 5 | 21 | 0 | 0 | 0 | 0 | 0 | 0 | 0 | 0 | 0
3 | 5 | 22 | 0 | 0 | 0 | 0 | 0 | 0 | 0 | 0 | 0
3 | 5 | 23 | 0 | 0 | 0 | 0 | 0 | 0 | 0 | 0 | 0
3 | 5 | 24 | 0 | 0 | 0 | 0 | 0 | 0 | 0 | 0 | 0
3 | 6 | 1 | 0 | 0 | 0 | 0 | 0 | 0 | 0 | 0 | 0
3 | 6 | 2 | 0 | 0 | 0 | 0 | 0 | 0 | 0 | 0 | 0
3 | 6 | 3 | 0 | 0 | 0 | 0 | 0 | 0 | 0 | 0 | 0
3 | 6 | 4 | 0 | 0 | 0 | 0 | 0 | 0 | 0 | 0 | 0
3 | 6 | 5 | 0 | 0 | 0 | 0 | 0 | 0 | 0 | 0 | 0
3 | 6 | 6 | 0 | 0 | 0 | 0 | 0 | 0 | 0 | 0 | 0
3 | 6 | 7 | 0 | 0 | 0 | 0 | 0 | 0 | 0 | 0 | 0
3 | 6 | 8 | 0 | 0 | 0 | 0 | 0 | 0 | 0 | 0 | 0
3 | 6 | 9 | 0 | 0 | 0 | 0 | 0 | 0 | 0 | 0 | 0
3 | 6 | 10 | 0 | 0 | 0 | 0 | 0 | 0 | 0 | 0 | 0
3 | 6 | 11 | 0 | 0 | 0 | 0 | 0 | 0 | 0 | 0 | 0
3 | 6 | 12 | 0 | 0 | 0 | 0 | 0 | 0 | 0 | 0 | 0
3 | 6 | 13 | 0 | 0 | 0 | 0 | 0 | 0 | 0 | 0 | 0
3 | 6 | 14 | 0 | 0 | 0 | 0 | 0 | 0 | 0 | 0 | 0
3 | 6 | 15 | 0 | 0 | 0 | 0 | 0 | 0 | 0 | 0 | 0
3 | 6 | 16 | 0 | 0 | 0 | 0 | 0 | 0 | 0 | 0 | 0
3 | 6 | 17 | 0 | 0 | 0 | 0 | 0 | 0 | 0 | 0 | 0
3 | 6 | 18 | 0 | 0 | 0 | 0 | 0 | 0 | 0 | 0 | 0
3 | 6 | 19 | 0 | 0 | 0 | 0 | 0 | 0 | 0 | 0 | 0
3 | 6 | 20 | 0 | 0 | 0 | 0 | 0 | 0 | 0 | 0 | 0
3 | 6 | 21 | 0 | 0 | 0 | 0 | 0 | 0 | 0 | 0 | 0
3 | 6 | 22 | 0 | 0 | 0 | 0 | 0 | 0 | 0 | 0 | 0
3 | 6 | 23 | 0 | 0 | 0 | 0 | 0 | 0 | 0 | 0 | 0
3 | 6 | 24 | 0 | 0 | 0 | 0 | 0 | 0 | 0 | 0 | 0
3 | 7 | 1 | 0 | 0 | 0 | 0 | 0 | 0 | 0 | 0 | 0
3 | 7 | 2 | 0 | 0 | 0 | 0 | 0 | 0 | 0 | 0 | 0
3 | 7 | 3 | 0 | 0 | 0 | 0 | 0 | 0 | 0 | 0 | 0
3 | 7 | 4 | 0 | 0 | 0 | 0 | 0 | 0 | 0 | 0 | 0
3 | 7 | 5 | 0 | 0 | 0 | 0 | 0 | 0 | 0 | 0 | 0
3 | 7 | 6 | 0 | 0 | 0 | 0 | 0 | 0 | 0 | 0 | 0
3 | 7 | 7 | 0 | 0 | 0 | 0 | 0 | 0 | 0 | 0 | 0
3 | 7 | 8 | 0 | 0 | 0 | 0 | 0 | 0 | 0 | 0 | 0
3 | 7 | 9 | 0 | 0 | 0 | 0 | 0 | 0 | 0 | 0 | 0
3 | 7 | 10 | 0 | 0 | 0 | 0 | 0 | 0 | 0 | 0 | 0
3 | 7 | 11 | 0 | 0 | 0 | 0 | 0 | 0 | 0 | 0 | 0
3 | 7 | 12 | 0 | 0 | 0 | 0 | 0 | 0 | 0 | 0 | 0
3 | 7 | 13 | 0 | 0 | 0 | 0 | 0 | 0 | 0 | 0 | 0
3 | 7 | 14 | 0 | 0 | 0 | 0 | 0 | 0 | 0 | 0 | 0
3 | 7 | 15 | 0 | 0 | 0 | 0 | 0 | 0 | 0 | 0 | 0
3 | 7 | 16 | 0 | 0 | 0 | 0 | 0 | 0 | 0 | 0 | 0
3 | 7 | 17 | 0 | 0 | 0 | 0 | 0 | 0 | 0 | 0 | 0
3 | 7 | 18 | 0 | 0 | 0 | 0 | 0 | 0 | 0 | 0 | 0
3 | 7 | 19 | 0 | 0 | 0 | 0 | 0 | 0 | 0 | 0 | 0
3 | 7 | 20 | 0 | 0 | 0 | 0 | 0 | 0 | 0 | 0 | 0
3 | 7 | 21 | 0 | 0 | 0 | 0 | 0 | 0 | 0 | 0 | 0
3 | 7 | 22 | 0 | 0 | 0 | 0 | 0 | 0 | 0 | 0 | 0
3 | 7 | 23 | 0 | 0 | 0 | 0 | 0 | 0 | 0 | 0 | 0
3 | 7 | 24 | 0 | 0 | 0 | 0 | 0 | 0 | 0 | 0 | 0
3 | 8 | 1 | 0 | 0 | 0 | 0 | 0 | 0 | 0 | 0 | 0
3 | 8 | 2 | 0 | 0 | 0 | 0 | 0 | 0 | 0 | 0 | 0
3 | 8 | 3 | 0 | 0 | 0 | 0 | 0 | 0 | 0 | 0 | 0
3 | 8 | 4 | 0 | 0 | 0 | 0 | 0 | 0 | 0 | 0 | 0
3 | 8 | 5 | 0 | 0 | 0 | 0 | 0 | 0 | 0 | 0 | 0
3 | 8 | 6 | 0 | 0 | 0 | 0 | 0 | 0 | 0 | 0 | 0
3 | 8 | 7 | 0 | 0 | 0 | 0 | 0 | 0 | 0 | 0 | 0
3 | 8 | 8 | 0 | 0 | 0 | 0 | 0 | 0 | 0 | 0 | 0
3 | 8 | 9 | 0 | 0 | 0 | 0 | 0 | 0 | 0 | 0 | 0
3 | 8 | 10 | 0 | 0 | 0 | 0 | 0 | 0 | 0 | 0 | 0
3 | 8 | 11 | 0 | 0 | 0 | 0 | 0 | 0 | 0 | 0 | 0
3 | 8 | 12 | 0 | 0 | 0 | 0 | 0 | 0 | 0 | 0 | 0
3 | 8 | 13 | 0 | 0 | 0 | 0 | 0 | 0 | 0 | 0 | 0
3 | 8 | 14 | 0 | 0 | 0 | 0 | 0 | 0 | 0 | 0 | 0
3 | 8 | 15 | 0 | 0 | 0 | 0 | 0 | 0 | 0 | 0 | 0
3 | 8 | 16 | 0 | 0 | 0 | 0 | 0 | 0 | 0 | 0 | 0
3 | 8 | 17 | 0 | 0 | 0 | 0 | 0 | 0 | 0 | 0 | 0
3 | 8 | 18 | 0 | 0 | 0 | 0 | 0 | 0 | 0 | 0 | 0
3 | 8 | 19 | 0 | 0 | 0 | 0 | 0 | 0 | 0 | 0 | 0
3 | 8 | 20 | 0 | 0 | 0 | 0 | 0 | 0 | 0 | 0 | 0
3 | 8 | 21 | 0 | 0 | 0 | 0 | 0 | 0 | 0 | 0 | 0
3 | 8 | 22 | 0 | 0 | 0 | 0 | 0 | 0 | 0 | 0 | 0
3 | 8 | 23 | 0 | 0 | 0 | 0 | 0 | 0 | 0 | 0 | 0
3 | 8 | 24 | 0 | 0 | 0 | 0 | 0 | 0 | 0 | 0 | 0
3 | 9 | 1 | 0 | 0 | 0 | 0 | 0 | 0 | 0 | 0 | 0
3 | 9 | 2 | 0 | 0 | 0 | 0 | 0 | 0 | 0 | 0 | 0
3 | 9 | 3 | 0 | 0 | 0 | 0 | 0 | 0 | 0 | 0 | 0
3 | 9 | 4 | 0 | 0 | 0 | 0 | 0 | 0 | 0 | 0 | 0
3 | 9 | 5 | 0 | 0 | 0 | 0 | 0 | 0 | 0 | 0 | 0
3 | 9 | 6 | 0 | 0 | 0 | 0 | 0 | 0 | 0 | 0 | 0
3 | 9 | 7 | 0 | 0 | 0 | 0 | 0 | 0 | 0 | 0 | 0
3 | 9 | 8 | 0 | 0 | 0 | 0 | 0 | 0 | 0 | 0 | 0
3 | 9 | 9 | 0 | 0 | 0 | 0 | 0 | 0 | 0 | 0 | 0
3 | 9 | 10 | 0 | 0 | 0 | 0 | 0 | 0 | 0 | 0 | 0
3 | 9 | 11 | 0 | 0 | 0 | 0 | 0 | 0 | 0 | 0 | 0
3 | 9 | 12 | 0 | 0 | 0 | 0 | 0 | 0 | 0 | 0 | 0
3 | 9 | 13 | 0 | 0 | 0 | 0 | 0 | 0 | 0 | 0 | 0
3 | 9 | 14 | 0 | 0 | 0 | 0 | 0 | 0 | 0 | 0 | 0
3 | 9 | 15 | 0 | 0 | 0 | 0 | 0 | 0 | 0 | 0 | 0
3 | 9 | 16 | 0 | 0 | 0 | 0 | 0 | 0 | 0 | 0 | 0
3 | 9 | 17 | 0 | 0 | 0 | 0 | 0 | 0 | 0 | 0 | 0
3 | 9 | 18 | 0 | 0 | 0 | 0 | 0 | 0 | 0 | 0 | 0
3 | 9 | 19 | 0 | 0 | 0 | 0 | 0 | 0 | 0 | 0 | 0
3 | 9 | 20 | 0 | 0 | 0 | 0 | 0 | 0 | 0 | 0 | 0
3 | 9 | 21 | 0 | 0 | 0 | 0 | 0 | 0 | 0 | 0 | 0
3 | 9 | 22 | 0 | 0 | 0 | 0 | 0 | 0 | 0 | 0 | 0
3 | 9 | 23 | 0 | 0 | 0 | 0 | 0 | 0 | 0 | 0 | 0
3 | 9 | 24 | 0 | 0 | 0 | 0 | 0 | 0 | 0 | 0 | 0
3 | 10 | 1 | 0 | 0 | 0 | 0 | 0 | 0 | 0 | 0 | 0
3 | 10 | 2 | 0 | 0 | 0 | 0 | 0 | 0 | 0 | 0 | 0
3 | 10 | 3 | 0 | 0 | 0 | 0 | 0 | 0 | 0 | 0 | 0
3 | 10 | 4 | 0 | 0 | 0 | 0 | 0 | 0 | 0 | 0 | 0
3 | 10 | 5 | 0 | 0 | 0 | 0 | 0 | 0 | 0 | 0 | 0
3 | 10 | 6 | 0 | 0 | 0 | 0 | 0 | 0 | 0 | 0 | 0
3 | 10 | 7 | 0 | 0 | 0 | 0 | 0 | 0 | 0 | 0 | 0
3 | 10 | 8 | 0 | 0 | 0 | 0 | 0 | 0 | 0 | 0 | 0
3 | 10 | 9 | 0 | 0 | 0 | 0 | 0 | 0 | 0 | 0 | 0
3 | 10 | 10 | 0 | 0 | 0 | 0 | 0 | 0 | 0 | 0 | 0
3 | 10 | 11 | 0 | 0 | 0 | 0 | 0 | 0 | 0 | 0 | 0
3 | 10 | 12 | 0 | 0 | 0 | 0 | 0 | 0 | 0 | 0 | 0
3 | 10 | 13 | 0 | 0 | 0 | 0 | 0 | 0 | 0 | 0 | 0
3 | 10 | 14 | 0 | 0 | 0 | 0 | 0 | 0 | 0 | 0 | 0
3 | 10 | 15 | 0 | 0 | 0 | 0 | 0 | 0 | 0 | 0 | 0
3 | 10 | 16 | 0 | 0 | 0 | 0 | 0 | 0 | 0 | 0 | 0
3 | 10 | 17 | 0 | 0 | 0 | 0 | 0 | 0 | 0 | 0 | 0
3 | 10 | 18 | 0 | 0 | 0 | 0 | 0 | 0 | 0 | 0 | 0
3 | 10 | 19 | 0 | 0 | 0 | 0 | 0 | 0 | 0 | 0 | 0
3 | 10 | 20 | 0 | 0 | 0 | 0 | 0 | 0 | 0 | 0 | 0
3 | 10 | 21 | 0 | 0 | 0 | 0 | 0 | 0 | 0 | 0 | 0
3 | 10 | 22 | 0 | 0 | 0 | 0 | 0 | 0 | 0 | 0 | 0
3 | 10 | 23 | 0 | 0 | 0 | 0 | 0 | 0 | 0 | 0 | 0
3 | 10 | 24 | 0 | 0 | 0 | 0 | 0 | 0 | 0 | 0 | 0
3 | 11 | 1 | 0 | 0 | 0 | 0 | 0 | 0 | 0 | 0 | 0
3 | 11 | 2 | 0 | 0 | 0 | 0 | 0 | 0 | 0 | 0 | 0
3 | 11 | 3 | 0 | 0 | 0 | 0 | 0 | 0 | 0 | 0 | 0
3 | 11 | 4 | 0 | 0 | 0 | 0 | 0 | 0 | 0 | 0 | 0
3 | 11 | 5 | 0 | 0 | 0 | 0 | 0 | 0 | 0 | 0 | 0
3 | 11 | 6 | 0 | 0 | 0 | 0 | 0 | 0 | 0 | 0 | 0
3 | 11 | 7 | 0 | 0 | 0 | 0 | 0 | 0 | 0 | 0 | 0
3 | 11 | 8 | 0 | 0 | 0 | 0 | 0 | 0 | 0 | 0 | 0
3 | 11 | 9 | 0 | 0 | 0 | 0 | 0 | 0 | 0 | 0 | 0
3 | 11 | 10 | 0 | 0 | 0 | 0 | 0 | 0 | 0 | 0 | 0
3 | 11 | 11 | 0 | 0 | 0 | 0 | 0 | 0 | 0 | 0 | 0
3 | 11 | 12 | 0 | 0 | 0 | 0 | 0 | 0 | 0 | 0 | 0
3 | 11 | 13 | 0 | 0 | 0 | 0 | 0 | 0 | 0 | 0 | 0
3 | 11 | 14 | 0 | 0 | 0 | 0 | 0 | 0 | 0 | 0 | 0
3 | 11 | 15 | 0 | 0 | 0 | 0 | 0 | 0 | 0 | 0 | 0
3 | 11 | 16 | 0 | 0 | 0 | 0 | 0 | 0 | 0 | 0 | 0
3 | 11 | 17 | 0 | 0 | 0 | 0 | 0 | 0 | 0 | 0 | 0
3 | 11 | 18 | 0 | 0 | 0 | 0 | 0 | 0 | 0 | 0 | 0
3 | 11 | 19 | 0 | 0 | 0 | 0 | 0 | 0 | 0 | 0 | 0
3 | 11 | 20 | 0 | 0 | 0 | 0 | 0 | 0 | 0 | 0 | 0
3 | 11 | 21 | 0 | 0 | 0 | 0 | 0 | 0 | 0 | 0 | 0
3 | 11 | 22 | 0 | 0 | 0 | 0 | 0 | 0 | 0 | 0 | 0
3 | 11 | 23 | 0 | 0 | 0 | 0 | 0 | 0 | 0 | 0 | 0
3 | 11 | 24 | 0 | 0 | 0 | 0 | 0 | 0 | 0 | 0 | 0
3 | 12 | 1 | 0 | 0 | 0 | 0 | 0 | 0 | 0 | 0 | 0
3 | 12 | 2 | 0 | 0 | 0 | 0 | 0 | 0 | 0 | 0 | 0
3 | 12 | 3 | 0 | 0 | 0 | 0 | 0 | 0 | 0 | 0 | 0
3 | 12 | 4 | 0 | 0 | 0 | 0 | 0 | 0 | 0 | 0 | 0
3 | 12 | 5 | 0 | 0 | 0 | 0 | 0 | 0 | 0 | 0 | 0
3 | 12 | 6 | 0 | 0 | 0 | 0 | 0 | 0 | 0 | 0 | 0
3 | 12 | 7 | 0 | 0 | 0 | 0 | 0 | 0 | 0 | 0 | 0
3 | 12 | 8 | 0 | 0 | 0 | 0 | 0 | 0 | 0 | 0 | 0
3 | 12 | 9 | 0 | 0 | 0 | 0 | 0 | 0 | 0 | 0 | 0
3 | 12 | 10 | 0 | 0 | 0 | 0 | 0 | 0 | 0 | 0 | 0
3 | 12 | 11 | 0 | 0 | 0 | 0 | 0 | 0 | 0 | 0 | 0
3 | 12 | 12 | 0 | 0 | 0 | 0 | 0 | 0 | 0 | 0 | 0
3 | 12 | 13 | 0 | 0 | 0 | 0 | 0 | 0 | 0 | 0 | 0
3 | 12 | 14 | 0 | 0 | 0 | 0 | 0 | 0 | 0 | 0 | 0
3 | 12 | 15 | 0 | 0 | 0 | 0 | 0 | 0 | 0 | 0 | 0
3 | 12 | 16 | 0 | 0 | 0 | 0 | 0 | 0 | 0 | 0 | 0
3 | 12 | 17 | 0 | 0 | 0 | 0 | 0 | 0 | 0 | 0 | 0
3 | 12 | 18 | 0 | 0 | 0 | 0 | 0 | 0 | 0 | 0 | 0
3 | 12 | 19 | 0 | 0 | 0 | 0 | 0 | 0 | 0 | 0 | 0
3 | 12 | 20 | 0 | 0 | 0 | 0 | 0 | 0 | 0 | 0 | 0
3 | 12 | 21 | 0 | 0 | 0 | 0 | 0 | 0 | 0 | 0 | 0
3 | 12 | 22 | 0 | 0 | 0 | 0 | 0 | 0 | 0 | 0 | 0
3 | 12 | 23 | 0 | 0 | 0 | 0 | 0 | 0 | 0 | 0 | 0
3 | 12 | 24 | 0 | 0 | 0 | 0 | 0 | 0 | 0 | 0 | 0
3 | 13 | 1 | 0 | 0 | 0 | 0 | 0 | 0 | 0 | 0 | 0
3 | 13 | 2 | 0 | 0 | 0 | 0 | 0 | 0 | 0 | 0 | 0
3 | 13 | 3 | 0 | 0 | 0 | 0 | 0 | 0 | 0 | 0 | 0
3 | 13 | 4 | 0 | 0 | 0 | 0 | 0 | 0 | 0 | 0 | 0
3 | 13 | 5 | 0 | 0 | 0 | 0 | 0 | 0 | 0 | 0 | 0
3 | 13 | 6 | 0 | 0 | 0 | 0 | 0 | 0 | 0 | 0 | 0
3 | 13 | 7 | 0 | 0 | 0 | 0 | 0 | 0 | 0 | 0 | 0
3 | 13 | 8 | 0 | 0 | 0 | 0 | 0 | 0 | 0 | 0 | 0
3 | 13 | 9 | 0 | 0 | 0 | 0 | 0 | 0 | 0 | 0 | 0
3 | 13 | 10 | 0 | 0 | 0 | 0 | 0 | 0 | 0 | 0 | 0
3 | 13 | 11 | 0 | 0 | 0 | 0 | 0 | 0 | 0 | 0 | 0
3 | 13 | 12 | 0 | 0 | 0 | 0 | 0 | 0 | 0 | 0 | 0
3 | 13 | 13 | 0 | 0 | 0 | 0 | 0 | 0 | 0 | 0 | 0
3 | 13 | 14 | 0 | 0 | 0 | 0 | 0 | 0 | 0 | 0 | 0
3 | 13 | 15 | 0 | 0 | 0 | 0 | 0 | 0 | 0 | 0 | 0
3 | 13 | 16 | 0 | 0 | 0 | 0 | 0 | 0 | 0 | 0 | 0
3 | 13 | 17 | 0 | 0 | 0 | 0 | 0 | 0 | 0 | 0 | 0
3 | 13 | 18 | 0 | 0 | 0 | 0 | 0 | 0 | 0 | 0 | 0
3 | 13 | 19 | 0 | 0 | 0 | 0 | 0 | 0 | 0 | 0 | 0
3 | 13 | 20 | 0 | 0 | 0 | 0 | 0 | 0 | 0 | 0 | 0
3 | 13 | 21 | 0 | 0 | 0 | 0 | 0 | 0 | 0 | 0 | 0
3 | 13 | 22 | 0 | 0 | 0 | 0 | 0 | 0 | 0 | 0 | 0
3 | 13 | 23 | 0 | 0 | 0 | 0 | 0 | 0 | 0 | 0 | 0
3 | 13 | 24 | 0 | 0 | 0 | 0 | 0 | 0 | 0 | 0 | 0
3 | 14 | 1 | 0 | 0 | 0 | 0 | 0 | 0 | 0 | 0 | 0
3 | 14 | 2 | 0 | 0 | 0 | 0 | 0 | 0 | 0 | 0 | 0
3 | 14 | 3 | 0 | 0 | 0 | 0 | 0 | 0 | 0 | 0 | 0
3 | 14 | 4 | 0 | 0 | 0 | 0 | 0 | 0 | 0 | 0 | 0
3 | 14 | 5 | 0 | 0 | 0 | 0 | 0 | 0 | 0 | 0 | 0
3 | 14 | 6 | 0 | 0 | 0 | 0 | 0 | 0 | 0 | 0 | 0
3 | 14 | 7 | 0 | 0 | 0 | 0 | 0 | 0 | 0 | 0 | 0
3 | 14 | 8 | 0 | 0 | 0 | 0 | 0 | 0 | 0 | 0 | 0
3 | 14 | 9 | 0 | 0 | 0 | 0 | 0 | 0 | 0 | 0 | 0
3 | 14 | 10 | 0 | 0 | 0 | 0 | 0 | 0 | 0 | 0 | 0
3 | 14 | 11 | 0 | 0 | 0 | 0 | 0 | 0 | 0 | 0 | 0
3 | 14 | 12 | 0 | 0 | 0 | 0 | 0 | 0 | 0 | 0 | 0
3 | 14 | 13 | 0 | 0 | 0 | 0 | 0 | 0 | 0 | 0 | 0
3 | 14 | 14 | 0 | 0 | 0 | 0 | 0 | 0 | 0 | 0 | 0
3 | 14 | 15 | 0 | 0 | 0 | 0 | 0 | 0 | 0 | 0 | 0
3 | 14 | 16 | 0 | 0 | 0 | 0 | 0 | 0 | 0 | 0 | 0
3 | 14 | 17 | 0 | 0 | 0 | 0 | 0 | 0 | 0 | 0 | 0
3 | 14 | 18 | 0 | 0 | 0 | 0 | 0 | 0 | 0 | 0 | 0
3 | 14 | 19 | 0 | 0 | 0 | 0 | 0 | 0 | 0 | 0 | 0
3 | 14 | 20 | 0 | 0 | 0 | 0 | 0 | 0 | 0 | 0 | 0
3 | 14 | 21 | 0 | 0 | 0 | 0 | 0 | 0 | 0 | 0 | 0
3 | 14 | 22 | 0 | 0 | 0 | 0 | 0 | 0 | 0 | 0 | 0
3 | 14 | 23 | 0 | 0 | 0 | 0 | 0 | 0 | 0 | 0 | 0
3 | 14 | 24 | 0 | 0 | 0 | 0 | 0 | 0 | 0 | 0 | 0
3 | 15 | 1 | 0 | 0 | 0 | 0 | 0 | 0 | 0 | 0 | 0
3 | 15 | 2 | 0 | 0 | 0 | 0 | 0 | 0 | 0 | 0 | 0
3 | 15 | 3 | 0 | 0 | 0 | 0 | 0 | 0 | 0 | 0 | 0
3 | 15 | 4 | 0 | 0 | 0 | 0 | 0 | 0 | 0 | 0 | 0
3 | 15 | 5 | 0 | 0 | 0 | 0 | 0 | 0 | 0 | 0 | 0
3 | 15 | 6 | 0 | 0 | 0 | 0 | 0 | 0 | 0 | 0 | 0
3 | 15 | 7 | 0 | 0 | 0 | 0 | 0 | 0 | 0 | 0 | 0
3 | 15 | 8 | 0 | 0 | 0 | 0 | 0 | 0 | 0 | 0 | 0
3 | 15 | 9 | 0 | 0 | 0 | 0 | 0 | 0 | 0 | 0 | 0
3 | 15 | 10 | 0 | 0 | 0 | 0 | 0 | 0 | 0 | 0 | 0
3 | 15 | 11 | 0 | 0 | 0 | 0 | 0 | 0 | 0 | 0 | 0
3 | 15 | 12 | 0 | 0 | 0 | 0 | 0 | 0 | 0 | 0 | 0
3 | 15 | 13 | 0 | 0 | 0 | 0 | 0 | 0 | 0 | 0 | 0
3 | 15 | 14 | 0 | 0 | 0 | 0 | 0 | 0 | 0 | 0 | 0
3 | 15 | 15 | 0 | 0 | 0 | 0 | 0 | 0 | 0 | 0 | 0
3 | 15 | 16 | 0 | 0 | 0 | 0 | 0 | 0 | 0 | 0 | 0
3 | 15 | 17 | 0 | 0 | 0 | 0 | 0 | 0 | 0 | 0 | 0
3 | 15 | 18 | 0 | 0 | 0 | 0 | 0 | 0 | 0 | 0 | 0
3 | 15 | 19 | 0 | 0 | 0 | 0 | 0 | 0 | 0 | 0 | 0
3 | 15 | 20 | 0 | 0 | 0 | 0 | 0 | 0 | 0 | 0 | 0
3 | 15 | 21 | 0 | 0 | 0 | 0 | 0 | 0 | 0 | 0 | 0
3 | 15 | 22 | 0 | 0 | 0 | 0 | 0 | 0 | 0 | 0 | 0
3 | 15 | 23 | 0 | 0 | 0 | 0 | 0 | 0 | 0 | 0 | 0
3 | 15 | 24 | 0 | 0 | 0 | 0 | 0 | 0 | 0 | 0 | 0
3 | 16 | 1 | 0 | 0 | 0 | 0 | 0 | 0 | 0 | 0 | 0
3 | 16 | 2 | 0 | 0 | 0 | 0 | 0 | 0 | 0 | 0 | 0
3 | 16 | 3 | 0 | 0 | 0 | 0 | 0 | 0 | 0 | 0 | 0
3 | 16 | 4 | 0 | 0 | 0 | 0 | 0 | 0 | 0 | 0 | 0
3 | 16 | 5 | 0 | 0 | 0 | 0 | 0 | 0 | 0 | 0 | 0
3 | 16 | 6 | 0 | 0 | 0 | 0 | 0 | 0 | 0 | 0 | 0
3 | 16 | 7 | 0 | 0 | 0 | 0 | 0 | 0 | 0 | 0 | 0
3 | 16 | 8 | 0 | 0 | 0 | 0 | 0 | 0 | 0 | 0 | 0
3 | 16 | 9 | 0 | 0 | 0 | 0 | 0 | 0 | 0 | 0 | 0
3 | 16 | 10 | 0 | 0 | 0 | 0 | 0 | 0 | 0 | 0 | 0
3 | 16 | 11 | 0 | 0 | 0 | 0 | 0 | 0 | 0 | 0 | 0
3 | 16 | 12 | 0 | 0 | 0 | 0 | 0 | 0 | 0 | 0 | 0
3 | 16 | 13 | 0 | 0 | 0 | 0 | 0 | 0 | 0 | 0 | 0
3 | 16 | 14 | 0 | 0 | 0 | 0 | 0 | 0 | 0 | 0 | 0
3 | 16 | 15 | 0 | 0 | 0 | 0 | 0 | 0 | 0 | 0 | 0
3 | 16 | 16 | 0 | 0 | 0 | 0 | 0 | 0 | 0 | 0 | 0
3 | 16 | 17 | 0 | 0 | 0 | 0 | 0 | 0 | 0 | 0 | 0
3 | 16 | 18 | 0 | 0 | 0 | 0 | 0 | 0 | 0 | 0 | 0
3 | 16 | 19 | 0 | 0 | 0 | 0 | 0 | 0 | 0 | 0 | 0
3 | 16 | 20 | 0 | 0 | 0 | 0 | 0 | 0 | 0 | 0 | 0
3 | 16 | 21 | 0 | 0 | 0 | 0 | 0 | 0 | 0 | 0 | 0
3 | 16 | 22 | 0 | 0 | 0 | 0 | 0 | 0 | 0 | 0 | 0
3 | 16 | 23 | 0 | 0 | 0 | 0 | 0 | 0 | 0 | 0 | 0
3 | 16 | 24 | 0 | 0 | 0 | 0 | 0 | 0 | 0 | 0 | 0
3 | 17 | 1 | 0 | 0 | 0 | 0 | 0 | 0 | 0 | 0 | 0
3 | 17 | 2 | 0 | 0 | 0 | 0 | 0 | 0 | 0 | 0 | 0
3 | 17 | 3 | 0 | 0 | 0 | 0 | 0 | 0 | 0 | 0 | 0
3 | 17 | 4 | 0 | 0 | 0 | 0 | 0 | 0 | 0 | 0 | 0
3 | 17 | 5 | 0 | 0 | 0 | 0 | 0 | 0 | 0 | 0 | 0
3 | 17 | 6 | 0 | 0 | 0 | 0 | 0 | 0 | 0 | 0 | 0
3 | 17 | 7 | 0 | 0 | 0 | 0 | 0 | 0 | 0 | 0 | 0
3 | 17 | 8 | 0 | 0 | 0 | 0 | 0 | 0 | 0 | 0 | 0
3 | 17 | 9 | 0 | 0 | 0 | 0 | 0 | 0 | 0 | 0 | 0
3 | 17 | 10 | 0 | 0 | 0 | 0 | 0 | 0 | 0 | 0 | 0
3 | 17 | 11 | 0 | 0 | 0 | 0 | 0 | 0 | 0 | 0 | 0
3 | 17 | 12 | 0 | 0 | 0 | 0 | 0 | 0 | 0 | 0 | 0
3 | 17 | 13 | 0 | 0 | 0 | 0 | 0 | 0 | 0 | 0 | 0
3 | 17 | 14 | 0 | 0 | 0 | 0 | 0 | 0 | 0 | 0 | 0
3 | 17 | 15 | 0 | 0 | 0 | 0 | 0 | 0 | 0 | 0 | 0
3 | 17 | 16 | 0 | 0 | 0 | 0 | 0 | 0 | 0 | 0 | 0
3 | 17 | 17 | 0 | 0 | 0 | 0 | 0 | 0 | 0 | 0 | 0
3 | 17 | 18 | 0 | 0 | 0 | 0 | 0 | 0 | 0 | 0 | 0
3 | 17 | 19 | 0 | 0 | 0 | 0 | 0 | 0 | 0 | 0 | 0
3 | 17 | 20 | 0 | 0 | 0 | 0 | 0 | 0 | 0 | 0 | 0
3 | 17 | 21 | 0 | 0 | 0 | 0 | 0 | 0 | 0 | 0 | 0
3 | 17 | 22 | 0 | 0 | 0 | 0 | 0 | 0 | 0 | 0 | 0
3 | 17 | 23 | 0 | 0 | 0 | 0 | 0 | 0 | 0 | 0 | 0
3 | 17 | 24 | 0 | 0 | 0 | 0 | 0 | 0 | 0 | 0 | 0
3 | 18 | 1 | 0 | 0 | 0 | 0 | 0 | 0 | 0 | 0 | 0
3 | 18 | 2 | 0 | 0 | 0 | 0 | 0 | 0 | 0 | 0 | 0
3 | 18 | 3 | 0 | 0 | 0 | 0 | 0 | 0 | 0 | 0 | 0
3 | 18 | 4 | 0 | 0 | 0 | 0 | 0 | 0 | 0 | 0 | 0
3 | 18 | 5 | 0 | 0 | 0 | 0 | 0 | 0 | 0 | 0 | 0
3 | 18 | 6 | 0 | 0 | 0 | 0 | 0 | 0 | 0 | 0 | 0
3 | 18 | 7 | 0 | 0 | 0 | 0 | 0 | 0 | 0 | 0 | 0
3 | 18 | 8 | 0 | 0 | 0 | 0 | 0 | 0 | 0 | 0 | 0
3 | 18 | 9 | 0 | 0 | 0 | 0 | 0 | 0 | 0 | 0 | 0
3 | 18 | 10 | 0 | 0 | 0 | 0 | 0 | 0 | 0 | 0 | 0
3 | 18 | 11 | 0 | 0 | 0 | 0 | 0 | 0 | 0 | 0 | 0
3 | 18 | 12 | 0 | 0 | 0 | 0 | 0 | 0 | 0 | 0 | 0
3 | 18 | 13 | 0 | 0 | 0 | 0 | 0 | 0 | 0 | 0 | 0
3 | 18 | 14 | 0 | 0 | 0 | 0 | 0 | 0 | 0 | 0 | 0
3 | 18 | 15 | 0 | 0 | 0 | 0 | 0 | 0 | 0 | 0 | 0
3 | 18 | 16 | 0 | 0 | 0 | 0 | 0 | 0 | 0 | 0 | 0
3 | 18 | 17 | 0 | 0 | 0 | 0 | 0 | 0 | 0 | 0 | 0
3 | 18 | 18 | 0 | 0 | 0 | 0 | 0 | 0 | 0 | 0 | 0
3 | 18 | 19 | 0 | 0 | 0 | 0 | 0 | 0 | 0 | 0 | 0
3 | 18 | 20 | 0 | 0 | 0 | 0 | 0 | 0 | 0 | 0 | 0
3 | 18 | 21 | 0 | 0 | 0 | 0 | 0 | 0 | 0 | 0 | 0
3 | 18 | 22 | 0 | 0 | 0 | 0 | 0 | 0 | 0 | 0 | 0
3 | 18 | 23 | 0 | 0 | 0 | 0 | 0 | 0 | 0 | 0 | 0
3 | 18 | 24 | 0 | 0 | 0 | 0 | 0 | 0 | 0 | 0 | 0
3 | 19 | 1 | 0 | 0 | 0 | 0 | 0 | 0 | 0 | 0 | 0
3 | 19 | 2 | 0 | 0 | 0 | 0 | 0 | 0 | 0 | 0 | 0
3 | 19 | 3 | 0 | 0 | 0 | 0 | 0 | 0 | 0 | 0 | 0
3 | 19 | 4 | 0 | 0 | 0 | 0 | 0 | 0 | 0 | 0 | 0
3 | 19 | 5 | 0 | 0 | 0 | 0 | 0 | 0 | 0 | 0 | 0
3 | 19 | 6 | 0 | 0 | 0 | 0 | 0 | 0 | 0 | 0 | 0
3 | 19 | 7 | 0 | 0 | 0 | 0 | 0 | 0 | 0 | 0 | 0
3 | 19 | 8 | 0 | 0 | 0 | 0 | 0 | 0 | 0 | 0 | 0
3 | 19 | 9 | 0 | 0 | 0 | 0 | 0 | 0 | 0 | 0 | 0
3 | 19 | 10 | 0 | 0 | 0 | 0 | 0 | 0 | 0 | 0 | 0
3 | 19 | 11 | 0 | 0 | 0 | 0 | 0 | 0 | 0 | 0 | 0
3 | 19 | 12 | 0 | 0 | 0 | 0 | 0 | 0 | 0 | 0 | 0
3 | 19 | 13 | 0 | 0 | 0 | 0 | 0 | 0 | 0 | 0 | 0
3 | 19 | 14 | 0 | 0 | 0 | 0 | 0 | 0 | 0 | 0 | 0
3 | 19 | 15 | 0 | 0 | 0 | 0 | 0 | 0 | 0 | 0 | 0
3 | 19 | 16 | 0 | 0 | 0 | 0 | 0 | 0 | 0 | 0 | 0
3 | 19 | 17 | 0 | 0 | 0 | 0 | 0 | 0 | 0 | 0 | 0
3 | 19 | 18 | 0 | 0 | 0 | 0 | 0 | 0 | 0 | 0 | 0
3 | 19 | 19 | 0 | 0 | 0 | 0 | 0 | 0 | 0 | 0 | 0
3 | 19 | 20 | 0 | 0 | 0 | 0 | 0 | 0 | 0 | 0 | 0
3 | 19 | 21 | 0 | 0 | 0 | 0 | 0 | 0 | 0 | 0 | 0
3 | 19 | 22 | 0 | 0 | 0 | 0 | 0 | 0 | 0 | 0 | 0
3 | 19 | 23 | 0 | 0 | 0 | 0 | 0 | 0 | 0 | 0 | 0
3 | 19 | 24 | 0 | 0 | 0 | 0 | 0 | 0 | 0 | 0 | 0
3 | 20 | 1 | 0 | 0 | 0 | 0 | 0 | 0 | 0 | 0 | 0
3 | 20 | 2 | 0 | 0 | 0 | 0 | 0 | 0 | 0 | 0 | 0
3 | 20 | 3 | 0 | 0 | 0 | 0 | 0 | 0 | 0 | 0 | 0
3 | 20 | 4 | 0 | 0 | 0 | 0 | 0 | 0 | 0 | 0 | 0
3 | 20 | 5 | 0 | 0 | 0 | 0 | 0 | 0 | 0 | 0 | 0
3 | 20 | 6 | 0 | 0 | 0 | 0 | 0 | 0 | 0 | 0 | 0
3 | 20 | 7 | 0 | 0 | 0 | 0 | 0 | 0 | 0 | 0 | 0
3 | 20 | 8 | 0 | 0 | 0 | 0 | 0 | 0 | 0 | 0 | 0
3 | 20 | 9 | 0 | 0 | 0 | 0 | 0 | 0 | 0 | 0 | 0
3 | 20 | 10 | 0 | 0 | 0 | 0 | 0 | 0 | 0 | 0 | 0
3 | 20 | 11 | 0 | 0 | 0 | 0 | 0 | 0 | 0 | 0 | 0
3 | 20 | 12 | 0 | 0 | 0 | 0 | 0 | 0 | 0 | 0 | 0
3 | 20 | 13 | 0 | 0 | 0 | 0 | 0 | 0 | 0 | 0 | 0
3 | 20 | 14 | 0 | 0 | 0 | 0 | 0 | 0 | 0 | 0 | 0
3 | 20 | 15 | 0 | 0 | 0 | 0 | 0 | 0 | 0 | 0 | 0
3 | 20 | 16 | 0 | 0 | 0 | 0 | 0 | 0 | 0 | 0 | 0
3 | 20 | 17 | 0 | 0 | 0 | 0 | 0 | 0 | 0 | 0 | 0
3 | 20 | 18 | 0 | 0 | 0 | 0 | 0 | 0 | 0 | 0 | 0
3 | 20 | 19 | 0 | 0 | 0 | 0 | 0 | 0 | 0 | 0 | 0
3 | 20 | 20 | 0 | 0 | 0 | 0 | 0 | 0 | 0 | 0 | 0
3 | 20 | 21 | 0 | 0 | 0 | 0 | 0 | 0 | 0 | 0 | 0
3 | 20 | 22 | 0 | 0 | 0 | 0 | 0 | 0 | 0 | 0 | 0
3 | 20 | 23 | 0 | 0 | 0 | 0 | 0 | 0 | 0 | 0 | 0
3 | 20 | 24 | 0 | 0 | 0 | 0 | 0 | 0 | 0 | 0 | 0
3 | 21 | 1 | 0 | 0 | 0 | 0 | 0 | 0 | 0 | 0 | 0
3 | 21 | 2 | 0 | 0 | 0 | 0 | 0 | 0 | 0 | 0 | 0
3 | 21 | 3 | 0 | 0 | 0 | 0 | 0 | 0 | 0 | 0 | 0
3 | 21 | 4 | 0 | 0 | 0 | 0 | 0 | 0 | 0 | 0 | 0
3 | 21 | 5 | 0 | 0 | 0 | 0 | 0 | 0 | 0 | 0 | 0
3 | 21 | 6 | 0 | 0 | 0 | 0 | 0 | 0 | 0 | 0 | 0
3 | 21 | 7 | 0 | 0 | 0 | 0 | 0 | 0 | 0 | 0 | 0
3 | 21 | 8 | 0 | 0 | 0 | 0 | 0 | 0 | 0 | 0 | 0
3 | 21 | 9 | 0 | 0 | 0 | 0 | 0 | 0 | 0 | 0 | 0
3 | 21 | 10 | 0 | 0 | 0 | 0 | 0 | 0 | 0 | 0 | 0
3 | 21 | 11 | 0 | 0 | 0 | 0 | 0 | 0 | 0 | 0 | 0
3 | 21 | 12 | 0 | 0 | 0 | 0 | 0 | 0 | 0 | 0 | 0
3 | 21 | 13 | 0 | 0 | 0 | 0 | 0 | 0 | 0 | 0 | 0
3 | 21 | 14 | 0 | 0 | 0 | 0 | 0 | 0 | 0 | 0 | 0
3 | 21 | 15 | 0 | 0 | 0 | 0 | 0 | 0 | 0 | 0 | 0
3 | 21 | 16 | 0 | 0 | 0 | 0 | 0 | 0 | 0 | 0 | 0
3 | 21 | 17 | 0 | 0 | 0 | 0 | 0 | 0 | 0 | 0 | 0
3 | 21 | 18 | 0 | 0 | 0 | 0 | 0 | 0 | 0 | 0 | 0
3 | 21 | 19 | 0 | 0 | 0 | 0 | 0 | 0 | 0 | 0 | 0
3 | 21 | 20 | 0 | 0 | 0 | 0 | 0 | 0 | 0 | 0 | 0
3 | 21 | 21 | 0 | 0 | 0 | 0 | 0 | 0 | 0 | 0 | 0
3 | 21 | 22 | 0 | 0 | 0 | 0 | 0 | 0 | 0 | 0 | 0
3 | 21 | 23 | 0 | 0 | 0 | 0 | 0 | 0 | 0 | 0 | 0
3 | 21 | 24 | 0 | 0 | 0 | 0 | 0 | 0 | 0 | 0 | 0
3 | 22 | 1 | 0 | 0 | 0 | 0 | 0 | 0 | 0 | 0 | 0
3 | 22 | 2 | 0 | 0 | 0 | 0 | 0 | 0 | 0 | 0 | 0
3 | 22 | 3 | 0 | 0 | 0 | 0 | 0 | 0 | 0 | 0 | 0
3 | 22 | 4 | 0 | 0 | 0 | 0 | 0 | 0 | 0 | 0 | 0
3 | 22 | 5 | 0 | 0 | 0 | 0 | 0 | 0 | 0 | 0 | 0
3 | 22 | 6 | 0 | 0 | 0 | 0 | 0 | 0 | 0 | 0 | 0
3 | 22 | 7 | 0 | 0 | 0 | 0 | 0 | 0 | 0 | 0 | 0
3 | 22 | 8 | 0 | 0 | 0 | 0 | 0 | 0 | 0 | 0 | 0
3 | 22 | 9 | 0 | 0 | 0 | 0 | 0 | 0 | 0 | 0 | 0
3 | 22 | 10 | 0 | 0 | 0 | 0 | 0 | 0 | 0 | 0 | 0
3 | 22 | 11 | 0 | 0 | 0 | 0 | 0 | 0 | 0 | 0 | 0
3 | 22 | 12 | 0 | 0 | 0 | 0 | 0 | 0 | 0 | 0 | 0
3 | 22 | 13 | 0 | 0 | 0 | 0 | 0 | 0 | 0 | 0 | 0
3 | 22 | 14 | 0 | 0 | 0 | 0 | 0 | 0 | 0 | 0 | 0
3 | 22 | 15 | 0 | 0 | 0 | 0 | 0 | 0 | 0 | 0 | 0
3 | 22 | 16 | 0 | 0 | 0 | 0 | 0 | 0 | 0 | 0 | 0
3 | 22 | 17 | 0 | 0 | 0 | 0 | 0 | 0 | 0 | 0 | 0
3 | 22 | 18 | 0 | 0 | 0 | 0 | 0 | 0 | 0 | 0 | 0
3 | 22 | 19 | 0 | 0 | 0 | 0 | 0 | 0 | 0 | 0 | 0
3 | 22 | 20 | 0 | 0 | 0 | 0 | 0 | 0 | 0 | 0 | 0
3 | 22 | 21 | 0 | 0 | 0 | 0 | 0 | 0 | 0 | 0 | 0
3 | 22 | 22 | 0 | 0 | 0 | 0 | 0 | 0 | 0 | 0 | 0
3 | 22 | 23 | 0 | 0 | 0 | 0 | 0 | 0 | 0 | 0 | 0
3 | 22 | 24 | 0 | 0 | 0 | 0 | 0 | 0 | 0 | 0 | 0
3 | 23 | 1 | 0 | 0 | 0 | 0 | 0 | 0 | 0 | 0 | 0
3 | 23 | 2 | 0 | 0 | 0 | 0 | 0 | 0 | 0 | 0 | 0
3 | 23 | 3 | 0 | 0 | 0 | 0 | 0 | 0 | 0 | 0 | 0
3 | 23 | 4 | 0 | 0 | 0 | 0 | 0 | 0 | 0 | 0 | 0
3 | 23 | 5 | 0 | 0 | 0 | 0 | 0 | 0 | 0 | 0 | 0
3 | 23 | 6 | 0 | 0 | 0 | 0 | 0 | 0 | 0 | 0 | 0
3 | 23 | 7 | 0 | 0 | 0 | 0 | 0 | 0 | 0 | 0 | 0
3 | 23 | 8 | 0 | 0 | 0 | 0 | 0 | 0 | 0 | 0 | 0
3 | 23 | 9 | 0 | 0 | 0 | 0 | 0 | 0 | 0 | 0 | 0
3 | 23 | 10 | 0 | 0 | 0 | 0 | 0 | 0 | 0 | 0 | 0
3 | 23 | 11 | 0 | 0 | 0 | 0 | 0 | 0 | 0 | 0 | 0
3 | 23 | 12 | 0 | 0 | 0 | 0 | 0 | 0 | 0 | 0 | 0
3 | 23 | 13 | 0 | 0 | 0 | 0 | 0 | 0 | 0 | 0 | 0
3 | 23 | 14 | 0 | 0 | 0 | 0 | 0 | 0 | 0 | 0 | 0
3 | 23 | 15 | 0 | 0 | 0 | 0 | 0 | 0 | 0 | 0 | 0
3 | 23 | 16 | 0 | 0 | 0 | 0 | 0 | 0 | 0 | 0 | 0
3 | 23 | 17 | 0 | 0 | 0 | 0 | 0 | 0 | 0 | 0 | 0
3 | 23 | 18 | 0 | 0 | 0 | 0 | 0 | 0 | 0 | 0 | 0
3 | 23 | 19 | 0 | 0 | 0 | 0 | 0 | 0 | 0 | 0 | 0
3 | 23 | 20 | 0 | 0 | 0 | 0 | 0 | 0 | 0 | 0 | 0
3 | 23 | 21 | 0 | 0 | 0 | 0 | 0 | 0 | 0 | 0 | 0
3 | 23 | 22 | 0 | 0 | 0 | 0 | 0 | 0 | 0 | 0 | 0
3 | 23 | 23 | 0 | 0 | 0 | 0 | 0 | 0 | 0 | 0 | 0
3 | 23 | 24 | 0 | 0 | 0 | 0 | 0 | 0 | 0 | 0 | 0
3 | 24 | 1 | 0 | 0 | 0 | 0 | 0 | 0 | 0 | 0 | 0
3 | 24 | 2 | 0 | 0 | 0 | 0 | 0 | 0 | 0 | 0 | 0
3 | 24 | 3 | 0 | 0 | 0 | 0 | 0 | 0 | 0 | 0 | 0
3 | 24 | 4 | 0 | 0 | 0 | 0 | 0 | 0 | 0 | 0 | 0
3 | 24 | 5 | 0 | 0 | 0 | 0 | 0 | 0 | 0 | 0 | 0
3 | 24 | 6 | 0 | 0 | 0 | 0 | 0 | 0 | 0 | 0 | 0
3 | 24 | 7 | 0 | 0 | 0 | 0 | 0 | 0 | 0 | 0 | 0
3 | 24 | 8 | 0 | 0 | 0 | 0 | 0 | 0 | 0 | 0 | 0
3 | 24 | 9 | 0 | 0 | 0 | 0 | 0 | 0 | 0 | 0 | 0
3 | 24 | 10 | 0 | 0 | 0 | 0 | 0 | 0 | 0 | 0 | 0
3 | 24 | 11 | 0 | 0 | 0 | 0 | 0 | 0 | 0 | 0 | 0
3 | 24 | 12 | 0 | 0 | 0 | 0 | 0 | 0 | 0 | 0 | 0
3 | 24 | 13 | 0 | 0 | 0 | 0 | 0 | 0 | 0 | 0 | 0
3 | 24 | 14 | 0 | 0 | 0 | 0 | 0 | 0 | 0 | 0 | 0
3 | 24 | 15 | 0 | 0 | 0 | 0 | 0 | 0 | 0 | 0 | 0
3 | 24 | 16 | 0 | 0 | 0 | 0 | 0 | 0 | 0 | 0 | 0
3 | 24 | 17 | 0 | 0 | 0 | 0 | 0 | 0 | 0 | 0 | 0
3 | 24 | 18 | 0 | 0 | 0 | 0 | 0 | 0 | 0 | 0 | 0
3 | 24 | 19 | 0 | 0 | 0 | 0 | 0 | 0 | 0 | 0 | 0
3 | 24 | 20 | 0 | 0 | 0 | 0 | 0 | 0 | 0 | 0 | 0
3 | 24 | 21 | 0 | 0 | 0 | 0 | 0 | 0 | 0 | 0 | 0
3 | 24 | 22 | 0 | 0 | 0 | 0 | 0 | 0 | 0 | 0 | 0
3 | 24 | 23 | 0 | 0 | 0 | 0 | 0 | 0 | 0 | 0 | 0
3 | 24 | 24 | 0 | 0 | 0 | 0 | 0 | 0 | 0 | 0 | 0
3 | 25 | 1 | 0 | 0 | 0 | 0 | 0 | 0 | 0 | 0 | 0
3 | 25 | 2 | 0 | 0 | 0 | 0 | 0 | 0 | 0 | 0 | 0
3 | 25 | 3 | 0 | 0 | 0 | 0 | 0 | 0 | 0 | 0 | 0
3 | 25 | 4 | 0 | 0 | 0 | 0 | 0 | 0 | 0 | 0 | 0
3 | 25 | 5 | 0 | 0 | 0 | 0 | 0 | 0 | 0 | 0 | 0
3 | 25 | 6 | 0 | 0 | 0 | 0 | 0 | 0 | 0 | 0 | 0
3 | 25 | 7 | 0 | 0 | 0 | 0 | 0 | 0 | 0 | 0 | 0
3 | 25 | 8 | 0 | 0 | 0 | 0 | 0 | 0 | 0 | 0 | 0
3 | 25 | 9 | 0 | 0 | 0 | 0 | 0 | 0 | 0 | 0 | 0
3 | 25 | 10 | 0 | 0 | 0 | 0 | 0 | 0 | 0 | 0 | 0
3 | 25 | 11 | 0 | 0 | 0 | 0 | 0 | 0 | 0 | 0 | 0
3 | 25 | 12 | 0 | 0 | 0 | 0 | 0 | 0 | 0 | 0 | 0
3 | 25 | 13 | 0 | 0 | 0 | 0 | 0 | 0 | 0 | 0 | 0
3 | 25 | 14 | 0 | 0 | 0 | 0 | 0 | 0 | 0 | 0 | 0
3 | 25 | 15 | 0 | 0 | 0 | 0 | 0 | 0 | 0 | 0 | 0
3 | 25 | 16 | 0 | 0 | 0 | 0 | 0 | 0 | 0 | 0 | 0
3 | 25 | 17 | 0 | 0 | 0 | 0 | 0 | 0 | 0 | 0 | 0
3 | 25 | 18 | 0 | 0 | 0 | 0 | 0 | 0 | 0 | 0 | 0
3 | 25 | 19 | 0 | 0 | 0 | 0 | 0 | 0 | 0 | 0 | 0
3 | 25 | 20 | 0 | 0 | 0 | 0 | 0 | 0 | 0 | 0 | 0
3 | 25 | 21 | 0 | 0 | 0 | 0 | 0 | 0 | 0 | 0 | 0
3 | 25 | 22 | 0 | 0 | 0 | 0 | 0 | 0 | 0 | 0 | 0
3 | 25 | 23 | 0 | 0 | 0 | 0 | 0 | 0 | 0 | 0 | 0
3 | 25 | 24 | 0 | 0 | 0 | 0 | 0 | 0 | 0 | 0 | 0
3 | 26 | 1 | 0 | 0 | 0 | 0 | 0 | 0 | 0 | 0 | 0
3 | 26 | 2 | 0 | 0 | 0 | 0 | 0 | 0 | 0 | 0 | 0
3 | 26 | 3 | 0 | 0 | 0 | 0 | 0 | 0 | 0 | 0 | 0
3 | 26 | 4 | 0 | 0 | 0 | 0 | 0 | 0 | 0 | 0 | 0
3 | 26 | 5 | 0 | 0 | 0 | 0 | 0 | 0 | 0 | 0 | 0
3 | 26 | 6 | 0 | 0 | 0 | 0 | 0 | 0 | 0 | 0 | 0
3 | 26 | 7 | 0 | 0 | 0 | 0 | 0 | 0 | 0 | 0 | 0
3 | 26 | 8 | 0 | 0 | 0 | 0 | 0 | 0 | 0 | 0 | 0
3 | 26 | 9 | 0 | 0 | 0 | 0 | 0 | 0 | 0 | 0 | 0
3 | 26 | 10 | 0 | 0 | 0 | 0 | 0 | 0 | 0 | 0 | 0
3 | 26 | 11 | 0 | 0 | 0 | 0 | 0 | 0 | 0 | 0 | 0
3 | 26 | 12 | 0 | 0 | 0 | 0 | 0 | 0 | 0 | 0 | 0
3 | 26 | 13 | 0 | 0 | 0 | 0 | 0 | 0 | 0 | 0 | 0
3 | 26 | 14 | 0 | 0 | 0 | 0 | 0 | 0 | 0 | 0 | 0
3 | 26 | 15 | 0 | 0 | 0 | 0 | 0 | 0 | 0 | 0 | 0
3 | 26 | 16 | 0 | 0 | 0 | 0 | 0 | 0 | 0 | 0 | 0
3 | 26 | 17 | 0 | 0 | 0 | 0 | 0 | 0 | 0 | 0 | 0
3 | 26 | 18 | 0 | 0 | 0 | 0 | 0 | 0 | 0 | 0 | 0
3 | 26 | 19 | 0 | 0 | 0 | 0 | 0 | 0 | 0 | 0 | 0
3 | 26 | 20 | 0 | 0 | 0 | 0 | 0 | 0 | 0 | 0 | 0
3 | 26 | 21 | 0 | 0 | 0 | 0 | 0 | 0 | 0 | 0 | 0
3 | 26 | 22 | 0 | 0 | 0 | 0 | 0 | 0 | 0 | 0 | 0
3 | 26 | 23 | 0 | 0 | 0 | 0 | 0 | 0 | 0 | 0 | 0
3 | 26 | 24 | 0 | 0 | 0 | 0 | 0 | 0 | 0 | 0 | 0
3 | 27 | 1 | 0 | 0 | 0 | 0 | 0 | 0 | 0 | 0 | 0
3 | 27 | 2 | 0 | 0 | 0 | 0 | 0 | 0 | 0 | 0 | 0
3 | 27 | 3 | 0 | 0 | 0 | 0 | 0 | 0 | 0 | 0 | 0
3 | 27 | 4 | 0 | 0 | 0 | 0 | 0 | 0 | 0 | 0 | 0
3 | 27 | 5 | 0 | 0 | 0 | 0 | 0 | 0 | 0 | 0 | 0
3 | 27 | 6 | 0 | 0 | 0 | 0 | 0 | 0 | 0 | 0 | 0
3 | 27 | 7 | 0 | 0 | 0 | 0 | 0 | 0 | 0 | 0 | 0
3 | 27 | 8 | 0 | 0 | 0 | 0 | 0 | 0 | 0 | 0 | 0
3 | 27 | 9 | 0 | 0 | 0 | 0 | 0 | 0 | 0 | 0 | 0
3 | 27 | 10 | 0 | 0 | 0 | 0 | 0 | 0 | 0 | 0 | 0
3 | 27 | 11 | 0 | 0 | 0 | 0 | 0 | 0 | 0 | 0 | 0
3 | 27 | 12 | 0 | 0 | 0 | 0 | 0 | 0 | 0 | 0 | 0
3 | 27 | 13 | 0 | 0 | 0 | 0 | 0 | 0 | 0 | 0 | 0
3 | 27 | 14 | 0 | 0 | 0 | 0 | 0 | 0 | 0 | 0 | 0
3 | 27 | 15 | 0 | 0 | 0 | 0 | 0 | 0 | 0 | 0 | 0
3 | 27 | 16 | 0 | 0 | 0 | 0 | 0 | 0 | 0 | 0 | 0
3 | 27 | 17 | 0 | 0 | 0 | 0 | 0 | 0 | 0 | 0 | 0
3 | 27 | 18 | 0 | 0 | 0 | 0 | 0 | 0 | 0 | 0 | 0
3 | 27 | 19 | 0 | 0 | 0 | 0 | 0 | 0 | 0 | 0 | 0
3 | 27 | 20 | 0 | 0 | 0 | 0 | 0 | 0 | 0 | 0 | 0
3 | 27 | 21 | 0 | 0 | 0 | 0 | 0 | 0 | 0 | 0 | 0
3 | 27 | 22 | 0 | 0 | 0 | 0 | 0 | 0 | 0 | 0 | 0
3 | 27 | 23 | 0 | 0 | 0 | 0 | 0 | 0 | 0 | 0 | 0
3 | 27 | 24 | 0 | 0 | 0 | 0 | 0 | 0 | 0 | 0 | 0
3 | 28 | 1 | 0 | 0 | 0 | 0 | 0 | 0 | 0 | 0 | 0
3 | 28 | 2 | 0 | 0 | 0 | 0 | 0 | 0 | 0 | 0 | 0
3 | 28 | 3 | 0 | 0 | 0 | 0 | 0 | 0 | 0 | 0 | 0
3 | 28 | 4 | 0 | 0 | 0 | 0 | 0 | 0 | 0 | 0 | 0
3 | 28 | 5 | 0 | 0 | 0 | 0 | 0 | 0 | 0 | 0 | 0
3 | 28 | 6 | 0 | 0 | 0 | 0 | 0 | 0 | 0 | 0 | 0
3 | 28 | 7 | 0 | 0 | 0 | 0 | 0 | 0 | 0 | 0 | 0
3 | 28 | 8 | 0 | 0 | 0 | 0 | 0 | 0 | 0 | 0 | 0
3 | 28 | 9 | 0 | 0 | 0 | 0 | 0 | 0 | 0 | 0 | 0
3 | 28 | 10 | 0 | 0 | 0 | 0 | 0 | 0 | 0 | 0 | 0
3 | 28 | 11 | 0 | 0 | 0 | 0 | 0 | 0 | 0 | 0 | 0
3 | 28 | 12 | 0 | 0 | 0 | 0 | 0 | 0 | 0 | 0 | 0
3 | 28 | 13 | 0 | 0 | 0 | 0 | 0 | 0 | 0 | 0 | 0
3 | 28 | 14 | 0 | 0 | 0 | 0 | 0 | 0 | 0 | 0 | 0
3 | 28 | 15 | 0 | 0 | 0 | 0 | 0 | 0 | 0 | 0 | 0
3 | 28 | 16 | 0 | 0 | 0 | 0 | 0 | 0 | 0 | 0 | 0
3 | 28 | 17 | 0 | 0 | 0 | 0 | 0 | 0 | 0 | 0 | 0
3 | 28 | 18 | 0 | 0 | 0 | 0 | 0 | 0 | 0 | 0 | 0
3 | 28 | 19 | 0 | 0 | 0 | 0 | 0 | 0 | 0 | 0 | 0
3 | 28 | 20 | 0 | 0 | 0 | 0 | 0 | 0 | 0 | 0 | 0
3 | 28 | 21 | 0 | 0 | 0 | 0 | 0 | 0 | 0 | 0 | 0
3 | 28 | 22 | 0 | 0 | 0 | 0 | 0 | 0 | 0 | 0 | 0
3 | 28 | 23 | 0 | 0 | 0 | 0 | 0 | 0 | 0 | 0 | 0
3 | 28 | 24 | 0 | 0 | 0 | 0 | 0 | 0 | 0 | 0 | 0
3 | 29 | 1 | 0 | 0 | 0 | 0 | 0 | 0 | 0 | 0 | 0
3 | 29 | 2 | 0 | 0 | 0 | 0 | 0 | 0 | 0 | 0 | 0
3 | 29 | 3 | 0 | 0 | 0 | 0 | 0 | 0 | 0 | 0 | 0
3 | 29 | 4 | 0 | 0 | 0 | 0 | 0 | 0 | 0 | 0 | 0
3 | 29 | 5 | 0 | 0 | 0 | 0 | 0 | 0 | 0 | 0 | 0
3 | 29 | 6 | 0 | 0 | 0 | 0 | 0 | 0 | 0 | 0 | 0
3 | 29 | 7 | 0 | 0 | 0 | 0 | 0 | 0 | 0 | 0 | 0
3 | 29 | 8 | 0 | 0 | 0 | 0 | 0 | 0 | 0 | 0 | 0
3 | 29 | 9 | 0 | 0 | 0 | 0 | 0 | 0 | 0 | 0 | 0
3 | 29 | 10 | 0 | 0 | 0 | 0 | 0 | 0 | 0 | 0 | 0
3 | 29 | 11 | 0 | 0 | 0 | 0 | 0 | 0 | 0 | 0 | 0
3 | 29 | 12 | 0 | 0 | 0 | 0 | 0 | 0 | 0 | 0 | 0
3 | 29 | 13 | 0 | 0 | 0 | 0 | 0 | 0 | 0 | 0 | 0
3 | 29 | 14 | 0 | 0 | 0 | 0 | 0 | 0 | 0 | 0 | 0
3 | 29 | 15 | 0 | 0 | 0 | 0 | 0 | 0 | 0 | 0 | 0
3 | 29 | 16 | 0 | 0 | 0 | 0 | 0 | 0 | 0 | 0 | 0
3 | 29 | 17 | 0 | 0 | 0 | 0 | 0 | 0 | 0 | 0 | 0
3 | 29 | 18 | 0 | 0 | 0 | 0 | 0 | 0 | 0 | 0 | 0
3 | 29 | 19 | 0 | 0 | 0 | 0 | 0 | 0 | 0 | 0 | 0
3 | 29 | 20 | 0 | 0 | 0 | 0 | 0 | 0 | 0 | 0 | 0
3 | 29 | 21 | 0 | 0 | 0 | 0 | 0 | 0 | 0 | 0 | 0
3 | 29 | 22 | 0 | 0 | 0 | 0 | 0 | 0 | 0 | 0 | 0
3 | 29 | 23 | 0 | 0 | 0 | 0 | 0 | 0 | 0 | 0 | 0
3 | 29 | 24 | 0 | 0 | 0 | 0 | 0 | 0 | 0 | 0 | 0
3 | 30 | 1 | 0 | 0 | 0 | 0 | 0 | 0 | 0 | 0 | 0
3 | 30 | 2 | 0 | 0 | 0 | 0 | 0 | 0 | 0 | 0 | 0
3 | 30 | 3 | 0 | 0 | 0 | 0 | 0 | 0 | 0 | 0 | 0
3 | 30 | 4 | 0 | 0 | 0 | 0 | 0 | 0 | 0 | 0 | 0
3 | 30 | 5 | 0 | 0 | 0 | 0 | 0 | 0 | 0 | 0 | 0
3 | 30 | 6 | 0 | 0 | 0 | 0 | 0 | 0 | 0 | 0 | 0
3 | 30 | 7 | 0 | 0 | 0 | 0 | 0 | 0 | 0 | 0 | 0
3 | 30 | 8 | 0 | 0 | 0 | 0 | 0 | 0 | 0 | 0 | 0
3 | 30 | 9 | 0 | 0 | 0 | 0 | 0 | 0 | 0 | 0 | 0
3 | 30 | 10 | 0 | 0 | 0 | 0 | 0 | 0 | 0 | 0 | 0
3 | 30 | 11 | 0 | 0 | 0 | 0 | 0 | 0 | 0 | 0 | 0
3 | 30 | 12 | 0 | 0 | 0 | 0 | 0 | 0 | 0 | 0 | 0
3 | 30 | 13 | 0 | 0 | 0 | 0 | 0 | 0 | 0 | 0 | 0
3 | 30 | 14 | 0 | 0 | 0 | 0 | 0 | 0 | 0 | 0 | 0
3 | 30 | 15 | 0 | 0 | 0 | 0 | 0 | 0 | 0 | 0 | 0
3 | 30 | 16 | 0 | 0 | 0 | 0 | 0 | 0 | 0 | 0 | 0
3 | 30 | 17 | 0 | 0 | 0 | 0 | 0 | 0 | 0 | 0 | 0
3 | 30 | 18 | 0 | 0 | 0 | 0 | 0 | 0 | 0 | 0 | 0
3 | 30 | 19 | 0 | 0 | 0 | 0 | 0 | 0 | 0 | 0 | 0
3 | 30 | 20 | 0 | 0 | 0 | 0 | 0 | 0 | 0 | 0 | 0
3 | 30 | 21 | 0 | 0 | 0 | 0 | 0 | 0 | 0 | 0 | 0
3 | 30 | 22 | 0 | 0 | 0 | 0 | 0 | 0 | 0 | 0 | 0
3 | 30 | 23 | 0 | 0 | 0 | 0 | 0 | 0 | 0 | 0 | 0
3 | 30 | 24 | 0 | 0 | 0 | 0 | 0 | 0 | 0 | 0 | 0
3 | 31 | 1 | 0 | 0 | 0 | 0 | 0 | 0 | 0 | 0 | 0
3 | 31 | 2 | 0 | 0 | 0 | 0 | 0 | 0 | 0 | 0 | 0
3 | 31 | 3 | 0 | 0 | 0 | 0 | 0 | 0 | 0 | 0 | 0
3 | 31 | 4 | 0 | 0 | 0 | 0 | 0 | 0 | 0 | 0 | 0
3 | 31 | 5 | 0 | 0 | 0 | 0 | 0 | 0 | 0 | 0 | 0
3 | 31 | 6 | 0 | 0 | 0 | 0 | 0 | 0 | 0 | 0 | 0
3 | 31 | 7 | 0 | 0 | 0 | 0 | 0 | 0 | 0 | 0 | 0
3 | 31 | 8 | 0 | 0 | 0 | 0 | 0 | 0 | 0 | 0 | 0
3 | 31 | 9 | 0 | 0 | 0 | 0 | 0 | 0 | 0 | 0 | 0
3 | 31 | 10 | 0 | 0 | 0 | 0 | 0 | 0 | 0 | 0 | 0
3 | 31 | 11 | 0 | 0 | 0 | 0 | 0 | 0 | 0 | 0 | 0
3 | 31 | 12 | 0 | 0 | 0 | 0 | 0 | 0 | 0 | 0 | 0
3 | 31 | 13 | 0 | 0 | 0 | 0 | 0 | 0 | 0 | 0 | 0
3 | 31 | 14 | 0 | 0 | 0 | 0 | 0 | 0 | 0 | 0 | 0
3 | 31 | 15 | 0 | 0 | 0 | 0 | 0 | 0 | 0 | 0 | 0
3 | 31 | 16 | 0 | 0 | 0 | 0 | 0 | 0 | 0 | 0 | 0
3 | 31 | 17 | 0 | 0 | 0 | 0 | 0 | 0 | 0 | 0 | 0
3 | 31 | 18 | 0 | 0 | 0 | 0 | 0 | 0 | 0 | 0 | 0
3 | 31 | 19 | 0 | 0 | 0 | 0 | 0 | 0 | 0 | 0 | 0
3 | 31 | 20 | 0 | 0 | 0 | 0 | 0 | 0 | 0 | 0 | 0
3 | 31 | 21 | 0 | 0 | 0 | 0 | 0 | 0 | 0 | 0 | 0
3 | 31 | 22 | 0 | 0 | 0 | 0 | 0 | 0 | 0 | 0 | 0
3 | 31 | 23 | 0 | 0 | 0 | 0 | 0 | 0 | 0 | 0 | 0
3 | 31 | 24 | 0 | 0 | 0 | 0 | 0 | 0 | 0 | 0 | 0
4 | 1 | 1 | 0 | 0 | 0 | 0 | 0 | 0 | 0 | 0 | 0
4 | 1 | 2 | 0 | 0 | 0 | 0 | 0 | 0 | 0 | 0 | 0
4 | 1 | 3 | 0 | 0 | 0 | 0 | 0 | 0 | 0 | 0 | 0
4 | 1 | 4 | 0 | 0 | 0 | 0 | 0 | 0 | 0 | 0 | 0
4 | 1 | 5 | 0 | 0 | 0 | 0 | 0 | 0 | 0 | 0 | 0
4 | 1 | 6 | 0 | 0 | 0 | 0 | 0 | 0 | 0 | 0 | 0
4 | 1 | 7 | 0 | 0 | 0 | 0 | 0 | 0 | 0 | 0 | 0
4 | 1 | 8 | 0 | 0 | 0 | 0 | 0 | 0 | 0 | 0 | 0
4 | 1 | 9 | 0 | 0 | 0 | 0 | 0 | 0 | 0 | 0 | 0
4 | 1 | 10 | 0 | 0 | 0 | 0 | 0 | 0 | 0 | 0 | 0
4 | 1 | 11 | 0 | 0 | 0 | 0 | 0 | 0 | 0 | 0 | 0
4 | 1 | 12 | 0 | 0 | 0 | 0 | 0 | 0 | 0 | 0 | 0
4 | 1 | 13 | 0 | 0 | 0 | 0 | 0 | 0 | 0 | 0 | 0
4 | 1 | 14 | 0 | 0 | 0 | 0 | 0 | 0 | 0 | 0 | 0
4 | 1 | 15 | 0 | 0 | 0 | 0 | 0 | 0 | 0 | 0 | 0
4 | 1 | 16 | 0 | 0 | 0 | 0 | 0 | 0 | 0 | 0 | 0
4 | 1 | 17 | 0 | 0 | 0 | 0 | 0 | 0 | 0 | 0 | 0
4 | 1 | 18 | 0 | 0 | 0 | 0 | 0 | 0 | 0 | 0 | 0
4 | 1 | 19 | 0 | 0 | 0 | 0 | 0 | 0 | 0 | 0 | 0
4 | 1 | 20 | 0 | 0 | 0 | 0 | 0 | 0 | 0 | 0 | 0
4 | 1 | 21 | 0 | 0 | 0 | 0 | 0 | 0 | 0 | 0 | 0
4 | 1 | 22 | 0 | 0 | 0 | 0 | 0 | 0 | 0 | 0 | 0
4 | 1 | 23 | 0 | 0 | 0 | 0 | 0 | 0 | 0 | 0 | 0
4 | 1 | 24 | 0 | 0 | 0 | 0 | 0 | 0 | 0 | 0 | 0
4 | 2 | 1 | 0 | 0 | 0 | 0 | 0 | 0 | 0 | 0 | 0
4 | 2 | 2 | 0 | 0 | 0 | 0 | 0 | 0 | 0 | 0 | 0
4 | 2 | 3 | 0 | 0 | 0 | 0 | 0 | 0 | 0 | 0 | 0
4 | 2 | 4 | 0 | 0 | 0 | 0 | 0 | 0 | 0 | 0 | 0
4 | 2 | 5 | 0 | 0 | 0 | 0 | 0 | 0 | 0 | 0 | 0
4 | 2 | 6 | 0 | 0 | 0 | 0 | 0 | 0 | 0 | 0 | 0
4 | 2 | 7 | 0 | 0 | 0 | 0 | 0 | 0 | 0 | 0 | 0
4 | 2 | 8 | 0 | 0 | 0 | 0 | 0 | 0 | 0 | 0 | 0
4 | 2 | 9 | 0 | 0 | 0 | 0 | 0 | 0 | 0 | 0 | 0
4 | 2 | 10 | 0 | 0 | 0 | 0 | 0 | 0 | 0 | 0 | 0
4 | 2 | 11 | 0 | 0 | 0 | 0 | 0 | 0 | 0 | 0 | 0
4 | 2 | 12 | 0 | 0 | 0 | 0 | 0 | 0 | 0 | 0 | 0
4 | 2 | 13 | 0 | 0 | 0 | 0 | 0 | 0 | 0 | 0 | 0
4 | 2 | 14 | 0 | 0 | 0 | 0 | 0 | 0 | 0 | 0 | 0
4 | 2 | 15 | 0 | 0 | 0 | 0 | 0 | 0 | 0 | 0 | 0
4 | 2 | 16 | 0 | 0 | 0 | 0 | 0 | 0 | 0 | 0 | 0
4 | 2 | 17 | 0 | 0 | 0 | 0 | 0 | 0 | 0 | 0 | 0
4 | 2 | 18 | 0 | 0 | 0 | 0 | 0 | 0 | 0 | 0 | 0
4 | 2 | 19 | 0 | 0 | 0 | 0 | 0 | 0 | 0 | 0 | 0
4 | 2 | 20 | 0 | 0 | 0 | 0 | 0 | 0 | 0 | 0 | 0
4 | 2 | 21 | 0 | 0 | 0 | 0 | 0 | 0 | 0 | 0 | 0
4 | 2 | 22 | 0 | 0 | 0 | 0 | 0 | 0 | 0 | 0 | 0
4 | 2 | 23 | 0 | 0 | 0 | 0 | 0 | 0 | 0 | 0 | 0
4 | 2 | 24 | 0 | 0 | 0 | 0 | 0 | 0 | 0 | 0 | 0
4 | 3 | 1 | 0 | 0 | 0 | 0 | 0 | 0 | 0 | 0 | 0
4 | 3 | 2 | 0 | 0 | 0 | 0 | 0 | 0 | 0 | 0 | 0
4 | 3 | 3 | 0 | 0 | 0 | 0 | 0 | 0 | 0 | 0 | 0
4 | 3 | 4 | 0 | 0 | 0 | 0 | 0 | 0 | 0 | 0 | 0
4 | 3 | 5 | 0 | 0 | 0 | 0 | 0 | 0 | 0 | 0 | 0
4 | 3 | 6 | 0 | 0 | 0 | 0 | 0 | 0 | 0 | 0 | 0
4 | 3 | 7 | 0 | 0 | 0 | 0 | 0 | 0 | 0 | 0 | 0
4 | 3 | 8 | 0 | 0 | 0 | 0 | 0 | 0 | 0 | 0 | 0
4 | 3 | 9 | 0 | 0 | 0 | 0 | 0 | 0 | 0 | 0 | 0
4 | 3 | 10 | 0 | 0 | 0 | 0 | 0 | 0 | 0 | 0 | 0
4 | 3 | 11 | 0 | 0 | 0 | 0 | 0 | 0 | 0 | 0 | 0
4 | 3 | 12 | 0 | 0 | 0 | 0 | 0 | 0 | 0 | 0 | 0
4 | 3 | 13 | 0 | 0 | 0 | 0 | 0 | 0 | 0 | 0 | 0
4 | 3 | 14 | 0 | 0 | 0 | 0 | 0 | 0 | 0 | 0 | 0
4 | 3 | 15 | 0 | 0 | 0 | 0 | 0 | 0 | 0 | 0 | 0
4 | 3 | 16 | 0 | 0 | 0 | 0 | 0 | 0 | 0 | 0 | 0
4 | 3 | 17 | 0 | 0 | 0 | 0 | 0 | 0 | 0 | 0 | 0
4 | 3 | 18 | 0 | 0 | 0 | 0 | 0 | 0 | 0 | 0 | 0
4 | 3 | 19 | 0 | 0 | 0 | 0 | 0 | 0 | 0 | 0 | 0
4 | 3 | 20 | 0 | 0 | 0 | 0 | 0 | 0 | 0 | 0 | 0
4 | 3 | 21 | 0 | 0 | 0 | 0 | 0 | 0 | 0 | 0 | 0
4 | 3 | 22 | 0 | 0 | 0 | 0 | 0 | 0 | 0 | 0 | 0
4 | 3 | 23 | 0 | 0 | 0 | 0 | 0 | 0 | 0 | 0 | 0
4 | 3 | 24 | 0 | 0 | 0 | 0 | 0 | 0 | 0 | 0 | 0
4 | 4 | 1 | 0 | 0 | 0 | 0 | 0 | 0 | 0 | 0 | 0
4 | 4 | 2 | 0 | 0 | 0 | 0 | 0 | 0 | 0 | 0 | 0
4 | 4 | 3 | 0 | 0 | 0 | 0 | 0 | 0 | 0 | 0 | 0
4 | 4 | 4 | 0 | 0 | 0 | 0 | 0 | 0 | 0 | 0 | 0
4 | 4 | 5 | 0 | 0 | 0 | 0 | 0 | 0 | 0 | 0 | 0
4 | 4 | 6 | 0 | 0 | 0 | 0 | 0 | 0 | 0 | 0 | 0
4 | 4 | 7 | 0 | 0 | 0 | 0 | 0 | 0 | 0 | 0 | 0
4 | 4 | 8 | 0 | 0 | 0 | 0 | 0 | 0 | 0 | 0 | 0
4 | 4 | 9 | 0 | 0 | 0 | 0 | 0 | 0 | 0 | 0 | 0
4 | 4 | 10 | 0 | 0 | 0 | 0 | 0 | 0 | 0 | 0 | 0
4 | 4 | 11 | 0 | 0 | 0 | 0 | 0 | 0 | 0 | 0 | 0
4 | 4 | 12 | 0 | 0 | 0 | 0 | 0 | 0 | 0 | 0 | 0
4 | 4 | 13 | 0 | 0 | 0 | 0 | 0 | 0 | 0 | 0 | 0
4 | 4 | 14 | 0 | 0 | 0 | 0 | 0 | 0 | 0 | 0 | 0
4 | 4 | 15 | 0 | 0 | 0 | 0 | 0 | 0 | 0 | 0 | 0
4 | 4 | 16 | 0 | 0 | 0 | 0 | 0 | 0 | 0 | 0 | 0
4 | 4 | 17 | 0 | 0 | 0 | 0 | 0 | 0 | 0 | 0 | 0
4 | 4 | 18 | 0 | 0 | 0 | 0 | 0 | 0 | 0 | 0 | 0
4 | 4 | 19 | 0 | 0 | 0 | 0 | 0 | 0 | 0 | 0 | 0
4 | 4 | 20 | 0 | 0 | 0 | 0 | 0 | 0 | 0 | 0 | 0
4 | 4 | 21 | 0 | 0 | 0 | 0 | 0 | 0 | 0 | 0 | 0
4 | 4 | 22 | 0 | 0 | 0 | 0 | 0 | 0 | 0 | 0 | 0
4 | 4 | 23 | 0 | 0 | 0 | 0 | 0 | 0 | 0 | 0 | 0
4 | 4 | 24 | 0 | 0 | 0 | 0 | 0 | 0 | 0 | 0 | 0
4 | 5 | 1 | 0 | 0 | 0 | 0 | 0 | 0 | 0 | 0 | 0
4 | 5 | 2 | 0 | 0 | 0 | 0 | 0 | 0 | 0 | 0 | 0
4 | 5 | 3 | 0 | 0 | 0 | 0 | 0 | 0 | 0 | 0 | 0
4 | 5 | 4 | 0 | 0 | 0 | 0 | 0 | 0 | 0 | 0 | 0
4 | 5 | 5 | 0 | 0 | 0 | 0 | 0 | 0 | 0 | 0 | 0
4 | 5 | 6 | 0 | 0 | 0 | 0 | 0 | 0 | 0 | 0 | 0
4 | 5 | 7 | 0 | 0 | 0 | 0 | 0 | 0 | 0 | 0 | 0
4 | 5 | 8 | 0 | 0 | 0 | 0 | 0 | 0 | 0 | 0 | 0
4 | 5 | 9 | 0 | 0 | 0 | 0 | 0 | 0 | 0 | 0 | 0
4 | 5 | 10 | 0 | 0 | 0 | 0 | 0 | 0 | 0 | 0 | 0
4 | 5 | 11 | 0 | 0 | 0 | 0 | 0 | 0 | 0 | 0 | 0
4 | 5 | 12 | 0 | 0 | 0 | 0 | 0 | 0 | 0 | 0 | 0
4 | 5 | 13 | 0 | 0 | 0 | 0 | 0 | 0 | 0 | 0 | 0
4 | 5 | 14 | 0 | 0 | 0 | 0 | 0 | 0 | 0 | 0 | 0
4 | 5 | 15 | 0 | 0 | 0 | 0 | 0 | 0 | 0 | 0 | 0
4 | 5 | 16 | 0 | 0 | 0 | 0 | 0 | 0 | 0 | 0 | 0
4 | 5 | 17 | 0 | 0 | 0 | 0 | 0 | 0 | 0 | 0 | 0
4 | 5 | 18 | 0 | 0 | 0 | 0 | 0 | 0 | 0 | 0 | 0
4 | 5 | 19 | 0 | 0 | 0 | 0 | 0 | 0 | 0 | 0 | 0
4 | 5 | 20 | 0 | 0 | 0 | 0 | 0 | 0 | 0 | 0 | 0
4 | 5 | 21 | 0 | 0 | 0 | 0 | 0 | 0 | 0 | 0 | 0
4 | 5 | 22 | 0 | 0 | 0 | 0 | 0 | 0 | 0 | 0 | 0
4 | 5 | 23 | 0 | 0 | 0 | 0 | 0 | 0 | 0 | 0 | 0
4 | 5 | 24 | 0 | 0 | 0 | 0 | 0 | 0 | 0 | 0 | 0
4 | 6 | 1 | 0 | 0 | 0 | 0 | 0 | 0 | 0 | 0 | 0
4 | 6 | 2 | 0 | 0 | 0 | 0 | 0 | 0 | 0 | 0 | 0
4 | 6 | 3 | 0 | 0 | 0 | 0 | 0 | 0 | 0 | 0 | 0
4 | 6 | 4 | 0 | 0 | 0 | 0 | 0 | 0 | 0 | 0 | 0
4 | 6 | 5 | 0 | 0 | 0 | 0 | 0 | 0 | 0 | 0 | 0
4 | 6 | 6 | 0 | 0 | 0 | 0 | 0 | 0 | 0 | 0 | 0
4 | 6 | 7 | 0 | 0 | 0 | 0 | 0 | 0 | 0 | 0 | 0
4 | 6 | 8 | 0 | 0 | 0 | 0 | 0 | 0 | 0 | 0 | 0
4 | 6 | 9 | 0 | 0 | 0 | 0 | 0 | 0 | 0 | 0 | 0
4 | 6 | 10 | 0 | 0 | 0 | 0 | 0 | 0 | 0 | 0 | 0
4 | 6 | 11 | 0 | 0 | 0 | 0 | 0 | 0 | 0 | 0 | 0
4 | 6 | 12 | 0 | 0 | 0 | 0 | 0 | 0 | 0 | 0 | 0
4 | 6 | 13 | 0 | 0 | 0 | 0 | 0 | 0 | 0 | 0 | 0
4 | 6 | 14 | 0 | 0 | 0 | 0 | 0 | 0 | 0 | 0 | 0
4 | 6 | 15 | 0 | 0 | 0 | 0 | 0 | 0 | 0 | 0 | 0
4 | 6 | 16 | 0 | 0 | 0 | 0 | 0 | 0 | 0 | 0 | 0
4 | 6 | 17 | 0 | 0 | 0 | 0 | 0 | 0 | 0 | 0 | 0
4 | 6 | 18 | 0 | 0 | 0 | 0 | 0 | 0 | 0 | 0 | 0
4 | 6 | 19 | 0 | 0 | 0 | 0 | 0 | 0 | 0 | 0 | 0
4 | 6 | 20 | 0 | 0 | 0 | 0 | 0 | 0 | 0 | 0 | 0
4 | 6 | 21 | 0 | 0 | 0 | 0 | 0 | 0 | 0 | 0 | 0
4 | 6 | 22 | 0 | 0 | 0 | 0 | 0 | 0 | 0 | 0 | 0
4 | 6 | 23 | 0 | 0 | 0 | 0 | 0 | 0 | 0 | 0 | 0
4 | 6 | 24 | 0 | 0 | 0 | 0 | 0 | 0 | 0 | 0 | 0
4 | 7 | 1 | 0 | 0 | 0 | 0 | 0 | 0 | 0 | 0 | 0
4 | 7 | 2 | 0 | 0 | 0 | 0 | 0 | 0 | 0 | 0 | 0
4 | 7 | 3 | 0 | 0 | 0 | 0 | 0 | 0 | 0 | 0 | 0
4 | 7 | 4 | 0 | 0 | 0 | 0 | 0 | 0 | 0 | 0 | 0
4 | 7 | 5 | 0 | 0 | 0 | 0 | 0 | 0 | 0 | 0 | 0
4 | 7 | 6 | 0 | 0 | 0 | 0 | 0 | 0 | 0 | 0 | 0
4 | 7 | 7 | 0 | 0 | 0 | 0 | 0 | 0 | 0 | 0 | 0
4 | 7 | 8 | 0 | 0 | 0 | 0 | 0 | 0 | 0 | 0 | 0
4 | 7 | 9 | 0 | 0 | 0 | 0 | 0 | 0 | 0 | 0 | 0
4 | 7 | 10 | 0 | 0 | 0 | 0 | 0 | 0 | 0 | 0 | 0
4 | 7 | 11 | 0 | 0 | 0 | 0 | 0 | 0 | 0 | 0 | 0
4 | 7 | 12 | 0 | 0 | 0 | 0 | 0 | 0 | 0 | 0 | 0
4 | 7 | 13 | 0 | 0 | 0 | 0 | 0 | 0 | 0 | 0 | 0
4 | 7 | 14 | 0 | 0 | 0 | 0 | 0 | 0 | 0 | 0 | 0
4 | 7 | 15 | 0 | 0 | 0 | 0 | 0 | 0 | 0 | 0 | 0
4 | 7 | 16 | 0 | 0 | 0 | 0 | 0 | 0 | 0 | 0 | 0
4 | 7 | 17 | 0 | 0 | 0 | 0 | 0 | 0 | 0 | 0 | 0
4 | 7 | 18 | 0 | 0 | 0 | 0 | 0 | 0 | 0 | 0 | 0
4 | 7 | 19 | 0 | 0 | 0 | 0 | 0 | 0 | 0 | 0 | 0
4 | 7 | 20 | 0 | 0 | 0 | 0 | 0 | 0 | 0 | 0 | 0
4 | 7 | 21 | 0 | 0 | 0 | 0 | 0 | 0 | 0 | 0 | 0
4 | 7 | 22 | 0 | 0 | 0 | 0 | 0 | 0 | 0 | 0 | 0
4 | 7 | 23 | 0 | 0 | 0 | 0 | 0 | 0 | 0 | 0 | 0
4 | 7 | 24 | 0 | 0 | 0 | 0 | 0 | 0 | 0 | 0 | 0
4 | 8 | 1 | 0 | 0 | 0 | 0 | 0 | 0 | 0 | 0 | 0
4 | 8 | 2 | 0 | 0 | 0 | 0 | 0 | 0 | 0 | 0 | 0
4 | 8 | 3 | 0 | 0 | 0 | 0 | 0 | 0 | 0 | 0 | 0
4 | 8 | 4 | 0 | 0 | 0 | 0 | 0 | 0 | 0 | 0 | 0
4 | 8 | 5 | 0 | 0 | 0 | 0 | 0 | 0 | 0 | 0 | 0
4 | 8 | 6 | 0 | 0 | 0 | 0 | 0 | 0 | 0 | 0 | 0
4 | 8 | 7 | 0 | 0 | 0 | 0 | 0 | 0 | 0 | 0 | 0
4 | 8 | 8 | 0 | 0 | 0 | 0 | 0 | 0 | 0 | 0 | 0
4 | 8 | 9 | 0 | 0 | 0 | 0 | 0 | 0 | 0 | 0 | 0
4 | 8 | 10 | 0 | 0 | 0 | 0 | 0 | 0 | 0 | 0 | 0
4 | 8 | 11 | 0 | 0 | 0 | 0 | 0 | 0 | 0 | 0 | 0
4 | 8 | 12 | 0 | 0 | 0 | 0 | 0 | 0 | 0 | 0 | 0
4 | 8 | 13 | 0 | 0 | 0 | 0 | 0 | 0 | 0 | 0 | 0
4 | 8 | 14 | 0 | 0 | 0 | 0 | 0 | 0 | 0 | 0 | 0
4 | 8 | 15 | 0 | 0 | 0 | 0 | 0 | 0 | 0 | 0 | 0
4 | 8 | 16 | 0 | 0 | 0 | 0 | 0 | 0 | 0 | 0 | 0
4 | 8 | 17 | 0 | 0 | 0 | 0 | 0 | 0 | 0 | 0 | 0
4 | 8 | 18 | 0 | 0 | 0 | 0 | 0 | 0 | 0 | 0 | 0
4 | 8 | 19 | 0 | 0 | 0 | 0 | 0 | 0 | 0 | 0 | 0
4 | 8 | 20 | 0 | 0 | 0 | 0 | 0 | 0 | 0 | 0 | 0
4 | 8 | 21 | 0 | 0 | 0 | 0 | 0 | 0 | 0 | 0 | 0
4 | 8 | 22 | 0 | 0 | 0 | 0 | 0 | 0 | 0 | 0 | 0
4 | 8 | 23 | 0 | 0 | 0 | 0 | 0 | 0 | 0 | 0 | 0
4 | 8 | 24 | 0 | 0 | 0 | 0 | 0 | 0 | 0 | 0 | 0
4 | 9 | 1 | 0 | 0 | 0 | 0 | 0 | 0 | 0 | 0 | 0
4 | 9 | 2 | 0 | 0 | 0 | 0 | 0 | 0 | 0 | 0 | 0
4 | 9 | 3 | 0 | 0 | 0 | 0 | 0 | 0 | 0 | 0 | 0
4 | 9 | 4 | 0 | 0 | 0 | 0 | 0 | 0 | 0 | 0 | 0
4 | 9 | 5 | 0 | 0 | 0 | 0 | 0 | 0 | 0 | 0 | 0
4 | 9 | 6 | 0 | 0 | 0 | 0 | 0 | 0 | 0 | 0 | 0
4 | 9 | 7 | 0 | 0 | 0 | 0 | 0 | 0 | 0 | 0 | 0
4 | 9 | 8 | 0 | 0 | 0 | 0 | 0 | 0 | 0 | 0 | 0
4 | 9 | 9 | 0 | 0 | 0 | 0 | 0 | 0 | 0 | 0 | 0
4 | 9 | 10 | 0 | 0 | 0 | 0 | 0 | 0 | 0 | 0 | 0
4 | 9 | 11 | 0 | 0 | 0 | 0 | 0 | 0 | 0 | 0 | 0
4 | 9 | 12 | 0 | 0 | 0 | 0 | 0 | 0 | 0 | 0 | 0
4 | 9 | 13 | 0 | 0 | 0 | 0 | 0 | 0 | 0 | 0 | 0
4 | 9 | 14 | 0 | 0 | 0 | 0 | 0 | 0 | 0 | 0 | 0
4 | 9 | 15 | 0 | 0 | 0 | 0 | 0 | 0 | 0 | 0 | 0
4 | 9 | 16 | 0 | 0 | 0 | 0 | 0 | 0 | 0 | 0 | 0
4 | 9 | 17 | 0 | 0 | 0 | 0 | 0 | 0 | 0 | 0 | 0
4 | 9 | 18 | 0 | 0 | 0 | 0 | 0 | 0 | 0 | 0 | 0
4 | 9 | 19 | 0 | 0 | 0 | 0 | 0 | 0 | 0 | 0 | 0
4 | 9 | 20 | 0 | 0 | 0 | 0 | 0 | 0 | 0 | 0 | 0
4 | 9 | 21 | 0 | 0 | 0 | 0 | 0 | 0 | 0 | 0 | 0
4 | 9 | 22 | 0 | 0 | 0 | 0 | 0 | 0 | 0 | 0 | 0
4 | 9 | 23 | 0 | 0 | 0 | 0 | 0 | 0 | 0 | 0 | 0
4 | 9 | 24 | 0 | 0 | 0 | 0 | 0 | 0 | 0 | 0 | 0
4 | 10 | 1 | 0 | 0 | 0 | 0 | 0 | 0 | 0 | 0 | 0
4 | 10 | 2 | 0 | 0 | 0 | 0 | 0 | 0 | 0 | 0 | 0
4 | 10 | 3 | 0 | 0 | 0 | 0 | 0 | 0 | 0 | 0 | 0
4 | 10 | 4 | 0 | 0 | 0 | 0 | 0 | 0 | 0 | 0 | 0
4 | 10 | 5 | 0 | 0 | 0 | 0 | 0 | 0 | 0 | 0 | 0
4 | 10 | 6 | 0 | 0 | 0 | 0 | 0 | 0 | 0 | 0 | 0
4 | 10 | 7 | 0 | 0 | 0 | 0 | 0 | 0 | 0 | 0 | 0
4 | 10 | 8 | 0 | 0 | 0 | 0 | 0 | 0 | 0 | 0 | 0
4 | 10 | 9 | 0 | 0 | 0 | 0 | 0 | 0 | 0 | 0 | 0
4 | 10 | 10 | 0 | 0 | 0 | 0 | 0 | 0 | 0 | 0 | 0
4 | 10 | 11 | 0 | 0 | 0 | 0 | 0 | 0 | 0 | 0 | 0
4 | 10 | 12 | 0 | 0 | 0 | 0 | 0 | 0 | 0 | 0 | 0
4 | 10 | 13 | 0 | 0 | 0 | 0 | 0 | 0 | 0 | 0 | 0
4 | 10 | 14 | 0 | 0 | 0 | 0 | 0 | 0 | 0 | 0 | 0
4 | 10 | 15 | 0 | 0 | 0 | 0 | 0 | 0 | 0 | 0 | 0
4 | 10 | 16 | 0 | 0 | 0 | 0 | 0 | 0 | 0 | 0 | 0
4 | 10 | 17 | 0 | 0 | 0 | 0 | 0 | 0 | 0 | 0 | 0
4 | 10 | 18 | 0 | 0 | 0 | 0 | 0 | 0 | 0 | 0 | 0
4 | 10 | 19 | 0 | 0 | 0 | 0 | 0 | 0 | 0 | 0 | 0
4 | 10 | 20 | 0 | 0 | 0 | 0 | 0 | 0 | 0 | 0 | 0
4 | 10 | 21 | 0 | 0 | 0 | 0 | 0 | 0 | 0 | 0 | 0
4 | 10 | 22 | 0 | 0 | 0 | 0 | 0 | 0 | 0 | 0 | 0
4 | 10 | 23 | 0 | 0 | 0 | 0 | 0 | 0 | 0 | 0 | 0
4 | 10 | 24 | 0 | 0 | 0 | 0 | 0 | 0 | 0 | 0 | 0
4 | 11 | 1 | 0 | 0 | 0 | 0 | 0 | 0 | 0 | 0 | 0
4 | 11 | 2 | 0 | 0 | 0 | 0 | 0 | 0 | 0 | 0 | 0
4 | 11 | 3 | 0 | 0 | 0 | 0 | 0 | 0 | 0 | 0 | 0
4 | 11 | 4 | 0 | 0 | 0 | 0 | 0 | 0 | 0 | 0 | 0
4 | 11 | 5 | 0 | 0 | 0 | 0 | 0 | 0 | 0 | 0 | 0
4 | 11 | 6 | 0 | 0 | 0 | 0 | 0 | 0 | 0 | 0 | 0
4 | 11 | 7 | 0 | 0 | 0 | 0 | 0 | 0 | 0 | 0 | 0
4 | 11 | 8 | 0 | 0 | 0 | 0 | 0 | 0 | 0 | 0 | 0
4 | 11 | 9 | 0 | 0 | 0 | 0 | 0 | 0 | 0 | 0 | 0
4 | 11 | 10 | 0 | 0 | 0 | 0 | 0 | 0 | 0 | 0 | 0
4 | 11 | 11 | 0 | 0 | 0 | 0 | 0 | 0 | 0 | 0 | 0
4 | 11 | 12 | 0 | 0 | 0 | 0 | 0 | 0 | 0 | 0 | 0
4 | 11 | 13 | 0 | 0 | 0 | 0 | 0 | 0 | 0 | 0 | 0
4 | 11 | 14 | 0 | 0 | 0 | 0 | 0 | 0 | 0 | 0 | 0
4 | 11 | 15 | 0 | 0 | 0 | 0 | 0 | 0 | 0 | 0 | 0
4 | 11 | 16 | 0 | 0 | 0 | 0 | 0 | 0 | 0 | 0 | 0
4 | 11 | 17 | 0 | 0 | 0 | 0 | 0 | 0 | 0 | 0 | 0
4 | 11 | 18 | 0 | 0 | 0 | 0 | 0 | 0 | 0 | 0 | 0
4 | 11 | 19 | 0 | 0 | 0 | 0 | 0 | 0 | 0 | 0 | 0
4 | 11 | 20 | 0 | 0 | 0 | 0 | 0 | 0 | 0 | 0 | 0
4 | 11 | 21 | 0 | 0 | 0 | 0 | 0 | 0 | 0 | 0 | 0
4 | 11 | 22 | 0 | 0 | 0 | 0 | 0 | 0 | 0 | 0 | 0
4 | 11 | 23 | 0 | 0 | 0 | 0 | 0 | 0 | 0 | 0 | 0
4 | 11 | 24 | 0 | 0 | 0 | 0 | 0 | 0 | 0 | 0 | 0
4 | 12 | 1 | 0 | 0 | 0 | 0 | 0 | 0 | 0 | 0 | 0
4 | 12 | 2 | 0 | 0 | 0 | 0 | 0 | 0 | 0 | 0 | 0
4 | 12 | 3 | 0 | 0 | 0 | 0 | 0 | 0 | 0 | 0 | 0
4 | 12 | 4 | 0 | 0 | 0 | 0 | 0 | 0 | 0 | 0 | 0
4 | 12 | 5 | 0 | 0 | 0 | 0 | 0 | 0 | 0 | 0 | 0
4 | 12 | 6 | 0 | 0 | 0 | 0 | 0 | 0 | 0 | 0 | 0
4 | 12 | 7 | 0 | 0 | 0 | 0 | 0 | 0 | 0 | 0 | 0
4 | 12 | 8 | 0 | 0 | 0 | 0 | 0 | 0 | 0 | 0 | 0
4 | 12 | 9 | 0 | 0 | 0 | 0 | 0 | 0 | 0 | 0 | 0
4 | 12 | 10 | 0 | 0 | 0 | 0 | 0 | 0 | 0 | 0 | 0
4 | 12 | 11 | 0 | 0 | 0 | 0 | 0 | 0 | 0 | 0 | 0
4 | 12 | 12 | 0 | 0 | 0 | 0 | 0 | 0 | 0 | 0 | 0
4 | 12 | 13 | 0 | 0 | 0 | 0 | 0 | 0 | 0 | 0 | 0
4 | 12 | 14 | 0 | 0 | 0 | 0 | 0 | 0 | 0 | 0 | 0
4 | 12 | 15 | 0 | 0 | 0 | 0 | 0 | 0 | 0 | 0 | 0
4 | 12 | 16 | 0 | 0 | 0 | 0 | 0 | 0 | 0 | 0 | 0
4 | 12 | 17 | 0 | 0 | 0 | 0 | 0 | 0 | 0 | 0 | 0
4 | 12 | 18 | 0 | 0 | 0 | 0 | 0 | 0 | 0 | 0 | 0
4 | 12 | 19 | 0 | 0 | 0 | 0 | 0 | 0 | 0 | 0 | 0
4 | 12 | 20 | 0 | 0 | 0 | 0 | 0 | 0 | 0 | 0 | 0
4 | 12 | 21 | 0 | 0 | 0 | 0 | 0 | 0 | 0 | 0 | 0
4 | 12 | 22 | 0 | 0 | 0 | 0 | 0 | 0 | 0 | 0 | 0
4 | 12 | 23 | 0 | 0 | 0 | 0 | 0 | 0 | 0 | 0 | 0
4 | 12 | 24 | 0 | 0 | 0 | 0 | 0 | 0 | 0 | 0 | 0
4 | 13 | 1 | 0 | 0 | 0 | 0 | 0 | 0 | 0 | 0 | 0
4 | 13 | 2 | 0 | 0 | 0 | 0 | 0 | 0 | 0 | 0 | 0
4 | 13 | 3 | 0 | 0 | 0 | 0 | 0 | 0 | 0 | 0 | 0
4 | 13 | 4 | 0 | 0 | 0 | 0 | 0 | 0 | 0 | 0 | 0
4 | 13 | 5 | 0 | 0 | 0 | 0 | 0 | 0 | 0 | 0 | 0
4 | 13 | 6 | 0 | 0 | 0 | 0 | 0 | 0 | 0 | 0 | 0
4 | 13 | 7 | 0 | 0 | 0 | 0 | 0 | 0 | 0 | 0 | 0
4 | 13 | 8 | 0 | 0 | 0 | 0 | 0 | 0 | 0 | 0 | 0
4 | 13 | 9 | 0 | 0 | 0 | 0 | 0 | 0 | 0 | 0 | 0
4 | 13 | 10 | 0 | 0 | 0 | 0 | 0 | 0 | 0 | 0 | 0
4 | 13 | 11 | 0 | 0 | 0 | 0 | 0 | 0 | 0 | 0 | 0
4 | 13 | 12 | 0 | 0 | 0 | 0 | 0 | 0 | 0 | 0 | 0
4 | 13 | 13 | 0 | 0 | 0 | 0 | 0 | 0 | 0 | 0 | 0
4 | 13 | 14 | 0 | 0 | 0 | 0 | 0 | 0 | 0 | 0 | 0
4 | 13 | 15 | 0 | 0 | 0 | 0 | 0 | 0 | 0 | 0 | 0
4 | 13 | 16 | 0 | 0 | 0 | 0 | 0 | 0 | 0 | 0 | 0
4 | 13 | 17 | 0 | 0 | 0 | 0 | 0 | 0 | 0 | 0 | 0
4 | 13 | 18 | 0 | 0 | 0 | 0 | 0 | 0 | 0 | 0 | 0
4 | 13 | 19 | 0 | 0 | 0 | 0 | 0 | 0 | 0 | 0 | 0
4 | 13 | 20 | 0 | 0 | 0 | 0 | 0 | 0 | 0 | 0 | 0
4 | 13 | 21 | 0 | 0 | 0 | 0 | 0 | 0 | 0 | 0 | 0
4 | 13 | 22 | 0 | 0 | 0 | 0 | 0 | 0 | 0 | 0 | 0
4 | 13 | 23 | 0 | 0 | 0 | 0 | 0 | 0 | 0 | 0 | 0
4 | 13 | 24 | 0 | 0 | 0 | 0 | 0 | 0 | 0 | 0 | 0
4 | 14 | 1 | 0 | 0 | 0 | 0 | 0 | 0 | 0 | 0 | 0
4 | 14 | 2 | 0 | 0 | 0 | 0 | 0 | 0 | 0 | 0 | 0
4 | 14 | 3 | 0 | 0 | 0 | 0 | 0 | 0 | 0 | 0 | 0
4 | 14 | 4 | 0 | 0 | 0 | 0 | 0 | 0 | 0 | 0 | 0
4 | 14 | 5 | 0 | 0 | 0 | 0 | 0 | 0 | 0 | 0 | 0
4 | 14 | 6 | 0 | 0 | 0 | 0 | 0 | 0 | 0 | 0 | 0
4 | 14 | 7 | 0 | 0 | 0 | 0 | 0 | 0 | 0 | 0 | 0
4 | 14 | 8 | 0 | 0 | 0 | 0 | 0 | 0 | 0 | 0 | 0
4 | 14 | 9 | 0 | 0 | 0 | 0 | 0 | 0 | 0 | 0 | 0
4 | 14 | 10 | 0 | 0 | 0 | 0 | 0 | 0 | 0 | 0 | 0
4 | 14 | 11 | 0 | 0 | 0 | 0 | 0 | 0 | 0 | 0 | 0
4 | 14 | 12 | 0 | 0 | 0 | 0 | 0 | 0 | 0 | 0 | 0
4 | 14 | 13 | 0 | 0 | 0 | 0 | 0 | 0 | 0 | 0 | 0
4 | 14 | 14 | 0 | 0 | 0 | 0 | 0 | 0 | 0 | 0 | 0
4 | 14 | 15 | 0 | 0 | 0 | 0 | 0 | 0 | 0 | 0 | 0
4 | 14 | 16 | 0 | 0 | 0 | 0 | 0 | 0 | 0 | 0 | 0
4 | 14 | 17 | 0 | 0 | 0 | 0 | 0 | 0 | 0 | 0 | 0
4 | 14 | 18 | 0 | 0 | 0 | 0 | 0 | 0 | 0 | 0 | 0
4 | 14 | 19 | 0 | 0 | 0 | 0 | 0 | 0 | 0 | 0 | 0
4 | 14 | 20 | 0 | 0 | 0 | 0 | 0 | 0 | 0 | 0 | 0
4 | 14 | 21 | 0 | 0 | 0 | 0 | 0 | 0 | 0 | 0 | 0
4 | 14 | 22 | 0 | 0 | 0 | 0 | 0 | 0 | 0 | 0 | 0
4 | 14 | 23 | 0 | 0 | 0 | 0 | 0 | 0 | 0 | 0 | 0
4 | 14 | 24 | 0 | 0 | 0 | 0 | 0 | 0 | 0 | 0 | 0
4 | 15 | 1 | 0 | 0 | 0 | 0 | 0 | 0 | 0 | 0 | 0
4 | 15 | 2 | 0 | 0 | 0 | 0 | 0 | 0 | 0 | 0 | 0
4 | 15 | 3 | 0 | 0 | 0 | 0 | 0 | 0 | 0 | 0 | 0
4 | 15 | 4 | 0 | 0 | 0 | 0 | 0 | 0 | 0 | 0 | 0
4 | 15 | 5 | 0 | 0 | 0 | 0 | 0 | 0 | 0 | 0 | 0
4 | 15 | 6 | 0 | 0 | 0 | 0 | 0 | 0 | 0 | 0 | 0
4 | 15 | 7 | 0 | 0 | 0 | 0 | 0 | 0 | 0 | 0 | 0
4 | 15 | 8 | 0 | 0 | 0 | 0 | 0 | 0 | 0 | 0 | 0
4 | 15 | 9 | 0 | 0 | 0 | 0 | 0 | 0 | 0 | 0 | 0
4 | 15 | 10 | 0 | 0 | 0 | 0 | 0 | 0 | 0 | 0 | 0
4 | 15 | 11 | 0 | 0 | 0 | 0 | 0 | 0 | 0 | 0 | 0
4 | 15 | 12 | 0 | 0 | 0 | 0 | 0 | 0 | 0 | 0 | 0
4 | 15 | 13 | 0 | 0 | 0 | 0 | 0 | 0 | 0 | 0 | 0
4 | 15 | 14 | 0 | 0 | 0 | 0 | 0 | 0 | 0 | 0 | 0
4 | 15 | 15 | 0 | 0 | 0 | 0 | 0 | 0 | 0 | 0 | 0
4 | 15 | 16 | 0 | 0 | 0 | 0 | 0 | 0 | 0 | 0 | 0
4 | 15 | 17 | 0 | 0 | 0 | 0 | 0 | 0 | 0 | 0 | 0
4 | 15 | 18 | 0 | 0 | 0 | 0 | 0 | 0 | 0 | 0 | 0
4 | 15 | 19 | 0 | 0 | 0 | 0 | 0 | 0 | 0 | 0 | 0
4 | 15 | 20 | 0 | 0 | 0 | 0 | 0 | 0 | 0 | 0 | 0
4 | 15 | 21 | 0 | 0 | 0 | 0 | 0 | 0 | 0 | 0 | 0
4 | 15 | 22 | 0 | 0 | 0 | 0 | 0 | 0 | 0 | 0 | 0
4 | 15 | 23 | 0 | 0 | 0 | 0 | 0 | 0 | 0 | 0 | 0
4 | 15 | 24 | 0 | 0 | 0 | 0 | 0 | 0 | 0 | 0 | 0
4 | 16 | 1 | 0 | 0 | 0 | 0 | 0 | 0 | 0 | 0 | 0
4 | 16 | 2 | 0 | 0 | 0 | 0 | 0 | 0 | 0 | 0 | 0
4 | 16 | 3 | 0 | 0 | 0 | 0 | 0 | 0 | 0 | 0 | 0
4 | 16 | 4 | 0 | 0 | 0 | 0 | 0 | 0 | 0 | 0 | 0
4 | 16 | 5 | 0 | 0 | 0 | 0 | 0 | 0 | 0 | 0 | 0
4 | 16 | 6 | 0 | 0 | 0 | 0 | 0 | 0 | 0 | 0 | 0
4 | 16 | 7 | 0 | 0 | 0 | 0 | 0 | 0 | 0 | 0 | 0
4 | 16 | 8 | 0 | 0 | 0 | 0 | 0 | 0 | 0 | 0 | 0
4 | 16 | 9 | 0 | 0 | 0 | 0 | 0 | 0 | 0 | 0 | 0
4 | 16 | 10 | 0 | 0 | 0 | 0 | 0 | 0 | 0 | 0 | 0
4 | 16 | 11 | 0 | 0 | 0 | 0 | 0 | 0 | 0 | 0 | 0
4 | 16 | 12 | 0 | 0 | 0 | 0 | 0 | 0 | 0 | 0 | 0
4 | 16 | 13 | 0 | 0 | 0 | 0 | 0 | 0 | 0 | 0 | 0
4 | 16 | 14 | 0 | 0 | 0 | 0 | 0 | 0 | 0 | 0 | 0
4 | 16 | 15 | 0 | 0 | 0 | 0 | 0 | 0 | 0 | 0 | 0
4 | 16 | 16 | 0 | 0 | 0 | 0 | 0 | 0 | 0 | 0 | 0
4 | 16 | 17 | 0 | 0 | 0 | 0 | 0 | 0 | 0 | 0 | 0
4 | 16 | 18 | 0 | 0 | 0 | 0 | 0 | 0 | 0 | 0 | 0
4 | 16 | 19 | 0 | 0 | 0 | 0 | 0 | 0 | 0 | 0 | 0
4 | 16 | 20 | 0 | 0 | 0 | 0 | 0 | 0 | 0 | 0 | 0
4 | 16 | 21 | 0 | 0 | 0 | 0 | 0 | 0 | 0 | 0 | 0
4 | 16 | 22 | 0 | 0 | 0 | 0 | 0 | 0 | 0 | 0 | 0
4 | 16 | 23 | 0 | 0 | 0 | 0 | 0 | 0 | 0 | 0 | 0
4 | 16 | 24 | 0 | 0 | 0 | 0 | 0 | 0 | 0 | 0 | 0
4 | 17 | 1 | 0 | 0 | 0 | 0 | 0 | 0 | 0 | 0 | 0
4 | 17 | 2 | 0 | 0 | 0 | 0 | 0 | 0 | 0 | 0 | 0
4 | 17 | 3 | 0 | 0 | 0 | 0 | 0 | 0 | 0 | 0 | 0
4 | 17 | 4 | 0 | 0 | 0 | 0 | 0 | 0 | 0 | 0 | 0
4 | 17 | 5 | 0 | 0 | 0 | 0 | 0 | 0 | 0 | 0 | 0
4 | 17 | 6 | 0 | 0 | 0 | 0 | 0 | 0 | 0 | 0 | 0
4 | 17 | 7 | 0 | 0 | 0 | 0 | 0 | 0 | 0 | 0 | 0
4 | 17 | 8 | 0 | 0 | 0 | 0 | 0 | 0 | 0 | 0 | 0
4 | 17 | 9 | 0 | 0 | 0 | 0 | 0 | 0 | 0 | 0 | 0
4 | 17 | 10 | 0 | 0 | 0 | 0 | 0 | 0 | 0 | 0 | 0
4 | 17 | 11 | 0 | 0 | 0 | 0 | 0 | 0 | 0 | 0 | 0
4 | 17 | 12 | 0 | 0 | 0 | 0 | 0 | 0 | 0 | 0 | 0
4 | 17 | 13 | 0 | 0 | 0 | 0 | 0 | 0 | 0 | 0 | 0
4 | 17 | 14 | 0 | 0 | 0 | 0 | 0 | 0 | 0 | 0 | 0
4 | 17 | 15 | 0 | 0 | 0 | 0 | 0 | 0 | 0 | 0 | 0
4 | 17 | 16 | 0 | 0 | 0 | 0 | 0 | 0 | 0 | 0 | 0
4 | 17 | 17 | 0 | 0 | 0 | 0 | 0 | 0 | 0 | 0 | 0
4 | 17 | 18 | 0 | 0 | 0 | 0 | 0 | 0 | 0 | 0 | 0
4 | 17 | 19 | 0 | 0 | 0 | 0 | 0 | 0 | 0 | 0 | 0
4 | 17 | 20 | 0 | 0 | 0 | 0 | 0 | 0 | 0 | 0 | 0
4 | 17 | 21 | 0 | 0 | 0 | 0 | 0 | 0 | 0 | 0 | 0
4 | 17 | 22 | 0 | 0 | 0 | 0 | 0 | 0 | 0 | 0 | 0
4 | 17 | 23 | 0 | 0 | 0 | 0 | 0 | 0 | 0 | 0 | 0
4 | 17 | 24 | 0 | 0 | 0 | 0 | 0 | 0 | 0 | 0 | 0
4 | 18 | 1 | 0 | 0 | 0 | 0 | 0 | 0 | 0 | 0 | 0
4 | 18 | 2 | 0 | 0 | 0 | 0 | 0 | 0 | 0 | 0 | 0
4 | 18 | 3 | 0 | 0 | 0 | 0 | 0 | 0 | 0 | 0 | 0
4 | 18 | 4 | 0 | 0 | 0 | 0 | 0 | 0 | 0 | 0 | 0
4 | 18 | 5 | 0 | 0 | 0 | 0 | 0 | 0 | 0 | 0 | 0
4 | 18 | 6 | 0 | 0 | 0 | 0 | 0 | 0 | 0 | 0 | 0
4 | 18 | 7 | 0 | 0 | 0 | 0 | 0 | 0 | 0 | 0 | 0
4 | 18 | 8 | 0 | 0 | 0 | 0 | 0 | 0 | 0 | 0 | 0
4 | 18 | 9 | 0 | 0 | 0 | 0 | 0 | 0 | 0 | 0 | 0
4 | 18 | 10 | 0 | 0 | 0 | 0 | 0 | 0 | 0 | 0 | 0
4 | 18 | 11 | 0 | 0 | 0 | 0 | 0 | 0 | 0 | 0 | 0
4 | 18 | 12 | 0 | 0 | 0 | 0 | 0 | 0 | 0 | 0 | 0
4 | 18 | 13 | 0 | 0 | 0 | 0 | 0 | 0 | 0 | 0 | 0
4 | 18 | 14 | 0 | 0 | 0 | 0 | 0 | 0 | 0 | 0 | 0
4 | 18 | 15 | 0 | 0 | 0 | 0 | 0 | 0 | 0 | 0 | 0
4 | 18 | 16 | 0 | 0 | 0 | 0 | 0 | 0 | 0 | 0 | 0
4 | 18 | 17 | 0 | 0 | 0 | 0 | 0 | 0 | 0 | 0 | 0
4 | 18 | 18 | 0 | 0 | 0 | 0 | 0 | 0 | 0 | 0 | 0
4 | 18 | 19 | 0 | 0 | 0 | 0 | 0 | 0 | 0 | 0 | 0
4 | 18 | 20 | 0 | 0 | 0 | 0 | 0 | 0 | 0 | 0 | 0
4 | 18 | 21 | 0 | 0 | 0 | 0 | 0 | 0 | 0 | 0 | 0
4 | 18 | 22 | 0 | 0 | 0 | 0 | 0 | 0 | 0 | 0 | 0
4 | 18 | 23 | 0 | 0 | 0 | 0 | 0 | 0 | 0 | 0 | 0
4 | 18 | 24 | 0 | 0 | 0 | 0 | 0 | 0 | 0 | 0 | 0
4 | 19 | 1 | 0 | 0 | 0 | 0 | 0 | 0 | 0 | 0 | 0
4 | 19 | 2 | 0 | 0 | 0 | 0 | 0 | 0 | 0 | 0 | 0
4 | 19 | 3 | 0 | 0 | 0 | 0 | 0 | 0 | 0 | 0 | 0
4 | 19 | 4 | 0 | 0 | 0 | 0 | 0 | 0 | 0 | 0 | 0
4 | 19 | 5 | 0 | 0 | 0 | 0 | 0 | 0 | 0 | 0 | 0
4 | 19 | 6 | 0 | 0 | 0 | 0 | 0 | 0 | 0 | 0 | 0
4 | 19 | 7 | 0 | 0 | 0 | 0 | 0 | 0 | 0 | 0 | 0
4 | 19 | 8 | 0 | 0 | 0 | 0 | 0 | 0 | 0 | 0 | 0
4 | 19 | 9 | 0 | 0 | 0 | 0 | 0 | 0 | 0 | 0 | 0
4 | 19 | 10 | 0 | 0 | 0 | 0 | 0 | 0 | 0 | 0 | 0
4 | 19 | 11 | 0 | 0 | 0 | 0 | 0 | 0 | 0 | 0 | 0
4 | 19 | 12 | 0 | 0 | 0 | 0 | 0 | 0 | 0 | 0 | 0
4 | 19 | 13 | 0 | 0 | 0 | 0 | 0 | 0 | 0 | 0 | 0
4 | 19 | 14 | 0 | 0 | 0 | 0 | 0 | 0 | 0 | 0 | 0
4 | 19 | 15 | 0 | 0 | 0 | 0 | 0 | 0 | 0 | 0 | 0
4 | 19 | 16 | 0 | 0 | 0 | 0 | 0 | 0 | 0 | 0 | 0
4 | 19 | 17 | 0 | 0 | 0 | 0 | 0 | 0 | 0 | 0 | 0
4 | 19 | 18 | 0 | 0 | 0 | 0 | 0 | 0 | 0 | 0 | 0
4 | 19 | 19 | 0 | 0 | 0 | 0 | 0 | 0 | 0 | 0 | 0
4 | 19 | 20 | 0 | 0 | 0 | 0 | 0 | 0 | 0 | 0 | 0
4 | 19 | 21 | 0 | 0 | 0 | 0 | 0 | 0 | 0 | 0 | 0
4 | 19 | 22 | 0 | 0 | 0 | 0 | 0 | 0 | 0 | 0 | 0
4 | 19 | 23 | 0 | 0 | 0 | 0 | 0 | 0 | 0 | 0 | 0
4 | 19 | 24 | 0 | 0 | 0 | 0 | 0 | 0 | 0 | 0 | 0
4 | 20 | 1 | 0 | 0 | 0 | 0 | 0 | 0 | 0 | 0 | 0
4 | 20 | 2 | 0 | 0 | 0 | 0 | 0 | 0 | 0 | 0 | 0
4 | 20 | 3 | 0 | 0 | 0 | 0 | 0 | 0 | 0 | 0 | 0
4 | 20 | 4 | 0 | 0 | 0 | 0 | 0 | 0 | 0 | 0 | 0
4 | 20 | 5 | 0 | 0 | 0 | 0 | 0 | 0 | 0 | 0 | 0
4 | 20 | 6 | 0 | 0 | 0 | 0 | 0 | 0 | 0 | 0 | 0
4 | 20 | 7 | 0 | 0 | 0 | 0 | 0 | 0 | 0 | 0 | 0
4 | 20 | 8 | 0 | 0 | 0 | 0 | 0 | 0 | 0 | 0 | 0
4 | 20 | 9 | 0 | 0 | 0 | 0 | 0 | 0 | 0 | 0 | 0
4 | 20 | 10 | 0 | 0 | 0 | 0 | 0 | 0 | 0 | 0 | 0
4 | 20 | 11 | 0 | 0 | 0 | 0 | 0 | 0 | 0 | 0 | 0
4 | 20 | 12 | 0 | 0 | 0 | 0 | 0 | 0 | 0 | 0 | 0
4 | 20 | 13 | 0 | 0 | 0 | 0 | 0 | 0 | 0 | 0 | 0
4 | 20 | 14 | 0 | 0 | 0 | 0 | 0 | 0 | 0 | 0 | 0
4 | 20 | 15 | 0 | 0 | 0 | 0 | 0 | 0 | 0 | 0 | 0
4 | 20 | 16 | 0 | 0 | 0 | 0 | 0 | 0 | 0 | 0 | 0
4 | 20 | 17 | 0 | 0 | 0 | 0 | 0 | 0 | 0 | 0 | 0
4 | 20 | 18 | 0 | 0 | 0 | 0 | 0 | 0 | 0 | 0 | 0
4 | 20 | 19 | 0 | 0 | 0 | 0 | 0 | 0 | 0 | 0 | 0
4 | 20 | 20 | 0 | 0 | 0 | 0 | 0 | 0 | 0 | 0 | 0
4 | 20 | 21 | 0 | 0 | 0 | 0 | 0 | 0 | 0 | 0 | 0
4 | 20 | 22 | 0 | 0 | 0 | 0 | 0 | 0 | 0 | 0 | 0
4 | 20 | 23 | 0 | 0 | 0 | 0 | 0 | 0 | 0 | 0 | 0
4 | 20 | 24 | 0 | 0 | 0 | 0 | 0 | 0 | 0 | 0 | 0
4 | 21 | 1 | 0 | 0 | 0 | 0 | 0 | 0 | 0 | 0 | 0
4 | 21 | 2 | 0 | 0 | 0 | 0 | 0 | 0 | 0 | 0 | 0
4 | 21 | 3 | 0 | 0 | 0 | 0 | 0 | 0 | 0 | 0 | 0
4 | 21 | 4 | 0 | 0 | 0 | 0 | 0 | 0 | 0 | 0 | 0
4 | 21 | 5 | 0 | 0 | 0 | 0 | 0 | 0 | 0 | 0 | 0
4 | 21 | 6 | 0 | 0 | 0 | 0 | 0 | 0 | 0 | 0 | 0
4 | 21 | 7 | 0 | 0 | 0 | 0 | 0 | 0 | 0 | 0 | 0
4 | 21 | 8 | 0 | 0 | 0 | 0 | 0 | 0 | 0 | 0 | 0
4 | 21 | 9 | 0 | 0 | 0 | 0 | 0 | 0 | 0 | 0 | 0
4 | 21 | 10 | 0 | 0 | 0 | 0 | 0 | 0 | 0 | 0 | 0
4 | 21 | 11 | 0 | 0 | 0 | 0 | 0 | 0 | 0 | 0 | 0
4 | 21 | 12 | 0 | 0 | 0 | 0 | 0 | 0 | 0 | 0 | 0
4 | 21 | 13 | 0 | 0 | 0 | 0 | 0 | 0 | 0 | 0 | 0
4 | 21 | 14 | 0 | 0 | 0 | 0 | 0 | 0 | 0 | 0 | 0
4 | 21 | 15 | 0 | 0 | 0 | 0 | 0 | 0 | 0 | 0 | 0
4 | 21 | 16 | 0 | 0 | 0 | 0 | 0 | 0 | 0 | 0 | 0
4 | 21 | 17 | 0 | 0 | 0 | 0 | 0 | 0 | 0 | 0 | 0
4 | 21 | 18 | 0 | 0 | 0 | 0 | 0 | 0 | 0 | 0 | 0
4 | 21 | 19 | 0 | 0 | 0 | 0 | 0 | 0 | 0 | 0 | 0
4 | 21 | 20 | 0 | 0 | 0 | 0 | 0 | 0 | 0 | 0 | 0
4 | 21 | 21 | 0 | 0 | 0 | 0 | 0 | 0 | 0 | 0 | 0
4 | 21 | 22 | 0 | 0 | 0 | 0 | 0 | 0 | 0 | 0 | 0
4 | 21 | 23 | 0 | 0 | 0 | 0 | 0 | 0 | 0 | 0 | 0
4 | 21 | 24 | 0 | 0 | 0 | 0 | 0 | 0 | 0 | 0 | 0
4 | 22 | 1 | 0 | 0 | 0 | 0 | 0 | 0 | 0 | 0 | 0
4 | 22 | 2 | 0 | 0 | 0 | 0 | 0 | 0 | 0 | 0 | 0
4 | 22 | 3 | 0 | 0 | 0 | 0 | 0 | 0 | 0 | 0 | 0
4 | 22 | 4 | 0 | 0 | 0 | 0 | 0 | 0 | 0 | 0 | 0
4 | 22 | 5 | 0 | 0 | 0 | 0 | 0 | 0 | 0 | 0 | 0
4 | 22 | 6 | 0 | 0 | 0 | 0 | 0 | 0 | 0 | 0 | 0
4 | 22 | 7 | 0 | 0 | 0 | 0 | 0 | 0 | 0 | 0 | 0
4 | 22 | 8 | 0 | 0 | 0 | 0 | 0 | 0 | 0 | 0 | 0
4 | 22 | 9 | 0 | 0 | 0 | 0 | 0 | 0 | 0 | 0 | 0
4 | 22 | 10 | 0 | 0 | 0 | 0 | 0 | 0 | 0 | 0 | 0
4 | 22 | 11 | 0 | 0 | 0 | 0 | 0 | 0 | 0 | 0 | 0
4 | 22 | 12 | 0 | 0 | 0 | 0 | 0 | 0 | 0 | 0 | 0
4 | 22 | 13 | 0 | 0 | 0 | 0 | 0 | 0 | 0 | 0 | 0
4 | 22 | 14 | 0 | 0 | 0 | 0 | 0 | 0 | 0 | 0 | 0
4 | 22 | 15 | 0 | 0 | 0 | 0 | 0 | 0 | 0 | 0 | 0
4 | 22 | 16 | 0 | 0 | 0 | 0 | 0 | 0 | 0 | 0 | 0
4 | 22 | 17 | 0 | 0 | 0 | 0 | 0 | 0 | 0 | 0 | 0
4 | 22 | 18 | 0 | 0 | 0 | 0 | 0 | 0 | 0 | 0 | 0
4 | 22 | 19 | 0 | 0 | 0 | 0 | 0 | 0 | 0 | 0 | 0
4 | 22 | 20 | 0 | 0 | 0 | 0 | 0 | 0 | 0 | 0 | 0
4 | 22 | 21 | 0 | 0 | 0 | 0 | 0 | 0 | 0 | 0 | 0
4 | 22 | 22 | 0 | 0 | 0 | 0 | 0 | 0 | 0 | 0 | 0
4 | 22 | 23 | 0 | 0 | 0 | 0 | 0 | 0 | 0 | 0 | 0
4 | 22 | 24 | 0 | 0 | 0 | 0 | 0 | 0 | 0 | 0 | 0
4 | 23 | 1 | 0 | 0 | 0 | 0 | 0 | 0 | 0 | 0 | 0
4 | 23 | 2 | 0 | 0 | 0 | 0 | 0 | 0 | 0 | 0 | 0
4 | 23 | 3 | 0 | 0 | 0 | 0 | 0 | 0 | 0 | 0 | 0
4 | 23 | 4 | 0 | 0 | 0 | 0 | 0 | 0 | 0 | 0 | 0
4 | 23 | 5 | 0 | 0 | 0 | 0 | 0 | 0 | 0 | 0 | 0
4 | 23 | 6 | 0 | 0 | 0 | 0 | 0 | 0 | 0 | 0 | 0
4 | 23 | 7 | 0 | 0 | 0 | 0 | 0 | 0 | 0 | 0 | 0
4 | 23 | 8 | 0 | 0 | 0 | 0 | 0 | 0 | 0 | 0 | 0
4 | 23 | 9 | 0 | 0 | 0 | 0 | 0 | 0 | 0 | 0 | 0
4 | 23 | 10 | 0 | 0 | 0 | 0 | 0 | 0 | 0 | 0 | 0
4 | 23 | 11 | 0 | 0 | 0 | 0 | 0 | 0 | 0 | 0 | 0
4 | 23 | 12 | 0 | 0 | 0 | 0 | 0 | 0 | 0 | 0 | 0
4 | 23 | 13 | 0 | 0 | 0 | 0 | 0 | 0 | 0 | 0 | 0
4 | 23 | 14 | 0 | 0 | 0 | 0 | 0 | 0 | 0 | 0 | 0
4 | 23 | 15 | 0 | 0 | 0 | 0 | 0 | 0 | 0 | 0 | 0
4 | 23 | 16 | 0 | 0 | 0 | 0 | 0 | 0 | 0 | 0 | 0
4 | 23 | 17 | 0 | 0 | 0 | 0 | 0 | 0 | 0 | 0 | 0
4 | 23 | 18 | 0 | 0 | 0 | 0 | 0 | 0 | 0 | 0 | 0
4 | 23 | 19 | 0 | 0 | 0 | 0 | 0 | 0 | 0 | 0 | 0
4 | 23 | 20 | 0 | 0 | 0 | 0 | 0 | 0 | 0 | 0 | 0
4 | 23 | 21 | 0 | 0 | 0 | 0 | 0 | 0 | 0 | 0 | 0
4 | 23 | 22 | 0 | 0 | 0 | 0 | 0 | 0 | 0 | 0 | 0
4 | 23 | 23 | 0 | 0 | 0 | 0 | 0 | 0 | 0 | 0 | 0
4 | 23 | 24 | 0 | 0 | 0 | 0 | 0 | 0 | 0 | 0 | 0
4 | 24 | 1 | 0 | 0 | 0 | 0 | 0 | 0 | 0 | 0 | 0
4 | 24 | 2 | 0 | 0 | 0 | 0 | 0 | 0 | 0 | 0 | 0
4 | 24 | 3 | 0 | 0 | 0 | 0 | 0 | 0 | 0 | 0 | 0
4 | 24 | 4 | 0 | 0 | 0 | 0 | 0 | 0 | 0 | 0 | 0
4 | 24 | 5 | 0 | 0 | 0 | 0 | 0 | 0 | 0 | 0 | 0
4 | 24 | 6 | 0 | 0 | 0 | 0 | 0 | 0 | 0 | 0 | 0
4 | 24 | 7 | 0 | 0 | 0 | 0 | 0 | 0 | 0 | 0 | 0
4 | 24 | 8 | 0 | 0 | 0 | 0 | 0 | 0 | 0 | 0 | 0
4 | 24 | 9 | 0 | 0 | 0 | 0 | 0 | 0 | 0 | 0 | 0
4 | 24 | 10 | 0 | 0 | 0 | 0 | 0 | 0 | 0 | 0 | 0
4 | 24 | 11 | 0 | 0 | 0 | 0 | 0 | 0 | 0 | 0 | 0
4 | 24 | 12 | 0 | 0 | 0 | 0 | 0 | 0 | 0 | 0 | 0
4 | 24 | 13 | 0 | 0 | 0 | 0 | 0 | 0 | 0 | 0 | 0
4 | 24 | 14 | 0 | 0 | 0 | 0 | 0 | 0 | 0 | 0 | 0
4 | 24 | 15 | 0 | 0 | 0 | 0 | 0 | 0 | 0 | 0 | 0
4 | 24 | 16 | 0 | 0 | 0 | 0 | 0 | 0 | 0 | 0 | 0
4 | 24 | 17 | 0 | 0 | 0 | 0 | 0 | 0 | 0 | 0 | 0
4 | 24 | 18 | 0 | 0 | 0 | 0 | 0 | 0 | 0 | 0 | 0
4 | 24 | 19 | 0 | 0 | 0 | 0 | 0 | 0 | 0 | 0 | 0
4 | 24 | 20 | 0 | 0 | 0 | 0 | 0 | 0 | 0 | 0 | 0
4 | 24 | 21 | 0 | 0 | 0 | 0 | 0 | 0 | 0 | 0 | 0
4 | 24 | 22 | 0 | 0 | 0 | 0 | 0 | 0 | 0 | 0 | 0
4 | 24 | 23 | 0 | 0 | 0 | 0 | 0 | 0 | 0 | 0 | 0
4 | 24 | 24 | 0 | 0 | 0 | 0 | 0 | 0 | 0 | 0 | 0
4 | 25 | 1 | 0 | 0 | 0 | 0 | 0 | 0 | 0 | 0 | 0
4 | 25 | 2 | 0 | 0 | 0 | 0 | 0 | 0 | 0 | 0 | 0
4 | 25 | 3 | 0 | 0 | 0 | 0 | 0 | 0 | 0 | 0 | 0
4 | 25 | 4 | 0 | 0 | 0 | 0 | 0 | 0 | 0 | 0 | 0
4 | 25 | 5 | 0 | 0 | 0 | 0 | 0 | 0 | 0 | 0 | 0
4 | 25 | 6 | 0 | 0 | 0 | 0 | 0 | 0 | 0 | 0 | 0
4 | 25 | 7 | 0 | 0 | 0 | 0 | 0 | 0 | 0 | 0 | 0
4 | 25 | 8 | 0 | 0 | 0 | 0 | 0 | 0 | 0 | 0 | 0
4 | 25 | 9 | 0 | 0 | 0 | 0 | 0 | 0 | 0 | 0 | 0
4 | 25 | 10 | 0 | 0 | 0 | 0 | 0 | 0 | 0 | 0 | 0
4 | 25 | 11 | 0 | 0 | 0 | 0 | 0 | 0 | 0 | 0 | 0
4 | 25 | 12 | 0 | 0 | 0 | 0 | 0 | 0 | 0 | 0 | 0
4 | 25 | 13 | 0 | 0 | 0 | 0 | 0 | 0 | 0 | 0 | 0
4 | 25 | 14 | 0 | 0 | 0 | 0 | 0 | 0 | 0 | 0 | 0
4 | 25 | 15 | 0 | 0 | 0 | 0 | 0 | 0 | 0 | 0 | 0
4 | 25 | 16 | 0 | 0 | 0 | 0 | 0 | 0 | 0 | 0 | 0
4 | 25 | 17 | 0 | 0 | 0 | 0 | 0 | 0 | 0 | 0 | 0
4 | 25 | 18 | 0 | 0 | 0 | 0 | 0 | 0 | 0 | 0 | 0
4 | 25 | 19 | 0 | 0 | 0 | 0 | 0 | 0 | 0 | 0 | 0
4 | 25 | 20 | 0 | 0 | 0 | 0 | 0 | 0 | 0 | 0 | 0
4 | 25 | 21 | 0 | 0 | 0 | 0 | 0 | 0 | 0 | 0 | 0
4 | 25 | 22 | 0 | 0 | 0 | 0 | 0 | 0 | 0 | 0 | 0
4 | 25 | 23 | 0 | 0 | 0 | 0 | 0 | 0 | 0 | 0 | 0
4 | 25 | 24 | 0 | 0 | 0 | 0 | 0 | 0 | 0 | 0 | 0
4 | 26 | 1 | 0 | 0 | 0 | 0 | 0 | 0 | 0 | 0 | 0
4 | 26 | 2 | 0 | 0 | 0 | 0 | 0 | 0 | 0 | 0 | 0
4 | 26 | 3 | 0 | 0 | 0 | 0 | 0 | 0 | 0 | 0 | 0
4 | 26 | 4 | 0 | 0 | 0 | 0 | 0 | 0 | 0 | 0 | 0
4 | 26 | 5 | 0 | 0 | 0 | 0 | 0 | 0 | 0 | 0 | 0
4 | 26 | 6 | 0 | 0 | 0 | 0 | 0 | 0 | 0 | 0 | 0
4 | 26 | 7 | 0 | 0 | 0 | 0 | 0 | 0 | 0 | 0 | 0
4 | 26 | 8 | 0 | 0 | 0 | 0 | 0 | 0 | 0 | 0 | 0
4 | 26 | 9 | 0 | 0 | 0 | 0 | 0 | 0 | 0 | 0 | 0
4 | 26 | 10 | 0 | 0 | 0 | 0 | 0 | 0 | 0 | 0 | 0
4 | 26 | 11 | 0 | 0 | 0 | 0 | 0 | 0 | 0 | 0 | 0
4 | 26 | 12 | 0 | 0 | 0 | 0 | 0 | 0 | 0 | 0 | 0
4 | 26 | 13 | 0 | 0 | 0 | 0 | 0 | 0 | 0 | 0 | 0
4 | 26 | 14 | 0 | 0 | 0 | 0 | 0 | 0 | 0 | 0 | 0
4 | 26 | 15 | 0 | 0 | 0 | 0 | 0 | 0 | 0 | 0 | 0
4 | 26 | 16 | 0 | 0 | 0 | 0 | 0 | 0 | 0 | 0 | 0
4 | 26 | 17 | 0 | 0 | 0 | 0 | 0 | 0 | 0 | 0 | 0
4 | 26 | 18 | 0 | 0 | 0 | 0 | 0 | 0 | 0 | 0 | 0
4 | 26 | 19 | 0 | 0 | 0 | 0 | 0 | 0 | 0 | 0 | 0
4 | 26 | 20 | 0 | 0 | 0 | 0 | 0 | 0 | 0 | 0 | 0
4 | 26 | 21 | 0 | 0 | 0 | 0 | 0 | 0 | 0 | 0 | 0
4 | 26 | 22 | 0 | 0 | 0 | 0 | 0 | 0 | 0 | 0 | 0
4 | 26 | 23 | 0 | 0 | 0 | 0 | 0 | 0 | 0 | 0 | 0
4 | 26 | 24 | 0 | 0 | 0 | 0 | 0 | 0 | 0 | 0 | 0
4 | 27 | 1 | 0 | 0 | 0 | 0 | 0 | 0 | 0 | 0 | 0
4 | 27 | 2 | 0 | 0 | 0 | 0 | 0 | 0 | 0 | 0 | 0
4 | 27 | 3 | 0 | 0 | 0 | 0 | 0 | 0 | 0 | 0 | 0
4 | 27 | 4 | 0 | 0 | 0 | 0 | 0 | 0 | 0 | 0 | 0
4 | 27 | 5 | 0 | 0 | 0 | 0 | 0 | 0 | 0 | 0 | 0
4 | 27 | 6 | 0 | 0 | 0 | 0 | 0 | 0 | 0 | 0 | 0
4 | 27 | 7 | 0 | 0 | 0 | 0 | 0 | 0 | 0 | 0 | 0
4 | 27 | 8 | 0 | 0 | 0 | 0 | 0 | 0 | 0 | 0 | 0
4 | 27 | 9 | 0 | 0 | 0 | 0 | 0 | 0 | 0 | 0 | 0
4 | 27 | 10 | 0 | 0 | 0 | 0 | 0 | 0 | 0 | 0 | 0
4 | 27 | 11 | 0 | 0 | 0 | 0 | 0 | 0 | 0 | 0 | 0
4 | 27 | 12 | 0 | 0 | 0 | 0 | 0 | 0 | 0 | 0 | 0
4 | 27 | 13 | 0 | 0 | 0 | 0 | 0 | 0 | 0 | 0 | 0
4 | 27 | 14 | 0 | 0 | 0 | 0 | 0 | 0 | 0 | 0 | 0
4 | 27 | 15 | 0 | 0 | 0 | 0 | 0 | 0 | 0 | 0 | 0
4 | 27 | 16 | 0 | 0 | 0 | 0 | 0 | 0 | 0 | 0 | 0
4 | 27 | 17 | 0 | 0 | 0 | 0 | 0 | 0 | 0 | 0 | 0
4 | 27 | 18 | 0 | 0 | 0 | 0 | 0 | 0 | 0 | 0 | 0
4 | 27 | 19 | 0 | 0 | 0 | 0 | 0 | 0 | 0 | 0 | 0
4 | 27 | 20 | 0 | 0 | 0 | 0 | 0 | 0 | 0 | 0 | 0
4 | 27 | 21 | 0 | 0 | 0 | 0 | 0 | 0 | 0 | 0 | 0
4 | 27 | 22 | 0 | 0 | 0 | 0 | 0 | 0 | 0 | 0 | 0
4 | 27 | 23 | 0 | 0 | 0 | 0 | 0 | 0 | 0 | 0 | 0
4 | 27 | 24 | 0 | 0 | 0 | 0 | 0 | 0 | 0 | 0 | 0
4 | 28 | 1 | 0 | 0 | 0 | 0 | 0 | 0 | 0 | 0 | 0
4 | 28 | 2 | 0 | 0 | 0 | 0 | 0 | 0 | 0 | 0 | 0
4 | 28 | 3 | 0 | 0 | 0 | 0 | 0 | 0 | 0 | 0 | 0
4 | 28 | 4 | 0 | 0 | 0 | 0 | 0 | 0 | 0 | 0 | 0
4 | 28 | 5 | 0 | 0 | 0 | 0 | 0 | 0 | 0 | 0 | 0
4 | 28 | 6 | 0 | 0 | 0 | 0 | 0 | 0 | 0 | 0 | 0
4 | 28 | 7 | 0 | 0 | 0 | 0 | 0 | 0 | 0 | 0 | 0
4 | 28 | 8 | 0 | 0 | 0 | 0 | 0 | 0 | 0 | 0 | 0
4 | 28 | 9 | 0 | 0 | 0 | 0 | 0 | 0 | 0 | 0 | 0
4 | 28 | 10 | 0 | 0 | 0 | 0 | 0 | 0 | 0 | 0 | 0
4 | 28 | 11 | 0 | 0 | 0 | 0 | 0 | 0 | 0 | 0 | 0
4 | 28 | 12 | 0 | 0 | 0 | 0 | 0 | 0 | 0 | 0 | 0
4 | 28 | 13 | 0 | 0 | 0 | 0 | 0 | 0 | 0 | 0 | 0
4 | 28 | 14 | 0 | 0 | 0 | 0 | 0 | 0 | 0 | 0 | 0
4 | 28 | 15 | 0 | 0 | 0 | 0 | 0 | 0 | 0 | 0 | 0
4 | 28 | 16 | 0 | 0 | 0 | 0 | 0 | 0 | 0 | 0 | 0
4 | 28 | 17 | 0 | 0 | 0 | 0 | 0 | 0 | 0 | 0 | 0
4 | 28 | 18 | 0 | 0 | 0 | 0 | 0 | 0 | 0 | 0 | 0
4 | 28 | 19 | 0 | 0 | 0 | 0 | 0 | 0 | 0 | 0 | 0
4 | 28 | 20 | 0 | 0 | 0 | 0 | 0 | 0 | 0 | 0 | 0
4 | 28 | 21 | 0 | 0 | 0 | 0 | 0 | 0 | 0 | 0 | 0
4 | 28 | 22 | 0 | 0 | 0 | 0 | 0 | 0 | 0 | 0 | 0
4 | 28 | 23 | 0 | 0 | 0 | 0 | 0 | 0 | 0 | 0 | 0
4 | 28 | 24 | 0 | 0 | 0 | 0 | 0 | 0 | 0 | 0 | 0
4 | 29 | 1 | 0 | 0 | 0 | 0 | 0 | 0 | 0 | 0 | 0
4 | 29 | 2 | 0 | 0 | 0 | 0 | 0 | 0 | 0 | 0 | 0
4 | 29 | 3 | 0 | 0 | 0 | 0 | 0 | 0 | 0 | 0 | 0
4 | 29 | 4 | 0 | 0 | 0 | 0 | 0 | 0 | 0 | 0 | 0
4 | 29 | 5 | 0 | 0 | 0 | 0 | 0 | 0 | 0 | 0 | 0
4 | 29 | 6 | 0 | 0 | 0 | 0 | 0 | 0 | 0 | 0 | 0
4 | 29 | 7 | 0 | 0 | 0 | 0 | 0 | 0 | 0 | 0 | 0
4 | 29 | 8 | 0 | 0 | 0 | 0 | 0 | 0 | 0 | 0 | 0
4 | 29 | 9 | 0 | 0 | 0 | 0 | 0 | 0 | 0 | 0 | 0
4 | 29 | 10 | 0 | 0 | 0 | 0 | 0 | 0 | 0 | 0 | 0
4 | 29 | 11 | 0 | 0 | 0 | 0 | 0 | 0 | 0 | 0 | 0
4 | 29 | 12 | 0 | 0 | 0 | 0 | 0 | 0 | 0 | 0 | 0
4 | 29 | 13 | 0 | 0 | 0 | 0 | 0 | 0 | 0 | 0 | 0
4 | 29 | 14 | 0 | 0 | 0 | 0 | 0 | 0 | 0 | 0 | 0
4 | 29 | 15 | 0 | 0 | 0 | 0 | 0 | 0 | 0 | 0 | 0
4 | 29 | 16 | 0 | 0 | 0 | 0 | 0 | 0 | 0 | 0 | 0
4 | 29 | 17 | 0 | 0 | 0 | 0 | 0 | 0 | 0 | 0 | 0
4 | 29 | 18 | 0 | 0 | 0 | 0 | 0 | 0 | 0 | 0 | 0
4 | 29 | 19 | 0 | 0 | 0 | 0 | 0 | 0 | 0 | 0 | 0
4 | 29 | 20 | 0 | 0 | 0 | 0 | 0 | 0 | 0 | 0 | 0
4 | 29 | 21 | 0 | 0 | 0 | 0 | 0 | 0 | 0 | 0 | 0
4 | 29 | 22 | 0 | 0 | 0 | 0 | 0 | 0 | 0 | 0 | 0
4 | 29 | 23 | 0 | 0 | 0 | 0 | 0 | 0 | 0 | 0 | 0
4 | 29 | 24 | 0 | 0 | 0 | 0 | 0 | 0 | 0 | 0 | 0
4 | 30 | 1 | 0 | 0 | 0 | 0 | 0 | 0 | 0 | 0 | 0
4 | 30 | 2 | 0 | 0 | 0 | 0 | 0 | 0 | 0 | 0 | 0
4 | 30 | 3 | 0 | 0 | 0 | 0 | 0 | 0 | 0 | 0 | 0
4 | 30 | 4 | 0 | 0 | 0 | 0 | 0 | 0 | 0 | 0 | 0
4 | 30 | 5 | 0 | 0 | 0 | 0 | 0 | 0 | 0 | 0 | 0
4 | 30 | 6 | 0 | 0 | 0 | 0 | 0 | 0 | 0 | 0 | 0
4 | 30 | 7 | 0 | 0 | 0 | 0 | 0 | 0 | 0 | 0 | 0
4 | 30 | 8 | 0 | 0 | 0 | 0 | 0 | 0 | 0 | 0 | 0
4 | 30 | 9 | 0 | 0 | 0 | 0 | 0 | 0 | 0 | 0 | 0
4 | 30 | 10 | 0 | 0 | 0 | 0 | 0 | 0 | 0 | 0 | 0
4 | 30 | 11 | 0 | 0 | 0 | 0 | 0 | 0 | 0 | 0 | 0
4 | 30 | 12 | 0 | 0 | 0 | 0 | 0 | 0 | 0 | 0 | 0
4 | 30 | 13 | 0 | 0 | 0 | 0 | 0 | 0 | 0 | 0 | 0
4 | 30 | 14 | 0 | 0 | 0 | 0 | 0 | 0 | 0 | 0 | 0
4 | 30 | 15 | 0 | 0 | 0 | 0 | 0 | 0 | 0 | 0 | 0
4 | 30 | 16 | 0 | 0 | 0 | 0 | 0 | 0 | 0 | 0 | 0
4 | 30 | 17 | 0 | 0 | 0 | 0 | 0 | 0 | 0 | 0 | 0
4 | 30 | 18 | 0 | 0 | 0 | 0 | 0 | 0 | 0 | 0 | 0
4 | 30 | 19 | 0 | 0 | 0 | 0 | 0 | 0 | 0 | 0 | 0
4 | 30 | 20 | 0 | 0 | 0 | 0 | 0 | 0 | 0 | 0 | 0
4 | 30 | 21 | 0 | 0 | 0 | 0 | 0 | 0 | 0 | 0 | 0
4 | 30 | 22 | 0 | 0 | 0 | 0 | 0 | 0 | 0 | 0 | 0
4 | 30 | 23 | 0 | 0 | 0 | 0 | 0 | 0 | 0 | 0 | 0
4 | 30 | 24 | 0 | 0 | 0 | 0 | 0 | 0 | 0 | 0 | 0
5 | 1 | 1 | 0 | 0 | 0 | 0 | 0 | 0 | 0 | 0 | 0
5 | 1 | 2 | 0 | 0 | 0 | 0 | 0 | 0 | 0 | 0 | 0
5 | 1 | 3 | 0 | 0 | 0 | 0 | 0 | 0 | 0 | 0 | 0
5 | 1 | 4 | 0 | 0 | 0 | 0 | 0 | 0 | 0 | 0 | 0
5 | 1 | 5 | 0 | 0 | 0 | 0 | 0 | 0 | 0 | 0 | 0
5 | 1 | 6 | 0 | 0 | 0 | 0 | 0 | 0 | 0 | 0 | 0
5 | 1 | 7 | 0 | 0 | 0 | 0 | 0 | 0 | 0 | 0 | 0
5 | 1 | 8 | 0 | 0 | 0 | 0 | 0 | 0 | 0 | 0 | 0
5 | 1 | 9 | 0 | 0 | 0 | 0 | 0 | 0 | 0 | 0 | 0
5 | 1 | 10 | 0 | 0 | 0 | 0 | 0 | 0 | 0 | 0 | 0
5 | 1 | 11 | 0 | 0 | 0 | 0 | 0 | 0 | 0 | 0 | 0
5 | 1 | 12 | 0 | 0 | 0 | 0 | 0 | 0 | 0 | 0 | 0
5 | 1 | 13 | 0 | 0 | 0 | 0 | 0 | 0 | 0 | 0 | 0
5 | 1 | 14 | 0 | 0 | 0 | 0 | 0 | 0 | 0 | 0 | 0
5 | 1 | 15 | 0 | 0 | 0 | 0 | 0 | 0 | 0 | 0 | 0
5 | 1 | 16 | 0 | 0 | 0 | 0 | 0 | 0 | 0 | 0 | 0
5 | 1 | 17 | 0 | 0 | 0 | 0 | 0 | 0 | 0 | 0 | 0
5 | 1 | 18 | 0 | 0 | 0 | 0 | 0 | 0 | 0 | 0 | 0
5 | 1 | 19 | 0 | 0 | 0 | 0 | 0 | 0 | 0 | 0 | 0
5 | 1 | 20 | 0 | 0 | 0 | 0 | 0 | 0 | 0 | 0 | 0
5 | 1 | 21 | 0 | 0 | 0 | 0 | 0 | 0 | 0 | 0 | 0
5 | 1 | 22 | 0 | 0 | 0 | 0 | 0 | 0 | 0 | 0 | 0
5 | 1 | 23 | 0 | 0 | 0 | 0 | 0 | 0 | 0 | 0 | 0
5 | 1 | 24 | 0 | 0 | 0 | 0 | 0 | 0 | 0 | 0 | 0
5 | 2 | 1 | 0 | 0 | 0 | 0 | 0 | 0 | 0 | 0 | 0
5 | 2 | 2 | 0 | 0 | 0 | 0 | 0 | 0 | 0 | 0 | 0
5 | 2 | 3 | 0 | 0 | 0 | 0 | 0 | 0 | 0 | 0 | 0
5 | 2 | 4 | 0 | 0 | 0 | 0 | 0 | 0 | 0 | 0 | 0
5 | 2 | 5 | 0 | 0 | 0 | 0 | 0 | 0 | 0 | 0 | 0
5 | 2 | 6 | 0 | 0 | 0 | 0 | 0 | 0 | 0 | 0 | 0
5 | 2 | 7 | 0 | 0 | 0 | 0 | 0 | 0 | 0 | 0 | 0
5 | 2 | 8 | 0 | 0 | 0 | 0 | 0 | 0 | 0 | 0 | 0
5 | 2 | 9 | 0 | 0 | 0 | 0 | 0 | 0 | 0 | 0 | 0
5 | 2 | 10 | 0 | 0 | 0 | 0 | 0 | 0 | 0 | 0 | 0
5 | 2 | 11 | 0 | 0 | 0 | 0 | 0 | 0 | 0 | 0 | 0
5 | 2 | 12 | 0 | 0 | 0 | 0 | 0 | 0 | 0 | 0 | 0
5 | 2 | 13 | 0 | 0 | 0 | 0 | 0 | 0 | 0 | 0 | 0
5 | 2 | 14 | 0 | 0 | 0 | 0 | 0 | 0 | 0 | 0 | 0
5 | 2 | 15 | 0 | 0 | 0 | 0 | 0 | 0 | 0 | 0 | 0
5 | 2 | 16 | 0 | 0 | 0 | 0 | 0 | 0 | 0 | 0 | 0
5 | 2 | 17 | 0 | 0 | 0 | 0 | 0 | 0 | 0 | 0 | 0
5 | 2 | 18 | 0 | 0 | 0 | 0 | 0 | 0 | 0 | 0 | 0
5 | 2 | 19 | 0 | 0 | 0 | 0 | 0 | 0 | 0 | 0 | 0
5 | 2 | 20 | 0 | 0 | 0 | 0 | 0 | 0 | 0 | 0 | 0
5 | 2 | 21 | 0 | 0 | 0 | 0 | 0 | 0 | 0 | 0 | 0
5 | 2 | 22 | 0 | 0 | 0 | 0 | 0 | 0 | 0 | 0 | 0
5 | 2 | 23 | 0 | 0 | 0 | 0 | 0 | 0 | 0 | 0 | 0
5 | 2 | 24 | 0 | 0 | 0 | 0 | 0 | 0 | 0 | 0 | 0
5 | 3 | 1 | 0 | 0 | 0 | 0 | 0 | 0 | 0 | 0 | 0
5 | 3 | 2 | 0 | 0 | 0 | 0 | 0 | 0 | 0 | 0 | 0
5 | 3 | 3 | 0 | 0 | 0 | 0 | 0 | 0 | 0 | 0 | 0
5 | 3 | 4 | 0 | 0 | 0 | 0 | 0 | 0 | 0 | 0 | 0
5 | 3 | 5 | 0 | 0 | 0 | 0 | 0 | 0 | 0 | 0 | 0
5 | 3 | 6 | 0 | 0 | 0 | 0 | 0 | 0 | 0 | 0 | 0
5 | 3 | 7 | 0 | 0 | 0 | 0 | 0 | 0 | 0 | 0 | 0
5 | 3 | 8 | 0 | 0 | 0 | 0 | 0 | 0 | 0 | 0 | 0
5 | 3 | 9 | 0 | 0 | 0 | 0 | 0 | 0 | 0 | 0 | 0
5 | 3 | 10 | 0 | 0 | 0 | 0 | 0 | 0 | 0 | 0 | 0
5 | 3 | 11 | 0 | 0 | 0 | 0 | 0 | 0 | 0 | 0 | 0
5 | 3 | 12 | 0 | 0 | 0 | 0 | 0 | 0 | 0 | 0 | 0
5 | 3 | 13 | 0 | 0 | 0 | 0 | 0 | 0 | 0 | 0 | 0
5 | 3 | 14 | 0 | 0 | 0 | 0 | 0 | 0 | 0 | 0 | 0
5 | 3 | 15 | 0 | 0 | 0 | 0 | 0 | 0 | 0 | 0 | 0
5 | 3 | 16 | 0 | 0 | 0 | 0 | 0 | 0 | 0 | 0 | 0
5 | 3 | 17 | 0 | 0 | 0 | 0 | 0 | 0 | 0 | 0 | 0
5 | 3 | 18 | 0 | 0 | 0 | 0 | 0 | 0 | 0 | 0 | 0
5 | 3 | 19 | 0 | 0 | 0 | 0 | 0 | 0 | 0 | 0 | 0
5 | 3 | 20 | 0 | 0 | 0 | 0 | 0 | 0 | 0 | 0 | 0
5 | 3 | 21 | 0 | 0 | 0 | 0 | 0 | 0 | 0 | 0 | 0
5 | 3 | 22 | 0 | 0 | 0 | 0 | 0 | 0 | 0 | 0 | 0
5 | 3 | 23 | 0 | 0 | 0 | 0 | 0 | 0 | 0 | 0 | 0
5 | 3 | 24 | 0 | 0 | 0 | 0 | 0 | 0 | 0 | 0 | 0
5 | 4 | 1 | 0 | 0 | 0 | 0 | 0 | 0 | 0 | 0 | 0
5 | 4 | 2 | 0 | 0 | 0 | 0 | 0 | 0 | 0 | 0 | 0
5 | 4 | 3 | 0 | 0 | 0 | 0 | 0 | 0 | 0 | 0 | 0
5 | 4 | 4 | 0 | 0 | 0 | 0 | 0 | 0 | 0 | 0 | 0
5 | 4 | 5 | 0 | 0 | 0 | 0 | 0 | 0 | 0 | 0 | 0
5 | 4 | 6 | 0 | 0 | 0 | 0 | 0 | 0 | 0 | 0 | 0
5 | 4 | 7 | 0 | 0 | 0 | 0 | 0 | 0 | 0 | 0 | 0
5 | 4 | 8 | 0 | 0 | 0 | 0 | 0 | 0 | 0 | 0 | 0
5 | 4 | 9 | 0 | 0 | 0 | 0 | 0 | 0 | 0 | 0 | 0
5 | 4 | 10 | 0 | 0 | 0 | 0 | 0 | 0 | 0 | 0 | 0
5 | 4 | 11 | 0 | 0 | 0 | 0 | 0 | 0 | 0 | 0 | 0
5 | 4 | 12 | 0 | 0 | 0 | 0 | 0 | 0 | 0 | 0 | 0
5 | 4 | 13 | 0 | 0 | 0 | 0 | 0 | 0 | 0 | 0 | 0
5 | 4 | 14 | 0 | 0 | 0 | 0 | 0 | 0 | 0 | 0 | 0
5 | 4 | 15 | 0 | 0 | 0 | 0 | 0 | 0 | 0 | 0 | 0
5 | 4 | 16 | 0 | 0 | 0 | 0 | 0 | 0 | 0 | 0 | 0
5 | 4 | 17 | 0 | 0 | 0 | 0 | 0 | 0 | 0 | 0 | 0
5 | 4 | 18 | 0 | 0 | 0 | 0 | 0 | 0 | 0 | 0 | 0
5 | 4 | 19 | 0 | 0 | 0 | 0 | 0 | 0 | 0 | 0 | 0
5 | 4 | 20 | 0 | 0 | 0 | 0 | 0 | 0 | 0 | 0 | 0
5 | 4 | 21 | 0 | 0 | 0 | 0 | 0 | 0 | 0 | 0 | 0
5 | 4 | 22 | 0 | 0 | 0 | 0 | 0 | 0 | 0 | 0 | 0
5 | 4 | 23 | 0 | 0 | 0 | 0 | 0 | 0 | 0 | 0 | 0
5 | 4 | 24 | 0 | 0 | 0 | 0 | 0 | 0 | 0 | 0 | 0
5 | 5 | 1 | 0 | 0 | 0 | 0 | 0 | 0 | 0 | 0 | 0
5 | 5 | 2 | 0 | 0 | 0 | 0 | 0 | 0 | 0 | 0 | 0
5 | 5 | 3 | 0 | 0 | 0 | 0 | 0 | 0 | 0 | 0 | 0
5 | 5 | 4 | 0 | 0 | 0 | 0 | 0 | 0 | 0 | 0 | 0
5 | 5 | 5 | 0 | 0 | 0 | 0 | 0 | 0 | 0 | 0 | 0
5 | 5 | 6 | 0 | 0 | 0 | 0 | 0 | 0 | 0 | 0 | 0
5 | 5 | 7 | 0 | 0 | 0 | 0 | 0 | 0 | 0 | 0 | 0
5 | 5 | 8 | 0 | 0 | 0 | 0 | 0 | 0 | 0 | 0 | 0
5 | 5 | 9 | 0 | 0 | 0 | 0 | 0 | 0 | 0 | 0 | 0
5 | 5 | 10 | 0 | 0 | 0 | 0 | 0 | 0 | 0 | 0 | 0
5 | 5 | 11 | 0 | 0 | 0 | 0 | 0 | 0 | 0 | 0 | 0
5 | 5 | 12 | 0 | 0 | 0 | 0 | 0 | 0 | 0 | 0 | 0
5 | 5 | 13 | 0 | 0 | 0 | 0 | 0 | 0 | 0 | 0 | 0
5 | 5 | 14 | 0 | 0 | 0 | 0 | 0 | 0 | 0 | 0 | 0
5 | 5 | 15 | 0 | 0 | 0 | 0 | 0 | 0 | 0 | 0 | 0
5 | 5 | 16 | 0 | 0 | 0 | 0 | 0 | 0 | 0 | 0 | 0
5 | 5 | 17 | 0 | 0 | 0 | 0 | 0 | 0 | 0 | 0 | 0
5 | 5 | 18 | 0 | 0 | 0 | 0 | 0 | 0 | 0 | 0 | 0
5 | 5 | 19 | 0 | 0 | 0 | 0 | 0 | 0 | 0 | 0 | 0
5 | 5 | 20 | 0 | 0 | 0 | 0 | 0 | 0 | 0 | 0 | 0
5 | 5 | 21 | 0 | 0 | 0 | 0 | 0 | 0 | 0 | 0 | 0
5 | 5 | 22 | 0 | 0 | 0 | 0 | 0 | 0 | 0 | 0 | 0
5 | 5 | 23 | 0 | 0 | 0 | 0 | 0 | 0 | 0 | 0 | 0
5 | 5 | 24 | 0 | 0 | 0 | 0 | 0 | 0 | 0 | 0 | 0
5 | 6 | 1 | 0 | 0 | 0 | 0 | 0 | 0 | 0 | 0 | 0
5 | 6 | 2 | 0 | 0 | 0 | 0 | 0 | 0 | 0 | 0 | 0
5 | 6 | 3 | 0 | 0 | 0 | 0 | 0 | 0 | 0 | 0 | 0
5 | 6 | 4 | 0 | 0 | 0 | 0 | 0 | 0 | 0 | 0 | 0
5 | 6 | 5 | 0 | 0 | 0 | 0 | 0 | 0 | 0 | 0 | 0
5 | 6 | 6 | 0 | 0 | 0 | 0 | 0 | 0 | 0 | 0 | 0
5 | 6 | 7 | 0 | 0 | 0 | 0 | 0 | 0 | 0 | 0 | 0
5 | 6 | 8 | 0 | 0 | 0 | 0 | 0 | 0 | 0 | 0 | 0
5 | 6 | 9 | 0 | 0 | 0 | 0 | 0 | 0 | 0 | 0 | 0
5 | 6 | 10 | 0 | 0 | 0 | 0 | 0 | 0 | 0 | 0 | 0
5 | 6 | 11 | 0 | 0 | 0 | 0 | 0 | 0 | 0 | 0 | 0
5 | 6 | 12 | 0 | 0 | 0 | 0 | 0 | 0 | 0 | 0 | 0
5 | 6 | 13 | 0 | 0 | 0 | 0 | 0 | 0 | 0 | 0 | 0
5 | 6 | 14 | 0 | 0 | 0 | 0 | 0 | 0 | 0 | 0 | 0
5 | 6 | 15 | 0 | 0 | 0 | 0 | 0 | 0 | 0 | 0 | 0
5 | 6 | 16 | 0 | 0 | 0 | 0 | 0 | 0 | 0 | 0 | 0
5 | 6 | 17 | 0 | 0 | 0 | 0 | 0 | 0 | 0 | 0 | 0
5 | 6 | 18 | 0 | 0 | 0 | 0 | 0 | 0 | 0 | 0 | 0
5 | 6 | 19 | 0 | 0 | 0 | 0 | 0 | 0 | 0 | 0 | 0
5 | 6 | 20 | 0 | 0 | 0 | 0 | 0 | 0 | 0 | 0 | 0
5 | 6 | 21 | 0 | 0 | 0 | 0 | 0 | 0 | 0 | 0 | 0
5 | 6 | 22 | 0 | 0 | 0 | 0 | 0 | 0 | 0 | 0 | 0
5 | 6 | 23 | 0 | 0 | 0 | 0 | 0 | 0 | 0 | 0 | 0
5 | 6 | 24 | 0 | 0 | 0 | 0 | 0 | 0 | 0 | 0 | 0
5 | 7 | 1 | 0 | 0 | 0 | 0 | 0 | 0 | 0 | 0 | 0
5 | 7 | 2 | 0 | 0 | 0 | 0 | 0 | 0 | 0 | 0 | 0
5 | 7 | 3 | 0 | 0 | 0 | 0 | 0 | 0 | 0 | 0 | 0
5 | 7 | 4 | 0 | 0 | 0 | 0 | 0 | 0 | 0 | 0 | 0
5 | 7 | 5 | 0 | 0 | 0 | 0 | 0 | 0 | 0 | 0 | 0
5 | 7 | 6 | 0 | 0 | 0 | 0 | 0 | 0 | 0 | 0 | 0
5 | 7 | 7 | 0 | 0 | 0 | 0 | 0 | 0 | 0 | 0 | 0
5 | 7 | 8 | 0 | 0 | 0 | 0 | 0 | 0 | 0 | 0 | 0
5 | 7 | 9 | 0 | 0 | 0 | 0 | 0 | 0 | 0 | 0 | 0
5 | 7 | 10 | 0 | 0 | 0 | 0 | 0 | 0 | 0 | 0 | 0
5 | 7 | 11 | 0 | 0 | 0 | 0 | 0 | 0 | 0 | 0 | 0
5 | 7 | 12 | 0 | 0 | 0 | 0 | 0 | 0 | 0 | 0 | 0
5 | 7 | 13 | 0 | 0 | 0 | 0 | 0 | 0 | 0 | 0 | 0
5 | 7 | 14 | 0 | 0 | 0 | 0 | 0 | 0 | 0 | 0 | 0
5 | 7 | 15 | 0 | 0 | 0 | 0 | 0 | 0 | 0 | 0 | 0
5 | 7 | 16 | 0 | 0 | 0 | 0 | 0 | 0 | 0 | 0 | 0
5 | 7 | 17 | 0 | 0 | 0 | 0 | 0 | 0 | 0 | 0 | 0
5 | 7 | 18 | 0 | 0 | 0 | 0 | 0 | 0 | 0 | 0 | 0
5 | 7 | 19 | 0 | 0 | 0 | 0 | 0 | 0 | 0 | 0 | 0
5 | 7 | 20 | 0 | 0 | 0 | 0 | 0 | 0 | 0 | 0 | 0
5 | 7 | 21 | 0 | 0 | 0 | 0 | 0 | 0 | 0 | 0 | 0
5 | 7 | 22 | 0 | 0 | 0 | 0 | 0 | 0 | 0 | 0 | 0
5 | 7 | 23 | 0 | 0 | 0 | 0 | 0 | 0 | 0 | 0 | 0
5 | 7 | 24 | 0 | 0 | 0 | 0 | 0 | 0 | 0 | 0 | 0
5 | 8 | 1 | 0 | 0 | 0 | 0 | 0 | 0 | 0 | 0 | 0
5 | 8 | 2 | 0 | 0 | 0 | 0 | 0 | 0 | 0 | 0 | 0
5 | 8 | 3 | 0 | 0 | 0 | 0 | 0 | 0 | 0 | 0 | 0
5 | 8 | 4 | 0 | 0 | 0 | 0 | 0 | 0 | 0 | 0 | 0
5 | 8 | 5 | 0 | 0 | 0 | 0 | 0 | 0 | 0 | 0 | 0
5 | 8 | 6 | 0 | 0 | 0 | 0 | 0 | 0 | 0 | 0 | 0
5 | 8 | 7 | 0 | 0 | 0 | 0 | 0 | 0 | 0 | 0 | 0
5 | 8 | 8 | 0 | 0 | 0 | 0 | 0 | 0 | 0 | 0 | 0
5 | 8 | 9 | 0 | 0 | 0 | 0 | 0 | 0 | 0 | 0 | 0
5 | 8 | 10 | 0 | 0 | 0 | 0 | 0 | 0 | 0 | 0 | 0
5 | 8 | 11 | 0 | 0 | 0 | 0 | 0 | 0 | 0 | 0 | 0
5 | 8 | 12 | 0 | 0 | 0 | 0 | 0 | 0 | 0 | 0 | 0
5 | 8 | 13 | 0 | 0 | 0 | 0 | 0 | 0 | 0 | 0 | 0
5 | 8 | 14 | 0 | 0 | 0 | 0 | 0 | 0 | 0 | 0 | 0
5 | 8 | 15 | 0 | 0 | 0 | 0 | 0 | 0 | 0 | 0 | 0
5 | 8 | 16 | 0 | 0 | 0 | 0 | 0 | 0 | 0 | 0 | 0
5 | 8 | 17 | 0 | 0 | 0 | 0 | 0 | 0 | 0 | 0 | 0
5 | 8 | 18 | 0 | 0 | 0 | 0 | 0 | 0 | 0 | 0 | 0
5 | 8 | 19 | 0 | 0 | 0 | 0 | 0 | 0 | 0 | 0 | 0
5 | 8 | 20 | 0 | 0 | 0 | 0 | 0 | 0 | 0 | 0 | 0
5 | 8 | 21 | 0 | 0 | 0 | 0 | 0 | 0 | 0 | 0 | 0
5 | 8 | 22 | 0 | 0 | 0 | 0 | 0 | 0 | 0 | 0 | 0
5 | 8 | 23 | 0 | 0 | 0 | 0 | 0 | 0 | 0 | 0 | 0
5 | 8 | 24 | 0 | 0 | 0 | 0 | 0 | 0 | 0 | 0 | 0
5 | 9 | 1 | 0 | 0 | 0 | 0 | 0 | 0 | 0 | 0 | 0
5 | 9 | 2 | 0 | 0 | 0 | 0 | 0 | 0 | 0 | 0 | 0
5 | 9 | 3 | 0 | 0 | 0 | 0 | 0 | 0 | 0 | 0 | 0
5 | 9 | 4 | 0 | 0 | 0 | 0 | 0 | 0 | 0 | 0 | 0
5 | 9 | 5 | 0 | 0 | 0 | 0 | 0 | 0 | 0 | 0 | 0
5 | 9 | 6 | 0 | 0 | 0 | 0 | 0 | 0 | 0 | 0 | 0
5 | 9 | 7 | 0 | 0 | 0 | 0 | 0 | 0 | 0 | 0 | 0
5 | 9 | 8 | 0 | 0 | 0 | 0 | 0 | 0 | 0 | 0 | 0
5 | 9 | 9 | 0 | 0 | 0 | 0 | 0 | 0 | 0 | 0 | 0
5 | 9 | 10 | 0 | 0 | 0 | 0 | 0 | 0 | 0 | 0 | 0
5 | 9 | 11 | 0 | 0 | 0 | 0 | 0 | 0 | 0 | 0 | 0
5 | 9 | 12 | 0 | 0 | 0 | 0 | 0 | 0 | 0 | 0 | 0
5 | 9 | 13 | 0 | 0 | 0 | 0 | 0 | 0 | 0 | 0 | 0
5 | 9 | 14 | 0 | 0 | 0 | 0 | 0 | 0 | 0 | 0 | 0
5 | 9 | 15 | 0 | 0 | 0 | 0 | 0 | 0 | 0 | 0 | 0
5 | 9 | 16 | 0 | 0 | 0 | 0 | 0 | 0 | 0 | 0 | 0
5 | 9 | 17 | 0 | 0 | 0 | 0 | 0 | 0 | 0 | 0 | 0
5 | 9 | 18 | 0 | 0 | 0 | 0 | 0 | 0 | 0 | 0 | 0
5 | 9 | 19 | 0 | 0 | 0 | 0 | 0 | 0 | 0 | 0 | 0
5 | 9 | 20 | 0 | 0 | 0 | 0 | 0 | 0 | 0 | 0 | 0
5 | 9 | 21 | 0 | 0 | 0 | 0 | 0 | 0 | 0 | 0 | 0
5 | 9 | 22 | 0 | 0 | 0 | 0 | 0 | 0 | 0 | 0 | 0
5 | 9 | 23 | 0 | 0 | 0 | 0 | 0 | 0 | 0 | 0 | 0
5 | 9 | 24 | 0 | 0 | 0 | 0 | 0 | 0 | 0 | 0 | 0
5 | 10 | 1 | 0 | 0 | 0 | 0 | 0 | 0 | 0 | 0 | 0
5 | 10 | 2 | 0 | 0 | 0 | 0 | 0 | 0 | 0 | 0 | 0
5 | 10 | 3 | 0 | 0 | 0 | 0 | 0 | 0 | 0 | 0 | 0
5 | 10 | 4 | 0 | 0 | 0 | 0 | 0 | 0 | 0 | 0 | 0
5 | 10 | 5 | 0 | 0 | 0 | 0 | 0 | 0 | 0 | 0 | 0
5 | 10 | 6 | 0 | 0 | 0 | 0 | 0 | 0 | 0 | 0 | 0
5 | 10 | 7 | 0 | 0 | 0 | 0 | 0 | 0 | 0 | 0 | 0
5 | 10 | 8 | 0 | 0 | 0 | 0 | 0 | 0 | 0 | 0 | 0
5 | 10 | 9 | 0 | 0 | 0 | 0 | 0 | 0 | 0 | 0 | 0
5 | 10 | 10 | 0 | 0 | 0 | 0 | 0 | 0 | 0 | 0 | 0
5 | 10 | 11 | 0 | 0 | 0 | 0 | 0 | 0 | 0 | 0 | 0
5 | 10 | 12 | 0 | 0 | 0 | 0 | 0 | 0 | 0 | 0 | 0
5 | 10 | 13 | 0 | 0 | 0 | 0 | 0 | 0 | 0 | 0 | 0
5 | 10 | 14 | 0 | 0 | 0 | 0 | 0 | 0 | 0 | 0 | 0
5 | 10 | 15 | 0 | 0 | 0 | 0 | 0 | 0 | 0 | 0 | 0
5 | 10 | 16 | 0 | 0 | 0 | 0 | 0 | 0 | 0 | 0 | 0
5 | 10 | 17 | 0 | 0 | 0 | 0 | 0 | 0 | 0 | 0 | 0
5 | 10 | 18 | 0 | 0 | 0 | 0 | 0 | 0 | 0 | 0 | 0
5 | 10 | 19 | 0 | 0 | 0 | 0 | 0 | 0 | 0 | 0 | 0
5 | 10 | 20 | 0 | 0 | 0 | 0 | 0 | 0 | 0 | 0 | 0
5 | 10 | 21 | 0 | 0 | 0 | 0 | 0 | 0 | 0 | 0 | 0
5 | 10 | 22 | 0 | 0 | 0 | 0 | 0 | 0 | 0 | 0 | 0
5 | 10 | 23 | 0 | 0 | 0 | 0 | 0 | 0 | 0 | 0 | 0
5 | 10 | 24 | 0 | 0 | 0 | 0 | 0 | 0 | 0 | 0 | 0
5 | 11 | 1 | 0 | 0 | 0 | 0 | 0 | 0 | 0 | 0 | 0
5 | 11 | 2 | 0 | 0 | 0 | 0 | 0 | 0 | 0 | 0 | 0
5 | 11 | 3 | 0 | 0 | 0 | 0 | 0 | 0 | 0 | 0 | 0
5 | 11 | 4 | 0 | 0 | 0 | 0 | 0 | 0 | 0 | 0 | 0
5 | 11 | 5 | 0 | 0 | 0 | 0 | 0 | 0 | 0 | 0 | 0
5 | 11 | 6 | 0 | 0 | 0 | 0 | 0 | 0 | 0 | 0 | 0
5 | 11 | 7 | 0 | 0 | 0 | 0 | 0 | 0 | 0 | 0 | 0
5 | 11 | 8 | 0 | 0 | 0 | 0 | 0 | 0 | 0 | 0 | 0
5 | 11 | 9 | 0 | 0 | 0 | 0 | 0 | 0 | 0 | 0 | 0
5 | 11 | 10 | 0 | 0 | 0 | 0 | 0 | 0 | 0 | 0 | 0
5 | 11 | 11 | 0 | 0 | 0 | 0 | 0 | 0 | 0 | 0 | 0
5 | 11 | 12 | 0 | 0 | 0 | 0 | 0 | 0 | 0 | 0 | 0
5 | 11 | 13 | 0 | 0 | 0 | 0 | 0 | 0 | 0 | 0 | 0
5 | 11 | 14 | 0 | 0 | 0 | 0 | 0 | 0 | 0 | 0 | 0
5 | 11 | 15 | 0 | 0 | 0 | 0 | 0 | 0 | 0 | 0 | 0
5 | 11 | 16 | 0 | 0 | 0 | 0 | 0 | 0 | 0 | 0 | 0
5 | 11 | 17 | 0 | 0 | 0 | 0 | 0 | 0 | 0 | 0 | 0
5 | 11 | 18 | 0 | 0 | 0 | 0 | 0 | 0 | 0 | 0 | 0
5 | 11 | 19 | 0 | 0 | 0 | 0 | 0 | 0 | 0 | 0 | 0
5 | 11 | 20 | 0 | 0 | 0 | 0 | 0 | 0 | 0 | 0 | 0
5 | 11 | 21 | 0 | 0 | 0 | 0 | 0 | 0 | 0 | 0 | 0
5 | 11 | 22 | 0 | 0 | 0 | 0 | 0 | 0 | 0 | 0 | 0
5 | 11 | 23 | 0 | 0 | 0 | 0 | 0 | 0 | 0 | 0 | 0
5 | 11 | 24 | 0 | 0 | 0 | 0 | 0 | 0 | 0 | 0 | 0
5 | 12 | 1 | 0 | 0 | 0 | 0 | 0 | 0 | 0 | 0 | 0
5 | 12 | 2 | 0 | 0 | 0 | 0 | 0 | 0 | 0 | 0 | 0
5 | 12 | 3 | 0 | 0 | 0 | 0 | 0 | 0 | 0 | 0 | 0
5 | 12 | 4 | 0 | 0 | 0 | 0 | 0 | 0 | 0 | 0 | 0
5 | 12 | 5 | 0 | 0 | 0 | 0 | 0 | 0 | 0 | 0 | 0
5 | 12 | 6 | 0 | 0 | 0 | 0 | 0 | 0 | 0 | 0 | 0
5 | 12 | 7 | 0 | 0 | 0 | 0 | 0 | 0 | 0 | 0 | 0
5 | 12 | 8 | 0 | 0 | 0 | 0 | 0 | 0 | 0 | 0 | 0
5 | 12 | 9 | 0 | 0 | 0 | 0 | 0 | 0 | 0 | 0 | 0
5 | 12 | 10 | 0 | 0 | 0 | 0 | 0 | 0 | 0 | 0 | 0
5 | 12 | 11 | 0 | 0 | 0 | 0 | 0 | 0 | 0 | 0 | 0
5 | 12 | 12 | 0 | 0 | 0 | 0 | 0 | 0 | 0 | 0 | 0
5 | 12 | 13 | 0 | 0 | 0 | 0 | 0 | 0 | 0 | 0 | 0
5 | 12 | 14 | 0 | 0 | 0 | 0 | 0 | 0 | 0 | 0 | 0
5 | 12 | 15 | 0 | 0 | 0 | 0 | 0 | 0 | 0 | 0 | 0
5 | 12 | 16 | 0 | 0 | 0 | 0 | 0 | 0 | 0 | 0 | 0
5 | 12 | 17 | 0 | 0 | 0 | 0 | 0 | 0 | 0 | 0 | 0
5 | 12 | 18 | 0 | 0 | 0 | 0 | 0 | 0 | 0 | 0 | 0
5 | 12 | 19 | 0 | 0 | 0 | 0 | 0 | 0 | 0 | 0 | 0
5 | 12 | 20 | 0 | 0 | 0 | 0 | 0 | 0 | 0 | 0 | 0
5 | 12 | 21 | 0 | 0 | 0 | 0 | 0 | 0 | 0 | 0 | 0
5 | 12 | 22 | 0 | 0 | 0 | 0 | 0 | 0 | 0 | 0 | 0
5 | 12 | 23 | 0 | 0 | 0 | 0 | 0 | 0 | 0 | 0 | 0
5 | 12 | 24 | 0 | 0 | 0 | 0 | 0 | 0 | 0 | 0 | 0
5 | 13 | 1 | 0 | 0 | 0 | 0 | 0 | 0 | 0 | 0 | 0
5 | 13 | 2 | 0 | 0 | 0 | 0 | 0 | 0 | 0 | 0 | 0
5 | 13 | 3 | 0 | 0 | 0 | 0 | 0 | 0 | 0 | 0 | 0
5 | 13 | 4 | 0 | 0 | 0 | 0 | 0 | 0 | 0 | 0 | 0
5 | 13 | 5 | 0 | 0 | 0 | 0 | 0 | 0 | 0 | 0 | 0
5 | 13 | 6 | 0 | 0 | 0 | 0 | 0 | 0 | 0 | 0 | 0
5 | 13 | 7 | 0 | 0 | 0 | 0 | 0 | 0 | 0 | 0 | 0
5 | 13 | 8 | 0 | 0 | 0 | 0 | 0 | 0 | 0 | 0 | 0
5 | 13 | 9 | 0 | 0 | 0 | 0 | 0 | 0 | 0 | 0 | 0
5 | 13 | 10 | 0 | 0 | 0 | 0 | 0 | 0 | 0 | 0 | 0
5 | 13 | 11 | 0 | 0 | 0 | 0 | 0 | 0 | 0 | 0 | 0
5 | 13 | 12 | 0 | 0 | 0 | 0 | 0 | 0 | 0 | 0 | 0
5 | 13 | 13 | 0 | 0 | 0 | 0 | 0 | 0 | 0 | 0 | 0
5 | 13 | 14 | 0 | 0 | 0 | 0 | 0 | 0 | 0 | 0 | 0
5 | 13 | 15 | 0 | 0 | 0 | 0 | 0 | 0 | 0 | 0 | 0
5 | 13 | 16 | 0 | 0 | 0 | 0 | 0 | 0 | 0 | 0 | 0
5 | 13 | 17 | 0 | 0 | 0 | 0 | 0 | 0 | 0 | 0 | 0
5 | 13 | 18 | 0 | 0 | 0 | 0 | 0 | 0 | 0 | 0 | 0
5 | 13 | 19 | 0 | 0 | 0 | 0 | 0 | 0 | 0 | 0 | 0
5 | 13 | 20 | 0 | 0 | 0 | 0 | 0 | 0 | 0 | 0 | 0
5 | 13 | 21 | 0 | 0 | 0 | 0 | 0 | 0 | 0 | 0 | 0
5 | 13 | 22 | 0 | 0 | 0 | 0 | 0 | 0 | 0 | 0 | 0
5 | 13 | 23 | 0 | 0 | 0 | 0 | 0 | 0 | 0 | 0 | 0
5 | 13 | 24 | 0 | 0 | 0 | 0 | 0 | 0 | 0 | 0 | 0
5 | 14 | 1 | 0 | 0 | 0 | 0 | 0 | 0 | 0 | 0 | 0
5 | 14 | 2 | 0 | 0 | 0 | 0 | 0 | 0 | 0 | 0 | 0
5 | 14 | 3 | 0 | 0 | 0 | 0 | 0 | 0 | 0 | 0 | 0
5 | 14 | 4 | 0 | 0 | 0 | 0 | 0 | 0 | 0 | 0 | 0
5 | 14 | 5 | 0 | 0 | 0 | 0 | 0 | 0 | 0 | 0 | 0
5 | 14 | 6 | 0 | 0 | 0 | 0 | 0 | 0 | 0 | 0 | 0
5 | 14 | 7 | 0 | 0 | 0 | 0 | 0 | 0 | 0 | 0 | 0
5 | 14 | 8 | 0 | 0 | 0 | 0 | 0 | 0 | 0 | 0 | 0
5 | 14 | 9 | 0 | 0 | 0 | 0 | 0 | 0 | 0 | 0 | 0
5 | 14 | 10 | 0 | 0 | 0 | 0 | 0 | 0 | 0 | 0 | 0
5 | 14 | 11 | 0 | 0 | 0 | 0 | 0 | 0 | 0 | 0 | 0
5 | 14 | 12 | 0 | 0 | 0 | 0 | 0 | 0 | 0 | 0 | 0
5 | 14 | 13 | 0 | 0 | 0 | 0 | 0 | 0 | 0 | 0 | 0
5 | 14 | 14 | 0 | 0 | 0 | 0 | 0 | 0 | 0 | 0 | 0
5 | 14 | 15 | 0 | 0 | 0 | 0 | 0 | 0 | 0 | 0 | 0
5 | 14 | 16 | 0 | 0 | 0 | 0 | 0 | 0 | 0 | 0 | 0
5 | 14 | 17 | 0 | 0 | 0 | 0 | 0 | 0 | 0 | 0 | 0
5 | 14 | 18 | 0 | 0 | 0 | 0 | 0 | 0 | 0 | 0 | 0
5 | 14 | 19 | 0 | 0 | 0 | 0 | 0 | 0 | 0 | 0 | 0
5 | 14 | 20 | 0 | 0 | 0 | 0 | 0 | 0 | 0 | 0 | 0
5 | 14 | 21 | 0 | 0 | 0 | 0 | 0 | 0 | 0 | 0 | 0
5 | 14 | 22 | 0 | 0 | 0 | 0 | 0 | 0 | 0 | 0 | 0
5 | 14 | 23 | 0 | 0 | 0 | 0 | 0 | 0 | 0 | 0 | 0
5 | 14 | 24 | 0 | 0 | 0 | 0 | 0 | 0 | 0 | 0 | 0
5 | 15 | 1 | 0 | 0 | 0 | 0 | 0 | 0 | 0 | 0 | 0
5 | 15 | 2 | 0 | 0 | 0 | 0 | 0 | 0 | 0 | 0 | 0
5 | 15 | 3 | 0 | 0 | 0 | 0 | 0 | 0 | 0 | 0 | 0
5 | 15 | 4 | 0 | 0 | 0 | 0 | 0 | 0 | 0 | 0 | 0
5 | 15 | 5 | 0 | 0 | 0 | 0 | 0 | 0 | 0 | 0 | 0
5 | 15 | 6 | 0 | 0 | 0 | 0 | 0 | 0 | 0 | 0 | 0
5 | 15 | 7 | 0 | 0 | 0 | 0 | 0 | 0 | 0 | 0 | 0
5 | 15 | 8 | 0 | 0 | 0 | 0 | 0 | 0 | 0 | 0 | 0
5 | 15 | 9 | 0 | 0 | 0 | 0 | 0 | 0 | 0 | 0 | 0
5 | 15 | 10 | 0 | 0 | 0 | 0 | 0 | 0 | 0 | 0 | 0
5 | 15 | 11 | 0 | 0 | 0 | 0 | 0 | 0 | 0 | 0 | 0
5 | 15 | 12 | 0 | 0 | 0 | 0 | 0 | 0 | 0 | 0 | 0
5 | 15 | 13 | 0 | 0 | 0 | 0 | 0 | 0 | 0 | 0 | 0
5 | 15 | 14 | 0 | 0 | 0 | 0 | 0 | 0 | 0 | 0 | 0
5 | 15 | 15 | 0 | 0 | 0 | 0 | 0 | 0 | 0 | 0 | 0
5 | 15 | 16 | 0 | 0 | 0 | 0 | 0 | 0 | 0 | 0 | 0
5 | 15 | 17 | 0 | 0 | 0 | 0 | 0 | 0 | 0 | 0 | 0
5 | 15 | 18 | 0 | 0 | 0 | 0 | 0 | 0 | 0 | 0 | 0
5 | 15 | 19 | 0 | 0 | 0 | 0 | 0 | 0 | 0 | 0 | 0
5 | 15 | 20 | 0 | 0 | 0 | 0 | 0 | 0 | 0 | 0 | 0
5 | 15 | 21 | 0 | 0 | 0 | 0 | 0 | 0 | 0 | 0 | 0
5 | 15 | 22 | 0 | 0 | 0 | 0 | 0 | 0 | 0 | 0 | 0
5 | 15 | 23 | 0 | 0 | 0 | 0 | 0 | 0 | 0 | 0 | 0
5 | 15 | 24 | 0 | 0 | 0 | 0 | 0 | 0 | 0 | 0 | 0
5 | 16 | 1 | 0 | 0 | 0 | 0 | 0 | 0 | 0 | 0 | 0
5 | 16 | 2 | 0 | 0 | 0 | 0 | 0 | 0 | 0 | 0 | 0
5 | 16 | 3 | 0 | 0 | 0 | 0 | 0 | 0 | 0 | 0 | 0
5 | 16 | 4 | 0 | 0 | 0 | 0 | 0 | 0 | 0 | 0 | 0
5 | 16 | 5 | 0 | 0 | 0 | 0 | 0 | 0 | 0 | 0 | 0
5 | 16 | 6 | 0 | 0 | 0 | 0 | 0 | 0 | 0 | 0 | 0
5 | 16 | 7 | 0 | 0 | 0 | 0 | 0 | 0 | 0 | 0 | 0
5 | 16 | 8 | 0 | 0 | 0 | 0 | 0 | 0 | 0 | 0 | 0
5 | 16 | 9 | 0 | 0 | 0 | 0 | 0 | 0 | 0 | 0 | 0
5 | 16 | 10 | 0 | 0 | 0 | 0 | 0 | 0 | 0 | 0 | 0
5 | 16 | 11 | 0 | 0 | 0 | 0 | 0 | 0 | 0 | 0 | 0
5 | 16 | 12 | 0 | 0 | 0 | 0 | 0 | 0 | 0 | 0 | 0
5 | 16 | 13 | 0 | 0 | 0 | 0 | 0 | 0 | 0 | 0 | 0
5 | 16 | 14 | 0 | 0 | 0 | 0 | 0 | 0 | 0 | 0 | 0
5 | 16 | 15 | 0 | 0 | 0 | 0 | 0 | 0 | 0 | 0 | 0
5 | 16 | 16 | 0 | 0 | 0 | 0 | 0 | 0 | 0 | 0 | 0
5 | 16 | 17 | 0 | 0 | 0 | 0 | 0 | 0 | 0 | 0 | 0
5 | 16 | 18 | 0 | 0 | 0 | 0 | 0 | 0 | 0 | 0 | 0
5 | 16 | 19 | 0 | 0 | 0 | 0 | 0 | 0 | 0 | 0 | 0
5 | 16 | 20 | 0 | 0 | 0 | 0 | 0 | 0 | 0 | 0 | 0
5 | 16 | 21 | 0 | 0 | 0 | 0 | 0 | 0 | 0 | 0 | 0
5 | 16 | 22 | 0 | 0 | 0 | 0 | 0 | 0 | 0 | 0 | 0
5 | 16 | 23 | 0 | 0 | 0 | 0 | 0 | 0 | 0 | 0 | 0
5 | 16 | 24 | 0 | 0 | 0 | 0 | 0 | 0 | 0 | 0 | 0
5 | 17 | 1 | 0 | 0 | 0 | 0 | 0 | 0 | 0 | 0 | 0
5 | 17 | 2 | 0 | 0 | 0 | 0 | 0 | 0 | 0 | 0 | 0
5 | 17 | 3 | 0 | 0 | 0 | 0 | 0 | 0 | 0 | 0 | 0
5 | 17 | 4 | 0 | 0 | 0 | 0 | 0 | 0 | 0 | 0 | 0
5 | 17 | 5 | 0 | 0 | 0 | 0 | 0 | 0 | 0 | 0 | 0
5 | 17 | 6 | 0 | 0 | 0 | 0 | 0 | 0 | 0 | 0 | 0
5 | 17 | 7 | 0 | 0 | 0 | 0 | 0 | 0 | 0 | 0 | 0
5 | 17 | 8 | 0 | 0 | 0 | 0 | 0 | 0 | 0 | 0 | 0
5 | 17 | 9 | 0 | 0 | 0 | 0 | 0 | 0 | 0 | 0 | 0
5 | 17 | 10 | 0 | 0 | 0 | 0 | 0 | 0 | 0 | 0 | 0
5 | 17 | 11 | 0 | 0 | 0 | 0 | 0 | 0 | 0 | 0 | 0
5 | 17 | 12 | 0 | 0 | 0 | 0 | 0 | 0 | 0 | 0 | 0
5 | 17 | 13 | 0 | 0 | 0 | 0 | 0 | 0 | 0 | 0 | 0
5 | 17 | 14 | 0 | 0 | 0 | 0 | 0 | 0 | 0 | 0 | 0
5 | 17 | 15 | 0 | 0 | 0 | 0 | 0 | 0 | 0 | 0 | 0
5 | 17 | 16 | 0 | 0 | 0 | 0 | 0 | 0 | 0 | 0 | 0
5 | 17 | 17 | 0 | 0 | 0 | 0 | 0 | 0 | 0 | 0 | 0
5 | 17 | 18 | 0 | 0 | 0 | 0 | 0 | 0 | 0 | 0 | 0
5 | 17 | 19 | 0 | 0 | 0 | 0 | 0 | 0 | 0 | 0 | 0
5 | 17 | 20 | 0 | 0 | 0 | 0 | 0 | 0 | 0 | 0 | 0
5 | 17 | 21 | 0 | 0 | 0 | 0 | 0 | 0 | 0 | 0 | 0
5 | 17 | 22 | 0 | 0 | 0 | 0 | 0 | 0 | 0 | 0 | 0
5 | 17 | 23 | 0 | 0 | 0 | 0 | 0 | 0 | 0 | 0 | 0
5 | 17 | 24 | 0 | 0 | 0 | 0 | 0 | 0 | 0 | 0 | 0
5 | 18 | 1 | 0 | 0 | 0 | 0 | 0 | 0 | 0 | 0 | 0
5 | 18 | 2 | 0 | 0 | 0 | 0 | 0 | 0 | 0 | 0 | 0
5 | 18 | 3 | 0 | 0 | 0 | 0 | 0 | 0 | 0 | 0 | 0
5 | 18 | 4 | 0 | 0 | 0 | 0 | 0 | 0 | 0 | 0 | 0
5 | 18 | 5 | 0 | 0 | 0 | 0 | 0 | 0 | 0 | 0 | 0
5 | 18 | 6 | 0 | 0 | 0 | 0 | 0 | 0 | 0 | 0 | 0
5 | 18 | 7 | 0 | 0 | 0 | 0 | 0 | 0 | 0 | 0 | 0
5 | 18 | 8 | 0 | 0 | 0 | 0 | 0 | 0 | 0 | 0 | 0
5 | 18 | 9 | 0 | 0 | 0 | 0 | 0 | 0 | 0 | 0 | 0
5 | 18 | 10 | 0 | 0 | 0 | 0 | 0 | 0 | 0 | 0 | 0
5 | 18 | 11 | 0 | 0 | 0 | 0 | 0 | 0 | 0 | 0 | 0
5 | 18 | 12 | 0 | 0 | 0 | 0 | 0 | 0 | 0 | 0 | 0
5 | 18 | 13 | 0 | 0 | 0 | 0 | 0 | 0 | 0 | 0 | 0
5 | 18 | 14 | 0 | 0 | 0 | 0 | 0 | 0 | 0 | 0 | 0
5 | 18 | 15 | 0 | 0 | 0 | 0 | 0 | 0 | 0 | 0 | 0
5 | 18 | 16 | 0 | 0 | 0 | 0 | 0 | 0 | 0 | 0 | 0
5 | 18 | 17 | 0 | 0 | 0 | 0 | 0 | 0 | 0 | 0 | 0
5 | 18 | 18 | 0 | 0 | 0 | 0 | 0 | 0 | 0 | 0 | 0
5 | 18 | 19 | 0 | 0 | 0 | 0 | 0 | 0 | 0 | 0 | 0
5 | 18 | 20 | 0 | 0 | 0 | 0 | 0 | 0 | 0 | 0 | 0
5 | 18 | 21 | 0 | 0 | 0 | 0 | 0 | 0 | 0 | 0 | 0
5 | 18 | 22 | 0 | 0 | 0 | 0 | 0 | 0 | 0 | 0 | 0
5 | 18 | 23 | 0 | 0 | 0 | 0 | 0 | 0 | 0 | 0 | 0
5 | 18 | 24 | 0 | 0 | 0 | 0 | 0 | 0 | 0 | 0 | 0
5 | 19 | 1 | 0 | 0 | 0 | 0 | 0 | 0 | 0 | 0 | 0
5 | 19 | 2 | 0 | 0 | 0 | 0 | 0 | 0 | 0 | 0 | 0
5 | 19 | 3 | 0 | 0 | 0 | 0 | 0 | 0 | 0 | 0 | 0
5 | 19 | 4 | 0 | 0 | 0 | 0 | 0 | 0 | 0 | 0 | 0
5 | 19 | 5 | 0 | 0 | 0 | 0 | 0 | 0 | 0 | 0 | 0
5 | 19 | 6 | 0 | 0 | 0 | 0 | 0 | 0 | 0 | 0 | 0
5 | 19 | 7 | 0 | 0 | 0 | 0 | 0 | 0 | 0 | 0 | 0
5 | 19 | 8 | 0 | 0 | 0 | 0 | 0 | 0 | 0 | 0 | 0
5 | 19 | 9 | 0 | 0 | 0 | 0 | 0 | 0 | 0 | 0 | 0
5 | 19 | 10 | 0 | 0 | 0 | 0 | 0 | 0 | 0 | 0 | 0
5 | 19 | 11 | 0 | 0 | 0 | 0 | 0 | 0 | 0 | 0 | 0
5 | 19 | 12 | 0 | 0 | 0 | 0 | 0 | 0 | 0 | 0 | 0
5 | 19 | 13 | 0 | 0 | 0 | 0 | 0 | 0 | 0 | 0 | 0
5 | 19 | 14 | 0 | 0 | 0 | 0 | 0 | 0 | 0 | 0 | 0
5 | 19 | 15 | 0 | 0 | 0 | 0 | 0 | 0 | 0 | 0 | 0
5 | 19 | 16 | 0 | 0 | 0 | 0 | 0 | 0 | 0 | 0 | 0
5 | 19 | 17 | 0 | 0 | 0 | 0 | 0 | 0 | 0 | 0 | 0
5 | 19 | 18 | 0 | 0 | 0 | 0 | 0 | 0 | 0 | 0 | 0
5 | 19 | 19 | 0 | 0 | 0 | 0 | 0 | 0 | 0 | 0 | 0
5 | 19 | 20 | 0 | 0 | 0 | 0 | 0 | 0 | 0 | 0 | 0
5 | 19 | 21 | 0 | 0 | 0 | 0 | 0 | 0 | 0 | 0 | 0
5 | 19 | 22 | 0 | 0 | 0 | 0 | 0 | 0 | 0 | 0 | 0
5 | 19 | 23 | 0 | 0 | 0 | 0 | 0 | 0 | 0 | 0 | 0
5 | 19 | 24 | 0 | 0 | 0 | 0 | 0 | 0 | 0 | 0 | 0
5 | 20 | 1 | 0 | 0 | 0 | 0 | 0 | 0 | 0 | 0 | 0
5 | 20 | 2 | 0 | 0 | 0 | 0 | 0 | 0 | 0 | 0 | 0
5 | 20 | 3 | 0 | 0 | 0 | 0 | 0 | 0 | 0 | 0 | 0
5 | 20 | 4 | 0 | 0 | 0 | 0 | 0 | 0 | 0 | 0 | 0
5 | 20 | 5 | 0 | 0 | 0 | 0 | 0 | 0 | 0 | 0 | 0
5 | 20 | 6 | 0 | 0 | 0 | 0 | 0 | 0 | 0 | 0 | 0
5 | 20 | 7 | 0 | 0 | 0 | 0 | 0 | 0 | 0 | 0 | 0
5 | 20 | 8 | 0 | 0 | 0 | 0 | 0 | 0 | 0 | 0 | 0
5 | 20 | 9 | 0 | 0 | 0 | 0 | 0 | 0 | 0 | 0 | 0
5 | 20 | 10 | 0 | 0 | 0 | 0 | 0 | 0 | 0 | 0 | 0
5 | 20 | 11 | 0 | 0 | 0 | 0 | 0 | 0 | 0 | 0 | 0
5 | 20 | 12 | 0 | 0 | 0 | 0 | 0 | 0 | 0 | 0 | 0
5 | 20 | 13 | 0 | 0 | 0 | 0 | 0 | 0 | 0 | 0 | 0
5 | 20 | 14 | 0 | 0 | 0 | 0 | 0 | 0 | 0 | 0 | 0
5 | 20 | 15 | 0 | 0 | 0 | 0 | 0 | 0 | 0 | 0 | 0
5 | 20 | 16 | 0 | 0 | 0 | 0 | 0 | 0 | 0 | 0 | 0
5 | 20 | 17 | 0 | 0 | 0 | 0 | 0 | 0 | 0 | 0 | 0
5 | 20 | 18 | 0 | 0 | 0 | 0 | 0 | 0 | 0 | 0 | 0
5 | 20 | 19 | 0 | 0 | 0 | 0 | 0 | 0 | 0 | 0 | 0
5 | 20 | 20 | 0 | 0 | 0 | 0 | 0 | 0 | 0 | 0 | 0
5 | 20 | 21 | 0 | 0 | 0 | 0 | 0 | 0 | 0 | 0 | 0
5 | 20 | 22 | 0 | 0 | 0 | 0 | 0 | 0 | 0 | 0 | 0
5 | 20 | 23 | 0 | 0 | 0 | 0 | 0 | 0 | 0 | 0 | 0
5 | 20 | 24 | 0 | 0 | 0 | 0 | 0 | 0 | 0 | 0 | 0
5 | 21 | 1 | 0 | 0 | 0 | 0 | 0 | 0 | 0 | 0 | 0
5 | 21 | 2 | 0 | 0 | 0 | 0 | 0 | 0 | 0 | 0 | 0
5 | 21 | 3 | 0 | 0 | 0 | 0 | 0 | 0 | 0 | 0 | 0
5 | 21 | 4 | 0 | 0 | 0 | 0 | 0 | 0 | 0 | 0 | 0
5 | 21 | 5 | 0 | 0 | 0 | 0 | 0 | 0 | 0 | 0 | 0
5 | 21 | 6 | 0 | 0 | 0 | 0 | 0 | 0 | 0 | 0 | 0
5 | 21 | 7 | 0 | 0 | 0 | 0 | 0 | 0 | 0 | 0 | 0
5 | 21 | 8 | 0 | 0 | 0 | 0 | 0 | 0 | 0 | 0 | 0
5 | 21 | 9 | 0 | 0 | 0 | 0 | 0 | 0 | 0 | 0 | 0
5 | 21 | 10 | 0 | 0 | 0 | 0 | 0 | 0 | 0 | 0 | 0
5 | 21 | 11 | 0 | 0 | 0 | 0 | 0 | 0 | 0 | 0 | 0
5 | 21 | 12 | 0 | 0 | 0 | 0 | 0 | 0 | 0 | 0 | 0
5 | 21 | 13 | 0 | 0 | 0 | 0 | 0 | 0 | 0 | 0 | 0
5 | 21 | 14 | 0 | 0 | 0 | 0 | 0 | 0 | 0 | 0 | 0
5 | 21 | 15 | 0 | 0 | 0 | 0 | 0 | 0 | 0 | 0 | 0
5 | 21 | 16 | 0 | 0 | 0 | 0 | 0 | 0 | 0 | 0 | 0
5 | 21 | 17 | 0 | 0 | 0 | 0 | 0 | 0 | 0 | 0 | 0
5 | 21 | 18 | 0 | 0 | 0 | 0 | 0 | 0 | 0 | 0 | 0
5 | 21 | 19 | 0 | 0 | 0 | 0 | 0 | 0 | 0 | 0 | 0
5 | 21 | 20 | 0 | 0 | 0 | 0 | 0 | 0 | 0 | 0 | 0
5 | 21 | 21 | 0 | 0 | 0 | 0 | 0 | 0 | 0 | 0 | 0
5 | 21 | 22 | 0 | 0 | 0 | 0 | 0 | 0 | 0 | 0 | 0
5 | 21 | 23 | 0 | 0 | 0 | 0 | 0 | 0 | 0 | 0 | 0
5 | 21 | 24 | 0 | 0 | 0 | 0 | 0 | 0 | 0 | 0 | 0
5 | 22 | 1 | 0 | 0 | 0 | 0 | 0 | 0 | 0 | 0 | 0
5 | 22 | 2 | 0 | 0 | 0 | 0 | 0 | 0 | 0 | 0 | 0
5 | 22 | 3 | 0 | 0 | 0 | 0 | 0 | 0 | 0 | 0 | 0
5 | 22 | 4 | 0 | 0 | 0 | 0 | 0 | 0 | 0 | 0 | 0
5 | 22 | 5 | 0 | 0 | 0 | 0 | 0 | 0 | 0 | 0 | 0
5 | 22 | 6 | 0 | 0 | 0 | 0 | 0 | 0 | 0 | 0 | 0
5 | 22 | 7 | 0 | 0 | 0 | 0 | 0 | 0 | 0 | 0 | 0
5 | 22 | 8 | 0 | 0 | 0 | 0 | 0 | 0 | 0 | 0 | 0
5 | 22 | 9 | 0 | 0 | 0 | 0 | 0 | 0 | 0 | 0 | 0
5 | 22 | 10 | 0 | 0 | 0 | 0 | 0 | 0 | 0 | 0 | 0
5 | 22 | 11 | 0 | 0 | 0 | 0 | 0 | 0 | 0 | 0 | 0
5 | 22 | 12 | 0 | 0 | 0 | 0 | 0 | 0 | 0 | 0 | 0
5 | 22 | 13 | 0 | 0 | 0 | 0 | 0 | 0 | 0 | 0 | 0
5 | 22 | 14 | 0 | 0 | 0 | 0 | 0 | 0 | 0 | 0 | 0
5 | 22 | 15 | 0 | 0 | 0 | 0 | 0 | 0 | 0 | 0 | 0
5 | 22 | 16 | 0 | 0 | 0 | 0 | 0 | 0 | 0 | 0 | 0
5 | 22 | 17 | 0 | 0 | 0 | 0 | 0 | 0 | 0 | 0 | 0
5 | 22 | 18 | 0 | 0 | 0 | 0 | 0 | 0 | 0 | 0 | 0
5 | 22 | 19 | 0 | 0 | 0 | 0 | 0 | 0 | 0 | 0 | 0
5 | 22 | 20 | 0 | 0 | 0 | 0 | 0 | 0 | 0 | 0 | 0
5 | 22 | 21 | 0 | 0 | 0 | 0 | 0 | 0 | 0 | 0 | 0
5 | 22 | 22 | 0 | 0 | 0 | 0 | 0 | 0 | 0 | 0 | 0
5 | 22 | 23 | 0 | 0 | 0 | 0 | 0 | 0 | 0 | 0 | 0
5 | 22 | 24 | 0 | 0 | 0 | 0 | 0 | 0 | 0 | 0 | 0
5 | 23 | 1 | 0 | 0 | 0 | 0 | 0 | 0 | 0 | 0 | 0
5 | 23 | 2 | 0 | 0 | 0 | 0 | 0 | 0 | 0 | 0 | 0
5 | 23 | 3 | 0 | 0 | 0 | 0 | 0 | 0 | 0 | 0 | 0
5 | 23 | 4 | 0 | 0 | 0 | 0 | 0 | 0 | 0 | 0 | 0
5 | 23 | 5 | 0 | 0 | 0 | 0 | 0 | 0 | 0 | 0 | 0
5 | 23 | 6 | 0 | 0 | 0 | 0 | 0 | 0 | 0 | 0 | 0
5 | 23 | 7 | 0 | 0 | 0 | 0 | 0 | 0 | 0 | 0 | 0
5 | 23 | 8 | 0 | 0 | 0 | 0 | 0 | 0 | 0 | 0 | 0
5 | 23 | 9 | 0 | 0 | 0 | 0 | 0 | 0 | 0 | 0 | 0
5 | 23 | 10 | 0 | 0 | 0 | 0 | 0 | 0 | 0 | 0 | 0
5 | 23 | 11 | 0 | 0 | 0 | 0 | 0 | 0 | 0 | 0 | 0
5 | 23 | 12 | 0 | 0 | 0 | 0 | 0 | 0 | 0 | 0 | 0
5 | 23 | 13 | 0 | 0 | 0 | 0 | 0 | 0 | 0 | 0 | 0
5 | 23 | 14 | 0 | 0 | 0 | 0 | 0 | 0 | 0 | 0 | 0
5 | 23 | 15 | 0 | 0 | 0 | 0 | 0 | 0 | 0 | 0 | 0
5 | 23 | 16 | 0 | 0 | 0 | 0 | 0 | 0 | 0 | 0 | 0
5 | 23 | 17 | 0 | 0 | 0 | 0 | 0 | 0 | 0 | 0 | 0
5 | 23 | 18 | 0 | 0 | 0 | 0 | 0 | 0 | 0 | 0 | 0
5 | 23 | 19 | 0 | 0 | 0 | 0 | 0 | 0 | 0 | 0 | 0
5 | 23 | 20 | 0 | 0 | 0 | 0 | 0 | 0 | 0 | 0 | 0
5 | 23 | 21 | 0 | 0 | 0 | 0 | 0 | 0 | 0 | 0 | 0
5 | 23 | 22 | 0 | 0 | 0 | 0 | 0 | 0 | 0 | 0 | 0
5 | 23 | 23 | 0 | 0 | 0 | 0 | 0 | 0 | 0 | 0 | 0
5 | 23 | 24 | 0 | 0 | 0 | 0 | 0 | 0 | 0 | 0 | 0
5 | 24 | 1 | 0 | 0 | 0 | 0 | 0 | 0 | 0 | 0 | 0
5 | 24 | 2 | 0 | 0 | 0 | 0 | 0 | 0 | 0 | 0 | 0
5 | 24 | 3 | 0 | 0 | 0 | 0 | 0 | 0 | 0 | 0 | 0
5 | 24 | 4 | 0 | 0 | 0 | 0 | 0 | 0 | 0 | 0 | 0
5 | 24 | 5 | 0 | 0 | 0 | 0 | 0 | 0 | 0 | 0 | 0
5 | 24 | 6 | 0 | 0 | 0 | 0 | 0 | 0 | 0 | 0 | 0
5 | 24 | 7 | 0 | 0 | 0 | 0 | 0 | 0 | 0 | 0 | 0
5 | 24 | 8 | 0 | 0 | 0 | 0 | 0 | 0 | 0 | 0 | 0
5 | 24 | 9 | 0 | 0 | 0 | 0 | 0 | 0 | 0 | 0 | 0
5 | 24 | 10 | 0 | 0 | 0 | 0 | 0 | 0 | 0 | 0 | 0
5 | 24 | 11 | 0 | 0 | 0 | 0 | 0 | 0 | 0 | 0 | 0
5 | 24 | 12 | 0 | 0 | 0 | 0 | 0 | 0 | 0 | 0 | 0
5 | 24 | 13 | 0 | 0 | 0 | 0 | 0 | 0 | 0 | 0 | 0
5 | 24 | 14 | 0 | 0 | 0 | 0 | 0 | 0 | 0 | 0 | 0
5 | 24 | 15 | 0 | 0 | 0 | 0 | 0 | 0 | 0 | 0 | 0
5 | 24 | 16 | 0 | 0 | 0 | 0 | 0 | 0 | 0 | 0 | 0
5 | 24 | 17 | 0 | 0 | 0 | 0 | 0 | 0 | 0 | 0 | 0
5 | 24 | 18 | 0 | 0 | 0 | 0 | 0 | 0 | 0 | 0 | 0
5 | 24 | 19 | 0 | 0 | 0 | 0 | 0 | 0 | 0 | 0 | 0
5 | 24 | 20 | 0 | 0 | 0 | 0 | 0 | 0 | 0 | 0 | 0
5 | 24 | 21 | 0 | 0 | 0 | 0 | 0 | 0 | 0 | 0 | 0
5 | 24 | 22 | 0 | 0 | 0 | 0 | 0 | 0 | 0 | 0 | 0
5 | 24 | 23 | 0 | 0 | 0 | 0 | 0 | 0 | 0 | 0 | 0
5 | 24 | 24 | 0 | 0 | 0 | 0 | 0 | 0 | 0 | 0 | 0
5 | 25 | 1 | 0 | 0 | 0 | 0 | 0 | 0 | 0 | 0 | 0
5 | 25 | 2 | 0 | 0 | 0 | 0 | 0 | 0 | 0 | 0 | 0
5 | 25 | 3 | 0 | 0 | 0 | 0 | 0 | 0 | 0 | 0 | 0
5 | 25 | 4 | 0 | 0 | 0 | 0 | 0 | 0 | 0 | 0 | 0
5 | 25 | 5 | 0 | 0 | 0 | 0 | 0 | 0 | 0 | 0 | 0
5 | 25 | 6 | 0 | 0 | 0 | 0 | 0 | 0 | 0 | 0 | 0
5 | 25 | 7 | 0 | 0 | 0 | 0 | 0 | 0 | 0 | 0 | 0
5 | 25 | 8 | 0 | 0 | 0 | 0 | 0 | 0 | 0 | 0 | 0
5 | 25 | 9 | 0 | 0 | 0 | 0 | 0 | 0 | 0 | 0 | 0
5 | 25 | 10 | 0 | 0 | 0 | 0 | 0 | 0 | 0 | 0 | 0
5 | 25 | 11 | 0 | 0 | 0 | 0 | 0 | 0 | 0 | 0 | 0
5 | 25 | 12 | 0 | 0 | 0 | 0 | 0 | 0 | 0 | 0 | 0
5 | 25 | 13 | 0 | 0 | 0 | 0 | 0 | 0 | 0 | 0 | 0
5 | 25 | 14 | 0 | 0 | 0 | 0 | 0 | 0 | 0 | 0 | 0
5 | 25 | 15 | 0 | 0 | 0 | 0 | 0 | 0 | 0 | 0 | 0
5 | 25 | 16 | 0 | 0 | 0 | 0 | 0 | 0 | 0 | 0 | 0
5 | 25 | 17 | 0 | 0 | 0 | 0 | 0 | 0 | 0 | 0 | 0
5 | 25 | 18 | 0 | 0 | 0 | 0 | 0 | 0 | 0 | 0 | 0
5 | 25 | 19 | 0 | 0 | 0 | 0 | 0 | 0 | 0 | 0 | 0
5 | 25 | 20 | 0 | 0 | 0 | 0 | 0 | 0 | 0 | 0 | 0
5 | 25 | 21 | 0 | 0 | 0 | 0 | 0 | 0 | 0 | 0 | 0
5 | 25 | 22 | 0 | 0 | 0 | 0 | 0 | 0 | 0 | 0 | 0
5 | 25 | 23 | 0 | 0 | 0 | 0 | 0 | 0 | 0 | 0 | 0
5 | 25 | 24 | 0 | 0 | 0 | 0 | 0 | 0 | 0 | 0 | 0
5 | 26 | 1 | 0 | 0 | 0 | 0 | 0 | 0 | 0 | 0 | 0
5 | 26 | 2 | 0 | 0 | 0 | 0 | 0 | 0 | 0 | 0 | 0
5 | 26 | 3 | 0 | 0 | 0 | 0 | 0 | 0 | 0 | 0 | 0
5 | 26 | 4 | 0 | 0 | 0 | 0 | 0 | 0 | 0 | 0 | 0
5 | 26 | 5 | 0 | 0 | 0 | 0 | 0 | 0 | 0 | 0 | 0
5 | 26 | 6 | 0 | 0 | 0 | 0 | 0 | 0 | 0 | 0 | 0
5 | 26 | 7 | 0 | 0 | 0 | 0 | 0 | 0 | 0 | 0 | 0
5 | 26 | 8 | 0 | 0 | 0 | 0 | 0 | 0 | 0 | 0 | 0
5 | 26 | 9 | 0 | 0 | 0 | 0 | 0 | 0 | 0 | 0 | 0
5 | 26 | 10 | 0 | 0 | 0 | 0 | 0 | 0 | 0 | 0 | 0
5 | 26 | 11 | 0 | 0 | 0 | 0 | 0 | 0 | 0 | 0 | 0
5 | 26 | 12 | 0 | 0 | 0 | 0 | 0 | 0 | 0 | 0 | 0
5 | 26 | 13 | 0 | 0 | 0 | 0 | 0 | 0 | 0 | 0 | 0
5 | 26 | 14 | 0 | 0 | 0 | 0 | 0 | 0 | 0 | 0 | 0
5 | 26 | 15 | 0 | 0 | 0 | 0 | 0 | 0 | 0 | 0 | 0
5 | 26 | 16 | 0 | 0 | 0 | 0 | 0 | 0 | 0 | 0 | 0
5 | 26 | 17 | 0 | 0 | 0 | 0 | 0 | 0 | 0 | 0 | 0
5 | 26 | 18 | 0 | 0 | 0 | 0 | 0 | 0 | 0 | 0 | 0
5 | 26 | 19 | 0 | 0 | 0 | 0 | 0 | 0 | 0 | 0 | 0
5 | 26 | 20 | 0 | 0 | 0 | 0 | 0 | 0 | 0 | 0 | 0
5 | 26 | 21 | 0 | 0 | 0 | 0 | 0 | 0 | 0 | 0 | 0
5 | 26 | 22 | 0 | 0 | 0 | 0 | 0 | 0 | 0 | 0 | 0
5 | 26 | 23 | 0 | 0 | 0 | 0 | 0 | 0 | 0 | 0 | 0
5 | 26 | 24 | 0 | 0 | 0 | 0 | 0 | 0 | 0 | 0 | 0
5 | 27 | 1 | 0 | 0 | 0 | 0 | 0 | 0 | 0 | 0 | 0
5 | 27 | 2 | 0 | 0 | 0 | 0 | 0 | 0 | 0 | 0 | 0
5 | 27 | 3 | 0 | 0 | 0 | 0 | 0 | 0 | 0 | 0 | 0
5 | 27 | 4 | 0 | 0 | 0 | 0 | 0 | 0 | 0 | 0 | 0
5 | 27 | 5 | 0 | 0 | 0 | 0 | 0 | 0 | 0 | 0 | 0
5 | 27 | 6 | 0 | 0 | 0 | 0 | 0 | 0 | 0 | 0 | 0
5 | 27 | 7 | 0 | 0 | 0 | 0 | 0 | 0 | 0 | 0 | 0
5 | 27 | 8 | 0 | 0 | 0 | 0 | 0 | 0 | 0 | 0 | 0
5 | 27 | 9 | 0 | 0 | 0 | 0 | 0 | 0 | 0 | 0 | 0
5 | 27 | 10 | 0 | 0 | 0 | 0 | 0 | 0 | 0 | 0 | 0
5 | 27 | 11 | 0 | 0 | 0 | 0 | 0 | 0 | 0 | 0 | 0
5 | 27 | 12 | 0 | 0 | 0 | 0 | 0 | 0 | 0 | 0 | 0
5 | 27 | 13 | 0 | 0 | 0 | 0 | 0 | 0 | 0 | 0 | 0
5 | 27 | 14 | 0 | 0 | 0 | 0 | 0 | 0 | 0 | 0 | 0
5 | 27 | 15 | 0 | 0 | 0 | 0 | 0 | 0 | 0 | 0 | 0
5 | 27 | 16 | 0 | 0 | 0 | 0 | 0 | 0 | 0 | 0 | 0
5 | 27 | 17 | 0 | 0 | 0 | 0 | 0 | 0 | 0 | 0 | 0
5 | 27 | 18 | 0 | 0 | 0 | 0 | 0 | 0 | 0 | 0 | 0
5 | 27 | 19 | 0 | 0 | 0 | 0 | 0 | 0 | 0 | 0 | 0
5 | 27 | 20 | 0 | 0 | 0 | 0 | 0 | 0 | 0 | 0 | 0
5 | 27 | 21 | 0 | 0 | 0 | 0 | 0 | 0 | 0 | 0 | 0
5 | 27 | 22 | 0 | 0 | 0 | 0 | 0 | 0 | 0 | 0 | 0
5 | 27 | 23 | 0 | 0 | 0 | 0 | 0 | 0 | 0 | 0 | 0
5 | 27 | 24 | 0 | 0 | 0 | 0 | 0 | 0 | 0 | 0 | 0
5 | 28 | 1 | 0 | 0 | 0 | 0 | 0 | 0 | 0 | 0 | 0
5 | 28 | 2 | 0 | 0 | 0 | 0 | 0 | 0 | 0 | 0 | 0
5 | 28 | 3 | 0 | 0 | 0 | 0 | 0 | 0 | 0 | 0 | 0
5 | 28 | 4 | 0 | 0 | 0 | 0 | 0 | 0 | 0 | 0 | 0
5 | 28 | 5 | 0 | 0 | 0 | 0 | 0 | 0 | 0 | 0 | 0
5 | 28 | 6 | 0 | 0 | 0 | 0 | 0 | 0 | 0 | 0 | 0
5 | 28 | 7 | 0 | 0 | 0 | 0 | 0 | 0 | 0 | 0 | 0
5 | 28 | 8 | 0 | 0 | 0 | 0 | 0 | 0 | 0 | 0 | 0
5 | 28 | 9 | 0 | 0 | 0 | 0 | 0 | 0 | 0 | 0 | 0
5 | 28 | 10 | 0 | 0 | 0 | 0 | 0 | 0 | 0 | 0 | 0
5 | 28 | 11 | 0 | 0 | 0 | 0 | 0 | 0 | 0 | 0 | 0
5 | 28 | 12 | 0 | 0 | 0 | 0 | 0 | 0 | 0 | 0 | 0
5 | 28 | 13 | 0 | 0 | 0 | 0 | 0 | 0 | 0 | 0 | 0
5 | 28 | 14 | 0 | 0 | 0 | 0 | 0 | 0 | 0 | 0 | 0
5 | 28 | 15 | 0 | 0 | 0 | 0 | 0 | 0 | 0 | 0 | 0
5 | 28 | 16 | 0 | 0 | 0 | 0 | 0 | 0 | 0 | 0 | 0
5 | 28 | 17 | 0 | 0 | 0 | 0 | 0 | 0 | 0 | 0 | 0
5 | 28 | 18 | 0 | 0 | 0 | 0 | 0 | 0 | 0 | 0 | 0
5 | 28 | 19 | 0 | 0 | 0 | 0 | 0 | 0 | 0 | 0 | 0
5 | 28 | 20 | 0 | 0 | 0 | 0 | 0 | 0 | 0 | 0 | 0
5 | 28 | 21 | 0 | 0 | 0 | 0 | 0 | 0 | 0 | 0 | 0
5 | 28 | 22 | 0 | 0 | 0 | 0 | 0 | 0 | 0 | 0 | 0
5 | 28 | 23 | 0 | 0 | 0 | 0 | 0 | 0 | 0 | 0 | 0
5 | 28 | 24 | 0 | 0 | 0 | 0 | 0 | 0 | 0 | 0 | 0
5 | 29 | 1 | 0 | 0 | 0 | 0 | 0 | 0 | 0 | 0 | 0
5 | 29 | 2 | 0 | 0 | 0 | 0 | 0 | 0 | 0 | 0 | 0
5 | 29 | 3 | 0 | 0 | 0 | 0 | 0 | 0 | 0 | 0 | 0
5 | 29 | 4 | 0 | 0 | 0 | 0 | 0 | 0 | 0 | 0 | 0
5 | 29 | 5 | 0 | 0 | 0 | 0 | 0 | 0 | 0 | 0 | 0
5 | 29 | 6 | 0 | 0 | 0 | 0 | 0 | 0 | 0 | 0 | 0
5 | 29 | 7 | 0 | 0 | 0 | 0 | 0 | 0 | 0 | 0 | 0
5 | 29 | 8 | 0 | 0 | 0 | 0 | 0 | 0 | 0 | 0 | 0
5 | 29 | 9 | 0 | 0 | 0 | 0 | 0 | 0 | 0 | 0 | 0
5 | 29 | 10 | 0 | 0 | 0 | 0 | 0 | 0 | 0 | 0 | 0
5 | 29 | 11 | 0 | 0 | 0 | 0 | 0 | 0 | 0 | 0 | 0
5 | 29 | 12 | 0 | 0 | 0 | 0 | 0 | 0 | 0 | 0 | 0
5 | 29 | 13 | 0 | 0 | 0 | 0 | 0 | 0 | 0 | 0 | 0
5 | 29 | 14 | 0 | 0 | 0 | 0 | 0 | 0 | 0 | 0 | 0
5 | 29 | 15 | 0 | 0 | 0 | 0 | 0 | 0 | 0 | 0 | 0
5 | 29 | 16 | 0 | 0 | 0 | 0 | 0 | 0 | 0 | 0 | 0
5 | 29 | 17 | 0 | 0 | 0 | 0 | 0 | 0 | 0 | 0 | 0
5 | 29 | 18 | 0 | 0 | 0 | 0 | 0 | 0 | 0 | 0 | 0
5 | 29 | 19 | 0 | 0 | 0 | 0 | 0 | 0 | 0 | 0 | 0
5 | 29 | 20 | 0 | 0 | 0 | 0 | 0 | 0 | 0 | 0 | 0
5 | 29 | 21 | 0 | 0 | 0 | 0 | 0 | 0 | 0 | 0 | 0
5 | 29 | 22 | 0 | 0 | 0 | 0 | 0 | 0 | 0 | 0 | 0
5 | 29 | 23 | 0 | 0 | 0 | 0 | 0 | 0 | 0 | 0 | 0
5 | 29 | 24 | 0 | 0 | 0 | 0 | 0 | 0 | 0 | 0 | 0
5 | 30 | 1 | 0 | 0 | 0 | 0 | 0 | 0 | 0 | 0 | 0
5 | 30 | 2 | 0 | 0 | 0 | 0 | 0 | 0 | 0 | 0 | 0
5 | 30 | 3 | 0 | 0 | 0 | 0 | 0 | 0 | 0 | 0 | 0
5 | 30 | 4 | 0 | 0 | 0 | 0 | 0 | 0 | 0 | 0 | 0
5 | 30 | 5 | 0 | 0 | 0 | 0 | 0 | 0 | 0 | 0 | 0
5 | 30 | 6 | 0 | 0 | 0 | 0 | 0 | 0 | 0 | 0 | 0
5 | 30 | 7 | 0 | 0 | 0 | 0 | 0 | 0 | 0 | 0 | 0
5 | 30 | 8 | 0 | 0 | 0 | 0 | 0 | 0 | 0 | 0 | 0
5 | 30 | 9 | 0 | 0 | 0 | 0 | 0 | 0 | 0 | 0 | 0
5 | 30 | 10 | 0 | 0 | 0 | 0 | 0 | 0 | 0 | 0 | 0
5 | 30 | 11 | 0 | 0 | 0 | 0 | 0 | 0 | 0 | 0 | 0
5 | 30 | 12 | 0 | 0 | 0 | 0 | 0 | 0 | 0 | 0 | 0
5 | 30 | 13 | 0 | 0 | 0 | 0 | 0 | 0 | 0 | 0 | 0
5 | 30 | 14 | 0 | 0 | 0 | 0 | 0 | 0 | 0 | 0 | 0
5 | 30 | 15 | 0 | 0 | 0 | 0 | 0 | 0 | 0 | 0 | 0
5 | 30 | 16 | 0 | 0 | 0 | 0 | 0 | 0 | 0 | 0 | 0
5 | 30 | 17 | 0 | 0 | 0 | 0 | 0 | 0 | 0 | 0 | 0
5 | 30 | 18 | 0 | 0 | 0 | 0 | 0 | 0 | 0 | 0 | 0
5 | 30 | 19 | 0 | 0 | 0 | 0 | 0 | 0 | 0 | 0 | 0
5 | 30 | 20 | 0 | 0 | 0 | 0 | 0 | 0 | 0 | 0 | 0
5 | 30 | 21 | 0 | 0 | 0 | 0 | 0 | 0 | 0 | 0 | 0
5 | 30 | 22 | 0 | 0 | 0 | 0 | 0 | 0 | 0 | 0 | 0
5 | 30 | 23 | 0 | 0 | 0 | 0 | 0 | 0 | 0 | 0 | 0
5 | 30 | 24 | 0 | 0 | 0 | 0 | 0 | 0 | 0 | 0 | 0
5 | 31 | 1 | 0 | 0 | 0 | 0 | 0 | 0 | 0 | 0 | 0
5 | 31 | 2 | 0 | 0 | 0 | 0 | 0 | 0 | 0 | 0 | 0
5 | 31 | 3 | 0 | 0 | 0 | 0 | 0 | 0 | 0 | 0 | 0
5 | 31 | 4 | 0 | 0 | 0 | 0 | 0 | 0 | 0 | 0 | 0
5 | 31 | 5 | 0 | 0 | 0 | 0 | 0 | 0 | 0 | 0 | 0
5 | 31 | 6 | 0 | 0 | 0 | 0 | 0 | 0 | 0 | 0 | 0
5 | 31 | 7 | 0 | 0 | 0 | 0 | 0 | 0 | 0 | 0 | 0
5 | 31 | 8 | 0 | 0 | 0 | 0 | 0 | 0 | 0 | 0 | 0
5 | 31 | 9 | 0 | 0 | 0 | 0 | 0 | 0 | 0 | 0 | 0
5 | 31 | 10 | 0 | 0 | 0 | 0 | 0 | 0 | 0 | 0 | 0
5 | 31 | 11 | 0 | 0 | 0 | 0 | 0 | 0 | 0 | 0 | 0
5 | 31 | 12 | 0 | 0 | 0 | 0 | 0 | 0 | 0 | 0 | 0
5 | 31 | 13 | 0 | 0 | 0 | 0 | 0 | 0 | 0 | 0 | 0
5 | 31 | 14 | 0 | 0 | 0 | 0 | 0 | 0 | 0 | 0 | 0
5 | 31 | 15 | 0 | 0 | 0 | 0 | 0 | 0 | 0 | 0 | 0
5 | 31 | 16 | 0 | 0 | 0 | 0 | 0 | 0 | 0 | 0 | 0
5 | 31 | 17 | 0 | 0 | 0 | 0 | 0 | 0 | 0 | 0 | 0
5 | 31 | 18 | 0 | 0 | 0 | 0 | 0 | 0 | 0 | 0 | 0
5 | 31 | 19 | 0 | 0 | 0 | 0 | 0 | 0 | 0 | 0 | 0
5 | 31 | 20 | 0 | 0 | 0 | 0 | 0 | 0 | 0 | 0 | 0
5 | 31 | 21 | 0 | 0 | 0 | 0 | 0 | 0 | 0 | 0 | 0
5 | 31 | 22 | 0 | 0 | 0 | 0 | 0 | 0 | 0 | 0 | 0
5 | 31 | 23 | 0 | 0 | 0 | 0 | 0 | 0 | 0 | 0 | 0
5 | 31 | 24 | 0 | 0 | 0 | 0 | 0 | 0 | 0 | 0 | 0
6 | 1 | 1 | 0 | 0 | 0 | 0 | 0 | 0 | 0 | 0 | 0
6 | 1 | 2 | 0 | 0 | 0 | 0 | 0 | 0 | 0 | 0 | 0
6 | 1 | 3 | 0 | 0 | 0 | 0 | 0 | 0 | 0 | 0 | 0
6 | 1 | 4 | 0 | 0 | 0 | 0 | 0 | 0 | 0 | 0 | 0
6 | 1 | 5 | 0 | 0 | 0 | 0 | 0 | 0 | 0 | 0 | 0
6 | 1 | 6 | 0 | 0 | 0 | 0 | 0 | 0 | 0 | 0 | 0
6 | 1 | 7 | 0 | 0 | 0 | 0 | 0 | 0 | 0 | 0 | 0
6 | 1 | 8 | 0 | 0 | 0 | 0 | 0 | 0 | 0 | 0 | 0
6 | 1 | 9 | 0 | 0 | 0 | 0 | 0 | 0 | 0 | 0 | 0
6 | 1 | 10 | 0 | 0 | 0 | 0 | 0 | 0 | 0 | 0 | 0
6 | 1 | 11 | 0 | 0 | 0 | 0 | 0 | 0 | 0 | 0 | 0
6 | 1 | 12 | 0 | 0 | 0 | 0 | 0 | 0 | 0 | 0 | 0
6 | 1 | 13 | 0 | 0 | 0 | 0 | 0 | 0 | 0 | 0 | 0
6 | 1 | 14 | 0 | 0 | 0 | 0 | 0 | 0 | 0 | 0 | 0
6 | 1 | 15 | 0 | 0 | 0 | 0 | 0 | 0 | 0 | 0 | 0
6 | 1 | 16 | 0 | 0 | 0 | 0 | 0 | 0 | 0 | 0 | 0
6 | 1 | 17 | 0 | 0 | 0 | 0 | 0 | 0 | 0 | 0 | 0
6 | 1 | 18 | 0 | 0 | 0 | 0 | 0 | 0 | 0 | 0 | 0
6 | 1 | 19 | 0 | 0 | 0 | 0 | 0 | 0 | 0 | 0 | 0
6 | 1 | 20 | 0 | 0 | 0 | 0 | 0 | 0 | 0 | 0 | 0
6 | 1 | 21 | 0 | 0 | 0 | 0 | 0 | 0 | 0 | 0 | 0
6 | 1 | 22 | 0 | 0 | 0 | 0 | 0 | 0 | 0 | 0 | 0
6 | 1 | 23 | 0 | 0 | 0 | 0 | 0 | 0 | 0 | 0 | 0
6 | 1 | 24 | 0 | 0 | 0 | 0 | 0 | 0 | 0 | 0 | 0
6 | 2 | 1 | 0 | 0 | 0 | 0 | 0 | 0 | 0 | 0 | 0
6 | 2 | 2 | 0 | 0 | 0 | 0 | 0 | 0 | 0 | 0 | 0
6 | 2 | 3 | 0 | 0 | 0 | 0 | 0 | 0 | 0 | 0 | 0
6 | 2 | 4 | 0 | 0 | 0 | 0 | 0 | 0 | 0 | 0 | 0
6 | 2 | 5 | 0 | 0 | 0 | 0 | 0 | 0 | 0 | 0 | 0
6 | 2 | 6 | 0 | 0 | 0 | 0 | 0 | 0 | 0 | 0 | 0
6 | 2 | 7 | 0 | 0 | 0 | 0 | 0 | 0 | 0 | 0 | 0
6 | 2 | 8 | 0 | 0 | 0 | 0 | 0 | 0 | 0 | 0 | 0
6 | 2 | 9 | 0 | 0 | 0 | 0 | 0 | 0 | 0 | 0 | 0
6 | 2 | 10 | 0 | 0 | 0 | 0 | 0 | 0 | 0 | 0 | 0
6 | 2 | 11 | 0 | 0 | 0 | 0 | 0 | 0 | 0 | 0 | 0
6 | 2 | 12 | 0 | 0 | 0 | 0 | 0 | 0 | 0 | 0 | 0
6 | 2 | 13 | 0 | 0 | 0 | 0 | 0 | 0 | 0 | 0 | 0
6 | 2 | 14 | 0 | 0 | 0 | 0 | 0 | 0 | 0 | 0 | 0
6 | 2 | 15 | 0 | 0 | 0 | 0 | 0 | 0 | 0 | 0 | 0
6 | 2 | 16 | 0 | 0 | 0 | 0 | 0 | 0 | 0 | 0 | 0
6 | 2 | 17 | 0 | 0 | 0 | 0 | 0 | 0 | 0 | 0 | 0
6 | 2 | 18 | 0 | 0 | 0 | 0 | 0 | 0 | 0 | 0 | 0
6 | 2 | 19 | 0 | 0 | 0 | 0 | 0 | 0 | 0 | 0 | 0
6 | 2 | 20 | 0 | 0 | 0 | 0 | 0 | 0 | 0 | 0 | 0
6 | 2 | 21 | 0 | 0 | 0 | 0 | 0 | 0 | 0 | 0 | 0
6 | 2 | 22 | 0 | 0 | 0 | 0 | 0 | 0 | 0 | 0 | 0
6 | 2 | 23 | 0 | 0 | 0 | 0 | 0 | 0 | 0 | 0 | 0
6 | 2 | 24 | 0 | 0 | 0 | 0 | 0 | 0 | 0 | 0 | 0
6 | 3 | 1 | 0 | 0 | 0 | 0 | 0 | 0 | 0 | 0 | 0
6 | 3 | 2 | 0 | 0 | 0 | 0 | 0 | 0 | 0 | 0 | 0
6 | 3 | 3 | 0 | 0 | 0 | 0 | 0 | 0 | 0 | 0 | 0
6 | 3 | 4 | 0 | 0 | 0 | 0 | 0 | 0 | 0 | 0 | 0
6 | 3 | 5 | 0 | 0 | 0 | 0 | 0 | 0 | 0 | 0 | 0
6 | 3 | 6 | 0 | 0 | 0 | 0 | 0 | 0 | 0 | 0 | 0
6 | 3 | 7 | 0 | 0 | 0 | 0 | 0 | 0 | 0 | 0 | 0
6 | 3 | 8 | 0 | 0 | 0 | 0 | 0 | 0 | 0 | 0 | 0
6 | 3 | 9 | 0 | 0 | 0 | 0 | 0 | 0 | 0 | 0 | 0
6 | 3 | 10 | 0 | 0 | 0 | 0 | 0 | 0 | 0 | 0 | 0
6 | 3 | 11 | 0 | 0 | 0 | 0 | 0 | 0 | 0 | 0 | 0
6 | 3 | 12 | 0 | 0 | 0 | 0 | 0 | 0 | 0 | 0 | 0
6 | 3 | 13 | 0 | 0 | 0 | 0 | 0 | 0 | 0 | 0 | 0
6 | 3 | 14 | 0 | 0 | 0 | 0 | 0 | 0 | 0 | 0 | 0
6 | 3 | 15 | 0 | 0 | 0 | 0 | 0 | 0 | 0 | 0 | 0
6 | 3 | 16 | 0 | 0 | 0 | 0 | 0 | 0 | 0 | 0 | 0
6 | 3 | 17 | 0 | 0 | 0 | 0 | 0 | 0 | 0 | 0 | 0
6 | 3 | 18 | 0 | 0 | 0 | 0 | 0 | 0 | 0 | 0 | 0
6 | 3 | 19 | 0 | 0 | 0 | 0 | 0 | 0 | 0 | 0 | 0
6 | 3 | 20 | 0 | 0 | 0 | 0 | 0 | 0 | 0 | 0 | 0
6 | 3 | 21 | 0 | 0 | 0 | 0 | 0 | 0 | 0 | 0 | 0
6 | 3 | 22 | 0 | 0 | 0 | 0 | 0 | 0 | 0 | 0 | 0
6 | 3 | 23 | 0 | 0 | 0 | 0 | 0 | 0 | 0 | 0 | 0
6 | 3 | 24 | 0 | 0 | 0 | 0 | 0 | 0 | 0 | 0 | 0
6 | 4 | 1 | 0 | 0 | 0 | 0 | 0 | 0 | 0 | 0 | 0
6 | 4 | 2 | 0 | 0 | 0 | 0 | 0 | 0 | 0 | 0 | 0
6 | 4 | 3 | 0 | 0 | 0 | 0 | 0 | 0 | 0 | 0 | 0
6 | 4 | 4 | 0 | 0 | 0 | 0 | 0 | 0 | 0 | 0 | 0
6 | 4 | 5 | 0 | 0 | 0 | 0 | 0 | 0 | 0 | 0 | 0
6 | 4 | 6 | 0 | 0 | 0 | 0 | 0 | 0 | 0 | 0 | 0
6 | 4 | 7 | 0 | 0 | 0 | 0 | 0 | 0 | 0 | 0 | 0
6 | 4 | 8 | 0 | 0 | 0 | 0 | 0 | 0 | 0 | 0 | 0
6 | 4 | 9 | 0 | 0 | 0 | 0 | 0 | 0 | 0 | 0 | 0
6 | 4 | 10 | 0 | 0 | 0 | 0 | 0 | 0 | 0 | 0 | 0
6 | 4 | 11 | 0 | 0 | 0 | 0 | 0 | 0 | 0 | 0 | 0
6 | 4 | 12 | 0 | 0 | 0 | 0 | 0 | 0 | 0 | 0 | 0
6 | 4 | 13 | 0 | 0 | 0 | 0 | 0 | 0 | 0 | 0 | 0
6 | 4 | 14 | 0 | 0 | 0 | 0 | 0 | 0 | 0 | 0 | 0
6 | 4 | 15 | 0 | 0 | 0 | 0 | 0 | 0 | 0 | 0 | 0
6 | 4 | 16 | 0 | 0 | 0 | 0 | 0 | 0 | 0 | 0 | 0
6 | 4 | 17 | 0 | 0 | 0 | 0 | 0 | 0 | 0 | 0 | 0
6 | 4 | 18 | 0 | 0 | 0 | 0 | 0 | 0 | 0 | 0 | 0
6 | 4 | 19 | 0 | 0 | 0 | 0 | 0 | 0 | 0 | 0 | 0
6 | 4 | 20 | 0 | 0 | 0 | 0 | 0 | 0 | 0 | 0 | 0
6 | 4 | 21 | 0 | 0 | 0 | 0 | 0 | 0 | 0 | 0 | 0
6 | 4 | 22 | 0 | 0 | 0 | 0 | 0 | 0 | 0 | 0 | 0
6 | 4 | 23 | 0 | 0 | 0 | 0 | 0 | 0 | 0 | 0 | 0
6 | 4 | 24 | 0 | 0 | 0 | 0 | 0 | 0 | 0 | 0 | 0
6 | 5 | 1 | 0 | 0 | 0 | 0 | 0 | 0 | 0 | 0 | 0
6 | 5 | 2 | 0 | 0 | 0 | 0 | 0 | 0 | 0 | 0 | 0
6 | 5 | 3 | 0 | 0 | 0 | 0 | 0 | 0 | 0 | 0 | 0
6 | 5 | 4 | 0 | 0 | 0 | 0 | 0 | 0 | 0 | 0 | 0
6 | 5 | 5 | 0 | 0 | 0 | 0 | 0 | 0 | 0 | 0 | 0
6 | 5 | 6 | 0 | 0 | 0 | 0 | 0 | 0 | 0 | 0 | 0
6 | 5 | 7 | 0 | 0 | 0 | 0 | 0 | 0 | 0 | 0 | 0
6 | 5 | 8 | 0 | 0 | 0 | 0 | 0 | 0 | 0 | 0 | 0
6 | 5 | 9 | 0 | 0 | 0 | 0 | 0 | 0 | 0 | 0 | 0
6 | 5 | 10 | 0 | 0 | 0 | 0 | 0 | 0 | 0 | 0 | 0
6 | 5 | 11 | 0 | 0 | 0 | 0 | 0 | 0 | 0 | 0 | 0
6 | 5 | 12 | 0 | 0 | 0 | 0 | 0 | 0 | 0 | 0 | 0
6 | 5 | 13 | 0 | 0 | 0 | 0 | 0 | 0 | 0 | 0 | 0
6 | 5 | 14 | 0 | 0 | 0 | 0 | 0 | 0 | 0 | 0 | 0
6 | 5 | 15 | 0 | 0 | 0 | 0 | 0 | 0 | 0 | 0 | 0
6 | 5 | 16 | 0 | 0 | 0 | 0 | 0 | 0 | 0 | 0 | 0
6 | 5 | 17 | 0 | 0 | 0 | 0 | 0 | 0 | 0 | 0 | 0
6 | 5 | 18 | 0 | 0 | 0 | 0 | 0 | 0 | 0 | 0 | 0
6 | 5 | 19 | 0 | 0 | 0 | 0 | 0 | 0 | 0 | 0 | 0
6 | 5 | 20 | 0 | 0 | 0 | 0 | 0 | 0 | 0 | 0 | 0
6 | 5 | 21 | 0 | 0 | 0 | 0 | 0 | 0 | 0 | 0 | 0
6 | 5 | 22 | 0 | 0 | 0 | 0 | 0 | 0 | 0 | 0 | 0
6 | 5 | 23 | 0 | 0 | 0 | 0 | 0 | 0 | 0 | 0 | 0
6 | 5 | 24 | 0 | 0 | 0 | 0 | 0 | 0 | 0 | 0 | 0
6 | 6 | 1 | 0 | 0 | 0 | 0 | 0 | 0 | 0 | 0 | 0
6 | 6 | 2 | 0 | 0 | 0 | 0 | 0 | 0 | 0 | 0 | 0
6 | 6 | 3 | 0 | 0 | 0 | 0 | 0 | 0 | 0 | 0 | 0
6 | 6 | 4 | 0 | 0 | 0 | 0 | 0 | 0 | 0 | 0 | 0
6 | 6 | 5 | 0 | 0 | 0 | 0 | 0 | 0 | 0 | 0 | 0
6 | 6 | 6 | 0 | 0 | 0 | 0 | 0 | 0 | 0 | 0 | 0
6 | 6 | 7 | 0 | 0 | 0 | 0 | 0 | 0 | 0 | 0 | 0
6 | 6 | 8 | 0 | 0 | 0 | 0 | 0 | 0 | 0 | 0 | 0
6 | 6 | 9 | 0 | 0 | 0 | 0 | 0 | 0 | 0 | 0 | 0
6 | 6 | 10 | 0 | 0 | 0 | 0 | 0 | 0 | 0 | 0 | 0
6 | 6 | 11 | 0 | 0 | 0 | 0 | 0 | 0 | 0 | 0 | 0
6 | 6 | 12 | 0 | 0 | 0 | 0 | 0 | 0 | 0 | 0 | 0
6 | 6 | 13 | 0 | 0 | 0 | 0 | 0 | 0 | 0 | 0 | 0
6 | 6 | 14 | 0 | 0 | 0 | 0 | 0 | 0 | 0 | 0 | 0
6 | 6 | 15 | 0 | 0 | 0 | 0 | 0 | 0 | 0 | 0 | 0
6 | 6 | 16 | 0 | 0 | 0 | 0 | 0 | 0 | 0 | 0 | 0
6 | 6 | 17 | 0 | 0 | 0 | 0 | 0 | 0 | 0 | 0 | 0
6 | 6 | 18 | 0 | 0 | 0 | 0 | 0 | 0 | 0 | 0 | 0
6 | 6 | 19 | 0 | 0 | 0 | 0 | 0 | 0 | 0 | 0 | 0
6 | 6 | 20 | 0 | 0 | 0 | 0 | 0 | 0 | 0 | 0 | 0
6 | 6 | 21 | 0 | 0 | 0 | 0 | 0 | 0 | 0 | 0 | 0
6 | 6 | 22 | 0 | 0 | 0 | 0 | 0 | 0 | 0 | 0 | 0
6 | 6 | 23 | 0 | 0 | 0 | 0 | 0 | 0 | 0 | 0 | 0
6 | 6 | 24 | 0 | 0 | 0 | 0 | 0 | 0 | 0 | 0 | 0
6 | 7 | 1 | 0 | 0 | 0 | 0 | 0 | 0 | 0 | 0 | 0
6 | 7 | 2 | 0 | 0 | 0 | 0 | 0 | 0 | 0 | 0 | 0
6 | 7 | 3 | 0 | 0 | 0 | 0 | 0 | 0 | 0 | 0 | 0
6 | 7 | 4 | 0 | 0 | 0 | 0 | 0 | 0 | 0 | 0 | 0
6 | 7 | 5 | 0 | 0 | 0 | 0 | 0 | 0 | 0 | 0 | 0
6 | 7 | 6 | 0 | 0 | 0 | 0 | 0 | 0 | 0 | 0 | 0
6 | 7 | 7 | 0 | 0 | 0 | 0 | 0 | 0 | 0 | 0 | 0
6 | 7 | 8 | 0 | 0 | 0 | 0 | 0 | 0 | 0 | 0 | 0
6 | 7 | 9 | 0 | 0 | 0 | 0 | 0 | 0 | 0 | 0 | 0
6 | 7 | 10 | 0 | 0 | 0 | 0 | 0 | 0 | 0 | 0 | 0
6 | 7 | 11 | 0 | 0 | 0 | 0 | 0 | 0 | 0 | 0 | 0
6 | 7 | 12 | 0 | 0 | 0 | 0 | 0 | 0 | 0 | 0 | 0
6 | 7 | 13 | 0 | 0 | 0 | 0 | 0 | 0 | 0 | 0 | 0
6 | 7 | 14 | 0 | 0 | 0 | 0 | 0 | 0 | 0 | 0 | 0
6 | 7 | 15 | 0 | 0 | 0 | 0 | 0 | 0 | 0 | 0 | 0
6 | 7 | 16 | 0 | 0 | 0 | 0 | 0 | 0 | 0 | 0 | 0
6 | 7 | 17 | 0 | 0 | 0 | 0 | 0 | 0 | 0 | 0 | 0
6 | 7 | 18 | 0 | 0 | 0 | 0 | 0 | 0 | 0 | 0 | 0
6 | 7 | 19 | 0 | 0 | 0 | 0 | 0 | 0 | 0 | 0 | 0
6 | 7 | 20 | 0 | 0 | 0 | 0 | 0 | 0 | 0 | 0 | 0
6 | 7 | 21 | 0 | 0 | 0 | 0 | 0 | 0 | 0 | 0 | 0
6 | 7 | 22 | 0 | 0 | 0 | 0 | 0 | 0 | 0 | 0 | 0
6 | 7 | 23 | 0 | 0 | 0 | 0 | 0 | 0 | 0 | 0 | 0
6 | 7 | 24 | 0 | 0 | 0 | 0 | 0 | 0 | 0 | 0 | 0
6 | 8 | 1 | 0 | 0 | 0 | 0 | 0 | 0 | 0 | 0 | 0
6 | 8 | 2 | 0 | 0 | 0 | 0 | 0 | 0 | 0 | 0 | 0
6 | 8 | 3 | 0 | 0 | 0 | 0 | 0 | 0 | 0 | 0 | 0
6 | 8 | 4 | 0 | 0 | 0 | 0 | 0 | 0 | 0 | 0 | 0
6 | 8 | 5 | 0 | 0 | 0 | 0 | 0 | 0 | 0 | 0 | 0
6 | 8 | 6 | 0 | 0 | 0 | 0 | 0 | 0 | 0 | 0 | 0
6 | 8 | 7 | 0 | 0 | 0 | 0 | 0 | 0 | 0 | 0 | 0
6 | 8 | 8 | 0 | 0 | 0 | 0 | 0 | 0 | 0 | 0 | 0
6 | 8 | 9 | 0 | 0 | 0 | 0 | 0 | 0 | 0 | 0 | 0
6 | 8 | 10 | 0 | 0 | 0 | 0 | 0 | 0 | 0 | 0 | 0
6 | 8 | 11 | 0 | 0 | 0 | 0 | 0 | 0 | 0 | 0 | 0
6 | 8 | 12 | 0 | 0 | 0 | 0 | 0 | 0 | 0 | 0 | 0
6 | 8 | 13 | 0 | 0 | 0 | 0 | 0 | 0 | 0 | 0 | 0
6 | 8 | 14 | 0 | 0 | 0 | 0 | 0 | 0 | 0 | 0 | 0
6 | 8 | 15 | 0 | 0 | 0 | 0 | 0 | 0 | 0 | 0 | 0
6 | 8 | 16 | 0 | 0 | 0 | 0 | 0 | 0 | 0 | 0 | 0
6 | 8 | 17 | 0 | 0 | 0 | 0 | 0 | 0 | 0 | 0 | 0
6 | 8 | 18 | 0 | 0 | 0 | 0 | 0 | 0 | 0 | 0 | 0
6 | 8 | 19 | 0 | 0 | 0 | 0 | 0 | 0 | 0 | 0 | 0
6 | 8 | 20 | 0 | 0 | 0 | 0 | 0 | 0 | 0 | 0 | 0
6 | 8 | 21 | 0 | 0 | 0 | 0 | 0 | 0 | 0 | 0 | 0
6 | 8 | 22 | 0 | 0 | 0 | 0 | 0 | 0 | 0 | 0 | 0
6 | 8 | 23 | 0 | 0 | 0 | 0 | 0 | 0 | 0 | 0 | 0
6 | 8 | 24 | 0 | 0 | 0 | 0 | 0 | 0 | 0 | 0 | 0
6 | 9 | 1 | 0 | 0 | 0 | 0 | 0 | 0 | 0 | 0 | 0
6 | 9 | 2 | 0 | 0 | 0 | 0 | 0 | 0 | 0 | 0 | 0
6 | 9 | 3 | 0 | 0 | 0 | 0 | 0 | 0 | 0 | 0 | 0
6 | 9 | 4 | 0 | 0 | 0 | 0 | 0 | 0 | 0 | 0 | 0
6 | 9 | 5 | 0 | 0 | 0 | 0 | 0 | 0 | 0 | 0 | 0
6 | 9 | 6 | 0 | 0 | 0 | 0 | 0 | 0 | 0 | 0 | 0
6 | 9 | 7 | 0 | 0 | 0 | 0 | 0 | 0 | 0 | 0 | 0
6 | 9 | 8 | 0 | 0 | 0 | 0 | 0 | 0 | 0 | 0 | 0
6 | 9 | 9 | 0 | 0 | 0 | 0 | 0 | 0 | 0 | 0 | 0
6 | 9 | 10 | 0 | 0 | 0 | 0 | 0 | 0 | 0 | 0 | 0
6 | 9 | 11 | 0 | 0 | 0 | 0 | 0 | 0 | 0 | 0 | 0
6 | 9 | 12 | 0 | 0 | 0 | 0 | 0 | 0 | 0 | 0 | 0
6 | 9 | 13 | 0 | 0 | 0 | 0 | 0 | 0 | 0 | 0 | 0
6 | 9 | 14 | 0 | 0 | 0 | 0 | 0 | 0 | 0 | 0 | 0
6 | 9 | 15 | 0 | 0 | 0 | 0 | 0 | 0 | 0 | 0 | 0
6 | 9 | 16 | 0 | 0 | 0 | 0 | 0 | 0 | 0 | 0 | 0
6 | 9 | 17 | 0 | 0 | 0 | 0 | 0 | 0 | 0 | 0 | 0
6 | 9 | 18 | 0 | 0 | 0 | 0 | 0 | 0 | 0 | 0 | 0
6 | 9 | 19 | 0 | 0 | 0 | 0 | 0 | 0 | 0 | 0 | 0
6 | 9 | 20 | 0 | 0 | 0 | 0 | 0 | 0 | 0 | 0 | 0
6 | 9 | 21 | 0 | 0 | 0 | 0 | 0 | 0 | 0 | 0 | 0
6 | 9 | 22 | 0 | 0 | 0 | 0 | 0 | 0 | 0 | 0 | 0
6 | 9 | 23 | 0 | 0 | 0 | 0 | 0 | 0 | 0 | 0 | 0
6 | 9 | 24 | 0 | 0 | 0 | 0 | 0 | 0 | 0 | 0 | 0
6 | 10 | 1 | 0 | 0 | 0 | 0 | 0 | 0 | 0 | 0 | 0
6 | 10 | 2 | 0 | 0 | 0 | 0 | 0 | 0 | 0 | 0 | 0
6 | 10 | 3 | 0 | 0 | 0 | 0 | 0 | 0 | 0 | 0 | 0
6 | 10 | 4 | 0 | 0 | 0 | 0 | 0 | 0 | 0 | 0 | 0
6 | 10 | 5 | 0 | 0 | 0 | 0 | 0 | 0 | 0 | 0 | 0
6 | 10 | 6 | 0 | 0 | 0 | 0 | 0 | 0 | 0 | 0 | 0
6 | 10 | 7 | 0 | 0 | 0 | 0 | 0 | 0 | 0 | 0 | 0
6 | 10 | 8 | 0 | 0 | 0 | 0 | 0 | 0 | 0 | 0 | 0
6 | 10 | 9 | 0 | 0 | 0 | 0 | 0 | 0 | 0 | 0 | 0
6 | 10 | 10 | 0 | 0 | 0 | 0 | 0 | 0 | 0 | 0 | 0
6 | 10 | 11 | 0 | 0 | 0 | 0 | 0 | 0 | 0 | 0 | 0
6 | 10 | 12 | 0 | 0 | 0 | 0 | 0 | 0 | 0 | 0 | 0
6 | 10 | 13 | 0 | 0 | 0 | 0 | 0 | 0 | 0 | 0 | 0
6 | 10 | 14 | 0 | 0 | 0 | 0 | 0 | 0 | 0 | 0 | 0
6 | 10 | 15 | 0 | 0 | 0 | 0 | 0 | 0 | 0 | 0 | 0
6 | 10 | 16 | 0 | 0 | 0 | 0 | 0 | 0 | 0 | 0 | 0
6 | 10 | 17 | 0 | 0 | 0 | 0 | 0 | 0 | 0 | 0 | 0
6 | 10 | 18 | 0 | 0 | 0 | 0 | 0 | 0 | 0 | 0 | 0
6 | 10 | 19 | 0 | 0 | 0 | 0 | 0 | 0 | 0 | 0 | 0
6 | 10 | 20 | 0 | 0 | 0 | 0 | 0 | 0 | 0 | 0 | 0
6 | 10 | 21 | 0 | 0 | 0 | 0 | 0 | 0 | 0 | 0 | 0
6 | 10 | 22 | 0 | 0 | 0 | 0 | 0 | 0 | 0 | 0 | 0
6 | 10 | 23 | 0 | 0 | 0 | 0 | 0 | 0 | 0 | 0 | 0
6 | 10 | 24 | 0 | 0 | 0 | 0 | 0 | 0 | 0 | 0 | 0
6 | 11 | 1 | 0 | 0 | 0 | 0 | 0 | 0 | 0 | 0 | 0
6 | 11 | 2 | 0 | 0 | 0 | 0 | 0 | 0 | 0 | 0 | 0
6 | 11 | 3 | 0 | 0 | 0 | 0 | 0 | 0 | 0 | 0 | 0
6 | 11 | 4 | 0 | 0 | 0 | 0 | 0 | 0 | 0 | 0 | 0
6 | 11 | 5 | 0 | 0 | 0 | 0 | 0 | 0 | 0 | 0 | 0
6 | 11 | 6 | 0 | 0 | 0 | 0 | 0 | 0 | 0 | 0 | 0
6 | 11 | 7 | 0 | 0 | 0 | 0 | 0 | 0 | 0 | 0 | 0
6 | 11 | 8 | 0 | 0 | 0 | 0 | 0 | 0 | 0 | 0 | 0
6 | 11 | 9 | 0 | 0 | 0 | 0 | 0 | 0 | 0 | 0 | 0
6 | 11 | 10 | 0 | 0 | 0 | 0 | 0 | 0 | 0 | 0 | 0
6 | 11 | 11 | 0 | 0 | 0 | 0 | 0 | 0 | 0 | 0 | 0
6 | 11 | 12 | 0 | 0 | 0 | 0 | 0 | 0 | 0 | 0 | 0
6 | 11 | 13 | 0 | 0 | 0 | 0 | 0 | 0 | 0 | 0 | 0
6 | 11 | 14 | 0 | 0 | 0 | 0 | 0 | 0 | 0 | 0 | 0
6 | 11 | 15 | 0 | 0 | 0 | 0 | 0 | 0 | 0 | 0 | 0
6 | 11 | 16 | 0 | 0 | 0 | 0 | 0 | 0 | 0 | 0 | 0
6 | 11 | 17 | 0 | 0 | 0 | 0 | 0 | 0 | 0 | 0 | 0
6 | 11 | 18 | 0 | 0 | 0 | 0 | 0 | 0 | 0 | 0 | 0
6 | 11 | 19 | 0 | 0 | 0 | 0 | 0 | 0 | 0 | 0 | 0
6 | 11 | 20 | 0 | 0 | 0 | 0 | 0 | 0 | 0 | 0 | 0
6 | 11 | 21 | 0 | 0 | 0 | 0 | 0 | 0 | 0 | 0 | 0
6 | 11 | 22 | 0 | 0 | 0 | 0 | 0 | 0 | 0 | 0 | 0
6 | 11 | 23 | 0 | 0 | 0 | 0 | 0 | 0 | 0 | 0 | 0
6 | 11 | 24 | 0 | 0 | 0 | 0 | 0 | 0 | 0 | 0 | 0
6 | 12 | 1 | 0 | 0 | 0 | 0 | 0 | 0 | 0 | 0 | 0
6 | 12 | 2 | 0 | 0 | 0 | 0 | 0 | 0 | 0 | 0 | 0
6 | 12 | 3 | 0 | 0 | 0 | 0 | 0 | 0 | 0 | 0 | 0
6 | 12 | 4 | 0 | 0 | 0 | 0 | 0 | 0 | 0 | 0 | 0
6 | 12 | 5 | 0 | 0 | 0 | 0 | 0 | 0 | 0 | 0 | 0
6 | 12 | 6 | 0 | 0 | 0 | 0 | 0 | 0 | 0 | 0 | 0
6 | 12 | 7 | 0 | 0 | 0 | 0 | 0 | 0 | 0 | 0 | 0
6 | 12 | 8 | 0 | 0 | 0 | 0 | 0 | 0 | 0 | 0 | 0
6 | 12 | 9 | 0 | 0 | 0 | 0 | 0 | 0 | 0 | 0 | 0
6 | 12 | 10 | 0 | 0 | 0 | 0 | 0 | 0 | 0 | 0 | 0
6 | 12 | 11 | 0 | 0 | 0 | 0 | 0 | 0 | 0 | 0 | 0
6 | 12 | 12 | 0 | 0 | 0 | 0 | 0 | 0 | 0 | 0 | 0
6 | 12 | 13 | 0 | 0 | 0 | 0 | 0 | 0 | 0 | 0 | 0
6 | 12 | 14 | 0 | 0 | 0 | 0 | 0 | 0 | 0 | 0 | 0
6 | 12 | 15 | 0 | 0 | 0 | 0 | 0 | 0 | 0 | 0 | 0
6 | 12 | 16 | 0 | 0 | 0 | 0 | 0 | 0 | 0 | 0 | 0
6 | 12 | 17 | 0 | 0 | 0 | 0 | 0 | 0 | 0 | 0 | 0
6 | 12 | 18 | 0 | 0 | 0 | 0 | 0 | 0 | 0 | 0 | 0
6 | 12 | 19 | 0 | 0 | 0 | 0 | 0 | 0 | 0 | 0 | 0
6 | 12 | 20 | 0 | 0 | 0 | 0 | 0 | 0 | 0 | 0 | 0
6 | 12 | 21 | 0 | 0 | 0 | 0 | 0 | 0 | 0 | 0 | 0
6 | 12 | 22 | 0 | 0 | 0 | 0 | 0 | 0 | 0 | 0 | 0
6 | 12 | 23 | 0 | 0 | 0 | 0 | 0 | 0 | 0 | 0 | 0
6 | 12 | 24 | 0 | 0 | 0 | 0 | 0 | 0 | 0 | 0 | 0
6 | 13 | 1 | 0 | 0 | 0 | 0 | 0 | 0 | 0 | 0 | 0
6 | 13 | 2 | 0 | 0 | 0 | 0 | 0 | 0 | 0 | 0 | 0
6 | 13 | 3 | 0 | 0 | 0 | 0 | 0 | 0 | 0 | 0 | 0
6 | 13 | 4 | 0 | 0 | 0 | 0 | 0 | 0 | 0 | 0 | 0
6 | 13 | 5 | 0 | 0 | 0 | 0 | 0 | 0 | 0 | 0 | 0
6 | 13 | 6 | 0 | 0 | 0 | 0 | 0 | 0 | 0 | 0 | 0
6 | 13 | 7 | 0 | 0 | 0 | 0 | 0 | 0 | 0 | 0 | 0
6 | 13 | 8 | 0 | 0 | 0 | 0 | 0 | 0 | 0 | 0 | 0
6 | 13 | 9 | 0 | 0 | 0 | 0 | 0 | 0 | 0 | 0 | 0
6 | 13 | 10 | 0 | 0 | 0 | 0 | 0 | 0 | 0 | 0 | 0
6 | 13 | 11 | 0 | 0 | 0 | 0 | 0 | 0 | 0 | 0 | 0
6 | 13 | 12 | 0 | 0 | 0 | 0 | 0 | 0 | 0 | 0 | 0
6 | 13 | 13 | 0 | 0 | 0 | 0 | 0 | 0 | 0 | 0 | 0
6 | 13 | 14 | 0 | 0 | 0 | 0 | 0 | 0 | 0 | 0 | 0
6 | 13 | 15 | 0 | 0 | 0 | 0 | 0 | 0 | 0 | 0 | 0
6 | 13 | 16 | 0 | 0 | 0 | 0 | 0 | 0 | 0 | 0 | 0
6 | 13 | 17 | 0 | 0 | 0 | 0 | 0 | 0 | 0 | 0 | 0
6 | 13 | 18 | 0 | 0 | 0 | 0 | 0 | 0 | 0 | 0 | 0
6 | 13 | 19 | 0 | 0 | 0 | 0 | 0 | 0 | 0 | 0 | 0
6 | 13 | 20 | 0 | 0 | 0 | 0 | 0 | 0 | 0 | 0 | 0
6 | 13 | 21 | 0 | 0 | 0 | 0 | 0 | 0 | 0 | 0 | 0
6 | 13 | 22 | 0 | 0 | 0 | 0 | 0 | 0 | 0 | 0 | 0
6 | 13 | 23 | 0 | 0 | 0 | 0 | 0 | 0 | 0 | 0 | 0
6 | 13 | 24 | 0 | 0 | 0 | 0 | 0 | 0 | 0 | 0 | 0
6 | 14 | 1 | 0 | 0 | 0 | 0 | 0 | 0 | 0 | 0 | 0
6 | 14 | 2 | 0 | 0 | 0 | 0 | 0 | 0 | 0 | 0 | 0
6 | 14 | 3 | 0 | 0 | 0 | 0 | 0 | 0 | 0 | 0 | 0
6 | 14 | 4 | 0 | 0 | 0 | 0 | 0 | 0 | 0 | 0 | 0
6 | 14 | 5 | 0 | 0 | 0 | 0 | 0 | 0 | 0 | 0 | 0
6 | 14 | 6 | 0 | 0 | 0 | 0 | 0 | 0 | 0 | 0 | 0
6 | 14 | 7 | 0 | 0 | 0 | 0 | 0 | 0 | 0 | 0 | 0
6 | 14 | 8 | 0 | 0 | 0 | 0 | 0 | 0 | 0 | 0 | 0
6 | 14 | 9 | 0 | 0 | 0 | 0 | 0 | 0 | 0 | 0 | 0
6 | 14 | 10 | 0 | 0 | 0 | 0 | 0 | 0 | 0 | 0 | 0
6 | 14 | 11 | 0 | 0 | 0 | 0 | 0 | 0 | 0 | 0 | 0
6 | 14 | 12 | 0 | 0 | 0 | 0 | 0 | 0 | 0 | 0 | 0
6 | 14 | 13 | 0 | 0 | 0 | 0 | 0 | 0 | 0 | 0 | 0
6 | 14 | 14 | 0 | 0 | 0 | 0 | 0 | 0 | 0 | 0 | 0
6 | 14 | 15 | 0 | 0 | 0 | 0 | 0 | 0 | 0 | 0 | 0
6 | 14 | 16 | 0 | 0 | 0 | 0 | 0 | 0 | 0 | 0 | 0
6 | 14 | 17 | 0 | 0 | 0 | 0 | 0 | 0 | 0 | 0 | 0
6 | 14 | 18 | 0 | 0 | 0 | 0 | 0 | 0 | 0 | 0 | 0
6 | 14 | 19 | 0 | 0 | 0 | 0 | 0 | 0 | 0 | 0 | 0
6 | 14 | 20 | 0 | 0 | 0 | 0 | 0 | 0 | 0 | 0 | 0
6 | 14 | 21 | 0 | 0 | 0 | 0 | 0 | 0 | 0 | 0 | 0
6 | 14 | 22 | 0 | 0 | 0 | 0 | 0 | 0 | 0 | 0 | 0
6 | 14 | 23 | 0 | 0 | 0 | 0 | 0 | 0 | 0 | 0 | 0
6 | 14 | 24 | 0 | 0 | 0 | 0 | 0 | 0 | 0 | 0 | 0
6 | 15 | 1 | 0 | 0 | 0 | 0 | 0 | 0 | 0 | 0 | 0
6 | 15 | 2 | 0 | 0 | 0 | 0 | 0 | 0 | 0 | 0 | 0
6 | 15 | 3 | 0 | 0 | 0 | 0 | 0 | 0 | 0 | 0 | 0
6 | 15 | 4 | 0 | 0 | 0 | 0 | 0 | 0 | 0 | 0 | 0
6 | 15 | 5 | 0 | 0 | 0 | 0 | 0 | 0 | 0 | 0 | 0
6 | 15 | 6 | 0 | 0 | 0 | 0 | 0 | 0 | 0 | 0 | 0
6 | 15 | 7 | 0 | 0 | 0 | 0 | 0 | 0 | 0 | 0 | 0
6 | 15 | 8 | 0 | 0 | 0 | 0 | 0 | 0 | 0 | 0 | 0
6 | 15 | 9 | 0 | 0 | 0 | 0 | 0 | 0 | 0 | 0 | 0
6 | 15 | 10 | 0 | 0 | 0 | 0 | 0 | 0 | 0 | 0 | 0
6 | 15 | 11 | 0 | 0 | 0 | 0 | 0 | 0 | 0 | 0 | 0
6 | 15 | 12 | 0 | 0 | 0 | 0 | 0 | 0 | 0 | 0 | 0
6 | 15 | 13 | 0 | 0 | 0 | 0 | 0 | 0 | 0 | 0 | 0
6 | 15 | 14 | 0 | 0 | 0 | 0 | 0 | 0 | 0 | 0 | 0
6 | 15 | 15 | 0 | 0 | 0 | 0 | 0 | 0 | 0 | 0 | 0
6 | 15 | 16 | 0 | 0 | 0 | 0 | 0 | 0 | 0 | 0 | 0
6 | 15 | 17 | 0 | 0 | 0 | 0 | 0 | 0 | 0 | 0 | 0
6 | 15 | 18 | 0 | 0 | 0 | 0 | 0 | 0 | 0 | 0 | 0
6 | 15 | 19 | 0 | 0 | 0 | 0 | 0 | 0 | 0 | 0 | 0
6 | 15 | 20 | 0 | 0 | 0 | 0 | 0 | 0 | 0 | 0 | 0
6 | 15 | 21 | 0 | 0 | 0 | 0 | 0 | 0 | 0 | 0 | 0
6 | 15 | 22 | 0 | 0 | 0 | 0 | 0 | 0 | 0 | 0 | 0
6 | 15 | 23 | 0 | 0 | 0 | 0 | 0 | 0 | 0 | 0 | 0
6 | 15 | 24 | 0 | 0 | 0 | 0 | 0 | 0 | 0 | 0 | 0
6 | 16 | 1 | 0 | 0 | 0 | 0 | 0 | 0 | 0 | 0 | 0
6 | 16 | 2 | 0 | 0 | 0 | 0 | 0 | 0 | 0 | 0 | 0
6 | 16 | 3 | 0 | 0 | 0 | 0 | 0 | 0 | 0 | 0 | 0
6 | 16 | 4 | 0 | 0 | 0 | 0 | 0 | 0 | 0 | 0 | 0
6 | 16 | 5 | 0 | 0 | 0 | 0 | 0 | 0 | 0 | 0 | 0
6 | 16 | 6 | 0 | 0 | 0 | 0 | 0 | 0 | 0 | 0 | 0
6 | 16 | 7 | 0 | 0 | 0 | 0 | 0 | 0 | 0 | 0 | 0
6 | 16 | 8 | 0 | 0 | 0 | 0 | 0 | 0 | 0 | 0 | 0
6 | 16 | 9 | 0 | 0 | 0 | 0 | 0 | 0 | 0 | 0 | 0
6 | 16 | 10 | 0 | 0 | 0 | 0 | 0 | 0 | 0 | 0 | 0
6 | 16 | 11 | 0 | 0 | 0 | 0 | 0 | 0 | 0 | 0 | 0
6 | 16 | 12 | 0 | 0 | 0 | 0 | 0 | 0 | 0 | 0 | 0
6 | 16 | 13 | 0 | 0 | 0 | 0 | 0 | 0 | 0 | 0 | 0
6 | 16 | 14 | 0 | 0 | 0 | 0 | 0 | 0 | 0 | 0 | 0
6 | 16 | 15 | 0 | 0 | 0 | 0 | 0 | 0 | 0 | 0 | 0
6 | 16 | 16 | 0 | 0 | 0 | 0 | 0 | 0 | 0 | 0 | 0
6 | 16 | 17 | 0 | 0 | 0 | 0 | 0 | 0 | 0 | 0 | 0
6 | 16 | 18 | 0 | 0 | 0 | 0 | 0 | 0 | 0 | 0 | 0
6 | 16 | 19 | 0 | 0 | 0 | 0 | 0 | 0 | 0 | 0 | 0
6 | 16 | 20 | 0 | 0 | 0 | 0 | 0 | 0 | 0 | 0 | 0
6 | 16 | 21 | 0 | 0 | 0 | 0 | 0 | 0 | 0 | 0 | 0
6 | 16 | 22 | 0 | 0 | 0 | 0 | 0 | 0 | 0 | 0 | 0
6 | 16 | 23 | 0 | 0 | 0 | 0 | 0 | 0 | 0 | 0 | 0
6 | 16 | 24 | 0 | 0 | 0 | 0 | 0 | 0 | 0 | 0 | 0
6 | 17 | 1 | 0 | 0 | 0 | 0 | 0 | 0 | 0 | 0 | 0
6 | 17 | 2 | 0 | 0 | 0 | 0 | 0 | 0 | 0 | 0 | 0
6 | 17 | 3 | 0 | 0 | 0 | 0 | 0 | 0 | 0 | 0 | 0
6 | 17 | 4 | 0 | 0 | 0 | 0 | 0 | 0 | 0 | 0 | 0
6 | 17 | 5 | 0 | 0 | 0 | 0 | 0 | 0 | 0 | 0 | 0
6 | 17 | 6 | 0 | 0 | 0 | 0 | 0 | 0 | 0 | 0 | 0
6 | 17 | 7 | 0 | 0 | 0 | 0 | 0 | 0 | 0 | 0 | 0
6 | 17 | 8 | 0 | 0 | 0 | 0 | 0 | 0 | 0 | 0 | 0
6 | 17 | 9 | 0 | 0 | 0 | 0 | 0 | 0 | 0 | 0 | 0
6 | 17 | 10 | 0 | 0 | 0 | 0 | 0 | 0 | 0 | 0 | 0
6 | 17 | 11 | 0 | 0 | 0 | 0 | 0 | 0 | 0 | 0 | 0
6 | 17 | 12 | 0 | 0 | 0 | 0 | 0 | 0 | 0 | 0 | 0
6 | 17 | 13 | 0 | 0 | 0 | 0 | 0 | 0 | 0 | 0 | 0
6 | 17 | 14 | 0 | 0 | 0 | 0 | 0 | 0 | 0 | 0 | 0
6 | 17 | 15 | 0 | 0 | 0 | 0 | 0 | 0 | 0 | 0 | 0
6 | 17 | 16 | 0 | 0 | 0 | 0 | 0 | 0 | 0 | 0 | 0
6 | 17 | 17 | 0 | 0 | 0 | 0 | 0 | 0 | 0 | 0 | 0
6 | 17 | 18 | 0 | 0 | 0 | 0 | 0 | 0 | 0 | 0 | 0
6 | 17 | 19 | 0 | 0 | 0 | 0 | 0 | 0 | 0 | 0 | 0
6 | 17 | 20 | 0 | 0 | 0 | 0 | 0 | 0 | 0 | 0 | 0
6 | 17 | 21 | 0 | 0 | 0 | 0 | 0 | 0 | 0 | 0 | 0
6 | 17 | 22 | 0 | 0 | 0 | 0 | 0 | 0 | 0 | 0 | 0
6 | 17 | 23 | 0 | 0 | 0 | 0 | 0 | 0 | 0 | 0 | 0
6 | 17 | 24 | 0 | 0 | 0 | 0 | 0 | 0 | 0 | 0 | 0
6 | 18 | 1 | 0 | 0 | 0 | 0 | 0 | 0 | 0 | 0 | 0
6 | 18 | 2 | 0 | 0 | 0 | 0 | 0 | 0 | 0 | 0 | 0
6 | 18 | 3 | 0 | 0 | 0 | 0 | 0 | 0 | 0 | 0 | 0
6 | 18 | 4 | 0 | 0 | 0 | 0 | 0 | 0 | 0 | 0 | 0
6 | 18 | 5 | 0 | 0 | 0 | 0 | 0 | 0 | 0 | 0 | 0
6 | 18 | 6 | 0 | 0 | 0 | 0 | 0 | 0 | 0 | 0 | 0
6 | 18 | 7 | 0 | 0 | 0 | 0 | 0 | 0 | 0 | 0 | 0
6 | 18 | 8 | 0 | 0 | 0 | 0 | 0 | 0 | 0 | 0 | 0
6 | 18 | 9 | 0 | 0 | 0 | 0 | 0 | 0 | 0 | 0 | 0
6 | 18 | 10 | 0 | 0 | 0 | 0 | 0 | 0 | 0 | 0 | 0
6 | 18 | 11 | 0 | 0 | 0 | 0 | 0 | 0 | 0 | 0 | 0
6 | 18 | 12 | 0 | 0 | 0 | 0 | 0 | 0 | 0 | 0 | 0
6 | 18 | 13 | 0 | 0 | 0 | 0 | 0 | 0 | 0 | 0 | 0
6 | 18 | 14 | 0 | 0 | 0 | 0 | 0 | 0 | 0 | 0 | 0
6 | 18 | 15 | 0 | 0 | 0 | 0 | 0 | 0 | 0 | 0 | 0
6 | 18 | 16 | 0 | 0 | 0 | 0 | 0 | 0 | 0 | 0 | 0
6 | 18 | 17 | 0 | 0 | 0 | 0 | 0 | 0 | 0 | 0 | 0
6 | 18 | 18 | 0 | 0 | 0 | 0 | 0 | 0 | 0 | 0 | 0
6 | 18 | 19 | 0 | 0 | 0 | 0 | 0 | 0 | 0 | 0 | 0
6 | 18 | 20 | 0 | 0 | 0 | 0 | 0 | 0 | 0 | 0 | 0
6 | 18 | 21 | 0 | 0 | 0 | 0 | 0 | 0 | 0 | 0 | 0
6 | 18 | 22 | 0 | 0 | 0 | 0 | 0 | 0 | 0 | 0 | 0
6 | 18 | 23 | 0 | 0 | 0 | 0 | 0 | 0 | 0 | 0 | 0
6 | 18 | 24 | 0 | 0 | 0 | 0 | 0 | 0 | 0 | 0 | 0
6 | 19 | 1 | 0 | 0 | 0 | 0 | 0 | 0 | 0 | 0 | 0
6 | 19 | 2 | 0 | 0 | 0 | 0 | 0 | 0 | 0 | 0 | 0
6 | 19 | 3 | 0 | 0 | 0 | 0 | 0 | 0 | 0 | 0 | 0
6 | 19 | 4 | 0 | 0 | 0 | 0 | 0 | 0 | 0 | 0 | 0
6 | 19 | 5 | 0 | 0 | 0 | 0 | 0 | 0 | 0 | 0 | 0
6 | 19 | 6 | 0 | 0 | 0 | 0 | 0 | 0 | 0 | 0 | 0
6 | 19 | 7 | 0 | 0 | 0 | 0 | 0 | 0 | 0 | 0 | 0
6 | 19 | 8 | 0 | 0 | 0 | 0 | 0 | 0 | 0 | 0 | 0
6 | 19 | 9 | 0 | 0 | 0 | 0 | 0 | 0 | 0 | 0 | 0
6 | 19 | 10 | 0 | 0 | 0 | 0 | 0 | 0 | 0 | 0 | 0
6 | 19 | 11 | 0 | 0 | 0 | 0 | 0 | 0 | 0 | 0 | 0
6 | 19 | 12 | 0 | 0 | 0 | 0 | 0 | 0 | 0 | 0 | 0
6 | 19 | 13 | 0 | 0 | 0 | 0 | 0 | 0 | 0 | 0 | 0
6 | 19 | 14 | 0 | 0 | 0 | 0 | 0 | 0 | 0 | 0 | 0
6 | 19 | 15 | 0 | 0 | 0 | 0 | 0 | 0 | 0 | 0 | 0
6 | 19 | 16 | 0 | 0 | 0 | 0 | 0 | 0 | 0 | 0 | 0
6 | 19 | 17 | 0 | 0 | 0 | 0 | 0 | 0 | 0 | 0 | 0
6 | 19 | 18 | 0 | 0 | 0 | 0 | 0 | 0 | 0 | 0 | 0
6 | 19 | 19 | 0 | 0 | 0 | 0 | 0 | 0 | 0 | 0 | 0
6 | 19 | 20 | 0 | 0 | 0 | 0 | 0 | 0 | 0 | 0 | 0
6 | 19 | 21 | 0 | 0 | 0 | 0 | 0 | 0 | 0 | 0 | 0
6 | 19 | 22 | 0 | 0 | 0 | 0 | 0 | 0 | 0 | 0 | 0
6 | 19 | 23 | 0 | 0 | 0 | 0 | 0 | 0 | 0 | 0 | 0
6 | 19 | 24 | 0 | 0 | 0 | 0 | 0 | 0 | 0 | 0 | 0
6 | 20 | 1 | 0 | 0 | 0 | 0 | 0 | 0 | 0 | 0 | 0
6 | 20 | 2 | 0 | 0 | 0 | 0 | 0 | 0 | 0 | 0 | 0
6 | 20 | 3 | 0 | 0 | 0 | 0 | 0 | 0 | 0 | 0 | 0
6 | 20 | 4 | 0 | 0 | 0 | 0 | 0 | 0 | 0 | 0 | 0
6 | 20 | 5 | 0 | 0 | 0 | 0 | 0 | 0 | 0 | 0 | 0
6 | 20 | 6 | 0 | 0 | 0 | 0 | 0 | 0 | 0 | 0 | 0
6 | 20 | 7 | 0 | 0 | 0 | 0 | 0 | 0 | 0 | 0 | 0
6 | 20 | 8 | 0 | 0 | 0 | 0 | 0 | 0 | 0 | 0 | 0
6 | 20 | 9 | 0 | 0 | 0 | 0 | 0 | 0 | 0 | 0 | 0
6 | 20 | 10 | 0 | 0 | 0 | 0 | 0 | 0 | 0 | 0 | 0
6 | 20 | 11 | 0 | 0 | 0 | 0 | 0 | 0 | 0 | 0 | 0
6 | 20 | 12 | 0 | 0 | 0 | 0 | 0 | 0 | 0 | 0 | 0
6 | 20 | 13 | 0 | 0 | 0 | 0 | 0 | 0 | 0 | 0 | 0
6 | 20 | 14 | 0 | 0 | 0 | 0 | 0 | 0 | 0 | 0 | 0
6 | 20 | 15 | 0 | 0 | 0 | 0 | 0 | 0 | 0 | 0 | 0
6 | 20 | 16 | 0 | 0 | 0 | 0 | 0 | 0 | 0 | 0 | 0
6 | 20 | 17 | 0 | 0 | 0 | 0 | 0 | 0 | 0 | 0 | 0
6 | 20 | 18 | 0 | 0 | 0 | 0 | 0 | 0 | 0 | 0 | 0
6 | 20 | 19 | 0 | 0 | 0 | 0 | 0 | 0 | 0 | 0 | 0
6 | 20 | 20 | 0 | 0 | 0 | 0 | 0 | 0 | 0 | 0 | 0
6 | 20 | 21 | 0 | 0 | 0 | 0 | 0 | 0 | 0 | 0 | 0
6 | 20 | 22 | 0 | 0 | 0 | 0 | 0 | 0 | 0 | 0 | 0
6 | 20 | 23 | 0 | 0 | 0 | 0 | 0 | 0 | 0 | 0 | 0
6 | 20 | 24 | 0 | 0 | 0 | 0 | 0 | 0 | 0 | 0 | 0
6 | 21 | 1 | 0 | 0 | 0 | 0 | 0 | 0 | 0 | 0 | 0
6 | 21 | 2 | 0 | 0 | 0 | 0 | 0 | 0 | 0 | 0 | 0
6 | 21 | 3 | 0 | 0 | 0 | 0 | 0 | 0 | 0 | 0 | 0
6 | 21 | 4 | 0 | 0 | 0 | 0 | 0 | 0 | 0 | 0 | 0
6 | 21 | 5 | 0 | 0 | 0 | 0 | 0 | 0 | 0 | 0 | 0
6 | 21 | 6 | 0 | 0 | 0 | 0 | 0 | 0 | 0 | 0 | 0
6 | 21 | 7 | 0 | 0 | 0 | 0 | 0 | 0 | 0 | 0 | 0
6 | 21 | 8 | 0 | 0 | 0 | 0 | 0 | 0 | 0 | 0 | 0
6 | 21 | 9 | 0 | 0 | 0 | 0 | 0 | 0 | 0 | 0 | 0
6 | 21 | 10 | 0 | 0 | 0 | 0 | 0 | 0 | 0 | 0 | 0
6 | 21 | 11 | 0 | 0 | 0 | 0 | 0 | 0 | 0 | 0 | 0
6 | 21 | 12 | 0 | 0 | 0 | 0 | 0 | 0 | 0 | 0 | 0
6 | 21 | 13 | 0 | 0 | 0 | 0 | 0 | 0 | 0 | 0 | 0
6 | 21 | 14 | 0 | 0 | 0 | 0 | 0 | 0 | 0 | 0 | 0
6 | 21 | 15 | 0 | 0 | 0 | 0 | 0 | 0 | 0 | 0 | 0
6 | 21 | 16 | 0 | 0 | 0 | 0 | 0 | 0 | 0 | 0 | 0
6 | 21 | 17 | 0 | 0 | 0 | 0 | 0 | 0 | 0 | 0 | 0
6 | 21 | 18 | 0 | 0 | 0 | 0 | 0 | 0 | 0 | 0 | 0
6 | 21 | 19 | 0 | 0 | 0 | 0 | 0 | 0 | 0 | 0 | 0
6 | 21 | 20 | 0 | 0 | 0 | 0 | 0 | 0 | 0 | 0 | 0
6 | 21 | 21 | 0 | 0 | 0 | 0 | 0 | 0 | 0 | 0 | 0
6 | 21 | 22 | 0 | 0 | 0 | 0 | 0 | 0 | 0 | 0 | 0
6 | 21 | 23 | 0 | 0 | 0 | 0 | 0 | 0 | 0 | 0 | 0
6 | 21 | 24 | 0 | 0 | 0 | 0 | 0 | 0 | 0 | 0 | 0
6 | 22 | 1 | 0 | 0 | 0 | 0 | 0 | 0 | 0 | 0 | 0
6 | 22 | 2 | 0 | 0 | 0 | 0 | 0 | 0 | 0 | 0 | 0
6 | 22 | 3 | 0 | 0 | 0 | 0 | 0 | 0 | 0 | 0 | 0
6 | 22 | 4 | 0 | 0 | 0 | 0 | 0 | 0 | 0 | 0 | 0
6 | 22 | 5 | 0 | 0 | 0 | 0 | 0 | 0 | 0 | 0 | 0
6 | 22 | 6 | 0 | 0 | 0 | 0 | 0 | 0 | 0 | 0 | 0
6 | 22 | 7 | 0 | 0 | 0 | 0 | 0 | 0 | 0 | 0 | 0
6 | 22 | 8 | 0 | 0 | 0 | 0 | 0 | 0 | 0 | 0 | 0
6 | 22 | 9 | 0 | 0 | 0 | 0 | 0 | 0 | 0 | 0 | 0
6 | 22 | 10 | 0 | 0 | 0 | 0 | 0 | 0 | 0 | 0 | 0
6 | 22 | 11 | 0 | 0 | 0 | 0 | 0 | 0 | 0 | 0 | 0
6 | 22 | 12 | 0 | 0 | 0 | 0 | 0 | 0 | 0 | 0 | 0
6 | 22 | 13 | 0 | 0 | 0 | 0 | 0 | 0 | 0 | 0 | 0
6 | 22 | 14 | 0 | 0 | 0 | 0 | 0 | 0 | 0 | 0 | 0
6 | 22 | 15 | 0 | 0 | 0 | 0 | 0 | 0 | 0 | 0 | 0
6 | 22 | 16 | 0 | 0 | 0 | 0 | 0 | 0 | 0 | 0 | 0
6 | 22 | 17 | 0 | 0 | 0 | 0 | 0 | 0 | 0 | 0 | 0
6 | 22 | 18 | 0 | 0 | 0 | 0 | 0 | 0 | 0 | 0 | 0
6 | 22 | 19 | 0 | 0 | 0 | 0 | 0 | 0 | 0 | 0 | 0
6 | 22 | 20 | 0 | 0 | 0 | 0 | 0 | 0 | 0 | 0 | 0
6 | 22 | 21 | 0 | 0 | 0 | 0 | 0 | 0 | 0 | 0 | 0
6 | 22 | 22 | 0 | 0 | 0 | 0 | 0 | 0 | 0 | 0 | 0
6 | 22 | 23 | 0 | 0 | 0 | 0 | 0 | 0 | 0 | 0 | 0
6 | 22 | 24 | 0 | 0 | 0 | 0 | 0 | 0 | 0 | 0 | 0
6 | 23 | 1 | 0 | 0 | 0 | 0 | 0 | 0 | 0 | 0 | 0
6 | 23 | 2 | 0 | 0 | 0 | 0 | 0 | 0 | 0 | 0 | 0
6 | 23 | 3 | 0 | 0 | 0 | 0 | 0 | 0 | 0 | 0 | 0
6 | 23 | 4 | 0 | 0 | 0 | 0 | 0 | 0 | 0 | 0 | 0
6 | 23 | 5 | 0 | 0 | 0 | 0 | 0 | 0 | 0 | 0 | 0
6 | 23 | 6 | 0 | 0 | 0 | 0 | 0 | 0 | 0 | 0 | 0
6 | 23 | 7 | 0 | 0 | 0 | 0 | 0 | 0 | 0 | 0 | 0
6 | 23 | 8 | 0 | 0 | 0 | 0 | 0 | 0 | 0 | 0 | 0
6 | 23 | 9 | 0 | 0 | 0 | 0 | 0 | 0 | 0 | 0 | 0
6 | 23 | 10 | 0 | 0 | 0 | 0 | 0 | 0 | 0 | 0 | 0
6 | 23 | 11 | 0 | 0 | 0 | 0 | 0 | 0 | 0 | 0 | 0
6 | 23 | 12 | 0 | 0 | 0 | 0 | 0 | 0 | 0 | 0 | 0
6 | 23 | 13 | 0 | 0 | 0 | 0 | 0 | 0 | 0 | 0 | 0
6 | 23 | 14 | 0 | 0 | 0 | 0 | 0 | 0 | 0 | 0 | 0
6 | 23 | 15 | 0 | 0 | 0 | 0 | 0 | 0 | 0 | 0 | 0
6 | 23 | 16 | 0 | 0 | 0 | 0 | 0 | 0 | 0 | 0 | 0
6 | 23 | 17 | 0 | 0 | 0 | 0 | 0 | 0 | 0 | 0 | 0
6 | 23 | 18 | 0 | 0 | 0 | 0 | 0 | 0 | 0 | 0 | 0
6 | 23 | 19 | 0 | 0 | 0 | 0 | 0 | 0 | 0 | 0 | 0
6 | 23 | 20 | 0 | 0 | 0 | 0 | 0 | 0 | 0 | 0 | 0
6 | 23 | 21 | 0 | 0 | 0 | 0 | 0 | 0 | 0 | 0 | 0
6 | 23 | 22 | 0 | 0 | 0 | 0 | 0 | 0 | 0 | 0 | 0
6 | 23 | 23 | 0 | 0 | 0 | 0 | 0 | 0 | 0 | 0 | 0
6 | 23 | 24 | 0 | 0 | 0 | 0 | 0 | 0 | 0 | 0 | 0
6 | 24 | 1 | 0 | 0 | 0 | 0 | 0 | 0 | 0 | 0 | 0
6 | 24 | 2 | 0 | 0 | 0 | 0 | 0 | 0 | 0 | 0 | 0
6 | 24 | 3 | 0 | 0 | 0 | 0 | 0 | 0 | 0 | 0 | 0
6 | 24 | 4 | 0 | 0 | 0 | 0 | 0 | 0 | 0 | 0 | 0
6 | 24 | 5 | 0 | 0 | 0 | 0 | 0 | 0 | 0 | 0 | 0
6 | 24 | 6 | 0 | 0 | 0 | 0 | 0 | 0 | 0 | 0 | 0
6 | 24 | 7 | 0 | 0 | 0 | 0 | 0 | 0 | 0 | 0 | 0
6 | 24 | 8 | 0 | 0 | 0 | 0 | 0 | 0 | 0 | 0 | 0
6 | 24 | 9 | 0 | 0 | 0 | 0 | 0 | 0 | 0 | 0 | 0
6 | 24 | 10 | 0 | 0 | 0 | 0 | 0 | 0 | 0 | 0 | 0
6 | 24 | 11 | 0 | 0 | 0 | 0 | 0 | 0 | 0 | 0 | 0
6 | 24 | 12 | 0 | 0 | 0 | 0 | 0 | 0 | 0 | 0 | 0
6 | 24 | 13 | 0 | 0 | 0 | 0 | 0 | 0 | 0 | 0 | 0
6 | 24 | 14 | 0 | 0 | 0 | 0 | 0 | 0 | 0 | 0 | 0
6 | 24 | 15 | 0 | 0 | 0 | 0 | 0 | 0 | 0 | 0 | 0
6 | 24 | 16 | 0 | 0 | 0 | 0 | 0 | 0 | 0 | 0 | 0
6 | 24 | 17 | 0 | 0 | 0 | 0 | 0 | 0 | 0 | 0 | 0
6 | 24 | 18 | 0 | 0 | 0 | 0 | 0 | 0 | 0 | 0 | 0
6 | 24 | 19 | 0 | 0 | 0 | 0 | 0 | 0 | 0 | 0 | 0
6 | 24 | 20 | 0 | 0 | 0 | 0 | 0 | 0 | 0 | 0 | 0
6 | 24 | 21 | 0 | 0 | 0 | 0 | 0 | 0 | 0 | 0 | 0
6 | 24 | 22 | 0 | 0 | 0 | 0 | 0 | 0 | 0 | 0 | 0
6 | 24 | 23 | 0 | 0 | 0 | 0 | 0 | 0 | 0 | 0 | 0
6 | 24 | 24 | 0 | 0 | 0 | 0 | 0 | 0 | 0 | 0 | 0
6 | 25 | 1 | 0 | 0 | 0 | 0 | 0 | 0 | 0 | 0 | 0
6 | 25 | 2 | 0 | 0 | 0 | 0 | 0 | 0 | 0 | 0 | 0
6 | 25 | 3 | 0 | 0 | 0 | 0 | 0 | 0 | 0 | 0 | 0
6 | 25 | 4 | 0 | 0 | 0 | 0 | 0 | 0 | 0 | 0 | 0
6 | 25 | 5 | 0 | 0 | 0 | 0 | 0 | 0 | 0 | 0 | 0
6 | 25 | 6 | 0 | 0 | 0 | 0 | 0 | 0 | 0 | 0 | 0
6 | 25 | 7 | 0 | 0 | 0 | 0 | 0 | 0 | 0 | 0 | 0
6 | 25 | 8 | 0 | 0 | 0 | 0 | 0 | 0 | 0 | 0 | 0
6 | 25 | 9 | 0 | 0 | 0 | 0 | 0 | 0 | 0 | 0 | 0
6 | 25 | 10 | 0 | 0 | 0 | 0 | 0 | 0 | 0 | 0 | 0
6 | 25 | 11 | 0 | 0 | 0 | 0 | 0 | 0 | 0 | 0 | 0
6 | 25 | 12 | 0 | 0 | 0 | 0 | 0 | 0 | 0 | 0 | 0
6 | 25 | 13 | 0 | 0 | 0 | 0 | 0 | 0 | 0 | 0 | 0
6 | 25 | 14 | 0 | 0 | 0 | 0 | 0 | 0 | 0 | 0 | 0
6 | 25 | 15 | 0 | 0 | 0 | 0 | 0 | 0 | 0 | 0 | 0
6 | 25 | 16 | 0 | 0 | 0 | 0 | 0 | 0 | 0 | 0 | 0
6 | 25 | 17 | 0 | 0 | 0 | 0 | 0 | 0 | 0 | 0 | 0
6 | 25 | 18 | 0 | 0 | 0 | 0 | 0 | 0 | 0 | 0 | 0
6 | 25 | 19 | 0 | 0 | 0 | 0 | 0 | 0 | 0 | 0 | 0
6 | 25 | 20 | 0 | 0 | 0 | 0 | 0 | 0 | 0 | 0 | 0
6 | 25 | 21 | 0 | 0 | 0 | 0 | 0 | 0 | 0 | 0 | 0
6 | 25 | 22 | 0 | 0 | 0 | 0 | 0 | 0 | 0 | 0 | 0
6 | 25 | 23 | 0 | 0 | 0 | 0 | 0 | 0 | 0 | 0 | 0
6 | 25 | 24 | 0 | 0 | 0 | 0 | 0 | 0 | 0 | 0 | 0
6 | 26 | 1 | 0 | 0 | 0 | 0 | 0 | 0 | 0 | 0 | 0
6 | 26 | 2 | 0 | 0 | 0 | 0 | 0 | 0 | 0 | 0 | 0
6 | 26 | 3 | 0 | 0 | 0 | 0 | 0 | 0 | 0 | 0 | 0
6 | 26 | 4 | 0 | 0 | 0 | 0 | 0 | 0 | 0 | 0 | 0
6 | 26 | 5 | 0 | 0 | 0 | 0 | 0 | 0 | 0 | 0 | 0
6 | 26 | 6 | 0 | 0 | 0 | 0 | 0 | 0 | 0 | 0 | 0
6 | 26 | 7 | 0 | 0 | 0 | 0 | 0 | 0 | 0 | 0 | 0
6 | 26 | 8 | 0 | 0 | 0 | 0 | 0 | 0 | 0 | 0 | 0
6 | 26 | 9 | 0 | 0 | 0 | 0 | 0 | 0 | 0 | 0 | 0
6 | 26 | 10 | 0 | 0 | 0 | 0 | 0 | 0 | 0 | 0 | 0
6 | 26 | 11 | 0 | 0 | 0 | 0 | 0 | 0 | 0 | 0 | 0
6 | 26 | 12 | 0 | 0 | 0 | 0 | 0 | 0 | 0 | 0 | 0
6 | 26 | 13 | 0 | 0 | 0 | 0 | 0 | 0 | 0 | 0 | 0
6 | 26 | 14 | 0 | 0 | 0 | 0 | 0 | 0 | 0 | 0 | 0
6 | 26 | 15 | 0 | 0 | 0 | 0 | 0 | 0 | 0 | 0 | 0
6 | 26 | 16 | 0 | 0 | 0 | 0 | 0 | 0 | 0 | 0 | 0
6 | 26 | 17 | 0 | 0 | 0 | 0 | 0 | 0 | 0 | 0 | 0
6 | 26 | 18 | 0 | 0 | 0 | 0 | 0 | 0 | 0 | 0 | 0
6 | 26 | 19 | 0 | 0 | 0 | 0 | 0 | 0 | 0 | 0 | 0
6 | 26 | 20 | 0 | 0 | 0 | 0 | 0 | 0 | 0 | 0 | 0
6 | 26 | 21 | 0 | 0 | 0 | 0 | 0 | 0 | 0 | 0 | 0
6 | 26 | 22 | 0 | 0 | 0 | 0 | 0 | 0 | 0 | 0 | 0
6 | 26 | 23 | 0 | 0 | 0 | 0 | 0 | 0 | 0 | 0 | 0
6 | 26 | 24 | 0 | 0 | 0 | 0 | 0 | 0 | 0 | 0 | 0
6 | 27 | 1 | 0 | 0 | 0 | 0 | 0 | 0 | 0 | 0 | 0
6 | 27 | 2 | 0 | 0 | 0 | 0 | 0 | 0 | 0 | 0 | 0
6 | 27 | 3 | 0 | 0 | 0 | 0 | 0 | 0 | 0 | 0 | 0
6 | 27 | 4 | 0 | 0 | 0 | 0 | 0 | 0 | 0 | 0 | 0
6 | 27 | 5 | 0 | 0 | 0 | 0 | 0 | 0 | 0 | 0 | 0
6 | 27 | 6 | 0 | 0 | 0 | 0 | 0 | 0 | 0 | 0 | 0
6 | 27 | 7 | 0 | 0 | 0 | 0 | 0 | 0 | 0 | 0 | 0
6 | 27 | 8 | 0 | 0 | 0 | 0 | 0 | 0 | 0 | 0 | 0
6 | 27 | 9 | 0 | 0 | 0 | 0 | 0 | 0 | 0 | 0 | 0
6 | 27 | 10 | 0 | 0 | 0 | 0 | 0 | 0 | 0 | 0 | 0
6 | 27 | 11 | 0 | 0 | 0 | 0 | 0 | 0 | 0 | 0 | 0
6 | 27 | 12 | 0 | 0 | 0 | 0 | 0 | 0 | 0 | 0 | 0
6 | 27 | 13 | 0 | 0 | 0 | 0 | 0 | 0 | 0 | 0 | 0
6 | 27 | 14 | 0 | 0 | 0 | 0 | 0 | 0 | 0 | 0 | 0
6 | 27 | 15 | 0 | 0 | 0 | 0 | 0 | 0 | 0 | 0 | 0
6 | 27 | 16 | 0 | 0 | 0 | 0 | 0 | 0 | 0 | 0 | 0
6 | 27 | 17 | 0 | 0 | 0 | 0 | 0 | 0 | 0 | 0 | 0
6 | 27 | 18 | 0 | 0 | 0 | 0 | 0 | 0 | 0 | 0 | 0
6 | 27 | 19 | 0 | 0 | 0 | 0 | 0 | 0 | 0 | 0 | 0
6 | 27 | 20 | 0 | 0 | 0 | 0 | 0 | 0 | 0 | 0 | 0
6 | 27 | 21 | 0 | 0 | 0 | 0 | 0 | 0 | 0 | 0 | 0
6 | 27 | 22 | 0 | 0 | 0 | 0 | 0 | 0 | 0 | 0 | 0
6 | 27 | 23 | 0 | 0 | 0 | 0 | 0 | 0 | 0 | 0 | 0
6 | 27 | 24 | 0 | 0 | 0 | 0 | 0 | 0 | 0 | 0 | 0
6 | 28 | 1 | 0 | 0 | 0 | 0 | 0 | 0 | 0 | 0 | 0
6 | 28 | 2 | 0 | 0 | 0 | 0 | 0 | 0 | 0 | 0 | 0
6 | 28 | 3 | 0 | 0 | 0 | 0 | 0 | 0 | 0 | 0 | 0
6 | 28 | 4 | 0 | 0 | 0 | 0 | 0 | 0 | 0 | 0 | 0
6 | 28 | 5 | 0 | 0 | 0 | 0 | 0 | 0 | 0 | 0 | 0
6 | 28 | 6 | 0 | 0 | 0 | 0 | 0 | 0 | 0 | 0 | 0
6 | 28 | 7 | 0 | 0 | 0 | 0 | 0 | 0 | 0 | 0 | 0
6 | 28 | 8 | 0 | 0 | 0 | 0 | 0 | 0 | 0 | 0 | 0
6 | 28 | 9 | 0 | 0 | 0 | 0 | 0 | 0 | 0 | 0 | 0
6 | 28 | 10 | 0 | 0 | 0 | 0 | 0 | 0 | 0 | 0 | 0
6 | 28 | 11 | 0 | 0 | 0 | 0 | 0 | 0 | 0 | 0 | 0
6 | 28 | 12 | 0 | 0 | 0 | 0 | 0 | 0 | 0 | 0 | 0
6 | 28 | 13 | 0 | 0 | 0 | 0 | 0 | 0 | 0 | 0 | 0
6 | 28 | 14 | 0 | 0 | 0 | 0 | 0 | 0 | 0 | 0 | 0
6 | 28 | 15 | 0 | 0 | 0 | 0 | 0 | 0 | 0 | 0 | 0
6 | 28 | 16 | 0 | 0 | 0 | 0 | 0 | 0 | 0 | 0 | 0
6 | 28 | 17 | 0 | 0 | 0 | 0 | 0 | 0 | 0 | 0 | 0
6 | 28 | 18 | 0 | 0 | 0 | 0 | 0 | 0 | 0 | 0 | 0
6 | 28 | 19 | 0 | 0 | 0 | 0 | 0 | 0 | 0 | 0 | 0
6 | 28 | 20 | 0 | 0 | 0 | 0 | 0 | 0 | 0 | 0 | 0
6 | 28 | 21 | 0 | 0 | 0 | 0 | 0 | 0 | 0 | 0 | 0
6 | 28 | 22 | 0 | 0 | 0 | 0 | 0 | 0 | 0 | 0 | 0
6 | 28 | 23 | 0 | 0 | 0 | 0 | 0 | 0 | 0 | 0 | 0
6 | 28 | 24 | 0 | 0 | 0 | 0 | 0 | 0 | 0 | 0 | 0
6 | 29 | 1 | 0 | 0 | 0 | 0 | 0 | 0 | 0 | 0 | 0
6 | 29 | 2 | 0 | 0 | 0 | 0 | 0 | 0 | 0 | 0 | 0
6 | 29 | 3 | 0 | 0 | 0 | 0 | 0 | 0 | 0 | 0 | 0
6 | 29 | 4 | 0 | 0 | 0 | 0 | 0 | 0 | 0 | 0 | 0
6 | 29 | 5 | 0 | 0 | 0 | 0 | 0 | 0 | 0 | 0 | 0
6 | 29 | 6 | 0 | 0 | 0 | 0 | 0 | 0 | 0 | 0 | 0
6 | 29 | 7 | 0 | 0 | 0 | 0 | 0 | 0 | 0 | 0 | 0
6 | 29 | 8 | 0 | 0 | 0 | 0 | 0 | 0 | 0 | 0 | 0
6 | 29 | 9 | 0 | 0 | 0 | 0 | 0 | 0 | 0 | 0 | 0
6 | 29 | 10 | 0 | 0 | 0 | 0 | 0 | 0 | 0 | 0 | 0
6 | 29 | 11 | 0 | 0 | 0 | 0 | 0 | 0 | 0 | 0 | 0
6 | 29 | 12 | 0 | 0 | 0 | 0 | 0 | 0 | 0 | 0 | 0
6 | 29 | 13 | 0 | 0 | 0 | 0 | 0 | 0 | 0 | 0 | 0
6 | 29 | 14 | 0 | 0 | 0 | 0 | 0 | 0 | 0 | 0 | 0
6 | 29 | 15 | 0 | 0 | 0 | 0 | 0 | 0 | 0 | 0 | 0
6 | 29 | 16 | 0 | 0 | 0 | 0 | 0 | 0 | 0 | 0 | 0
6 | 29 | 17 | 0 | 0 | 0 | 0 | 0 | 0 | 0 | 0 | 0
6 | 29 | 18 | 0 | 0 | 0 | 0 | 0 | 0 | 0 | 0 | 0
6 | 29 | 19 | 0 | 0 | 0 | 0 | 0 | 0 | 0 | 0 | 0
6 | 29 | 20 | 0 | 0 | 0 | 0 | 0 | 0 | 0 | 0 | 0
6 | 29 | 21 | 0 | 0 | 0 | 0 | 0 | 0 | 0 | 0 | 0
6 | 29 | 22 | 0 | 0 | 0 | 0 | 0 | 0 | 0 | 0 | 0
6 | 29 | 23 | 0 | 0 | 0 | 0 | 0 | 0 | 0 | 0 | 0
6 | 29 | 24 | 0 | 0 | 0 | 0 | 0 | 0 | 0 | 0 | 0
6 | 30 | 1 | 0 | 0 | 0 | 0 | 0 | 0 | 0 | 0 | 0
6 | 30 | 2 | 0 | 0 | 0 | 0 | 0 | 0 | 0 | 0 | 0
6 | 30 | 3 | 0 | 0 | 0 | 0 | 0 | 0 | 0 | 0 | 0
6 | 30 | 4 | 0 | 0 | 0 | 0 | 0 | 0 | 0 | 0 | 0
6 | 30 | 5 | 0 | 0 | 0 | 0 | 0 | 0 | 0 | 0 | 0
6 | 30 | 6 | 0 | 0 | 0 | 0 | 0 | 0 | 0 | 0 | 0
6 | 30 | 7 | 0 | 0 | 0 | 0 | 0 | 0 | 0 | 0 | 0
6 | 30 | 8 | 0 | 0 | 0 | 0 | 0 | 0 | 0 | 0 | 0
6 | 30 | 9 | 0 | 0 | 0 | 0 | 0 | 0 | 0 | 0 | 0
6 | 30 | 10 | 0 | 0 | 0 | 0 | 0 | 0 | 0 | 0 | 0
6 | 30 | 11 | 0 | 0 | 0 | 0 | 0 | 0 | 0 | 0 | 0
6 | 30 | 12 | 0 | 0 | 0 | 0 | 0 | 0 | 0 | 0 | 0
6 | 30 | 13 | 0 | 0 | 0 | 0 | 0 | 0 | 0 | 0 | 0
6 | 30 | 14 | 0 | 0 | 0 | 0 | 0 | 0 | 0 | 0 | 0
6 | 30 | 15 | 0 | 0 | 0 | 0 | 0 | 0 | 0 | 0 | 0
6 | 30 | 16 | 0 | 0 | 0 | 0 | 0 | 0 | 0 | 0 | 0
6 | 30 | 17 | 0 | 0 | 0 | 0 | 0 | 0 | 0 | 0 | 0
6 | 30 | 18 | 0 | 0 | 0 | 0 | 0 | 0 | 0 | 0 | 0
6 | 30 | 19 | 0 | 0 | 0 | 0 | 0 | 0 | 0 | 0 | 0
6 | 30 | 20 | 0 | 0 | 0 | 0 | 0 | 0 | 0 | 0 | 0
6 | 30 | 21 | 0 | 0 | 0 | 0 | 0 | 0 | 0 | 0 | 0
6 | 30 | 22 | 0 | 0 | 0 | 0 | 0 | 0 | 0 | 0 | 0
6 | 30 | 23 | 0 | 0 | 0 | 0 | 0 | 0 | 0 | 0 | 0
6 | 30 | 24 | 0 | 0 | 0 | 0 | 0 | 0 | 0 | 0 | 0
7 | 1 | 1 | 0 | 0 | 0 | 0 | 0 | 0 | 0 | 0 | 0
7 | 1 | 2 | 0 | 0 | 0 | 0 | 0 | 0 | 0 | 0 | 0
7 | 1 | 3 | 0 | 0 | 0 | 0 | 0 | 0 | 0 | 0 | 0
7 | 1 | 4 | 0 | 0 | 0 | 0 | 0 | 0 | 0 | 0 | 0
7 | 1 | 5 | 0 | 0 | 0 | 0 | 0 | 0 | 0 | 0 | 0
7 | 1 | 6 | 0 | 0 | 0 | 0 | 0 | 0 | 0 | 0 | 0
7 | 1 | 7 | 0 | 0 | 0 | 0 | 0 | 0 | 0 | 0 | 0
7 | 1 | 8 | 0 | 0 | 0 | 0 | 0 | 0 | 0 | 0 | 0
7 | 1 | 9 | 0 | 0 | 0 | 0 | 0 | 0 | 0 | 0 | 0
7 | 1 | 10 | 0 | 0 | 0 | 0 | 0 | 0 | 0 | 0 | 0
7 | 1 | 11 | 0 | 0 | 0 | 0 | 0 | 0 | 0 | 0 | 0
7 | 1 | 12 | 0 | 0 | 0 | 0 | 0 | 0 | 0 | 0 | 0
7 | 1 | 13 | 0 | 0 | 0 | 0 | 0 | 0 | 0 | 0 | 0
7 | 1 | 14 | 0 | 0 | 0 | 0 | 0 | 0 | 0 | 0 | 0
7 | 1 | 15 | 0 | 0 | 0 | 0 | 0 | 0 | 0 | 0 | 0
7 | 1 | 16 | 0 | 0 | 0 | 0 | 0 | 0 | 0 | 0 | 0
7 | 1 | 17 | 0 | 0 | 0 | 0 | 0 | 0 | 0 | 0 | 0
7 | 1 | 18 | 0 | 0 | 0 | 0 | 0 | 0 | 0 | 0 | 0
7 | 1 | 19 | 0 | 0 | 0 | 0 | 0 | 0 | 0 | 0 | 0
7 | 1 | 20 | 0 | 0 | 0 | 0 | 0 | 0 | 0 | 0 | 0
7 | 1 | 21 | 0 | 0 | 0 | 0 | 0 | 0 | 0 | 0 | 0
7 | 1 | 22 | 0 | 0 | 0 | 0 | 0 | 0 | 0 | 0 | 0
7 | 1 | 23 | 0 | 0 | 0 | 0 | 0 | 0 | 0 | 0 | 0
7 | 1 | 24 | 0 | 0 | 0 | 0 | 0 | 0 | 0 | 0 | 0
7 | 2 | 1 | 0 | 0 | 0 | 0 | 0 | 0 | 0 | 0 | 0
7 | 2 | 2 | 0 | 0 | 0 | 0 | 0 | 0 | 0 | 0 | 0
7 | 2 | 3 | 0 | 0 | 0 | 0 | 0 | 0 | 0 | 0 | 0
7 | 2 | 4 | 0 | 0 | 0 | 0 | 0 | 0 | 0 | 0 | 0
7 | 2 | 5 | 0 | 0 | 0 | 0 | 0 | 0 | 0 | 0 | 0
7 | 2 | 6 | 0 | 0 | 0 | 0 | 0 | 0 | 0 | 0 | 0
7 | 2 | 7 | 0 | 0 | 0 | 0 | 0 | 0 | 0 | 0 | 0
7 | 2 | 8 | 0 | 0 | 0 | 0 | 0 | 0 | 0 | 0 | 0
7 | 2 | 9 | 0 | 0 | 0 | 0 | 0 | 0 | 0 | 0 | 0
7 | 2 | 10 | 0 | 0 | 0 | 0 | 0 | 0 | 0 | 0 | 0
7 | 2 | 11 | 0 | 0 | 0 | 0 | 0 | 0 | 0 | 0 | 0
7 | 2 | 12 | 0 | 0 | 0 | 0 | 0 | 0 | 0 | 0 | 0
7 | 2 | 13 | 0 | 0 | 0 | 0 | 0 | 0 | 0 | 0 | 0
7 | 2 | 14 | 0 | 0 | 0 | 0 | 0 | 0 | 0 | 0 | 0
7 | 2 | 15 | 0 | 0 | 0 | 0 | 0 | 0 | 0 | 0 | 0
7 | 2 | 16 | 0 | 0 | 0 | 0 | 0 | 0 | 0 | 0 | 0
7 | 2 | 17 | 0 | 0 | 0 | 0 | 0 | 0 | 0 | 0 | 0
7 | 2 | 18 | 0 | 0 | 0 | 0 | 0 | 0 | 0 | 0 | 0
7 | 2 | 19 | 0 | 0 | 0 | 0 | 0 | 0 | 0 | 0 | 0
7 | 2 | 20 | 0 | 0 | 0 | 0 | 0 | 0 | 0 | 0 | 0
7 | 2 | 21 | 0 | 0 | 0 | 0 | 0 | 0 | 0 | 0 | 0
7 | 2 | 22 | 0 | 0 | 0 | 0 | 0 | 0 | 0 | 0 | 0
7 | 2 | 23 | 0 | 0 | 0 | 0 | 0 | 0 | 0 | 0 | 0
7 | 2 | 24 | 0 | 0 | 0 | 0 | 0 | 0 | 0 | 0 | 0
7 | 3 | 1 | 0 | 0 | 0 | 0 | 0 | 0 | 0 | 0 | 0
7 | 3 | 2 | 0 | 0 | 0 | 0 | 0 | 0 | 0 | 0 | 0
7 | 3 | 3 | 0 | 0 | 0 | 0 | 0 | 0 | 0 | 0 | 0
7 | 3 | 4 | 0 | 0 | 0 | 0 | 0 | 0 | 0 | 0 | 0
7 | 3 | 5 | 0 | 0 | 0 | 0 | 0 | 0 | 0 | 0 | 0
7 | 3 | 6 | 0 | 0 | 0 | 0 | 0 | 0 | 0 | 0 | 0
7 | 3 | 7 | 0 | 0 | 0 | 0 | 0 | 0 | 0 | 0 | 0
7 | 3 | 8 | 0 | 0 | 0 | 0 | 0 | 0 | 0 | 0 | 0
7 | 3 | 9 | 0 | 0 | 0 | 0 | 0 | 0 | 0 | 0 | 0
7 | 3 | 10 | 0 | 0 | 0 | 0 | 0 | 0 | 0 | 0 | 0
7 | 3 | 11 | 0 | 0 | 0 | 0 | 0 | 0 | 0 | 0 | 0
7 | 3 | 12 | 0 | 0 | 0 | 0 | 0 | 0 | 0 | 0 | 0
7 | 3 | 13 | 0 | 0 | 0 | 0 | 0 | 0 | 0 | 0 | 0
7 | 3 | 14 | 0 | 0 | 0 | 0 | 0 | 0 | 0 | 0 | 0
7 | 3 | 15 | 0 | 0 | 0 | 0 | 0 | 0 | 0 | 0 | 0
7 | 3 | 16 | 0 | 0 | 0 | 0 | 0 | 0 | 0 | 0 | 0
7 | 3 | 17 | 0 | 0 | 0 | 0 | 0 | 0 | 0 | 0 | 0
7 | 3 | 18 | 0 | 0 | 0 | 0 | 0 | 0 | 0 | 0 | 0
7 | 3 | 19 | 0 | 0 | 0 | 0 | 0 | 0 | 0 | 0 | 0
7 | 3 | 20 | 0 | 0 | 0 | 0 | 0 | 0 | 0 | 0 | 0
7 | 3 | 21 | 0 | 0 | 0 | 0 | 0 | 0 | 0 | 0 | 0
7 | 3 | 22 | 0 | 0 | 0 | 0 | 0 | 0 | 0 | 0 | 0
7 | 3 | 23 | 0 | 0 | 0 | 0 | 0 | 0 | 0 | 0 | 0
7 | 3 | 24 | 0 | 0 | 0 | 0 | 0 | 0 | 0 | 0 | 0
7 | 4 | 1 | 0 | 0 | 0 | 0 | 0 | 0 | 0 | 0 | 0
7 | 4 | 2 | 0 | 0 | 0 | 0 | 0 | 0 | 0 | 0 | 0
7 | 4 | 3 | 0 | 0 | 0 | 0 | 0 | 0 | 0 | 0 | 0
7 | 4 | 4 | 0 | 0 | 0 | 0 | 0 | 0 | 0 | 0 | 0
7 | 4 | 5 | 0 | 0 | 0 | 0 | 0 | 0 | 0 | 0 | 0
7 | 4 | 6 | 0 | 0 | 0 | 0 | 0 | 0 | 0 | 0 | 0
7 | 4 | 7 | 0 | 0 | 0 | 0 | 0 | 0 | 0 | 0 | 0
7 | 4 | 8 | 0 | 0 | 0 | 0 | 0 | 0 | 0 | 0 | 0
7 | 4 | 9 | 0 | 0 | 0 | 0 | 0 | 0 | 0 | 0 | 0
7 | 4 | 10 | 0 | 0 | 0 | 0 | 0 | 0 | 0 | 0 | 0
7 | 4 | 11 | 0 | 0 | 0 | 0 | 0 | 0 | 0 | 0 | 0
7 | 4 | 12 | 0 | 0 | 0 | 0 | 0 | 0 | 0 | 0 | 0
7 | 4 | 13 | 0 | 0 | 0 | 0 | 0 | 0 | 0 | 0 | 0
7 | 4 | 14 | 0 | 0 | 0 | 0 | 0 | 0 | 0 | 0 | 0
7 | 4 | 15 | 0 | 0 | 0 | 0 | 0 | 0 | 0 | 0 | 0
7 | 4 | 16 | 0 | 0 | 0 | 0 | 0 | 0 | 0 | 0 | 0
7 | 4 | 17 | 0 | 0 | 0 | 0 | 0 | 0 | 0 | 0 | 0
7 | 4 | 18 | 0 | 0 | 0 | 0 | 0 | 0 | 0 | 0 | 0
7 | 4 | 19 | 0 | 0 | 0 | 0 | 0 | 0 | 0 | 0 | 0
7 | 4 | 20 | 0 | 0 | 0 | 0 | 0 | 0 | 0 | 0 | 0
7 | 4 | 21 | 0 | 0 | 0 | 0 | 0 | 0 | 0 | 0 | 0
7 | 4 | 22 | 0 | 0 | 0 | 0 | 0 | 0 | 0 | 0 | 0
7 | 4 | 23 | 0 | 0 | 0 | 0 | 0 | 0 | 0 | 0 | 0
7 | 4 | 24 | 0 | 0 | 0 | 0 | 0 | 0 | 0 | 0 | 0
7 | 5 | 1 | 0 | 0 | 0 | 0 | 0 | 0 | 0 | 0 | 0
7 | 5 | 2 | 0 | 0 | 0 | 0 | 0 | 0 | 0 | 0 | 0
7 | 5 | 3 | 0 | 0 | 0 | 0 | 0 | 0 | 0 | 0 | 0
7 | 5 | 4 | 0 | 0 | 0 | 0 | 0 | 0 | 0 | 0 | 0
7 | 5 | 5 | 0 | 0 | 0 | 0 | 0 | 0 | 0 | 0 | 0
7 | 5 | 6 | 0 | 0 | 0 | 0 | 0 | 0 | 0 | 0 | 0
7 | 5 | 7 | 0 | 0 | 0 | 0 | 0 | 0 | 0 | 0 | 0
7 | 5 | 8 | 0 | 0 | 0 | 0 | 0 | 0 | 0 | 0 | 0
7 | 5 | 9 | 0 | 0 | 0 | 0 | 0 | 0 | 0 | 0 | 0
7 | 5 | 10 | 0 | 0 | 0 | 0 | 0 | 0 | 0 | 0 | 0
7 | 5 | 11 | 0 | 0 | 0 | 0 | 0 | 0 | 0 | 0 | 0
7 | 5 | 12 | 0 | 0 | 0 | 0 | 0 | 0 | 0 | 0 | 0
7 | 5 | 13 | 0 | 0 | 0 | 0 | 0 | 0 | 0 | 0 | 0
7 | 5 | 14 | 0 | 0 | 0 | 0 | 0 | 0 | 0 | 0 | 0
7 | 5 | 15 | 0 | 0 | 0 | 0 | 0 | 0 | 0 | 0 | 0
7 | 5 | 16 | 0 | 0 | 0 | 0 | 0 | 0 | 0 | 0 | 0
7 | 5 | 17 | 0 | 0 | 0 | 0 | 0 | 0 | 0 | 0 | 0
7 | 5 | 18 | 0 | 0 | 0 | 0 | 0 | 0 | 0 | 0 | 0
7 | 5 | 19 | 0 | 0 | 0 | 0 | 0 | 0 | 0 | 0 | 0
7 | 5 | 20 | 0 | 0 | 0 | 0 | 0 | 0 | 0 | 0 | 0
7 | 5 | 21 | 0 | 0 | 0 | 0 | 0 | 0 | 0 | 0 | 0
7 | 5 | 22 | 0 | 0 | 0 | 0 | 0 | 0 | 0 | 0 | 0
7 | 5 | 23 | 0 | 0 | 0 | 0 | 0 | 0 | 0 | 0 | 0
7 | 5 | 24 | 0 | 0 | 0 | 0 | 0 | 0 | 0 | 0 | 0
7 | 6 | 1 | 0 | 0 | 0 | 0 | 0 | 0 | 0 | 0 | 0
7 | 6 | 2 | 0 | 0 | 0 | 0 | 0 | 0 | 0 | 0 | 0
7 | 6 | 3 | 0 | 0 | 0 | 0 | 0 | 0 | 0 | 0 | 0
7 | 6 | 4 | 0 | 0 | 0 | 0 | 0 | 0 | 0 | 0 | 0
7 | 6 | 5 | 0 | 0 | 0 | 0 | 0 | 0 | 0 | 0 | 0
7 | 6 | 6 | 0 | 0 | 0 | 0 | 0 | 0 | 0 | 0 | 0
7 | 6 | 7 | 0 | 0 | 0 | 0 | 0 | 0 | 0 | 0 | 0
7 | 6 | 8 | 0 | 0 | 0 | 0 | 0 | 0 | 0 | 0 | 0
7 | 6 | 9 | 0 | 0 | 0 | 0 | 0 | 0 | 0 | 0 | 0
7 | 6 | 10 | 0 | 0 | 0 | 0 | 0 | 0 | 0 | 0 | 0
7 | 6 | 11 | 0 | 0 | 0 | 0 | 0 | 0 | 0 | 0 | 0
7 | 6 | 12 | 0 | 0 | 0 | 0 | 0 | 0 | 0 | 0 | 0
7 | 6 | 13 | 0 | 0 | 0 | 0 | 0 | 0 | 0 | 0 | 0
7 | 6 | 14 | 0 | 0 | 0 | 0 | 0 | 0 | 0 | 0 | 0
7 | 6 | 15 | 0 | 0 | 0 | 0 | 0 | 0 | 0 | 0 | 0
7 | 6 | 16 | 0 | 0 | 0 | 0 | 0 | 0 | 0 | 0 | 0
7 | 6 | 17 | 0 | 0 | 0 | 0 | 0 | 0 | 0 | 0 | 0
7 | 6 | 18 | 0 | 0 | 0 | 0 | 0 | 0 | 0 | 0 | 0
7 | 6 | 19 | 0 | 0 | 0 | 0 | 0 | 0 | 0 | 0 | 0
7 | 6 | 20 | 0 | 0 | 0 | 0 | 0 | 0 | 0 | 0 | 0
7 | 6 | 21 | 0 | 0 | 0 | 0 | 0 | 0 | 0 | 0 | 0
7 | 6 | 22 | 0 | 0 | 0 | 0 | 0 | 0 | 0 | 0 | 0
7 | 6 | 23 | 0 | 0 | 0 | 0 | 0 | 0 | 0 | 0 | 0
7 | 6 | 24 | 0 | 0 | 0 | 0 | 0 | 0 | 0 | 0 | 0
7 | 7 | 1 | 0 | 0 | 0 | 0 | 0 | 0 | 0 | 0 | 0
7 | 7 | 2 | 0 | 0 | 0 | 0 | 0 | 0 | 0 | 0 | 0
7 | 7 | 3 | 0 | 0 | 0 | 0 | 0 | 0 | 0 | 0 | 0
7 | 7 | 4 | 0 | 0 | 0 | 0 | 0 | 0 | 0 | 0 | 0
7 | 7 | 5 | 0 | 0 | 0 | 0 | 0 | 0 | 0 | 0 | 0
7 | 7 | 6 | 0 | 0 | 0 | 0 | 0 | 0 | 0 | 0 | 0
7 | 7 | 7 | 0 | 0 | 0 | 0 | 0 | 0 | 0 | 0 | 0
7 | 7 | 8 | 0 | 0 | 0 | 0 | 0 | 0 | 0 | 0 | 0
7 | 7 | 9 | 0 | 0 | 0 | 0 | 0 | 0 | 0 | 0 | 0
7 | 7 | 10 | 0 | 0 | 0 | 0 | 0 | 0 | 0 | 0 | 0
7 | 7 | 11 | 0 | 0 | 0 | 0 | 0 | 0 | 0 | 0 | 0
7 | 7 | 12 | 0 | 0 | 0 | 0 | 0 | 0 | 0 | 0 | 0
7 | 7 | 13 | 0 | 0 | 0 | 0 | 0 | 0 | 0 | 0 | 0
7 | 7 | 14 | 0 | 0 | 0 | 0 | 0 | 0 | 0 | 0 | 0
7 | 7 | 15 | 0 | 0 | 0 | 0 | 0 | 0 | 0 | 0 | 0
7 | 7 | 16 | 0 | 0 | 0 | 0 | 0 | 0 | 0 | 0 | 0
7 | 7 | 17 | 0 | 0 | 0 | 0 | 0 | 0 | 0 | 0 | 0
7 | 7 | 18 | 0 | 0 | 0 | 0 | 0 | 0 | 0 | 0 | 0
7 | 7 | 19 | 0 | 0 | 0 | 0 | 0 | 0 | 0 | 0 | 0
7 | 7 | 20 | 0 | 0 | 0 | 0 | 0 | 0 | 0 | 0 | 0
7 | 7 | 21 | 0 | 0 | 0 | 0 | 0 | 0 | 0 | 0 | 0
7 | 7 | 22 | 0 | 0 | 0 | 0 | 0 | 0 | 0 | 0 | 0
7 | 7 | 23 | 0 | 0 | 0 | 0 | 0 | 0 | 0 | 0 | 0
7 | 7 | 24 | 0 | 0 | 0 | 0 | 0 | 0 | 0 | 0 | 0
7 | 8 | 1 | 0 | 0 | 0 | 0 | 0 | 0 | 0 | 0 | 0
7 | 8 | 2 | 0 | 0 | 0 | 0 | 0 | 0 | 0 | 0 | 0
7 | 8 | 3 | 0 | 0 | 0 | 0 | 0 | 0 | 0 | 0 | 0
7 | 8 | 4 | 0 | 0 | 0 | 0 | 0 | 0 | 0 | 0 | 0
7 | 8 | 5 | 0 | 0 | 0 | 0 | 0 | 0 | 0 | 0 | 0
7 | 8 | 6 | 0 | 0 | 0 | 0 | 0 | 0 | 0 | 0 | 0
7 | 8 | 7 | 0 | 0 | 0 | 0 | 0 | 0 | 0 | 0 | 0
7 | 8 | 8 | 0 | 0 | 0 | 0 | 0 | 0 | 0 | 0 | 0
7 | 8 | 9 | 0 | 0 | 0 | 0 | 0 | 0 | 0 | 0 | 0
7 | 8 | 10 | 0 | 0 | 0 | 0 | 0 | 0 | 0 | 0 | 0
7 | 8 | 11 | 0 | 0 | 0 | 0 | 0 | 0 | 0 | 0 | 0
7 | 8 | 12 | 0 | 0 | 0 | 0 | 0 | 0 | 0 | 0 | 0
7 | 8 | 13 | 0 | 0 | 0 | 0 | 0 | 0 | 0 | 0 | 0
7 | 8 | 14 | 0 | 0 | 0 | 0 | 0 | 0 | 0 | 0 | 0
7 | 8 | 15 | 0 | 0 | 0 | 0 | 0 | 0 | 0 | 0 | 0
7 | 8 | 16 | 0 | 0 | 0 | 0 | 0 | 0 | 0 | 0 | 0
7 | 8 | 17 | 0 | 0 | 0 | 0 | 0 | 0 | 0 | 0 | 0
7 | 8 | 18 | 0 | 0 | 0 | 0 | 0 | 0 | 0 | 0 | 0
7 | 8 | 19 | 0 | 0 | 0 | 0 | 0 | 0 | 0 | 0 | 0
7 | 8 | 20 | 0 | 0 | 0 | 0 | 0 | 0 | 0 | 0 | 0
7 | 8 | 21 | 0 | 0 | 0 | 0 | 0 | 0 | 0 | 0 | 0
7 | 8 | 22 | 0 | 0 | 0 | 0 | 0 | 0 | 0 | 0 | 0
7 | 8 | 23 | 0 | 0 | 0 | 0 | 0 | 0 | 0 | 0 | 0
7 | 8 | 24 | 0 | 0 | 0 | 0 | 0 | 0 | 0 | 0 | 0
7 | 9 | 1 | 0 | 0 | 0 | 0 | 0 | 0 | 0 | 0 | 0
7 | 9 | 2 | 0 | 0 | 0 | 0 | 0 | 0 | 0 | 0 | 0
7 | 9 | 3 | 0 | 0 | 0 | 0 | 0 | 0 | 0 | 0 | 0
7 | 9 | 4 | 0 | 0 | 0 | 0 | 0 | 0 | 0 | 0 | 0
7 | 9 | 5 | 0 | 0 | 0 | 0 | 0 | 0 | 0 | 0 | 0
7 | 9 | 6 | 0 | 0 | 0 | 0 | 0 | 0 | 0 | 0 | 0
7 | 9 | 7 | 0 | 0 | 0 | 0 | 0 | 0 | 0 | 0 | 0
7 | 9 | 8 | 0 | 0 | 0 | 0 | 0 | 0 | 0 | 0 | 0
7 | 9 | 9 | 0 | 0 | 0 | 0 | 0 | 0 | 0 | 0 | 0
7 | 9 | 10 | 0 | 0 | 0 | 0 | 0 | 0 | 0 | 0 | 0
7 | 9 | 11 | 0 | 0 | 0 | 0 | 0 | 0 | 0 | 0 | 0
7 | 9 | 12 | 0 | 0 | 0 | 0 | 0 | 0 | 0 | 0 | 0
7 | 9 | 13 | 0 | 0 | 0 | 0 | 0 | 0 | 0 | 0 | 0
7 | 9 | 14 | 0 | 0 | 0 | 0 | 0 | 0 | 0 | 0 | 0
7 | 9 | 15 | 0 | 0 | 0 | 0 | 0 | 0 | 0 | 0 | 0
7 | 9 | 16 | 0 | 0 | 0 | 0 | 0 | 0 | 0 | 0 | 0
7 | 9 | 17 | 0 | 0 | 0 | 0 | 0 | 0 | 0 | 0 | 0
7 | 9 | 18 | 0 | 0 | 0 | 0 | 0 | 0 | 0 | 0 | 0
7 | 9 | 19 | 0 | 0 | 0 | 0 | 0 | 0 | 0 | 0 | 0
7 | 9 | 20 | 0 | 0 | 0 | 0 | 0 | 0 | 0 | 0 | 0
7 | 9 | 21 | 0 | 0 | 0 | 0 | 0 | 0 | 0 | 0 | 0
7 | 9 | 22 | 0 | 0 | 0 | 0 | 0 | 0 | 0 | 0 | 0
7 | 9 | 23 | 0 | 0 | 0 | 0 | 0 | 0 | 0 | 0 | 0
7 | 9 | 24 | 0 | 0 | 0 | 0 | 0 | 0 | 0 | 0 | 0
7 | 10 | 1 | 0 | 0 | 0 | 0 | 0 | 0 | 0 | 0 | 0
7 | 10 | 2 | 0 | 0 | 0 | 0 | 0 | 0 | 0 | 0 | 0
7 | 10 | 3 | 0 | 0 | 0 | 0 | 0 | 0 | 0 | 0 | 0
7 | 10 | 4 | 0 | 0 | 0 | 0 | 0 | 0 | 0 | 0 | 0
7 | 10 | 5 | 0 | 0 | 0 | 0 | 0 | 0 | 0 | 0 | 0
7 | 10 | 6 | 0 | 0 | 0 | 0 | 0 | 0 | 0 | 0 | 0
7 | 10 | 7 | 0 | 0 | 0 | 0 | 0 | 0 | 0 | 0 | 0
7 | 10 | 8 | 0 | 0 | 0 | 0 | 0 | 0 | 0 | 0 | 0
7 | 10 | 9 | 0 | 0 | 0 | 0 | 0 | 0 | 0 | 0 | 0
7 | 10 | 10 | 0 | 0 | 0 | 0 | 0 | 0 | 0 | 0 | 0
7 | 10 | 11 | 0 | 0 | 0 | 0 | 0 | 0 | 0 | 0 | 0
7 | 10 | 12 | 0 | 0 | 0 | 0 | 0 | 0 | 0 | 0 | 0
7 | 10 | 13 | 0 | 0 | 0 | 0 | 0 | 0 | 0 | 0 | 0
7 | 10 | 14 | 0 | 0 | 0 | 0 | 0 | 0 | 0 | 0 | 0
7 | 10 | 15 | 0 | 0 | 0 | 0 | 0 | 0 | 0 | 0 | 0
7 | 10 | 16 | 0 | 0 | 0 | 0 | 0 | 0 | 0 | 0 | 0
7 | 10 | 17 | 0 | 0 | 0 | 0 | 0 | 0 | 0 | 0 | 0
7 | 10 | 18 | 0 | 0 | 0 | 0 | 0 | 0 | 0 | 0 | 0
7 | 10 | 19 | 0 | 0 | 0 | 0 | 0 | 0 | 0 | 0 | 0
7 | 10 | 20 | 0 | 0 | 0 | 0 | 0 | 0 | 0 | 0 | 0
7 | 10 | 21 | 0 | 0 | 0 | 0 | 0 | 0 | 0 | 0 | 0
7 | 10 | 22 | 0 | 0 | 0 | 0 | 0 | 0 | 0 | 0 | 0
7 | 10 | 23 | 0 | 0 | 0 | 0 | 0 | 0 | 0 | 0 | 0
7 | 10 | 24 | 0 | 0 | 0 | 0 | 0 | 0 | 0 | 0 | 0
7 | 11 | 1 | 0 | 0 | 0 | 0 | 0 | 0 | 0 | 0 | 0
7 | 11 | 2 | 0 | 0 | 0 | 0 | 0 | 0 | 0 | 0 | 0
7 | 11 | 3 | 0 | 0 | 0 | 0 | 0 | 0 | 0 | 0 | 0
7 | 11 | 4 | 0 | 0 | 0 | 0 | 0 | 0 | 0 | 0 | 0
7 | 11 | 5 | 0 | 0 | 0 | 0 | 0 | 0 | 0 | 0 | 0
7 | 11 | 6 | 0 | 0 | 0 | 0 | 0 | 0 | 0 | 0 | 0
7 | 11 | 7 | 0 | 0 | 0 | 0 | 0 | 0 | 0 | 0 | 0
7 | 11 | 8 | 0 | 0 | 0 | 0 | 0 | 0 | 0 | 0 | 0
7 | 11 | 9 | 0 | 0 | 0 | 0 | 0 | 0 | 0 | 0 | 0
7 | 11 | 10 | 0 | 0 | 0 | 0 | 0 | 0 | 0 | 0 | 0
7 | 11 | 11 | 0 | 0 | 0 | 0 | 0 | 0 | 0 | 0 | 0
7 | 11 | 12 | 0 | 0 | 0 | 0 | 0 | 0 | 0 | 0 | 0
7 | 11 | 13 | 0 | 0 | 0 | 0 | 0 | 0 | 0 | 0 | 0
7 | 11 | 14 | 0 | 0 | 0 | 0 | 0 | 0 | 0 | 0 | 0
7 | 11 | 15 | 0 | 0 | 0 | 0 | 0 | 0 | 0 | 0 | 0
7 | 11 | 16 | 0 | 0 | 0 | 0 | 0 | 0 | 0 | 0 | 0
7 | 11 | 17 | 0 | 0 | 0 | 0 | 0 | 0 | 0 | 0 | 0
7 | 11 | 18 | 0 | 0 | 0 | 0 | 0 | 0 | 0 | 0 | 0
7 | 11 | 19 | 0 | 0 | 0 | 0 | 0 | 0 | 0 | 0 | 0
7 | 11 | 20 | 0 | 0 | 0 | 0 | 0 | 0 | 0 | 0 | 0
7 | 11 | 21 | 0 | 0 | 0 | 0 | 0 | 0 | 0 | 0 | 0
7 | 11 | 22 | 0 | 0 | 0 | 0 | 0 | 0 | 0 | 0 | 0
7 | 11 | 23 | 0 | 0 | 0 | 0 | 0 | 0 | 0 | 0 | 0
7 | 11 | 24 | 0 | 0 | 0 | 0 | 0 | 0 | 0 | 0 | 0
7 | 12 | 1 | 0 | 0 | 0 | 0 | 0 | 0 | 0 | 0 | 0
7 | 12 | 2 | 0 | 0 | 0 | 0 | 0 | 0 | 0 | 0 | 0
7 | 12 | 3 | 0 | 0 | 0 | 0 | 0 | 0 | 0 | 0 | 0
7 | 12 | 4 | 0 | 0 | 0 | 0 | 0 | 0 | 0 | 0 | 0
7 | 12 | 5 | 0 | 0 | 0 | 0 | 0 | 0 | 0 | 0 | 0
7 | 12 | 6 | 0 | 0 | 0 | 0 | 0 | 0 | 0 | 0 | 0
7 | 12 | 7 | 0 | 0 | 0 | 0 | 0 | 0 | 0 | 0 | 0
7 | 12 | 8 | 0 | 0 | 0 | 0 | 0 | 0 | 0 | 0 | 0
7 | 12 | 9 | 0 | 0 | 0 | 0 | 0 | 0 | 0 | 0 | 0
7 | 12 | 10 | 0 | 0 | 0 | 0 | 0 | 0 | 0 | 0 | 0
7 | 12 | 11 | 0 | 0 | 0 | 0 | 0 | 0 | 0 | 0 | 0
7 | 12 | 12 | 0 | 0 | 0 | 0 | 0 | 0 | 0 | 0 | 0
7 | 12 | 13 | 0 | 0 | 0 | 0 | 0 | 0 | 0 | 0 | 0
7 | 12 | 14 | 0 | 0 | 0 | 0 | 0 | 0 | 0 | 0 | 0
7 | 12 | 15 | 0 | 0 | 0 | 0 | 0 | 0 | 0 | 0 | 0
7 | 12 | 16 | 0 | 0 | 0 | 0 | 0 | 0 | 0 | 0 | 0
7 | 12 | 17 | 0 | 0 | 0 | 0 | 0 | 0 | 0 | 0 | 0
7 | 12 | 18 | 0 | 0 | 0 | 0 | 0 | 0 | 0 | 0 | 0
7 | 12 | 19 | 0 | 0 | 0 | 0 | 0 | 0 | 0 | 0 | 0
7 | 12 | 20 | 0 | 0 | 0 | 0 | 0 | 0 | 0 | 0 | 0
7 | 12 | 21 | 0 | 0 | 0 | 0 | 0 | 0 | 0 | 0 | 0
7 | 12 | 22 | 0 | 0 | 0 | 0 | 0 | 0 | 0 | 0 | 0
7 | 12 | 23 | 0 | 0 | 0 | 0 | 0 | 0 | 0 | 0 | 0
7 | 12 | 24 | 0 | 0 | 0 | 0 | 0 | 0 | 0 | 0 | 0
7 | 13 | 1 | 0 | 0 | 0 | 0 | 0 | 0 | 0 | 0 | 0
7 | 13 | 2 | 0 | 0 | 0 | 0 | 0 | 0 | 0 | 0 | 0
7 | 13 | 3 | 0 | 0 | 0 | 0 | 0 | 0 | 0 | 0 | 0
7 | 13 | 4 | 0 | 0 | 0 | 0 | 0 | 0 | 0 | 0 | 0
7 | 13 | 5 | 0 | 0 | 0 | 0 | 0 | 0 | 0 | 0 | 0
7 | 13 | 6 | 0 | 0 | 0 | 0 | 0 | 0 | 0 | 0 | 0
7 | 13 | 7 | 0 | 0 | 0 | 0 | 0 | 0 | 0 | 0 | 0
7 | 13 | 8 | 0 | 0 | 0 | 0 | 0 | 0 | 0 | 0 | 0
7 | 13 | 9 | 0 | 0 | 0 | 0 | 0 | 0 | 0 | 0 | 0
7 | 13 | 10 | 0 | 0 | 0 | 0 | 0 | 0 | 0 | 0 | 0
7 | 13 | 11 | 0 | 0 | 0 | 0 | 0 | 0 | 0 | 0 | 0
7 | 13 | 12 | 0 | 0 | 0 | 0 | 0 | 0 | 0 | 0 | 0
7 | 13 | 13 | 0 | 0 | 0 | 0 | 0 | 0 | 0 | 0 | 0
7 | 13 | 14 | 0 | 0 | 0 | 0 | 0 | 0 | 0 | 0 | 0
7 | 13 | 15 | 0 | 0 | 0 | 0 | 0 | 0 | 0 | 0 | 0
7 | 13 | 16 | 0 | 0 | 0 | 0 | 0 | 0 | 0 | 0 | 0
7 | 13 | 17 | 0 | 0 | 0 | 0 | 0 | 0 | 0 | 0 | 0
7 | 13 | 18 | 0 | 0 | 0 | 0 | 0 | 0 | 0 | 0 | 0
7 | 13 | 19 | 0 | 0 | 0 | 0 | 0 | 0 | 0 | 0 | 0
7 | 13 | 20 | 0 | 0 | 0 | 0 | 0 | 0 | 0 | 0 | 0
7 | 13 | 21 | 0 | 0 | 0 | 0 | 0 | 0 | 0 | 0 | 0
7 | 13 | 22 | 0 | 0 | 0 | 0 | 0 | 0 | 0 | 0 | 0
7 | 13 | 23 | 0 | 0 | 0 | 0 | 0 | 0 | 0 | 0 | 0
7 | 13 | 24 | 0 | 0 | 0 | 0 | 0 | 0 | 0 | 0 | 0
7 | 14 | 1 | 0 | 0 | 0 | 0 | 0 | 0 | 0 | 0 | 0
7 | 14 | 2 | 0 | 0 | 0 | 0 | 0 | 0 | 0 | 0 | 0
7 | 14 | 3 | 0 | 0 | 0 | 0 | 0 | 0 | 0 | 0 | 0
7 | 14 | 4 | 0 | 0 | 0 | 0 | 0 | 0 | 0 | 0 | 0
7 | 14 | 5 | 0 | 0 | 0 | 0 | 0 | 0 | 0 | 0 | 0
7 | 14 | 6 | 0 | 0 | 0 | 0 | 0 | 0 | 0 | 0 | 0
7 | 14 | 7 | 0 | 0 | 0 | 0 | 0 | 0 | 0 | 0 | 0
7 | 14 | 8 | 0 | 0 | 0 | 0 | 0 | 0 | 0 | 0 | 0
7 | 14 | 9 | 0 | 0 | 0 | 0 | 0 | 0 | 0 | 0 | 0
7 | 14 | 10 | 0 | 0 | 0 | 0 | 0 | 0 | 0 | 0 | 0
7 | 14 | 11 | 0 | 0 | 0 | 0 | 0 | 0 | 0 | 0 | 0
7 | 14 | 12 | 0 | 0 | 0 | 0 | 0 | 0 | 0 | 0 | 0
7 | 14 | 13 | 0 | 0 | 0 | 0 | 0 | 0 | 0 | 0 | 0
7 | 14 | 14 | 0 | 0 | 0 | 0 | 0 | 0 | 0 | 0 | 0
7 | 14 | 15 | 0 | 0 | 0 | 0 | 0 | 0 | 0 | 0 | 0
7 | 14 | 16 | 0 | 0 | 0 | 0 | 0 | 0 | 0 | 0 | 0
7 | 14 | 17 | 0 | 0 | 0 | 0 | 0 | 0 | 0 | 0 | 0
7 | 14 | 18 | 0 | 0 | 0 | 0 | 0 | 0 | 0 | 0 | 0
7 | 14 | 19 | 0 | 0 | 0 | 0 | 0 | 0 | 0 | 0 | 0
7 | 14 | 20 | 0 | 0 | 0 | 0 | 0 | 0 | 0 | 0 | 0
7 | 14 | 21 | 0 | 0 | 0 | 0 | 0 | 0 | 0 | 0 | 0
7 | 14 | 22 | 0 | 0 | 0 | 0 | 0 | 0 | 0 | 0 | 0
7 | 14 | 23 | 0 | 0 | 0 | 0 | 0 | 0 | 0 | 0 | 0
7 | 14 | 24 | 0 | 0 | 0 | 0 | 0 | 0 | 0 | 0 | 0
7 | 15 | 1 | 0 | 0 | 0 | 0 | 0 | 0 | 0 | 0 | 0
7 | 15 | 2 | 0 | 0 | 0 | 0 | 0 | 0 | 0 | 0 | 0
7 | 15 | 3 | 0 | 0 | 0 | 0 | 0 | 0 | 0 | 0 | 0
7 | 15 | 4 | 0 | 0 | 0 | 0 | 0 | 0 | 0 | 0 | 0
7 | 15 | 5 | 0 | 0 | 0 | 0 | 0 | 0 | 0 | 0 | 0
7 | 15 | 6 | 0 | 0 | 0 | 0 | 0 | 0 | 0 | 0 | 0
7 | 15 | 7 | 0 | 0 | 0 | 0 | 0 | 0 | 0 | 0 | 0
7 | 15 | 8 | 0 | 0 | 0 | 0 | 0 | 0 | 0 | 0 | 0
7 | 15 | 9 | 0 | 0 | 0 | 0 | 0 | 0 | 0 | 0 | 0
7 | 15 | 10 | 0 | 0 | 0 | 0 | 0 | 0 | 0 | 0 | 0
7 | 15 | 11 | 0 | 0 | 0 | 0 | 0 | 0 | 0 | 0 | 0
7 | 15 | 12 | 0 | 0 | 0 | 0 | 0 | 0 | 0 | 0 | 0
7 | 15 | 13 | 0 | 0 | 0 | 0 | 0 | 0 | 0 | 0 | 0
7 | 15 | 14 | 0 | 0 | 0 | 0 | 0 | 0 | 0 | 0 | 0
7 | 15 | 15 | 0 | 0 | 0 | 0 | 0 | 0 | 0 | 0 | 0
7 | 15 | 16 | 0 | 0 | 0 | 0 | 0 | 0 | 0 | 0 | 0
7 | 15 | 17 | 0 | 0 | 0 | 0 | 0 | 0 | 0 | 0 | 0
7 | 15 | 18 | 0 | 0 | 0 | 0 | 0 | 0 | 0 | 0 | 0
7 | 15 | 19 | 0 | 0 | 0 | 0 | 0 | 0 | 0 | 0 | 0
7 | 15 | 20 | 0 | 0 | 0 | 0 | 0 | 0 | 0 | 0 | 0
7 | 15 | 21 | 0 | 0 | 0 | 0 | 0 | 0 | 0 | 0 | 0
7 | 15 | 22 | 0 | 0 | 0 | 0 | 0 | 0 | 0 | 0 | 0
7 | 15 | 23 | 0 | 0 | 0 | 0 | 0 | 0 | 0 | 0 | 0
7 | 15 | 24 | 0 | 0 | 0 | 0 | 0 | 0 | 0 | 0 | 0
7 | 16 | 1 | 0 | 0 | 0 | 0 | 0 | 0 | 0 | 0 | 0
7 | 16 | 2 | 0 | 0 | 0 | 0 | 0 | 0 | 0 | 0 | 0
7 | 16 | 3 | 0 | 0 | 0 | 0 | 0 | 0 | 0 | 0 | 0
7 | 16 | 4 | 0 | 0 | 0 | 0 | 0 | 0 | 0 | 0 | 0
7 | 16 | 5 | 0 | 0 | 0 | 0 | 0 | 0 | 0 | 0 | 0
7 | 16 | 6 | 0 | 0 | 0 | 0 | 0 | 0 | 0 | 0 | 0
7 | 16 | 7 | 0 | 0 | 0 | 0 | 0 | 0 | 0 | 0 | 0
7 | 16 | 8 | 0 | 0 | 0 | 0 | 0 | 0 | 0 | 0 | 0
7 | 16 | 9 | 0 | 0 | 0 | 0 | 0 | 0 | 0 | 0 | 0
7 | 16 | 10 | 0 | 0 | 0 | 0 | 0 | 0 | 0 | 0 | 0
7 | 16 | 11 | 0 | 0 | 0 | 0 | 0 | 0 | 0 | 0 | 0
7 | 16 | 12 | 0 | 0 | 0 | 0 | 0 | 0 | 0 | 0 | 0
7 | 16 | 13 | 0 | 0 | 0 | 0 | 0 | 0 | 0 | 0 | 0
7 | 16 | 14 | 0 | 0 | 0 | 0 | 0 | 0 | 0 | 0 | 0
7 | 16 | 15 | 0 | 0 | 0 | 0 | 0 | 0 | 0 | 0 | 0
7 | 16 | 16 | 0 | 0 | 0 | 0 | 0 | 0 | 0 | 0 | 0
7 | 16 | 17 | 0 | 0 | 0 | 0 | 0 | 0 | 0 | 0 | 0
7 | 16 | 18 | 0 | 0 | 0 | 0 | 0 | 0 | 0 | 0 | 0
7 | 16 | 19 | 0 | 0 | 0 | 0 | 0 | 0 | 0 | 0 | 0
7 | 16 | 20 | 0 | 0 | 0 | 0 | 0 | 0 | 0 | 0 | 0
7 | 16 | 21 | 0 | 0 | 0 | 0 | 0 | 0 | 0 | 0 | 0
7 | 16 | 22 | 0 | 0 | 0 | 0 | 0 | 0 | 0 | 0 | 0
7 | 16 | 23 | 0 | 0 | 0 | 0 | 0 | 0 | 0 | 0 | 0
7 | 16 | 24 | 0 | 0 | 0 | 0 | 0 | 0 | 0 | 0 | 0
7 | 17 | 1 | 0 | 0 | 0 | 0 | 0 | 0 | 0 | 0 | 0
7 | 17 | 2 | 0 | 0 | 0 | 0 | 0 | 0 | 0 | 0 | 0
7 | 17 | 3 | 0 | 0 | 0 | 0 | 0 | 0 | 0 | 0 | 0
7 | 17 | 4 | 0 | 0 | 0 | 0 | 0 | 0 | 0 | 0 | 0
7 | 17 | 5 | 0 | 0 | 0 | 0 | 0 | 0 | 0 | 0 | 0
7 | 17 | 6 | 0 | 0 | 0 | 0 | 0 | 0 | 0 | 0 | 0
7 | 17 | 7 | 0 | 0 | 0 | 0 | 0 | 0 | 0 | 0 | 0
7 | 17 | 8 | 0 | 0 | 0 | 0 | 0 | 0 | 0 | 0 | 0
7 | 17 | 9 | 0 | 0 | 0 | 0 | 0 | 0 | 0 | 0 | 0
7 | 17 | 10 | 0 | 0 | 0 | 0 | 0 | 0 | 0 | 0 | 0
7 | 17 | 11 | 0 | 0 | 0 | 0 | 0 | 0 | 0 | 0 | 0
7 | 17 | 12 | 0 | 0 | 0 | 0 | 0 | 0 | 0 | 0 | 0
7 | 17 | 13 | 0 | 0 | 0 | 0 | 0 | 0 | 0 | 0 | 0
7 | 17 | 14 | 0 | 0 | 0 | 0 | 0 | 0 | 0 | 0 | 0
7 | 17 | 15 | 0 | 0 | 0 | 0 | 0 | 0 | 0 | 0 | 0
7 | 17 | 16 | 0 | 0 | 0 | 0 | 0 | 0 | 0 | 0 | 0
7 | 17 | 17 | 0 | 0 | 0 | 0 | 0 | 0 | 0 | 0 | 0
7 | 17 | 18 | 0 | 0 | 0 | 0 | 0 | 0 | 0 | 0 | 0
7 | 17 | 19 | 0 | 0 | 0 | 0 | 0 | 0 | 0 | 0 | 0
7 | 17 | 20 | 0 | 0 | 0 | 0 | 0 | 0 | 0 | 0 | 0
7 | 17 | 21 | 0 | 0 | 0 | 0 | 0 | 0 | 0 | 0 | 0
7 | 17 | 22 | 0 | 0 | 0 | 0 | 0 | 0 | 0 | 0 | 0
7 | 17 | 23 | 0 | 0 | 0 | 0 | 0 | 0 | 0 | 0 | 0
7 | 17 | 24 | 0 | 0 | 0 | 0 | 0 | 0 | 0 | 0 | 0
7 | 18 | 1 | 0 | 0 | 0 | 0 | 0 | 0 | 0 | 0 | 0
7 | 18 | 2 | 0 | 0 | 0 | 0 | 0 | 0 | 0 | 0 | 0
7 | 18 | 3 | 0 | 0 | 0 | 0 | 0 | 0 | 0 | 0 | 0
7 | 18 | 4 | 0 | 0 | 0 | 0 | 0 | 0 | 0 | 0 | 0
7 | 18 | 5 | 0 | 0 | 0 | 0 | 0 | 0 | 0 | 0 | 0
7 | 18 | 6 | 0 | 0 | 0 | 0 | 0 | 0 | 0 | 0 | 0
7 | 18 | 7 | 0 | 0 | 0 | 0 | 0 | 0 | 0 | 0 | 0
7 | 18 | 8 | 0 | 0 | 0 | 0 | 0 | 0 | 0 | 0 | 0
7 | 18 | 9 | 0 | 0 | 0 | 0 | 0 | 0 | 0 | 0 | 0
7 | 18 | 10 | 0 | 0 | 0 | 0 | 0 | 0 | 0 | 0 | 0
7 | 18 | 11 | 0 | 0 | 0 | 0 | 0 | 0 | 0 | 0 | 0
7 | 18 | 12 | 0 | 0 | 0 | 0 | 0 | 0 | 0 | 0 | 0
7 | 18 | 13 | 0 | 0 | 0 | 0 | 0 | 0 | 0 | 0 | 0
7 | 18 | 14 | 0 | 0 | 0 | 0 | 0 | 0 | 0 | 0 | 0
7 | 18 | 15 | 0 | 0 | 0 | 0 | 0 | 0 | 0 | 0 | 0
7 | 18 | 16 | 0 | 0 | 0 | 0 | 0 | 0 | 0 | 0 | 0
7 | 18 | 17 | 0 | 0 | 0 | 0 | 0 | 0 | 0 | 0 | 0
7 | 18 | 18 | 0 | 0 | 0 | 0 | 0 | 0 | 0 | 0 | 0
7 | 18 | 19 | 0 | 0 | 0 | 0 | 0 | 0 | 0 | 0 | 0
7 | 18 | 20 | 0 | 0 | 0 | 0 | 0 | 0 | 0 | 0 | 0
7 | 18 | 21 | 0 | 0 | 0 | 0 | 0 | 0 | 0 | 0 | 0
7 | 18 | 22 | 0 | 0 | 0 | 0 | 0 | 0 | 0 | 0 | 0
7 | 18 | 23 | 0 | 0 | 0 | 0 | 0 | 0 | 0 | 0 | 0
7 | 18 | 24 | 0 | 0 | 0 | 0 | 0 | 0 | 0 | 0 | 0
7 | 19 | 1 | 0 | 0 | 0 | 0 | 0 | 0 | 0 | 0 | 0
7 | 19 | 2 | 0 | 0 | 0 | 0 | 0 | 0 | 0 | 0 | 0
7 | 19 | 3 | 0 | 0 | 0 | 0 | 0 | 0 | 0 | 0 | 0
7 | 19 | 4 | 0 | 0 | 0 | 0 | 0 | 0 | 0 | 0 | 0
7 | 19 | 5 | 0 | 0 | 0 | 0 | 0 | 0 | 0 | 0 | 0
7 | 19 | 6 | 0 | 0 | 0 | 0 | 0 | 0 | 0 | 0 | 0
7 | 19 | 7 | 0 | 0 | 0 | 0 | 0 | 0 | 0 | 0 | 0
7 | 19 | 8 | 0 | 0 | 0 | 0 | 0 | 0 | 0 | 0 | 0
7 | 19 | 9 | 0 | 0 | 0 | 0 | 0 | 0 | 0 | 0 | 0
7 | 19 | 10 | 0 | 0 | 0 | 0 | 0 | 0 | 0 | 0 | 0
7 | 19 | 11 | 0 | 0 | 0 | 0 | 0 | 0 | 0 | 0 | 0
7 | 19 | 12 | 0 | 0 | 0 | 0 | 0 | 0 | 0 | 0 | 0
7 | 19 | 13 | 0 | 0 | 0 | 0 | 0 | 0 | 0 | 0 | 0
7 | 19 | 14 | 0 | 0 | 0 | 0 | 0 | 0 | 0 | 0 | 0
7 | 19 | 15 | 0 | 0 | 0 | 0 | 0 | 0 | 0 | 0 | 0
7 | 19 | 16 | 0 | 0 | 0 | 0 | 0 | 0 | 0 | 0 | 0
7 | 19 | 17 | 0 | 0 | 0 | 0 | 0 | 0 | 0 | 0 | 0
7 | 19 | 18 | 0 | 0 | 0 | 0 | 0 | 0 | 0 | 0 | 0
7 | 19 | 19 | 0 | 0 | 0 | 0 | 0 | 0 | 0 | 0 | 0
7 | 19 | 20 | 0 | 0 | 0 | 0 | 0 | 0 | 0 | 0 | 0
7 | 19 | 21 | 0 | 0 | 0 | 0 | 0 | 0 | 0 | 0 | 0
7 | 19 | 22 | 0 | 0 | 0 | 0 | 0 | 0 | 0 | 0 | 0
7 | 19 | 23 | 0 | 0 | 0 | 0 | 0 | 0 | 0 | 0 | 0
7 | 19 | 24 | 0 | 0 | 0 | 0 | 0 | 0 | 0 | 0 | 0
7 | 20 | 1 | 0 | 0 | 0 | 0 | 0 | 0 | 0 | 0 | 0
7 | 20 | 2 | 0 | 0 | 0 | 0 | 0 | 0 | 0 | 0 | 0
7 | 20 | 3 | 0 | 0 | 0 | 0 | 0 | 0 | 0 | 0 | 0
7 | 20 | 4 | 0 | 0 | 0 | 0 | 0 | 0 | 0 | 0 | 0
7 | 20 | 5 | 0 | 0 | 0 | 0 | 0 | 0 | 0 | 0 | 0
7 | 20 | 6 | 0 | 0 | 0 | 0 | 0 | 0 | 0 | 0 | 0
7 | 20 | 7 | 0 | 0 | 0 | 0 | 0 | 0 | 0 | 0 | 0
7 | 20 | 8 | 0 | 0 | 0 | 0 | 0 | 0 | 0 | 0 | 0
7 | 20 | 9 | 0 | 0 | 0 | 0 | 0 | 0 | 0 | 0 | 0
7 | 20 | 10 | 0 | 0 | 0 | 0 | 0 | 0 | 0 | 0 | 0
7 | 20 | 11 | 0 | 0 | 0 | 0 | 0 | 0 | 0 | 0 | 0
7 | 20 | 12 | 0 | 0 | 0 | 0 | 0 | 0 | 0 | 0 | 0
7 | 20 | 13 | 0 | 0 | 0 | 0 | 0 | 0 | 0 | 0 | 0
7 | 20 | 14 | 0 | 0 | 0 | 0 | 0 | 0 | 0 | 0 | 0
7 | 20 | 15 | 0 | 0 | 0 | 0 | 0 | 0 | 0 | 0 | 0
7 | 20 | 16 | 0 | 0 | 0 | 0 | 0 | 0 | 0 | 0 | 0
7 | 20 | 17 | 0 | 0 | 0 | 0 | 0 | 0 | 0 | 0 | 0
7 | 20 | 18 | 0 | 0 | 0 | 0 | 0 | 0 | 0 | 0 | 0
7 | 20 | 19 | 0 | 0 | 0 | 0 | 0 | 0 | 0 | 0 | 0
7 | 20 | 20 | 0 | 0 | 0 | 0 | 0 | 0 | 0 | 0 | 0
7 | 20 | 21 | 0 | 0 | 0 | 0 | 0 | 0 | 0 | 0 | 0
7 | 20 | 22 | 0 | 0 | 0 | 0 | 0 | 0 | 0 | 0 | 0
7 | 20 | 23 | 0 | 0 | 0 | 0 | 0 | 0 | 0 | 0 | 0
7 | 20 | 24 | 0 | 0 | 0 | 0 | 0 | 0 | 0 | 0 | 0
7 | 21 | 1 | 0 | 0 | 0 | 0 | 0 | 0 | 0 | 0 | 0
7 | 21 | 2 | 0 | 0 | 0 | 0 | 0 | 0 | 0 | 0 | 0
7 | 21 | 3 | 0 | 0 | 0 | 0 | 0 | 0 | 0 | 0 | 0
7 | 21 | 4 | 0 | 0 | 0 | 0 | 0 | 0 | 0 | 0 | 0
7 | 21 | 5 | 0 | 0 | 0 | 0 | 0 | 0 | 0 | 0 | 0
7 | 21 | 6 | 0 | 0 | 0 | 0 | 0 | 0 | 0 | 0 | 0
7 | 21 | 7 | 0 | 0 | 0 | 0 | 0 | 0 | 0 | 0 | 0
7 | 21 | 8 | 0 | 0 | 0 | 0 | 0 | 0 | 0 | 0 | 0
7 | 21 | 9 | 0 | 0 | 0 | 0 | 0 | 0 | 0 | 0 | 0
7 | 21 | 10 | 0 | 0 | 0 | 0 | 0 | 0 | 0 | 0 | 0
7 | 21 | 11 | 0 | 0 | 0 | 0 | 0 | 0 | 0 | 0 | 0
7 | 21 | 12 | 0 | 0 | 0 | 0 | 0 | 0 | 0 | 0 | 0
7 | 21 | 13 | 0 | 0 | 0 | 0 | 0 | 0 | 0 | 0 | 0
7 | 21 | 14 | 0 | 0 | 0 | 0 | 0 | 0 | 0 | 0 | 0
7 | 21 | 15 | 0 | 0 | 0 | 0 | 0 | 0 | 0 | 0 | 0
7 | 21 | 16 | 0 | 0 | 0 | 0 | 0 | 0 | 0 | 0 | 0
7 | 21 | 17 | 0 | 0 | 0 | 0 | 0 | 0 | 0 | 0 | 0
7 | 21 | 18 | 0 | 0 | 0 | 0 | 0 | 0 | 0 | 0 | 0
7 | 21 | 19 | 0 | 0 | 0 | 0 | 0 | 0 | 0 | 0 | 0
7 | 21 | 20 | 0 | 0 | 0 | 0 | 0 | 0 | 0 | 0 | 0
7 | 21 | 21 | 0 | 0 | 0 | 0 | 0 | 0 | 0 | 0 | 0
7 | 21 | 22 | 0 | 0 | 0 | 0 | 0 | 0 | 0 | 0 | 0
7 | 21 | 23 | 0 | 0 | 0 | 0 | 0 | 0 | 0 | 0 | 0
7 | 21 | 24 | 0 | 0 | 0 | 0 | 0 | 0 | 0 | 0 | 0
7 | 22 | 1 | 0 | 0 | 0 | 0 | 0 | 0 | 0 | 0 | 0
7 | 22 | 2 | 0 | 0 | 0 | 0 | 0 | 0 | 0 | 0 | 0
7 | 22 | 3 | 0 | 0 | 0 | 0 | 0 | 0 | 0 | 0 | 0
7 | 22 | 4 | 0 | 0 | 0 | 0 | 0 | 0 | 0 | 0 | 0
7 | 22 | 5 | 0 | 0 | 0 | 0 | 0 | 0 | 0 | 0 | 0
7 | 22 | 6 | 0 | 0 | 0 | 0 | 0 | 0 | 0 | 0 | 0
7 | 22 | 7 | 0 | 0 | 0 | 0 | 0 | 0 | 0 | 0 | 0
7 | 22 | 8 | 0 | 0 | 0 | 0 | 0 | 0 | 0 | 0 | 0
7 | 22 | 9 | 0 | 0 | 0 | 0 | 0 | 0 | 0 | 0 | 0
7 | 22 | 10 | 0 | 0 | 0 | 0 | 0 | 0 | 0 | 0 | 0
7 | 22 | 11 | 0 | 0 | 0 | 0 | 0 | 0 | 0 | 0 | 0
7 | 22 | 12 | 0 | 0 | 0 | 0 | 0 | 0 | 0 | 0 | 0
7 | 22 | 13 | 0 | 0 | 0 | 0 | 0 | 0 | 0 | 0 | 0
7 | 22 | 14 | 0 | 0 | 0 | 0 | 0 | 0 | 0 | 0 | 0
7 | 22 | 15 | 0 | 0 | 0 | 0 | 0 | 0 | 0 | 0 | 0
7 | 22 | 16 | 0 | 0 | 0 | 0 | 0 | 0 | 0 | 0 | 0
7 | 22 | 17 | 0 | 0 | 0 | 0 | 0 | 0 | 0 | 0 | 0
7 | 22 | 18 | 0 | 0 | 0 | 0 | 0 | 0 | 0 | 0 | 0
7 | 22 | 19 | 0 | 0 | 0 | 0 | 0 | 0 | 0 | 0 | 0
7 | 22 | 20 | 0 | 0 | 0 | 0 | 0 | 0 | 0 | 0 | 0
7 | 22 | 21 | 0 | 0 | 0 | 0 | 0 | 0 | 0 | 0 | 0
7 | 22 | 22 | 0 | 0 | 0 | 0 | 0 | 0 | 0 | 0 | 0
7 | 22 | 23 | 0 | 0 | 0 | 0 | 0 | 0 | 0 | 0 | 0
7 | 22 | 24 | 0 | 0 | 0 | 0 | 0 | 0 | 0 | 0 | 0
7 | 23 | 1 | 0 | 0 | 0 | 0 | 0 | 0 | 0 | 0 | 0
7 | 23 | 2 | 0 | 0 | 0 | 0 | 0 | 0 | 0 | 0 | 0
7 | 23 | 3 | 0 | 0 | 0 | 0 | 0 | 0 | 0 | 0 | 0
7 | 23 | 4 | 0 | 0 | 0 | 0 | 0 | 0 | 0 | 0 | 0
7 | 23 | 5 | 0 | 0 | 0 | 0 | 0 | 0 | 0 | 0 | 0
7 | 23 | 6 | 0 | 0 | 0 | 0 | 0 | 0 | 0 | 0 | 0
7 | 23 | 7 | 0 | 0 | 0 | 0 | 0 | 0 | 0 | 0 | 0
7 | 23 | 8 | 0 | 0 | 0 | 0 | 0 | 0 | 0 | 0 | 0
7 | 23 | 9 | 0 | 0 | 0 | 0 | 0 | 0 | 0 | 0 | 0
7 | 23 | 10 | 0 | 0 | 0 | 0 | 0 | 0 | 0 | 0 | 0
7 | 23 | 11 | 0 | 0 | 0 | 0 | 0 | 0 | 0 | 0 | 0
7 | 23 | 12 | 0 | 0 | 0 | 0 | 0 | 0 | 0 | 0 | 0
7 | 23 | 13 | 0 | 0 | 0 | 0 | 0 | 0 | 0 | 0 | 0
7 | 23 | 14 | 0 | 0 | 0 | 0 | 0 | 0 | 0 | 0 | 0
7 | 23 | 15 | 0 | 0 | 0 | 0 | 0 | 0 | 0 | 0 | 0
7 | 23 | 16 | 0 | 0 | 0 | 0 | 0 | 0 | 0 | 0 | 0
7 | 23 | 17 | 0 | 0 | 0 | 0 | 0 | 0 | 0 | 0 | 0
7 | 23 | 18 | 0 | 0 | 0 | 0 | 0 | 0 | 0 | 0 | 0
7 | 23 | 19 | 0 | 0 | 0 | 0 | 0 | 0 | 0 | 0 | 0
7 | 23 | 20 | 0 | 0 | 0 | 0 | 0 | 0 | 0 | 0 | 0
7 | 23 | 21 | 0 | 0 | 0 | 0 | 0 | 0 | 0 | 0 | 0
7 | 23 | 22 | 0 | 0 | 0 | 0 | 0 | 0 | 0 | 0 | 0
7 | 23 | 23 | 0 | 0 | 0 | 0 | 0 | 0 | 0 | 0 | 0
7 | 23 | 24 | 0 | 0 | 0 | 0 | 0 | 0 | 0 | 0 | 0
7 | 24 | 1 | 0 | 0 | 0 | 0 | 0 | 0 | 0 | 0 | 0
7 | 24 | 2 | 0 | 0 | 0 | 0 | 0 | 0 | 0 | 0 | 0
7 | 24 | 3 | 0 | 0 | 0 | 0 | 0 | 0 | 0 | 0 | 0
7 | 24 | 4 | 0 | 0 | 0 | 0 | 0 | 0 | 0 | 0 | 0
7 | 24 | 5 | 0 | 0 | 0 | 0 | 0 | 0 | 0 | 0 | 0
7 | 24 | 6 | 0 | 0 | 0 | 0 | 0 | 0 | 0 | 0 | 0
7 | 24 | 7 | 0 | 0 | 0 | 0 | 0 | 0 | 0 | 0 | 0
7 | 24 | 8 | 0 | 0 | 0 | 0 | 0 | 0 | 0 | 0 | 0
7 | 24 | 9 | 0 | 0 | 0 | 0 | 0 | 0 | 0 | 0 | 0
7 | 24 | 10 | 0 | 0 | 0 | 0 | 0 | 0 | 0 | 0 | 0
7 | 24 | 11 | 0 | 0 | 0 | 0 | 0 | 0 | 0 | 0 | 0
7 | 24 | 12 | 0 | 0 | 0 | 0 | 0 | 0 | 0 | 0 | 0
7 | 24 | 13 | 0 | 0 | 0 | 0 | 0 | 0 | 0 | 0 | 0
7 | 24 | 14 | 0 | 0 | 0 | 0 | 0 | 0 | 0 | 0 | 0
7 | 24 | 15 | 0 | 0 | 0 | 0 | 0 | 0 | 0 | 0 | 0
7 | 24 | 16 | 0 | 0 | 0 | 0 | 0 | 0 | 0 | 0 | 0
7 | 24 | 17 | 0 | 0 | 0 | 0 | 0 | 0 | 0 | 0 | 0
7 | 24 | 18 | 0 | 0 | 0 | 0 | 0 | 0 | 0 | 0 | 0
7 | 24 | 19 | 0 | 0 | 0 | 0 | 0 | 0 | 0 | 0 | 0
7 | 24 | 20 | 0 | 0 | 0 | 0 | 0 | 0 | 0 | 0 | 0
7 | 24 | 21 | 0 | 0 | 0 | 0 | 0 | 0 | 0 | 0 | 0
7 | 24 | 22 | 0 | 0 | 0 | 0 | 0 | 0 | 0 | 0 | 0
7 | 24 | 23 | 0 | 0 | 0 | 0 | 0 | 0 | 0 | 0 | 0
7 | 24 | 24 | 0 | 0 | 0 | 0 | 0 | 0 | 0 | 0 | 0
7 | 25 | 1 | 0 | 0 | 0 | 0 | 0 | 0 | 0 | 0 | 0
7 | 25 | 2 | 0 | 0 | 0 | 0 | 0 | 0 | 0 | 0 | 0
7 | 25 | 3 | 0 | 0 | 0 | 0 | 0 | 0 | 0 | 0 | 0
7 | 25 | 4 | 0 | 0 | 0 | 0 | 0 | 0 | 0 | 0 | 0
7 | 25 | 5 | 0 | 0 | 0 | 0 | 0 | 0 | 0 | 0 | 0
7 | 25 | 6 | 0 | 0 | 0 | 0 | 0 | 0 | 0 | 0 | 0
7 | 25 | 7 | 0 | 0 | 0 | 0 | 0 | 0 | 0 | 0 | 0
7 | 25 | 8 | 0 | 0 | 0 | 0 | 0 | 0 | 0 | 0 | 0
7 | 25 | 9 | 0 | 0 | 0 | 0 | 0 | 0 | 0 | 0 | 0
7 | 25 | 10 | 0 | 0 | 0 | 0 | 0 | 0 | 0 | 0 | 0
7 | 25 | 11 | 0 | 0 | 0 | 0 | 0 | 0 | 0 | 0 | 0
7 | 25 | 12 | 0 | 0 | 0 | 0 | 0 | 0 | 0 | 0 | 0
7 | 25 | 13 | 0 | 0 | 0 | 0 | 0 | 0 | 0 | 0 | 0
7 | 25 | 14 | 0 | 0 | 0 | 0 | 0 | 0 | 0 | 0 | 0
7 | 25 | 15 | 0 | 0 | 0 | 0 | 0 | 0 | 0 | 0 | 0
7 | 25 | 16 | 0 | 0 | 0 | 0 | 0 | 0 | 0 | 0 | 0
7 | 25 | 17 | 0 | 0 | 0 | 0 | 0 | 0 | 0 | 0 | 0
7 | 25 | 18 | 0 | 0 | 0 | 0 | 0 | 0 | 0 | 0 | 0
7 | 25 | 19 | 0 | 0 | 0 | 0 | 0 | 0 | 0 | 0 | 0
7 | 25 | 20 | 0 | 0 | 0 | 0 | 0 | 0 | 0 | 0 | 0
7 | 25 | 21 | 0 | 0 | 0 | 0 | 0 | 0 | 0 | 0 | 0
7 | 25 | 22 | 0 | 0 | 0 | 0 | 0 | 0 | 0 | 0 | 0
7 | 25 | 23 | 0 | 0 | 0 | 0 | 0 | 0 | 0 | 0 | 0
7 | 25 | 24 | 0 | 0 | 0 | 0 | 0 | 0 | 0 | 0 | 0
7 | 26 | 1 | 0 | 0 | 0 | 0 | 0 | 0 | 0 | 0 | 0
7 | 26 | 2 | 0 | 0 | 0 | 0 | 0 | 0 | 0 | 0 | 0
7 | 26 | 3 | 0 | 0 | 0 | 0 | 0 | 0 | 0 | 0 | 0
7 | 26 | 4 | 0 | 0 | 0 | 0 | 0 | 0 | 0 | 0 | 0
7 | 26 | 5 | 0 | 0 | 0 | 0 | 0 | 0 | 0 | 0 | 0
7 | 26 | 6 | 0 | 0 | 0 | 0 | 0 | 0 | 0 | 0 | 0
7 | 26 | 7 | 0 | 0 | 0 | 0 | 0 | 0 | 0 | 0 | 0
7 | 26 | 8 | 0 | 0 | 0 | 0 | 0 | 0 | 0 | 0 | 0
7 | 26 | 9 | 0 | 0 | 0 | 0 | 0 | 0 | 0 | 0 | 0
7 | 26 | 10 | 0 | 0 | 0 | 0 | 0 | 0 | 0 | 0 | 0
7 | 26 | 11 | 0 | 0 | 0 | 0 | 0 | 0 | 0 | 0 | 0
7 | 26 | 12 | 0 | 0 | 0 | 0 | 0 | 0 | 0 | 0 | 0
7 | 26 | 13 | 0 | 0 | 0 | 0 | 0 | 0 | 0 | 0 | 0
7 | 26 | 14 | 0 | 0 | 0 | 0 | 0 | 0 | 0 | 0 | 0
7 | 26 | 15 | 0 | 0 | 0 | 0 | 0 | 0 | 0 | 0 | 0
7 | 26 | 16 | 0 | 0 | 0 | 0 | 0 | 0 | 0 | 0 | 0
7 | 26 | 17 | 0 | 0 | 0 | 0 | 0 | 0 | 0 | 0 | 0
7 | 26 | 18 | 0 | 0 | 0 | 0 | 0 | 0 | 0 | 0 | 0
7 | 26 | 19 | 0 | 0 | 0 | 0 | 0 | 0 | 0 | 0 | 0
7 | 26 | 20 | 0 | 0 | 0 | 0 | 0 | 0 | 0 | 0 | 0
7 | 26 | 21 | 0 | 0 | 0 | 0 | 0 | 0 | 0 | 0 | 0
7 | 26 | 22 | 0 | 0 | 0 | 0 | 0 | 0 | 0 | 0 | 0
7 | 26 | 23 | 0 | 0 | 0 | 0 | 0 | 0 | 0 | 0 | 0
7 | 26 | 24 | 0 | 0 | 0 | 0 | 0 | 0 | 0 | 0 | 0
7 | 27 | 1 | 0 | 0 | 0 | 0 | 0 | 0 | 0 | 0 | 0
7 | 27 | 2 | 0 | 0 | 0 | 0 | 0 | 0 | 0 | 0 | 0
7 | 27 | 3 | 0 | 0 | 0 | 0 | 0 | 0 | 0 | 0 | 0
7 | 27 | 4 | 0 | 0 | 0 | 0 | 0 | 0 | 0 | 0 | 0
7 | 27 | 5 | 0 | 0 | 0 | 0 | 0 | 0 | 0 | 0 | 0
7 | 27 | 6 | 0 | 0 | 0 | 0 | 0 | 0 | 0 | 0 | 0
7 | 27 | 7 | 0 | 0 | 0 | 0 | 0 | 0 | 0 | 0 | 0
7 | 27 | 8 | 0 | 0 | 0 | 0 | 0 | 0 | 0 | 0 | 0
7 | 27 | 9 | 0 | 0 | 0 | 0 | 0 | 0 | 0 | 0 | 0
7 | 27 | 10 | 0 | 0 | 0 | 0 | 0 | 0 | 0 | 0 | 0
7 | 27 | 11 | 0 | 0 | 0 | 0 | 0 | 0 | 0 | 0 | 0
7 | 27 | 12 | 0 | 0 | 0 | 0 | 0 | 0 | 0 | 0 | 0
7 | 27 | 13 | 0 | 0 | 0 | 0 | 0 | 0 | 0 | 0 | 0
7 | 27 | 14 | 0 | 0 | 0 | 0 | 0 | 0 | 0 | 0 | 0
7 | 27 | 15 | 0 | 0 | 0 | 0 | 0 | 0 | 0 | 0 | 0
7 | 27 | 16 | 0 | 0 | 0 | 0 | 0 | 0 | 0 | 0 | 0
7 | 27 | 17 | 0 | 0 | 0 | 0 | 0 | 0 | 0 | 0 | 0
7 | 27 | 18 | 0 | 0 | 0 | 0 | 0 | 0 | 0 | 0 | 0
7 | 27 | 19 | 0 | 0 | 0 | 0 | 0 | 0 | 0 | 0 | 0
7 | 27 | 20 | 0 | 0 | 0 | 0 | 0 | 0 | 0 | 0 | 0
7 | 27 | 21 | 0 | 0 | 0 | 0 | 0 | 0 | 0 | 0 | 0
7 | 27 | 22 | 0 | 0 | 0 | 0 | 0 | 0 | 0 | 0 | 0
7 | 27 | 23 | 0 | 0 | 0 | 0 | 0 | 0 | 0 | 0 | 0
7 | 27 | 24 | 0 | 0 | 0 | 0 | 0 | 0 | 0 | 0 | 0
7 | 28 | 1 | 0 | 0 | 0 | 0 | 0 | 0 | 0 | 0 | 0
7 | 28 | 2 | 0 | 0 | 0 | 0 | 0 | 0 | 0 | 0 | 0
7 | 28 | 3 | 0 | 0 | 0 | 0 | 0 | 0 | 0 | 0 | 0
7 | 28 | 4 | 0 | 0 | 0 | 0 | 0 | 0 | 0 | 0 | 0
7 | 28 | 5 | 0 | 0 | 0 | 0 | 0 | 0 | 0 | 0 | 0
7 | 28 | 6 | 0 | 0 | 0 | 0 | 0 | 0 | 0 | 0 | 0
7 | 28 | 7 | 0 | 0 | 0 | 0 | 0 | 0 | 0 | 0 | 0
7 | 28 | 8 | 0 | 0 | 0 | 0 | 0 | 0 | 0 | 0 | 0
7 | 28 | 9 | 0 | 0 | 0 | 0 | 0 | 0 | 0 | 0 | 0
7 | 28 | 10 | 0 | 0 | 0 | 0 | 0 | 0 | 0 | 0 | 0
7 | 28 | 11 | 0 | 0 | 0 | 0 | 0 | 0 | 0 | 0 | 0
7 | 28 | 12 | 0 | 0 | 0 | 0 | 0 | 0 | 0 | 0 | 0
7 | 28 | 13 | 0 | 0 | 0 | 0 | 0 | 0 | 0 | 0 | 0
7 | 28 | 14 | 0 | 0 | 0 | 0 | 0 | 0 | 0 | 0 | 0
7 | 28 | 15 | 0 | 0 | 0 | 0 | 0 | 0 | 0 | 0 | 0
7 | 28 | 16 | 0 | 0 | 0 | 0 | 0 | 0 | 0 | 0 | 0
7 | 28 | 17 | 0 | 0 | 0 | 0 | 0 | 0 | 0 | 0 | 0
7 | 28 | 18 | 0 | 0 | 0 | 0 | 0 | 0 | 0 | 0 | 0
7 | 28 | 19 | 0 | 0 | 0 | 0 | 0 | 0 | 0 | 0 | 0
7 | 28 | 20 | 0 | 0 | 0 | 0 | 0 | 0 | 0 | 0 | 0
7 | 28 | 21 | 0 | 0 | 0 | 0 | 0 | 0 | 0 | 0 | 0
7 | 28 | 22 | 0 | 0 | 0 | 0 | 0 | 0 | 0 | 0 | 0
7 | 28 | 23 | 0 | 0 | 0 | 0 | 0 | 0 | 0 | 0 | 0
7 | 28 | 24 | 0 | 0 | 0 | 0 | 0 | 0 | 0 | 0 | 0
7 | 29 | 1 | 0 | 0 | 0 | 0 | 0 | 0 | 0 | 0 | 0
7 | 29 | 2 | 0 | 0 | 0 | 0 | 0 | 0 | 0 | 0 | 0
7 | 29 | 3 | 0 | 0 | 0 | 0 | 0 | 0 | 0 | 0 | 0
7 | 29 | 4 | 0 | 0 | 0 | 0 | 0 | 0 | 0 | 0 | 0
7 | 29 | 5 | 0 | 0 | 0 | 0 | 0 | 0 | 0 | 0 | 0
7 | 29 | 6 | 0 | 0 | 0 | 0 | 0 | 0 | 0 | 0 | 0
7 | 29 | 7 | 0 | 0 | 0 | 0 | 0 | 0 | 0 | 0 | 0
7 | 29 | 8 | 0 | 0 | 0 | 0 | 0 | 0 | 0 | 0 | 0
7 | 29 | 9 | 0 | 0 | 0 | 0 | 0 | 0 | 0 | 0 | 0
7 | 29 | 10 | 0 | 0 | 0 | 0 | 0 | 0 | 0 | 0 | 0
7 | 29 | 11 | 0 | 0 | 0 | 0 | 0 | 0 | 0 | 0 | 0
7 | 29 | 12 | 0 | 0 | 0 | 0 | 0 | 0 | 0 | 0 | 0
7 | 29 | 13 | 0 | 0 | 0 | 0 | 0 | 0 | 0 | 0 | 0
7 | 29 | 14 | 0 | 0 | 0 | 0 | 0 | 0 | 0 | 0 | 0
7 | 29 | 15 | 0 | 0 | 0 | 0 | 0 | 0 | 0 | 0 | 0
7 | 29 | 16 | 0 | 0 | 0 | 0 | 0 | 0 | 0 | 0 | 0
7 | 29 | 17 | 0 | 0 | 0 | 0 | 0 | 0 | 0 | 0 | 0
7 | 29 | 18 | 0 | 0 | 0 | 0 | 0 | 0 | 0 | 0 | 0
7 | 29 | 19 | 0 | 0 | 0 | 0 | 0 | 0 | 0 | 0 | 0
7 | 29 | 20 | 0 | 0 | 0 | 0 | 0 | 0 | 0 | 0 | 0
7 | 29 | 21 | 0 | 0 | 0 | 0 | 0 | 0 | 0 | 0 | 0
7 | 29 | 22 | 0 | 0 | 0 | 0 | 0 | 0 | 0 | 0 | 0
7 | 29 | 23 | 0 | 0 | 0 | 0 | 0 | 0 | 0 | 0 | 0
7 | 29 | 24 | 0 | 0 | 0 | 0 | 0 | 0 | 0 | 0 | 0
7 | 30 | 1 | 0 | 0 | 0 | 0 | 0 | 0 | 0 | 0 | 0
7 | 30 | 2 | 0 | 0 | 0 | 0 | 0 | 0 | 0 | 0 | 0
7 | 30 | 3 | 0 | 0 | 0 | 0 | 0 | 0 | 0 | 0 | 0
7 | 30 | 4 | 0 | 0 | 0 | 0 | 0 | 0 | 0 | 0 | 0
7 | 30 | 5 | 0 | 0 | 0 | 0 | 0 | 0 | 0 | 0 | 0
7 | 30 | 6 | 0 | 0 | 0 | 0 | 0 | 0 | 0 | 0 | 0
7 | 30 | 7 | 0 | 0 | 0 | 0 | 0 | 0 | 0 | 0 | 0
7 | 30 | 8 | 0 | 0 | 0 | 0 | 0 | 0 | 0 | 0 | 0
7 | 30 | 9 | 0 | 0 | 0 | 0 | 0 | 0 | 0 | 0 | 0
7 | 30 | 10 | 0 | 0 | 0 | 0 | 0 | 0 | 0 | 0 | 0
7 | 30 | 11 | 0 | 0 | 0 | 0 | 0 | 0 | 0 | 0 | 0
7 | 30 | 12 | 0 | 0 | 0 | 0 | 0 | 0 | 0 | 0 | 0
7 | 30 | 13 | 0 | 0 | 0 | 0 | 0 | 0 | 0 | 0 | 0
7 | 30 | 14 | 0 | 0 | 0 | 0 | 0 | 0 | 0 | 0 | 0
7 | 30 | 15 | 0 | 0 | 0 | 0 | 0 | 0 | 0 | 0 | 0
7 | 30 | 16 | 0 | 0 | 0 | 0 | 0 | 0 | 0 | 0 | 0
7 | 30 | 17 | 0 | 0 | 0 | 0 | 0 | 0 | 0 | 0 | 0
7 | 30 | 18 | 0 | 0 | 0 | 0 | 0 | 0 | 0 | 0 | 0
7 | 30 | 19 | 0 | 0 | 0 | 0 | 0 | 0 | 0 | 0 | 0
7 | 30 | 20 | 0 | 0 | 0 | 0 | 0 | 0 | 0 | 0 | 0
7 | 30 | 21 | 0 | 0 | 0 | 0 | 0 | 0 | 0 | 0 | 0
7 | 30 | 22 | 0 | 0 | 0 | 0 | 0 | 0 | 0 | 0 | 0
7 | 30 | 23 | 0 | 0 | 0 | 0 | 0 | 0 | 0 | 0 | 0
7 | 30 | 24 | 0 | 0 | 0 | 0 | 0 | 0 | 0 | 0 | 0
7 | 31 | 1 | 0 | 0 | 0 | 0 | 0 | 0 | 0 | 0 | 0
7 | 31 | 2 | 0 | 0 | 0 | 0 | 0 | 0 | 0 | 0 | 0
7 | 31 | 3 | 0 | 0 | 0 | 0 | 0 | 0 | 0 | 0 | 0
7 | 31 | 4 | 0 | 0 | 0 | 0 | 0 | 0 | 0 | 0 | 0
7 | 31 | 5 | 0 | 0 | 0 | 0 | 0 | 0 | 0 | 0 | 0
7 | 31 | 6 | 0 | 0 | 0 | 0 | 0 | 0 | 0 | 0 | 0
7 | 31 | 7 | 0 | 0 | 0 | 0 | 0 | 0 | 0 | 0 | 0
7 | 31 | 8 | 0 | 0 | 0 | 0 | 0 | 0 | 0 | 0 | 0
7 | 31 | 9 | 0 | 0 | 0 | 0 | 0 | 0 | 0 | 0 | 0
7 | 31 | 10 | 0 | 0 | 0 | 0 | 0 | 0 | 0 | 0 | 0
7 | 31 | 11 | 0 | 0 | 0 | 0 | 0 | 0 | 0 | 0 | 0
7 | 31 | 12 | 0 | 0 | 0 | 0 | 0 | 0 | 0 | 0 | 0
7 | 31 | 13 | 0 | 0 | 0 | 0 | 0 | 0 | 0 | 0 | 0
7 | 31 | 14 | 0 | 0 | 0 | 0 | 0 | 0 | 0 | 0 | 0
7 | 31 | 15 | 0 | 0 | 0 | 0 | 0 | 0 | 0 | 0 | 0
7 | 31 | 16 | 0 | 0 | 0 | 0 | 0 | 0 | 0 | 0 | 0
7 | 31 | 17 | 0 | 0 | 0 | 0 | 0 | 0 | 0 | 0 | 0
7 | 31 | 18 | 0 | 0 | 0 | 0 | 0 | 0 | 0 | 0 | 0
7 | 31 | 19 | 0 | 0 | 0 | 0 | 0 | 0 | 0 | 0 | 0
7 | 31 | 20 | 0 | 0 | 0 | 0 | 0 | 0 | 0 | 0 | 0
7 | 31 | 21 | 0 | 0 | 0 | 0 | 0 | 0 | 0 | 0 | 0
7 | 31 | 22 | 0 | 0 | 0 | 0 | 0 | 0 | 0 | 0 | 0
7 | 31 | 23 | 0 | 0 | 0 | 0 | 0 | 0 | 0 | 0 | 0
7 | 31 | 24 | 0 | 0 | 0 | 0 | 0 | 0 | 0 | 0 | 0
8 | 1 | 1 | 0 | 0 | 0 | 0 | 0 | 0 | 0 | 0 | 0
8 | 1 | 2 | 0 | 0 | 0 | 0 | 0 | 0 | 0 | 0 | 0
8 | 1 | 3 | 0 | 0 | 0 | 0 | 0 | 0 | 0 | 0 | 0
8 | 1 | 4 | 0 | 0 | 0 | 0 | 0 | 0 | 0 | 0 | 0
8 | 1 | 5 | 0 | 0 | 0 | 0 | 0 | 0 | 0 | 0 | 0
8 | 1 | 6 | 0 | 0 | 0 | 0 | 0 | 0 | 0 | 0 | 0
8 | 1 | 7 | 0 | 0 | 0 | 0 | 0 | 0 | 0 | 0 | 0
8 | 1 | 8 | 0 | 0 | 0 | 0 | 0 | 0 | 0 | 0 | 0
8 | 1 | 9 | 0 | 0 | 0 | 0 | 0 | 0 | 0 | 0 | 0
8 | 1 | 10 | 0 | 0 | 0 | 0 | 0 | 0 | 0 | 0 | 0
8 | 1 | 11 | 0 | 0 | 0 | 0 | 0 | 0 | 0 | 0 | 0
8 | 1 | 12 | 0 | 0 | 0 | 0 | 0 | 0 | 0 | 0 | 0
8 | 1 | 13 | 0 | 0 | 0 | 0 | 0 | 0 | 0 | 0 | 0
8 | 1 | 14 | 0 | 0 | 0 | 0 | 0 | 0 | 0 | 0 | 0
8 | 1 | 15 | 0 | 0 | 0 | 0 | 0 | 0 | 0 | 0 | 0
8 | 1 | 16 | 0 | 0 | 0 | 0 | 0 | 0 | 0 | 0 | 0
8 | 1 | 17 | 0 | 0 | 0 | 0 | 0 | 0 | 0 | 0 | 0
8 | 1 | 18 | 0 | 0 | 0 | 0 | 0 | 0 | 0 | 0 | 0
8 | 1 | 19 | 0 | 0 | 0 | 0 | 0 | 0 | 0 | 0 | 0
8 | 1 | 20 | 0 | 0 | 0 | 0 | 0 | 0 | 0 | 0 | 0
8 | 1 | 21 | 0 | 0 | 0 | 0 | 0 | 0 | 0 | 0 | 0
8 | 1 | 22 | 0 | 0 | 0 | 0 | 0 | 0 | 0 | 0 | 0
8 | 1 | 23 | 0 | 0 | 0 | 0 | 0 | 0 | 0 | 0 | 0
8 | 1 | 24 | 0 | 0 | 0 | 0 | 0 | 0 | 0 | 0 | 0
8 | 2 | 1 | 0 | 0 | 0 | 0 | 0 | 0 | 0 | 0 | 0
8 | 2 | 2 | 0 | 0 | 0 | 0 | 0 | 0 | 0 | 0 | 0
8 | 2 | 3 | 0 | 0 | 0 | 0 | 0 | 0 | 0 | 0 | 0
8 | 2 | 4 | 0 | 0 | 0 | 0 | 0 | 0 | 0 | 0 | 0
8 | 2 | 5 | 0 | 0 | 0 | 0 | 0 | 0 | 0 | 0 | 0
8 | 2 | 6 | 0 | 0 | 0 | 0 | 0 | 0 | 0 | 0 | 0
8 | 2 | 7 | 0 | 0 | 0 | 0 | 0 | 0 | 0 | 0 | 0
8 | 2 | 8 | 0 | 0 | 0 | 0 | 0 | 0 | 0 | 0 | 0
8 | 2 | 9 | 0 | 0 | 0 | 0 | 0 | 0 | 0 | 0 | 0
8 | 2 | 10 | 0 | 0 | 0 | 0 | 0 | 0 | 0 | 0 | 0
8 | 2 | 11 | 0 | 0 | 0 | 0 | 0 | 0 | 0 | 0 | 0
8 | 2 | 12 | 0 | 0 | 0 | 0 | 0 | 0 | 0 | 0 | 0
8 | 2 | 13 | 0 | 0 | 0 | 0 | 0 | 0 | 0 | 0 | 0
8 | 2 | 14 | 0 | 0 | 0 | 0 | 0 | 0 | 0 | 0 | 0
8 | 2 | 15 | 0 | 0 | 0 | 0 | 0 | 0 | 0 | 0 | 0
8 | 2 | 16 | 0 | 0 | 0 | 0 | 0 | 0 | 0 | 0 | 0
8 | 2 | 17 | 0 | 0 | 0 | 0 | 0 | 0 | 0 | 0 | 0
8 | 2 | 18 | 0 | 0 | 0 | 0 | 0 | 0 | 0 | 0 | 0
8 | 2 | 19 | 0 | 0 | 0 | 0 | 0 | 0 | 0 | 0 | 0
8 | 2 | 20 | 0 | 0 | 0 | 0 | 0 | 0 | 0 | 0 | 0
8 | 2 | 21 | 0 | 0 | 0 | 0 | 0 | 0 | 0 | 0 | 0
8 | 2 | 22 | 0 | 0 | 0 | 0 | 0 | 0 | 0 | 0 | 0
8 | 2 | 23 | 0 | 0 | 0 | 0 | 0 | 0 | 0 | 0 | 0
8 | 2 | 24 | 0 | 0 | 0 | 0 | 0 | 0 | 0 | 0 | 0
8 | 3 | 1 | 0 | 0 | 0 | 0 | 0 | 0 | 0 | 0 | 0
8 | 3 | 2 | 0 | 0 | 0 | 0 | 0 | 0 | 0 | 0 | 0
8 | 3 | 3 | 0 | 0 | 0 | 0 | 0 | 0 | 0 | 0 | 0
8 | 3 | 4 | 0 | 0 | 0 | 0 | 0 | 0 | 0 | 0 | 0
8 | 3 | 5 | 0 | 0 | 0 | 0 | 0 | 0 | 0 | 0 | 0
8 | 3 | 6 | 0 | 0 | 0 | 0 | 0 | 0 | 0 | 0 | 0
8 | 3 | 7 | 0 | 0 | 0 | 0 | 0 | 0 | 0 | 0 | 0
8 | 3 | 8 | 0 | 0 | 0 | 0 | 0 | 0 | 0 | 0 | 0
8 | 3 | 9 | 0 | 0 | 0 | 0 | 0 | 0 | 0 | 0 | 0
8 | 3 | 10 | 0 | 0 | 0 | 0 | 0 | 0 | 0 | 0 | 0
8 | 3 | 11 | 0 | 0 | 0 | 0 | 0 | 0 | 0 | 0 | 0
8 | 3 | 12 | 0 | 0 | 0 | 0 | 0 | 0 | 0 | 0 | 0
8 | 3 | 13 | 0 | 0 | 0 | 0 | 0 | 0 | 0 | 0 | 0
8 | 3 | 14 | 0 | 0 | 0 | 0 | 0 | 0 | 0 | 0 | 0
8 | 3 | 15 | 0 | 0 | 0 | 0 | 0 | 0 | 0 | 0 | 0
8 | 3 | 16 | 0 | 0 | 0 | 0 | 0 | 0 | 0 | 0 | 0
8 | 3 | 17 | 0 | 0 | 0 | 0 | 0 | 0 | 0 | 0 | 0
8 | 3 | 18 | 0 | 0 | 0 | 0 | 0 | 0 | 0 | 0 | 0
8 | 3 | 19 | 0 | 0 | 0 | 0 | 0 | 0 | 0 | 0 | 0
8 | 3 | 20 | 0 | 0 | 0 | 0 | 0 | 0 | 0 | 0 | 0
8 | 3 | 21 | 0 | 0 | 0 | 0 | 0 | 0 | 0 | 0 | 0
8 | 3 | 22 | 0 | 0 | 0 | 0 | 0 | 0 | 0 | 0 | 0
8 | 3 | 23 | 0 | 0 | 0 | 0 | 0 | 0 | 0 | 0 | 0
8 | 3 | 24 | 0 | 0 | 0 | 0 | 0 | 0 | 0 | 0 | 0
8 | 4 | 1 | 0 | 0 | 0 | 0 | 0 | 0 | 0 | 0 | 0
8 | 4 | 2 | 0 | 0 | 0 | 0 | 0 | 0 | 0 | 0 | 0
8 | 4 | 3 | 0 | 0 | 0 | 0 | 0 | 0 | 0 | 0 | 0
8 | 4 | 4 | 0 | 0 | 0 | 0 | 0 | 0 | 0 | 0 | 0
8 | 4 | 5 | 0 | 0 | 0 | 0 | 0 | 0 | 0 | 0 | 0
8 | 4 | 6 | 0 | 0 | 0 | 0 | 0 | 0 | 0 | 0 | 0
8 | 4 | 7 | 0 | 0 | 0 | 0 | 0 | 0 | 0 | 0 | 0
8 | 4 | 8 | 0 | 0 | 0 | 0 | 0 | 0 | 0 | 0 | 0
8 | 4 | 9 | 0 | 0 | 0 | 0 | 0 | 0 | 0 | 0 | 0
8 | 4 | 10 | 0 | 0 | 0 | 0 | 0 | 0 | 0 | 0 | 0
8 | 4 | 11 | 0 | 0 | 0 | 0 | 0 | 0 | 0 | 0 | 0
8 | 4 | 12 | 0 | 0 | 0 | 0 | 0 | 0 | 0 | 0 | 0
8 | 4 | 13 | 0 | 0 | 0 | 0 | 0 | 0 | 0 | 0 | 0
8 | 4 | 14 | 0 | 0 | 0 | 0 | 0 | 0 | 0 | 0 | 0
8 | 4 | 15 | 0 | 0 | 0 | 0 | 0 | 0 | 0 | 0 | 0
8 | 4 | 16 | 0 | 0 | 0 | 0 | 0 | 0 | 0 | 0 | 0
8 | 4 | 17 | 0 | 0 | 0 | 0 | 0 | 0 | 0 | 0 | 0
8 | 4 | 18 | 0 | 0 | 0 | 0 | 0 | 0 | 0 | 0 | 0
8 | 4 | 19 | 0 | 0 | 0 | 0 | 0 | 0 | 0 | 0 | 0
8 | 4 | 20 | 0 | 0 | 0 | 0 | 0 | 0 | 0 | 0 | 0
8 | 4 | 21 | 0 | 0 | 0 | 0 | 0 | 0 | 0 | 0 | 0
8 | 4 | 22 | 0 | 0 | 0 | 0 | 0 | 0 | 0 | 0 | 0
8 | 4 | 23 | 0 | 0 | 0 | 0 | 0 | 0 | 0 | 0 | 0
8 | 4 | 24 | 0 | 0 | 0 | 0 | 0 | 0 | 0 | 0 | 0
8 | 5 | 1 | 0 | 0 | 0 | 0 | 0 | 0 | 0 | 0 | 0
8 | 5 | 2 | 0 | 0 | 0 | 0 | 0 | 0 | 0 | 0 | 0
8 | 5 | 3 | 0 | 0 | 0 | 0 | 0 | 0 | 0 | 0 | 0
8 | 5 | 4 | 0 | 0 | 0 | 0 | 0 | 0 | 0 | 0 | 0
8 | 5 | 5 | 0 | 0 | 0 | 0 | 0 | 0 | 0 | 0 | 0
8 | 5 | 6 | 0 | 0 | 0 | 0 | 0 | 0 | 0 | 0 | 0
8 | 5 | 7 | 0 | 0 | 0 | 0 | 0 | 0 | 0 | 0 | 0
8 | 5 | 8 | 0 | 0 | 0 | 0 | 0 | 0 | 0 | 0 | 0
8 | 5 | 9 | 0 | 0 | 0 | 0 | 0 | 0 | 0 | 0 | 0
8 | 5 | 10 | 0 | 0 | 0 | 0 | 0 | 0 | 0 | 0 | 0
8 | 5 | 11 | 0 | 0 | 0 | 0 | 0 | 0 | 0 | 0 | 0
8 | 5 | 12 | 0 | 0 | 0 | 0 | 0 | 0 | 0 | 0 | 0
8 | 5 | 13 | 0 | 0 | 0 | 0 | 0 | 0 | 0 | 0 | 0
8 | 5 | 14 | 0 | 0 | 0 | 0 | 0 | 0 | 0 | 0 | 0
8 | 5 | 15 | 0 | 0 | 0 | 0 | 0 | 0 | 0 | 0 | 0
8 | 5 | 16 | 0 | 0 | 0 | 0 | 0 | 0 | 0 | 0 | 0
8 | 5 | 17 | 0 | 0 | 0 | 0 | 0 | 0 | 0 | 0 | 0
8 | 5 | 18 | 0 | 0 | 0 | 0 | 0 | 0 | 0 | 0 | 0
8 | 5 | 19 | 0 | 0 | 0 | 0 | 0 | 0 | 0 | 0 | 0
8 | 5 | 20 | 0 | 0 | 0 | 0 | 0 | 0 | 0 | 0 | 0
8 | 5 | 21 | 0 | 0 | 0 | 0 | 0 | 0 | 0 | 0 | 0
8 | 5 | 22 | 0 | 0 | 0 | 0 | 0 | 0 | 0 | 0 | 0
8 | 5 | 23 | 0 | 0 | 0 | 0 | 0 | 0 | 0 | 0 | 0
8 | 5 | 24 | 0 | 0 | 0 | 0 | 0 | 0 | 0 | 0 | 0
8 | 6 | 1 | 0 | 0 | 0 | 0 | 0 | 0 | 0 | 0 | 0
8 | 6 | 2 | 0 | 0 | 0 | 0 | 0 | 0 | 0 | 0 | 0
8 | 6 | 3 | 0 | 0 | 0 | 0 | 0 | 0 | 0 | 0 | 0
8 | 6 | 4 | 0 | 0 | 0 | 0 | 0 | 0 | 0 | 0 | 0
8 | 6 | 5 | 0 | 0 | 0 | 0 | 0 | 0 | 0 | 0 | 0
8 | 6 | 6 | 0 | 0 | 0 | 0 | 0 | 0 | 0 | 0 | 0
8 | 6 | 7 | 0 | 0 | 0 | 0 | 0 | 0 | 0 | 0 | 0
8 | 6 | 8 | 0 | 0 | 0 | 0 | 0 | 0 | 0 | 0 | 0
8 | 6 | 9 | 0 | 0 | 0 | 0 | 0 | 0 | 0 | 0 | 0
8 | 6 | 10 | 0 | 0 | 0 | 0 | 0 | 0 | 0 | 0 | 0
8 | 6 | 11 | 0 | 0 | 0 | 0 | 0 | 0 | 0 | 0 | 0
8 | 6 | 12 | 0 | 0 | 0 | 0 | 0 | 0 | 0 | 0 | 0
8 | 6 | 13 | 0 | 0 | 0 | 0 | 0 | 0 | 0 | 0 | 0
8 | 6 | 14 | 0 | 0 | 0 | 0 | 0 | 0 | 0 | 0 | 0
8 | 6 | 15 | 0 | 0 | 0 | 0 | 0 | 0 | 0 | 0 | 0
8 | 6 | 16 | 0 | 0 | 0 | 0 | 0 | 0 | 0 | 0 | 0
8 | 6 | 17 | 0 | 0 | 0 | 0 | 0 | 0 | 0 | 0 | 0
8 | 6 | 18 | 0 | 0 | 0 | 0 | 0 | 0 | 0 | 0 | 0
8 | 6 | 19 | 0 | 0 | 0 | 0 | 0 | 0 | 0 | 0 | 0
8 | 6 | 20 | 0 | 0 | 0 | 0 | 0 | 0 | 0 | 0 | 0
8 | 6 | 21 | 0 | 0 | 0 | 0 | 0 | 0 | 0 | 0 | 0
8 | 6 | 22 | 0 | 0 | 0 | 0 | 0 | 0 | 0 | 0 | 0
8 | 6 | 23 | 0 | 0 | 0 | 0 | 0 | 0 | 0 | 0 | 0
8 | 6 | 24 | 0 | 0 | 0 | 0 | 0 | 0 | 0 | 0 | 0
8 | 7 | 1 | 0 | 0 | 0 | 0 | 0 | 0 | 0 | 0 | 0
8 | 7 | 2 | 0 | 0 | 0 | 0 | 0 | 0 | 0 | 0 | 0
8 | 7 | 3 | 0 | 0 | 0 | 0 | 0 | 0 | 0 | 0 | 0
8 | 7 | 4 | 0 | 0 | 0 | 0 | 0 | 0 | 0 | 0 | 0
8 | 7 | 5 | 0 | 0 | 0 | 0 | 0 | 0 | 0 | 0 | 0
8 | 7 | 6 | 0 | 0 | 0 | 0 | 0 | 0 | 0 | 0 | 0
8 | 7 | 7 | 0 | 0 | 0 | 0 | 0 | 0 | 0 | 0 | 0
8 | 7 | 8 | 0 | 0 | 0 | 0 | 0 | 0 | 0 | 0 | 0
8 | 7 | 9 | 0 | 0 | 0 | 0 | 0 | 0 | 0 | 0 | 0
8 | 7 | 10 | 0 | 0 | 0 | 0 | 0 | 0 | 0 | 0 | 0
8 | 7 | 11 | 0 | 0 | 0 | 0 | 0 | 0 | 0 | 0 | 0
8 | 7 | 12 | 0 | 0 | 0 | 0 | 0 | 0 | 0 | 0 | 0
8 | 7 | 13 | 0 | 0 | 0 | 0 | 0 | 0 | 0 | 0 | 0
8 | 7 | 14 | 0 | 0 | 0 | 0 | 0 | 0 | 0 | 0 | 0
8 | 7 | 15 | 0 | 0 | 0 | 0 | 0 | 0 | 0 | 0 | 0
8 | 7 | 16 | 0 | 0 | 0 | 0 | 0 | 0 | 0 | 0 | 0
8 | 7 | 17 | 0 | 0 | 0 | 0 | 0 | 0 | 0 | 0 | 0
8 | 7 | 18 | 0 | 0 | 0 | 0 | 0 | 0 | 0 | 0 | 0
8 | 7 | 19 | 0 | 0 | 0 | 0 | 0 | 0 | 0 | 0 | 0
8 | 7 | 20 | 0 | 0 | 0 | 0 | 0 | 0 | 0 | 0 | 0
8 | 7 | 21 | 0 | 0 | 0 | 0 | 0 | 0 | 0 | 0 | 0
8 | 7 | 22 | 0 | 0 | 0 | 0 | 0 | 0 | 0 | 0 | 0
8 | 7 | 23 | 0 | 0 | 0 | 0 | 0 | 0 | 0 | 0 | 0
8 | 7 | 24 | 0 | 0 | 0 | 0 | 0 | 0 | 0 | 0 | 0
8 | 8 | 1 | 0 | 0 | 0 | 0 | 0 | 0 | 0 | 0 | 0
8 | 8 | 2 | 0 | 0 | 0 | 0 | 0 | 0 | 0 | 0 | 0
8 | 8 | 3 | 0 | 0 | 0 | 0 | 0 | 0 | 0 | 0 | 0
8 | 8 | 4 | 0 | 0 | 0 | 0 | 0 | 0 | 0 | 0 | 0
8 | 8 | 5 | 0 | 0 | 0 | 0 | 0 | 0 | 0 | 0 | 0
8 | 8 | 6 | 0 | 0 | 0 | 0 | 0 | 0 | 0 | 0 | 0
8 | 8 | 7 | 0 | 0 | 0 | 0 | 0 | 0 | 0 | 0 | 0
8 | 8 | 8 | 0 | 0 | 0 | 0 | 0 | 0 | 0 | 0 | 0
8 | 8 | 9 | 0 | 0 | 0 | 0 | 0 | 0 | 0 | 0 | 0
8 | 8 | 10 | 0 | 0 | 0 | 0 | 0 | 0 | 0 | 0 | 0
8 | 8 | 11 | 0 | 0 | 0 | 0 | 0 | 0 | 0 | 0 | 0
8 | 8 | 12 | 0 | 0 | 0 | 0 | 0 | 0 | 0 | 0 | 0
8 | 8 | 13 | 0 | 0 | 0 | 0 | 0 | 0 | 0 | 0 | 0
8 | 8 | 14 | 0 | 0 | 0 | 0 | 0 | 0 | 0 | 0 | 0
8 | 8 | 15 | 0 | 0 | 0 | 0 | 0 | 0 | 0 | 0 | 0
8 | 8 | 16 | 0 | 0 | 0 | 0 | 0 | 0 | 0 | 0 | 0
8 | 8 | 17 | 0 | 0 | 0 | 0 | 0 | 0 | 0 | 0 | 0
8 | 8 | 18 | 0 | 0 | 0 | 0 | 0 | 0 | 0 | 0 | 0
8 | 8 | 19 | 0 | 0 | 0 | 0 | 0 | 0 | 0 | 0 | 0
8 | 8 | 20 | 0 | 0 | 0 | 0 | 0 | 0 | 0 | 0 | 0
8 | 8 | 21 | 0 | 0 | 0 | 0 | 0 | 0 | 0 | 0 | 0
8 | 8 | 22 | 0 | 0 | 0 | 0 | 0 | 0 | 0 | 0 | 0
8 | 8 | 23 | 0 | 0 | 0 | 0 | 0 | 0 | 0 | 0 | 0
8 | 8 | 24 | 0 | 0 | 0 | 0 | 0 | 0 | 0 | 0 | 0
8 | 9 | 1 | 0 | 0 | 0 | 0 | 0 | 0 | 0 | 0 | 0
8 | 9 | 2 | 0 | 0 | 0 | 0 | 0 | 0 | 0 | 0 | 0
8 | 9 | 3 | 0 | 0 | 0 | 0 | 0 | 0 | 0 | 0 | 0
8 | 9 | 4 | 0 | 0 | 0 | 0 | 0 | 0 | 0 | 0 | 0
8 | 9 | 5 | 0 | 0 | 0 | 0 | 0 | 0 | 0 | 0 | 0
8 | 9 | 6 | 0 | 0 | 0 | 0 | 0 | 0 | 0 | 0 | 0
8 | 9 | 7 | 0 | 0 | 0 | 0 | 0 | 0 | 0 | 0 | 0
8 | 9 | 8 | 0 | 0 | 0 | 0 | 0 | 0 | 0 | 0 | 0
8 | 9 | 9 | 0 | 0 | 0 | 0 | 0 | 0 | 0 | 0 | 0
8 | 9 | 10 | 0 | 0 | 0 | 0 | 0 | 0 | 0 | 0 | 0
8 | 9 | 11 | 0 | 0 | 0 | 0 | 0 | 0 | 0 | 0 | 0
8 | 9 | 12 | 0 | 0 | 0 | 0 | 0 | 0 | 0 | 0 | 0
8 | 9 | 13 | 0 | 0 | 0 | 0 | 0 | 0 | 0 | 0 | 0
8 | 9 | 14 | 0 | 0 | 0 | 0 | 0 | 0 | 0 | 0 | 0
8 | 9 | 15 | 0 | 0 | 0 | 0 | 0 | 0 | 0 | 0 | 0
8 | 9 | 16 | 0 | 0 | 0 | 0 | 0 | 0 | 0 | 0 | 0
8 | 9 | 17 | 0 | 0 | 0 | 0 | 0 | 0 | 0 | 0 | 0
8 | 9 | 18 | 0 | 0 | 0 | 0 | 0 | 0 | 0 | 0 | 0
8 | 9 | 19 | 0 | 0 | 0 | 0 | 0 | 0 | 0 | 0 | 0
8 | 9 | 20 | 0 | 0 | 0 | 0 | 0 | 0 | 0 | 0 | 0
8 | 9 | 21 | 0 | 0 | 0 | 0 | 0 | 0 | 0 | 0 | 0
8 | 9 | 22 | 0 | 0 | 0 | 0 | 0 | 0 | 0 | 0 | 0
8 | 9 | 23 | 0 | 0 | 0 | 0 | 0 | 0 | 0 | 0 | 0
8 | 9 | 24 | 0 | 0 | 0 | 0 | 0 | 0 | 0 | 0 | 0
8 | 10 | 1 | 0 | 0 | 0 | 0 | 0 | 0 | 0 | 0 | 0
8 | 10 | 2 | 0 | 0 | 0 | 0 | 0 | 0 | 0 | 0 | 0
8 | 10 | 3 | 0 | 0 | 0 | 0 | 0 | 0 | 0 | 0 | 0
8 | 10 | 4 | 0 | 0 | 0 | 0 | 0 | 0 | 0 | 0 | 0
8 | 10 | 5 | 0 | 0 | 0 | 0 | 0 | 0 | 0 | 0 | 0
8 | 10 | 6 | 0 | 0 | 0 | 0 | 0 | 0 | 0 | 0 | 0
8 | 10 | 7 | 0 | 0 | 0 | 0 | 0 | 0 | 0 | 0 | 0
8 | 10 | 8 | 0 | 0 | 0 | 0 | 0 | 0 | 0 | 0 | 0
8 | 10 | 9 | 0 | 0 | 0 | 0 | 0 | 0 | 0 | 0 | 0
8 | 10 | 10 | 0 | 0 | 0 | 0 | 0 | 0 | 0 | 0 | 0
8 | 10 | 11 | 0 | 0 | 0 | 0 | 0 | 0 | 0 | 0 | 0
8 | 10 | 12 | 0 | 0 | 0 | 0 | 0 | 0 | 0 | 0 | 0
8 | 10 | 13 | 0 | 0 | 0 | 0 | 0 | 0 | 0 | 0 | 0
8 | 10 | 14 | 0 | 0 | 0 | 0 | 0 | 0 | 0 | 0 | 0
8 | 10 | 15 | 0 | 0 | 0 | 0 | 0 | 0 | 0 | 0 | 0
8 | 10 | 16 | 0 | 0 | 0 | 0 | 0 | 0 | 0 | 0 | 0
8 | 10 | 17 | 0 | 0 | 0 | 0 | 0 | 0 | 0 | 0 | 0
8 | 10 | 18 | 0 | 0 | 0 | 0 | 0 | 0 | 0 | 0 | 0
8 | 10 | 19 | 0 | 0 | 0 | 0 | 0 | 0 | 0 | 0 | 0
8 | 10 | 20 | 0 | 0 | 0 | 0 | 0 | 0 | 0 | 0 | 0
8 | 10 | 21 | 0 | 0 | 0 | 0 | 0 | 0 | 0 | 0 | 0
8 | 10 | 22 | 0 | 0 | 0 | 0 | 0 | 0 | 0 | 0 | 0
8 | 10 | 23 | 0 | 0 | 0 | 0 | 0 | 0 | 0 | 0 | 0
8 | 10 | 24 | 0 | 0 | 0 | 0 | 0 | 0 | 0 | 0 | 0
8 | 11 | 1 | 0 | 0 | 0 | 0 | 0 | 0 | 0 | 0 | 0
8 | 11 | 2 | 0 | 0 | 0 | 0 | 0 | 0 | 0 | 0 | 0
8 | 11 | 3 | 0 | 0 | 0 | 0 | 0 | 0 | 0 | 0 | 0
8 | 11 | 4 | 0 | 0 | 0 | 0 | 0 | 0 | 0 | 0 | 0
8 | 11 | 5 | 0 | 0 | 0 | 0 | 0 | 0 | 0 | 0 | 0
8 | 11 | 6 | 0 | 0 | 0 | 0 | 0 | 0 | 0 | 0 | 0
8 | 11 | 7 | 0 | 0 | 0 | 0 | 0 | 0 | 0 | 0 | 0
8 | 11 | 8 | 0 | 0 | 0 | 0 | 0 | 0 | 0 | 0 | 0
8 | 11 | 9 | 0 | 0 | 0 | 0 | 0 | 0 | 0 | 0 | 0
8 | 11 | 10 | 0 | 0 | 0 | 0 | 0 | 0 | 0 | 0 | 0
8 | 11 | 11 | 0 | 0 | 0 | 0 | 0 | 0 | 0 | 0 | 0
8 | 11 | 12 | 0 | 0 | 0 | 0 | 0 | 0 | 0 | 0 | 0
8 | 11 | 13 | 0 | 0 | 0 | 0 | 0 | 0 | 0 | 0 | 0
8 | 11 | 14 | 0 | 0 | 0 | 0 | 0 | 0 | 0 | 0 | 0
8 | 11 | 15 | 0 | 0 | 0 | 0 | 0 | 0 | 0 | 0 | 0
8 | 11 | 16 | 0 | 0 | 0 | 0 | 0 | 0 | 0 | 0 | 0
8 | 11 | 17 | 0 | 0 | 0 | 0 | 0 | 0 | 0 | 0 | 0
8 | 11 | 18 | 0 | 0 | 0 | 0 | 0 | 0 | 0 | 0 | 0
8 | 11 | 19 | 0 | 0 | 0 | 0 | 0 | 0 | 0 | 0 | 0
8 | 11 | 20 | 0 | 0 | 0 | 0 | 0 | 0 | 0 | 0 | 0
8 | 11 | 21 | 0 | 0 | 0 | 0 | 0 | 0 | 0 | 0 | 0
8 | 11 | 22 | 0 | 0 | 0 | 0 | 0 | 0 | 0 | 0 | 0
8 | 11 | 23 | 0 | 0 | 0 | 0 | 0 | 0 | 0 | 0 | 0
8 | 11 | 24 | 0 | 0 | 0 | 0 | 0 | 0 | 0 | 0 | 0
8 | 12 | 1 | 0 | 0 | 0 | 0 | 0 | 0 | 0 | 0 | 0
8 | 12 | 2 | 0 | 0 | 0 | 0 | 0 | 0 | 0 | 0 | 0
8 | 12 | 3 | 0 | 0 | 0 | 0 | 0 | 0 | 0 | 0 | 0
8 | 12 | 4 | 0 | 0 | 0 | 0 | 0 | 0 | 0 | 0 | 0
8 | 12 | 5 | 0 | 0 | 0 | 0 | 0 | 0 | 0 | 0 | 0
8 | 12 | 6 | 0 | 0 | 0 | 0 | 0 | 0 | 0 | 0 | 0
8 | 12 | 7 | 0 | 0 | 0 | 0 | 0 | 0 | 0 | 0 | 0
8 | 12 | 8 | 0 | 0 | 0 | 0 | 0 | 0 | 0 | 0 | 0
8 | 12 | 9 | 0 | 0 | 0 | 0 | 0 | 0 | 0 | 0 | 0
8 | 12 | 10 | 0 | 0 | 0 | 0 | 0 | 0 | 0 | 0 | 0
8 | 12 | 11 | 0 | 0 | 0 | 0 | 0 | 0 | 0 | 0 | 0
8 | 12 | 12 | 0 | 0 | 0 | 0 | 0 | 0 | 0 | 0 | 0
8 | 12 | 13 | 0 | 0 | 0 | 0 | 0 | 0 | 0 | 0 | 0
8 | 12 | 14 | 0 | 0 | 0 | 0 | 0 | 0 | 0 | 0 | 0
8 | 12 | 15 | 0 | 0 | 0 | 0 | 0 | 0 | 0 | 0 | 0
8 | 12 | 16 | 0 | 0 | 0 | 0 | 0 | 0 | 0 | 0 | 0
8 | 12 | 17 | 0 | 0 | 0 | 0 | 0 | 0 | 0 | 0 | 0
8 | 12 | 18 | 0 | 0 | 0 | 0 | 0 | 0 | 0 | 0 | 0
8 | 12 | 19 | 0 | 0 | 0 | 0 | 0 | 0 | 0 | 0 | 0
8 | 12 | 20 | 0 | 0 | 0 | 0 | 0 | 0 | 0 | 0 | 0
8 | 12 | 21 | 0 | 0 | 0 | 0 | 0 | 0 | 0 | 0 | 0
8 | 12 | 22 | 0 | 0 | 0 | 0 | 0 | 0 | 0 | 0 | 0
8 | 12 | 23 | 0 | 0 | 0 | 0 | 0 | 0 | 0 | 0 | 0
8 | 12 | 24 | 0 | 0 | 0 | 0 | 0 | 0 | 0 | 0 | 0
8 | 13 | 1 | 0 | 0 | 0 | 0 | 0 | 0 | 0 | 0 | 0
8 | 13 | 2 | 0 | 0 | 0 | 0 | 0 | 0 | 0 | 0 | 0
8 | 13 | 3 | 0 | 0 | 0 | 0 | 0 | 0 | 0 | 0 | 0
8 | 13 | 4 | 0 | 0 | 0 | 0 | 0 | 0 | 0 | 0 | 0
8 | 13 | 5 | 0 | 0 | 0 | 0 | 0 | 0 | 0 | 0 | 0
8 | 13 | 6 | 0 | 0 | 0 | 0 | 0 | 0 | 0 | 0 | 0
8 | 13 | 7 | 0 | 0 | 0 | 0 | 0 | 0 | 0 | 0 | 0
8 | 13 | 8 | 0 | 0 | 0 | 0 | 0 | 0 | 0 | 0 | 0
8 | 13 | 9 | 0 | 0 | 0 | 0 | 0 | 0 | 0 | 0 | 0
8 | 13 | 10 | 0 | 0 | 0 | 0 | 0 | 0 | 0 | 0 | 0
8 | 13 | 11 | 0 | 0 | 0 | 0 | 0 | 0 | 0 | 0 | 0
8 | 13 | 12 | 0 | 0 | 0 | 0 | 0 | 0 | 0 | 0 | 0
8 | 13 | 13 | 0 | 0 | 0 | 0 | 0 | 0 | 0 | 0 | 0
8 | 13 | 14 | 0 | 0 | 0 | 0 | 0 | 0 | 0 | 0 | 0
8 | 13 | 15 | 0 | 0 | 0 | 0 | 0 | 0 | 0 | 0 | 0
8 | 13 | 16 | 0 | 0 | 0 | 0 | 0 | 0 | 0 | 0 | 0
8 | 13 | 17 | 0 | 0 | 0 | 0 | 0 | 0 | 0 | 0 | 0
8 | 13 | 18 | 0 | 0 | 0 | 0 | 0 | 0 | 0 | 0 | 0
8 | 13 | 19 | 0 | 0 | 0 | 0 | 0 | 0 | 0 | 0 | 0
8 | 13 | 20 | 0 | 0 | 0 | 0 | 0 | 0 | 0 | 0 | 0
8 | 13 | 21 | 0 | 0 | 0 | 0 | 0 | 0 | 0 | 0 | 0
8 | 13 | 22 | 0 | 0 | 0 | 0 | 0 | 0 | 0 | 0 | 0
8 | 13 | 23 | 0 | 0 | 0 | 0 | 0 | 0 | 0 | 0 | 0
8 | 13 | 24 | 0 | 0 | 0 | 0 | 0 | 0 | 0 | 0 | 0
8 | 14 | 1 | 0 | 0 | 0 | 0 | 0 | 0 | 0 | 0 | 0
8 | 14 | 2 | 0 | 0 | 0 | 0 | 0 | 0 | 0 | 0 | 0
8 | 14 | 3 | 0 | 0 | 0 | 0 | 0 | 0 | 0 | 0 | 0
8 | 14 | 4 | 0 | 0 | 0 | 0 | 0 | 0 | 0 | 0 | 0
8 | 14 | 5 | 0 | 0 | 0 | 0 | 0 | 0 | 0 | 0 | 0
8 | 14 | 6 | 0 | 0 | 0 | 0 | 0 | 0 | 0 | 0 | 0
8 | 14 | 7 | 0 | 0 | 0 | 0 | 0 | 0 | 0 | 0 | 0
8 | 14 | 8 | 0 | 0 | 0 | 0 | 0 | 0 | 0 | 0 | 0
8 | 14 | 9 | 0 | 0 | 0 | 0 | 0 | 0 | 0 | 0 | 0
8 | 14 | 10 | 0 | 0 | 0 | 0 | 0 | 0 | 0 | 0 | 0
8 | 14 | 11 | 0 | 0 | 0 | 0 | 0 | 0 | 0 | 0 | 0
8 | 14 | 12 | 0 | 0 | 0 | 0 | 0 | 0 | 0 | 0 | 0
8 | 14 | 13 | 0 | 0 | 0 | 0 | 0 | 0 | 0 | 0 | 0
8 | 14 | 14 | 0 | 0 | 0 | 0 | 0 | 0 | 0 | 0 | 0
8 | 14 | 15 | 0 | 0 | 0 | 0 | 0 | 0 | 0 | 0 | 0
8 | 14 | 16 | 0 | 0 | 0 | 0 | 0 | 0 | 0 | 0 | 0
8 | 14 | 17 | 0 | 0 | 0 | 0 | 0 | 0 | 0 | 0 | 0
8 | 14 | 18 | 0 | 0 | 0 | 0 | 0 | 0 | 0 | 0 | 0
8 | 14 | 19 | 0 | 0 | 0 | 0 | 0 | 0 | 0 | 0 | 0
8 | 14 | 20 | 0 | 0 | 0 | 0 | 0 | 0 | 0 | 0 | 0
8 | 14 | 21 | 0 | 0 | 0 | 0 | 0 | 0 | 0 | 0 | 0
8 | 14 | 22 | 0 | 0 | 0 | 0 | 0 | 0 | 0 | 0 | 0
8 | 14 | 23 | 0 | 0 | 0 | 0 | 0 | 0 | 0 | 0 | 0
8 | 14 | 24 | 0 | 0 | 0 | 0 | 0 | 0 | 0 | 0 | 0
8 | 15 | 1 | 0 | 0 | 0 | 0 | 0 | 0 | 0 | 0 | 0
8 | 15 | 2 | 0 | 0 | 0 | 0 | 0 | 0 | 0 | 0 | 0
8 | 15 | 3 | 0 | 0 | 0 | 0 | 0 | 0 | 0 | 0 | 0
8 | 15 | 4 | 0 | 0 | 0 | 0 | 0 | 0 | 0 | 0 | 0
8 | 15 | 5 | 0 | 0 | 0 | 0 | 0 | 0 | 0 | 0 | 0
8 | 15 | 6 | 0 | 0 | 0 | 0 | 0 | 0 | 0 | 0 | 0
8 | 15 | 7 | 0 | 0 | 0 | 0 | 0 | 0 | 0 | 0 | 0
8 | 15 | 8 | 0 | 0 | 0 | 0 | 0 | 0 | 0 | 0 | 0
8 | 15 | 9 | 0 | 0 | 0 | 0 | 0 | 0 | 0 | 0 | 0
8 | 15 | 10 | 0 | 0 | 0 | 0 | 0 | 0 | 0 | 0 | 0
8 | 15 | 11 | 0 | 0 | 0 | 0 | 0 | 0 | 0 | 0 | 0
8 | 15 | 12 | 0 | 0 | 0 | 0 | 0 | 0 | 0 | 0 | 0
8 | 15 | 13 | 0 | 0 | 0 | 0 | 0 | 0 | 0 | 0 | 0
8 | 15 | 14 | 0 | 0 | 0 | 0 | 0 | 0 | 0 | 0 | 0
8 | 15 | 15 | 0 | 0 | 0 | 0 | 0 | 0 | 0 | 0 | 0
8 | 15 | 16 | 0 | 0 | 0 | 0 | 0 | 0 | 0 | 0 | 0
8 | 15 | 17 | 0 | 0 | 0 | 0 | 0 | 0 | 0 | 0 | 0
8 | 15 | 18 | 0 | 0 | 0 | 0 | 0 | 0 | 0 | 0 | 0
8 | 15 | 19 | 0 | 0 | 0 | 0 | 0 | 0 | 0 | 0 | 0
8 | 15 | 20 | 0 | 0 | 0 | 0 | 0 | 0 | 0 | 0 | 0
8 | 15 | 21 | 0 | 0 | 0 | 0 | 0 | 0 | 0 | 0 | 0
8 | 15 | 22 | 0 | 0 | 0 | 0 | 0 | 0 | 0 | 0 | 0
8 | 15 | 23 | 0 | 0 | 0 | 0 | 0 | 0 | 0 | 0 | 0
8 | 15 | 24 | 0 | 0 | 0 | 0 | 0 | 0 | 0 | 0 | 0
8 | 16 | 1 | 0 | 0 | 0 | 0 | 0 | 0 | 0 | 0 | 0
8 | 16 | 2 | 0 | 0 | 0 | 0 | 0 | 0 | 0 | 0 | 0
8 | 16 | 3 | 0 | 0 | 0 | 0 | 0 | 0 | 0 | 0 | 0
8 | 16 | 4 | 0 | 0 | 0 | 0 | 0 | 0 | 0 | 0 | 0
8 | 16 | 5 | 0 | 0 | 0 | 0 | 0 | 0 | 0 | 0 | 0
8 | 16 | 6 | 0 | 0 | 0 | 0 | 0 | 0 | 0 | 0 | 0
8 | 16 | 7 | 0 | 0 | 0 | 0 | 0 | 0 | 0 | 0 | 0
8 | 16 | 8 | 0 | 0 | 0 | 0 | 0 | 0 | 0 | 0 | 0
8 | 16 | 9 | 0 | 0 | 0 | 0 | 0 | 0 | 0 | 0 | 0
8 | 16 | 10 | 0 | 0 | 0 | 0 | 0 | 0 | 0 | 0 | 0
8 | 16 | 11 | 0 | 0 | 0 | 0 | 0 | 0 | 0 | 0 | 0
8 | 16 | 12 | 0 | 0 | 0 | 0 | 0 | 0 | 0 | 0 | 0
8 | 16 | 13 | 0 | 0 | 0 | 0 | 0 | 0 | 0 | 0 | 0
8 | 16 | 14 | 0 | 0 | 0 | 0 | 0 | 0 | 0 | 0 | 0
8 | 16 | 15 | 0 | 0 | 0 | 0 | 0 | 0 | 0 | 0 | 0
8 | 16 | 16 | 0 | 0 | 0 | 0 | 0 | 0 | 0 | 0 | 0
8 | 16 | 17 | 0 | 0 | 0 | 0 | 0 | 0 | 0 | 0 | 0
8 | 16 | 18 | 0 | 0 | 0 | 0 | 0 | 0 | 0 | 0 | 0
8 | 16 | 19 | 0 | 0 | 0 | 0 | 0 | 0 | 0 | 0 | 0
8 | 16 | 20 | 0 | 0 | 0 | 0 | 0 | 0 | 0 | 0 | 0
8 | 16 | 21 | 0 | 0 | 0 | 0 | 0 | 0 | 0 | 0 | 0
8 | 16 | 22 | 0 | 0 | 0 | 0 | 0 | 0 | 0 | 0 | 0
8 | 16 | 23 | 0 | 0 | 0 | 0 | 0 | 0 | 0 | 0 | 0
8 | 16 | 24 | 0 | 0 | 0 | 0 | 0 | 0 | 0 | 0 | 0
8 | 17 | 1 | 0 | 0 | 0 | 0 | 0 | 0 | 0 | 0 | 0
8 | 17 | 2 | 0 | 0 | 0 | 0 | 0 | 0 | 0 | 0 | 0
8 | 17 | 3 | 0 | 0 | 0 | 0 | 0 | 0 | 0 | 0 | 0
8 | 17 | 4 | 0 | 0 | 0 | 0 | 0 | 0 | 0 | 0 | 0
8 | 17 | 5 | 0 | 0 | 0 | 0 | 0 | 0 | 0 | 0 | 0
8 | 17 | 6 | 0 | 0 | 0 | 0 | 0 | 0 | 0 | 0 | 0
8 | 17 | 7 | 0 | 0 | 0 | 0 | 0 | 0 | 0 | 0 | 0
8 | 17 | 8 | 0 | 0 | 0 | 0 | 0 | 0 | 0 | 0 | 0
8 | 17 | 9 | 0 | 0 | 0 | 0 | 0 | 0 | 0 | 0 | 0
8 | 17 | 10 | 0 | 0 | 0 | 0 | 0 | 0 | 0 | 0 | 0
8 | 17 | 11 | 0 | 0 | 0 | 0 | 0 | 0 | 0 | 0 | 0
8 | 17 | 12 | 0 | 0 | 0 | 0 | 0 | 0 | 0 | 0 | 0
8 | 17 | 13 | 0 | 0 | 0 | 0 | 0 | 0 | 0 | 0 | 0
8 | 17 | 14 | 0 | 0 | 0 | 0 | 0 | 0 | 0 | 0 | 0
8 | 17 | 15 | 0 | 0 | 0 | 0 | 0 | 0 | 0 | 0 | 0
8 | 17 | 16 | 0 | 0 | 0 | 0 | 0 | 0 | 0 | 0 | 0
8 | 17 | 17 | 0 | 0 | 0 | 0 | 0 | 0 | 0 | 0 | 0
8 | 17 | 18 | 0 | 0 | 0 | 0 | 0 | 0 | 0 | 0 | 0
8 | 17 | 19 | 0 | 0 | 0 | 0 | 0 | 0 | 0 | 0 | 0
8 | 17 | 20 | 0 | 0 | 0 | 0 | 0 | 0 | 0 | 0 | 0
8 | 17 | 21 | 0 | 0 | 0 | 0 | 0 | 0 | 0 | 0 | 0
8 | 17 | 22 | 0 | 0 | 0 | 0 | 0 | 0 | 0 | 0 | 0
8 | 17 | 23 | 0 | 0 | 0 | 0 | 0 | 0 | 0 | 0 | 0
8 | 17 | 24 | 0 | 0 | 0 | 0 | 0 | 0 | 0 | 0 | 0
8 | 18 | 1 | 0 | 0 | 0 | 0 | 0 | 0 | 0 | 0 | 0
8 | 18 | 2 | 0 | 0 | 0 | 0 | 0 | 0 | 0 | 0 | 0
8 | 18 | 3 | 0 | 0 | 0 | 0 | 0 | 0 | 0 | 0 | 0
8 | 18 | 4 | 0 | 0 | 0 | 0 | 0 | 0 | 0 | 0 | 0
8 | 18 | 5 | 0 | 0 | 0 | 0 | 0 | 0 | 0 | 0 | 0
8 | 18 | 6 | 0 | 0 | 0 | 0 | 0 | 0 | 0 | 0 | 0
8 | 18 | 7 | 0 | 0 | 0 | 0 | 0 | 0 | 0 | 0 | 0
8 | 18 | 8 | 0 | 0 | 0 | 0 | 0 | 0 | 0 | 0 | 0
8 | 18 | 9 | 0 | 0 | 0 | 0 | 0 | 0 | 0 | 0 | 0
8 | 18 | 10 | 0 | 0 | 0 | 0 | 0 | 0 | 0 | 0 | 0
8 | 18 | 11 | 0 | 0 | 0 | 0 | 0 | 0 | 0 | 0 | 0
8 | 18 | 12 | 0 | 0 | 0 | 0 | 0 | 0 | 0 | 0 | 0
8 | 18 | 13 | 0 | 0 | 0 | 0 | 0 | 0 | 0 | 0 | 0
8 | 18 | 14 | 0 | 0 | 0 | 0 | 0 | 0 | 0 | 0 | 0
8 | 18 | 15 | 0 | 0 | 0 | 0 | 0 | 0 | 0 | 0 | 0
8 | 18 | 16 | 0 | 0 | 0 | 0 | 0 | 0 | 0 | 0 | 0
8 | 18 | 17 | 0 | 0 | 0 | 0 | 0 | 0 | 0 | 0 | 0
8 | 18 | 18 | 0 | 0 | 0 | 0 | 0 | 0 | 0 | 0 | 0
8 | 18 | 19 | 0 | 0 | 0 | 0 | 0 | 0 | 0 | 0 | 0
8 | 18 | 20 | 0 | 0 | 0 | 0 | 0 | 0 | 0 | 0 | 0
8 | 18 | 21 | 0 | 0 | 0 | 0 | 0 | 0 | 0 | 0 | 0
8 | 18 | 22 | 0 | 0 | 0 | 0 | 0 | 0 | 0 | 0 | 0
8 | 18 | 23 | 0 | 0 | 0 | 0 | 0 | 0 | 0 | 0 | 0
8 | 18 | 24 | 0 | 0 | 0 | 0 | 0 | 0 | 0 | 0 | 0
8 | 19 | 1 | 0 | 0 | 0 | 0 | 0 | 0 | 0 | 0 | 0
8 | 19 | 2 | 0 | 0 | 0 | 0 | 0 | 0 | 0 | 0 | 0
8 | 19 | 3 | 0 | 0 | 0 | 0 | 0 | 0 | 0 | 0 | 0
8 | 19 | 4 | 0 | 0 | 0 | 0 | 0 | 0 | 0 | 0 | 0
8 | 19 | 5 | 0 | 0 | 0 | 0 | 0 | 0 | 0 | 0 | 0
8 | 19 | 6 | 0 | 0 | 0 | 0 | 0 | 0 | 0 | 0 | 0
8 | 19 | 7 | 0 | 0 | 0 | 0 | 0 | 0 | 0 | 0 | 0
8 | 19 | 8 | 0 | 0 | 0 | 0 | 0 | 0 | 0 | 0 | 0
8 | 19 | 9 | 0 | 0 | 0 | 0 | 0 | 0 | 0 | 0 | 0
8 | 19 | 10 | 0 | 0 | 0 | 0 | 0 | 0 | 0 | 0 | 0
8 | 19 | 11 | 0 | 0 | 0 | 0 | 0 | 0 | 0 | 0 | 0
8 | 19 | 12 | 0 | 0 | 0 | 0 | 0 | 0 | 0 | 0 | 0
8 | 19 | 13 | 0 | 0 | 0 | 0 | 0 | 0 | 0 | 0 | 0
8 | 19 | 14 | 0 | 0 | 0 | 0 | 0 | 0 | 0 | 0 | 0
8 | 19 | 15 | 0 | 0 | 0 | 0 | 0 | 0 | 0 | 0 | 0
8 | 19 | 16 | 0 | 0 | 0 | 0 | 0 | 0 | 0 | 0 | 0
8 | 19 | 17 | 0 | 0 | 0 | 0 | 0 | 0 | 0 | 0 | 0
8 | 19 | 18 | 0 | 0 | 0 | 0 | 0 | 0 | 0 | 0 | 0
8 | 19 | 19 | 0 | 0 | 0 | 0 | 0 | 0 | 0 | 0 | 0
8 | 19 | 20 | 0 | 0 | 0 | 0 | 0 | 0 | 0 | 0 | 0
8 | 19 | 21 | 0 | 0 | 0 | 0 | 0 | 0 | 0 | 0 | 0
8 | 19 | 22 | 0 | 0 | 0 | 0 | 0 | 0 | 0 | 0 | 0
8 | 19 | 23 | 0 | 0 | 0 | 0 | 0 | 0 | 0 | 0 | 0
8 | 19 | 24 | 0 | 0 | 0 | 0 | 0 | 0 | 0 | 0 | 0
8 | 20 | 1 | 0 | 0 | 0 | 0 | 0 | 0 | 0 | 0 | 0
8 | 20 | 2 | 0 | 0 | 0 | 0 | 0 | 0 | 0 | 0 | 0
8 | 20 | 3 | 0 | 0 | 0 | 0 | 0 | 0 | 0 | 0 | 0
8 | 20 | 4 | 0 | 0 | 0 | 0 | 0 | 0 | 0 | 0 | 0
8 | 20 | 5 | 0 | 0 | 0 | 0 | 0 | 0 | 0 | 0 | 0
8 | 20 | 6 | 0 | 0 | 0 | 0 | 0 | 0 | 0 | 0 | 0
8 | 20 | 7 | 0 | 0 | 0 | 0 | 0 | 0 | 0 | 0 | 0
8 | 20 | 8 | 0 | 0 | 0 | 0 | 0 | 0 | 0 | 0 | 0
8 | 20 | 9 | 0 | 0 | 0 | 0 | 0 | 0 | 0 | 0 | 0
8 | 20 | 10 | 0 | 0 | 0 | 0 | 0 | 0 | 0 | 0 | 0
8 | 20 | 11 | 0 | 0 | 0 | 0 | 0 | 0 | 0 | 0 | 0
8 | 20 | 12 | 0 | 0 | 0 | 0 | 0 | 0 | 0 | 0 | 0
8 | 20 | 13 | 0 | 0 | 0 | 0 | 0 | 0 | 0 | 0 | 0
8 | 20 | 14 | 0 | 0 | 0 | 0 | 0 | 0 | 0 | 0 | 0
8 | 20 | 15 | 0 | 0 | 0 | 0 | 0 | 0 | 0 | 0 | 0
8 | 20 | 16 | 0 | 0 | 0 | 0 | 0 | 0 | 0 | 0 | 0
8 | 20 | 17 | 0 | 0 | 0 | 0 | 0 | 0 | 0 | 0 | 0
8 | 20 | 18 | 0 | 0 | 0 | 0 | 0 | 0 | 0 | 0 | 0
8 | 20 | 19 | 0 | 0 | 0 | 0 | 0 | 0 | 0 | 0 | 0
8 | 20 | 20 | 0 | 0 | 0 | 0 | 0 | 0 | 0 | 0 | 0
8 | 20 | 21 | 0 | 0 | 0 | 0 | 0 | 0 | 0 | 0 | 0
8 | 20 | 22 | 0 | 0 | 0 | 0 | 0 | 0 | 0 | 0 | 0
8 | 20 | 23 | 0 | 0 | 0 | 0 | 0 | 0 | 0 | 0 | 0
8 | 20 | 24 | 0 | 0 | 0 | 0 | 0 | 0 | 0 | 0 | 0
8 | 21 | 1 | 0 | 0 | 0 | 0 | 0 | 0 | 0 | 0 | 0
8 | 21 | 2 | 0 | 0 | 0 | 0 | 0 | 0 | 0 | 0 | 0
8 | 21 | 3 | 0 | 0 | 0 | 0 | 0 | 0 | 0 | 0 | 0
8 | 21 | 4 | 0 | 0 | 0 | 0 | 0 | 0 | 0 | 0 | 0
8 | 21 | 5 | 0 | 0 | 0 | 0 | 0 | 0 | 0 | 0 | 0
8 | 21 | 6 | 0 | 0 | 0 | 0 | 0 | 0 | 0 | 0 | 0
8 | 21 | 7 | 0 | 0 | 0 | 0 | 0 | 0 | 0 | 0 | 0
8 | 21 | 8 | 0 | 0 | 0 | 0 | 0 | 0 | 0 | 0 | 0
8 | 21 | 9 | 0 | 0 | 0 | 0 | 0 | 0 | 0 | 0 | 0
8 | 21 | 10 | 0 | 0 | 0 | 0 | 0 | 0 | 0 | 0 | 0
8 | 21 | 11 | 0 | 0 | 0 | 0 | 0 | 0 | 0 | 0 | 0
8 | 21 | 12 | 0 | 0 | 0 | 0 | 0 | 0 | 0 | 0 | 0
8 | 21 | 13 | 0 | 0 | 0 | 0 | 0 | 0 | 0 | 0 | 0
8 | 21 | 14 | 0 | 0 | 0 | 0 | 0 | 0 | 0 | 0 | 0
8 | 21 | 15 | 0 | 0 | 0 | 0 | 0 | 0 | 0 | 0 | 0
8 | 21 | 16 | 0 | 0 | 0 | 0 | 0 | 0 | 0 | 0 | 0
8 | 21 | 17 | 0 | 0 | 0 | 0 | 0 | 0 | 0 | 0 | 0
8 | 21 | 18 | 0 | 0 | 0 | 0 | 0 | 0 | 0 | 0 | 0
8 | 21 | 19 | 0 | 0 | 0 | 0 | 0 | 0 | 0 | 0 | 0
8 | 21 | 20 | 0 | 0 | 0 | 0 | 0 | 0 | 0 | 0 | 0
8 | 21 | 21 | 0 | 0 | 0 | 0 | 0 | 0 | 0 | 0 | 0
8 | 21 | 22 | 0 | 0 | 0 | 0 | 0 | 0 | 0 | 0 | 0
8 | 21 | 23 | 0 | 0 | 0 | 0 | 0 | 0 | 0 | 0 | 0
8 | 21 | 24 | 0 | 0 | 0 | 0 | 0 | 0 | 0 | 0 | 0
8 | 22 | 1 | 0 | 0 | 0 | 0 | 0 | 0 | 0 | 0 | 0
8 | 22 | 2 | 0 | 0 | 0 | 0 | 0 | 0 | 0 | 0 | 0
8 | 22 | 3 | 0 | 0 | 0 | 0 | 0 | 0 | 0 | 0 | 0
8 | 22 | 4 | 0 | 0 | 0 | 0 | 0 | 0 | 0 | 0 | 0
8 | 22 | 5 | 0 | 0 | 0 | 0 | 0 | 0 | 0 | 0 | 0
8 | 22 | 6 | 0 | 0 | 0 | 0 | 0 | 0 | 0 | 0 | 0
8 | 22 | 7 | 0 | 0 | 0 | 0 | 0 | 0 | 0 | 0 | 0
8 | 22 | 8 | 0 | 0 | 0 | 0 | 0 | 0 | 0 | 0 | 0
8 | 22 | 9 | 0 | 0 | 0 | 0 | 0 | 0 | 0 | 0 | 0
8 | 22 | 10 | 0 | 0 | 0 | 0 | 0 | 0 | 0 | 0 | 0
8 | 22 | 11 | 0 | 0 | 0 | 0 | 0 | 0 | 0 | 0 | 0
8 | 22 | 12 | 0 | 0 | 0 | 0 | 0 | 0 | 0 | 0 | 0
8 | 22 | 13 | 0 | 0 | 0 | 0 | 0 | 0 | 0 | 0 | 0
8 | 22 | 14 | 0 | 0 | 0 | 0 | 0 | 0 | 0 | 0 | 0
8 | 22 | 15 | 0 | 0 | 0 | 0 | 0 | 0 | 0 | 0 | 0
8 | 22 | 16 | 0 | 0 | 0 | 0 | 0 | 0 | 0 | 0 | 0
8 | 22 | 17 | 0 | 0 | 0 | 0 | 0 | 0 | 0 | 0 | 0
8 | 22 | 18 | 0 | 0 | 0 | 0 | 0 | 0 | 0 | 0 | 0
8 | 22 | 19 | 0 | 0 | 0 | 0 | 0 | 0 | 0 | 0 | 0
8 | 22 | 20 | 0 | 0 | 0 | 0 | 0 | 0 | 0 | 0 | 0
8 | 22 | 21 | 0 | 0 | 0 | 0 | 0 | 0 | 0 | 0 | 0
8 | 22 | 22 | 0 | 0 | 0 | 0 | 0 | 0 | 0 | 0 | 0
8 | 22 | 23 | 0 | 0 | 0 | 0 | 0 | 0 | 0 | 0 | 0
8 | 22 | 24 | 0 | 0 | 0 | 0 | 0 | 0 | 0 | 0 | 0
8 | 23 | 1 | 0 | 0 | 0 | 0 | 0 | 0 | 0 | 0 | 0
8 | 23 | 2 | 0 | 0 | 0 | 0 | 0 | 0 | 0 | 0 | 0
8 | 23 | 3 | 0 | 0 | 0 | 0 | 0 | 0 | 0 | 0 | 0
8 | 23 | 4 | 0 | 0 | 0 | 0 | 0 | 0 | 0 | 0 | 0
8 | 23 | 5 | 0 | 0 | 0 | 0 | 0 | 0 | 0 | 0 | 0
8 | 23 | 6 | 0 | 0 | 0 | 0 | 0 | 0 | 0 | 0 | 0
8 | 23 | 7 | 0 | 0 | 0 | 0 | 0 | 0 | 0 | 0 | 0
8 | 23 | 8 | 0 | 0 | 0 | 0 | 0 | 0 | 0 | 0 | 0
8 | 23 | 9 | 0 | 0 | 0 | 0 | 0 | 0 | 0 | 0 | 0
8 | 23 | 10 | 0 | 0 | 0 | 0 | 0 | 0 | 0 | 0 | 0
8 | 23 | 11 | 0 | 0 | 0 | 0 | 0 | 0 | 0 | 0 | 0
8 | 23 | 12 | 0 | 0 | 0 | 0 | 0 | 0 | 0 | 0 | 0
8 | 23 | 13 | 0 | 0 | 0 | 0 | 0 | 0 | 0 | 0 | 0
8 | 23 | 14 | 0 | 0 | 0 | 0 | 0 | 0 | 0 | 0 | 0
8 | 23 | 15 | 0 | 0 | 0 | 0 | 0 | 0 | 0 | 0 | 0
8 | 23 | 16 | 0 | 0 | 0 | 0 | 0 | 0 | 0 | 0 | 0
8 | 23 | 17 | 0 | 0 | 0 | 0 | 0 | 0 | 0 | 0 | 0
8 | 23 | 18 | 0 | 0 | 0 | 0 | 0 | 0 | 0 | 0 | 0
8 | 23 | 19 | 0 | 0 | 0 | 0 | 0 | 0 | 0 | 0 | 0
8 | 23 | 20 | 0 | 0 | 0 | 0 | 0 | 0 | 0 | 0 | 0
8 | 23 | 21 | 0 | 0 | 0 | 0 | 0 | 0 | 0 | 0 | 0
8 | 23 | 22 | 0 | 0 | 0 | 0 | 0 | 0 | 0 | 0 | 0
8 | 23 | 23 | 0 | 0 | 0 | 0 | 0 | 0 | 0 | 0 | 0
8 | 23 | 24 | 0 | 0 | 0 | 0 | 0 | 0 | 0 | 0 | 0
8 | 24 | 1 | 0 | 0 | 0 | 0 | 0 | 0 | 0 | 0 | 0
8 | 24 | 2 | 0 | 0 | 0 | 0 | 0 | 0 | 0 | 0 | 0
8 | 24 | 3 | 0 | 0 | 0 | 0 | 0 | 0 | 0 | 0 | 0
8 | 24 | 4 | 0 | 0 | 0 | 0 | 0 | 0 | 0 | 0 | 0
8 | 24 | 5 | 0 | 0 | 0 | 0 | 0 | 0 | 0 | 0 | 0
8 | 24 | 6 | 0 | 0 | 0 | 0 | 0 | 0 | 0 | 0 | 0
8 | 24 | 7 | 0 | 0 | 0 | 0 | 0 | 0 | 0 | 0 | 0
8 | 24 | 8 | 0 | 0 | 0 | 0 | 0 | 0 | 0 | 0 | 0
8 | 24 | 9 | 0 | 0 | 0 | 0 | 0 | 0 | 0 | 0 | 0
8 | 24 | 10 | 0 | 0 | 0 | 0 | 0 | 0 | 0 | 0 | 0
8 | 24 | 11 | 0 | 0 | 0 | 0 | 0 | 0 | 0 | 0 | 0
8 | 24 | 12 | 0 | 0 | 0 | 0 | 0 | 0 | 0 | 0 | 0
8 | 24 | 13 | 0 | 0 | 0 | 0 | 0 | 0 | 0 | 0 | 0
8 | 24 | 14 | 0 | 0 | 0 | 0 | 0 | 0 | 0 | 0 | 0
8 | 24 | 15 | 0 | 0 | 0 | 0 | 0 | 0 | 0 | 0 | 0
8 | 24 | 16 | 0 | 0 | 0 | 0 | 0 | 0 | 0 | 0 | 0
8 | 24 | 17 | 0 | 0 | 0 | 0 | 0 | 0 | 0 | 0 | 0
8 | 24 | 18 | 0 | 0 | 0 | 0 | 0 | 0 | 0 | 0 | 0
8 | 24 | 19 | 0 | 0 | 0 | 0 | 0 | 0 | 0 | 0 | 0
8 | 24 | 20 | 0 | 0 | 0 | 0 | 0 | 0 | 0 | 0 | 0
8 | 24 | 21 | 0 | 0 | 0 | 0 | 0 | 0 | 0 | 0 | 0
8 | 24 | 22 | 0 | 0 | 0 | 0 | 0 | 0 | 0 | 0 | 0
8 | 24 | 23 | 0 | 0 | 0 | 0 | 0 | 0 | 0 | 0 | 0
8 | 24 | 24 | 0 | 0 | 0 | 0 | 0 | 0 | 0 | 0 | 0
8 | 25 | 1 | 0 | 0 | 0 | 0 | 0 | 0 | 0 | 0 | 0
8 | 25 | 2 | 0 | 0 | 0 | 0 | 0 | 0 | 0 | 0 | 0
8 | 25 | 3 | 0 | 0 | 0 | 0 | 0 | 0 | 0 | 0 | 0
8 | 25 | 4 | 0 | 0 | 0 | 0 | 0 | 0 | 0 | 0 | 0
8 | 25 | 5 | 0 | 0 | 0 | 0 | 0 | 0 | 0 | 0 | 0
8 | 25 | 6 | 0 | 0 | 0 | 0 | 0 | 0 | 0 | 0 | 0
8 | 25 | 7 | 0 | 0 | 0 | 0 | 0 | 0 | 0 | 0 | 0
8 | 25 | 8 | 0 | 0 | 0 | 0 | 0 | 0 | 0 | 0 | 0
8 | 25 | 9 | 0 | 0 | 0 | 0 | 0 | 0 | 0 | 0 | 0
8 | 25 | 10 | 0 | 0 | 0 | 0 | 0 | 0 | 0 | 0 | 0
8 | 25 | 11 | 0 | 0 | 0 | 0 | 0 | 0 | 0 | 0 | 0
8 | 25 | 12 | 0 | 0 | 0 | 0 | 0 | 0 | 0 | 0 | 0
8 | 25 | 13 | 0 | 0 | 0 | 0 | 0 | 0 | 0 | 0 | 0
8 | 25 | 14 | 0 | 0 | 0 | 0 | 0 | 0 | 0 | 0 | 0
8 | 25 | 15 | 0 | 0 | 0 | 0 | 0 | 0 | 0 | 0 | 0
8 | 25 | 16 | 0 | 0 | 0 | 0 | 0 | 0 | 0 | 0 | 0
8 | 25 | 17 | 0 | 0 | 0 | 0 | 0 | 0 | 0 | 0 | 0
8 | 25 | 18 | 0 | 0 | 0 | 0 | 0 | 0 | 0 | 0 | 0
8 | 25 | 19 | 0 | 0 | 0 | 0 | 0 | 0 | 0 | 0 | 0
8 | 25 | 20 | 0 | 0 | 0 | 0 | 0 | 0 | 0 | 0 | 0
8 | 25 | 21 | 0 | 0 | 0 | 0 | 0 | 0 | 0 | 0 | 0
8 | 25 | 22 | 0 | 0 | 0 | 0 | 0 | 0 | 0 | 0 | 0
8 | 25 | 23 | 0 | 0 | 0 | 0 | 0 | 0 | 0 | 0 | 0
8 | 25 | 24 | 0 | 0 | 0 | 0 | 0 | 0 | 0 | 0 | 0
8 | 26 | 1 | 0 | 0 | 0 | 0 | 0 | 0 | 0 | 0 | 0
8 | 26 | 2 | 0 | 0 | 0 | 0 | 0 | 0 | 0 | 0 | 0
8 | 26 | 3 | 0 | 0 | 0 | 0 | 0 | 0 | 0 | 0 | 0
8 | 26 | 4 | 0 | 0 | 0 | 0 | 0 | 0 | 0 | 0 | 0
8 | 26 | 5 | 0 | 0 | 0 | 0 | 0 | 0 | 0 | 0 | 0
8 | 26 | 6 | 0 | 0 | 0 | 0 | 0 | 0 | 0 | 0 | 0
8 | 26 | 7 | 0 | 0 | 0 | 0 | 0 | 0 | 0 | 0 | 0
8 | 26 | 8 | 0 | 0 | 0 | 0 | 0 | 0 | 0 | 0 | 0
8 | 26 | 9 | 0 | 0 | 0 | 0 | 0 | 0 | 0 | 0 | 0
8 | 26 | 10 | 0 | 0 | 0 | 0 | 0 | 0 | 0 | 0 | 0
8 | 26 | 11 | 0 | 0 | 0 | 0 | 0 | 0 | 0 | 0 | 0
8 | 26 | 12 | 0 | 0 | 0 | 0 | 0 | 0 | 0 | 0 | 0
8 | 26 | 13 | 0 | 0 | 0 | 0 | 0 | 0 | 0 | 0 | 0
8 | 26 | 14 | 0 | 0 | 0 | 0 | 0 | 0 | 0 | 0 | 0
8 | 26 | 15 | 0 | 0 | 0 | 0 | 0 | 0 | 0 | 0 | 0
8 | 26 | 16 | 0 | 0 | 0 | 0 | 0 | 0 | 0 | 0 | 0
8 | 26 | 17 | 0 | 0 | 0 | 0 | 0 | 0 | 0 | 0 | 0
8 | 26 | 18 | 0 | 0 | 0 | 0 | 0 | 0 | 0 | 0 | 0
8 | 26 | 19 | 0 | 0 | 0 | 0 | 0 | 0 | 0 | 0 | 0
8 | 26 | 20 | 0 | 0 | 0 | 0 | 0 | 0 | 0 | 0 | 0
8 | 26 | 21 | 0 | 0 | 0 | 0 | 0 | 0 | 0 | 0 | 0
8 | 26 | 22 | 0 | 0 | 0 | 0 | 0 | 0 | 0 | 0 | 0
8 | 26 | 23 | 0 | 0 | 0 | 0 | 0 | 0 | 0 | 0 | 0
8 | 26 | 24 | 0 | 0 | 0 | 0 | 0 | 0 | 0 | 0 | 0
8 | 27 | 1 | 0 | 0 | 0 | 0 | 0 | 0 | 0 | 0 | 0
8 | 27 | 2 | 0 | 0 | 0 | 0 | 0 | 0 | 0 | 0 | 0
8 | 27 | 3 | 0 | 0 | 0 | 0 | 0 | 0 | 0 | 0 | 0
8 | 27 | 4 | 0 | 0 | 0 | 0 | 0 | 0 | 0 | 0 | 0
8 | 27 | 5 | 0 | 0 | 0 | 0 | 0 | 0 | 0 | 0 | 0
8 | 27 | 6 | 0 | 0 | 0 | 0 | 0 | 0 | 0 | 0 | 0
8 | 27 | 7 | 0 | 0 | 0 | 0 | 0 | 0 | 0 | 0 | 0
8 | 27 | 8 | 0 | 0 | 0 | 0 | 0 | 0 | 0 | 0 | 0
8 | 27 | 9 | 0 | 0 | 0 | 0 | 0 | 0 | 0 | 0 | 0
8 | 27 | 10 | 0 | 0 | 0 | 0 | 0 | 0 | 0 | 0 | 0
8 | 27 | 11 | 0 | 0 | 0 | 0 | 0 | 0 | 0 | 0 | 0
8 | 27 | 12 | 0 | 0 | 0 | 0 | 0 | 0 | 0 | 0 | 0
8 | 27 | 13 | 0 | 0 | 0 | 0 | 0 | 0 | 0 | 0 | 0
8 | 27 | 14 | 0 | 0 | 0 | 0 | 0 | 0 | 0 | 0 | 0
8 | 27 | 15 | 0 | 0 | 0 | 0 | 0 | 0 | 0 | 0 | 0
8 | 27 | 16 | 0 | 0 | 0 | 0 | 0 | 0 | 0 | 0 | 0
8 | 27 | 17 | 0 | 0 | 0 | 0 | 0 | 0 | 0 | 0 | 0
8 | 27 | 18 | 0 | 0 | 0 | 0 | 0 | 0 | 0 | 0 | 0
8 | 27 | 19 | 0 | 0 | 0 | 0 | 0 | 0 | 0 | 0 | 0
8 | 27 | 20 | 0 | 0 | 0 | 0 | 0 | 0 | 0 | 0 | 0
8 | 27 | 21 | 0 | 0 | 0 | 0 | 0 | 0 | 0 | 0 | 0
8 | 27 | 22 | 0 | 0 | 0 | 0 | 0 | 0 | 0 | 0 | 0
8 | 27 | 23 | 0 | 0 | 0 | 0 | 0 | 0 | 0 | 0 | 0
8 | 27 | 24 | 0 | 0 | 0 | 0 | 0 | 0 | 0 | 0 | 0
8 | 28 | 1 | 0 | 0 | 0 | 0 | 0 | 0 | 0 | 0 | 0
8 | 28 | 2 | 0 | 0 | 0 | 0 | 0 | 0 | 0 | 0 | 0
8 | 28 | 3 | 0 | 0 | 0 | 0 | 0 | 0 | 0 | 0 | 0
8 | 28 | 4 | 0 | 0 | 0 | 0 | 0 | 0 | 0 | 0 | 0
8 | 28 | 5 | 0 | 0 | 0 | 0 | 0 | 0 | 0 | 0 | 0
8 | 28 | 6 | 0 | 0 | 0 | 0 | 0 | 0 | 0 | 0 | 0
8 | 28 | 7 | 0 | 0 | 0 | 0 | 0 | 0 | 0 | 0 | 0
8 | 28 | 8 | 0 | 0 | 0 | 0 | 0 | 0 | 0 | 0 | 0
8 | 28 | 9 | 0 | 0 | 0 | 0 | 0 | 0 | 0 | 0 | 0
8 | 28 | 10 | 0 | 0 | 0 | 0 | 0 | 0 | 0 | 0 | 0
8 | 28 | 11 | 0 | 0 | 0 | 0 | 0 | 0 | 0 | 0 | 0
8 | 28 | 12 | 0 | 0 | 0 | 0 | 0 | 0 | 0 | 0 | 0
8 | 28 | 13 | 0 | 0 | 0 | 0 | 0 | 0 | 0 | 0 | 0
8 | 28 | 14 | 0 | 0 | 0 | 0 | 0 | 0 | 0 | 0 | 0
8 | 28 | 15 | 0 | 0 | 0 | 0 | 0 | 0 | 0 | 0 | 0
8 | 28 | 16 | 0 | 0 | 0 | 0 | 0 | 0 | 0 | 0 | 0
8 | 28 | 17 | 0 | 0 | 0 | 0 | 0 | 0 | 0 | 0 | 0
8 | 28 | 18 | 0 | 0 | 0 | 0 | 0 | 0 | 0 | 0 | 0
8 | 28 | 19 | 0 | 0 | 0 | 0 | 0 | 0 | 0 | 0 | 0
8 | 28 | 20 | 0 | 0 | 0 | 0 | 0 | 0 | 0 | 0 | 0
8 | 28 | 21 | 0 | 0 | 0 | 0 | 0 | 0 | 0 | 0 | 0
8 | 28 | 22 | 0 | 0 | 0 | 0 | 0 | 0 | 0 | 0 | 0
8 | 28 | 23 | 0 | 0 | 0 | 0 | 0 | 0 | 0 | 0 | 0
8 | 28 | 24 | 0 | 0 | 0 | 0 | 0 | 0 | 0 | 0 | 0
8 | 29 | 1 | 0 | 0 | 0 | 0 | 0 | 0 | 0 | 0 | 0
8 | 29 | 2 | 0 | 0 | 0 | 0 | 0 | 0 | 0 | 0 | 0
8 | 29 | 3 | 0 | 0 | 0 | 0 | 0 | 0 | 0 | 0 | 0
8 | 29 | 4 | 0 | 0 | 0 | 0 | 0 | 0 | 0 | 0 | 0
8 | 29 | 5 | 0 | 0 | 0 | 0 | 0 | 0 | 0 | 0 | 0
8 | 29 | 6 | 0 | 0 | 0 | 0 | 0 | 0 | 0 | 0 | 0
8 | 29 | 7 | 0 | 0 | 0 | 0 | 0 | 0 | 0 | 0 | 0
8 | 29 | 8 | 0 | 0 | 0 | 0 | 0 | 0 | 0 | 0 | 0
8 | 29 | 9 | 0 | 0 | 0 | 0 | 0 | 0 | 0 | 0 | 0
8 | 29 | 10 | 0 | 0 | 0 | 0 | 0 | 0 | 0 | 0 | 0
8 | 29 | 11 | 0 | 0 | 0 | 0 | 0 | 0 | 0 | 0 | 0
8 | 29 | 12 | 0 | 0 | 0 | 0 | 0 | 0 | 0 | 0 | 0
8 | 29 | 13 | 0 | 0 | 0 | 0 | 0 | 0 | 0 | 0 | 0
8 | 29 | 14 | 0 | 0 | 0 | 0 | 0 | 0 | 0 | 0 | 0
8 | 29 | 15 | 0 | 0 | 0 | 0 | 0 | 0 | 0 | 0 | 0
8 | 29 | 16 | 0 | 0 | 0 | 0 | 0 | 0 | 0 | 0 | 0
8 | 29 | 17 | 0 | 0 | 0 | 0 | 0 | 0 | 0 | 0 | 0
8 | 29 | 18 | 0 | 0 | 0 | 0 | 0 | 0 | 0 | 0 | 0
8 | 29 | 19 | 0 | 0 | 0 | 0 | 0 | 0 | 0 | 0 | 0
8 | 29 | 20 | 0 | 0 | 0 | 0 | 0 | 0 | 0 | 0 | 0
8 | 29 | 21 | 0 | 0 | 0 | 0 | 0 | 0 | 0 | 0 | 0
8 | 29 | 22 | 0 | 0 | 0 | 0 | 0 | 0 | 0 | 0 | 0
8 | 29 | 23 | 0 | 0 | 0 | 0 | 0 | 0 | 0 | 0 | 0
8 | 29 | 24 | 0 | 0 | 0 | 0 | 0 | 0 | 0 | 0 | 0
8 | 30 | 1 | 0 | 0 | 0 | 0 | 0 | 0 | 0 | 0 | 0
8 | 30 | 2 | 0 | 0 | 0 | 0 | 0 | 0 | 0 | 0 | 0
8 | 30 | 3 | 0 | 0 | 0 | 0 | 0 | 0 | 0 | 0 | 0
8 | 30 | 4 | 0 | 0 | 0 | 0 | 0 | 0 | 0 | 0 | 0
8 | 30 | 5 | 0 | 0 | 0 | 0 | 0 | 0 | 0 | 0 | 0
8 | 30 | 6 | 0 | 0 | 0 | 0 | 0 | 0 | 0 | 0 | 0
8 | 30 | 7 | 0 | 0 | 0 | 0 | 0 | 0 | 0 | 0 | 0
8 | 30 | 8 | 0 | 0 | 0 | 0 | 0 | 0 | 0 | 0 | 0
8 | 30 | 9 | 0 | 0 | 0 | 0 | 0 | 0 | 0 | 0 | 0
8 | 30 | 10 | 0 | 0 | 0 | 0 | 0 | 0 | 0 | 0 | 0
8 | 30 | 11 | 0 | 0 | 0 | 0 | 0 | 0 | 0 | 0 | 0
8 | 30 | 12 | 0 | 0 | 0 | 0 | 0 | 0 | 0 | 0 | 0
8 | 30 | 13 | 0 | 0 | 0 | 0 | 0 | 0 | 0 | 0 | 0
8 | 30 | 14 | 0 | 0 | 0 | 0 | 0 | 0 | 0 | 0 | 0
8 | 30 | 15 | 0 | 0 | 0 | 0 | 0 | 0 | 0 | 0 | 0
8 | 30 | 16 | 0 | 0 | 0 | 0 | 0 | 0 | 0 | 0 | 0
8 | 30 | 17 | 0 | 0 | 0 | 0 | 0 | 0 | 0 | 0 | 0
8 | 30 | 18 | 0 | 0 | 0 | 0 | 0 | 0 | 0 | 0 | 0
8 | 30 | 19 | 0 | 0 | 0 | 0 | 0 | 0 | 0 | 0 | 0
8 | 30 | 20 | 0 | 0 | 0 | 0 | 0 | 0 | 0 | 0 | 0
8 | 30 | 21 | 0 | 0 | 0 | 0 | 0 | 0 | 0 | 0 | 0
8 | 30 | 22 | 0 | 0 | 0 | 0 | 0 | 0 | 0 | 0 | 0
8 | 30 | 23 | 0 | 0 | 0 | 0 | 0 | 0 | 0 | 0 | 0
8 | 30 | 24 | 0 | 0 | 0 | 0 | 0 | 0 | 0 | 0 | 0
8 | 31 | 1 | 0 | 0 | 0 | 0 | 0 | 0 | 0 | 0 | 0
8 | 31 | 2 | 0 | 0 | 0 | 0 | 0 | 0 | 0 | 0 | 0
8 | 31 | 3 | 0 | 0 | 0 | 0 | 0 | 0 | 0 | 0 | 0
8 | 31 | 4 | 0 | 0 | 0 | 0 | 0 | 0 | 0 | 0 | 0
8 | 31 | 5 | 0 | 0 | 0 | 0 | 0 | 0 | 0 | 0 | 0
8 | 31 | 6 | 0 | 0 | 0 | 0 | 0 | 0 | 0 | 0 | 0
8 | 31 | 7 | 0 | 0 | 0 | 0 | 0 | 0 | 0 | 0 | 0
8 | 31 | 8 | 0 | 0 | 0 | 0 | 0 | 0 | 0 | 0 | 0
8 | 31 | 9 | 0 | 0 | 0 | 0 | 0 | 0 | 0 | 0 | 0
8 | 31 | 10 | 0 | 0 | 0 | 0 | 0 | 0 | 0 | 0 | 0
8 | 31 | 11 | 0 | 0 | 0 | 0 | 0 | 0 | 0 | 0 | 0
8 | 31 | 12 | 0 | 0 | 0 | 0 | 0 | 0 | 0 | 0 | 0
8 | 31 | 13 | 0 | 0 | 0 | 0 | 0 | 0 | 0 | 0 | 0
8 | 31 | 14 | 0 | 0 | 0 | 0 | 0 | 0 | 0 | 0 | 0
8 | 31 | 15 | 0 | 0 | 0 | 0 | 0 | 0 | 0 | 0 | 0
8 | 31 | 16 | 0 | 0 | 0 | 0 | 0 | 0 | 0 | 0 | 0
8 | 31 | 17 | 0 | 0 | 0 | 0 | 0 | 0 | 0 | 0 | 0
8 | 31 | 18 | 0 | 0 | 0 | 0 | 0 | 0 | 0 | 0 | 0
8 | 31 | 19 | 0 | 0 | 0 | 0 | 0 | 0 | 0 | 0 | 0
8 | 31 | 20 | 0 | 0 | 0 | 0 | 0 | 0 | 0 | 0 | 0
8 | 31 | 21 | 0 | 0 | 0 | 0 | 0 | 0 | 0 | 0 | 0
8 | 31 | 22 | 0 | 0 | 0 | 0 | 0 | 0 | 0 | 0 | 0
8 | 31 | 23 | 0 | 0 | 0 | 0 | 0 | 0 | 0 | 0 | 0
8 | 31 | 24 | 0 | 0 | 0 | 0 | 0 | 0 | 0 | 0 | 0
9 | 1 | 1 | 0 | 0 | 0 | 0 | 0 | 0 | 0 | 0 | 0
9 | 1 | 2 | 0 | 0 | 0 | 0 | 0 | 0 | 0 | 0 | 0
9 | 1 | 3 | 0 | 0 | 0 | 0 | 0 | 0 | 0 | 0 | 0
9 | 1 | 4 | 0 | 0 | 0 | 0 | 0 | 0 | 0 | 0 | 0
9 | 1 | 5 | 0 | 0 | 0 | 0 | 0 | 0 | 0 | 0 | 0
9 | 1 | 6 | 0 | 0 | 0 | 0 | 0 | 0 | 0 | 0 | 0
9 | 1 | 7 | 0 | 0 | 0 | 0 | 0 | 0 | 0 | 0 | 0
9 | 1 | 8 | 0 | 0 | 0 | 0 | 0 | 0 | 0 | 0 | 0
9 | 1 | 9 | 0 | 0 | 0 | 0 | 0 | 0 | 0 | 0 | 0
9 | 1 | 10 | 0 | 0 | 0 | 0 | 0 | 0 | 0 | 0 | 0
9 | 1 | 11 | 0 | 0 | 0 | 0 | 0 | 0 | 0 | 0 | 0
9 | 1 | 12 | 0 | 0 | 0 | 0 | 0 | 0 | 0 | 0 | 0
9 | 1 | 13 | 0 | 0 | 0 | 0 | 0 | 0 | 0 | 0 | 0
9 | 1 | 14 | 0 | 0 | 0 | 0 | 0 | 0 | 0 | 0 | 0
9 | 1 | 15 | 0 | 0 | 0 | 0 | 0 | 0 | 0 | 0 | 0
9 | 1 | 16 | 0 | 0 | 0 | 0 | 0 | 0 | 0 | 0 | 0
9 | 1 | 17 | 0 | 0 | 0 | 0 | 0 | 0 | 0 | 0 | 0
9 | 1 | 18 | 0 | 0 | 0 | 0 | 0 | 0 | 0 | 0 | 0
9 | 1 | 19 | 0 | 0 | 0 | 0 | 0 | 0 | 0 | 0 | 0
9 | 1 | 20 | 0 | 0 | 0 | 0 | 0 | 0 | 0 | 0 | 0
9 | 1 | 21 | 0 | 0 | 0 | 0 | 0 | 0 | 0 | 0 | 0
9 | 1 | 22 | 0 | 0 | 0 | 0 | 0 | 0 | 0 | 0 | 0
9 | 1 | 23 | 0 | 0 | 0 | 0 | 0 | 0 | 0 | 0 | 0
9 | 1 | 24 | 0 | 0 | 0 | 0 | 0 | 0 | 0 | 0 | 0
9 | 2 | 1 | 0 | 0 | 0 | 0 | 0 | 0 | 0 | 0 | 0
9 | 2 | 2 | 0 | 0 | 0 | 0 | 0 | 0 | 0 | 0 | 0
9 | 2 | 3 | 0 | 0 | 0 | 0 | 0 | 0 | 0 | 0 | 0
9 | 2 | 4 | 0 | 0 | 0 | 0 | 0 | 0 | 0 | 0 | 0
9 | 2 | 5 | 0 | 0 | 0 | 0 | 0 | 0 | 0 | 0 | 0
9 | 2 | 6 | 0 | 0 | 0 | 0 | 0 | 0 | 0 | 0 | 0
9 | 2 | 7 | 0 | 0 | 0 | 0 | 0 | 0 | 0 | 0 | 0
9 | 2 | 8 | 0 | 0 | 0 | 0 | 0 | 0 | 0 | 0 | 0
9 | 2 | 9 | 0 | 0 | 0 | 0 | 0 | 0 | 0 | 0 | 0
9 | 2 | 10 | 0 | 0 | 0 | 0 | 0 | 0 | 0 | 0 | 0
9 | 2 | 11 | 0 | 0 | 0 | 0 | 0 | 0 | 0 | 0 | 0
9 | 2 | 12 | 0 | 0 | 0 | 0 | 0 | 0 | 0 | 0 | 0
9 | 2 | 13 | 0 | 0 | 0 | 0 | 0 | 0 | 0 | 0 | 0
9 | 2 | 14 | 0 | 0 | 0 | 0 | 0 | 0 | 0 | 0 | 0
9 | 2 | 15 | 0 | 0 | 0 | 0 | 0 | 0 | 0 | 0 | 0
9 | 2 | 16 | 0 | 0 | 0 | 0 | 0 | 0 | 0 | 0 | 0
9 | 2 | 17 | 0 | 0 | 0 | 0 | 0 | 0 | 0 | 0 | 0
9 | 2 | 18 | 0 | 0 | 0 | 0 | 0 | 0 | 0 | 0 | 0
9 | 2 | 19 | 0 | 0 | 0 | 0 | 0 | 0 | 0 | 0 | 0
9 | 2 | 20 | 0 | 0 | 0 | 0 | 0 | 0 | 0 | 0 | 0
9 | 2 | 21 | 0 | 0 | 0 | 0 | 0 | 0 | 0 | 0 | 0
9 | 2 | 22 | 0 | 0 | 0 | 0 | 0 | 0 | 0 | 0 | 0
9 | 2 | 23 | 0 | 0 | 0 | 0 | 0 | 0 | 0 | 0 | 0
9 | 2 | 24 | 0 | 0 | 0 | 0 | 0 | 0 | 0 | 0 | 0
9 | 3 | 1 | 0 | 0 | 0 | 0 | 0 | 0 | 0 | 0 | 0
9 | 3 | 2 | 0 | 0 | 0 | 0 | 0 | 0 | 0 | 0 | 0
9 | 3 | 3 | 0 | 0 | 0 | 0 | 0 | 0 | 0 | 0 | 0
9 | 3 | 4 | 0 | 0 | 0 | 0 | 0 | 0 | 0 | 0 | 0
9 | 3 | 5 | 0 | 0 | 0 | 0 | 0 | 0 | 0 | 0 | 0
9 | 3 | 6 | 0 | 0 | 0 | 0 | 0 | 0 | 0 | 0 | 0
9 | 3 | 7 | 0 | 0 | 0 | 0 | 0 | 0 | 0 | 0 | 0
9 | 3 | 8 | 0 | 0 | 0 | 0 | 0 | 0 | 0 | 0 | 0
9 | 3 | 9 | 0 | 0 | 0 | 0 | 0 | 0 | 0 | 0 | 0
9 | 3 | 10 | 0 | 0 | 0 | 0 | 0 | 0 | 0 | 0 | 0
9 | 3 | 11 | 0 | 0 | 0 | 0 | 0 | 0 | 0 | 0 | 0
9 | 3 | 12 | 0 | 0 | 0 | 0 | 0 | 0 | 0 | 0 | 0
9 | 3 | 13 | 0 | 0 | 0 | 0 | 0 | 0 | 0 | 0 | 0
9 | 3 | 14 | 0 | 0 | 0 | 0 | 0 | 0 | 0 | 0 | 0
9 | 3 | 15 | 0 | 0 | 0 | 0 | 0 | 0 | 0 | 0 | 0
9 | 3 | 16 | 0 | 0 | 0 | 0 | 0 | 0 | 0 | 0 | 0
9 | 3 | 17 | 0 | 0 | 0 | 0 | 0 | 0 | 0 | 0 | 0
9 | 3 | 18 | 0 | 0 | 0 | 0 | 0 | 0 | 0 | 0 | 0
9 | 3 | 19 | 0 | 0 | 0 | 0 | 0 | 0 | 0 | 0 | 0
9 | 3 | 20 | 0 | 0 | 0 | 0 | 0 | 0 | 0 | 0 | 0
9 | 3 | 21 | 0 | 0 | 0 | 0 | 0 | 0 | 0 | 0 | 0
9 | 3 | 22 | 0 | 0 | 0 | 0 | 0 | 0 | 0 | 0 | 0
9 | 3 | 23 | 0 | 0 | 0 | 0 | 0 | 0 | 0 | 0 | 0
9 | 3 | 24 | 0 | 0 | 0 | 0 | 0 | 0 | 0 | 0 | 0
9 | 4 | 1 | 0 | 0 | 0 | 0 | 0 | 0 | 0 | 0 | 0
9 | 4 | 2 | 0 | 0 | 0 | 0 | 0 | 0 | 0 | 0 | 0
9 | 4 | 3 | 0 | 0 | 0 | 0 | 0 | 0 | 0 | 0 | 0
9 | 4 | 4 | 0 | 0 | 0 | 0 | 0 | 0 | 0 | 0 | 0
9 | 4 | 5 | 0 | 0 | 0 | 0 | 0 | 0 | 0 | 0 | 0
9 | 4 | 6 | 0 | 0 | 0 | 0 | 0 | 0 | 0 | 0 | 0
9 | 4 | 7 | 0 | 0 | 0 | 0 | 0 | 0 | 0 | 0 | 0
9 | 4 | 8 | 0 | 0 | 0 | 0 | 0 | 0 | 0 | 0 | 0
9 | 4 | 9 | 0 | 0 | 0 | 0 | 0 | 0 | 0 | 0 | 0
9 | 4 | 10 | 0 | 0 | 0 | 0 | 0 | 0 | 0 | 0 | 0
9 | 4 | 11 | 0 | 0 | 0 | 0 | 0 | 0 | 0 | 0 | 0
9 | 4 | 12 | 0 | 0 | 0 | 0 | 0 | 0 | 0 | 0 | 0
9 | 4 | 13 | 0 | 0 | 0 | 0 | 0 | 0 | 0 | 0 | 0
9 | 4 | 14 | 0 | 0 | 0 | 0 | 0 | 0 | 0 | 0 | 0
9 | 4 | 15 | 0 | 0 | 0 | 0 | 0 | 0 | 0 | 0 | 0
9 | 4 | 16 | 0 | 0 | 0 | 0 | 0 | 0 | 0 | 0 | 0
9 | 4 | 17 | 0 | 0 | 0 | 0 | 0 | 0 | 0 | 0 | 0
9 | 4 | 18 | 0 | 0 | 0 | 0 | 0 | 0 | 0 | 0 | 0
9 | 4 | 19 | 0 | 0 | 0 | 0 | 0 | 0 | 0 | 0 | 0
9 | 4 | 20 | 0 | 0 | 0 | 0 | 0 | 0 | 0 | 0 | 0
9 | 4 | 21 | 0 | 0 | 0 | 0 | 0 | 0 | 0 | 0 | 0
9 | 4 | 22 | 0 | 0 | 0 | 0 | 0 | 0 | 0 | 0 | 0
9 | 4 | 23 | 0 | 0 | 0 | 0 | 0 | 0 | 0 | 0 | 0
9 | 4 | 24 | 0 | 0 | 0 | 0 | 0 | 0 | 0 | 0 | 0
9 | 5 | 1 | 0 | 0 | 0 | 0 | 0 | 0 | 0 | 0 | 0
9 | 5 | 2 | 0 | 0 | 0 | 0 | 0 | 0 | 0 | 0 | 0
9 | 5 | 3 | 0 | 0 | 0 | 0 | 0 | 0 | 0 | 0 | 0
9 | 5 | 4 | 0 | 0 | 0 | 0 | 0 | 0 | 0 | 0 | 0
9 | 5 | 5 | 0 | 0 | 0 | 0 | 0 | 0 | 0 | 0 | 0
9 | 5 | 6 | 0 | 0 | 0 | 0 | 0 | 0 | 0 | 0 | 0
9 | 5 | 7 | 0 | 0 | 0 | 0 | 0 | 0 | 0 | 0 | 0
9 | 5 | 8 | 0 | 0 | 0 | 0 | 0 | 0 | 0 | 0 | 0
9 | 5 | 9 | 0 | 0 | 0 | 0 | 0 | 0 | 0 | 0 | 0
9 | 5 | 10 | 0 | 0 | 0 | 0 | 0 | 0 | 0 | 0 | 0
9 | 5 | 11 | 0 | 0 | 0 | 0 | 0 | 0 | 0 | 0 | 0
9 | 5 | 12 | 0 | 0 | 0 | 0 | 0 | 0 | 0 | 0 | 0
9 | 5 | 13 | 0 | 0 | 0 | 0 | 0 | 0 | 0 | 0 | 0
9 | 5 | 14 | 0 | 0 | 0 | 0 | 0 | 0 | 0 | 0 | 0
9 | 5 | 15 | 0 | 0 | 0 | 0 | 0 | 0 | 0 | 0 | 0
9 | 5 | 16 | 0 | 0 | 0 | 0 | 0 | 0 | 0 | 0 | 0
9 | 5 | 17 | 0 | 0 | 0 | 0 | 0 | 0 | 0 | 0 | 0
9 | 5 | 18 | 0 | 0 | 0 | 0 | 0 | 0 | 0 | 0 | 0
9 | 5 | 19 | 0 | 0 | 0 | 0 | 0 | 0 | 0 | 0 | 0
9 | 5 | 20 | 0 | 0 | 0 | 0 | 0 | 0 | 0 | 0 | 0
9 | 5 | 21 | 0 | 0 | 0 | 0 | 0 | 0 | 0 | 0 | 0
9 | 5 | 22 | 0 | 0 | 0 | 0 | 0 | 0 | 0 | 0 | 0
9 | 5 | 23 | 0 | 0 | 0 | 0 | 0 | 0 | 0 | 0 | 0
9 | 5 | 24 | 0 | 0 | 0 | 0 | 0 | 0 | 0 | 0 | 0
9 | 6 | 1 | 0 | 0 | 0 | 0 | 0 | 0 | 0 | 0 | 0
9 | 6 | 2 | 0 | 0 | 0 | 0 | 0 | 0 | 0 | 0 | 0
9 | 6 | 3 | 0 | 0 | 0 | 0 | 0 | 0 | 0 | 0 | 0
9 | 6 | 4 | 0 | 0 | 0 | 0 | 0 | 0 | 0 | 0 | 0
9 | 6 | 5 | 0 | 0 | 0 | 0 | 0 | 0 | 0 | 0 | 0
9 | 6 | 6 | 0 | 0 | 0 | 0 | 0 | 0 | 0 | 0 | 0
9 | 6 | 7 | 0 | 0 | 0 | 0 | 0 | 0 | 0 | 0 | 0
9 | 6 | 8 | 0 | 0 | 0 | 0 | 0 | 0 | 0 | 0 | 0
9 | 6 | 9 | 0 | 0 | 0 | 0 | 0 | 0 | 0 | 0 | 0
9 | 6 | 10 | 0 | 0 | 0 | 0 | 0 | 0 | 0 | 0 | 0
9 | 6 | 11 | 0 | 0 | 0 | 0 | 0 | 0 | 0 | 0 | 0
9 | 6 | 12 | 0 | 0 | 0 | 0 | 0 | 0 | 0 | 0 | 0
9 | 6 | 13 | 0 | 0 | 0 | 0 | 0 | 0 | 0 | 0 | 0
9 | 6 | 14 | 0 | 0 | 0 | 0 | 0 | 0 | 0 | 0 | 0
9 | 6 | 15 | 0 | 0 | 0 | 0 | 0 | 0 | 0 | 0 | 0
9 | 6 | 16 | 0 | 0 | 0 | 0 | 0 | 0 | 0 | 0 | 0
9 | 6 | 17 | 0 | 0 | 0 | 0 | 0 | 0 | 0 | 0 | 0
9 | 6 | 18 | 0 | 0 | 0 | 0 | 0 | 0 | 0 | 0 | 0
9 | 6 | 19 | 0 | 0 | 0 | 0 | 0 | 0 | 0 | 0 | 0
9 | 6 | 20 | 0 | 0 | 0 | 0 | 0 | 0 | 0 | 0 | 0
9 | 6 | 21 | 0 | 0 | 0 | 0 | 0 | 0 | 0 | 0 | 0
9 | 6 | 22 | 0 | 0 | 0 | 0 | 0 | 0 | 0 | 0 | 0
9 | 6 | 23 | 0 | 0 | 0 | 0 | 0 | 0 | 0 | 0 | 0
9 | 6 | 24 | 0 | 0 | 0 | 0 | 0 | 0 | 0 | 0 | 0
9 | 7 | 1 | 0 | 0 | 0 | 0 | 0 | 0 | 0 | 0 | 0
9 | 7 | 2 | 0 | 0 | 0 | 0 | 0 | 0 | 0 | 0 | 0
9 | 7 | 3 | 0 | 0 | 0 | 0 | 0 | 0 | 0 | 0 | 0
9 | 7 | 4 | 0 | 0 | 0 | 0 | 0 | 0 | 0 | 0 | 0
9 | 7 | 5 | 0 | 0 | 0 | 0 | 0 | 0 | 0 | 0 | 0
9 | 7 | 6 | 0 | 0 | 0 | 0 | 0 | 0 | 0 | 0 | 0
9 | 7 | 7 | 0 | 0 | 0 | 0 | 0 | 0 | 0 | 0 | 0
9 | 7 | 8 | 0 | 0 | 0 | 0 | 0 | 0 | 0 | 0 | 0
9 | 7 | 9 | 0 | 0 | 0 | 0 | 0 | 0 | 0 | 0 | 0
9 | 7 | 10 | 0 | 0 | 0 | 0 | 0 | 0 | 0 | 0 | 0
9 | 7 | 11 | 0 | 0 | 0 | 0 | 0 | 0 | 0 | 0 | 0
9 | 7 | 12 | 0 | 0 | 0 | 0 | 0 | 0 | 0 | 0 | 0
9 | 7 | 13 | 0 | 0 | 0 | 0 | 0 | 0 | 0 | 0 | 0
9 | 7 | 14 | 0 | 0 | 0 | 0 | 0 | 0 | 0 | 0 | 0
9 | 7 | 15 | 0 | 0 | 0 | 0 | 0 | 0 | 0 | 0 | 0
9 | 7 | 16 | 0 | 0 | 0 | 0 | 0 | 0 | 0 | 0 | 0
9 | 7 | 17 | 0 | 0 | 0 | 0 | 0 | 0 | 0 | 0 | 0
9 | 7 | 18 | 0 | 0 | 0 | 0 | 0 | 0 | 0 | 0 | 0
9 | 7 | 19 | 0 | 0 | 0 | 0 | 0 | 0 | 0 | 0 | 0
9 | 7 | 20 | 0 | 0 | 0 | 0 | 0 | 0 | 0 | 0 | 0
9 | 7 | 21 | 0 | 0 | 0 | 0 | 0 | 0 | 0 | 0 | 0
9 | 7 | 22 | 0 | 0 | 0 | 0 | 0 | 0 | 0 | 0 | 0
9 | 7 | 23 | 0 | 0 | 0 | 0 | 0 | 0 | 0 | 0 | 0
9 | 7 | 24 | 0 | 0 | 0 | 0 | 0 | 0 | 0 | 0 | 0
9 | 8 | 1 | 0 | 0 | 0 | 0 | 0 | 0 | 0 | 0 | 0
9 | 8 | 2 | 0 | 0 | 0 | 0 | 0 | 0 | 0 | 0 | 0
9 | 8 | 3 | 0 | 0 | 0 | 0 | 0 | 0 | 0 | 0 | 0
9 | 8 | 4 | 0 | 0 | 0 | 0 | 0 | 0 | 0 | 0 | 0
9 | 8 | 5 | 0 | 0 | 0 | 0 | 0 | 0 | 0 | 0 | 0
9 | 8 | 6 | 0 | 0 | 0 | 0 | 0 | 0 | 0 | 0 | 0
9 | 8 | 7 | 0 | 0 | 0 | 0 | 0 | 0 | 0 | 0 | 0
9 | 8 | 8 | 0 | 0 | 0 | 0 | 0 | 0 | 0 | 0 | 0
9 | 8 | 9 | 0 | 0 | 0 | 0 | 0 | 0 | 0 | 0 | 0
9 | 8 | 10 | 0 | 0 | 0 | 0 | 0 | 0 | 0 | 0 | 0
9 | 8 | 11 | 0 | 0 | 0 | 0 | 0 | 0 | 0 | 0 | 0
9 | 8 | 12 | 0 | 0 | 0 | 0 | 0 | 0 | 0 | 0 | 0
9 | 8 | 13 | 0 | 0 | 0 | 0 | 0 | 0 | 0 | 0 | 0
9 | 8 | 14 | 0 | 0 | 0 | 0 | 0 | 0 | 0 | 0 | 0
9 | 8 | 15 | 0 | 0 | 0 | 0 | 0 | 0 | 0 | 0 | 0
9 | 8 | 16 | 0 | 0 | 0 | 0 | 0 | 0 | 0 | 0 | 0
9 | 8 | 17 | 0 | 0 | 0 | 0 | 0 | 0 | 0 | 0 | 0
9 | 8 | 18 | 0 | 0 | 0 | 0 | 0 | 0 | 0 | 0 | 0
9 | 8 | 19 | 0 | 0 | 0 | 0 | 0 | 0 | 0 | 0 | 0
9 | 8 | 20 | 0 | 0 | 0 | 0 | 0 | 0 | 0 | 0 | 0
9 | 8 | 21 | 0 | 0 | 0 | 0 | 0 | 0 | 0 | 0 | 0
9 | 8 | 22 | 0 | 0 | 0 | 0 | 0 | 0 | 0 | 0 | 0
9 | 8 | 23 | 0 | 0 | 0 | 0 | 0 | 0 | 0 | 0 | 0
9 | 8 | 24 | 0 | 0 | 0 | 0 | 0 | 0 | 0 | 0 | 0
9 | 9 | 1 | 0 | 0 | 0 | 0 | 0 | 0 | 0 | 0 | 0
9 | 9 | 2 | 0 | 0 | 0 | 0 | 0 | 0 | 0 | 0 | 0
9 | 9 | 3 | 0 | 0 | 0 | 0 | 0 | 0 | 0 | 0 | 0
9 | 9 | 4 | 0 | 0 | 0 | 0 | 0 | 0 | 0 | 0 | 0
9 | 9 | 5 | 0 | 0 | 0 | 0 | 0 | 0 | 0 | 0 | 0
9 | 9 | 6 | 0 | 0 | 0 | 0 | 0 | 0 | 0 | 0 | 0
9 | 9 | 7 | 0 | 0 | 0 | 0 | 0 | 0 | 0 | 0 | 0
9 | 9 | 8 | 0 | 0 | 0 | 0 | 0 | 0 | 0 | 0 | 0
9 | 9 | 9 | 0 | 0 | 0 | 0 | 0 | 0 | 0 | 0 | 0
9 | 9 | 10 | 0 | 0 | 0 | 0 | 0 | 0 | 0 | 0 | 0
9 | 9 | 11 | 0 | 0 | 0 | 0 | 0 | 0 | 0 | 0 | 0
9 | 9 | 12 | 0 | 0 | 0 | 0 | 0 | 0 | 0 | 0 | 0
9 | 9 | 13 | 0 | 0 | 0 | 0 | 0 | 0 | 0 | 0 | 0
9 | 9 | 14 | 0 | 0 | 0 | 0 | 0 | 0 | 0 | 0 | 0
9 | 9 | 15 | 0 | 0 | 0 | 0 | 0 | 0 | 0 | 0 | 0
9 | 9 | 16 | 0 | 0 | 0 | 0 | 0 | 0 | 0 | 0 | 0
9 | 9 | 17 | 0 | 0 | 0 | 0 | 0 | 0 | 0 | 0 | 0
9 | 9 | 18 | 0 | 0 | 0 | 0 | 0 | 0 | 0 | 0 | 0
9 | 9 | 19 | 0 | 0 | 0 | 0 | 0 | 0 | 0 | 0 | 0
9 | 9 | 20 | 0 | 0 | 0 | 0 | 0 | 0 | 0 | 0 | 0
9 | 9 | 21 | 0 | 0 | 0 | 0 | 0 | 0 | 0 | 0 | 0
9 | 9 | 22 | 0 | 0 | 0 | 0 | 0 | 0 | 0 | 0 | 0
9 | 9 | 23 | 0 | 0 | 0 | 0 | 0 | 0 | 0 | 0 | 0
9 | 9 | 24 | 0 | 0 | 0 | 0 | 0 | 0 | 0 | 0 | 0
9 | 10 | 1 | 0 | 0 | 0 | 0 | 0 | 0 | 0 | 0 | 0
9 | 10 | 2 | 0 | 0 | 0 | 0 | 0 | 0 | 0 | 0 | 0
9 | 10 | 3 | 0 | 0 | 0 | 0 | 0 | 0 | 0 | 0 | 0
9 | 10 | 4 | 0 | 0 | 0 | 0 | 0 | 0 | 0 | 0 | 0
9 | 10 | 5 | 0 | 0 | 0 | 0 | 0 | 0 | 0 | 0 | 0
9 | 10 | 6 | 0 | 0 | 0 | 0 | 0 | 0 | 0 | 0 | 0
9 | 10 | 7 | 0 | 0 | 0 | 0 | 0 | 0 | 0 | 0 | 0
9 | 10 | 8 | 0 | 0 | 0 | 0 | 0 | 0 | 0 | 0 | 0
9 | 10 | 9 | 0 | 0 | 0 | 0 | 0 | 0 | 0 | 0 | 0
9 | 10 | 10 | 0 | 0 | 0 | 0 | 0 | 0 | 0 | 0 | 0
9 | 10 | 11 | 0 | 0 | 0 | 0 | 0 | 0 | 0 | 0 | 0
9 | 10 | 12 | 0 | 0 | 0 | 0 | 0 | 0 | 0 | 0 | 0
9 | 10 | 13 | 0 | 0 | 0 | 0 | 0 | 0 | 0 | 0 | 0
9 | 10 | 14 | 0 | 0 | 0 | 0 | 0 | 0 | 0 | 0 | 0
9 | 10 | 15 | 0 | 0 | 0 | 0 | 0 | 0 | 0 | 0 | 0
9 | 10 | 16 | 0 | 0 | 0 | 0 | 0 | 0 | 0 | 0 | 0
9 | 10 | 17 | 0 | 0 | 0 | 0 | 0 | 0 | 0 | 0 | 0
9 | 10 | 18 | 0 | 0 | 0 | 0 | 0 | 0 | 0 | 0 | 0
9 | 10 | 19 | 0 | 0 | 0 | 0 | 0 | 0 | 0 | 0 | 0
9 | 10 | 20 | 0 | 0 | 0 | 0 | 0 | 0 | 0 | 0 | 0
9 | 10 | 21 | 0 | 0 | 0 | 0 | 0 | 0 | 0 | 0 | 0
9 | 10 | 22 | 0 | 0 | 0 | 0 | 0 | 0 | 0 | 0 | 0
9 | 10 | 23 | 0 | 0 | 0 | 0 | 0 | 0 | 0 | 0 | 0
9 | 10 | 24 | 0 | 0 | 0 | 0 | 0 | 0 | 0 | 0 | 0
9 | 11 | 1 | 0 | 0 | 0 | 0 | 0 | 0 | 0 | 0 | 0
9 | 11 | 2 | 0 | 0 | 0 | 0 | 0 | 0 | 0 | 0 | 0
9 | 11 | 3 | 0 | 0 | 0 | 0 | 0 | 0 | 0 | 0 | 0
9 | 11 | 4 | 0 | 0 | 0 | 0 | 0 | 0 | 0 | 0 | 0
9 | 11 | 5 | 0 | 0 | 0 | 0 | 0 | 0 | 0 | 0 | 0
9 | 11 | 6 | 0 | 0 | 0 | 0 | 0 | 0 | 0 | 0 | 0
9 | 11 | 7 | 0 | 0 | 0 | 0 | 0 | 0 | 0 | 0 | 0
9 | 11 | 8 | 0 | 0 | 0 | 0 | 0 | 0 | 0 | 0 | 0
9 | 11 | 9 | 0 | 0 | 0 | 0 | 0 | 0 | 0 | 0 | 0
9 | 11 | 10 | 0 | 0 | 0 | 0 | 0 | 0 | 0 | 0 | 0
9 | 11 | 11 | 0 | 0 | 0 | 0 | 0 | 0 | 0 | 0 | 0
9 | 11 | 12 | 0 | 0 | 0 | 0 | 0 | 0 | 0 | 0 | 0
9 | 11 | 13 | 0 | 0 | 0 | 0 | 0 | 0 | 0 | 0 | 0
9 | 11 | 14 | 0 | 0 | 0 | 0 | 0 | 0 | 0 | 0 | 0
9 | 11 | 15 | 0 | 0 | 0 | 0 | 0 | 0 | 0 | 0 | 0
9 | 11 | 16 | 0 | 0 | 0 | 0 | 0 | 0 | 0 | 0 | 0
9 | 11 | 17 | 0 | 0 | 0 | 0 | 0 | 0 | 0 | 0 | 0
9 | 11 | 18 | 0 | 0 | 0 | 0 | 0 | 0 | 0 | 0 | 0
9 | 11 | 19 | 0 | 0 | 0 | 0 | 0 | 0 | 0 | 0 | 0
9 | 11 | 20 | 0 | 0 | 0 | 0 | 0 | 0 | 0 | 0 | 0
9 | 11 | 21 | 0 | 0 | 0 | 0 | 0 | 0 | 0 | 0 | 0
9 | 11 | 22 | 0 | 0 | 0 | 0 | 0 | 0 | 0 | 0 | 0
9 | 11 | 23 | 0 | 0 | 0 | 0 | 0 | 0 | 0 | 0 | 0
9 | 11 | 24 | 0 | 0 | 0 | 0 | 0 | 0 | 0 | 0 | 0
9 | 12 | 1 | 0 | 0 | 0 | 0 | 0 | 0 | 0 | 0 | 0
9 | 12 | 2 | 0 | 0 | 0 | 0 | 0 | 0 | 0 | 0 | 0
9 | 12 | 3 | 0 | 0 | 0 | 0 | 0 | 0 | 0 | 0 | 0
9 | 12 | 4 | 0 | 0 | 0 | 0 | 0 | 0 | 0 | 0 | 0
9 | 12 | 5 | 0 | 0 | 0 | 0 | 0 | 0 | 0 | 0 | 0
9 | 12 | 6 | 0 | 0 | 0 | 0 | 0 | 0 | 0 | 0 | 0
9 | 12 | 7 | 0 | 0 | 0 | 0 | 0 | 0 | 0 | 0 | 0
9 | 12 | 8 | 0 | 0 | 0 | 0 | 0 | 0 | 0 | 0 | 0
9 | 12 | 9 | 0 | 0 | 0 | 0 | 0 | 0 | 0 | 0 | 0
9 | 12 | 10 | 0 | 0 | 0 | 0 | 0 | 0 | 0 | 0 | 0
9 | 12 | 11 | 0 | 0 | 0 | 0 | 0 | 0 | 0 | 0 | 0
9 | 12 | 12 | 0 | 0 | 0 | 0 | 0 | 0 | 0 | 0 | 0
9 | 12 | 13 | 0 | 0 | 0 | 0 | 0 | 0 | 0 | 0 | 0
9 | 12 | 14 | 0 | 0 | 0 | 0 | 0 | 0 | 0 | 0 | 0
9 | 12 | 15 | 0 | 0 | 0 | 0 | 0 | 0 | 0 | 0 | 0
9 | 12 | 16 | 0 | 0 | 0 | 0 | 0 | 0 | 0 | 0 | 0
9 | 12 | 17 | 0 | 0 | 0 | 0 | 0 | 0 | 0 | 0 | 0
9 | 12 | 18 | 0 | 0 | 0 | 0 | 0 | 0 | 0 | 0 | 0
9 | 12 | 19 | 0 | 0 | 0 | 0 | 0 | 0 | 0 | 0 | 0
9 | 12 | 20 | 0 | 0 | 0 | 0 | 0 | 0 | 0 | 0 | 0
9 | 12 | 21 | 0 | 0 | 0 | 0 | 0 | 0 | 0 | 0 | 0
9 | 12 | 22 | 0 | 0 | 0 | 0 | 0 | 0 | 0 | 0 | 0
9 | 12 | 23 | 0 | 0 | 0 | 0 | 0 | 0 | 0 | 0 | 0
9 | 12 | 24 | 0 | 0 | 0 | 0 | 0 | 0 | 0 | 0 | 0
9 | 13 | 1 | 0 | 0 | 0 | 0 | 0 | 0 | 0 | 0 | 0
9 | 13 | 2 | 0 | 0 | 0 | 0 | 0 | 0 | 0 | 0 | 0
9 | 13 | 3 | 0 | 0 | 0 | 0 | 0 | 0 | 0 | 0 | 0
9 | 13 | 4 | 0 | 0 | 0 | 0 | 0 | 0 | 0 | 0 | 0
9 | 13 | 5 | 0 | 0 | 0 | 0 | 0 | 0 | 0 | 0 | 0
9 | 13 | 6 | 0 | 0 | 0 | 0 | 0 | 0 | 0 | 0 | 0
9 | 13 | 7 | 0 | 0 | 0 | 0 | 0 | 0 | 0 | 0 | 0
9 | 13 | 8 | 0 | 0 | 0 | 0 | 0 | 0 | 0 | 0 | 0
9 | 13 | 9 | 0 | 0 | 0 | 0 | 0 | 0 | 0 | 0 | 0
9 | 13 | 10 | 0 | 0 | 0 | 0 | 0 | 0 | 0 | 0 | 0
9 | 13 | 11 | 0 | 0 | 0 | 0 | 0 | 0 | 0 | 0 | 0
9 | 13 | 12 | 0 | 0 | 0 | 0 | 0 | 0 | 0 | 0 | 0
9 | 13 | 13 | 0 | 0 | 0 | 0 | 0 | 0 | 0 | 0 | 0
9 | 13 | 14 | 0 | 0 | 0 | 0 | 0 | 0 | 0 | 0 | 0
9 | 13 | 15 | 0 | 0 | 0 | 0 | 0 | 0 | 0 | 0 | 0
9 | 13 | 16 | 0 | 0 | 0 | 0 | 0 | 0 | 0 | 0 | 0
9 | 13 | 17 | 0 | 0 | 0 | 0 | 0 | 0 | 0 | 0 | 0
9 | 13 | 18 | 0 | 0 | 0 | 0 | 0 | 0 | 0 | 0 | 0
9 | 13 | 19 | 0 | 0 | 0 | 0 | 0 | 0 | 0 | 0 | 0
9 | 13 | 20 | 0 | 0 | 0 | 0 | 0 | 0 | 0 | 0 | 0
9 | 13 | 21 | 0 | 0 | 0 | 0 | 0 | 0 | 0 | 0 | 0
9 | 13 | 22 | 0 | 0 | 0 | 0 | 0 | 0 | 0 | 0 | 0
9 | 13 | 23 | 0 | 0 | 0 | 0 | 0 | 0 | 0 | 0 | 0
9 | 13 | 24 | 0 | 0 | 0 | 0 | 0 | 0 | 0 | 0 | 0
9 | 14 | 1 | 0 | 0 | 0 | 0 | 0 | 0 | 0 | 0 | 0
9 | 14 | 2 | 0 | 0 | 0 | 0 | 0 | 0 | 0 | 0 | 0
9 | 14 | 3 | 0 | 0 | 0 | 0 | 0 | 0 | 0 | 0 | 0
9 | 14 | 4 | 0 | 0 | 0 | 0 | 0 | 0 | 0 | 0 | 0
9 | 14 | 5 | 0 | 0 | 0 | 0 | 0 | 0 | 0 | 0 | 0
9 | 14 | 6 | 0 | 0 | 0 | 0 | 0 | 0 | 0 | 0 | 0
9 | 14 | 7 | 0 | 0 | 0 | 0 | 0 | 0 | 0 | 0 | 0
9 | 14 | 8 | 0 | 0 | 0 | 0 | 0 | 0 | 0 | 0 | 0
9 | 14 | 9 | 0 | 0 | 0 | 0 | 0 | 0 | 0 | 0 | 0
9 | 14 | 10 | 0 | 0 | 0 | 0 | 0 | 0 | 0 | 0 | 0
9 | 14 | 11 | 0 | 0 | 0 | 0 | 0 | 0 | 0 | 0 | 0
9 | 14 | 12 | 0 | 0 | 0 | 0 | 0 | 0 | 0 | 0 | 0
9 | 14 | 13 | 0 | 0 | 0 | 0 | 0 | 0 | 0 | 0 | 0
9 | 14 | 14 | 0 | 0 | 0 | 0 | 0 | 0 | 0 | 0 | 0
9 | 14 | 15 | 0 | 0 | 0 | 0 | 0 | 0 | 0 | 0 | 0
9 | 14 | 16 | 0 | 0 | 0 | 0 | 0 | 0 | 0 | 0 | 0
9 | 14 | 17 | 0 | 0 | 0 | 0 | 0 | 0 | 0 | 0 | 0
9 | 14 | 18 | 0 | 0 | 0 | 0 | 0 | 0 | 0 | 0 | 0
9 | 14 | 19 | 0 | 0 | 0 | 0 | 0 | 0 | 0 | 0 | 0
9 | 14 | 20 | 0 | 0 | 0 | 0 | 0 | 0 | 0 | 0 | 0
9 | 14 | 21 | 0 | 0 | 0 | 0 | 0 | 0 | 0 | 0 | 0
9 | 14 | 22 | 0 | 0 | 0 | 0 | 0 | 0 | 0 | 0 | 0
9 | 14 | 23 | 0 | 0 | 0 | 0 | 0 | 0 | 0 | 0 | 0
9 | 14 | 24 | 0 | 0 | 0 | 0 | 0 | 0 | 0 | 0 | 0
9 | 15 | 1 | 0 | 0 | 0 | 0 | 0 | 0 | 0 | 0 | 0
9 | 15 | 2 | 0 | 0 | 0 | 0 | 0 | 0 | 0 | 0 | 0
9 | 15 | 3 | 0 | 0 | 0 | 0 | 0 | 0 | 0 | 0 | 0
9 | 15 | 4 | 0 | 0 | 0 | 0 | 0 | 0 | 0 | 0 | 0
9 | 15 | 5 | 0 | 0 | 0 | 0 | 0 | 0 | 0 | 0 | 0
9 | 15 | 6 | 0 | 0 | 0 | 0 | 0 | 0 | 0 | 0 | 0
9 | 15 | 7 | 0 | 0 | 0 | 0 | 0 | 0 | 0 | 0 | 0
9 | 15 | 8 | 0 | 0 | 0 | 0 | 0 | 0 | 0 | 0 | 0
9 | 15 | 9 | 0 | 0 | 0 | 0 | 0 | 0 | 0 | 0 | 0
9 | 15 | 10 | 0 | 0 | 0 | 0 | 0 | 0 | 0 | 0 | 0
9 | 15 | 11 | 0 | 0 | 0 | 0 | 0 | 0 | 0 | 0 | 0
9 | 15 | 12 | 0 | 0 | 0 | 0 | 0 | 0 | 0 | 0 | 0
9 | 15 | 13 | 0 | 0 | 0 | 0 | 0 | 0 | 0 | 0 | 0
9 | 15 | 14 | 0 | 0 | 0 | 0 | 0 | 0 | 0 | 0 | 0
9 | 15 | 15 | 0 | 0 | 0 | 0 | 0 | 0 | 0 | 0 | 0
9 | 15 | 16 | 0 | 0 | 0 | 0 | 0 | 0 | 0 | 0 | 0
9 | 15 | 17 | 0 | 0 | 0 | 0 | 0 | 0 | 0 | 0 | 0
9 | 15 | 18 | 0 | 0 | 0 | 0 | 0 | 0 | 0 | 0 | 0
9 | 15 | 19 | 0 | 0 | 0 | 0 | 0 | 0 | 0 | 0 | 0
9 | 15 | 20 | 0 | 0 | 0 | 0 | 0 | 0 | 0 | 0 | 0
9 | 15 | 21 | 0 | 0 | 0 | 0 | 0 | 0 | 0 | 0 | 0
9 | 15 | 22 | 0 | 0 | 0 | 0 | 0 | 0 | 0 | 0 | 0
9 | 15 | 23 | 0 | 0 | 0 | 0 | 0 | 0 | 0 | 0 | 0
9 | 15 | 24 | 0 | 0 | 0 | 0 | 0 | 0 | 0 | 0 | 0
9 | 16 | 1 | 0 | 0 | 0 | 0 | 0 | 0 | 0 | 0 | 0
9 | 16 | 2 | 0 | 0 | 0 | 0 | 0 | 0 | 0 | 0 | 0
9 | 16 | 3 | 0 | 0 | 0 | 0 | 0 | 0 | 0 | 0 | 0
9 | 16 | 4 | 0 | 0 | 0 | 0 | 0 | 0 | 0 | 0 | 0
9 | 16 | 5 | 0 | 0 | 0 | 0 | 0 | 0 | 0 | 0 | 0
9 | 16 | 6 | 0 | 0 | 0 | 0 | 0 | 0 | 0 | 0 | 0
9 | 16 | 7 | 0 | 0 | 0 | 0 | 0 | 0 | 0 | 0 | 0
9 | 16 | 8 | 0 | 0 | 0 | 0 | 0 | 0 | 0 | 0 | 0
9 | 16 | 9 | 0 | 0 | 0 | 0 | 0 | 0 | 0 | 0 | 0
9 | 16 | 10 | 0 | 0 | 0 | 0 | 0 | 0 | 0 | 0 | 0
9 | 16 | 11 | 0 | 0 | 0 | 0 | 0 | 0 | 0 | 0 | 0
9 | 16 | 12 | 0 | 0 | 0 | 0 | 0 | 0 | 0 | 0 | 0
9 | 16 | 13 | 0 | 0 | 0 | 0 | 0 | 0 | 0 | 0 | 0
9 | 16 | 14 | 0 | 0 | 0 | 0 | 0 | 0 | 0 | 0 | 0
9 | 16 | 15 | 0 | 0 | 0 | 0 | 0 | 0 | 0 | 0 | 0
9 | 16 | 16 | 0 | 0 | 0 | 0 | 0 | 0 | 0 | 0 | 0
9 | 16 | 17 | 0 | 0 | 0 | 0 | 0 | 0 | 0 | 0 | 0
9 | 16 | 18 | 0 | 0 | 0 | 0 | 0 | 0 | 0 | 0 | 0
9 | 16 | 19 | 0 | 0 | 0 | 0 | 0 | 0 | 0 | 0 | 0
9 | 16 | 20 | 0 | 0 | 0 | 0 | 0 | 0 | 0 | 0 | 0
9 | 16 | 21 | 0 | 0 | 0 | 0 | 0 | 0 | 0 | 0 | 0
9 | 16 | 22 | 0 | 0 | 0 | 0 | 0 | 0 | 0 | 0 | 0
9 | 16 | 23 | 0 | 0 | 0 | 0 | 0 | 0 | 0 | 0 | 0
9 | 16 | 24 | 0 | 0 | 0 | 0 | 0 | 0 | 0 | 0 | 0
9 | 17 | 1 | 0 | 0 | 0 | 0 | 0 | 0 | 0 | 0 | 0
9 | 17 | 2 | 0 | 0 | 0 | 0 | 0 | 0 | 0 | 0 | 0
9 | 17 | 3 | 0 | 0 | 0 | 0 | 0 | 0 | 0 | 0 | 0
9 | 17 | 4 | 0 | 0 | 0 | 0 | 0 | 0 | 0 | 0 | 0
9 | 17 | 5 | 0 | 0 | 0 | 0 | 0 | 0 | 0 | 0 | 0
9 | 17 | 6 | 0 | 0 | 0 | 0 | 0 | 0 | 0 | 0 | 0
9 | 17 | 7 | 0 | 0 | 0 | 0 | 0 | 0 | 0 | 0 | 0
9 | 17 | 8 | 0 | 0 | 0 | 0 | 0 | 0 | 0 | 0 | 0
9 | 17 | 9 | 0 | 0 | 0 | 0 | 0 | 0 | 0 | 0 | 0
9 | 17 | 10 | 0 | 0 | 0 | 0 | 0 | 0 | 0 | 0 | 0
9 | 17 | 11 | 0 | 0 | 0 | 0 | 0 | 0 | 0 | 0 | 0
9 | 17 | 12 | 0 | 0 | 0 | 0 | 0 | 0 | 0 | 0 | 0
9 | 17 | 13 | 0 | 0 | 0 | 0 | 0 | 0 | 0 | 0 | 0
9 | 17 | 14 | 0 | 0 | 0 | 0 | 0 | 0 | 0 | 0 | 0
9 | 17 | 15 | 0 | 0 | 0 | 0 | 0 | 0 | 0 | 0 | 0
9 | 17 | 16 | 0 | 0 | 0 | 0 | 0 | 0 | 0 | 0 | 0
9 | 17 | 17 | 0 | 0 | 0 | 0 | 0 | 0 | 0 | 0 | 0
9 | 17 | 18 | 0 | 0 | 0 | 0 | 0 | 0 | 0 | 0 | 0
9 | 17 | 19 | 0 | 0 | 0 | 0 | 0 | 0 | 0 | 0 | 0
9 | 17 | 20 | 0 | 0 | 0 | 0 | 0 | 0 | 0 | 0 | 0
9 | 17 | 21 | 0 | 0 | 0 | 0 | 0 | 0 | 0 | 0 | 0
9 | 17 | 22 | 0 | 0 | 0 | 0 | 0 | 0 | 0 | 0 | 0
9 | 17 | 23 | 0 | 0 | 0 | 0 | 0 | 0 | 0 | 0 | 0
9 | 17 | 24 | 0 | 0 | 0 | 0 | 0 | 0 | 0 | 0 | 0
9 | 18 | 1 | 0 | 0 | 0 | 0 | 0 | 0 | 0 | 0 | 0
9 | 18 | 2 | 0 | 0 | 0 | 0 | 0 | 0 | 0 | 0 | 0
9 | 18 | 3 | 0 | 0 | 0 | 0 | 0 | 0 | 0 | 0 | 0
9 | 18 | 4 | 0 | 0 | 0 | 0 | 0 | 0 | 0 | 0 | 0
9 | 18 | 5 | 0 | 0 | 0 | 0 | 0 | 0 | 0 | 0 | 0
9 | 18 | 6 | 0 | 0 | 0 | 0 | 0 | 0 | 0 | 0 | 0
9 | 18 | 7 | 0 | 0 | 0 | 0 | 0 | 0 | 0 | 0 | 0
9 | 18 | 8 | 0 | 0 | 0 | 0 | 0 | 0 | 0 | 0 | 0
9 | 18 | 9 | 0 | 0 | 0 | 0 | 0 | 0 | 0 | 0 | 0
9 | 18 | 10 | 0 | 0 | 0 | 0 | 0 | 0 | 0 | 0 | 0
9 | 18 | 11 | 0 | 0 | 0 | 0 | 0 | 0 | 0 | 0 | 0
9 | 18 | 12 | 0 | 0 | 0 | 0 | 0 | 0 | 0 | 0 | 0
9 | 18 | 13 | 0 | 0 | 0 | 0 | 0 | 0 | 0 | 0 | 0
9 | 18 | 14 | 0 | 0 | 0 | 0 | 0 | 0 | 0 | 0 | 0
9 | 18 | 15 | 0 | 0 | 0 | 0 | 0 | 0 | 0 | 0 | 0
9 | 18 | 16 | 0 | 0 | 0 | 0 | 0 | 0 | 0 | 0 | 0
9 | 18 | 17 | 0 | 0 | 0 | 0 | 0 | 0 | 0 | 0 | 0
9 | 18 | 18 | 0 | 0 | 0 | 0 | 0 | 0 | 0 | 0 | 0
9 | 18 | 19 | 0 | 0 | 0 | 0 | 0 | 0 | 0 | 0 | 0
9 | 18 | 20 | 0 | 0 | 0 | 0 | 0 | 0 | 0 | 0 | 0
9 | 18 | 21 | 0 | 0 | 0 | 0 | 0 | 0 | 0 | 0 | 0
9 | 18 | 22 | 0 | 0 | 0 | 0 | 0 | 0 | 0 | 0 | 0
9 | 18 | 23 | 0 | 0 | 0 | 0 | 0 | 0 | 0 | 0 | 0
9 | 18 | 24 | 0 | 0 | 0 | 0 | 0 | 0 | 0 | 0 | 0
9 | 19 | 1 | 0 | 0 | 0 | 0 | 0 | 0 | 0 | 0 | 0
9 | 19 | 2 | 0 | 0 | 0 | 0 | 0 | 0 | 0 | 0 | 0
9 | 19 | 3 | 0 | 0 | 0 | 0 | 0 | 0 | 0 | 0 | 0
9 | 19 | 4 | 0 | 0 | 0 | 0 | 0 | 0 | 0 | 0 | 0
9 | 19 | 5 | 0 | 0 | 0 | 0 | 0 | 0 | 0 | 0 | 0
9 | 19 | 6 | 0 | 0 | 0 | 0 | 0 | 0 | 0 | 0 | 0
9 | 19 | 7 | 0 | 0 | 0 | 0 | 0 | 0 | 0 | 0 | 0
9 | 19 | 8 | 0 | 0 | 0 | 0 | 0 | 0 | 0 | 0 | 0
9 | 19 | 9 | 0 | 0 | 0 | 0 | 0 | 0 | 0 | 0 | 0
9 | 19 | 10 | 0 | 0 | 0 | 0 | 0 | 0 | 0 | 0 | 0
9 | 19 | 11 | 0 | 0 | 0 | 0 | 0 | 0 | 0 | 0 | 0
9 | 19 | 12 | 0 | 0 | 0 | 0 | 0 | 0 | 0 | 0 | 0
9 | 19 | 13 | 0 | 0 | 0 | 0 | 0 | 0 | 0 | 0 | 0
9 | 19 | 14 | 0 | 0 | 0 | 0 | 0 | 0 | 0 | 0 | 0
9 | 19 | 15 | 0 | 0 | 0 | 0 | 0 | 0 | 0 | 0 | 0
9 | 19 | 16 | 0 | 0 | 0 | 0 | 0 | 0 | 0 | 0 | 0
9 | 19 | 17 | 0 | 0 | 0 | 0 | 0 | 0 | 0 | 0 | 0
9 | 19 | 18 | 0 | 0 | 0 | 0 | 0 | 0 | 0 | 0 | 0
9 | 19 | 19 | 0 | 0 | 0 | 0 | 0 | 0 | 0 | 0 | 0
9 | 19 | 20 | 0 | 0 | 0 | 0 | 0 | 0 | 0 | 0 | 0
9 | 19 | 21 | 0 | 0 | 0 | 0 | 0 | 0 | 0 | 0 | 0
9 | 19 | 22 | 0 | 0 | 0 | 0 | 0 | 0 | 0 | 0 | 0
9 | 19 | 23 | 0 | 0 | 0 | 0 | 0 | 0 | 0 | 0 | 0
9 | 19 | 24 | 0 | 0 | 0 | 0 | 0 | 0 | 0 | 0 | 0
9 | 20 | 1 | 0 | 0 | 0 | 0 | 0 | 0 | 0 | 0 | 0
9 | 20 | 2 | 0 | 0 | 0 | 0 | 0 | 0 | 0 | 0 | 0
9 | 20 | 3 | 0 | 0 | 0 | 0 | 0 | 0 | 0 | 0 | 0
9 | 20 | 4 | 0 | 0 | 0 | 0 | 0 | 0 | 0 | 0 | 0
9 | 20 | 5 | 0 | 0 | 0 | 0 | 0 | 0 | 0 | 0 | 0
9 | 20 | 6 | 0 | 0 | 0 | 0 | 0 | 0 | 0 | 0 | 0
9 | 20 | 7 | 0 | 0 | 0 | 0 | 0 | 0 | 0 | 0 | 0
9 | 20 | 8 | 0 | 0 | 0 | 0 | 0 | 0 | 0 | 0 | 0
9 | 20 | 9 | 0 | 0 | 0 | 0 | 0 | 0 | 0 | 0 | 0
9 | 20 | 10 | 0 | 0 | 0 | 0 | 0 | 0 | 0 | 0 | 0
9 | 20 | 11 | 0 | 0 | 0 | 0 | 0 | 0 | 0 | 0 | 0
9 | 20 | 12 | 0 | 0 | 0 | 0 | 0 | 0 | 0 | 0 | 0
9 | 20 | 13 | 0 | 0 | 0 | 0 | 0 | 0 | 0 | 0 | 0
9 | 20 | 14 | 0 | 0 | 0 | 0 | 0 | 0 | 0 | 0 | 0
9 | 20 | 15 | 0 | 0 | 0 | 0 | 0 | 0 | 0 | 0 | 0
9 | 20 | 16 | 0 | 0 | 0 | 0 | 0 | 0 | 0 | 0 | 0
9 | 20 | 17 | 0 | 0 | 0 | 0 | 0 | 0 | 0 | 0 | 0
9 | 20 | 18 | 0 | 0 | 0 | 0 | 0 | 0 | 0 | 0 | 0
9 | 20 | 19 | 0 | 0 | 0 | 0 | 0 | 0 | 0 | 0 | 0
9 | 20 | 20 | 0 | 0 | 0 | 0 | 0 | 0 | 0 | 0 | 0
9 | 20 | 21 | 0 | 0 | 0 | 0 | 0 | 0 | 0 | 0 | 0
9 | 20 | 22 | 0 | 0 | 0 | 0 | 0 | 0 | 0 | 0 | 0
9 | 20 | 23 | 0 | 0 | 0 | 0 | 0 | 0 | 0 | 0 | 0
9 | 20 | 24 | 0 | 0 | 0 | 0 | 0 | 0 | 0 | 0 | 0
9 | 21 | 1 | 0 | 0 | 0 | 0 | 0 | 0 | 0 | 0 | 0
9 | 21 | 2 | 0 | 0 | 0 | 0 | 0 | 0 | 0 | 0 | 0
9 | 21 | 3 | 0 | 0 | 0 | 0 | 0 | 0 | 0 | 0 | 0
9 | 21 | 4 | 0 | 0 | 0 | 0 | 0 | 0 | 0 | 0 | 0
9 | 21 | 5 | 0 | 0 | 0 | 0 | 0 | 0 | 0 | 0 | 0
9 | 21 | 6 | 0 | 0 | 0 | 0 | 0 | 0 | 0 | 0 | 0
9 | 21 | 7 | 0 | 0 | 0 | 0 | 0 | 0 | 0 | 0 | 0
9 | 21 | 8 | 0 | 0 | 0 | 0 | 0 | 0 | 0 | 0 | 0
9 | 21 | 9 | 0 | 0 | 0 | 0 | 0 | 0 | 0 | 0 | 0
9 | 21 | 10 | 0 | 0 | 0 | 0 | 0 | 0 | 0 | 0 | 0
9 | 21 | 11 | 0 | 0 | 0 | 0 | 0 | 0 | 0 | 0 | 0
9 | 21 | 12 | 0 | 0 | 0 | 0 | 0 | 0 | 0 | 0 | 0
9 | 21 | 13 | 0 | 0 | 0 | 0 | 0 | 0 | 0 | 0 | 0
9 | 21 | 14 | 0 | 0 | 0 | 0 | 0 | 0 | 0 | 0 | 0
9 | 21 | 15 | 0 | 0 | 0 | 0 | 0 | 0 | 0 | 0 | 0
9 | 21 | 16 | 0 | 0 | 0 | 0 | 0 | 0 | 0 | 0 | 0
9 | 21 | 17 | 0 | 0 | 0 | 0 | 0 | 0 | 0 | 0 | 0
9 | 21 | 18 | 0 | 0 | 0 | 0 | 0 | 0 | 0 | 0 | 0
9 | 21 | 19 | 0 | 0 | 0 | 0 | 0 | 0 | 0 | 0 | 0
9 | 21 | 20 | 0 | 0 | 0 | 0 | 0 | 0 | 0 | 0 | 0
9 | 21 | 21 | 0 | 0 | 0 | 0 | 0 | 0 | 0 | 0 | 0
9 | 21 | 22 | 0 | 0 | 0 | 0 | 0 | 0 | 0 | 0 | 0
9 | 21 | 23 | 0 | 0 | 0 | 0 | 0 | 0 | 0 | 0 | 0
9 | 21 | 24 | 0 | 0 | 0 | 0 | 0 | 0 | 0 | 0 | 0
9 | 22 | 1 | 0 | 0 | 0 | 0 | 0 | 0 | 0 | 0 | 0
9 | 22 | 2 | 0 | 0 | 0 | 0 | 0 | 0 | 0 | 0 | 0
9 | 22 | 3 | 0 | 0 | 0 | 0 | 0 | 0 | 0 | 0 | 0
9 | 22 | 4 | 0 | 0 | 0 | 0 | 0 | 0 | 0 | 0 | 0
9 | 22 | 5 | 0 | 0 | 0 | 0 | 0 | 0 | 0 | 0 | 0
9 | 22 | 6 | 0 | 0 | 0 | 0 | 0 | 0 | 0 | 0 | 0
9 | 22 | 7 | 0 | 0 | 0 | 0 | 0 | 0 | 0 | 0 | 0
9 | 22 | 8 | 0 | 0 | 0 | 0 | 0 | 0 | 0 | 0 | 0
9 | 22 | 9 | 0 | 0 | 0 | 0 | 0 | 0 | 0 | 0 | 0
9 | 22 | 10 | 0 | 0 | 0 | 0 | 0 | 0 | 0 | 0 | 0
9 | 22 | 11 | 0 | 0 | 0 | 0 | 0 | 0 | 0 | 0 | 0
9 | 22 | 12 | 0 | 0 | 0 | 0 | 0 | 0 | 0 | 0 | 0
9 | 22 | 13 | 0 | 0 | 0 | 0 | 0 | 0 | 0 | 0 | 0
9 | 22 | 14 | 0 | 0 | 0 | 0 | 0 | 0 | 0 | 0 | 0
9 | 22 | 15 | 0 | 0 | 0 | 0 | 0 | 0 | 0 | 0 | 0
9 | 22 | 16 | 0 | 0 | 0 | 0 | 0 | 0 | 0 | 0 | 0
9 | 22 | 17 | 0 | 0 | 0 | 0 | 0 | 0 | 0 | 0 | 0
9 | 22 | 18 | 0 | 0 | 0 | 0 | 0 | 0 | 0 | 0 | 0
9 | 22 | 19 | 0 | 0 | 0 | 0 | 0 | 0 | 0 | 0 | 0
9 | 22 | 20 | 0 | 0 | 0 | 0 | 0 | 0 | 0 | 0 | 0
9 | 22 | 21 | 0 | 0 | 0 | 0 | 0 | 0 | 0 | 0 | 0
9 | 22 | 22 | 0 | 0 | 0 | 0 | 0 | 0 | 0 | 0 | 0
9 | 22 | 23 | 0 | 0 | 0 | 0 | 0 | 0 | 0 | 0 | 0
9 | 22 | 24 | 0 | 0 | 0 | 0 | 0 | 0 | 0 | 0 | 0
9 | 23 | 1 | 0 | 0 | 0 | 0 | 0 | 0 | 0 | 0 | 0
9 | 23 | 2 | 0 | 0 | 0 | 0 | 0 | 0 | 0 | 0 | 0
9 | 23 | 3 | 0 | 0 | 0 | 0 | 0 | 0 | 0 | 0 | 0
9 | 23 | 4 | 0 | 0 | 0 | 0 | 0 | 0 | 0 | 0 | 0
9 | 23 | 5 | 0 | 0 | 0 | 0 | 0 | 0 | 0 | 0 | 0
9 | 23 | 6 | 0 | 0 | 0 | 0 | 0 | 0 | 0 | 0 | 0
9 | 23 | 7 | 0 | 0 | 0 | 0 | 0 | 0 | 0 | 0 | 0
9 | 23 | 8 | 0 | 0 | 0 | 0 | 0 | 0 | 0 | 0 | 0
9 | 23 | 9 | 0 | 0 | 0 | 0 | 0 | 0 | 0 | 0 | 0
9 | 23 | 10 | 0 | 0 | 0 | 0 | 0 | 0 | 0 | 0 | 0
9 | 23 | 11 | 0 | 0 | 0 | 0 | 0 | 0 | 0 | 0 | 0
9 | 23 | 12 | 0 | 0 | 0 | 0 | 0 | 0 | 0 | 0 | 0
9 | 23 | 13 | 0 | 0 | 0 | 0 | 0 | 0 | 0 | 0 | 0
9 | 23 | 14 | 0 | 0 | 0 | 0 | 0 | 0 | 0 | 0 | 0
9 | 23 | 15 | 0 | 0 | 0 | 0 | 0 | 0 | 0 | 0 | 0
9 | 23 | 16 | 0 | 0 | 0 | 0 | 0 | 0 | 0 | 0 | 0
9 | 23 | 17 | 0 | 0 | 0 | 0 | 0 | 0 | 0 | 0 | 0
9 | 23 | 18 | 0 | 0 | 0 | 0 | 0 | 0 | 0 | 0 | 0
9 | 23 | 19 | 0 | 0 | 0 | 0 | 0 | 0 | 0 | 0 | 0
9 | 23 | 20 | 0 | 0 | 0 | 0 | 0 | 0 | 0 | 0 | 0
9 | 23 | 21 | 0 | 0 | 0 | 0 | 0 | 0 | 0 | 0 | 0
9 | 23 | 22 | 0 | 0 | 0 | 0 | 0 | 0 | 0 | 0 | 0
9 | 23 | 23 | 0 | 0 | 0 | 0 | 0 | 0 | 0 | 0 | 0
9 | 23 | 24 | 0 | 0 | 0 | 0 | 0 | 0 | 0 | 0 | 0
9 | 24 | 1 | 0 | 0 | 0 | 0 | 0 | 0 | 0 | 0 | 0
9 | 24 | 2 | 0 | 0 | 0 | 0 | 0 | 0 | 0 | 0 | 0
9 | 24 | 3 | 0 | 0 | 0 | 0 | 0 | 0 | 0 | 0 | 0
9 | 24 | 4 | 0 | 0 | 0 | 0 | 0 | 0 | 0 | 0 | 0
9 | 24 | 5 | 0 | 0 | 0 | 0 | 0 | 0 | 0 | 0 | 0
9 | 24 | 6 | 0 | 0 | 0 | 0 | 0 | 0 | 0 | 0 | 0
9 | 24 | 7 | 0 | 0 | 0 | 0 | 0 | 0 | 0 | 0 | 0
9 | 24 | 8 | 0 | 0 | 0 | 0 | 0 | 0 | 0 | 0 | 0
9 | 24 | 9 | 0 | 0 | 0 | 0 | 0 | 0 | 0 | 0 | 0
9 | 24 | 10 | 0 | 0 | 0 | 0 | 0 | 0 | 0 | 0 | 0
9 | 24 | 11 | 0 | 0 | 0 | 0 | 0 | 0 | 0 | 0 | 0
9 | 24 | 12 | 0 | 0 | 0 | 0 | 0 | 0 | 0 | 0 | 0
9 | 24 | 13 | 0 | 0 | 0 | 0 | 0 | 0 | 0 | 0 | 0
9 | 24 | 14 | 0 | 0 | 0 | 0 | 0 | 0 | 0 | 0 | 0
9 | 24 | 15 | 0 | 0 | 0 | 0 | 0 | 0 | 0 | 0 | 0
9 | 24 | 16 | 0 | 0 | 0 | 0 | 0 | 0 | 0 | 0 | 0
9 | 24 | 17 | 0 | 0 | 0 | 0 | 0 | 0 | 0 | 0 | 0
9 | 24 | 18 | 0 | 0 | 0 | 0 | 0 | 0 | 0 | 0 | 0
9 | 24 | 19 | 0 | 0 | 0 | 0 | 0 | 0 | 0 | 0 | 0
9 | 24 | 20 | 0 | 0 | 0 | 0 | 0 | 0 | 0 | 0 | 0
9 | 24 | 21 | 0 | 0 | 0 | 0 | 0 | 0 | 0 | 0 | 0
9 | 24 | 22 | 0 | 0 | 0 | 0 | 0 | 0 | 0 | 0 | 0
9 | 24 | 23 | 0 | 0 | 0 | 0 | 0 | 0 | 0 | 0 | 0
9 | 24 | 24 | 0 | 0 | 0 | 0 | 0 | 0 | 0 | 0 | 0
9 | 25 | 1 | 0 | 0 | 0 | 0 | 0 | 0 | 0 | 0 | 0
9 | 25 | 2 | 0 | 0 | 0 | 0 | 0 | 0 | 0 | 0 | 0
9 | 25 | 3 | 0 | 0 | 0 | 0 | 0 | 0 | 0 | 0 | 0
9 | 25 | 4 | 0 | 0 | 0 | 0 | 0 | 0 | 0 | 0 | 0
9 | 25 | 5 | 0 | 0 | 0 | 0 | 0 | 0 | 0 | 0 | 0
9 | 25 | 6 | 0 | 0 | 0 | 0 | 0 | 0 | 0 | 0 | 0
9 | 25 | 7 | 0 | 0 | 0 | 0 | 0 | 0 | 0 | 0 | 0
9 | 25 | 8 | 0 | 0 | 0 | 0 | 0 | 0 | 0 | 0 | 0
9 | 25 | 9 | 0 | 0 | 0 | 0 | 0 | 0 | 0 | 0 | 0
9 | 25 | 10 | 0 | 0 | 0 | 0 | 0 | 0 | 0 | 0 | 0
9 | 25 | 11 | 0 | 0 | 0 | 0 | 0 | 0 | 0 | 0 | 0
9 | 25 | 12 | 0 | 0 | 0 | 0 | 0 | 0 | 0 | 0 | 0
9 | 25 | 13 | 0 | 0 | 0 | 0 | 0 | 0 | 0 | 0 | 0
9 | 25 | 14 | 0 | 0 | 0 | 0 | 0 | 0 | 0 | 0 | 0
9 | 25 | 15 | 0 | 0 | 0 | 0 | 0 | 0 | 0 | 0 | 0
9 | 25 | 16 | 0 | 0 | 0 | 0 | 0 | 0 | 0 | 0 | 0
9 | 25 | 17 | 0 | 0 | 0 | 0 | 0 | 0 | 0 | 0 | 0
9 | 25 | 18 | 0 | 0 | 0 | 0 | 0 | 0 | 0 | 0 | 0
9 | 25 | 19 | 0 | 0 | 0 | 0 | 0 | 0 | 0 | 0 | 0
9 | 25 | 20 | 0 | 0 | 0 | 0 | 0 | 0 | 0 | 0 | 0
9 | 25 | 21 | 0 | 0 | 0 | 0 | 0 | 0 | 0 | 0 | 0
9 | 25 | 22 | 0 | 0 | 0 | 0 | 0 | 0 | 0 | 0 | 0
9 | 25 | 23 | 0 | 0 | 0 | 0 | 0 | 0 | 0 | 0 | 0
9 | 25 | 24 | 0 | 0 | 0 | 0 | 0 | 0 | 0 | 0 | 0
9 | 26 | 1 | 0 | 0 | 0 | 0 | 0 | 0 | 0 | 0 | 0
9 | 26 | 2 | 0 | 0 | 0 | 0 | 0 | 0 | 0 | 0 | 0
9 | 26 | 3 | 0 | 0 | 0 | 0 | 0 | 0 | 0 | 0 | 0
9 | 26 | 4 | 0 | 0 | 0 | 0 | 0 | 0 | 0 | 0 | 0
9 | 26 | 5 | 0 | 0 | 0 | 0 | 0 | 0 | 0 | 0 | 0
9 | 26 | 6 | 0 | 0 | 0 | 0 | 0 | 0 | 0 | 0 | 0
9 | 26 | 7 | 0 | 0 | 0 | 0 | 0 | 0 | 0 | 0 | 0
9 | 26 | 8 | 0 | 0 | 0 | 0 | 0 | 0 | 0 | 0 | 0
9 | 26 | 9 | 0 | 0 | 0 | 0 | 0 | 0 | 0 | 0 | 0
9 | 26 | 10 | 0 | 0 | 0 | 0 | 0 | 0 | 0 | 0 | 0
9 | 26 | 11 | 0 | 0 | 0 | 0 | 0 | 0 | 0 | 0 | 0
9 | 26 | 12 | 0 | 0 | 0 | 0 | 0 | 0 | 0 | 0 | 0
9 | 26 | 13 | 0 | 0 | 0 | 0 | 0 | 0 | 0 | 0 | 0
9 | 26 | 14 | 0 | 0 | 0 | 0 | 0 | 0 | 0 | 0 | 0
9 | 26 | 15 | 0 | 0 | 0 | 0 | 0 | 0 | 0 | 0 | 0
9 | 26 | 16 | 0 | 0 | 0 | 0 | 0 | 0 | 0 | 0 | 0
9 | 26 | 17 | 0 | 0 | 0 | 0 | 0 | 0 | 0 | 0 | 0
9 | 26 | 18 | 0 | 0 | 0 | 0 | 0 | 0 | 0 | 0 | 0
9 | 26 | 19 | 0 | 0 | 0 | 0 | 0 | 0 | 0 | 0 | 0
9 | 26 | 20 | 0 | 0 | 0 | 0 | 0 | 0 | 0 | 0 | 0
9 | 26 | 21 | 0 | 0 | 0 | 0 | 0 | 0 | 0 | 0 | 0
9 | 26 | 22 | 0 | 0 | 0 | 0 | 0 | 0 | 0 | 0 | 0
9 | 26 | 23 | 0 | 0 | 0 | 0 | 0 | 0 | 0 | 0 | 0
9 | 26 | 24 | 0 | 0 | 0 | 0 | 0 | 0 | 0 | 0 | 0
9 | 27 | 1 | 0 | 0 | 0 | 0 | 0 | 0 | 0 | 0 | 0
9 | 27 | 2 | 0 | 0 | 0 | 0 | 0 | 0 | 0 | 0 | 0
9 | 27 | 3 | 0 | 0 | 0 | 0 | 0 | 0 | 0 | 0 | 0
9 | 27 | 4 | 0 | 0 | 0 | 0 | 0 | 0 | 0 | 0 | 0
9 | 27 | 5 | 0 | 0 | 0 | 0 | 0 | 0 | 0 | 0 | 0
9 | 27 | 6 | 0 | 0 | 0 | 0 | 0 | 0 | 0 | 0 | 0
9 | 27 | 7 | 0 | 0 | 0 | 0 | 0 | 0 | 0 | 0 | 0
9 | 27 | 8 | 0 | 0 | 0 | 0 | 0 | 0 | 0 | 0 | 0
9 | 27 | 9 | 0 | 0 | 0 | 0 | 0 | 0 | 0 | 0 | 0
9 | 27 | 10 | 0 | 0 | 0 | 0 | 0 | 0 | 0 | 0 | 0
9 | 27 | 11 | 0 | 0 | 0 | 0 | 0 | 0 | 0 | 0 | 0
9 | 27 | 12 | 0 | 0 | 0 | 0 | 0 | 0 | 0 | 0 | 0
9 | 27 | 13 | 0 | 0 | 0 | 0 | 0 | 0 | 0 | 0 | 0
9 | 27 | 14 | 0 | 0 | 0 | 0 | 0 | 0 | 0 | 0 | 0
9 | 27 | 15 | 0 | 0 | 0 | 0 | 0 | 0 | 0 | 0 | 0
9 | 27 | 16 | 0 | 0 | 0 | 0 | 0 | 0 | 0 | 0 | 0
9 | 27 | 17 | 0 | 0 | 0 | 0 | 0 | 0 | 0 | 0 | 0
9 | 27 | 18 | 0 | 0 | 0 | 0 | 0 | 0 | 0 | 0 | 0
9 | 27 | 19 | 0 | 0 | 0 | 0 | 0 | 0 | 0 | 0 | 0
9 | 27 | 20 | 0 | 0 | 0 | 0 | 0 | 0 | 0 | 0 | 0
9 | 27 | 21 | 0 | 0 | 0 | 0 | 0 | 0 | 0 | 0 | 0
9 | 27 | 22 | 0 | 0 | 0 | 0 | 0 | 0 | 0 | 0 | 0
9 | 27 | 23 | 0 | 0 | 0 | 0 | 0 | 0 | 0 | 0 | 0
9 | 27 | 24 | 0 | 0 | 0 | 0 | 0 | 0 | 0 | 0 | 0
9 | 28 | 1 | 0 | 0 | 0 | 0 | 0 | 0 | 0 | 0 | 0
9 | 28 | 2 | 0 | 0 | 0 | 0 | 0 | 0 | 0 | 0 | 0
9 | 28 | 3 | 0 | 0 | 0 | 0 | 0 | 0 | 0 | 0 | 0
9 | 28 | 4 | 0 | 0 | 0 | 0 | 0 | 0 | 0 | 0 | 0
9 | 28 | 5 | 0 | 0 | 0 | 0 | 0 | 0 | 0 | 0 | 0
9 | 28 | 6 | 0 | 0 | 0 | 0 | 0 | 0 | 0 | 0 | 0
9 | 28 | 7 | 0 | 0 | 0 | 0 | 0 | 0 | 0 | 0 | 0
9 | 28 | 8 | 0 | 0 | 0 | 0 | 0 | 0 | 0 | 0 | 0
9 | 28 | 9 | 0 | 0 | 0 | 0 | 0 | 0 | 0 | 0 | 0
9 | 28 | 10 | 0 | 0 | 0 | 0 | 0 | 0 | 0 | 0 | 0
9 | 28 | 11 | 0 | 0 | 0 | 0 | 0 | 0 | 0 | 0 | 0
9 | 28 | 12 | 0 | 0 | 0 | 0 | 0 | 0 | 0 | 0 | 0
9 | 28 | 13 | 0 | 0 | 0 | 0 | 0 | 0 | 0 | 0 | 0
9 | 28 | 14 | 0 | 0 | 0 | 0 | 0 | 0 | 0 | 0 | 0
9 | 28 | 15 | 0 | 0 | 0 | 0 | 0 | 0 | 0 | 0 | 0
9 | 28 | 16 | 0 | 0 | 0 | 0 | 0 | 0 | 0 | 0 | 0
9 | 28 | 17 | 0 | 0 | 0 | 0 | 0 | 0 | 0 | 0 | 0
9 | 28 | 18 | 0 | 0 | 0 | 0 | 0 | 0 | 0 | 0 | 0
9 | 28 | 19 | 0 | 0 | 0 | 0 | 0 | 0 | 0 | 0 | 0
9 | 28 | 20 | 0 | 0 | 0 | 0 | 0 | 0 | 0 | 0 | 0
9 | 28 | 21 | 0 | 0 | 0 | 0 | 0 | 0 | 0 | 0 | 0
9 | 28 | 22 | 0 | 0 | 0 | 0 | 0 | 0 | 0 | 0 | 0
9 | 28 | 23 | 0 | 0 | 0 | 0 | 0 | 0 | 0 | 0 | 0
9 | 28 | 24 | 0 | 0 | 0 | 0 | 0 | 0 | 0 | 0 | 0
9 | 29 | 1 | 0 | 0 | 0 | 0 | 0 | 0 | 0 | 0 | 0
9 | 29 | 2 | 0 | 0 | 0 | 0 | 0 | 0 | 0 | 0 | 0
9 | 29 | 3 | 0 | 0 | 0 | 0 | 0 | 0 | 0 | 0 | 0
9 | 29 | 4 | 0 | 0 | 0 | 0 | 0 | 0 | 0 | 0 | 0
9 | 29 | 5 | 0 | 0 | 0 | 0 | 0 | 0 | 0 | 0 | 0
9 | 29 | 6 | 0 | 0 | 0 | 0 | 0 | 0 | 0 | 0 | 0
9 | 29 | 7 | 0 | 0 | 0 | 0 | 0 | 0 | 0 | 0 | 0
9 | 29 | 8 | 0 | 0 | 0 | 0 | 0 | 0 | 0 | 0 | 0
9 | 29 | 9 | 0 | 0 | 0 | 0 | 0 | 0 | 0 | 0 | 0
9 | 29 | 10 | 0 | 0 | 0 | 0 | 0 | 0 | 0 | 0 | 0
9 | 29 | 11 | 0 | 0 | 0 | 0 | 0 | 0 | 0 | 0 | 0
9 | 29 | 12 | 0 | 0 | 0 | 0 | 0 | 0 | 0 | 0 | 0
9 | 29 | 13 | 0 | 0 | 0 | 0 | 0 | 0 | 0 | 0 | 0
9 | 29 | 14 | 0 | 0 | 0 | 0 | 0 | 0 | 0 | 0 | 0
9 | 29 | 15 | 0 | 0 | 0 | 0 | 0 | 0 | 0 | 0 | 0
9 | 29 | 16 | 0 | 0 | 0 | 0 | 0 | 0 | 0 | 0 | 0
9 | 29 | 17 | 0 | 0 | 0 | 0 | 0 | 0 | 0 | 0 | 0
9 | 29 | 18 | 0 | 0 | 0 | 0 | 0 | 0 | 0 | 0 | 0
9 | 29 | 19 | 0 | 0 | 0 | 0 | 0 | 0 | 0 | 0 | 0
9 | 29 | 20 | 0 | 0 | 0 | 0 | 0 | 0 | 0 | 0 | 0
9 | 29 | 21 | 0 | 0 | 0 | 0 | 0 | 0 | 0 | 0 | 0
9 | 29 | 22 | 0 | 0 | 0 | 0 | 0 | 0 | 0 | 0 | 0
9 | 29 | 23 | 0 | 0 | 0 | 0 | 0 | 0 | 0 | 0 | 0
9 | 29 | 24 | 0 | 0 | 0 | 0 | 0 | 0 | 0 | 0 | 0
9 | 30 | 1 | 0 | 0 | 0 | 0 | 0 | 0 | 0 | 0 | 0
9 | 30 | 2 | 0 | 0 | 0 | 0 | 0 | 0 | 0 | 0 | 0
9 | 30 | 3 | 0 | 0 | 0 | 0 | 0 | 0 | 0 | 0 | 0
9 | 30 | 4 | 0 | 0 | 0 | 0 | 0 | 0 | 0 | 0 | 0
9 | 30 | 5 | 0 | 0 | 0 | 0 | 0 | 0 | 0 | 0 | 0
9 | 30 | 6 | 0 | 0 | 0 | 0 | 0 | 0 | 0 | 0 | 0
9 | 30 | 7 | 0 | 0 | 0 | 0 | 0 | 0 | 0 | 0 | 0
9 | 30 | 8 | 0 | 0 | 0 | 0 | 0 | 0 | 0 | 0 | 0
9 | 30 | 9 | 0 | 0 | 0 | 0 | 0 | 0 | 0 | 0 | 0
9 | 30 | 10 | 0 | 0 | 0 | 0 | 0 | 0 | 0 | 0 | 0
9 | 30 | 11 | 0 | 0 | 0 | 0 | 0 | 0 | 0 | 0 | 0
9 | 30 | 12 | 0 | 0 | 0 | 0 | 0 | 0 | 0 | 0 | 0
9 | 30 | 13 | 0 | 0 | 0 | 0 | 0 | 0 | 0 | 0 | 0
9 | 30 | 14 | 0 | 0 | 0 | 0 | 0 | 0 | 0 | 0 | 0
9 | 30 | 15 | 0 | 0 | 0 | 0 | 0 | 0 | 0 | 0 | 0
9 | 30 | 16 | 0 | 0 | 0 | 0 | 0 | 0 | 0 | 0 | 0
9 | 30 | 17 | 0 | 0 | 0 | 0 | 0 | 0 | 0 | 0 | 0
9 | 30 | 18 | 0 | 0 | 0 | 0 | 0 | 0 | 0 | 0 | 0
9 | 30 | 19 | 0 | 0 | 0 | 0 | 0 | 0 | 0 | 0 | 0
9 | 30 | 20 | 0 | 0 | 0 | 0 | 0 | 0 | 0 | 0 | 0
9 | 30 | 21 | 0 | 0 | 0 | 0 | 0 | 0 | 0 | 0 | 0
9 | 30 | 22 | 0 | 0 | 0 | 0 | 0 | 0 | 0 | 0 | 0
9 | 30 | 23 | 0 | 0 | 0 | 0 | 0 | 0 | 0 | 0 | 0
9 | 30 | 24 | 0 | 0 | 0 | 0 | 0 | 0 | 0 | 0 | 0
10 | 1 | 1 | 0 | 0 | 0 | 0 | 0 | 0 | 0 | 0 | 0
10 | 1 | 2 | 0 | 0 | 0 | 0 | 0 | 0 | 0 | 0 | 0
10 | 1 | 3 | 0 | 0 | 0 | 0 | 0 | 0 | 0 | 0 | 0
10 | 1 | 4 | 0 | 0 | 0 | 0 | 0 | 0 | 0 | 0 | 0
10 | 1 | 5 | 0 | 0 | 0 | 0 | 0 | 0 | 0 | 0 | 0
10 | 1 | 6 | 0 | 0 | 0 | 0 | 0 | 0 | 0 | 0 | 0
10 | 1 | 7 | 0 | 0 | 0 | 0 | 0 | 0 | 0 | 0 | 0
10 | 1 | 8 | 0 | 0 | 0 | 0 | 0 | 0 | 0 | 0 | 0
10 | 1 | 9 | 0 | 0 | 0 | 0 | 0 | 0 | 0 | 0 | 0
10 | 1 | 10 | 0 | 0 | 0 | 0 | 0 | 0 | 0 | 0 | 0
10 | 1 | 11 | 0 | 0 | 0 | 0 | 0 | 0 | 0 | 0 | 0
10 | 1 | 12 | 0 | 0 | 0 | 0 | 0 | 0 | 0 | 0 | 0
10 | 1 | 13 | 0 | 0 | 0 | 0 | 0 | 0 | 0 | 0 | 0
10 | 1 | 14 | 0 | 0 | 0 | 0 | 0 | 0 | 0 | 0 | 0
10 | 1 | 15 | 0 | 0 | 0 | 0 | 0 | 0 | 0 | 0 | 0
10 | 1 | 16 | 0 | 0 | 0 | 0 | 0 | 0 | 0 | 0 | 0
10 | 1 | 17 | 0 | 0 | 0 | 0 | 0 | 0 | 0 | 0 | 0
10 | 1 | 18 | 0 | 0 | 0 | 0 | 0 | 0 | 0 | 0 | 0
10 | 1 | 19 | 0 | 0 | 0 | 0 | 0 | 0 | 0 | 0 | 0
10 | 1 | 20 | 0 | 0 | 0 | 0 | 0 | 0 | 0 | 0 | 0
10 | 1 | 21 | 0 | 0 | 0 | 0 | 0 | 0 | 0 | 0 | 0
10 | 1 | 22 | 0 | 0 | 0 | 0 | 0 | 0 | 0 | 0 | 0
10 | 1 | 23 | 0 | 0 | 0 | 0 | 0 | 0 | 0 | 0 | 0
10 | 1 | 24 | 0 | 0 | 0 | 0 | 0 | 0 | 0 | 0 | 0
10 | 2 | 1 | 0 | 0 | 0 | 0 | 0 | 0 | 0 | 0 | 0
10 | 2 | 2 | 0 | 0 | 0 | 0 | 0 | 0 | 0 | 0 | 0
10 | 2 | 3 | 0 | 0 | 0 | 0 | 0 | 0 | 0 | 0 | 0
10 | 2 | 4 | 0 | 0 | 0 | 0 | 0 | 0 | 0 | 0 | 0
10 | 2 | 5 | 0 | 0 | 0 | 0 | 0 | 0 | 0 | 0 | 0
10 | 2 | 6 | 0 | 0 | 0 | 0 | 0 | 0 | 0 | 0 | 0
10 | 2 | 7 | 0 | 0 | 0 | 0 | 0 | 0 | 0 | 0 | 0
10 | 2 | 8 | 0 | 0 | 0 | 0 | 0 | 0 | 0 | 0 | 0
10 | 2 | 9 | 0 | 0 | 0 | 0 | 0 | 0 | 0 | 0 | 0
10 | 2 | 10 | 0 | 0 | 0 | 0 | 0 | 0 | 0 | 0 | 0
10 | 2 | 11 | 0 | 0 | 0 | 0 | 0 | 0 | 0 | 0 | 0
10 | 2 | 12 | 0 | 0 | 0 | 0 | 0 | 0 | 0 | 0 | 0
10 | 2 | 13 | 0 | 0 | 0 | 0 | 0 | 0 | 0 | 0 | 0
10 | 2 | 14 | 0 | 0 | 0 | 0 | 0 | 0 | 0 | 0 | 0
10 | 2 | 15 | 0 | 0 | 0 | 0 | 0 | 0 | 0 | 0 | 0
10 | 2 | 16 | 0 | 0 | 0 | 0 | 0 | 0 | 0 | 0 | 0
10 | 2 | 17 | 0 | 0 | 0 | 0 | 0 | 0 | 0 | 0 | 0
10 | 2 | 18 | 0 | 0 | 0 | 0 | 0 | 0 | 0 | 0 | 0
10 | 2 | 19 | 0 | 0 | 0 | 0 | 0 | 0 | 0 | 0 | 0
10 | 2 | 20 | 0 | 0 | 0 | 0 | 0 | 0 | 0 | 0 | 0
10 | 2 | 21 | 0 | 0 | 0 | 0 | 0 | 0 | 0 | 0 | 0
10 | 2 | 22 | 0 | 0 | 0 | 0 | 0 | 0 | 0 | 0 | 0
10 | 2 | 23 | 0 | 0 | 0 | 0 | 0 | 0 | 0 | 0 | 0
10 | 2 | 24 | 0 | 0 | 0 | 0 | 0 | 0 | 0 | 0 | 0
10 | 3 | 1 | 0 | 0 | 0 | 0 | 0 | 0 | 0 | 0 | 0
10 | 3 | 2 | 0 | 0 | 0 | 0 | 0 | 0 | 0 | 0 | 0
10 | 3 | 3 | 0 | 0 | 0 | 0 | 0 | 0 | 0 | 0 | 0
10 | 3 | 4 | 0 | 0 | 0 | 0 | 0 | 0 | 0 | 0 | 0
10 | 3 | 5 | 0 | 0 | 0 | 0 | 0 | 0 | 0 | 0 | 0
10 | 3 | 6 | 0 | 0 | 0 | 0 | 0 | 0 | 0 | 0 | 0
10 | 3 | 7 | 0 | 0 | 0 | 0 | 0 | 0 | 0 | 0 | 0
10 | 3 | 8 | 0 | 0 | 0 | 0 | 0 | 0 | 0 | 0 | 0
10 | 3 | 9 | 0 | 0 | 0 | 0 | 0 | 0 | 0 | 0 | 0
10 | 3 | 10 | 0 | 0 | 0 | 0 | 0 | 0 | 0 | 0 | 0
10 | 3 | 11 | 0 | 0 | 0 | 0 | 0 | 0 | 0 | 0 | 0
10 | 3 | 12 | 0 | 0 | 0 | 0 | 0 | 0 | 0 | 0 | 0
10 | 3 | 13 | 0 | 0 | 0 | 0 | 0 | 0 | 0 | 0 | 0
10 | 3 | 14 | 0 | 0 | 0 | 0 | 0 | 0 | 0 | 0 | 0
10 | 3 | 15 | 0 | 0 | 0 | 0 | 0 | 0 | 0 | 0 | 0
10 | 3 | 16 | 0 | 0 | 0 | 0 | 0 | 0 | 0 | 0 | 0
10 | 3 | 17 | 0 | 0 | 0 | 0 | 0 | 0 | 0 | 0 | 0
10 | 3 | 18 | 0 | 0 | 0 | 0 | 0 | 0 | 0 | 0 | 0
10 | 3 | 19 | 0 | 0 | 0 | 0 | 0 | 0 | 0 | 0 | 0
10 | 3 | 20 | 0 | 0 | 0 | 0 | 0 | 0 | 0 | 0 | 0
10 | 3 | 21 | 0 | 0 | 0 | 0 | 0 | 0 | 0 | 0 | 0
10 | 3 | 22 | 0 | 0 | 0 | 0 | 0 | 0 | 0 | 0 | 0
10 | 3 | 23 | 0 | 0 | 0 | 0 | 0 | 0 | 0 | 0 | 0
10 | 3 | 24 | 0 | 0 | 0 | 0 | 0 | 0 | 0 | 0 | 0
10 | 4 | 1 | 0 | 0 | 0 | 0 | 0 | 0 | 0 | 0 | 0
10 | 4 | 2 | 0 | 0 | 0 | 0 | 0 | 0 | 0 | 0 | 0
10 | 4 | 3 | 0 | 0 | 0 | 0 | 0 | 0 | 0 | 0 | 0
10 | 4 | 4 | 0 | 0 | 0 | 0 | 0 | 0 | 0 | 0 | 0
10 | 4 | 5 | 0 | 0 | 0 | 0 | 0 | 0 | 0 | 0 | 0
10 | 4 | 6 | 0 | 0 | 0 | 0 | 0 | 0 | 0 | 0 | 0
10 | 4 | 7 | 0 | 0 | 0 | 0 | 0 | 0 | 0 | 0 | 0
10 | 4 | 8 | 0 | 0 | 0 | 0 | 0 | 0 | 0 | 0 | 0
10 | 4 | 9 | 0 | 0 | 0 | 0 | 0 | 0 | 0 | 0 | 0
10 | 4 | 10 | 0 | 0 | 0 | 0 | 0 | 0 | 0 | 0 | 0
10 | 4 | 11 | 0 | 0 | 0 | 0 | 0 | 0 | 0 | 0 | 0
10 | 4 | 12 | 0 | 0 | 0 | 0 | 0 | 0 | 0 | 0 | 0
10 | 4 | 13 | 0 | 0 | 0 | 0 | 0 | 0 | 0 | 0 | 0
10 | 4 | 14 | 0 | 0 | 0 | 0 | 0 | 0 | 0 | 0 | 0
10 | 4 | 15 | 0 | 0 | 0 | 0 | 0 | 0 | 0 | 0 | 0
10 | 4 | 16 | 0 | 0 | 0 | 0 | 0 | 0 | 0 | 0 | 0
10 | 4 | 17 | 0 | 0 | 0 | 0 | 0 | 0 | 0 | 0 | 0
10 | 4 | 18 | 0 | 0 | 0 | 0 | 0 | 0 | 0 | 0 | 0
10 | 4 | 19 | 0 | 0 | 0 | 0 | 0 | 0 | 0 | 0 | 0
10 | 4 | 20 | 0 | 0 | 0 | 0 | 0 | 0 | 0 | 0 | 0
10 | 4 | 21 | 0 | 0 | 0 | 0 | 0 | 0 | 0 | 0 | 0
10 | 4 | 22 | 0 | 0 | 0 | 0 | 0 | 0 | 0 | 0 | 0
10 | 4 | 23 | 0 | 0 | 0 | 0 | 0 | 0 | 0 | 0 | 0
10 | 4 | 24 | 0 | 0 | 0 | 0 | 0 | 0 | 0 | 0 | 0
10 | 5 | 1 | 0 | 0 | 0 | 0 | 0 | 0 | 0 | 0 | 0
10 | 5 | 2 | 0 | 0 | 0 | 0 | 0 | 0 | 0 | 0 | 0
10 | 5 | 3 | 0 | 0 | 0 | 0 | 0 | 0 | 0 | 0 | 0
10 | 5 | 4 | 0 | 0 | 0 | 0 | 0 | 0 | 0 | 0 | 0
10 | 5 | 5 | 0 | 0 | 0 | 0 | 0 | 0 | 0 | 0 | 0
10 | 5 | 6 | 0 | 0 | 0 | 0 | 0 | 0 | 0 | 0 | 0
10 | 5 | 7 | 0 | 0 | 0 | 0 | 0 | 0 | 0 | 0 | 0
10 | 5 | 8 | 0 | 0 | 0 | 0 | 0 | 0 | 0 | 0 | 0
10 | 5 | 9 | 0 | 0 | 0 | 0 | 0 | 0 | 0 | 0 | 0
10 | 5 | 10 | 0 | 0 | 0 | 0 | 0 | 0 | 0 | 0 | 0
10 | 5 | 11 | 0 | 0 | 0 | 0 | 0 | 0 | 0 | 0 | 0
10 | 5 | 12 | 0 | 0 | 0 | 0 | 0 | 0 | 0 | 0 | 0
10 | 5 | 13 | 0 | 0 | 0 | 0 | 0 | 0 | 0 | 0 | 0
10 | 5 | 14 | 0 | 0 | 0 | 0 | 0 | 0 | 0 | 0 | 0
10 | 5 | 15 | 0 | 0 | 0 | 0 | 0 | 0 | 0 | 0 | 0
10 | 5 | 16 | 0 | 0 | 0 | 0 | 0 | 0 | 0 | 0 | 0
10 | 5 | 17 | 0 | 0 | 0 | 0 | 0 | 0 | 0 | 0 | 0
10 | 5 | 18 | 0 | 0 | 0 | 0 | 0 | 0 | 0 | 0 | 0
10 | 5 | 19 | 0 | 0 | 0 | 0 | 0 | 0 | 0 | 0 | 0
10 | 5 | 20 | 0 | 0 | 0 | 0 | 0 | 0 | 0 | 0 | 0
10 | 5 | 21 | 0 | 0 | 0 | 0 | 0 | 0 | 0 | 0 | 0
10 | 5 | 22 | 0 | 0 | 0 | 0 | 0 | 0 | 0 | 0 | 0
10 | 5 | 23 | 0 | 0 | 0 | 0 | 0 | 0 | 0 | 0 | 0
10 | 5 | 24 | 0 | 0 | 0 | 0 | 0 | 0 | 0 | 0 | 0
10 | 6 | 1 | 0 | 0 | 0 | 0 | 0 | 0 | 0 | 0 | 0
10 | 6 | 2 | 0 | 0 | 0 | 0 | 0 | 0 | 0 | 0 | 0
10 | 6 | 3 | 0 | 0 | 0 | 0 | 0 | 0 | 0 | 0 | 0
10 | 6 | 4 | 0 | 0 | 0 | 0 | 0 | 0 | 0 | 0 | 0
10 | 6 | 5 | 0 | 0 | 0 | 0 | 0 | 0 | 0 | 0 | 0
10 | 6 | 6 | 0 | 0 | 0 | 0 | 0 | 0 | 0 | 0 | 0
10 | 6 | 7 | 0 | 0 | 0 | 0 | 0 | 0 | 0 | 0 | 0
10 | 6 | 8 | 0 | 0 | 0 | 0 | 0 | 0 | 0 | 0 | 0
10 | 6 | 9 | 0 | 0 | 0 | 0 | 0 | 0 | 0 | 0 | 0
10 | 6 | 10 | 0 | 0 | 0 | 0 | 0 | 0 | 0 | 0 | 0
10 | 6 | 11 | 0 | 0 | 0 | 0 | 0 | 0 | 0 | 0 | 0
10 | 6 | 12 | 0 | 0 | 0 | 0 | 0 | 0 | 0 | 0 | 0
10 | 6 | 13 | 0 | 0 | 0 | 0 | 0 | 0 | 0 | 0 | 0
10 | 6 | 14 | 0 | 0 | 0 | 0 | 0 | 0 | 0 | 0 | 0
10 | 6 | 15 | 0 | 0 | 0 | 0 | 0 | 0 | 0 | 0 | 0
10 | 6 | 16 | 0 | 0 | 0 | 0 | 0 | 0 | 0 | 0 | 0
10 | 6 | 17 | 0 | 0 | 0 | 0 | 0 | 0 | 0 | 0 | 0
10 | 6 | 18 | 0 | 0 | 0 | 0 | 0 | 0 | 0 | 0 | 0
10 | 6 | 19 | 0 | 0 | 0 | 0 | 0 | 0 | 0 | 0 | 0
10 | 6 | 20 | 0 | 0 | 0 | 0 | 0 | 0 | 0 | 0 | 0
10 | 6 | 21 | 0 | 0 | 0 | 0 | 0 | 0 | 0 | 0 | 0
10 | 6 | 22 | 0 | 0 | 0 | 0 | 0 | 0 | 0 | 0 | 0
10 | 6 | 23 | 0 | 0 | 0 | 0 | 0 | 0 | 0 | 0 | 0
10 | 6 | 24 | 0 | 0 | 0 | 0 | 0 | 0 | 0 | 0 | 0
10 | 7 | 1 | 0 | 0 | 0 | 0 | 0 | 0 | 0 | 0 | 0
10 | 7 | 2 | 0 | 0 | 0 | 0 | 0 | 0 | 0 | 0 | 0
10 | 7 | 3 | 0 | 0 | 0 | 0 | 0 | 0 | 0 | 0 | 0
10 | 7 | 4 | 0 | 0 | 0 | 0 | 0 | 0 | 0 | 0 | 0
10 | 7 | 5 | 0 | 0 | 0 | 0 | 0 | 0 | 0 | 0 | 0
10 | 7 | 6 | 0 | 0 | 0 | 0 | 0 | 0 | 0 | 0 | 0
10 | 7 | 7 | 0 | 0 | 0 | 0 | 0 | 0 | 0 | 0 | 0
10 | 7 | 8 | 0 | 0 | 0 | 0 | 0 | 0 | 0 | 0 | 0
10 | 7 | 9 | 0 | 0 | 0 | 0 | 0 | 0 | 0 | 0 | 0
10 | 7 | 10 | 0 | 0 | 0 | 0 | 0 | 0 | 0 | 0 | 0
10 | 7 | 11 | 0 | 0 | 0 | 0 | 0 | 0 | 0 | 0 | 0
10 | 7 | 12 | 0 | 0 | 0 | 0 | 0 | 0 | 0 | 0 | 0
10 | 7 | 13 | 0 | 0 | 0 | 0 | 0 | 0 | 0 | 0 | 0
10 | 7 | 14 | 0 | 0 | 0 | 0 | 0 | 0 | 0 | 0 | 0
10 | 7 | 15 | 0 | 0 | 0 | 0 | 0 | 0 | 0 | 0 | 0
10 | 7 | 16 | 0 | 0 | 0 | 0 | 0 | 0 | 0 | 0 | 0
10 | 7 | 17 | 0 | 0 | 0 | 0 | 0 | 0 | 0 | 0 | 0
10 | 7 | 18 | 0 | 0 | 0 | 0 | 0 | 0 | 0 | 0 | 0
10 | 7 | 19 | 0 | 0 | 0 | 0 | 0 | 0 | 0 | 0 | 0
10 | 7 | 20 | 0 | 0 | 0 | 0 | 0 | 0 | 0 | 0 | 0
10 | 7 | 21 | 0 | 0 | 0 | 0 | 0 | 0 | 0 | 0 | 0
10 | 7 | 22 | 0 | 0 | 0 | 0 | 0 | 0 | 0 | 0 | 0
10 | 7 | 23 | 0 | 0 | 0 | 0 | 0 | 0 | 0 | 0 | 0
10 | 7 | 24 | 0 | 0 | 0 | 0 | 0 | 0 | 0 | 0 | 0
10 | 8 | 1 | 0 | 0 | 0 | 0 | 0 | 0 | 0 | 0 | 0
10 | 8 | 2 | 0 | 0 | 0 | 0 | 0 | 0 | 0 | 0 | 0
10 | 8 | 3 | 0 | 0 | 0 | 0 | 0 | 0 | 0 | 0 | 0
10 | 8 | 4 | 0 | 0 | 0 | 0 | 0 | 0 | 0 | 0 | 0
10 | 8 | 5 | 0 | 0 | 0 | 0 | 0 | 0 | 0 | 0 | 0
10 | 8 | 6 | 0 | 0 | 0 | 0 | 0 | 0 | 0 | 0 | 0
10 | 8 | 7 | 0 | 0 | 0 | 0 | 0 | 0 | 0 | 0 | 0
10 | 8 | 8 | 0 | 0 | 0 | 0 | 0 | 0 | 0 | 0 | 0
10 | 8 | 9 | 0 | 0 | 0 | 0 | 0 | 0 | 0 | 0 | 0
10 | 8 | 10 | 0 | 0 | 0 | 0 | 0 | 0 | 0 | 0 | 0
10 | 8 | 11 | 0 | 0 | 0 | 0 | 0 | 0 | 0 | 0 | 0
10 | 8 | 12 | 0 | 0 | 0 | 0 | 0 | 0 | 0 | 0 | 0
10 | 8 | 13 | 0 | 0 | 0 | 0 | 0 | 0 | 0 | 0 | 0
10 | 8 | 14 | 0 | 0 | 0 | 0 | 0 | 0 | 0 | 0 | 0
10 | 8 | 15 | 0 | 0 | 0 | 0 | 0 | 0 | 0 | 0 | 0
10 | 8 | 16 | 0 | 0 | 0 | 0 | 0 | 0 | 0 | 0 | 0
10 | 8 | 17 | 0 | 0 | 0 | 0 | 0 | 0 | 0 | 0 | 0
10 | 8 | 18 | 0 | 0 | 0 | 0 | 0 | 0 | 0 | 0 | 0
10 | 8 | 19 | 0 | 0 | 0 | 0 | 0 | 0 | 0 | 0 | 0
10 | 8 | 20 | 0 | 0 | 0 | 0 | 0 | 0 | 0 | 0 | 0
10 | 8 | 21 | 0 | 0 | 0 | 0 | 0 | 0 | 0 | 0 | 0
10 | 8 | 22 | 0 | 0 | 0 | 0 | 0 | 0 | 0 | 0 | 0
10 | 8 | 23 | 0 | 0 | 0 | 0 | 0 | 0 | 0 | 0 | 0
10 | 8 | 24 | 0 | 0 | 0 | 0 | 0 | 0 | 0 | 0 | 0
10 | 9 | 1 | 0 | 0 | 0 | 0 | 0 | 0 | 0 | 0 | 0
10 | 9 | 2 | 0 | 0 | 0 | 0 | 0 | 0 | 0 | 0 | 0
10 | 9 | 3 | 0 | 0 | 0 | 0 | 0 | 0 | 0 | 0 | 0
10 | 9 | 4 | 0 | 0 | 0 | 0 | 0 | 0 | 0 | 0 | 0
10 | 9 | 5 | 0 | 0 | 0 | 0 | 0 | 0 | 0 | 0 | 0
10 | 9 | 6 | 0 | 0 | 0 | 0 | 0 | 0 | 0 | 0 | 0
10 | 9 | 7 | 0 | 0 | 0 | 0 | 0 | 0 | 0 | 0 | 0
10 | 9 | 8 | 0 | 0 | 0 | 0 | 0 | 0 | 0 | 0 | 0
10 | 9 | 9 | 0 | 0 | 0 | 0 | 0 | 0 | 0 | 0 | 0
10 | 9 | 10 | 0 | 0 | 0 | 0 | 0 | 0 | 0 | 0 | 0
10 | 9 | 11 | 0 | 0 | 0 | 0 | 0 | 0 | 0 | 0 | 0
10 | 9 | 12 | 0 | 0 | 0 | 0 | 0 | 0 | 0 | 0 | 0
10 | 9 | 13 | 0 | 0 | 0 | 0 | 0 | 0 | 0 | 0 | 0
10 | 9 | 14 | 0 | 0 | 0 | 0 | 0 | 0 | 0 | 0 | 0
10 | 9 | 15 | 0 | 0 | 0 | 0 | 0 | 0 | 0 | 0 | 0
10 | 9 | 16 | 0 | 0 | 0 | 0 | 0 | 0 | 0 | 0 | 0
10 | 9 | 17 | 0 | 0 | 0 | 0 | 0 | 0 | 0 | 0 | 0
10 | 9 | 18 | 0 | 0 | 0 | 0 | 0 | 0 | 0 | 0 | 0
10 | 9 | 19 | 0 | 0 | 0 | 0 | 0 | 0 | 0 | 0 | 0
10 | 9 | 20 | 0 | 0 | 0 | 0 | 0 | 0 | 0 | 0 | 0
10 | 9 | 21 | 0 | 0 | 0 | 0 | 0 | 0 | 0 | 0 | 0
10 | 9 | 22 | 0 | 0 | 0 | 0 | 0 | 0 | 0 | 0 | 0
10 | 9 | 23 | 0 | 0 | 0 | 0 | 0 | 0 | 0 | 0 | 0
10 | 9 | 24 | 0 | 0 | 0 | 0 | 0 | 0 | 0 | 0 | 0
10 | 10 | 1 | 0 | 0 | 0 | 0 | 0 | 0 | 0 | 0 | 0
10 | 10 | 2 | 0 | 0 | 0 | 0 | 0 | 0 | 0 | 0 | 0
10 | 10 | 3 | 0 | 0 | 0 | 0 | 0 | 0 | 0 | 0 | 0
10 | 10 | 4 | 0 | 0 | 0 | 0 | 0 | 0 | 0 | 0 | 0
10 | 10 | 5 | 0 | 0 | 0 | 0 | 0 | 0 | 0 | 0 | 0
10 | 10 | 6 | 0 | 0 | 0 | 0 | 0 | 0 | 0 | 0 | 0
10 | 10 | 7 | 0 | 0 | 0 | 0 | 0 | 0 | 0 | 0 | 0
10 | 10 | 8 | 0 | 0 | 0 | 0 | 0 | 0 | 0 | 0 | 0
10 | 10 | 9 | 0 | 0 | 0 | 0 | 0 | 0 | 0 | 0 | 0
10 | 10 | 10 | 0 | 0 | 0 | 0 | 0 | 0 | 0 | 0 | 0
10 | 10 | 11 | 0 | 0 | 0 | 0 | 0 | 0 | 0 | 0 | 0
10 | 10 | 12 | 0 | 0 | 0 | 0 | 0 | 0 | 0 | 0 | 0
10 | 10 | 13 | 0 | 0 | 0 | 0 | 0 | 0 | 0 | 0 | 0
10 | 10 | 14 | 0 | 0 | 0 | 0 | 0 | 0 | 0 | 0 | 0
10 | 10 | 15 | 0 | 0 | 0 | 0 | 0 | 0 | 0 | 0 | 0
10 | 10 | 16 | 0 | 0 | 0 | 0 | 0 | 0 | 0 | 0 | 0
10 | 10 | 17 | 0 | 0 | 0 | 0 | 0 | 0 | 0 | 0 | 0
10 | 10 | 18 | 0 | 0 | 0 | 0 | 0 | 0 | 0 | 0 | 0
10 | 10 | 19 | 0 | 0 | 0 | 0 | 0 | 0 | 0 | 0 | 0
10 | 10 | 20 | 0 | 0 | 0 | 0 | 0 | 0 | 0 | 0 | 0
10 | 10 | 21 | 0 | 0 | 0 | 0 | 0 | 0 | 0 | 0 | 0
10 | 10 | 22 | 0 | 0 | 0 | 0 | 0 | 0 | 0 | 0 | 0
10 | 10 | 23 | 0 | 0 | 0 | 0 | 0 | 0 | 0 | 0 | 0
10 | 10 | 24 | 0 | 0 | 0 | 0 | 0 | 0 | 0 | 0 | 0
10 | 11 | 1 | 0 | 0 | 0 | 0 | 0 | 0 | 0 | 0 | 0
10 | 11 | 2 | 0 | 0 | 0 | 0 | 0 | 0 | 0 | 0 | 0
10 | 11 | 3 | 0 | 0 | 0 | 0 | 0 | 0 | 0 | 0 | 0
10 | 11 | 4 | 0 | 0 | 0 | 0 | 0 | 0 | 0 | 0 | 0
10 | 11 | 5 | 0 | 0 | 0 | 0 | 0 | 0 | 0 | 0 | 0
10 | 11 | 6 | 0 | 0 | 0 | 0 | 0 | 0 | 0 | 0 | 0
10 | 11 | 7 | 0 | 0 | 0 | 0 | 0 | 0 | 0 | 0 | 0
10 | 11 | 8 | 0 | 0 | 0 | 0 | 0 | 0 | 0 | 0 | 0
10 | 11 | 9 | 0 | 0 | 0 | 0 | 0 | 0 | 0 | 0 | 0
10 | 11 | 10 | 0 | 0 | 0 | 0 | 0 | 0 | 0 | 0 | 0
10 | 11 | 11 | 0 | 0 | 0 | 0 | 0 | 0 | 0 | 0 | 0
10 | 11 | 12 | 0 | 0 | 0 | 0 | 0 | 0 | 0 | 0 | 0
10 | 11 | 13 | 0 | 0 | 0 | 0 | 0 | 0 | 0 | 0 | 0
10 | 11 | 14 | 0 | 0 | 0 | 0 | 0 | 0 | 0 | 0 | 0
10 | 11 | 15 | 0 | 0 | 0 | 0 | 0 | 0 | 0 | 0 | 0
10 | 11 | 16 | 0 | 0 | 0 | 0 | 0 | 0 | 0 | 0 | 0
10 | 11 | 17 | 0 | 0 | 0 | 0 | 0 | 0 | 0 | 0 | 0
10 | 11 | 18 | 0 | 0 | 0 | 0 | 0 | 0 | 0 | 0 | 0
10 | 11 | 19 | 0 | 0 | 0 | 0 | 0 | 0 | 0 | 0 | 0
10 | 11 | 20 | 0 | 0 | 0 | 0 | 0 | 0 | 0 | 0 | 0
10 | 11 | 21 | 0 | 0 | 0 | 0 | 0 | 0 | 0 | 0 | 0
10 | 11 | 22 | 0 | 0 | 0 | 0 | 0 | 0 | 0 | 0 | 0
10 | 11 | 23 | 0 | 0 | 0 | 0 | 0 | 0 | 0 | 0 | 0
10 | 11 | 24 | 0 | 0 | 0 | 0 | 0 | 0 | 0 | 0 | 0
10 | 12 | 1 | 0 | 0 | 0 | 0 | 0 | 0 | 0 | 0 | 0
10 | 12 | 2 | 0 | 0 | 0 | 0 | 0 | 0 | 0 | 0 | 0
10 | 12 | 3 | 0 | 0 | 0 | 0 | 0 | 0 | 0 | 0 | 0
10 | 12 | 4 | 0 | 0 | 0 | 0 | 0 | 0 | 0 | 0 | 0
10 | 12 | 5 | 0 | 0 | 0 | 0 | 0 | 0 | 0 | 0 | 0
10 | 12 | 6 | 0 | 0 | 0 | 0 | 0 | 0 | 0 | 0 | 0
10 | 12 | 7 | 0 | 0 | 0 | 0 | 0 | 0 | 0 | 0 | 0
10 | 12 | 8 | 0 | 0 | 0 | 0 | 0 | 0 | 0 | 0 | 0
10 | 12 | 9 | 0 | 0 | 0 | 0 | 0 | 0 | 0 | 0 | 0
10 | 12 | 10 | 0 | 0 | 0 | 0 | 0 | 0 | 0 | 0 | 0
10 | 12 | 11 | 0 | 0 | 0 | 0 | 0 | 0 | 0 | 0 | 0
10 | 12 | 12 | 0 | 0 | 0 | 0 | 0 | 0 | 0 | 0 | 0
10 | 12 | 13 | 0 | 0 | 0 | 0 | 0 | 0 | 0 | 0 | 0
10 | 12 | 14 | 0 | 0 | 0 | 0 | 0 | 0 | 0 | 0 | 0
10 | 12 | 15 | 0 | 0 | 0 | 0 | 0 | 0 | 0 | 0 | 0
10 | 12 | 16 | 0 | 0 | 0 | 0 | 0 | 0 | 0 | 0 | 0
10 | 12 | 17 | 0 | 0 | 0 | 0 | 0 | 0 | 0 | 0 | 0
10 | 12 | 18 | 0 | 0 | 0 | 0 | 0 | 0 | 0 | 0 | 0
10 | 12 | 19 | 0 | 0 | 0 | 0 | 0 | 0 | 0 | 0 | 0
10 | 12 | 20 | 0 | 0 | 0 | 0 | 0 | 0 | 0 | 0 | 0
10 | 12 | 21 | 0 | 0 | 0 | 0 | 0 | 0 | 0 | 0 | 0
10 | 12 | 22 | 0 | 0 | 0 | 0 | 0 | 0 | 0 | 0 | 0
10 | 12 | 23 | 0 | 0 | 0 | 0 | 0 | 0 | 0 | 0 | 0
10 | 12 | 24 | 0 | 0 | 0 | 0 | 0 | 0 | 0 | 0 | 0
10 | 13 | 1 | 0 | 0 | 0 | 0 | 0 | 0 | 0 | 0 | 0
10 | 13 | 2 | 0 | 0 | 0 | 0 | 0 | 0 | 0 | 0 | 0
10 | 13 | 3 | 0 | 0 | 0 | 0 | 0 | 0 | 0 | 0 | 0
10 | 13 | 4 | 0 | 0 | 0 | 0 | 0 | 0 | 0 | 0 | 0
10 | 13 | 5 | 0 | 0 | 0 | 0 | 0 | 0 | 0 | 0 | 0
10 | 13 | 6 | 0 | 0 | 0 | 0 | 0 | 0 | 0 | 0 | 0
10 | 13 | 7 | 0 | 0 | 0 | 0 | 0 | 0 | 0 | 0 | 0
10 | 13 | 8 | 0 | 0 | 0 | 0 | 0 | 0 | 0 | 0 | 0
10 | 13 | 9 | 0 | 0 | 0 | 0 | 0 | 0 | 0 | 0 | 0
10 | 13 | 10 | 0 | 0 | 0 | 0 | 0 | 0 | 0 | 0 | 0
10 | 13 | 11 | 0 | 0 | 0 | 0 | 0 | 0 | 0 | 0 | 0
10 | 13 | 12 | 0 | 0 | 0 | 0 | 0 | 0 | 0 | 0 | 0
10 | 13 | 13 | 0 | 0 | 0 | 0 | 0 | 0 | 0 | 0 | 0
10 | 13 | 14 | 0 | 0 | 0 | 0 | 0 | 0 | 0 | 0 | 0
10 | 13 | 15 | 0 | 0 | 0 | 0 | 0 | 0 | 0 | 0 | 0
10 | 13 | 16 | 0 | 0 | 0 | 0 | 0 | 0 | 0 | 0 | 0
10 | 13 | 17 | 0 | 0 | 0 | 0 | 0 | 0 | 0 | 0 | 0
10 | 13 | 18 | 0 | 0 | 0 | 0 | 0 | 0 | 0 | 0 | 0
10 | 13 | 19 | 0 | 0 | 0 | 0 | 0 | 0 | 0 | 0 | 0
10 | 13 | 20 | 0 | 0 | 0 | 0 | 0 | 0 | 0 | 0 | 0
10 | 13 | 21 | 0 | 0 | 0 | 0 | 0 | 0 | 0 | 0 | 0
10 | 13 | 22 | 0 | 0 | 0 | 0 | 0 | 0 | 0 | 0 | 0
10 | 13 | 23 | 0 | 0 | 0 | 0 | 0 | 0 | 0 | 0 | 0
10 | 13 | 24 | 0 | 0 | 0 | 0 | 0 | 0 | 0 | 0 | 0
10 | 14 | 1 | 0 | 0 | 0 | 0 | 0 | 0 | 0 | 0 | 0
10 | 14 | 2 | 0 | 0 | 0 | 0 | 0 | 0 | 0 | 0 | 0
10 | 14 | 3 | 0 | 0 | 0 | 0 | 0 | 0 | 0 | 0 | 0
10 | 14 | 4 | 0 | 0 | 0 | 0 | 0 | 0 | 0 | 0 | 0
10 | 14 | 5 | 0 | 0 | 0 | 0 | 0 | 0 | 0 | 0 | 0
10 | 14 | 6 | 0 | 0 | 0 | 0 | 0 | 0 | 0 | 0 | 0
10 | 14 | 7 | 0 | 0 | 0 | 0 | 0 | 0 | 0 | 0 | 0
10 | 14 | 8 | 0 | 0 | 0 | 0 | 0 | 0 | 0 | 0 | 0
10 | 14 | 9 | 0 | 0 | 0 | 0 | 0 | 0 | 0 | 0 | 0
10 | 14 | 10 | 0 | 0 | 0 | 0 | 0 | 0 | 0 | 0 | 0
10 | 14 | 11 | 0 | 0 | 0 | 0 | 0 | 0 | 0 | 0 | 0
10 | 14 | 12 | 0 | 0 | 0 | 0 | 0 | 0 | 0 | 0 | 0
10 | 14 | 13 | 0 | 0 | 0 | 0 | 0 | 0 | 0 | 0 | 0
10 | 14 | 14 | 0 | 0 | 0 | 0 | 0 | 0 | 0 | 0 | 0
10 | 14 | 15 | 0 | 0 | 0 | 0 | 0 | 0 | 0 | 0 | 0
10 | 14 | 16 | 0 | 0 | 0 | 0 | 0 | 0 | 0 | 0 | 0
10 | 14 | 17 | 0 | 0 | 0 | 0 | 0 | 0 | 0 | 0 | 0
10 | 14 | 18 | 0 | 0 | 0 | 0 | 0 | 0 | 0 | 0 | 0
10 | 14 | 19 | 0 | 0 | 0 | 0 | 0 | 0 | 0 | 0 | 0
10 | 14 | 20 | 0 | 0 | 0 | 0 | 0 | 0 | 0 | 0 | 0
10 | 14 | 21 | 0 | 0 | 0 | 0 | 0 | 0 | 0 | 0 | 0
10 | 14 | 22 | 0 | 0 | 0 | 0 | 0 | 0 | 0 | 0 | 0
10 | 14 | 23 | 0 | 0 | 0 | 0 | 0 | 0 | 0 | 0 | 0
10 | 14 | 24 | 0 | 0 | 0 | 0 | 0 | 0 | 0 | 0 | 0
10 | 15 | 1 | 0 | 0 | 0 | 0 | 0 | 0 | 0 | 0 | 0
10 | 15 | 2 | 0 | 0 | 0 | 0 | 0 | 0 | 0 | 0 | 0
10 | 15 | 3 | 0 | 0 | 0 | 0 | 0 | 0 | 0 | 0 | 0
10 | 15 | 4 | 0 | 0 | 0 | 0 | 0 | 0 | 0 | 0 | 0
10 | 15 | 5 | 0 | 0 | 0 | 0 | 0 | 0 | 0 | 0 | 0
10 | 15 | 6 | 0 | 0 | 0 | 0 | 0 | 0 | 0 | 0 | 0
10 | 15 | 7 | 0 | 0 | 0 | 0 | 0 | 0 | 0 | 0 | 0
10 | 15 | 8 | 0 | 0 | 0 | 0 | 0 | 0 | 0 | 0 | 0
10 | 15 | 9 | 0 | 0 | 0 | 0 | 0 | 0 | 0 | 0 | 0
10 | 15 | 10 | 0 | 0 | 0 | 0 | 0 | 0 | 0 | 0 | 0
10 | 15 | 11 | 0 | 0 | 0 | 0 | 0 | 0 | 0 | 0 | 0
10 | 15 | 12 | 0 | 0 | 0 | 0 | 0 | 0 | 0 | 0 | 0
10 | 15 | 13 | 0 | 0 | 0 | 0 | 0 | 0 | 0 | 0 | 0
10 | 15 | 14 | 0 | 0 | 0 | 0 | 0 | 0 | 0 | 0 | 0
10 | 15 | 15 | 0 | 0 | 0 | 0 | 0 | 0 | 0 | 0 | 0
10 | 15 | 16 | 0 | 0 | 0 | 0 | 0 | 0 | 0 | 0 | 0
10 | 15 | 17 | 0 | 0 | 0 | 0 | 0 | 0 | 0 | 0 | 0
10 | 15 | 18 | 0 | 0 | 0 | 0 | 0 | 0 | 0 | 0 | 0
10 | 15 | 19 | 0 | 0 | 0 | 0 | 0 | 0 | 0 | 0 | 0
10 | 15 | 20 | 0 | 0 | 0 | 0 | 0 | 0 | 0 | 0 | 0
10 | 15 | 21 | 0 | 0 | 0 | 0 | 0 | 0 | 0 | 0 | 0
10 | 15 | 22 | 0 | 0 | 0 | 0 | 0 | 0 | 0 | 0 | 0
10 | 15 | 23 | 0 | 0 | 0 | 0 | 0 | 0 | 0 | 0 | 0
10 | 15 | 24 | 0 | 0 | 0 | 0 | 0 | 0 | 0 | 0 | 0
10 | 16 | 1 | 0 | 0 | 0 | 0 | 0 | 0 | 0 | 0 | 0
10 | 16 | 2 | 0 | 0 | 0 | 0 | 0 | 0 | 0 | 0 | 0
10 | 16 | 3 | 0 | 0 | 0 | 0 | 0 | 0 | 0 | 0 | 0
10 | 16 | 4 | 0 | 0 | 0 | 0 | 0 | 0 | 0 | 0 | 0
10 | 16 | 5 | 0 | 0 | 0 | 0 | 0 | 0 | 0 | 0 | 0
10 | 16 | 6 | 0 | 0 | 0 | 0 | 0 | 0 | 0 | 0 | 0
10 | 16 | 7 | 0 | 0 | 0 | 0 | 0 | 0 | 0 | 0 | 0
10 | 16 | 8 | 0 | 0 | 0 | 0 | 0 | 0 | 0 | 0 | 0
10 | 16 | 9 | 0 | 0 | 0 | 0 | 0 | 0 | 0 | 0 | 0
10 | 16 | 10 | 0 | 0 | 0 | 0 | 0 | 0 | 0 | 0 | 0
10 | 16 | 11 | 0 | 0 | 0 | 0 | 0 | 0 | 0 | 0 | 0
10 | 16 | 12 | 0 | 0 | 0 | 0 | 0 | 0 | 0 | 0 | 0
10 | 16 | 13 | 0 | 0 | 0 | 0 | 0 | 0 | 0 | 0 | 0
10 | 16 | 14 | 0 | 0 | 0 | 0 | 0 | 0 | 0 | 0 | 0
10 | 16 | 15 | 0 | 0 | 0 | 0 | 0 | 0 | 0 | 0 | 0
10 | 16 | 16 | 0 | 0 | 0 | 0 | 0 | 0 | 0 | 0 | 0
10 | 16 | 17 | 0 | 0 | 0 | 0 | 0 | 0 | 0 | 0 | 0
10 | 16 | 18 | 0 | 0 | 0 | 0 | 0 | 0 | 0 | 0 | 0
10 | 16 | 19 | 0 | 0 | 0 | 0 | 0 | 0 | 0 | 0 | 0
10 | 16 | 20 | 0 | 0 | 0 | 0 | 0 | 0 | 0 | 0 | 0
10 | 16 | 21 | 0 | 0 | 0 | 0 | 0 | 0 | 0 | 0 | 0
10 | 16 | 22 | 0 | 0 | 0 | 0 | 0 | 0 | 0 | 0 | 0
10 | 16 | 23 | 0 | 0 | 0 | 0 | 0 | 0 | 0 | 0 | 0
10 | 16 | 24 | 0 | 0 | 0 | 0 | 0 | 0 | 0 | 0 | 0
10 | 17 | 1 | 0 | 0 | 0 | 0 | 0 | 0 | 0 | 0 | 0
10 | 17 | 2 | 0 | 0 | 0 | 0 | 0 | 0 | 0 | 0 | 0
10 | 17 | 3 | 0 | 0 | 0 | 0 | 0 | 0 | 0 | 0 | 0
10 | 17 | 4 | 0 | 0 | 0 | 0 | 0 | 0 | 0 | 0 | 0
10 | 17 | 5 | 0 | 0 | 0 | 0 | 0 | 0 | 0 | 0 | 0
10 | 17 | 6 | 0 | 0 | 0 | 0 | 0 | 0 | 0 | 0 | 0
10 | 17 | 7 | 0 | 0 | 0 | 0 | 0 | 0 | 0 | 0 | 0
10 | 17 | 8 | 0 | 0 | 0 | 0 | 0 | 0 | 0 | 0 | 0
10 | 17 | 9 | 0 | 0 | 0 | 0 | 0 | 0 | 0 | 0 | 0
10 | 17 | 10 | 0 | 0 | 0 | 0 | 0 | 0 | 0 | 0 | 0
10 | 17 | 11 | 0 | 0 | 0 | 0 | 0 | 0 | 0 | 0 | 0
10 | 17 | 12 | 0 | 0 | 0 | 0 | 0 | 0 | 0 | 0 | 0
10 | 17 | 13 | 0 | 0 | 0 | 0 | 0 | 0 | 0 | 0 | 0
10 | 17 | 14 | 0 | 0 | 0 | 0 | 0 | 0 | 0 | 0 | 0
10 | 17 | 15 | 0 | 0 | 0 | 0 | 0 | 0 | 0 | 0 | 0
10 | 17 | 16 | 0 | 0 | 0 | 0 | 0 | 0 | 0 | 0 | 0
10 | 17 | 17 | 0 | 0 | 0 | 0 | 0 | 0 | 0 | 0 | 0
10 | 17 | 18 | 0 | 0 | 0 | 0 | 0 | 0 | 0 | 0 | 0
10 | 17 | 19 | 0 | 0 | 0 | 0 | 0 | 0 | 0 | 0 | 0
10 | 17 | 20 | 0 | 0 | 0 | 0 | 0 | 0 | 0 | 0 | 0
10 | 17 | 21 | 0 | 0 | 0 | 0 | 0 | 0 | 0 | 0 | 0
10 | 17 | 22 | 0 | 0 | 0 | 0 | 0 | 0 | 0 | 0 | 0
10 | 17 | 23 | 0 | 0 | 0 | 0 | 0 | 0 | 0 | 0 | 0
10 | 17 | 24 | 0 | 0 | 0 | 0 | 0 | 0 | 0 | 0 | 0
10 | 18 | 1 | 0 | 0 | 0 | 0 | 0 | 0 | 0 | 0 | 0
10 | 18 | 2 | 0 | 0 | 0 | 0 | 0 | 0 | 0 | 0 | 0
10 | 18 | 3 | 0 | 0 | 0 | 0 | 0 | 0 | 0 | 0 | 0
10 | 18 | 4 | 0 | 0 | 0 | 0 | 0 | 0 | 0 | 0 | 0
10 | 18 | 5 | 0 | 0 | 0 | 0 | 0 | 0 | 0 | 0 | 0
10 | 18 | 6 | 0 | 0 | 0 | 0 | 0 | 0 | 0 | 0 | 0
10 | 18 | 7 | 0 | 0 | 0 | 0 | 0 | 0 | 0 | 0 | 0
10 | 18 | 8 | 0 | 0 | 0 | 0 | 0 | 0 | 0 | 0 | 0
10 | 18 | 9 | 0 | 0 | 0 | 0 | 0 | 0 | 0 | 0 | 0
10 | 18 | 10 | 0 | 0 | 0 | 0 | 0 | 0 | 0 | 0 | 0
10 | 18 | 11 | 0 | 0 | 0 | 0 | 0 | 0 | 0 | 0 | 0
10 | 18 | 12 | 0 | 0 | 0 | 0 | 0 | 0 | 0 | 0 | 0
10 | 18 | 13 | 0 | 0 | 0 | 0 | 0 | 0 | 0 | 0 | 0
10 | 18 | 14 | 0 | 0 | 0 | 0 | 0 | 0 | 0 | 0 | 0
10 | 18 | 15 | 0 | 0 | 0 | 0 | 0 | 0 | 0 | 0 | 0
10 | 18 | 16 | 0 | 0 | 0 | 0 | 0 | 0 | 0 | 0 | 0
10 | 18 | 17 | 0 | 0 | 0 | 0 | 0 | 0 | 0 | 0 | 0
10 | 18 | 18 | 0 | 0 | 0 | 0 | 0 | 0 | 0 | 0 | 0
10 | 18 | 19 | 0 | 0 | 0 | 0 | 0 | 0 | 0 | 0 | 0
10 | 18 | 20 | 0 | 0 | 0 | 0 | 0 | 0 | 0 | 0 | 0
10 | 18 | 21 | 0 | 0 | 0 | 0 | 0 | 0 | 0 | 0 | 0
10 | 18 | 22 | 0 | 0 | 0 | 0 | 0 | 0 | 0 | 0 | 0
10 | 18 | 23 | 0 | 0 | 0 | 0 | 0 | 0 | 0 | 0 | 0
10 | 18 | 24 | 0 | 0 | 0 | 0 | 0 | 0 | 0 | 0 | 0
10 | 19 | 1 | 0 | 0 | 0 | 0 | 0 | 0 | 0 | 0 | 0
10 | 19 | 2 | 0 | 0 | 0 | 0 | 0 | 0 | 0 | 0 | 0
10 | 19 | 3 | 0 | 0 | 0 | 0 | 0 | 0 | 0 | 0 | 0
10 | 19 | 4 | 0 | 0 | 0 | 0 | 0 | 0 | 0 | 0 | 0
10 | 19 | 5 | 0 | 0 | 0 | 0 | 0 | 0 | 0 | 0 | 0
10 | 19 | 6 | 0 | 0 | 0 | 0 | 0 | 0 | 0 | 0 | 0
10 | 19 | 7 | 0 | 0 | 0 | 0 | 0 | 0 | 0 | 0 | 0
10 | 19 | 8 | 0 | 0 | 0 | 0 | 0 | 0 | 0 | 0 | 0
10 | 19 | 9 | 0 | 0 | 0 | 0 | 0 | 0 | 0 | 0 | 0
10 | 19 | 10 | 0 | 0 | 0 | 0 | 0 | 0 | 0 | 0 | 0
10 | 19 | 11 | 0 | 0 | 0 | 0 | 0 | 0 | 0 | 0 | 0
10 | 19 | 12 | 0 | 0 | 0 | 0 | 0 | 0 | 0 | 0 | 0
10 | 19 | 13 | 0 | 0 | 0 | 0 | 0 | 0 | 0 | 0 | 0
10 | 19 | 14 | 0 | 0 | 0 | 0 | 0 | 0 | 0 | 0 | 0
10 | 19 | 15 | 0 | 0 | 0 | 0 | 0 | 0 | 0 | 0 | 0
10 | 19 | 16 | 0 | 0 | 0 | 0 | 0 | 0 | 0 | 0 | 0
10 | 19 | 17 | 0 | 0 | 0 | 0 | 0 | 0 | 0 | 0 | 0
10 | 19 | 18 | 0 | 0 | 0 | 0 | 0 | 0 | 0 | 0 | 0
10 | 19 | 19 | 0 | 0 | 0 | 0 | 0 | 0 | 0 | 0 | 0
10 | 19 | 20 | 0 | 0 | 0 | 0 | 0 | 0 | 0 | 0 | 0
10 | 19 | 21 | 0 | 0 | 0 | 0 | 0 | 0 | 0 | 0 | 0
10 | 19 | 22 | 0 | 0 | 0 | 0 | 0 | 0 | 0 | 0 | 0
10 | 19 | 23 | 0 | 0 | 0 | 0 | 0 | 0 | 0 | 0 | 0
10 | 19 | 24 | 0 | 0 | 0 | 0 | 0 | 0 | 0 | 0 | 0
10 | 20 | 1 | 0 | 0 | 0 | 0 | 0 | 0 | 0 | 0 | 0
10 | 20 | 2 | 0 | 0 | 0 | 0 | 0 | 0 | 0 | 0 | 0
10 | 20 | 3 | 0 | 0 | 0 | 0 | 0 | 0 | 0 | 0 | 0
10 | 20 | 4 | 0 | 0 | 0 | 0 | 0 | 0 | 0 | 0 | 0
10 | 20 | 5 | 0 | 0 | 0 | 0 | 0 | 0 | 0 | 0 | 0
10 | 20 | 6 | 0 | 0 | 0 | 0 | 0 | 0 | 0 | 0 | 0
10 | 20 | 7 | 0 | 0 | 0 | 0 | 0 | 0 | 0 | 0 | 0
10 | 20 | 8 | 0 | 0 | 0 | 0 | 0 | 0 | 0 | 0 | 0
10 | 20 | 9 | 0 | 0 | 0 | 0 | 0 | 0 | 0 | 0 | 0
10 | 20 | 10 | 0 | 0 | 0 | 0 | 0 | 0 | 0 | 0 | 0
10 | 20 | 11 | 0 | 0 | 0 | 0 | 0 | 0 | 0 | 0 | 0
10 | 20 | 12 | 0 | 0 | 0 | 0 | 0 | 0 | 0 | 0 | 0
10 | 20 | 13 | 0 | 0 | 0 | 0 | 0 | 0 | 0 | 0 | 0
10 | 20 | 14 | 0 | 0 | 0 | 0 | 0 | 0 | 0 | 0 | 0
10 | 20 | 15 | 0 | 0 | 0 | 0 | 0 | 0 | 0 | 0 | 0
10 | 20 | 16 | 0 | 0 | 0 | 0 | 0 | 0 | 0 | 0 | 0
10 | 20 | 17 | 0 | 0 | 0 | 0 | 0 | 0 | 0 | 0 | 0
10 | 20 | 18 | 0 | 0 | 0 | 0 | 0 | 0 | 0 | 0 | 0
10 | 20 | 19 | 0 | 0 | 0 | 0 | 0 | 0 | 0 | 0 | 0
10 | 20 | 20 | 0 | 0 | 0 | 0 | 0 | 0 | 0 | 0 | 0
10 | 20 | 21 | 0 | 0 | 0 | 0 | 0 | 0 | 0 | 0 | 0
10 | 20 | 22 | 0 | 0 | 0 | 0 | 0 | 0 | 0 | 0 | 0
10 | 20 | 23 | 0 | 0 | 0 | 0 | 0 | 0 | 0 | 0 | 0
10 | 20 | 24 | 0 | 0 | 0 | 0 | 0 | 0 | 0 | 0 | 0
10 | 21 | 1 | 0 | 0 | 0 | 0 | 0 | 0 | 0 | 0 | 0
10 | 21 | 2 | 0 | 0 | 0 | 0 | 0 | 0 | 0 | 0 | 0
10 | 21 | 3 | 0 | 0 | 0 | 0 | 0 | 0 | 0 | 0 | 0
10 | 21 | 4 | 0 | 0 | 0 | 0 | 0 | 0 | 0 | 0 | 0
10 | 21 | 5 | 0 | 0 | 0 | 0 | 0 | 0 | 0 | 0 | 0
10 | 21 | 6 | 0 | 0 | 0 | 0 | 0 | 0 | 0 | 0 | 0
10 | 21 | 7 | 0 | 0 | 0 | 0 | 0 | 0 | 0 | 0 | 0
10 | 21 | 8 | 0 | 0 | 0 | 0 | 0 | 0 | 0 | 0 | 0
10 | 21 | 9 | 0 | 0 | 0 | 0 | 0 | 0 | 0 | 0 | 0
10 | 21 | 10 | 0 | 0 | 0 | 0 | 0 | 0 | 0 | 0 | 0
10 | 21 | 11 | 0 | 0 | 0 | 0 | 0 | 0 | 0 | 0 | 0
10 | 21 | 12 | 0 | 0 | 0 | 0 | 0 | 0 | 0 | 0 | 0
10 | 21 | 13 | 0 | 0 | 0 | 0 | 0 | 0 | 0 | 0 | 0
10 | 21 | 14 | 0 | 0 | 0 | 0 | 0 | 0 | 0 | 0 | 0
10 | 21 | 15 | 0 | 0 | 0 | 0 | 0 | 0 | 0 | 0 | 0
10 | 21 | 16 | 0 | 0 | 0 | 0 | 0 | 0 | 0 | 0 | 0
10 | 21 | 17 | 0 | 0 | 0 | 0 | 0 | 0 | 0 | 0 | 0
10 | 21 | 18 | 0 | 0 | 0 | 0 | 0 | 0 | 0 | 0 | 0
10 | 21 | 19 | 0 | 0 | 0 | 0 | 0 | 0 | 0 | 0 | 0
10 | 21 | 20 | 0 | 0 | 0 | 0 | 0 | 0 | 0 | 0 | 0
10 | 21 | 21 | 0 | 0 | 0 | 0 | 0 | 0 | 0 | 0 | 0
10 | 21 | 22 | 0 | 0 | 0 | 0 | 0 | 0 | 0 | 0 | 0
10 | 21 | 23 | 0 | 0 | 0 | 0 | 0 | 0 | 0 | 0 | 0
10 | 21 | 24 | 0 | 0 | 0 | 0 | 0 | 0 | 0 | 0 | 0
10 | 22 | 1 | 0 | 0 | 0 | 0 | 0 | 0 | 0 | 0 | 0
10 | 22 | 2 | 0 | 0 | 0 | 0 | 0 | 0 | 0 | 0 | 0
10 | 22 | 3 | 0 | 0 | 0 | 0 | 0 | 0 | 0 | 0 | 0
10 | 22 | 4 | 0 | 0 | 0 | 0 | 0 | 0 | 0 | 0 | 0
10 | 22 | 5 | 0 | 0 | 0 | 0 | 0 | 0 | 0 | 0 | 0
10 | 22 | 6 | 0 | 0 | 0 | 0 | 0 | 0 | 0 | 0 | 0
10 | 22 | 7 | 0 | 0 | 0 | 0 | 0 | 0 | 0 | 0 | 0
10 | 22 | 8 | 0 | 0 | 0 | 0 | 0 | 0 | 0 | 0 | 0
10 | 22 | 9 | 0 | 0 | 0 | 0 | 0 | 0 | 0 | 0 | 0
10 | 22 | 10 | 0 | 0 | 0 | 0 | 0 | 0 | 0 | 0 | 0
10 | 22 | 11 | 0 | 0 | 0 | 0 | 0 | 0 | 0 | 0 | 0
10 | 22 | 12 | 0 | 0 | 0 | 0 | 0 | 0 | 0 | 0 | 0
10 | 22 | 13 | 0 | 0 | 0 | 0 | 0 | 0 | 0 | 0 | 0
10 | 22 | 14 | 0 | 0 | 0 | 0 | 0 | 0 | 0 | 0 | 0
10 | 22 | 15 | 0 | 0 | 0 | 0 | 0 | 0 | 0 | 0 | 0
10 | 22 | 16 | 0 | 0 | 0 | 0 | 0 | 0 | 0 | 0 | 0
10 | 22 | 17 | 0 | 0 | 0 | 0 | 0 | 0 | 0 | 0 | 0
10 | 22 | 18 | 0 | 0 | 0 | 0 | 0 | 0 | 0 | 0 | 0
10 | 22 | 19 | 0 | 0 | 0 | 0 | 0 | 0 | 0 | 0 | 0
10 | 22 | 20 | 0 | 0 | 0 | 0 | 0 | 0 | 0 | 0 | 0
10 | 22 | 21 | 0 | 0 | 0 | 0 | 0 | 0 | 0 | 0 | 0
10 | 22 | 22 | 0 | 0 | 0 | 0 | 0 | 0 | 0 | 0 | 0
10 | 22 | 23 | 0 | 0 | 0 | 0 | 0 | 0 | 0 | 0 | 0
10 | 22 | 24 | 0 | 0 | 0 | 0 | 0 | 0 | 0 | 0 | 0
10 | 23 | 1 | 0 | 0 | 0 | 0 | 0 | 0 | 0 | 0 | 0
10 | 23 | 2 | 0 | 0 | 0 | 0 | 0 | 0 | 0 | 0 | 0
10 | 23 | 3 | 0 | 0 | 0 | 0 | 0 | 0 | 0 | 0 | 0
10 | 23 | 4 | 0 | 0 | 0 | 0 | 0 | 0 | 0 | 0 | 0
10 | 23 | 5 | 0 | 0 | 0 | 0 | 0 | 0 | 0 | 0 | 0
10 | 23 | 6 | 0 | 0 | 0 | 0 | 0 | 0 | 0 | 0 | 0
10 | 23 | 7 | 0 | 0 | 0 | 0 | 0 | 0 | 0 | 0 | 0
10 | 23 | 8 | 0 | 0 | 0 | 0 | 0 | 0 | 0 | 0 | 0
10 | 23 | 9 | 0 | 0 | 0 | 0 | 0 | 0 | 0 | 0 | 0
10 | 23 | 10 | 0 | 0 | 0 | 0 | 0 | 0 | 0 | 0 | 0
10 | 23 | 11 | 0 | 0 | 0 | 0 | 0 | 0 | 0 | 0 | 0
10 | 23 | 12 | 0 | 0 | 0 | 0 | 0 | 0 | 0 | 0 | 0
10 | 23 | 13 | 0 | 0 | 0 | 0 | 0 | 0 | 0 | 0 | 0
10 | 23 | 14 | 0 | 0 | 0 | 0 | 0 | 0 | 0 | 0 | 0
10 | 23 | 15 | 0 | 0 | 0 | 0 | 0 | 0 | 0 | 0 | 0
10 | 23 | 16 | 0 | 0 | 0 | 0 | 0 | 0 | 0 | 0 | 0
10 | 23 | 17 | 0 | 0 | 0 | 0 | 0 | 0 | 0 | 0 | 0
10 | 23 | 18 | 0 | 0 | 0 | 0 | 0 | 0 | 0 | 0 | 0
10 | 23 | 19 | 0 | 0 | 0 | 0 | 0 | 0 | 0 | 0 | 0
10 | 23 | 20 | 0 | 0 | 0 | 0 | 0 | 0 | 0 | 0 | 0
10 | 23 | 21 | 0 | 0 | 0 | 0 | 0 | 0 | 0 | 0 | 0
10 | 23 | 22 | 0 | 0 | 0 | 0 | 0 | 0 | 0 | 0 | 0
10 | 23 | 23 | 0 | 0 | 0 | 0 | 0 | 0 | 0 | 0 | 0
10 | 23 | 24 | 0 | 0 | 0 | 0 | 0 | 0 | 0 | 0 | 0
10 | 24 | 1 | 0 | 0 | 0 | 0 | 0 | 0 | 0 | 0 | 0
10 | 24 | 2 | 0 | 0 | 0 | 0 | 0 | 0 | 0 | 0 | 0
10 | 24 | 3 | 0 | 0 | 0 | 0 | 0 | 0 | 0 | 0 | 0
10 | 24 | 4 | 0 | 0 | 0 | 0 | 0 | 0 | 0 | 0 | 0
10 | 24 | 5 | 0 | 0 | 0 | 0 | 0 | 0 | 0 | 0 | 0
10 | 24 | 6 | 0 | 0 | 0 | 0 | 0 | 0 | 0 | 0 | 0
10 | 24 | 7 | 0 | 0 | 0 | 0 | 0 | 0 | 0 | 0 | 0
10 | 24 | 8 | 0 | 0 | 0 | 0 | 0 | 0 | 0 | 0 | 0
10 | 24 | 9 | 0 | 0 | 0 | 0 | 0 | 0 | 0 | 0 | 0
10 | 24 | 10 | 0 | 0 | 0 | 0 | 0 | 0 | 0 | 0 | 0
10 | 24 | 11 | 0 | 0 | 0 | 0 | 0 | 0 | 0 | 0 | 0
10 | 24 | 12 | 0 | 0 | 0 | 0 | 0 | 0 | 0 | 0 | 0
10 | 24 | 13 | 0 | 0 | 0 | 0 | 0 | 0 | 0 | 0 | 0
10 | 24 | 14 | 0 | 0 | 0 | 0 | 0 | 0 | 0 | 0 | 0
10 | 24 | 15 | 0 | 0 | 0 | 0 | 0 | 0 | 0 | 0 | 0
10 | 24 | 16 | 0 | 0 | 0 | 0 | 0 | 0 | 0 | 0 | 0
10 | 24 | 17 | 0 | 0 | 0 | 0 | 0 | 0 | 0 | 0 | 0
10 | 24 | 18 | 0 | 0 | 0 | 0 | 0 | 0 | 0 | 0 | 0
10 | 24 | 19 | 0 | 0 | 0 | 0 | 0 | 0 | 0 | 0 | 0
10 | 24 | 20 | 0 | 0 | 0 | 0 | 0 | 0 | 0 | 0 | 0
10 | 24 | 21 | 0 | 0 | 0 | 0 | 0 | 0 | 0 | 0 | 0
10 | 24 | 22 | 0 | 0 | 0 | 0 | 0 | 0 | 0 | 0 | 0
10 | 24 | 23 | 0 | 0 | 0 | 0 | 0 | 0 | 0 | 0 | 0
10 | 24 | 24 | 0 | 0 | 0 | 0 | 0 | 0 | 0 | 0 | 0
10 | 25 | 1 | 0 | 0 | 0 | 0 | 0 | 0 | 0 | 0 | 0
10 | 25 | 2 | 0 | 0 | 0 | 0 | 0 | 0 | 0 | 0 | 0
10 | 25 | 3 | 0 | 0 | 0 | 0 | 0 | 0 | 0 | 0 | 0
10 | 25 | 4 | 0 | 0 | 0 | 0 | 0 | 0 | 0 | 0 | 0
10 | 25 | 5 | 0 | 0 | 0 | 0 | 0 | 0 | 0 | 0 | 0
10 | 25 | 6 | 0 | 0 | 0 | 0 | 0 | 0 | 0 | 0 | 0
10 | 25 | 7 | 0 | 0 | 0 | 0 | 0 | 0 | 0 | 0 | 0
10 | 25 | 8 | 0 | 0 | 0 | 0 | 0 | 0 | 0 | 0 | 0
10 | 25 | 9 | 0 | 0 | 0 | 0 | 0 | 0 | 0 | 0 | 0
10 | 25 | 10 | 0 | 0 | 0 | 0 | 0 | 0 | 0 | 0 | 0
10 | 25 | 11 | 0 | 0 | 0 | 0 | 0 | 0 | 0 | 0 | 0
10 | 25 | 12 | 0 | 0 | 0 | 0 | 0 | 0 | 0 | 0 | 0
10 | 25 | 13 | 0 | 0 | 0 | 0 | 0 | 0 | 0 | 0 | 0
10 | 25 | 14 | 0 | 0 | 0 | 0 | 0 | 0 | 0 | 0 | 0
10 | 25 | 15 | 0 | 0 | 0 | 0 | 0 | 0 | 0 | 0 | 0
10 | 25 | 16 | 0 | 0 | 0 | 0 | 0 | 0 | 0 | 0 | 0
10 | 25 | 17 | 0 | 0 | 0 | 0 | 0 | 0 | 0 | 0 | 0
10 | 25 | 18 | 0 | 0 | 0 | 0 | 0 | 0 | 0 | 0 | 0
10 | 25 | 19 | 0 | 0 | 0 | 0 | 0 | 0 | 0 | 0 | 0
10 | 25 | 20 | 0 | 0 | 0 | 0 | 0 | 0 | 0 | 0 | 0
10 | 25 | 21 | 0 | 0 | 0 | 0 | 0 | 0 | 0 | 0 | 0
10 | 25 | 22 | 0 | 0 | 0 | 0 | 0 | 0 | 0 | 0 | 0
10 | 25 | 23 | 0 | 0 | 0 | 0 | 0 | 0 | 0 | 0 | 0
10 | 25 | 24 | 0 | 0 | 0 | 0 | 0 | 0 | 0 | 0 | 0
10 | 26 | 1 | 0 | 0 | 0 | 0 | 0 | 0 | 0 | 0 | 0
10 | 26 | 2 | 0 | 0 | 0 | 0 | 0 | 0 | 0 | 0 | 0
10 | 26 | 3 | 0 | 0 | 0 | 0 | 0 | 0 | 0 | 0 | 0
10 | 26 | 4 | 0 | 0 | 0 | 0 | 0 | 0 | 0 | 0 | 0
10 | 26 | 5 | 0 | 0 | 0 | 0 | 0 | 0 | 0 | 0 | 0
10 | 26 | 6 | 0 | 0 | 0 | 0 | 0 | 0 | 0 | 0 | 0
10 | 26 | 7 | 0 | 0 | 0 | 0 | 0 | 0 | 0 | 0 | 0
10 | 26 | 8 | 0 | 0 | 0 | 0 | 0 | 0 | 0 | 0 | 0
10 | 26 | 9 | 0 | 0 | 0 | 0 | 0 | 0 | 0 | 0 | 0
10 | 26 | 10 | 0 | 0 | 0 | 0 | 0 | 0 | 0 | 0 | 0
10 | 26 | 11 | 0 | 0 | 0 | 0 | 0 | 0 | 0 | 0 | 0
10 | 26 | 12 | 0 | 0 | 0 | 0 | 0 | 0 | 0 | 0 | 0
10 | 26 | 13 | 0 | 0 | 0 | 0 | 0 | 0 | 0 | 0 | 0
10 | 26 | 14 | 0 | 0 | 0 | 0 | 0 | 0 | 0 | 0 | 0
10 | 26 | 15 | 0 | 0 | 0 | 0 | 0 | 0 | 0 | 0 | 0
10 | 26 | 16 | 0 | 0 | 0 | 0 | 0 | 0 | 0 | 0 | 0
10 | 26 | 17 | 0 | 0 | 0 | 0 | 0 | 0 | 0 | 0 | 0
10 | 26 | 18 | 0 | 0 | 0 | 0 | 0 | 0 | 0 | 0 | 0
10 | 26 | 19 | 0 | 0 | 0 | 0 | 0 | 0 | 0 | 0 | 0
10 | 26 | 20 | 0 | 0 | 0 | 0 | 0 | 0 | 0 | 0 | 0
10 | 26 | 21 | 0 | 0 | 0 | 0 | 0 | 0 | 0 | 0 | 0
10 | 26 | 22 | 0 | 0 | 0 | 0 | 0 | 0 | 0 | 0 | 0
10 | 26 | 23 | 0 | 0 | 0 | 0 | 0 | 0 | 0 | 0 | 0
10 | 26 | 24 | 0 | 0 | 0 | 0 | 0 | 0 | 0 | 0 | 0
10 | 27 | 1 | 0 | 0 | 0 | 0 | 0 | 0 | 0 | 0 | 0
10 | 27 | 2 | 0 | 0 | 0 | 0 | 0 | 0 | 0 | 0 | 0
10 | 27 | 3 | 0 | 0 | 0 | 0 | 0 | 0 | 0 | 0 | 0
10 | 27 | 4 | 0 | 0 | 0 | 0 | 0 | 0 | 0 | 0 | 0
10 | 27 | 5 | 0 | 0 | 0 | 0 | 0 | 0 | 0 | 0 | 0
10 | 27 | 6 | 0 | 0 | 0 | 0 | 0 | 0 | 0 | 0 | 0
10 | 27 | 7 | 0 | 0 | 0 | 0 | 0 | 0 | 0 | 0 | 0
10 | 27 | 8 | 0 | 0 | 0 | 0 | 0 | 0 | 0 | 0 | 0
10 | 27 | 9 | 0 | 0 | 0 | 0 | 0 | 0 | 0 | 0 | 0
10 | 27 | 10 | 0 | 0 | 0 | 0 | 0 | 0 | 0 | 0 | 0
10 | 27 | 11 | 0 | 0 | 0 | 0 | 0 | 0 | 0 | 0 | 0
10 | 27 | 12 | 0 | 0 | 0 | 0 | 0 | 0 | 0 | 0 | 0
10 | 27 | 13 | 0 | 0 | 0 | 0 | 0 | 0 | 0 | 0 | 0
10 | 27 | 14 | 0 | 0 | 0 | 0 | 0 | 0 | 0 | 0 | 0
10 | 27 | 15 | 0 | 0 | 0 | 0 | 0 | 0 | 0 | 0 | 0
10 | 27 | 16 | 0 | 0 | 0 | 0 | 0 | 0 | 0 | 0 | 0
10 | 27 | 17 | 0 | 0 | 0 | 0 | 0 | 0 | 0 | 0 | 0
10 | 27 | 18 | 0 | 0 | 0 | 0 | 0 | 0 | 0 | 0 | 0
10 | 27 | 19 | 0 | 0 | 0 | 0 | 0 | 0 | 0 | 0 | 0
10 | 27 | 20 | 0 | 0 | 0 | 0 | 0 | 0 | 0 | 0 | 0
10 | 27 | 21 | 0 | 0 | 0 | 0 | 0 | 0 | 0 | 0 | 0
10 | 27 | 22 | 0 | 0 | 0 | 0 | 0 | 0 | 0 | 0 | 0
10 | 27 | 23 | 0 | 0 | 0 | 0 | 0 | 0 | 0 | 0 | 0
10 | 27 | 24 | 0 | 0 | 0 | 0 | 0 | 0 | 0 | 0 | 0
10 | 28 | 1 | 0 | 0 | 0 | 0 | 0 | 0 | 0 | 0 | 0
10 | 28 | 2 | 0 | 0 | 0 | 0 | 0 | 0 | 0 | 0 | 0
10 | 28 | 3 | 0 | 0 | 0 | 0 | 0 | 0 | 0 | 0 | 0
10 | 28 | 4 | 0 | 0 | 0 | 0 | 0 | 0 | 0 | 0 | 0
10 | 28 | 5 | 0 | 0 | 0 | 0 | 0 | 0 | 0 | 0 | 0
10 | 28 | 6 | 0 | 0 | 0 | 0 | 0 | 0 | 0 | 0 | 0
10 | 28 | 7 | 0 | 0 | 0 | 0 | 0 | 0 | 0 | 0 | 0
10 | 28 | 8 | 0 | 0 | 0 | 0 | 0 | 0 | 0 | 0 | 0
10 | 28 | 9 | 0 | 0 | 0 | 0 | 0 | 0 | 0 | 0 | 0
10 | 28 | 10 | 0 | 0 | 0 | 0 | 0 | 0 | 0 | 0 | 0
10 | 28 | 11 | 0 | 0 | 0 | 0 | 0 | 0 | 0 | 0 | 0
10 | 28 | 12 | 0 | 0 | 0 | 0 | 0 | 0 | 0 | 0 | 0
10 | 28 | 13 | 0 | 0 | 0 | 0 | 0 | 0 | 0 | 0 | 0
10 | 28 | 14 | 0 | 0 | 0 | 0 | 0 | 0 | 0 | 0 | 0
10 | 28 | 15 | 0 | 0 | 0 | 0 | 0 | 0 | 0 | 0 | 0
10 | 28 | 16 | 0 | 0 | 0 | 0 | 0 | 0 | 0 | 0 | 0
10 | 28 | 17 | 0 | 0 | 0 | 0 | 0 | 0 | 0 | 0 | 0
10 | 28 | 18 | 0 | 0 | 0 | 0 | 0 | 0 | 0 | 0 | 0
10 | 28 | 19 | 0 | 0 | 0 | 0 | 0 | 0 | 0 | 0 | 0
10 | 28 | 20 | 0 | 0 | 0 | 0 | 0 | 0 | 0 | 0 | 0
10 | 28 | 21 | 0 | 0 | 0 | 0 | 0 | 0 | 0 | 0 | 0
10 | 28 | 22 | 0 | 0 | 0 | 0 | 0 | 0 | 0 | 0 | 0
10 | 28 | 23 | 0 | 0 | 0 | 0 | 0 | 0 | 0 | 0 | 0
10 | 28 | 24 | 0 | 0 | 0 | 0 | 0 | 0 | 0 | 0 | 0
10 | 29 | 1 | 0 | 0 | 0 | 0 | 0 | 0 | 0 | 0 | 0
10 | 29 | 2 | 0 | 0 | 0 | 0 | 0 | 0 | 0 | 0 | 0
10 | 29 | 3 | 0 | 0 | 0 | 0 | 0 | 0 | 0 | 0 | 0
10 | 29 | 4 | 0 | 0 | 0 | 0 | 0 | 0 | 0 | 0 | 0
10 | 29 | 5 | 0 | 0 | 0 | 0 | 0 | 0 | 0 | 0 | 0
10 | 29 | 6 | 0 | 0 | 0 | 0 | 0 | 0 | 0 | 0 | 0
10 | 29 | 7 | 0 | 0 | 0 | 0 | 0 | 0 | 0 | 0 | 0
10 | 29 | 8 | 0 | 0 | 0 | 0 | 0 | 0 | 0 | 0 | 0
10 | 29 | 9 | 0 | 0 | 0 | 0 | 0 | 0 | 0 | 0 | 0
10 | 29 | 10 | 0 | 0 | 0 | 0 | 0 | 0 | 0 | 0 | 0
10 | 29 | 11 | 0 | 0 | 0 | 0 | 0 | 0 | 0 | 0 | 0
10 | 29 | 12 | 0 | 0 | 0 | 0 | 0 | 0 | 0 | 0 | 0
10 | 29 | 13 | 0 | 0 | 0 | 0 | 0 | 0 | 0 | 0 | 0
10 | 29 | 14 | 0 | 0 | 0 | 0 | 0 | 0 | 0 | 0 | 0
10 | 29 | 15 | 0 | 0 | 0 | 0 | 0 | 0 | 0 | 0 | 0
10 | 29 | 16 | 0 | 0 | 0 | 0 | 0 | 0 | 0 | 0 | 0
10 | 29 | 17 | 0 | 0 | 0 | 0 | 0 | 0 | 0 | 0 | 0
10 | 29 | 18 | 0 | 0 | 0 | 0 | 0 | 0 | 0 | 0 | 0
10 | 29 | 19 | 0 | 0 | 0 | 0 | 0 | 0 | 0 | 0 | 0
10 | 29 | 20 | 0 | 0 | 0 | 0 | 0 | 0 | 0 | 0 | 0
10 | 29 | 21 | 0 | 0 | 0 | 0 | 0 | 0 | 0 | 0 | 0
10 | 29 | 22 | 0 | 0 | 0 | 0 | 0 | 0 | 0 | 0 | 0
10 | 29 | 23 | 0 | 0 | 0 | 0 | 0 | 0 | 0 | 0 | 0
10 | 29 | 24 | 0 | 0 | 0 | 0 | 0 | 0 | 0 | 0 | 0
10 | 30 | 1 | 0 | 0 | 0 | 0 | 0 | 0 | 0 | 0 | 0
10 | 30 | 2 | 0 | 0 | 0 | 0 | 0 | 0 | 0 | 0 | 0
10 | 30 | 3 | 0 | 0 | 0 | 0 | 0 | 0 | 0 | 0 | 0
10 | 30 | 4 | 0 | 0 | 0 | 0 | 0 | 0 | 0 | 0 | 0
10 | 30 | 5 | 0 | 0 | 0 | 0 | 0 | 0 | 0 | 0 | 0
10 | 30 | 6 | 0 | 0 | 0 | 0 | 0 | 0 | 0 | 0 | 0
10 | 30 | 7 | 0 | 0 | 0 | 0 | 0 | 0 | 0 | 0 | 0
10 | 30 | 8 | 0 | 0 | 0 | 0 | 0 | 0 | 0 | 0 | 0
10 | 30 | 9 | 0 | 0 | 0 | 0 | 0 | 0 | 0 | 0 | 0
10 | 30 | 10 | 0 | 0 | 0 | 0 | 0 | 0 | 0 | 0 | 0
10 | 30 | 11 | 0 | 0 | 0 | 0 | 0 | 0 | 0 | 0 | 0
10 | 30 | 12 | 0 | 0 | 0 | 0 | 0 | 0 | 0 | 0 | 0
10 | 30 | 13 | 0 | 0 | 0 | 0 | 0 | 0 | 0 | 0 | 0
10 | 30 | 14 | 0 | 0 | 0 | 0 | 0 | 0 | 0 | 0 | 0
10 | 30 | 15 | 0 | 0 | 0 | 0 | 0 | 0 | 0 | 0 | 0
10 | 30 | 16 | 0 | 0 | 0 | 0 | 0 | 0 | 0 | 0 | 0
10 | 30 | 17 | 0 | 0 | 0 | 0 | 0 | 0 | 0 | 0 | 0
10 | 30 | 18 | 0 | 0 | 0 | 0 | 0 | 0 | 0 | 0 | 0
10 | 30 | 19 | 0 | 0 | 0 | 0 | 0 | 0 | 0 | 0 | 0
10 | 30 | 20 | 0 | 0 | 0 | 0 | 0 | 0 | 0 | 0 | 0
10 | 30 | 21 | 0 | 0 | 0 | 0 | 0 | 0 | 0 | 0 | 0
10 | 30 | 22 | 0 | 0 | 0 | 0 | 0 | 0 | 0 | 0 | 0
10 | 30 | 23 | 0 | 0 | 0 | 0 | 0 | 0 | 0 | 0 | 0
10 | 30 | 24 | 0 | 0 | 0 | 0 | 0 | 0 | 0 | 0 | 0
10 | 31 | 1 | 0 | 0 | 0 | 0 | 0 | 0 | 0 | 0 | 0
10 | 31 | 2 | 0 | 0 | 0 | 0 | 0 | 0 | 0 | 0 | 0
10 | 31 | 3 | 0 | 0 | 0 | 0 | 0 | 0 | 0 | 0 | 0
10 | 31 | 4 | 0 | 0 | 0 | 0 | 0 | 0 | 0 | 0 | 0
10 | 31 | 5 | 0 | 0 | 0 | 0 | 0 | 0 | 0 | 0 | 0
10 | 31 | 6 | 0 | 0 | 0 | 0 | 0 | 0 | 0 | 0 | 0
10 | 31 | 7 | 0 | 0 | 0 | 0 | 0 | 0 | 0 | 0 | 0
10 | 31 | 8 | 0 | 0 | 0 | 0 | 0 | 0 | 0 | 0 | 0
10 | 31 | 9 | 0 | 0 | 0 | 0 | 0 | 0 | 0 | 0 | 0
10 | 31 | 10 | 0 | 0 | 0 | 0 | 0 | 0 | 0 | 0 | 0
10 | 31 | 11 | 0 | 0 | 0 | 0 | 0 | 0 | 0 | 0 | 0
10 | 31 | 12 | 0 | 0 | 0 | 0 | 0 | 0 | 0 | 0 | 0
10 | 31 | 13 | 0 | 0 | 0 | 0 | 0 | 0 | 0 | 0 | 0
10 | 31 | 14 | 0 | 0 | 0 | 0 | 0 | 0 | 0 | 0 | 0
10 | 31 | 15 | 0 | 0 | 0 | 0 | 0 | 0 | 0 | 0 | 0
10 | 31 | 16 | 0 | 0 | 0 | 0 | 0 | 0 | 0 | 0 | 0
10 | 31 | 17 | 0 | 0 | 0 | 0 | 0 | 0 | 0 | 0 | 0
10 | 31 | 18 | 0 | 0 | 0 | 0 | 0 | 0 | 0 | 0 | 0
10 | 31 | 19 | 0 | 0 | 0 | 0 | 0 | 0 | 0 | 0 | 0
10 | 31 | 20 | 0 | 0 | 0 | 0 | 0 | 0 | 0 | 0 | 0
10 | 31 | 21 | 0 | 0 | 0 | 0 | 0 | 0 | 0 | 0 | 0
10 | 31 | 22 | 0 | 0 | 0 | 0 | 0 | 0 | 0 | 0 | 0
10 | 31 | 23 | 0 | 0 | 0 | 0 | 0 | 0 | 0 | 0 | 0
10 | 31 | 24 | 0 | 0 | 0 | 0 | 0 | 0 | 0 | 0 | 0
11 | 1 | 1 | 0 | 0 | 0 | 0 | 0 | 0 | 0 | 0 | 0
11 | 1 | 2 | 0 | 0 | 0 | 0 | 0 | 0 | 0 | 0 | 0
11 | 1 | 3 | 0 | 0 | 0 | 0 | 0 | 0 | 0 | 0 | 0
11 | 1 | 4 | 0 | 0 | 0 | 0 | 0 | 0 | 0 | 0 | 0
11 | 1 | 5 | 0 | 0 | 0 | 0 | 0 | 0 | 0 | 0 | 0
11 | 1 | 6 | 0 | 0 | 0 | 0 | 0 | 0 | 0 | 0 | 0
11 | 1 | 7 | 0 | 0 | 0 | 0 | 0 | 0 | 0 | 0 | 0
11 | 1 | 8 | 0 | 0 | 0 | 0 | 0 | 0 | 0 | 0 | 0
11 | 1 | 9 | 0 | 0 | 0 | 0 | 0 | 0 | 0 | 0 | 0
11 | 1 | 10 | 0 | 0 | 0 | 0 | 0 | 0 | 0 | 0 | 0
11 | 1 | 11 | 0 | 0 | 0 | 0 | 0 | 0 | 0 | 0 | 0
11 | 1 | 12 | 0 | 0 | 0 | 0 | 0 | 0 | 0 | 0 | 0
11 | 1 | 13 | 0 | 0 | 0 | 0 | 0 | 0 | 0 | 0 | 0
11 | 1 | 14 | 0 | 0 | 0 | 0 | 0 | 0 | 0 | 0 | 0
11 | 1 | 15 | 0 | 0 | 0 | 0 | 0 | 0 | 0 | 0 | 0
11 | 1 | 16 | 0 | 0 | 0 | 0 | 0 | 0 | 0 | 0 | 0
11 | 1 | 17 | 0 | 0 | 0 | 0 | 0 | 0 | 0 | 0 | 0
11 | 1 | 18 | 0 | 0 | 0 | 0 | 0 | 0 | 0 | 0 | 0
11 | 1 | 19 | 0 | 0 | 0 | 0 | 0 | 0 | 0 | 0 | 0
11 | 1 | 20 | 0 | 0 | 0 | 0 | 0 | 0 | 0 | 0 | 0
11 | 1 | 21 | 0 | 0 | 0 | 0 | 0 | 0 | 0 | 0 | 0
11 | 1 | 22 | 0 | 0 | 0 | 0 | 0 | 0 | 0 | 0 | 0
11 | 1 | 23 | 0 | 0 | 0 | 0 | 0 | 0 | 0 | 0 | 0
11 | 1 | 24 | 0 | 0 | 0 | 0 | 0 | 0 | 0 | 0 | 0
11 | 2 | 1 | 0 | 0 | 0 | 0 | 0 | 0 | 0 | 0 | 0
11 | 2 | 2 | 0 | 0 | 0 | 0 | 0 | 0 | 0 | 0 | 0
11 | 2 | 3 | 0 | 0 | 0 | 0 | 0 | 0 | 0 | 0 | 0
11 | 2 | 4 | 0 | 0 | 0 | 0 | 0 | 0 | 0 | 0 | 0
11 | 2 | 5 | 0 | 0 | 0 | 0 | 0 | 0 | 0 | 0 | 0
11 | 2 | 6 | 0 | 0 | 0 | 0 | 0 | 0 | 0 | 0 | 0
11 | 2 | 7 | 0 | 0 | 0 | 0 | 0 | 0 | 0 | 0 | 0
11 | 2 | 8 | 0 | 0 | 0 | 0 | 0 | 0 | 0 | 0 | 0
11 | 2 | 9 | 0 | 0 | 0 | 0 | 0 | 0 | 0 | 0 | 0
11 | 2 | 10 | 0 | 0 | 0 | 0 | 0 | 0 | 0 | 0 | 0
11 | 2 | 11 | 0 | 0 | 0 | 0 | 0 | 0 | 0 | 0 | 0
11 | 2 | 12 | 0 | 0 | 0 | 0 | 0 | 0 | 0 | 0 | 0
11 | 2 | 13 | 0 | 0 | 0 | 0 | 0 | 0 | 0 | 0 | 0
11 | 2 | 14 | 0 | 0 | 0 | 0 | 0 | 0 | 0 | 0 | 0
11 | 2 | 15 | 0 | 0 | 0 | 0 | 0 | 0 | 0 | 0 | 0
11 | 2 | 16 | 0 | 0 | 0 | 0 | 0 | 0 | 0 | 0 | 0
11 | 2 | 17 | 0 | 0 | 0 | 0 | 0 | 0 | 0 | 0 | 0
11 | 2 | 18 | 0 | 0 | 0 | 0 | 0 | 0 | 0 | 0 | 0
11 | 2 | 19 | 0 | 0 | 0 | 0 | 0 | 0 | 0 | 0 | 0
11 | 2 | 20 | 0 | 0 | 0 | 0 | 0 | 0 | 0 | 0 | 0
11 | 2 | 21 | 0 | 0 | 0 | 0 | 0 | 0 | 0 | 0 | 0
11 | 2 | 22 | 0 | 0 | 0 | 0 | 0 | 0 | 0 | 0 | 0
11 | 2 | 23 | 0 | 0 | 0 | 0 | 0 | 0 | 0 | 0 | 0
11 | 2 | 24 | 0 | 0 | 0 | 0 | 0 | 0 | 0 | 0 | 0
11 | 3 | 1 | 0 | 0 | 0 | 0 | 0 | 0 | 0 | 0 | 0
11 | 3 | 2 | 0 | 0 | 0 | 0 | 0 | 0 | 0 | 0 | 0
11 | 3 | 3 | 0 | 0 | 0 | 0 | 0 | 0 | 0 | 0 | 0
11 | 3 | 4 | 0 | 0 | 0 | 0 | 0 | 0 | 0 | 0 | 0
11 | 3 | 5 | 0 | 0 | 0 | 0 | 0 | 0 | 0 | 0 | 0
11 | 3 | 6 | 0 | 0 | 0 | 0 | 0 | 0 | 0 | 0 | 0
11 | 3 | 7 | 0 | 0 | 0 | 0 | 0 | 0 | 0 | 0 | 0
11 | 3 | 8 | 0 | 0 | 0 | 0 | 0 | 0 | 0 | 0 | 0
11 | 3 | 9 | 0 | 0 | 0 | 0 | 0 | 0 | 0 | 0 | 0
11 | 3 | 10 | 0 | 0 | 0 | 0 | 0 | 0 | 0 | 0 | 0
11 | 3 | 11 | 0 | 0 | 0 | 0 | 0 | 0 | 0 | 0 | 0
11 | 3 | 12 | 0 | 0 | 0 | 0 | 0 | 0 | 0 | 0 | 0
11 | 3 | 13 | 0 | 0 | 0 | 0 | 0 | 0 | 0 | 0 | 0
11 | 3 | 14 | 0 | 0 | 0 | 0 | 0 | 0 | 0 | 0 | 0
11 | 3 | 15 | 0 | 0 | 0 | 0 | 0 | 0 | 0 | 0 | 0
11 | 3 | 16 | 0 | 0 | 0 | 0 | 0 | 0 | 0 | 0 | 0
11 | 3 | 17 | 0 | 0 | 0 | 0 | 0 | 0 | 0 | 0 | 0
11 | 3 | 18 | 0 | 0 | 0 | 0 | 0 | 0 | 0 | 0 | 0
11 | 3 | 19 | 0 | 0 | 0 | 0 | 0 | 0 | 0 | 0 | 0
11 | 3 | 20 | 0 | 0 | 0 | 0 | 0 | 0 | 0 | 0 | 0
11 | 3 | 21 | 0 | 0 | 0 | 0 | 0 | 0 | 0 | 0 | 0
11 | 3 | 22 | 0 | 0 | 0 | 0 | 0 | 0 | 0 | 0 | 0
11 | 3 | 23 | 0 | 0 | 0 | 0 | 0 | 0 | 0 | 0 | 0
11 | 3 | 24 | 0 | 0 | 0 | 0 | 0 | 0 | 0 | 0 | 0
11 | 4 | 1 | 0 | 0 | 0 | 0 | 0 | 0 | 0 | 0 | 0
11 | 4 | 2 | 0 | 0 | 0 | 0 | 0 | 0 | 0 | 0 | 0
11 | 4 | 3 | 0 | 0 | 0 | 0 | 0 | 0 | 0 | 0 | 0
11 | 4 | 4 | 0 | 0 | 0 | 0 | 0 | 0 | 0 | 0 | 0
11 | 4 | 5 | 0 | 0 | 0 | 0 | 0 | 0 | 0 | 0 | 0
11 | 4 | 6 | 0 | 0 | 0 | 0 | 0 | 0 | 0 | 0 | 0
11 | 4 | 7 | 0 | 0 | 0 | 0 | 0 | 0 | 0 | 0 | 0
11 | 4 | 8 | 0 | 0 | 0 | 0 | 0 | 0 | 0 | 0 | 0
11 | 4 | 9 | 0 | 0 | 0 | 0 | 0 | 0 | 0 | 0 | 0
11 | 4 | 10 | 0 | 0 | 0 | 0 | 0 | 0 | 0 | 0 | 0
11 | 4 | 11 | 0 | 0 | 0 | 0 | 0 | 0 | 0 | 0 | 0
11 | 4 | 12 | 0 | 0 | 0 | 0 | 0 | 0 | 0 | 0 | 0
11 | 4 | 13 | 0 | 0 | 0 | 0 | 0 | 0 | 0 | 0 | 0
11 | 4 | 14 | 0 | 0 | 0 | 0 | 0 | 0 | 0 | 0 | 0
11 | 4 | 15 | 0 | 0 | 0 | 0 | 0 | 0 | 0 | 0 | 0
11 | 4 | 16 | 0 | 0 | 0 | 0 | 0 | 0 | 0 | 0 | 0
11 | 4 | 17 | 0 | 0 | 0 | 0 | 0 | 0 | 0 | 0 | 0
11 | 4 | 18 | 0 | 0 | 0 | 0 | 0 | 0 | 0 | 0 | 0
11 | 4 | 19 | 0 | 0 | 0 | 0 | 0 | 0 | 0 | 0 | 0
11 | 4 | 20 | 0 | 0 | 0 | 0 | 0 | 0 | 0 | 0 | 0
11 | 4 | 21 | 0 | 0 | 0 | 0 | 0 | 0 | 0 | 0 | 0
11 | 4 | 22 | 0 | 0 | 0 | 0 | 0 | 0 | 0 | 0 | 0
11 | 4 | 23 | 0 | 0 | 0 | 0 | 0 | 0 | 0 | 0 | 0
11 | 4 | 24 | 0 | 0 | 0 | 0 | 0 | 0 | 0 | 0 | 0
11 | 5 | 1 | 0 | 0 | 0 | 0 | 0 | 0 | 0 | 0 | 0
11 | 5 | 2 | 0 | 0 | 0 | 0 | 0 | 0 | 0 | 0 | 0
11 | 5 | 3 | 0 | 0 | 0 | 0 | 0 | 0 | 0 | 0 | 0
11 | 5 | 4 | 0 | 0 | 0 | 0 | 0 | 0 | 0 | 0 | 0
11 | 5 | 5 | 0 | 0 | 0 | 0 | 0 | 0 | 0 | 0 | 0
11 | 5 | 6 | 0 | 0 | 0 | 0 | 0 | 0 | 0 | 0 | 0
11 | 5 | 7 | 0 | 0 | 0 | 0 | 0 | 0 | 0 | 0 | 0
11 | 5 | 8 | 0 | 0 | 0 | 0 | 0 | 0 | 0 | 0 | 0
11 | 5 | 9 | 0 | 0 | 0 | 0 | 0 | 0 | 0 | 0 | 0
11 | 5 | 10 | 0 | 0 | 0 | 0 | 0 | 0 | 0 | 0 | 0
11 | 5 | 11 | 0 | 0 | 0 | 0 | 0 | 0 | 0 | 0 | 0
11 | 5 | 12 | 0 | 0 | 0 | 0 | 0 | 0 | 0 | 0 | 0
11 | 5 | 13 | 0 | 0 | 0 | 0 | 0 | 0 | 0 | 0 | 0
11 | 5 | 14 | 0 | 0 | 0 | 0 | 0 | 0 | 0 | 0 | 0
11 | 5 | 15 | 0 | 0 | 0 | 0 | 0 | 0 | 0 | 0 | 0
11 | 5 | 16 | 0 | 0 | 0 | 0 | 0 | 0 | 0 | 0 | 0
11 | 5 | 17 | 0 | 0 | 0 | 0 | 0 | 0 | 0 | 0 | 0
11 | 5 | 18 | 0 | 0 | 0 | 0 | 0 | 0 | 0 | 0 | 0
11 | 5 | 19 | 0 | 0 | 0 | 0 | 0 | 0 | 0 | 0 | 0
11 | 5 | 20 | 0 | 0 | 0 | 0 | 0 | 0 | 0 | 0 | 0
11 | 5 | 21 | 0 | 0 | 0 | 0 | 0 | 0 | 0 | 0 | 0
11 | 5 | 22 | 0 | 0 | 0 | 0 | 0 | 0 | 0 | 0 | 0
11 | 5 | 23 | 0 | 0 | 0 | 0 | 0 | 0 | 0 | 0 | 0
11 | 5 | 24 | 0 | 0 | 0 | 0 | 0 | 0 | 0 | 0 | 0
11 | 6 | 1 | 0 | 0 | 0 | 0 | 0 | 0 | 0 | 0 | 0
11 | 6 | 2 | 0 | 0 | 0 | 0 | 0 | 0 | 0 | 0 | 0
11 | 6 | 3 | 0 | 0 | 0 | 0 | 0 | 0 | 0 | 0 | 0
11 | 6 | 4 | 0 | 0 | 0 | 0 | 0 | 0 | 0 | 0 | 0
11 | 6 | 5 | 0 | 0 | 0 | 0 | 0 | 0 | 0 | 0 | 0
11 | 6 | 6 | 0 | 0 | 0 | 0 | 0 | 0 | 0 | 0 | 0
11 | 6 | 7 | 0 | 0 | 0 | 0 | 0 | 0 | 0 | 0 | 0
11 | 6 | 8 | 0 | 0 | 0 | 0 | 0 | 0 | 0 | 0 | 0
11 | 6 | 9 | 0 | 0 | 0 | 0 | 0 | 0 | 0 | 0 | 0
11 | 6 | 10 | 0 | 0 | 0 | 0 | 0 | 0 | 0 | 0 | 0
11 | 6 | 11 | 0 | 0 | 0 | 0 | 0 | 0 | 0 | 0 | 0
11 | 6 | 12 | 0 | 0 | 0 | 0 | 0 | 0 | 0 | 0 | 0
11 | 6 | 13 | 0 | 0 | 0 | 0 | 0 | 0 | 0 | 0 | 0
11 | 6 | 14 | 0 | 0 | 0 | 0 | 0 | 0 | 0 | 0 | 0
11 | 6 | 15 | 0 | 0 | 0 | 0 | 0 | 0 | 0 | 0 | 0
11 | 6 | 16 | 0 | 0 | 0 | 0 | 0 | 0 | 0 | 0 | 0
11 | 6 | 17 | 0 | 0 | 0 | 0 | 0 | 0 | 0 | 0 | 0
11 | 6 | 18 | 0 | 0 | 0 | 0 | 0 | 0 | 0 | 0 | 0
11 | 6 | 19 | 0 | 0 | 0 | 0 | 0 | 0 | 0 | 0 | 0
11 | 6 | 20 | 0 | 0 | 0 | 0 | 0 | 0 | 0 | 0 | 0
11 | 6 | 21 | 0 | 0 | 0 | 0 | 0 | 0 | 0 | 0 | 0
11 | 6 | 22 | 0 | 0 | 0 | 0 | 0 | 0 | 0 | 0 | 0
11 | 6 | 23 | 0 | 0 | 0 | 0 | 0 | 0 | 0 | 0 | 0
11 | 6 | 24 | 0 | 0 | 0 | 0 | 0 | 0 | 0 | 0 | 0
11 | 7 | 1 | 0 | 0 | 0 | 0 | 0 | 0 | 0 | 0 | 0
11 | 7 | 2 | 0 | 0 | 0 | 0 | 0 | 0 | 0 | 0 | 0
11 | 7 | 3 | 0 | 0 | 0 | 0 | 0 | 0 | 0 | 0 | 0
11 | 7 | 4 | 0 | 0 | 0 | 0 | 0 | 0 | 0 | 0 | 0
11 | 7 | 5 | 0 | 0 | 0 | 0 | 0 | 0 | 0 | 0 | 0
11 | 7 | 6 | 0 | 0 | 0 | 0 | 0 | 0 | 0 | 0 | 0
11 | 7 | 7 | 0 | 0 | 0 | 0 | 0 | 0 | 0 | 0 | 0
11 | 7 | 8 | 0 | 0 | 0 | 0 | 0 | 0 | 0 | 0 | 0
11 | 7 | 9 | 0 | 0 | 0 | 0 | 0 | 0 | 0 | 0 | 0
11 | 7 | 10 | 0 | 0 | 0 | 0 | 0 | 0 | 0 | 0 | 0
11 | 7 | 11 | 0 | 0 | 0 | 0 | 0 | 0 | 0 | 0 | 0
11 | 7 | 12 | 0 | 0 | 0 | 0 | 0 | 0 | 0 | 0 | 0
11 | 7 | 13 | 0 | 0 | 0 | 0 | 0 | 0 | 0 | 0 | 0
11 | 7 | 14 | 0 | 0 | 0 | 0 | 0 | 0 | 0 | 0 | 0
11 | 7 | 15 | 0 | 0 | 0 | 0 | 0 | 0 | 0 | 0 | 0
11 | 7 | 16 | 0 | 0 | 0 | 0 | 0 | 0 | 0 | 0 | 0
11 | 7 | 17 | 0 | 0 | 0 | 0 | 0 | 0 | 0 | 0 | 0
11 | 7 | 18 | 0 | 0 | 0 | 0 | 0 | 0 | 0 | 0 | 0
11 | 7 | 19 | 0 | 0 | 0 | 0 | 0 | 0 | 0 | 0 | 0
11 | 7 | 20 | 0 | 0 | 0 | 0 | 0 | 0 | 0 | 0 | 0
11 | 7 | 21 | 0 | 0 | 0 | 0 | 0 | 0 | 0 | 0 | 0
11 | 7 | 22 | 0 | 0 | 0 | 0 | 0 | 0 | 0 | 0 | 0
11 | 7 | 23 | 0 | 0 | 0 | 0 | 0 | 0 | 0 | 0 | 0
11 | 7 | 24 | 0 | 0 | 0 | 0 | 0 | 0 | 0 | 0 | 0
11 | 8 | 1 | 0 | 0 | 0 | 0 | 0 | 0 | 0 | 0 | 0
11 | 8 | 2 | 0 | 0 | 0 | 0 | 0 | 0 | 0 | 0 | 0
11 | 8 | 3 | 0 | 0 | 0 | 0 | 0 | 0 | 0 | 0 | 0
11 | 8 | 4 | 0 | 0 | 0 | 0 | 0 | 0 | 0 | 0 | 0
11 | 8 | 5 | 0 | 0 | 0 | 0 | 0 | 0 | 0 | 0 | 0
11 | 8 | 6 | 0 | 0 | 0 | 0 | 0 | 0 | 0 | 0 | 0
11 | 8 | 7 | 0 | 0 | 0 | 0 | 0 | 0 | 0 | 0 | 0
11 | 8 | 8 | 0 | 0 | 0 | 0 | 0 | 0 | 0 | 0 | 0
11 | 8 | 9 | 0 | 0 | 0 | 0 | 0 | 0 | 0 | 0 | 0
11 | 8 | 10 | 0 | 0 | 0 | 0 | 0 | 0 | 0 | 0 | 0
11 | 8 | 11 | 0 | 0 | 0 | 0 | 0 | 0 | 0 | 0 | 0
11 | 8 | 12 | 0 | 0 | 0 | 0 | 0 | 0 | 0 | 0 | 0
11 | 8 | 13 | 0 | 0 | 0 | 0 | 0 | 0 | 0 | 0 | 0
11 | 8 | 14 | 0 | 0 | 0 | 0 | 0 | 0 | 0 | 0 | 0
11 | 8 | 15 | 0 | 0 | 0 | 0 | 0 | 0 | 0 | 0 | 0
11 | 8 | 16 | 0 | 0 | 0 | 0 | 0 | 0 | 0 | 0 | 0
11 | 8 | 17 | 0 | 0 | 0 | 0 | 0 | 0 | 0 | 0 | 0
11 | 8 | 18 | 0 | 0 | 0 | 0 | 0 | 0 | 0 | 0 | 0
11 | 8 | 19 | 0 | 0 | 0 | 0 | 0 | 0 | 0 | 0 | 0
11 | 8 | 20 | 0 | 0 | 0 | 0 | 0 | 0 | 0 | 0 | 0
11 | 8 | 21 | 0 | 0 | 0 | 0 | 0 | 0 | 0 | 0 | 0
11 | 8 | 22 | 0 | 0 | 0 | 0 | 0 | 0 | 0 | 0 | 0
11 | 8 | 23 | 0 | 0 | 0 | 0 | 0 | 0 | 0 | 0 | 0
11 | 8 | 24 | 0 | 0 | 0 | 0 | 0 | 0 | 0 | 0 | 0
11 | 9 | 1 | 0 | 0 | 0 | 0 | 0 | 0 | 0 | 0 | 0
11 | 9 | 2 | 0 | 0 | 0 | 0 | 0 | 0 | 0 | 0 | 0
11 | 9 | 3 | 0 | 0 | 0 | 0 | 0 | 0 | 0 | 0 | 0
11 | 9 | 4 | 0 | 0 | 0 | 0 | 0 | 0 | 0 | 0 | 0
11 | 9 | 5 | 0 | 0 | 0 | 0 | 0 | 0 | 0 | 0 | 0
11 | 9 | 6 | 0 | 0 | 0 | 0 | 0 | 0 | 0 | 0 | 0
11 | 9 | 7 | 0 | 0 | 0 | 0 | 0 | 0 | 0 | 0 | 0
11 | 9 | 8 | 0 | 0 | 0 | 0 | 0 | 0 | 0 | 0 | 0
11 | 9 | 9 | 0 | 0 | 0 | 0 | 0 | 0 | 0 | 0 | 0
11 | 9 | 10 | 0 | 0 | 0 | 0 | 0 | 0 | 0 | 0 | 0
11 | 9 | 11 | 0 | 0 | 0 | 0 | 0 | 0 | 0 | 0 | 0
11 | 9 | 12 | 0 | 0 | 0 | 0 | 0 | 0 | 0 | 0 | 0
11 | 9 | 13 | 0 | 0 | 0 | 0 | 0 | 0 | 0 | 0 | 0
11 | 9 | 14 | 0 | 0 | 0 | 0 | 0 | 0 | 0 | 0 | 0
11 | 9 | 15 | 0 | 0 | 0 | 0 | 0 | 0 | 0 | 0 | 0
11 | 9 | 16 | 0 | 0 | 0 | 0 | 0 | 0 | 0 | 0 | 0
11 | 9 | 17 | 0 | 0 | 0 | 0 | 0 | 0 | 0 | 0 | 0
11 | 9 | 18 | 0 | 0 | 0 | 0 | 0 | 0 | 0 | 0 | 0
11 | 9 | 19 | 0 | 0 | 0 | 0 | 0 | 0 | 0 | 0 | 0
11 | 9 | 20 | 0 | 0 | 0 | 0 | 0 | 0 | 0 | 0 | 0
11 | 9 | 21 | 0 | 0 | 0 | 0 | 0 | 0 | 0 | 0 | 0
11 | 9 | 22 | 0 | 0 | 0 | 0 | 0 | 0 | 0 | 0 | 0
11 | 9 | 23 | 0 | 0 | 0 | 0 | 0 | 0 | 0 | 0 | 0
11 | 9 | 24 | 0 | 0 | 0 | 0 | 0 | 0 | 0 | 0 | 0
11 | 10 | 1 | 0 | 0 | 0 | 0 | 0 | 0 | 0 | 0 | 0
11 | 10 | 2 | 0 | 0 | 0 | 0 | 0 | 0 | 0 | 0 | 0
11 | 10 | 3 | 0 | 0 | 0 | 0 | 0 | 0 | 0 | 0 | 0
11 | 10 | 4 | 0 | 0 | 0 | 0 | 0 | 0 | 0 | 0 | 0
11 | 10 | 5 | 0 | 0 | 0 | 0 | 0 | 0 | 0 | 0 | 0
11 | 10 | 6 | 0 | 0 | 0 | 0 | 0 | 0 | 0 | 0 | 0
11 | 10 | 7 | 0 | 0 | 0 | 0 | 0 | 0 | 0 | 0 | 0
11 | 10 | 8 | 0 | 0 | 0 | 0 | 0 | 0 | 0 | 0 | 0
11 | 10 | 9 | 0 | 0 | 0 | 0 | 0 | 0 | 0 | 0 | 0
11 | 10 | 10 | 0 | 0 | 0 | 0 | 0 | 0 | 0 | 0 | 0
11 | 10 | 11 | 0 | 0 | 0 | 0 | 0 | 0 | 0 | 0 | 0
11 | 10 | 12 | 0 | 0 | 0 | 0 | 0 | 0 | 0 | 0 | 0
11 | 10 | 13 | 0 | 0 | 0 | 0 | 0 | 0 | 0 | 0 | 0
11 | 10 | 14 | 0 | 0 | 0 | 0 | 0 | 0 | 0 | 0 | 0
11 | 10 | 15 | 0 | 0 | 0 | 0 | 0 | 0 | 0 | 0 | 0
11 | 10 | 16 | 0 | 0 | 0 | 0 | 0 | 0 | 0 | 0 | 0
11 | 10 | 17 | 0 | 0 | 0 | 0 | 0 | 0 | 0 | 0 | 0
11 | 10 | 18 | 0 | 0 | 0 | 0 | 0 | 0 | 0 | 0 | 0
11 | 10 | 19 | 0 | 0 | 0 | 0 | 0 | 0 | 0 | 0 | 0
11 | 10 | 20 | 0 | 0 | 0 | 0 | 0 | 0 | 0 | 0 | 0
11 | 10 | 21 | 0 | 0 | 0 | 0 | 0 | 0 | 0 | 0 | 0
11 | 10 | 22 | 0 | 0 | 0 | 0 | 0 | 0 | 0 | 0 | 0
11 | 10 | 23 | 0 | 0 | 0 | 0 | 0 | 0 | 0 | 0 | 0
11 | 10 | 24 | 0 | 0 | 0 | 0 | 0 | 0 | 0 | 0 | 0
11 | 11 | 1 | 0 | 0 | 0 | 0 | 0 | 0 | 0 | 0 | 0
11 | 11 | 2 | 0 | 0 | 0 | 0 | 0 | 0 | 0 | 0 | 0
11 | 11 | 3 | 0 | 0 | 0 | 0 | 0 | 0 | 0 | 0 | 0
11 | 11 | 4 | 0 | 0 | 0 | 0 | 0 | 0 | 0 | 0 | 0
11 | 11 | 5 | 0 | 0 | 0 | 0 | 0 | 0 | 0 | 0 | 0
11 | 11 | 6 | 0 | 0 | 0 | 0 | 0 | 0 | 0 | 0 | 0
11 | 11 | 7 | 0 | 0 | 0 | 0 | 0 | 0 | 0 | 0 | 0
11 | 11 | 8 | 0 | 0 | 0 | 0 | 0 | 0 | 0 | 0 | 0
11 | 11 | 9 | 0 | 0 | 0 | 0 | 0 | 0 | 0 | 0 | 0
11 | 11 | 10 | 0 | 0 | 0 | 0 | 0 | 0 | 0 | 0 | 0
11 | 11 | 11 | 0 | 0 | 0 | 0 | 0 | 0 | 0 | 0 | 0
11 | 11 | 12 | 0 | 0 | 0 | 0 | 0 | 0 | 0 | 0 | 0
11 | 11 | 13 | 0 | 0 | 0 | 0 | 0 | 0 | 0 | 0 | 0
11 | 11 | 14 | 0 | 0 | 0 | 0 | 0 | 0 | 0 | 0 | 0
11 | 11 | 15 | 0 | 0 | 0 | 0 | 0 | 0 | 0 | 0 | 0
11 | 11 | 16 | 0 | 0 | 0 | 0 | 0 | 0 | 0 | 0 | 0
11 | 11 | 17 | 0 | 0 | 0 | 0 | 0 | 0 | 0 | 0 | 0
11 | 11 | 18 | 0 | 0 | 0 | 0 | 0 | 0 | 0 | 0 | 0
11 | 11 | 19 | 0 | 0 | 0 | 0 | 0 | 0 | 0 | 0 | 0
11 | 11 | 20 | 0 | 0 | 0 | 0 | 0 | 0 | 0 | 0 | 0
11 | 11 | 21 | 0 | 0 | 0 | 0 | 0 | 0 | 0 | 0 | 0
11 | 11 | 22 | 0 | 0 | 0 | 0 | 0 | 0 | 0 | 0 | 0
11 | 11 | 23 | 0 | 0 | 0 | 0 | 0 | 0 | 0 | 0 | 0
11 | 11 | 24 | 0 | 0 | 0 | 0 | 0 | 0 | 0 | 0 | 0
11 | 12 | 1 | 0 | 0 | 0 | 0 | 0 | 0 | 0 | 0 | 0
11 | 12 | 2 | 0 | 0 | 0 | 0 | 0 | 0 | 0 | 0 | 0
11 | 12 | 3 | 0 | 0 | 0 | 0 | 0 | 0 | 0 | 0 | 0
11 | 12 | 4 | 0 | 0 | 0 | 0 | 0 | 0 | 0 | 0 | 0
11 | 12 | 5 | 0 | 0 | 0 | 0 | 0 | 0 | 0 | 0 | 0
11 | 12 | 6 | 0 | 0 | 0 | 0 | 0 | 0 | 0 | 0 | 0
11 | 12 | 7 | 0 | 0 | 0 | 0 | 0 | 0 | 0 | 0 | 0
11 | 12 | 8 | 0 | 0 | 0 | 0 | 0 | 0 | 0 | 0 | 0
11 | 12 | 9 | 0 | 0 | 0 | 0 | 0 | 0 | 0 | 0 | 0
11 | 12 | 10 | 0 | 0 | 0 | 0 | 0 | 0 | 0 | 0 | 0
11 | 12 | 11 | 0 | 0 | 0 | 0 | 0 | 0 | 0 | 0 | 0
11 | 12 | 12 | 0 | 0 | 0 | 0 | 0 | 0 | 0 | 0 | 0
11 | 12 | 13 | 0 | 0 | 0 | 0 | 0 | 0 | 0 | 0 | 0
11 | 12 | 14 | 0 | 0 | 0 | 0 | 0 | 0 | 0 | 0 | 0
11 | 12 | 15 | 0 | 0 | 0 | 0 | 0 | 0 | 0 | 0 | 0
11 | 12 | 16 | 0 | 0 | 0 | 0 | 0 | 0 | 0 | 0 | 0
11 | 12 | 17 | 0 | 0 | 0 | 0 | 0 | 0 | 0 | 0 | 0
11 | 12 | 18 | 0 | 0 | 0 | 0 | 0 | 0 | 0 | 0 | 0
11 | 12 | 19 | 0 | 0 | 0 | 0 | 0 | 0 | 0 | 0 | 0
11 | 12 | 20 | 0 | 0 | 0 | 0 | 0 | 0 | 0 | 0 | 0
11 | 12 | 21 | 0 | 0 | 0 | 0 | 0 | 0 | 0 | 0 | 0
11 | 12 | 22 | 0 | 0 | 0 | 0 | 0 | 0 | 0 | 0 | 0
11 | 12 | 23 | 0 | 0 | 0 | 0 | 0 | 0 | 0 | 0 | 0
11 | 12 | 24 | 0 | 0 | 0 | 0 | 0 | 0 | 0 | 0 | 0
11 | 13 | 1 | 0 | 0 | 0 | 0 | 0 | 0 | 0 | 0 | 0
11 | 13 | 2 | 0 | 0 | 0 | 0 | 0 | 0 | 0 | 0 | 0
11 | 13 | 3 | 0 | 0 | 0 | 0 | 0 | 0 | 0 | 0 | 0
11 | 13 | 4 | 0 | 0 | 0 | 0 | 0 | 0 | 0 | 0 | 0
11 | 13 | 5 | 0 | 0 | 0 | 0 | 0 | 0 | 0 | 0 | 0
11 | 13 | 6 | 0 | 0 | 0 | 0 | 0 | 0 | 0 | 0 | 0
11 | 13 | 7 | 0 | 0 | 0 | 0 | 0 | 0 | 0 | 0 | 0
11 | 13 | 8 | 0 | 0 | 0 | 0 | 0 | 0 | 0 | 0 | 0
11 | 13 | 9 | 0 | 0 | 0 | 0 | 0 | 0 | 0 | 0 | 0
11 | 13 | 10 | 0 | 0 | 0 | 0 | 0 | 0 | 0 | 0 | 0
11 | 13 | 11 | 0 | 0 | 0 | 0 | 0 | 0 | 0 | 0 | 0
11 | 13 | 12 | 0 | 0 | 0 | 0 | 0 | 0 | 0 | 0 | 0
11 | 13 | 13 | 0 | 0 | 0 | 0 | 0 | 0 | 0 | 0 | 0
11 | 13 | 14 | 0 | 0 | 0 | 0 | 0 | 0 | 0 | 0 | 0
11 | 13 | 15 | 0 | 0 | 0 | 0 | 0 | 0 | 0 | 0 | 0
11 | 13 | 16 | 0 | 0 | 0 | 0 | 0 | 0 | 0 | 0 | 0
11 | 13 | 17 | 0 | 0 | 0 | 0 | 0 | 0 | 0 | 0 | 0
11 | 13 | 18 | 0 | 0 | 0 | 0 | 0 | 0 | 0 | 0 | 0
11 | 13 | 19 | 0 | 0 | 0 | 0 | 0 | 0 | 0 | 0 | 0
11 | 13 | 20 | 0 | 0 | 0 | 0 | 0 | 0 | 0 | 0 | 0
11 | 13 | 21 | 0 | 0 | 0 | 0 | 0 | 0 | 0 | 0 | 0
11 | 13 | 22 | 0 | 0 | 0 | 0 | 0 | 0 | 0 | 0 | 0
11 | 13 | 23 | 0 | 0 | 0 | 0 | 0 | 0 | 0 | 0 | 0
11 | 13 | 24 | 0 | 0 | 0 | 0 | 0 | 0 | 0 | 0 | 0
11 | 14 | 1 | 0 | 0 | 0 | 0 | 0 | 0 | 0 | 0 | 0
11 | 14 | 2 | 0 | 0 | 0 | 0 | 0 | 0 | 0 | 0 | 0
11 | 14 | 3 | 0 | 0 | 0 | 0 | 0 | 0 | 0 | 0 | 0
11 | 14 | 4 | 0 | 0 | 0 | 0 | 0 | 0 | 0 | 0 | 0
11 | 14 | 5 | 0 | 0 | 0 | 0 | 0 | 0 | 0 | 0 | 0
11 | 14 | 6 | 0 | 0 | 0 | 0 | 0 | 0 | 0 | 0 | 0
11 | 14 | 7 | 0 | 0 | 0 | 0 | 0 | 0 | 0 | 0 | 0
11 | 14 | 8 | 0 | 0 | 0 | 0 | 0 | 0 | 0 | 0 | 0
11 | 14 | 9 | 0 | 0 | 0 | 0 | 0 | 0 | 0 | 0 | 0
11 | 14 | 10 | 0 | 0 | 0 | 0 | 0 | 0 | 0 | 0 | 0
11 | 14 | 11 | 0 | 0 | 0 | 0 | 0 | 0 | 0 | 0 | 0
11 | 14 | 12 | 0 | 0 | 0 | 0 | 0 | 0 | 0 | 0 | 0
11 | 14 | 13 | 0 | 0 | 0 | 0 | 0 | 0 | 0 | 0 | 0
11 | 14 | 14 | 0 | 0 | 0 | 0 | 0 | 0 | 0 | 0 | 0
11 | 14 | 15 | 0 | 0 | 0 | 0 | 0 | 0 | 0 | 0 | 0
11 | 14 | 16 | 0 | 0 | 0 | 0 | 0 | 0 | 0 | 0 | 0
11 | 14 | 17 | 0 | 0 | 0 | 0 | 0 | 0 | 0 | 0 | 0
11 | 14 | 18 | 0 | 0 | 0 | 0 | 0 | 0 | 0 | 0 | 0
11 | 14 | 19 | 0 | 0 | 0 | 0 | 0 | 0 | 0 | 0 | 0
11 | 14 | 20 | 0 | 0 | 0 | 0 | 0 | 0 | 0 | 0 | 0
11 | 14 | 21 | 0 | 0 | 0 | 0 | 0 | 0 | 0 | 0 | 0
11 | 14 | 22 | 0 | 0 | 0 | 0 | 0 | 0 | 0 | 0 | 0
11 | 14 | 23 | 0 | 0 | 0 | 0 | 0 | 0 | 0 | 0 | 0
11 | 14 | 24 | 0 | 0 | 0 | 0 | 0 | 0 | 0 | 0 | 0
11 | 15 | 1 | 0 | 0 | 0 | 0 | 0 | 0 | 0 | 0 | 0
11 | 15 | 2 | 0 | 0 | 0 | 0 | 0 | 0 | 0 | 0 | 0
11 | 15 | 3 | 0 | 0 | 0 | 0 | 0 | 0 | 0 | 0 | 0
11 | 15 | 4 | 0 | 0 | 0 | 0 | 0 | 0 | 0 | 0 | 0
11 | 15 | 5 | 0 | 0 | 0 | 0 | 0 | 0 | 0 | 0 | 0
11 | 15 | 6 | 0 | 0 | 0 | 0 | 0 | 0 | 0 | 0 | 0
11 | 15 | 7 | 0 | 0 | 0 | 0 | 0 | 0 | 0 | 0 | 0
11 | 15 | 8 | 0 | 0 | 0 | 0 | 0 | 0 | 0 | 0 | 0
11 | 15 | 9 | 0 | 0 | 0 | 0 | 0 | 0 | 0 | 0 | 0
11 | 15 | 10 | 0 | 0 | 0 | 0 | 0 | 0 | 0 | 0 | 0
11 | 15 | 11 | 0 | 0 | 0 | 0 | 0 | 0 | 0 | 0 | 0
11 | 15 | 12 | 0 | 0 | 0 | 0 | 0 | 0 | 0 | 0 | 0
11 | 15 | 13 | 0 | 0 | 0 | 0 | 0 | 0 | 0 | 0 | 0
11 | 15 | 14 | 0 | 0 | 0 | 0 | 0 | 0 | 0 | 0 | 0
11 | 15 | 15 | 0 | 0 | 0 | 0 | 0 | 0 | 0 | 0 | 0
11 | 15 | 16 | 0 | 0 | 0 | 0 | 0 | 0 | 0 | 0 | 0
11 | 15 | 17 | 0 | 0 | 0 | 0 | 0 | 0 | 0 | 0 | 0
11 | 15 | 18 | 0 | 0 | 0 | 0 | 0 | 0 | 0 | 0 | 0
11 | 15 | 19 | 0 | 0 | 0 | 0 | 0 | 0 | 0 | 0 | 0
11 | 15 | 20 | 0 | 0 | 0 | 0 | 0 | 0 | 0 | 0 | 0
11 | 15 | 21 | 0 | 0 | 0 | 0 | 0 | 0 | 0 | 0 | 0
11 | 15 | 22 | 0 | 0 | 0 | 0 | 0 | 0 | 0 | 0 | 0
11 | 15 | 23 | 0 | 0 | 0 | 0 | 0 | 0 | 0 | 0 | 0
11 | 15 | 24 | 0 | 0 | 0 | 0 | 0 | 0 | 0 | 0 | 0
11 | 16 | 1 | 0 | 0 | 0 | 0 | 0 | 0 | 0 | 0 | 0
11 | 16 | 2 | 0 | 0 | 0 | 0 | 0 | 0 | 0 | 0 | 0
11 | 16 | 3 | 0 | 0 | 0 | 0 | 0 | 0 | 0 | 0 | 0
11 | 16 | 4 | 0 | 0 | 0 | 0 | 0 | 0 | 0 | 0 | 0
11 | 16 | 5 | 0 | 0 | 0 | 0 | 0 | 0 | 0 | 0 | 0
11 | 16 | 6 | 0 | 0 | 0 | 0 | 0 | 0 | 0 | 0 | 0
11 | 16 | 7 | 0 | 0 | 0 | 0 | 0 | 0 | 0 | 0 | 0
11 | 16 | 8 | 0 | 0 | 0 | 0 | 0 | 0 | 0 | 0 | 0
11 | 16 | 9 | 0 | 0 | 0 | 0 | 0 | 0 | 0 | 0 | 0
11 | 16 | 10 | 0 | 0 | 0 | 0 | 0 | 0 | 0 | 0 | 0
11 | 16 | 11 | 0 | 0 | 0 | 0 | 0 | 0 | 0 | 0 | 0
11 | 16 | 12 | 0 | 0 | 0 | 0 | 0 | 0 | 0 | 0 | 0
11 | 16 | 13 | 0 | 0 | 0 | 0 | 0 | 0 | 0 | 0 | 0
11 | 16 | 14 | 0 | 0 | 0 | 0 | 0 | 0 | 0 | 0 | 0
11 | 16 | 15 | 0 | 0 | 0 | 0 | 0 | 0 | 0 | 0 | 0
11 | 16 | 16 | 0 | 0 | 0 | 0 | 0 | 0 | 0 | 0 | 0
11 | 16 | 17 | 0 | 0 | 0 | 0 | 0 | 0 | 0 | 0 | 0
11 | 16 | 18 | 0 | 0 | 0 | 0 | 0 | 0 | 0 | 0 | 0
11 | 16 | 19 | 0 | 0 | 0 | 0 | 0 | 0 | 0 | 0 | 0
11 | 16 | 20 | 0 | 0 | 0 | 0 | 0 | 0 | 0 | 0 | 0
11 | 16 | 21 | 0 | 0 | 0 | 0 | 0 | 0 | 0 | 0 | 0
11 | 16 | 22 | 0 | 0 | 0 | 0 | 0 | 0 | 0 | 0 | 0
11 | 16 | 23 | 0 | 0 | 0 | 0 | 0 | 0 | 0 | 0 | 0
11 | 16 | 24 | 0 | 0 | 0 | 0 | 0 | 0 | 0 | 0 | 0
11 | 17 | 1 | 0 | 0 | 0 | 0 | 0 | 0 | 0 | 0 | 0
11 | 17 | 2 | 0 | 0 | 0 | 0 | 0 | 0 | 0 | 0 | 0
11 | 17 | 3 | 0 | 0 | 0 | 0 | 0 | 0 | 0 | 0 | 0
11 | 17 | 4 | 0 | 0 | 0 | 0 | 0 | 0 | 0 | 0 | 0
11 | 17 | 5 | 0 | 0 | 0 | 0 | 0 | 0 | 0 | 0 | 0
11 | 17 | 6 | 0 | 0 | 0 | 0 | 0 | 0 | 0 | 0 | 0
11 | 17 | 7 | 0 | 0 | 0 | 0 | 0 | 0 | 0 | 0 | 0
11 | 17 | 8 | 0 | 0 | 0 | 0 | 0 | 0 | 0 | 0 | 0
11 | 17 | 9 | 0 | 0 | 0 | 0 | 0 | 0 | 0 | 0 | 0
11 | 17 | 10 | 0 | 0 | 0 | 0 | 0 | 0 | 0 | 0 | 0
11 | 17 | 11 | 0 | 0 | 0 | 0 | 0 | 0 | 0 | 0 | 0
11 | 17 | 12 | 0 | 0 | 0 | 0 | 0 | 0 | 0 | 0 | 0
11 | 17 | 13 | 0 | 0 | 0 | 0 | 0 | 0 | 0 | 0 | 0
11 | 17 | 14 | 0 | 0 | 0 | 0 | 0 | 0 | 0 | 0 | 0
11 | 17 | 15 | 0 | 0 | 0 | 0 | 0 | 0 | 0 | 0 | 0
11 | 17 | 16 | 0 | 0 | 0 | 0 | 0 | 0 | 0 | 0 | 0
11 | 17 | 17 | 0 | 0 | 0 | 0 | 0 | 0 | 0 | 0 | 0
11 | 17 | 18 | 0 | 0 | 0 | 0 | 0 | 0 | 0 | 0 | 0
11 | 17 | 19 | 0 | 0 | 0 | 0 | 0 | 0 | 0 | 0 | 0
11 | 17 | 20 | 0 | 0 | 0 | 0 | 0 | 0 | 0 | 0 | 0
11 | 17 | 21 | 0 | 0 | 0 | 0 | 0 | 0 | 0 | 0 | 0
11 | 17 | 22 | 0 | 0 | 0 | 0 | 0 | 0 | 0 | 0 | 0
11 | 17 | 23 | 0 | 0 | 0 | 0 | 0 | 0 | 0 | 0 | 0
11 | 17 | 24 | 0 | 0 | 0 | 0 | 0 | 0 | 0 | 0 | 0
11 | 18 | 1 | 0 | 0 | 0 | 0 | 0 | 0 | 0 | 0 | 0
11 | 18 | 2 | 0 | 0 | 0 | 0 | 0 | 0 | 0 | 0 | 0
11 | 18 | 3 | 0 | 0 | 0 | 0 | 0 | 0 | 0 | 0 | 0
11 | 18 | 4 | 0 | 0 | 0 | 0 | 0 | 0 | 0 | 0 | 0
11 | 18 | 5 | 0 | 0 | 0 | 0 | 0 | 0 | 0 | 0 | 0
11 | 18 | 6 | 0 | 0 | 0 | 0 | 0 | 0 | 0 | 0 | 0
11 | 18 | 7 | 0 | 0 | 0 | 0 | 0 | 0 | 0 | 0 | 0
11 | 18 | 8 | 0 | 0 | 0 | 0 | 0 | 0 | 0 | 0 | 0
11 | 18 | 9 | 0 | 0 | 0 | 0 | 0 | 0 | 0 | 0 | 0
11 | 18 | 10 | 0 | 0 | 0 | 0 | 0 | 0 | 0 | 0 | 0
11 | 18 | 11 | 0 | 0 | 0 | 0 | 0 | 0 | 0 | 0 | 0
11 | 18 | 12 | 0 | 0 | 0 | 0 | 0 | 0 | 0 | 0 | 0
11 | 18 | 13 | 0 | 0 | 0 | 0 | 0 | 0 | 0 | 0 | 0
11 | 18 | 14 | 0 | 0 | 0 | 0 | 0 | 0 | 0 | 0 | 0
11 | 18 | 15 | 0 | 0 | 0 | 0 | 0 | 0 | 0 | 0 | 0
11 | 18 | 16 | 0 | 0 | 0 | 0 | 0 | 0 | 0 | 0 | 0
11 | 18 | 17 | 0 | 0 | 0 | 0 | 0 | 0 | 0 | 0 | 0
11 | 18 | 18 | 0 | 0 | 0 | 0 | 0 | 0 | 0 | 0 | 0
11 | 18 | 19 | 0 | 0 | 0 | 0 | 0 | 0 | 0 | 0 | 0
11 | 18 | 20 | 0 | 0 | 0 | 0 | 0 | 0 | 0 | 0 | 0
11 | 18 | 21 | 0 | 0 | 0 | 0 | 0 | 0 | 0 | 0 | 0
11 | 18 | 22 | 0 | 0 | 0 | 0 | 0 | 0 | 0 | 0 | 0
11 | 18 | 23 | 0 | 0 | 0 | 0 | 0 | 0 | 0 | 0 | 0
11 | 18 | 24 | 0 | 0 | 0 | 0 | 0 | 0 | 0 | 0 | 0
11 | 19 | 1 | 0 | 0 | 0 | 0 | 0 | 0 | 0 | 0 | 0
11 | 19 | 2 | 0 | 0 | 0 | 0 | 0 | 0 | 0 | 0 | 0
11 | 19 | 3 | 0 | 0 | 0 | 0 | 0 | 0 | 0 | 0 | 0
11 | 19 | 4 | 0 | 0 | 0 | 0 | 0 | 0 | 0 | 0 | 0
11 | 19 | 5 | 0 | 0 | 0 | 0 | 0 | 0 | 0 | 0 | 0
11 | 19 | 6 | 0 | 0 | 0 | 0 | 0 | 0 | 0 | 0 | 0
11 | 19 | 7 | 0 | 0 | 0 | 0 | 0 | 0 | 0 | 0 | 0
11 | 19 | 8 | 0 | 0 | 0 | 0 | 0 | 0 | 0 | 0 | 0
11 | 19 | 9 | 0 | 0 | 0 | 0 | 0 | 0 | 0 | 0 | 0
11 | 19 | 10 | 0 | 0 | 0 | 0 | 0 | 0 | 0 | 0 | 0
11 | 19 | 11 | 0 | 0 | 0 | 0 | 0 | 0 | 0 | 0 | 0
11 | 19 | 12 | 0 | 0 | 0 | 0 | 0 | 0 | 0 | 0 | 0
11 | 19 | 13 | 0 | 0 | 0 | 0 | 0 | 0 | 0 | 0 | 0
11 | 19 | 14 | 0 | 0 | 0 | 0 | 0 | 0 | 0 | 0 | 0
11 | 19 | 15 | 0 | 0 | 0 | 0 | 0 | 0 | 0 | 0 | 0
11 | 19 | 16 | 0 | 0 | 0 | 0 | 0 | 0 | 0 | 0 | 0
11 | 19 | 17 | 0 | 0 | 0 | 0 | 0 | 0 | 0 | 0 | 0
11 | 19 | 18 | 0 | 0 | 0 | 0 | 0 | 0 | 0 | 0 | 0
11 | 19 | 19 | 0 | 0 | 0 | 0 | 0 | 0 | 0 | 0 | 0
11 | 19 | 20 | 0 | 0 | 0 | 0 | 0 | 0 | 0 | 0 | 0
11 | 19 | 21 | 0 | 0 | 0 | 0 | 0 | 0 | 0 | 0 | 0
11 | 19 | 22 | 0 | 0 | 0 | 0 | 0 | 0 | 0 | 0 | 0
11 | 19 | 23 | 0 | 0 | 0 | 0 | 0 | 0 | 0 | 0 | 0
11 | 19 | 24 | 0 | 0 | 0 | 0 | 0 | 0 | 0 | 0 | 0
11 | 20 | 1 | 0 | 0 | 0 | 0 | 0 | 0 | 0 | 0 | 0
11 | 20 | 2 | 0 | 0 | 0 | 0 | 0 | 0 | 0 | 0 | 0
11 | 20 | 3 | 0 | 0 | 0 | 0 | 0 | 0 | 0 | 0 | 0
11 | 20 | 4 | 0 | 0 | 0 | 0 | 0 | 0 | 0 | 0 | 0
11 | 20 | 5 | 0 | 0 | 0 | 0 | 0 | 0 | 0 | 0 | 0
11 | 20 | 6 | 0 | 0 | 0 | 0 | 0 | 0 | 0 | 0 | 0
11 | 20 | 7 | 0 | 0 | 0 | 0 | 0 | 0 | 0 | 0 | 0
11 | 20 | 8 | 0 | 0 | 0 | 0 | 0 | 0 | 0 | 0 | 0
11 | 20 | 9 | 0 | 0 | 0 | 0 | 0 | 0 | 0 | 0 | 0
11 | 20 | 10 | 0 | 0 | 0 | 0 | 0 | 0 | 0 | 0 | 0
11 | 20 | 11 | 0 | 0 | 0 | 0 | 0 | 0 | 0 | 0 | 0
11 | 20 | 12 | 0 | 0 | 0 | 0 | 0 | 0 | 0 | 0 | 0
11 | 20 | 13 | 0 | 0 | 0 | 0 | 0 | 0 | 0 | 0 | 0
11 | 20 | 14 | 0 | 0 | 0 | 0 | 0 | 0 | 0 | 0 | 0
11 | 20 | 15 | 0 | 0 | 0 | 0 | 0 | 0 | 0 | 0 | 0
11 | 20 | 16 | 0 | 0 | 0 | 0 | 0 | 0 | 0 | 0 | 0
11 | 20 | 17 | 0 | 0 | 0 | 0 | 0 | 0 | 0 | 0 | 0
11 | 20 | 18 | 0 | 0 | 0 | 0 | 0 | 0 | 0 | 0 | 0
11 | 20 | 19 | 0 | 0 | 0 | 0 | 0 | 0 | 0 | 0 | 0
11 | 20 | 20 | 0 | 0 | 0 | 0 | 0 | 0 | 0 | 0 | 0
11 | 20 | 21 | 0 | 0 | 0 | 0 | 0 | 0 | 0 | 0 | 0
11 | 20 | 22 | 0 | 0 | 0 | 0 | 0 | 0 | 0 | 0 | 0
11 | 20 | 23 | 0 | 0 | 0 | 0 | 0 | 0 | 0 | 0 | 0
11 | 20 | 24 | 0 | 0 | 0 | 0 | 0 | 0 | 0 | 0 | 0
11 | 21 | 1 | 0 | 0 | 0 | 0 | 0 | 0 | 0 | 0 | 0
11 | 21 | 2 | 0 | 0 | 0 | 0 | 0 | 0 | 0 | 0 | 0
11 | 21 | 3 | 0 | 0 | 0 | 0 | 0 | 0 | 0 | 0 | 0
11 | 21 | 4 | 0 | 0 | 0 | 0 | 0 | 0 | 0 | 0 | 0
11 | 21 | 5 | 0 | 0 | 0 | 0 | 0 | 0 | 0 | 0 | 0
11 | 21 | 6 | 0 | 0 | 0 | 0 | 0 | 0 | 0 | 0 | 0
11 | 21 | 7 | 0 | 0 | 0 | 0 | 0 | 0 | 0 | 0 | 0
11 | 21 | 8 | 0 | 0 | 0 | 0 | 0 | 0 | 0 | 0 | 0
11 | 21 | 9 | 0 | 0 | 0 | 0 | 0 | 0 | 0 | 0 | 0
11 | 21 | 10 | 0 | 0 | 0 | 0 | 0 | 0 | 0 | 0 | 0
11 | 21 | 11 | 0 | 0 | 0 | 0 | 0 | 0 | 0 | 0 | 0
11 | 21 | 12 | 0 | 0 | 0 | 0 | 0 | 0 | 0 | 0 | 0
11 | 21 | 13 | 0 | 0 | 0 | 0 | 0 | 0 | 0 | 0 | 0
11 | 21 | 14 | 0 | 0 | 0 | 0 | 0 | 0 | 0 | 0 | 0
11 | 21 | 15 | 0 | 0 | 0 | 0 | 0 | 0 | 0 | 0 | 0
11 | 21 | 16 | 0 | 0 | 0 | 0 | 0 | 0 | 0 | 0 | 0
11 | 21 | 17 | 0 | 0 | 0 | 0 | 0 | 0 | 0 | 0 | 0
11 | 21 | 18 | 0 | 0 | 0 | 0 | 0 | 0 | 0 | 0 | 0
11 | 21 | 19 | 0 | 0 | 0 | 0 | 0 | 0 | 0 | 0 | 0
11 | 21 | 20 | 0 | 0 | 0 | 0 | 0 | 0 | 0 | 0 | 0
11 | 21 | 21 | 0 | 0 | 0 | 0 | 0 | 0 | 0 | 0 | 0
11 | 21 | 22 | 0 | 0 | 0 | 0 | 0 | 0 | 0 | 0 | 0
11 | 21 | 23 | 0 | 0 | 0 | 0 | 0 | 0 | 0 | 0 | 0
11 | 21 | 24 | 0 | 0 | 0 | 0 | 0 | 0 | 0 | 0 | 0
11 | 22 | 1 | 0 | 0 | 0 | 0 | 0 | 0 | 0 | 0 | 0
11 | 22 | 2 | 0 | 0 | 0 | 0 | 0 | 0 | 0 | 0 | 0
11 | 22 | 3 | 0 | 0 | 0 | 0 | 0 | 0 | 0 | 0 | 0
11 | 22 | 4 | 0 | 0 | 0 | 0 | 0 | 0 | 0 | 0 | 0
11 | 22 | 5 | 0 | 0 | 0 | 0 | 0 | 0 | 0 | 0 | 0
11 | 22 | 6 | 0 | 0 | 0 | 0 | 0 | 0 | 0 | 0 | 0
11 | 22 | 7 | 0 | 0 | 0 | 0 | 0 | 0 | 0 | 0 | 0
11 | 22 | 8 | 0 | 0 | 0 | 0 | 0 | 0 | 0 | 0 | 0
11 | 22 | 9 | 0 | 0 | 0 | 0 | 0 | 0 | 0 | 0 | 0
11 | 22 | 10 | 0 | 0 | 0 | 0 | 0 | 0 | 0 | 0 | 0
11 | 22 | 11 | 0 | 0 | 0 | 0 | 0 | 0 | 0 | 0 | 0
11 | 22 | 12 | 0 | 0 | 0 | 0 | 0 | 0 | 0 | 0 | 0
11 | 22 | 13 | 0 | 0 | 0 | 0 | 0 | 0 | 0 | 0 | 0
11 | 22 | 14 | 0 | 0 | 0 | 0 | 0 | 0 | 0 | 0 | 0
11 | 22 | 15 | 0 | 0 | 0 | 0 | 0 | 0 | 0 | 0 | 0
11 | 22 | 16 | 0 | 0 | 0 | 0 | 0 | 0 | 0 | 0 | 0
11 | 22 | 17 | 0 | 0 | 0 | 0 | 0 | 0 | 0 | 0 | 0
11 | 22 | 18 | 0 | 0 | 0 | 0 | 0 | 0 | 0 | 0 | 0
11 | 22 | 19 | 0 | 0 | 0 | 0 | 0 | 0 | 0 | 0 | 0
11 | 22 | 20 | 0 | 0 | 0 | 0 | 0 | 0 | 0 | 0 | 0
11 | 22 | 21 | 0 | 0 | 0 | 0 | 0 | 0 | 0 | 0 | 0
11 | 22 | 22 | 0 | 0 | 0 | 0 | 0 | 0 | 0 | 0 | 0
11 | 22 | 23 | 0 | 0 | 0 | 0 | 0 | 0 | 0 | 0 | 0
11 | 22 | 24 | 0 | 0 | 0 | 0 | 0 | 0 | 0 | 0 | 0
11 | 23 | 1 | 0 | 0 | 0 | 0 | 0 | 0 | 0 | 0 | 0
11 | 23 | 2 | 0 | 0 | 0 | 0 | 0 | 0 | 0 | 0 | 0
11 | 23 | 3 | 0 | 0 | 0 | 0 | 0 | 0 | 0 | 0 | 0
11 | 23 | 4 | 0 | 0 | 0 | 0 | 0 | 0 | 0 | 0 | 0
11 | 23 | 5 | 0 | 0 | 0 | 0 | 0 | 0 | 0 | 0 | 0
11 | 23 | 6 | 0 | 0 | 0 | 0 | 0 | 0 | 0 | 0 | 0
11 | 23 | 7 | 0 | 0 | 0 | 0 | 0 | 0 | 0 | 0 | 0
11 | 23 | 8 | 0 | 0 | 0 | 0 | 0 | 0 | 0 | 0 | 0
11 | 23 | 9 | 0 | 0 | 0 | 0 | 0 | 0 | 0 | 0 | 0
11 | 23 | 10 | 0 | 0 | 0 | 0 | 0 | 0 | 0 | 0 | 0
11 | 23 | 11 | 0 | 0 | 0 | 0 | 0 | 0 | 0 | 0 | 0
11 | 23 | 12 | 0 | 0 | 0 | 0 | 0 | 0 | 0 | 0 | 0
11 | 23 | 13 | 0 | 0 | 0 | 0 | 0 | 0 | 0 | 0 | 0
11 | 23 | 14 | 0 | 0 | 0 | 0 | 0 | 0 | 0 | 0 | 0
11 | 23 | 15 | 0 | 0 | 0 | 0 | 0 | 0 | 0 | 0 | 0
11 | 23 | 16 | 0 | 0 | 0 | 0 | 0 | 0 | 0 | 0 | 0
11 | 23 | 17 | 0 | 0 | 0 | 0 | 0 | 0 | 0 | 0 | 0
11 | 23 | 18 | 0 | 0 | 0 | 0 | 0 | 0 | 0 | 0 | 0
11 | 23 | 19 | 0 | 0 | 0 | 0 | 0 | 0 | 0 | 0 | 0
11 | 23 | 20 | 0 | 0 | 0 | 0 | 0 | 0 | 0 | 0 | 0
11 | 23 | 21 | 0 | 0 | 0 | 0 | 0 | 0 | 0 | 0 | 0
11 | 23 | 22 | 0 | 0 | 0 | 0 | 0 | 0 | 0 | 0 | 0
11 | 23 | 23 | 0 | 0 | 0 | 0 | 0 | 0 | 0 | 0 | 0
11 | 23 | 24 | 0 | 0 | 0 | 0 | 0 | 0 | 0 | 0 | 0
11 | 24 | 1 | 0 | 0 | 0 | 0 | 0 | 0 | 0 | 0 | 0
11 | 24 | 2 | 0 | 0 | 0 | 0 | 0 | 0 | 0 | 0 | 0
11 | 24 | 3 | 0 | 0 | 0 | 0 | 0 | 0 | 0 | 0 | 0
11 | 24 | 4 | 0 | 0 | 0 | 0 | 0 | 0 | 0 | 0 | 0
11 | 24 | 5 | 0 | 0 | 0 | 0 | 0 | 0 | 0 | 0 | 0
11 | 24 | 6 | 0 | 0 | 0 | 0 | 0 | 0 | 0 | 0 | 0
11 | 24 | 7 | 0 | 0 | 0 | 0 | 0 | 0 | 0 | 0 | 0
11 | 24 | 8 | 0 | 0 | 0 | 0 | 0 | 0 | 0 | 0 | 0
11 | 24 | 9 | 0 | 0 | 0 | 0 | 0 | 0 | 0 | 0 | 0
11 | 24 | 10 | 0 | 0 | 0 | 0 | 0 | 0 | 0 | 0 | 0
11 | 24 | 11 | 0 | 0 | 0 | 0 | 0 | 0 | 0 | 0 | 0
11 | 24 | 12 | 0 | 0 | 0 | 0 | 0 | 0 | 0 | 0 | 0
11 | 24 | 13 | 0 | 0 | 0 | 0 | 0 | 0 | 0 | 0 | 0
11 | 24 | 14 | 0 | 0 | 0 | 0 | 0 | 0 | 0 | 0 | 0
11 | 24 | 15 | 0 | 0 | 0 | 0 | 0 | 0 | 0 | 0 | 0
11 | 24 | 16 | 0 | 0 | 0 | 0 | 0 | 0 | 0 | 0 | 0
11 | 24 | 17 | 0 | 0 | 0 | 0 | 0 | 0 | 0 | 0 | 0
11 | 24 | 18 | 0 | 0 | 0 | 0 | 0 | 0 | 0 | 0 | 0
11 | 24 | 19 | 0 | 0 | 0 | 0 | 0 | 0 | 0 | 0 | 0
11 | 24 | 20 | 0 | 0 | 0 | 0 | 0 | 0 | 0 | 0 | 0
11 | 24 | 21 | 0 | 0 | 0 | 0 | 0 | 0 | 0 | 0 | 0
11 | 24 | 22 | 0 | 0 | 0 | 0 | 0 | 0 | 0 | 0 | 0
11 | 24 | 23 | 0 | 0 | 0 | 0 | 0 | 0 | 0 | 0 | 0
11 | 24 | 24 | 0 | 0 | 0 | 0 | 0 | 0 | 0 | 0 | 0
11 | 25 | 1 | 0 | 0 | 0 | 0 | 0 | 0 | 0 | 0 | 0
11 | 25 | 2 | 0 | 0 | 0 | 0 | 0 | 0 | 0 | 0 | 0
11 | 25 | 3 | 0 | 0 | 0 | 0 | 0 | 0 | 0 | 0 | 0
11 | 25 | 4 | 0 | 0 | 0 | 0 | 0 | 0 | 0 | 0 | 0
11 | 25 | 5 | 0 | 0 | 0 | 0 | 0 | 0 | 0 | 0 | 0
11 | 25 | 6 | 0 | 0 | 0 | 0 | 0 | 0 | 0 | 0 | 0
11 | 25 | 7 | 0 | 0 | 0 | 0 | 0 | 0 | 0 | 0 | 0
11 | 25 | 8 | 0 | 0 | 0 | 0 | 0 | 0 | 0 | 0 | 0
11 | 25 | 9 | 0 | 0 | 0 | 0 | 0 | 0 | 0 | 0 | 0
11 | 25 | 10 | 0 | 0 | 0 | 0 | 0 | 0 | 0 | 0 | 0
11 | 25 | 11 | 0 | 0 | 0 | 0 | 0 | 0 | 0 | 0 | 0
11 | 25 | 12 | 0 | 0 | 0 | 0 | 0 | 0 | 0 | 0 | 0
11 | 25 | 13 | 0 | 0 | 0 | 0 | 0 | 0 | 0 | 0 | 0
11 | 25 | 14 | 0 | 0 | 0 | 0 | 0 | 0 | 0 | 0 | 0
11 | 25 | 15 | 0 | 0 | 0 | 0 | 0 | 0 | 0 | 0 | 0
11 | 25 | 16 | 0 | 0 | 0 | 0 | 0 | 0 | 0 | 0 | 0
11 | 25 | 17 | 0 | 0 | 0 | 0 | 0 | 0 | 0 | 0 | 0
11 | 25 | 18 | 0 | 0 | 0 | 0 | 0 | 0 | 0 | 0 | 0
11 | 25 | 19 | 0 | 0 | 0 | 0 | 0 | 0 | 0 | 0 | 0
11 | 25 | 20 | 0 | 0 | 0 | 0 | 0 | 0 | 0 | 0 | 0
11 | 25 | 21 | 0 | 0 | 0 | 0 | 0 | 0 | 0 | 0 | 0
11 | 25 | 22 | 0 | 0 | 0 | 0 | 0 | 0 | 0 | 0 | 0
11 | 25 | 23 | 0 | 0 | 0 | 0 | 0 | 0 | 0 | 0 | 0
11 | 25 | 24 | 0 | 0 | 0 | 0 | 0 | 0 | 0 | 0 | 0
11 | 26 | 1 | 0 | 0 | 0 | 0 | 0 | 0 | 0 | 0 | 0
11 | 26 | 2 | 0 | 0 | 0 | 0 | 0 | 0 | 0 | 0 | 0
11 | 26 | 3 | 0 | 0 | 0 | 0 | 0 | 0 | 0 | 0 | 0
11 | 26 | 4 | 0 | 0 | 0 | 0 | 0 | 0 | 0 | 0 | 0
11 | 26 | 5 | 0 | 0 | 0 | 0 | 0 | 0 | 0 | 0 | 0
11 | 26 | 6 | 0 | 0 | 0 | 0 | 0 | 0 | 0 | 0 | 0
11 | 26 | 7 | 0 | 0 | 0 | 0 | 0 | 0 | 0 | 0 | 0
11 | 26 | 8 | 0 | 0 | 0 | 0 | 0 | 0 | 0 | 0 | 0
11 | 26 | 9 | 0 | 0 | 0 | 0 | 0 | 0 | 0 | 0 | 0
11 | 26 | 10 | 0 | 0 | 0 | 0 | 0 | 0 | 0 | 0 | 0
11 | 26 | 11 | 0 | 0 | 0 | 0 | 0 | 0 | 0 | 0 | 0
11 | 26 | 12 | 0 | 0 | 0 | 0 | 0 | 0 | 0 | 0 | 0
11 | 26 | 13 | 0 | 0 | 0 | 0 | 0 | 0 | 0 | 0 | 0
11 | 26 | 14 | 0 | 0 | 0 | 0 | 0 | 0 | 0 | 0 | 0
11 | 26 | 15 | 0 | 0 | 0 | 0 | 0 | 0 | 0 | 0 | 0
11 | 26 | 16 | 0 | 0 | 0 | 0 | 0 | 0 | 0 | 0 | 0
11 | 26 | 17 | 0 | 0 | 0 | 0 | 0 | 0 | 0 | 0 | 0
11 | 26 | 18 | 0 | 0 | 0 | 0 | 0 | 0 | 0 | 0 | 0
11 | 26 | 19 | 0 | 0 | 0 | 0 | 0 | 0 | 0 | 0 | 0
11 | 26 | 20 | 0 | 0 | 0 | 0 | 0 | 0 | 0 | 0 | 0
11 | 26 | 21 | 0 | 0 | 0 | 0 | 0 | 0 | 0 | 0 | 0
11 | 26 | 22 | 0 | 0 | 0 | 0 | 0 | 0 | 0 | 0 | 0
11 | 26 | 23 | 0 | 0 | 0 | 0 | 0 | 0 | 0 | 0 | 0
11 | 26 | 24 | 0 | 0 | 0 | 0 | 0 | 0 | 0 | 0 | 0
11 | 27 | 1 | 0 | 0 | 0 | 0 | 0 | 0 | 0 | 0 | 0
11 | 27 | 2 | 0 | 0 | 0 | 0 | 0 | 0 | 0 | 0 | 0
11 | 27 | 3 | 0 | 0 | 0 | 0 | 0 | 0 | 0 | 0 | 0
11 | 27 | 4 | 0 | 0 | 0 | 0 | 0 | 0 | 0 | 0 | 0
11 | 27 | 5 | 0 | 0 | 0 | 0 | 0 | 0 | 0 | 0 | 0
11 | 27 | 6 | 0 | 0 | 0 | 0 | 0 | 0 | 0 | 0 | 0
11 | 27 | 7 | 0 | 0 | 0 | 0 | 0 | 0 | 0 | 0 | 0
11 | 27 | 8 | 0 | 0 | 0 | 0 | 0 | 0 | 0 | 0 | 0
11 | 27 | 9 | 0 | 0 | 0 | 0 | 0 | 0 | 0 | 0 | 0
11 | 27 | 10 | 0 | 0 | 0 | 0 | 0 | 0 | 0 | 0 | 0
11 | 27 | 11 | 0 | 0 | 0 | 0 | 0 | 0 | 0 | 0 | 0
11 | 27 | 12 | 0 | 0 | 0 | 0 | 0 | 0 | 0 | 0 | 0
11 | 27 | 13 | 0 | 0 | 0 | 0 | 0 | 0 | 0 | 0 | 0
11 | 27 | 14 | 0 | 0 | 0 | 0 | 0 | 0 | 0 | 0 | 0
11 | 27 | 15 | 0 | 0 | 0 | 0 | 0 | 0 | 0 | 0 | 0
11 | 27 | 16 | 0 | 0 | 0 | 0 | 0 | 0 | 0 | 0 | 0
11 | 27 | 17 | 0 | 0 | 0 | 0 | 0 | 0 | 0 | 0 | 0
11 | 27 | 18 | 0 | 0 | 0 | 0 | 0 | 0 | 0 | 0 | 0
11 | 27 | 19 | 0 | 0 | 0 | 0 | 0 | 0 | 0 | 0 | 0
11 | 27 | 20 | 0 | 0 | 0 | 0 | 0 | 0 | 0 | 0 | 0
11 | 27 | 21 | 0 | 0 | 0 | 0 | 0 | 0 | 0 | 0 | 0
11 | 27 | 22 | 0 | 0 | 0 | 0 | 0 | 0 | 0 | 0 | 0
11 | 27 | 23 | 0 | 0 | 0 | 0 | 0 | 0 | 0 | 0 | 0
11 | 27 | 24 | 0 | 0 | 0 | 0 | 0 | 0 | 0 | 0 | 0
11 | 28 | 1 | 0 | 0 | 0 | 0 | 0 | 0 | 0 | 0 | 0
11 | 28 | 2 | 0 | 0 | 0 | 0 | 0 | 0 | 0 | 0 | 0
11 | 28 | 3 | 0 | 0 | 0 | 0 | 0 | 0 | 0 | 0 | 0
11 | 28 | 4 | 0 | 0 | 0 | 0 | 0 | 0 | 0 | 0 | 0
11 | 28 | 5 | 0 | 0 | 0 | 0 | 0 | 0 | 0 | 0 | 0
11 | 28 | 6 | 0 | 0 | 0 | 0 | 0 | 0 | 0 | 0 | 0
11 | 28 | 7 | 0 | 0 | 0 | 0 | 0 | 0 | 0 | 0 | 0
11 | 28 | 8 | 0 | 0 | 0 | 0 | 0 | 0 | 0 | 0 | 0
11 | 28 | 9 | 0 | 0 | 0 | 0 | 0 | 0 | 0 | 0 | 0
11 | 28 | 10 | 0 | 0 | 0 | 0 | 0 | 0 | 0 | 0 | 0
11 | 28 | 11 | 0 | 0 | 0 | 0 | 0 | 0 | 0 | 0 | 0
11 | 28 | 12 | 0 | 0 | 0 | 0 | 0 | 0 | 0 | 0 | 0
11 | 28 | 13 | 0 | 0 | 0 | 0 | 0 | 0 | 0 | 0 | 0
11 | 28 | 14 | 0 | 0 | 0 | 0 | 0 | 0 | 0 | 0 | 0
11 | 28 | 15 | 0 | 0 | 0 | 0 | 0 | 0 | 0 | 0 | 0
11 | 28 | 16 | 0 | 0 | 0 | 0 | 0 | 0 | 0 | 0 | 0
11 | 28 | 17 | 0 | 0 | 0 | 0 | 0 | 0 | 0 | 0 | 0
11 | 28 | 18 | 0 | 0 | 0 | 0 | 0 | 0 | 0 | 0 | 0
11 | 28 | 19 | 0 | 0 | 0 | 0 | 0 | 0 | 0 | 0 | 0
11 | 28 | 20 | 0 | 0 | 0 | 0 | 0 | 0 | 0 | 0 | 0
11 | 28 | 21 | 0 | 0 | 0 | 0 | 0 | 0 | 0 | 0 | 0
11 | 28 | 22 | 0 | 0 | 0 | 0 | 0 | 0 | 0 | 0 | 0
11 | 28 | 23 | 0 | 0 | 0 | 0 | 0 | 0 | 0 | 0 | 0
11 | 28 | 24 | 0 | 0 | 0 | 0 | 0 | 0 | 0 | 0 | 0
11 | 29 | 1 | 0 | 0 | 0 | 0 | 0 | 0 | 0 | 0 | 0
11 | 29 | 2 | 0 | 0 | 0 | 0 | 0 | 0 | 0 | 0 | 0
11 | 29 | 3 | 0 | 0 | 0 | 0 | 0 | 0 | 0 | 0 | 0
11 | 29 | 4 | 0 | 0 | 0 | 0 | 0 | 0 | 0 | 0 | 0
11 | 29 | 5 | 0 | 0 | 0 | 0 | 0 | 0 | 0 | 0 | 0
11 | 29 | 6 | 0 | 0 | 0 | 0 | 0 | 0 | 0 | 0 | 0
11 | 29 | 7 | 0 | 0 | 0 | 0 | 0 | 0 | 0 | 0 | 0
11 | 29 | 8 | 0 | 0 | 0 | 0 | 0 | 0 | 0 | 0 | 0
11 | 29 | 9 | 0 | 0 | 0 | 0 | 0 | 0 | 0 | 0 | 0
11 | 29 | 10 | 0 | 0 | 0 | 0 | 0 | 0 | 0 | 0 | 0
11 | 29 | 11 | 0 | 0 | 0 | 0 | 0 | 0 | 0 | 0 | 0
11 | 29 | 12 | 0 | 0 | 0 | 0 | 0 | 0 | 0 | 0 | 0
11 | 29 | 13 | 0 | 0 | 0 | 0 | 0 | 0 | 0 | 0 | 0
11 | 29 | 14 | 0 | 0 | 0 | 0 | 0 | 0 | 0 | 0 | 0
11 | 29 | 15 | 0 | 0 | 0 | 0 | 0 | 0 | 0 | 0 | 0
11 | 29 | 16 | 0 | 0 | 0 | 0 | 0 | 0 | 0 | 0 | 0
11 | 29 | 17 | 0 | 0 | 0 | 0 | 0 | 0 | 0 | 0 | 0
11 | 29 | 18 | 0 | 0 | 0 | 0 | 0 | 0 | 0 | 0 | 0
11 | 29 | 19 | 0 | 0 | 0 | 0 | 0 | 0 | 0 | 0 | 0
11 | 29 | 20 | 0 | 0 | 0 | 0 | 0 | 0 | 0 | 0 | 0
11 | 29 | 21 | 0 | 0 | 0 | 0 | 0 | 0 | 0 | 0 | 0
11 | 29 | 22 | 0 | 0 | 0 | 0 | 0 | 0 | 0 | 0 | 0
11 | 29 | 23 | 0 | 0 | 0 | 0 | 0 | 0 | 0 | 0 | 0
11 | 29 | 24 | 0 | 0 | 0 | 0 | 0 | 0 | 0 | 0 | 0
11 | 30 | 1 | 0 | 0 | 0 | 0 | 0 | 0 | 0 | 0 | 0
11 | 30 | 2 | 0 | 0 | 0 | 0 | 0 | 0 | 0 | 0 | 0
11 | 30 | 3 | 0 | 0 | 0 | 0 | 0 | 0 | 0 | 0 | 0
11 | 30 | 4 | 0 | 0 | 0 | 0 | 0 | 0 | 0 | 0 | 0
11 | 30 | 5 | 0 | 0 | 0 | 0 | 0 | 0 | 0 | 0 | 0
11 | 30 | 6 | 0 | 0 | 0 | 0 | 0 | 0 | 0 | 0 | 0
11 | 30 | 7 | 0 | 0 | 0 | 0 | 0 | 0 | 0 | 0 | 0
11 | 30 | 8 | 0 | 0 | 0 | 0 | 0 | 0 | 0 | 0 | 0
11 | 30 | 9 | 0 | 0 | 0 | 0 | 0 | 0 | 0 | 0 | 0
11 | 30 | 10 | 0 | 0 | 0 | 0 | 0 | 0 | 0 | 0 | 0
11 | 30 | 11 | 0 | 0 | 0 | 0 | 0 | 0 | 0 | 0 | 0
11 | 30 | 12 | 0 | 0 | 0 | 0 | 0 | 0 | 0 | 0 | 0
11 | 30 | 13 | 0 | 0 | 0 | 0 | 0 | 0 | 0 | 0 | 0
11 | 30 | 14 | 0 | 0 | 0 | 0 | 0 | 0 | 0 | 0 | 0
11 | 30 | 15 | 0 | 0 | 0 | 0 | 0 | 0 | 0 | 0 | 0
11 | 30 | 16 | 0 | 0 | 0 | 0 | 0 | 0 | 0 | 0 | 0
11 | 30 | 17 | 0 | 0 | 0 | 0 | 0 | 0 | 0 | 0 | 0
11 | 30 | 18 | 0 | 0 | 0 | 0 | 0 | 0 | 0 | 0 | 0
11 | 30 | 19 | 0 | 0 | 0 | 0 | 0 | 0 | 0 | 0 | 0
11 | 30 | 20 | 0 | 0 | 0 | 0 | 0 | 0 | 0 | 0 | 0
11 | 30 | 21 | 0 | 0 | 0 | 0 | 0 | 0 | 0 | 0 | 0
11 | 30 | 22 | 0 | 0 | 0 | 0 | 0 | 0 | 0 | 0 | 0
11 | 30 | 23 | 0 | 0 | 0 | 0 | 0 | 0 | 0 | 0 | 0
11 | 30 | 24 | 0 | 0 | 0 | 0 | 0 | 0 | 0 | 0 | 0
12 | 1 | 1 | 0 | 0 | 0 | 0 | 0 | 0 | 0 | 0 | 0
12 | 1 | 2 | 0 | 0 | 0 | 0 | 0 | 0 | 0 | 0 | 0
12 | 1 | 3 | 0 | 0 | 0 | 0 | 0 | 0 | 0 | 0 | 0
12 | 1 | 4 | 0 | 0 | 0 | 0 | 0 | 0 | 0 | 0 | 0
12 | 1 | 5 | 0 | 0 | 0 | 0 | 0 | 0 | 0 | 0 | 0
12 | 1 | 6 | 0 | 0 | 0 | 0 | 0 | 0 | 0 | 0 | 0
12 | 1 | 7 | 0 | 0 | 0 | 0 | 0 | 0 | 0 | 0 | 0
12 | 1 | 8 | 0 | 0 | 0 | 0 | 0 | 0 | 0 | 0 | 0
12 | 1 | 9 | 0 | 0 | 0 | 0 | 0 | 0 | 0 | 0 | 0
12 | 1 | 10 | 0 | 0 | 0 | 0 | 0 | 0 | 0 | 0 | 0
12 | 1 | 11 | 0 | 0 | 0 | 0 | 0 | 0 | 0 | 0 | 0
12 | 1 | 12 | 0 | 0 | 0 | 0 | 0 | 0 | 0 | 0 | 0
12 | 1 | 13 | 0 | 0 | 0 | 0 | 0 | 0 | 0 | 0 | 0
12 | 1 | 14 | 0 | 0 | 0 | 0 | 0 | 0 | 0 | 0 | 0
12 | 1 | 15 | 0 | 0 | 0 | 0 | 0 | 0 | 0 | 0 | 0
12 | 1 | 16 | 0 | 0 | 0 | 0 | 0 | 0 | 0 | 0 | 0
12 | 1 | 17 | 0 | 0 | 0 | 0 | 0 | 0 | 0 | 0 | 0
12 | 1 | 18 | 0 | 0 | 0 | 0 | 0 | 0 | 0 | 0 | 0
12 | 1 | 19 | 0 | 0 | 0 | 0 | 0 | 0 | 0 | 0 | 0
12 | 1 | 20 | 0 | 0 | 0 | 0 | 0 | 0 | 0 | 0 | 0
12 | 1 | 21 | 0 | 0 | 0 | 0 | 0 | 0 | 0 | 0 | 0
12 | 1 | 22 | 0 | 0 | 0 | 0 | 0 | 0 | 0 | 0 | 0
12 | 1 | 23 | 0 | 0 | 0 | 0 | 0 | 0 | 0 | 0 | 0
12 | 1 | 24 | 0 | 0 | 0 | 0 | 0 | 0 | 0 | 0 | 0
12 | 2 | 1 | 0 | 0 | 0 | 0 | 0 | 0 | 0 | 0 | 0
12 | 2 | 2 | 0 | 0 | 0 | 0 | 0 | 0 | 0 | 0 | 0
12 | 2 | 3 | 0 | 0 | 0 | 0 | 0 | 0 | 0 | 0 | 0
12 | 2 | 4 | 0 | 0 | 0 | 0 | 0 | 0 | 0 | 0 | 0
12 | 2 | 5 | 0 | 0 | 0 | 0 | 0 | 0 | 0 | 0 | 0
12 | 2 | 6 | 0 | 0 | 0 | 0 | 0 | 0 | 0 | 0 | 0
12 | 2 | 7 | 0 | 0 | 0 | 0 | 0 | 0 | 0 | 0 | 0
12 | 2 | 8 | 0 | 0 | 0 | 0 | 0 | 0 | 0 | 0 | 0
12 | 2 | 9 | 0 | 0 | 0 | 0 | 0 | 0 | 0 | 0 | 0
12 | 2 | 10 | 0 | 0 | 0 | 0 | 0 | 0 | 0 | 0 | 0
12 | 2 | 11 | 0 | 0 | 0 | 0 | 0 | 0 | 0 | 0 | 0
12 | 2 | 12 | 0 | 0 | 0 | 0 | 0 | 0 | 0 | 0 | 0
12 | 2 | 13 | 0 | 0 | 0 | 0 | 0 | 0 | 0 | 0 | 0
12 | 2 | 14 | 0 | 0 | 0 | 0 | 0 | 0 | 0 | 0 | 0
12 | 2 | 15 | 0 | 0 | 0 | 0 | 0 | 0 | 0 | 0 | 0
12 | 2 | 16 | 0 | 0 | 0 | 0 | 0 | 0 | 0 | 0 | 0
12 | 2 | 17 | 0 | 0 | 0 | 0 | 0 | 0 | 0 | 0 | 0
12 | 2 | 18 | 0 | 0 | 0 | 0 | 0 | 0 | 0 | 0 | 0
12 | 2 | 19 | 0 | 0 | 0 | 0 | 0 | 0 | 0 | 0 | 0
12 | 2 | 20 | 0 | 0 | 0 | 0 | 0 | 0 | 0 | 0 | 0
12 | 2 | 21 | 0 | 0 | 0 | 0 | 0 | 0 | 0 | 0 | 0
12 | 2 | 22 | 0 | 0 | 0 | 0 | 0 | 0 | 0 | 0 | 0
12 | 2 | 23 | 0 | 0 | 0 | 0 | 0 | 0 | 0 | 0 | 0
12 | 2 | 24 | 0 | 0 | 0 | 0 | 0 | 0 | 0 | 0 | 0
12 | 3 | 1 | 0 | 0 | 0 | 0 | 0 | 0 | 0 | 0 | 0
12 | 3 | 2 | 0 | 0 | 0 | 0 | 0 | 0 | 0 | 0 | 0
12 | 3 | 3 | 0 | 0 | 0 | 0 | 0 | 0 | 0 | 0 | 0
12 | 3 | 4 | 0 | 0 | 0 | 0 | 0 | 0 | 0 | 0 | 0
12 | 3 | 5 | 0 | 0 | 0 | 0 | 0 | 0 | 0 | 0 | 0
12 | 3 | 6 | 0 | 0 | 0 | 0 | 0 | 0 | 0 | 0 | 0
12 | 3 | 7 | 0 | 0 | 0 | 0 | 0 | 0 | 0 | 0 | 0
12 | 3 | 8 | 0 | 0 | 0 | 0 | 0 | 0 | 0 | 0 | 0
12 | 3 | 9 | 0 | 0 | 0 | 0 | 0 | 0 | 0 | 0 | 0
12 | 3 | 10 | 0 | 0 | 0 | 0 | 0 | 0 | 0 | 0 | 0
12 | 3 | 11 | 0 | 0 | 0 | 0 | 0 | 0 | 0 | 0 | 0
12 | 3 | 12 | 0 | 0 | 0 | 0 | 0 | 0 | 0 | 0 | 0
12 | 3 | 13 | 0 | 0 | 0 | 0 | 0 | 0 | 0 | 0 | 0
12 | 3 | 14 | 0 | 0 | 0 | 0 | 0 | 0 | 0 | 0 | 0
12 | 3 | 15 | 0 | 0 | 0 | 0 | 0 | 0 | 0 | 0 | 0
12 | 3 | 16 | 0 | 0 | 0 | 0 | 0 | 0 | 0 | 0 | 0
12 | 3 | 17 | 0 | 0 | 0 | 0 | 0 | 0 | 0 | 0 | 0
12 | 3 | 18 | 0 | 0 | 0 | 0 | 0 | 0 | 0 | 0 | 0
12 | 3 | 19 | 0 | 0 | 0 | 0 | 0 | 0 | 0 | 0 | 0
12 | 3 | 20 | 0 | 0 | 0 | 0 | 0 | 0 | 0 | 0 | 0
12 | 3 | 21 | 0 | 0 | 0 | 0 | 0 | 0 | 0 | 0 | 0
12 | 3 | 22 | 0 | 0 | 0 | 0 | 0 | 0 | 0 | 0 | 0
12 | 3 | 23 | 0 | 0 | 0 | 0 | 0 | 0 | 0 | 0 | 0
12 | 3 | 24 | 0 | 0 | 0 | 0 | 0 | 0 | 0 | 0 | 0
12 | 4 | 1 | 0 | 0 | 0 | 0 | 0 | 0 | 0 | 0 | 0
12 | 4 | 2 | 0 | 0 | 0 | 0 | 0 | 0 | 0 | 0 | 0
12 | 4 | 3 | 0 | 0 | 0 | 0 | 0 | 0 | 0 | 0 | 0
12 | 4 | 4 | 0 | 0 | 0 | 0 | 0 | 0 | 0 | 0 | 0
12 | 4 | 5 | 0 | 0 | 0 | 0 | 0 | 0 | 0 | 0 | 0
12 | 4 | 6 | 0 | 0 | 0 | 0 | 0 | 0 | 0 | 0 | 0
12 | 4 | 7 | 0 | 0 | 0 | 0 | 0 | 0 | 0 | 0 | 0
12 | 4 | 8 | 0 | 0 | 0 | 0 | 0 | 0 | 0 | 0 | 0
12 | 4 | 9 | 0 | 0 | 0 | 0 | 0 | 0 | 0 | 0 | 0
12 | 4 | 10 | 0 | 0 | 0 | 0 | 0 | 0 | 0 | 0 | 0
12 | 4 | 11 | 0 | 0 | 0 | 0 | 0 | 0 | 0 | 0 | 0
12 | 4 | 12 | 0 | 0 | 0 | 0 | 0 | 0 | 0 | 0 | 0
12 | 4 | 13 | 0 | 0 | 0 | 0 | 0 | 0 | 0 | 0 | 0
12 | 4 | 14 | 0 | 0 | 0 | 0 | 0 | 0 | 0 | 0 | 0
12 | 4 | 15 | 0 | 0 | 0 | 0 | 0 | 0 | 0 | 0 | 0
12 | 4 | 16 | 0 | 0 | 0 | 0 | 0 | 0 | 0 | 0 | 0
12 | 4 | 17 | 0 | 0 | 0 | 0 | 0 | 0 | 0 | 0 | 0
12 | 4 | 18 | 0 | 0 | 0 | 0 | 0 | 0 | 0 | 0 | 0
12 | 4 | 19 | 0 | 0 | 0 | 0 | 0 | 0 | 0 | 0 | 0
12 | 4 | 20 | 0 | 0 | 0 | 0 | 0 | 0 | 0 | 0 | 0
12 | 4 | 21 | 0 | 0 | 0 | 0 | 0 | 0 | 0 | 0 | 0
12 | 4 | 22 | 0 | 0 | 0 | 0 | 0 | 0 | 0 | 0 | 0
12 | 4 | 23 | 0 | 0 | 0 | 0 | 0 | 0 | 0 | 0 | 0
12 | 4 | 24 | 0 | 0 | 0 | 0 | 0 | 0 | 0 | 0 | 0
12 | 5 | 1 | 0 | 0 | 0 | 0 | 0 | 0 | 0 | 0 | 0
12 | 5 | 2 | 0 | 0 | 0 | 0 | 0 | 0 | 0 | 0 | 0
12 | 5 | 3 | 0 | 0 | 0 | 0 | 0 | 0 | 0 | 0 | 0
12 | 5 | 4 | 0 | 0 | 0 | 0 | 0 | 0 | 0 | 0 | 0
12 | 5 | 5 | 0 | 0 | 0 | 0 | 0 | 0 | 0 | 0 | 0
12 | 5 | 6 | 0 | 0 | 0 | 0 | 0 | 0 | 0 | 0 | 0
12 | 5 | 7 | 0 | 0 | 0 | 0 | 0 | 0 | 0 | 0 | 0
12 | 5 | 8 | 0 | 0 | 0 | 0 | 0 | 0 | 0 | 0 | 0
12 | 5 | 9 | 0 | 0 | 0 | 0 | 0 | 0 | 0 | 0 | 0
12 | 5 | 10 | 0 | 0 | 0 | 0 | 0 | 0 | 0 | 0 | 0
12 | 5 | 11 | 0 | 0 | 0 | 0 | 0 | 0 | 0 | 0 | 0
12 | 5 | 12 | 0 | 0 | 0 | 0 | 0 | 0 | 0 | 0 | 0
12 | 5 | 13 | 0 | 0 | 0 | 0 | 0 | 0 | 0 | 0 | 0
12 | 5 | 14 | 0 | 0 | 0 | 0 | 0 | 0 | 0 | 0 | 0
12 | 5 | 15 | 0 | 0 | 0 | 0 | 0 | 0 | 0 | 0 | 0
12 | 5 | 16 | 0 | 0 | 0 | 0 | 0 | 0 | 0 | 0 | 0
12 | 5 | 17 | 0 | 0 | 0 | 0 | 0 | 0 | 0 | 0 | 0
12 | 5 | 18 | 0 | 0 | 0 | 0 | 0 | 0 | 0 | 0 | 0
12 | 5 | 19 | 0 | 0 | 0 | 0 | 0 | 0 | 0 | 0 | 0
12 | 5 | 20 | 0 | 0 | 0 | 0 | 0 | 0 | 0 | 0 | 0
12 | 5 | 21 | 0 | 0 | 0 | 0 | 0 | 0 | 0 | 0 | 0
12 | 5 | 22 | 0 | 0 | 0 | 0 | 0 | 0 | 0 | 0 | 0
12 | 5 | 23 | 0 | 0 | 0 | 0 | 0 | 0 | 0 | 0 | 0
12 | 5 | 24 | 0 | 0 | 0 | 0 | 0 | 0 | 0 | 0 | 0
12 | 6 | 1 | 0 | 0 | 0 | 0 | 0 | 0 | 0 | 0 | 0
12 | 6 | 2 | 0 | 0 | 0 | 0 | 0 | 0 | 0 | 0 | 0
12 | 6 | 3 | 0 | 0 | 0 | 0 | 0 | 0 | 0 | 0 | 0
12 | 6 | 4 | 0 | 0 | 0 | 0 | 0 | 0 | 0 | 0 | 0
12 | 6 | 5 | 0 | 0 | 0 | 0 | 0 | 0 | 0 | 0 | 0
12 | 6 | 6 | 0 | 0 | 0 | 0 | 0 | 0 | 0 | 0 | 0
12 | 6 | 7 | 0 | 0 | 0 | 0 | 0 | 0 | 0 | 0 | 0
12 | 6 | 8 | 0 | 0 | 0 | 0 | 0 | 0 | 0 | 0 | 0
12 | 6 | 9 | 0 | 0 | 0 | 0 | 0 | 0 | 0 | 0 | 0
12 | 6 | 10 | 0 | 0 | 0 | 0 | 0 | 0 | 0 | 0 | 0
12 | 6 | 11 | 0 | 0 | 0 | 0 | 0 | 0 | 0 | 0 | 0
12 | 6 | 12 | 0 | 0 | 0 | 0 | 0 | 0 | 0 | 0 | 0
12 | 6 | 13 | 0 | 0 | 0 | 0 | 0 | 0 | 0 | 0 | 0
12 | 6 | 14 | 0 | 0 | 0 | 0 | 0 | 0 | 0 | 0 | 0
12 | 6 | 15 | 0 | 0 | 0 | 0 | 0 | 0 | 0 | 0 | 0
12 | 6 | 16 | 0 | 0 | 0 | 0 | 0 | 0 | 0 | 0 | 0
12 | 6 | 17 | 0 | 0 | 0 | 0 | 0 | 0 | 0 | 0 | 0
12 | 6 | 18 | 0 | 0 | 0 | 0 | 0 | 0 | 0 | 0 | 0
12 | 6 | 19 | 0 | 0 | 0 | 0 | 0 | 0 | 0 | 0 | 0
12 | 6 | 20 | 0 | 0 | 0 | 0 | 0 | 0 | 0 | 0 | 0
12 | 6 | 21 | 0 | 0 | 0 | 0 | 0 | 0 | 0 | 0 | 0
12 | 6 | 22 | 0 | 0 | 0 | 0 | 0 | 0 | 0 | 0 | 0
12 | 6 | 23 | 0 | 0 | 0 | 0 | 0 | 0 | 0 | 0 | 0
12 | 6 | 24 | 0 | 0 | 0 | 0 | 0 | 0 | 0 | 0 | 0
12 | 7 | 1 | 0 | 0 | 0 | 0 | 0 | 0 | 0 | 0 | 0
12 | 7 | 2 | 0 | 0 | 0 | 0 | 0 | 0 | 0 | 0 | 0
12 | 7 | 3 | 0 | 0 | 0 | 0 | 0 | 0 | 0 | 0 | 0
12 | 7 | 4 | 0 | 0 | 0 | 0 | 0 | 0 | 0 | 0 | 0
12 | 7 | 5 | 0 | 0 | 0 | 0 | 0 | 0 | 0 | 0 | 0
12 | 7 | 6 | 0 | 0 | 0 | 0 | 0 | 0 | 0 | 0 | 0
12 | 7 | 7 | 0 | 0 | 0 | 0 | 0 | 0 | 0 | 0 | 0
12 | 7 | 8 | 0 | 0 | 0 | 0 | 0 | 0 | 0 | 0 | 0
12 | 7 | 9 | 0 | 0 | 0 | 0 | 0 | 0 | 0 | 0 | 0
12 | 7 | 10 | 0 | 0 | 0 | 0 | 0 | 0 | 0 | 0 | 0
12 | 7 | 11 | 0 | 0 | 0 | 0 | 0 | 0 | 0 | 0 | 0
12 | 7 | 12 | 0 | 0 | 0 | 0 | 0 | 0 | 0 | 0 | 0
12 | 7 | 13 | 0 | 0 | 0 | 0 | 0 | 0 | 0 | 0 | 0
12 | 7 | 14 | 0 | 0 | 0 | 0 | 0 | 0 | 0 | 0 | 0
12 | 7 | 15 | 0 | 0 | 0 | 0 | 0 | 0 | 0 | 0 | 0
12 | 7 | 16 | 0 | 0 | 0 | 0 | 0 | 0 | 0 | 0 | 0
12 | 7 | 17 | 0 | 0 | 0 | 0 | 0 | 0 | 0 | 0 | 0
12 | 7 | 18 | 0 | 0 | 0 | 0 | 0 | 0 | 0 | 0 | 0
12 | 7 | 19 | 0 | 0 | 0 | 0 | 0 | 0 | 0 | 0 | 0
12 | 7 | 20 | 0 | 0 | 0 | 0 | 0 | 0 | 0 | 0 | 0
12 | 7 | 21 | 0 | 0 | 0 | 0 | 0 | 0 | 0 | 0 | 0
12 | 7 | 22 | 0 | 0 | 0 | 0 | 0 | 0 | 0 | 0 | 0
12 | 7 | 23 | 0 | 0 | 0 | 0 | 0 | 0 | 0 | 0 | 0
12 | 7 | 24 | 0 | 0 | 0 | 0 | 0 | 0 | 0 | 0 | 0
12 | 8 | 1 | 0 | 0 | 0 | 0 | 0 | 0 | 0 | 0 | 0
12 | 8 | 2 | 0 | 0 | 0 | 0 | 0 | 0 | 0 | 0 | 0
12 | 8 | 3 | 0 | 0 | 0 | 0 | 0 | 0 | 0 | 0 | 0
12 | 8 | 4 | 0 | 0 | 0 | 0 | 0 | 0 | 0 | 0 | 0
12 | 8 | 5 | 0 | 0 | 0 | 0 | 0 | 0 | 0 | 0 | 0
12 | 8 | 6 | 0 | 0 | 0 | 0 | 0 | 0 | 0 | 0 | 0
12 | 8 | 7 | 0 | 0 | 0 | 0 | 0 | 0 | 0 | 0 | 0
12 | 8 | 8 | 0 | 0 | 0 | 0 | 0 | 0 | 0 | 0 | 0
12 | 8 | 9 | 0 | 0 | 0 | 0 | 0 | 0 | 0 | 0 | 0
12 | 8 | 10 | 0 | 0 | 0 | 0 | 0 | 0 | 0 | 0 | 0
12 | 8 | 11 | 0 | 0 | 0 | 0 | 0 | 0 | 0 | 0 | 0
12 | 8 | 12 | 0 | 0 | 0 | 0 | 0 | 0 | 0 | 0 | 0
12 | 8 | 13 | 0 | 0 | 0 | 0 | 0 | 0 | 0 | 0 | 0
12 | 8 | 14 | 0 | 0 | 0 | 0 | 0 | 0 | 0 | 0 | 0
12 | 8 | 15 | 0 | 0 | 0 | 0 | 0 | 0 | 0 | 0 | 0
12 | 8 | 16 | 0 | 0 | 0 | 0 | 0 | 0 | 0 | 0 | 0
12 | 8 | 17 | 0 | 0 | 0 | 0 | 0 | 0 | 0 | 0 | 0
12 | 8 | 18 | 0 | 0 | 0 | 0 | 0 | 0 | 0 | 0 | 0
12 | 8 | 19 | 0 | 0 | 0 | 0 | 0 | 0 | 0 | 0 | 0
12 | 8 | 20 | 0 | 0 | 0 | 0 | 0 | 0 | 0 | 0 | 0
12 | 8 | 21 | 0 | 0 | 0 | 0 | 0 | 0 | 0 | 0 | 0
12 | 8 | 22 | 0 | 0 | 0 | 0 | 0 | 0 | 0 | 0 | 0
12 | 8 | 23 | 0 | 0 | 0 | 0 | 0 | 0 | 0 | 0 | 0
12 | 8 | 24 | 0 | 0 | 0 | 0 | 0 | 0 | 0 | 0 | 0
12 | 9 | 1 | 0 | 0 | 0 | 0 | 0 | 0 | 0 | 0 | 0
12 | 9 | 2 | 0 | 0 | 0 | 0 | 0 | 0 | 0 | 0 | 0
12 | 9 | 3 | 0 | 0 | 0 | 0 | 0 | 0 | 0 | 0 | 0
12 | 9 | 4 | 0 | 0 | 0 | 0 | 0 | 0 | 0 | 0 | 0
12 | 9 | 5 | 0 | 0 | 0 | 0 | 0 | 0 | 0 | 0 | 0
12 | 9 | 6 | 0 | 0 | 0 | 0 | 0 | 0 | 0 | 0 | 0
12 | 9 | 7 | 0 | 0 | 0 | 0 | 0 | 0 | 0 | 0 | 0
12 | 9 | 8 | 0 | 0 | 0 | 0 | 0 | 0 | 0 | 0 | 0
12 | 9 | 9 | 0 | 0 | 0 | 0 | 0 | 0 | 0 | 0 | 0
12 | 9 | 10 | 0 | 0 | 0 | 0 | 0 | 0 | 0 | 0 | 0
12 | 9 | 11 | 0 | 0 | 0 | 0 | 0 | 0 | 0 | 0 | 0
12 | 9 | 12 | 0 | 0 | 0 | 0 | 0 | 0 | 0 | 0 | 0
12 | 9 | 13 | 0 | 0 | 0 | 0 | 0 | 0 | 0 | 0 | 0
12 | 9 | 14 | 0 | 0 | 0 | 0 | 0 | 0 | 0 | 0 | 0
12 | 9 | 15 | 0 | 0 | 0 | 0 | 0 | 0 | 0 | 0 | 0
12 | 9 | 16 | 0 | 0 | 0 | 0 | 0 | 0 | 0 | 0 | 0
12 | 9 | 17 | 0 | 0 | 0 | 0 | 0 | 0 | 0 | 0 | 0
12 | 9 | 18 | 0 | 0 | 0 | 0 | 0 | 0 | 0 | 0 | 0
12 | 9 | 19 | 0 | 0 | 0 | 0 | 0 | 0 | 0 | 0 | 0
12 | 9 | 20 | 0 | 0 | 0 | 0 | 0 | 0 | 0 | 0 | 0
12 | 9 | 21 | 0 | 0 | 0 | 0 | 0 | 0 | 0 | 0 | 0
12 | 9 | 22 | 0 | 0 | 0 | 0 | 0 | 0 | 0 | 0 | 0
12 | 9 | 23 | 0 | 0 | 0 | 0 | 0 | 0 | 0 | 0 | 0
12 | 9 | 24 | 0 | 0 | 0 | 0 | 0 | 0 | 0 | 0 | 0
12 | 10 | 1 | 0 | 0 | 0 | 0 | 0 | 0 | 0 | 0 | 0
12 | 10 | 2 | 0 | 0 | 0 | 0 | 0 | 0 | 0 | 0 | 0
12 | 10 | 3 | 0 | 0 | 0 | 0 | 0 | 0 | 0 | 0 | 0
12 | 10 | 4 | 0 | 0 | 0 | 0 | 0 | 0 | 0 | 0 | 0
12 | 10 | 5 | 0 | 0 | 0 | 0 | 0 | 0 | 0 | 0 | 0
12 | 10 | 6 | 0 | 0 | 0 | 0 | 0 | 0 | 0 | 0 | 0
12 | 10 | 7 | 0 | 0 | 0 | 0 | 0 | 0 | 0 | 0 | 0
12 | 10 | 8 | 0 | 0 | 0 | 0 | 0 | 0 | 0 | 0 | 0
12 | 10 | 9 | 0 | 0 | 0 | 0 | 0 | 0 | 0 | 0 | 0
12 | 10 | 10 | 0 | 0 | 0 | 0 | 0 | 0 | 0 | 0 | 0
12 | 10 | 11 | 0 | 0 | 0 | 0 | 0 | 0 | 0 | 0 | 0
12 | 10 | 12 | 0 | 0 | 0 | 0 | 0 | 0 | 0 | 0 | 0
12 | 10 | 13 | 0 | 0 | 0 | 0 | 0 | 0 | 0 | 0 | 0
12 | 10 | 14 | 0 | 0 | 0 | 0 | 0 | 0 | 0 | 0 | 0
12 | 10 | 15 | 0 | 0 | 0 | 0 | 0 | 0 | 0 | 0 | 0
12 | 10 | 16 | 0 | 0 | 0 | 0 | 0 | 0 | 0 | 0 | 0
12 | 10 | 17 | 0 | 0 | 0 | 0 | 0 | 0 | 0 | 0 | 0
12 | 10 | 18 | 0 | 0 | 0 | 0 | 0 | 0 | 0 | 0 | 0
12 | 10 | 19 | 0 | 0 | 0 | 0 | 0 | 0 | 0 | 0 | 0
12 | 10 | 20 | 0 | 0 | 0 | 0 | 0 | 0 | 0 | 0 | 0
12 | 10 | 21 | 0 | 0 | 0 | 0 | 0 | 0 | 0 | 0 | 0
12 | 10 | 22 | 0 | 0 | 0 | 0 | 0 | 0 | 0 | 0 | 0
12 | 10 | 23 | 0 | 0 | 0 | 0 | 0 | 0 | 0 | 0 | 0
12 | 10 | 24 | 0 | 0 | 0 | 0 | 0 | 0 | 0 | 0 | 0
12 | 11 | 1 | 0 | 0 | 0 | 0 | 0 | 0 | 0 | 0 | 0
12 | 11 | 2 | 0 | 0 | 0 | 0 | 0 | 0 | 0 | 0 | 0
12 | 11 | 3 | 0 | 0 | 0 | 0 | 0 | 0 | 0 | 0 | 0
12 | 11 | 4 | 0 | 0 | 0 | 0 | 0 | 0 | 0 | 0 | 0
12 | 11 | 5 | 0 | 0 | 0 | 0 | 0 | 0 | 0 | 0 | 0
12 | 11 | 6 | 0 | 0 | 0 | 0 | 0 | 0 | 0 | 0 | 0
12 | 11 | 7 | 0 | 0 | 0 | 0 | 0 | 0 | 0 | 0 | 0
12 | 11 | 8 | 0 | 0 | 0 | 0 | 0 | 0 | 0 | 0 | 0
12 | 11 | 9 | 0 | 0 | 0 | 0 | 0 | 0 | 0 | 0 | 0
12 | 11 | 10 | 0 | 0 | 0 | 0 | 0 | 0 | 0 | 0 | 0
12 | 11 | 11 | 0 | 0 | 0 | 0 | 0 | 0 | 0 | 0 | 0
12 | 11 | 12 | 0 | 0 | 0 | 0 | 0 | 0 | 0 | 0 | 0
12 | 11 | 13 | 0 | 0 | 0 | 0 | 0 | 0 | 0 | 0 | 0
12 | 11 | 14 | 0 | 0 | 0 | 0 | 0 | 0 | 0 | 0 | 0
12 | 11 | 15 | 0 | 0 | 0 | 0 | 0 | 0 | 0 | 0 | 0
12 | 11 | 16 | 0 | 0 | 0 | 0 | 0 | 0 | 0 | 0 | 0
12 | 11 | 17 | 0 | 0 | 0 | 0 | 0 | 0 | 0 | 0 | 0
12 | 11 | 18 | 0 | 0 | 0 | 0 | 0 | 0 | 0 | 0 | 0
12 | 11 | 19 | 0 | 0 | 0 | 0 | 0 | 0 | 0 | 0 | 0
12 | 11 | 20 | 0 | 0 | 0 | 0 | 0 | 0 | 0 | 0 | 0
12 | 11 | 21 | 0 | 0 | 0 | 0 | 0 | 0 | 0 | 0 | 0
12 | 11 | 22 | 0 | 0 | 0 | 0 | 0 | 0 | 0 | 0 | 0
12 | 11 | 23 | 0 | 0 | 0 | 0 | 0 | 0 | 0 | 0 | 0
12 | 11 | 24 | 0 | 0 | 0 | 0 | 0 | 0 | 0 | 0 | 0
12 | 12 | 1 | 0 | 0 | 0 | 0 | 0 | 0 | 0 | 0 | 0
12 | 12 | 2 | 0 | 0 | 0 | 0 | 0 | 0 | 0 | 0 | 0
12 | 12 | 3 | 0 | 0 | 0 | 0 | 0 | 0 | 0 | 0 | 0
12 | 12 | 4 | 0 | 0 | 0 | 0 | 0 | 0 | 0 | 0 | 0
12 | 12 | 5 | 0 | 0 | 0 | 0 | 0 | 0 | 0 | 0 | 0
12 | 12 | 6 | 0 | 0 | 0 | 0 | 0 | 0 | 0 | 0 | 0
12 | 12 | 7 | 0 | 0 | 0 | 0 | 0 | 0 | 0 | 0 | 0
12 | 12 | 8 | 0 | 0 | 0 | 0 | 0 | 0 | 0 | 0 | 0
12 | 12 | 9 | 0 | 0 | 0 | 0 | 0 | 0 | 0 | 0 | 0
12 | 12 | 10 | 0 | 0 | 0 | 0 | 0 | 0 | 0 | 0 | 0
12 | 12 | 11 | 0 | 0 | 0 | 0 | 0 | 0 | 0 | 0 | 0
12 | 12 | 12 | 0 | 0 | 0 | 0 | 0 | 0 | 0 | 0 | 0
12 | 12 | 13 | 0 | 0 | 0 | 0 | 0 | 0 | 0 | 0 | 0
12 | 12 | 14 | 0 | 0 | 0 | 0 | 0 | 0 | 0 | 0 | 0
12 | 12 | 15 | 0 | 0 | 0 | 0 | 0 | 0 | 0 | 0 | 0
12 | 12 | 16 | 0 | 0 | 0 | 0 | 0 | 0 | 0 | 0 | 0
12 | 12 | 17 | 0 | 0 | 0 | 0 | 0 | 0 | 0 | 0 | 0
12 | 12 | 18 | 0 | 0 | 0 | 0 | 0 | 0 | 0 | 0 | 0
12 | 12 | 19 | 0 | 0 | 0 | 0 | 0 | 0 | 0 | 0 | 0
12 | 12 | 20 | 0 | 0 | 0 | 0 | 0 | 0 | 0 | 0 | 0
12 | 12 | 21 | 0 | 0 | 0 | 0 | 0 | 0 | 0 | 0 | 0
12 | 12 | 22 | 0 | 0 | 0 | 0 | 0 | 0 | 0 | 0 | 0
12 | 12 | 23 | 0 | 0 | 0 | 0 | 0 | 0 | 0 | 0 | 0
12 | 12 | 24 | 0 | 0 | 0 | 0 | 0 | 0 | 0 | 0 | 0
12 | 13 | 1 | 0 | 0 | 0 | 0 | 0 | 0 | 0 | 0 | 0
12 | 13 | 2 | 0 | 0 | 0 | 0 | 0 | 0 | 0 | 0 | 0
12 | 13 | 3 | 0 | 0 | 0 | 0 | 0 | 0 | 0 | 0 | 0
12 | 13 | 4 | 0 | 0 | 0 | 0 | 0 | 0 | 0 | 0 | 0
12 | 13 | 5 | 0 | 0 | 0 | 0 | 0 | 0 | 0 | 0 | 0
12 | 13 | 6 | 0 | 0 | 0 | 0 | 0 | 0 | 0 | 0 | 0
12 | 13 | 7 | 0 | 0 | 0 | 0 | 0 | 0 | 0 | 0 | 0
12 | 13 | 8 | 0 | 0 | 0 | 0 | 0 | 0 | 0 | 0 | 0
12 | 13 | 9 | 0 | 0 | 0 | 0 | 0 | 0 | 0 | 0 | 0
12 | 13 | 10 | 0 | 0 | 0 | 0 | 0 | 0 | 0 | 0 | 0
12 | 13 | 11 | 0 | 0 | 0 | 0 | 0 | 0 | 0 | 0 | 0
12 | 13 | 12 | 0 | 0 | 0 | 0 | 0 | 0 | 0 | 0 | 0
12 | 13 | 13 | 0 | 0 | 0 | 0 | 0 | 0 | 0 | 0 | 0
12 | 13 | 14 | 0 | 0 | 0 | 0 | 0 | 0 | 0 | 0 | 0
12 | 13 | 15 | 0 | 0 | 0 | 0 | 0 | 0 | 0 | 0 | 0
12 | 13 | 16 | 0 | 0 | 0 | 0 | 0 | 0 | 0 | 0 | 0
12 | 13 | 17 | 0 | 0 | 0 | 0 | 0 | 0 | 0 | 0 | 0
12 | 13 | 18 | 0 | 0 | 0 | 0 | 0 | 0 | 0 | 0 | 0
12 | 13 | 19 | 0 | 0 | 0 | 0 | 0 | 0 | 0 | 0 | 0
12 | 13 | 20 | 0 | 0 | 0 | 0 | 0 | 0 | 0 | 0 | 0
12 | 13 | 21 | 0 | 0 | 0 | 0 | 0 | 0 | 0 | 0 | 0
12 | 13 | 22 | 0 | 0 | 0 | 0 | 0 | 0 | 0 | 0 | 0
12 | 13 | 23 | 0 | 0 | 0 | 0 | 0 | 0 | 0 | 0 | 0
12 | 13 | 24 | 0 | 0 | 0 | 0 | 0 | 0 | 0 | 0 | 0
12 | 14 | 1 | 0 | 0 | 0 | 0 | 0 | 0 | 0 | 0 | 0
12 | 14 | 2 | 0 | 0 | 0 | 0 | 0 | 0 | 0 | 0 | 0
12 | 14 | 3 | 0 | 0 | 0 | 0 | 0 | 0 | 0 | 0 | 0
12 | 14 | 4 | 0 | 0 | 0 | 0 | 0 | 0 | 0 | 0 | 0
12 | 14 | 5 | 0 | 0 | 0 | 0 | 0 | 0 | 0 | 0 | 0
12 | 14 | 6 | 0 | 0 | 0 | 0 | 0 | 0 | 0 | 0 | 0
12 | 14 | 7 | 0 | 0 | 0 | 0 | 0 | 0 | 0 | 0 | 0
12 | 14 | 8 | 0 | 0 | 0 | 0 | 0 | 0 | 0 | 0 | 0
12 | 14 | 9 | 0 | 0 | 0 | 0 | 0 | 0 | 0 | 0 | 0
12 | 14 | 10 | 0 | 0 | 0 | 0 | 0 | 0 | 0 | 0 | 0
12 | 14 | 11 | 0 | 0 | 0 | 0 | 0 | 0 | 0 | 0 | 0
12 | 14 | 12 | 0 | 0 | 0 | 0 | 0 | 0 | 0 | 0 | 0
12 | 14 | 13 | 0 | 0 | 0 | 0 | 0 | 0 | 0 | 0 | 0
12 | 14 | 14 | 0 | 0 | 0 | 0 | 0 | 0 | 0 | 0 | 0
12 | 14 | 15 | 0 | 0 | 0 | 0 | 0 | 0 | 0 | 0 | 0
12 | 14 | 16 | 0 | 0 | 0 | 0 | 0 | 0 | 0 | 0 | 0
12 | 14 | 17 | 0 | 0 | 0 | 0 | 0 | 0 | 0 | 0 | 0
12 | 14 | 18 | 0 | 0 | 0 | 0 | 0 | 0 | 0 | 0 | 0
12 | 14 | 19 | 0 | 0 | 0 | 0 | 0 | 0 | 0 | 0 | 0
12 | 14 | 20 | 0 | 0 | 0 | 0 | 0 | 0 | 0 | 0 | 0
12 | 14 | 21 | 0 | 0 | 0 | 0 | 0 | 0 | 0 | 0 | 0
12 | 14 | 22 | 0 | 0 | 0 | 0 | 0 | 0 | 0 | 0 | 0
12 | 14 | 23 | 0 | 0 | 0 | 0 | 0 | 0 | 0 | 0 | 0
12 | 14 | 24 | 0 | 0 | 0 | 0 | 0 | 0 | 0 | 0 | 0
12 | 15 | 1 | 0 | 0 | 0 | 0 | 0 | 0 | 0 | 0 | 0
12 | 15 | 2 | 0 | 0 | 0 | 0 | 0 | 0 | 0 | 0 | 0
12 | 15 | 3 | 0 | 0 | 0 | 0 | 0 | 0 | 0 | 0 | 0
12 | 15 | 4 | 0 | 0 | 0 | 0 | 0 | 0 | 0 | 0 | 0
12 | 15 | 5 | 0 | 0 | 0 | 0 | 0 | 0 | 0 | 0 | 0
12 | 15 | 6 | 0 | 0 | 0 | 0 | 0 | 0 | 0 | 0 | 0
12 | 15 | 7 | 0 | 0 | 0 | 0 | 0 | 0 | 0 | 0 | 0
12 | 15 | 8 | 0 | 0 | 0 | 0 | 0 | 0 | 0 | 0 | 0
12 | 15 | 9 | 0 | 0 | 0 | 0 | 0 | 0 | 0 | 0 | 0
12 | 15 | 10 | 0 | 0 | 0 | 0 | 0 | 0 | 0 | 0 | 0
12 | 15 | 11 | 0 | 0 | 0 | 0 | 0 | 0 | 0 | 0 | 0
12 | 15 | 12 | 0 | 0 | 0 | 0 | 0 | 0 | 0 | 0 | 0
12 | 15 | 13 | 0 | 0 | 0 | 0 | 0 | 0 | 0 | 0 | 0
12 | 15 | 14 | 0 | 0 | 0 | 0 | 0 | 0 | 0 | 0 | 0
12 | 15 | 15 | 0 | 0 | 0 | 0 | 0 | 0 | 0 | 0 | 0
12 | 15 | 16 | 0 | 0 | 0 | 0 | 0 | 0 | 0 | 0 | 0
12 | 15 | 17 | 0 | 0 | 0 | 0 | 0 | 0 | 0 | 0 | 0
12 | 15 | 18 | 0 | 0 | 0 | 0 | 0 | 0 | 0 | 0 | 0
12 | 15 | 19 | 0 | 0 | 0 | 0 | 0 | 0 | 0 | 0 | 0
12 | 15 | 20 | 0 | 0 | 0 | 0 | 0 | 0 | 0 | 0 | 0
12 | 15 | 21 | 0 | 0 | 0 | 0 | 0 | 0 | 0 | 0 | 0
12 | 15 | 22 | 0 | 0 | 0 | 0 | 0 | 0 | 0 | 0 | 0
12 | 15 | 23 | 0 | 0 | 0 | 0 | 0 | 0 | 0 | 0 | 0
12 | 15 | 24 | 0 | 0 | 0 | 0 | 0 | 0 | 0 | 0 | 0
12 | 16 | 1 | 0 | 0 | 0 | 0 | 0 | 0 | 0 | 0 | 0
12 | 16 | 2 | 0 | 0 | 0 | 0 | 0 | 0 | 0 | 0 | 0
12 | 16 | 3 | 0 | 0 | 0 | 0 | 0 | 0 | 0 | 0 | 0
12 | 16 | 4 | 0 | 0 | 0 | 0 | 0 | 0 | 0 | 0 | 0
12 | 16 | 5 | 0 | 0 | 0 | 0 | 0 | 0 | 0 | 0 | 0
12 | 16 | 6 | 0 | 0 | 0 | 0 | 0 | 0 | 0 | 0 | 0
12 | 16 | 7 | 0 | 0 | 0 | 0 | 0 | 0 | 0 | 0 | 0
12 | 16 | 8 | 0 | 0 | 0 | 0 | 0 | 0 | 0 | 0 | 0
12 | 16 | 9 | 0 | 0 | 0 | 0 | 0 | 0 | 0 | 0 | 0
12 | 16 | 10 | 0 | 0 | 0 | 0 | 0 | 0 | 0 | 0 | 0
12 | 16 | 11 | 0 | 0 | 0 | 0 | 0 | 0 | 0 | 0 | 0
12 | 16 | 12 | 0 | 0 | 0 | 0 | 0 | 0 | 0 | 0 | 0
12 | 16 | 13 | 0 | 0 | 0 | 0 | 0 | 0 | 0 | 0 | 0
12 | 16 | 14 | 0 | 0 | 0 | 0 | 0 | 0 | 0 | 0 | 0
12 | 16 | 15 | 0 | 0 | 0 | 0 | 0 | 0 | 0 | 0 | 0
12 | 16 | 16 | 0 | 0 | 0 | 0 | 0 | 0 | 0 | 0 | 0
12 | 16 | 17 | 0 | 0 | 0 | 0 | 0 | 0 | 0 | 0 | 0
12 | 16 | 18 | 0 | 0 | 0 | 0 | 0 | 0 | 0 | 0 | 0
12 | 16 | 19 | 0 | 0 | 0 | 0 | 0 | 0 | 0 | 0 | 0
12 | 16 | 20 | 0 | 0 | 0 | 0 | 0 | 0 | 0 | 0 | 0
12 | 16 | 21 | 0 | 0 | 0 | 0 | 0 | 0 | 0 | 0 | 0
12 | 16 | 22 | 0 | 0 | 0 | 0 | 0 | 0 | 0 | 0 | 0
12 | 16 | 23 | 0 | 0 | 0 | 0 | 0 | 0 | 0 | 0 | 0
12 | 16 | 24 | 0 | 0 | 0 | 0 | 0 | 0 | 0 | 0 | 0
12 | 17 | 1 | 0 | 0 | 0 | 0 | 0 | 0 | 0 | 0 | 0
12 | 17 | 2 | 0 | 0 | 0 | 0 | 0 | 0 | 0 | 0 | 0
12 | 17 | 3 | 0 | 0 | 0 | 0 | 0 | 0 | 0 | 0 | 0
12 | 17 | 4 | 0 | 0 | 0 | 0 | 0 | 0 | 0 | 0 | 0
12 | 17 | 5 | 0 | 0 | 0 | 0 | 0 | 0 | 0 | 0 | 0
12 | 17 | 6 | 0 | 0 | 0 | 0 | 0 | 0 | 0 | 0 | 0
12 | 17 | 7 | 0 | 0 | 0 | 0 | 0 | 0 | 0 | 0 | 0
12 | 17 | 8 | 0 | 0 | 0 | 0 | 0 | 0 | 0 | 0 | 0
12 | 17 | 9 | 0 | 0 | 0 | 0 | 0 | 0 | 0 | 0 | 0
12 | 17 | 10 | 0 | 0 | 0 | 0 | 0 | 0 | 0 | 0 | 0
12 | 17 | 11 | 0 | 0 | 0 | 0 | 0 | 0 | 0 | 0 | 0
12 | 17 | 12 | 0 | 0 | 0 | 0 | 0 | 0 | 0 | 0 | 0
12 | 17 | 13 | 0 | 0 | 0 | 0 | 0 | 0 | 0 | 0 | 0
12 | 17 | 14 | 0 | 0 | 0 | 0 | 0 | 0 | 0 | 0 | 0
12 | 17 | 15 | 0 | 0 | 0 | 0 | 0 | 0 | 0 | 0 | 0
12 | 17 | 16 | 0 | 0 | 0 | 0 | 0 | 0 | 0 | 0 | 0
12 | 17 | 17 | 0 | 0 | 0 | 0 | 0 | 0 | 0 | 0 | 0
12 | 17 | 18 | 0 | 0 | 0 | 0 | 0 | 0 | 0 | 0 | 0
12 | 17 | 19 | 0 | 0 | 0 | 0 | 0 | 0 | 0 | 0 | 0
12 | 17 | 20 | 0 | 0 | 0 | 0 | 0 | 0 | 0 | 0 | 0
12 | 17 | 21 | 0 | 0 | 0 | 0 | 0 | 0 | 0 | 0 | 0
12 | 17 | 22 | 0 | 0 | 0 | 0 | 0 | 0 | 0 | 0 | 0
12 | 17 | 23 | 0 | 0 | 0 | 0 | 0 | 0 | 0 | 0 | 0
12 | 17 | 24 | 0 | 0 | 0 | 0 | 0 | 0 | 0 | 0 | 0
12 | 18 | 1 | 0 | 0 | 0 | 0 | 0 | 0 | 0 | 0 | 0
12 | 18 | 2 | 0 | 0 | 0 | 0 | 0 | 0 | 0 | 0 | 0
12 | 18 | 3 | 0 | 0 | 0 | 0 | 0 | 0 | 0 | 0 | 0
12 | 18 | 4 | 0 | 0 | 0 | 0 | 0 | 0 | 0 | 0 | 0
12 | 18 | 5 | 0 | 0 | 0 | 0 | 0 | 0 | 0 | 0 | 0
12 | 18 | 6 | 0 | 0 | 0 | 0 | 0 | 0 | 0 | 0 | 0
12 | 18 | 7 | 0 | 0 | 0 | 0 | 0 | 0 | 0 | 0 | 0
12 | 18 | 8 | 0 | 0 | 0 | 0 | 0 | 0 | 0 | 0 | 0
12 | 18 | 9 | 0 | 0 | 0 | 0 | 0 | 0 | 0 | 0 | 0
12 | 18 | 10 | 0 | 0 | 0 | 0 | 0 | 0 | 0 | 0 | 0
12 | 18 | 11 | 0 | 0 | 0 | 0 | 0 | 0 | 0 | 0 | 0
12 | 18 | 12 | 0 | 0 | 0 | 0 | 0 | 0 | 0 | 0 | 0
12 | 18 | 13 | 0 | 0 | 0 | 0 | 0 | 0 | 0 | 0 | 0
12 | 18 | 14 | 0 | 0 | 0 | 0 | 0 | 0 | 0 | 0 | 0
12 | 18 | 15 | 0 | 0 | 0 | 0 | 0 | 0 | 0 | 0 | 0
12 | 18 | 16 | 0 | 0 | 0 | 0 | 0 | 0 | 0 | 0 | 0
12 | 18 | 17 | 0 | 0 | 0 | 0 | 0 | 0 | 0 | 0 | 0
12 | 18 | 18 | 0 | 0 | 0 | 0 | 0 | 0 | 0 | 0 | 0
12 | 18 | 19 | 0 | 0 | 0 | 0 | 0 | 0 | 0 | 0 | 0
12 | 18 | 20 | 0 | 0 | 0 | 0 | 0 | 0 | 0 | 0 | 0
12 | 18 | 21 | 0 | 0 | 0 | 0 | 0 | 0 | 0 | 0 | 0
12 | 18 | 22 | 0 | 0 | 0 | 0 | 0 | 0 | 0 | 0 | 0
12 | 18 | 23 | 0 | 0 | 0 | 0 | 0 | 0 | 0 | 0 | 0
12 | 18 | 24 | 0 | 0 | 0 | 0 | 0 | 0 | 0 | 0 | 0
12 | 19 | 1 | 0 | 0 | 0 | 0 | 0 | 0 | 0 | 0 | 0
12 | 19 | 2 | 0 | 0 | 0 | 0 | 0 | 0 | 0 | 0 | 0
12 | 19 | 3 | 0 | 0 | 0 | 0 | 0 | 0 | 0 | 0 | 0
12 | 19 | 4 | 0 | 0 | 0 | 0 | 0 | 0 | 0 | 0 | 0
12 | 19 | 5 | 0 | 0 | 0 | 0 | 0 | 0 | 0 | 0 | 0
12 | 19 | 6 | 0 | 0 | 0 | 0 | 0 | 0 | 0 | 0 | 0
12 | 19 | 7 | 0 | 0 | 0 | 0 | 0 | 0 | 0 | 0 | 0
12 | 19 | 8 | 0 | 0 | 0 | 0 | 0 | 0 | 0 | 0 | 0
12 | 19 | 9 | 0 | 0 | 0 | 0 | 0 | 0 | 0 | 0 | 0
12 | 19 | 10 | 0 | 0 | 0 | 0 | 0 | 0 | 0 | 0 | 0
12 | 19 | 11 | 0 | 0 | 0 | 0 | 0 | 0 | 0 | 0 | 0
12 | 19 | 12 | 0 | 0 | 0 | 0 | 0 | 0 | 0 | 0 | 0
12 | 19 | 13 | 0 | 0 | 0 | 0 | 0 | 0 | 0 | 0 | 0
12 | 19 | 14 | 0 | 0 | 0 | 0 | 0 | 0 | 0 | 0 | 0
12 | 19 | 15 | 0 | 0 | 0 | 0 | 0 | 0 | 0 | 0 | 0
12 | 19 | 16 | 0 | 0 | 0 | 0 | 0 | 0 | 0 | 0 | 0
12 | 19 | 17 | 0 | 0 | 0 | 0 | 0 | 0 | 0 | 0 | 0
12 | 19 | 18 | 0 | 0 | 0 | 0 | 0 | 0 | 0 | 0 | 0
12 | 19 | 19 | 0 | 0 | 0 | 0 | 0 | 0 | 0 | 0 | 0
12 | 19 | 20 | 0 | 0 | 0 | 0 | 0 | 0 | 0 | 0 | 0
12 | 19 | 21 | 0 | 0 | 0 | 0 | 0 | 0 | 0 | 0 | 0
12 | 19 | 22 | 0 | 0 | 0 | 0 | 0 | 0 | 0 | 0 | 0
12 | 19 | 23 | 0 | 0 | 0 | 0 | 0 | 0 | 0 | 0 | 0
12 | 19 | 24 | 0 | 0 | 0 | 0 | 0 | 0 | 0 | 0 | 0
12 | 20 | 1 | 0 | 0 | 0 | 0 | 0 | 0 | 0 | 0 | 0
12 | 20 | 2 | 0 | 0 | 0 | 0 | 0 | 0 | 0 | 0 | 0
12 | 20 | 3 | 0 | 0 | 0 | 0 | 0 | 0 | 0 | 0 | 0
12 | 20 | 4 | 0 | 0 | 0 | 0 | 0 | 0 | 0 | 0 | 0
12 | 20 | 5 | 0 | 0 | 0 | 0 | 0 | 0 | 0 | 0 | 0
12 | 20 | 6 | 0 | 0 | 0 | 0 | 0 | 0 | 0 | 0 | 0
12 | 20 | 7 | 0 | 0 | 0 | 0 | 0 | 0 | 0 | 0 | 0
12 | 20 | 8 | 0 | 0 | 0 | 0 | 0 | 0 | 0 | 0 | 0
12 | 20 | 9 | 0 | 0 | 0 | 0 | 0 | 0 | 0 | 0 | 0
12 | 20 | 10 | 0 | 0 | 0 | 0 | 0 | 0 | 0 | 0 | 0
12 | 20 | 11 | 0 | 0 | 0 | 0 | 0 | 0 | 0 | 0 | 0
12 | 20 | 12 | 0 | 0 | 0 | 0 | 0 | 0 | 0 | 0 | 0
12 | 20 | 13 | 0 | 0 | 0 | 0 | 0 | 0 | 0 | 0 | 0
12 | 20 | 14 | 0 | 0 | 0 | 0 | 0 | 0 | 0 | 0 | 0
12 | 20 | 15 | 0 | 0 | 0 | 0 | 0 | 0 | 0 | 0 | 0
12 | 20 | 16 | 0 | 0 | 0 | 0 | 0 | 0 | 0 | 0 | 0
12 | 20 | 17 | 0 | 0 | 0 | 0 | 0 | 0 | 0 | 0 | 0
12 | 20 | 18 | 0 | 0 | 0 | 0 | 0 | 0 | 0 | 0 | 0
12 | 20 | 19 | 0 | 0 | 0 | 0 | 0 | 0 | 0 | 0 | 0
12 | 20 | 20 | 0 | 0 | 0 | 0 | 0 | 0 | 0 | 0 | 0
12 | 20 | 21 | 0 | 0 | 0 | 0 | 0 | 0 | 0 | 0 | 0
12 | 20 | 22 | 0 | 0 | 0 | 0 | 0 | 0 | 0 | 0 | 0
12 | 20 | 23 | 0 | 0 | 0 | 0 | 0 | 0 | 0 | 0 | 0
12 | 20 | 24 | 0 | 0 | 0 | 0 | 0 | 0 | 0 | 0 | 0
12 | 21 | 1 | 0 | 0 | 0 | 0 | 0 | 0 | 0 | 0 | 0
12 | 21 | 2 | 0 | 0 | 0 | 0 | 0 | 0 | 0 | 0 | 0
12 | 21 | 3 | 0 | 0 | 0 | 0 | 0 | 0 | 0 | 0 | 0
12 | 21 | 4 | 0 | 0 | 0 | 0 | 0 | 0 | 0 | 0 | 0
12 | 21 | 5 | 0 | 0 | 0 | 0 | 0 | 0 | 0 | 0 | 0
12 | 21 | 6 | 0 | 0 | 0 | 0 | 0 | 0 | 0 | 0 | 0
12 | 21 | 7 | 0 | 0 | 0 | 0 | 0 | 0 | 0 | 0 | 0
12 | 21 | 8 | 0 | 0 | 0 | 0 | 0 | 0 | 0 | 0 | 0
12 | 21 | 9 | 0 | 0 | 0 | 0 | 0 | 0 | 0 | 0 | 0
12 | 21 | 10 | 0 | 0 | 0 | 0 | 0 | 0 | 0 | 0 | 0
12 | 21 | 11 | 0 | 0 | 0 | 0 | 0 | 0 | 0 | 0 | 0
12 | 21 | 12 | 0 | 0 | 0 | 0 | 0 | 0 | 0 | 0 | 0
12 | 21 | 13 | 0 | 0 | 0 | 0 | 0 | 0 | 0 | 0 | 0
12 | 21 | 14 | 0 | 0 | 0 | 0 | 0 | 0 | 0 | 0 | 0
12 | 21 | 15 | 0 | 0 | 0 | 0 | 0 | 0 | 0 | 0 | 0
12 | 21 | 16 | 0 | 0 | 0 | 0 | 0 | 0 | 0 | 0 | 0
12 | 21 | 17 | 0 | 0 | 0 | 0 | 0 | 0 | 0 | 0 | 0
12 | 21 | 18 | 0 | 0 | 0 | 0 | 0 | 0 | 0 | 0 | 0
12 | 21 | 19 | 0 | 0 | 0 | 0 | 0 | 0 | 0 | 0 | 0
12 | 21 | 20 | 0 | 0 | 0 | 0 | 0 | 0 | 0 | 0 | 0
12 | 21 | 21 | 0 | 0 | 0 | 0 | 0 | 0 | 0 | 0 | 0
12 | 21 | 22 | 0 | 0 | 0 | 0 | 0 | 0 | 0 | 0 | 0
12 | 21 | 23 | 0 | 0 | 0 | 0 | 0 | 0 | 0 | 0 | 0
12 | 21 | 24 | 0 | 0 | 0 | 0 | 0 | 0 | 0 | 0 | 0
12 | 22 | 1 | 0 | 0 | 0 | 0 | 0 | 0 | 0 | 0 | 0
12 | 22 | 2 | 0 | 0 | 0 | 0 | 0 | 0 | 0 | 0 | 0
12 | 22 | 3 | 0 | 0 | 0 | 0 | 0 | 0 | 0 | 0 | 0
12 | 22 | 4 | 0 | 0 | 0 | 0 | 0 | 0 | 0 | 0 | 0
12 | 22 | 5 | 0 | 0 | 0 | 0 | 0 | 0 | 0 | 0 | 0
12 | 22 | 6 | 0 | 0 | 0 | 0 | 0 | 0 | 0 | 0 | 0
12 | 22 | 7 | 0 | 0 | 0 | 0 | 0 | 0 | 0 | 0 | 0
12 | 22 | 8 | 0 | 0 | 0 | 0 | 0 | 0 | 0 | 0 | 0
12 | 22 | 9 | 0 | 0 | 0 | 0 | 0 | 0 | 0 | 0 | 0
12 | 22 | 10 | 0 | 0 | 0 | 0 | 0 | 0 | 0 | 0 | 0
12 | 22 | 11 | 0 | 0 | 0 | 0 | 0 | 0 | 0 | 0 | 0
12 | 22 | 12 | 0 | 0 | 0 | 0 | 0 | 0 | 0 | 0 | 0
12 | 22 | 13 | 0 | 0 | 0 | 0 | 0 | 0 | 0 | 0 | 0
12 | 22 | 14 | 0 | 0 | 0 | 0 | 0 | 0 | 0 | 0 | 0
12 | 22 | 15 | 0 | 0 | 0 | 0 | 0 | 0 | 0 | 0 | 0
12 | 22 | 16 | 0 | 0 | 0 | 0 | 0 | 0 | 0 | 0 | 0
12 | 22 | 17 | 0 | 0 | 0 | 0 | 0 | 0 | 0 | 0 | 0
12 | 22 | 18 | 0 | 0 | 0 | 0 | 0 | 0 | 0 | 0 | 0
12 | 22 | 19 | 0 | 0 | 0 | 0 | 0 | 0 | 0 | 0 | 0
12 | 22 | 20 | 0 | 0 | 0 | 0 | 0 | 0 | 0 | 0 | 0
12 | 22 | 21 | 0 | 0 | 0 | 0 | 0 | 0 | 0 | 0 | 0
12 | 22 | 22 | 0 | 0 | 0 | 0 | 0 | 0 | 0 | 0 | 0
12 | 22 | 23 | 0 | 0 | 0 | 0 | 0 | 0 | 0 | 0 | 0
12 | 22 | 24 | 0 | 0 | 0 | 0 | 0 | 0 | 0 | 0 | 0
12 | 23 | 1 | 0 | 0 | 0 | 0 | 0 | 0 | 0 | 0 | 0
12 | 23 | 2 | 0 | 0 | 0 | 0 | 0 | 0 | 0 | 0 | 0
12 | 23 | 3 | 0 | 0 | 0 | 0 | 0 | 0 | 0 | 0 | 0
12 | 23 | 4 | 0 | 0 | 0 | 0 | 0 | 0 | 0 | 0 | 0
12 | 23 | 5 | 0 | 0 | 0 | 0 | 0 | 0 | 0 | 0 | 0
12 | 23 | 6 | 0 | 0 | 0 | 0 | 0 | 0 | 0 | 0 | 0
12 | 23 | 7 | 0 | 0 | 0 | 0 | 0 | 0 | 0 | 0 | 0
12 | 23 | 8 | 0 | 0 | 0 | 0 | 0 | 0 | 0 | 0 | 0
12 | 23 | 9 | 0 | 0 | 0 | 0 | 0 | 0 | 0 | 0 | 0
12 | 23 | 10 | 0 | 0 | 0 | 0 | 0 | 0 | 0 | 0 | 0
12 | 23 | 11 | 0 | 0 | 0 | 0 | 0 | 0 | 0 | 0 | 0
12 | 23 | 12 | 0 | 0 | 0 | 0 | 0 | 0 | 0 | 0 | 0
12 | 23 | 13 | 0 | 0 | 0 | 0 | 0 | 0 | 0 | 0 | 0
12 | 23 | 14 | 0 | 0 | 0 | 0 | 0 | 0 | 0 | 0 | 0
12 | 23 | 15 | 0 | 0 | 0 | 0 | 0 | 0 | 0 | 0 | 0
12 | 23 | 16 | 0 | 0 | 0 | 0 | 0 | 0 | 0 | 0 | 0
12 | 23 | 17 | 0 | 0 | 0 | 0 | 0 | 0 | 0 | 0 | 0
12 | 23 | 18 | 0 | 0 | 0 | 0 | 0 | 0 | 0 | 0 | 0
12 | 23 | 19 | 0 | 0 | 0 | 0 | 0 | 0 | 0 | 0 | 0
12 | 23 | 20 | 0 | 0 | 0 | 0 | 0 | 0 | 0 | 0 | 0
12 | 23 | 21 | 0 | 0 | 0 | 0 | 0 | 0 | 0 | 0 | 0
12 | 23 | 22 | 0 | 0 | 0 | 0 | 0 | 0 | 0 | 0 | 0
12 | 23 | 23 | 0 | 0 | 0 | 0 | 0 | 0 | 0 | 0 | 0
12 | 23 | 24 | 0 | 0 | 0 | 0 | 0 | 0 | 0 | 0 | 0
12 | 24 | 1 | 0 | 0 | 0 | 0 | 0 | 0 | 0 | 0 | 0
12 | 24 | 2 | 0 | 0 | 0 | 0 | 0 | 0 | 0 | 0 | 0
12 | 24 | 3 | 0 | 0 | 0 | 0 | 0 | 0 | 0 | 0 | 0
12 | 24 | 4 | 0 | 0 | 0 | 0 | 0 | 0 | 0 | 0 | 0
12 | 24 | 5 | 0 | 0 | 0 | 0 | 0 | 0 | 0 | 0 | 0
12 | 24 | 6 | 0 | 0 | 0 | 0 | 0 | 0 | 0 | 0 | 0
12 | 24 | 7 | 0 | 0 | 0 | 0 | 0 | 0 | 0 | 0 | 0
12 | 24 | 8 | 0 | 0 | 0 | 0 | 0 | 0 | 0 | 0 | 0
12 | 24 | 9 | 0 | 0 | 0 | 0 | 0 | 0 | 0 | 0 | 0
12 | 24 | 10 | 0 | 0 | 0 | 0 | 0 | 0 | 0 | 0 | 0
12 | 24 | 11 | 0 | 0 | 0 | 0 | 0 | 0 | 0 | 0 | 0
12 | 24 | 12 | 0 | 0 | 0 | 0 | 0 | 0 | 0 | 0 | 0
12 | 24 | 13 | 0 | 0 | 0 | 0 | 0 | 0 | 0 | 0 | 0
12 | 24 | 14 | 0 | 0 | 0 | 0 | 0 | 0 | 0 | 0 | 0
12 | 24 | 15 | 0 | 0 | 0 | 0 | 0 | 0 | 0 | 0 | 0
12 | 24 | 16 | 0 | 0 | 0 | 0 | 0 | 0 | 0 | 0 | 0
12 | 24 | 17 | 0 | 0 | 0 | 0 | 0 | 0 | 0 | 0 | 0
12 | 24 | 18 | 0 | 0 | 0 | 0 | 0 | 0 | 0 | 0 | 0
12 | 24 | 19 | 0 | 0 | 0 | 0 | 0 | 0 | 0 | 0 | 0
12 | 24 | 20 | 0 | 0 | 0 | 0 | 0 | 0 | 0 | 0 | 0
12 | 24 | 21 | 0 | 0 | 0 | 0 | 0 | 0 | 0 | 0 | 0
12 | 24 | 22 | 0 | 0 | 0 | 0 | 0 | 0 | 0 | 0 | 0
12 | 24 | 23 | 0 | 0 | 0 | 0 | 0 | 0 | 0 | 0 | 0
12 | 24 | 24 | 0 | 0 | 0 | 0 | 0 | 0 | 0 | 0 | 0
12 | 25 | 1 | 0 | 0 | 0 | 0 | 0 | 0 | 0 | 0 | 0
12 | 25 | 2 | 0 | 0 | 0 | 0 | 0 | 0 | 0 | 0 | 0
12 | 25 | 3 | 0 | 0 | 0 | 0 | 0 | 0 | 0 | 0 | 0
12 | 25 | 4 | 0 | 0 | 0 | 0 | 0 | 0 | 0 | 0 | 0
12 | 25 | 5 | 0 | 0 | 0 | 0 | 0 | 0 | 0 | 0 | 0
12 | 25 | 6 | 0 | 0 | 0 | 0 | 0 | 0 | 0 | 0 | 0
12 | 25 | 7 | 0 | 0 | 0 | 0 | 0 | 0 | 0 | 0 | 0
12 | 25 | 8 | 0 | 0 | 0 | 0 | 0 | 0 | 0 | 0 | 0
12 | 25 | 9 | 0 | 0 | 0 | 0 | 0 | 0 | 0 | 0 | 0
12 | 25 | 10 | 0 | 0 | 0 | 0 | 0 | 0 | 0 | 0 | 0
12 | 25 | 11 | 0 | 0 | 0 | 0 | 0 | 0 | 0 | 0 | 0
12 | 25 | 12 | 0 | 0 | 0 | 0 | 0 | 0 | 0 | 0 | 0
12 | 25 | 13 | 0 | 0 | 0 | 0 | 0 | 0 | 0 | 0 | 0
12 | 25 | 14 | 0 | 0 | 0 | 0 | 0 | 0 | 0 | 0 | 0
12 | 25 | 15 | 0 | 0 | 0 | 0 | 0 | 0 | 0 | 0 | 0
12 | 25 | 16 | 0 | 0 | 0 | 0 | 0 | 0 | 0 | 0 | 0
12 | 25 | 17 | 0 | 0 | 0 | 0 | 0 | 0 | 0 | 0 | 0
12 | 25 | 18 | 0 | 0 | 0 | 0 | 0 | 0 | 0 | 0 | 0
12 | 25 | 19 | 0 | 0 | 0 | 0 | 0 | 0 | 0 | 0 | 0
12 | 25 | 20 | 0 | 0 | 0 | 0 | 0 | 0 | 0 | 0 | 0
12 | 25 | 21 | 0 | 0 | 0 | 0 | 0 | 0 | 0 | 0 | 0
12 | 25 | 22 | 0 | 0 | 0 | 0 | 0 | 0 | 0 | 0 | 0
12 | 25 | 23 | 0 | 0 | 0 | 0 | 0 | 0 | 0 | 0 | 0
12 | 25 | 24 | 0 | 0 | 0 | 0 | 0 | 0 | 0 | 0 | 0
12 | 26 | 1 | 0 | 0 | 0 | 0 | 0 | 0 | 0 | 0 | 0
12 | 26 | 2 | 0 | 0 | 0 | 0 | 0 | 0 | 0 | 0 | 0
12 | 26 | 3 | 0 | 0 | 0 | 0 | 0 | 0 | 0 | 0 | 0
12 | 26 | 4 | 0 | 0 | 0 | 0 | 0 | 0 | 0 | 0 | 0
12 | 26 | 5 | 0 | 0 | 0 | 0 | 0 | 0 | 0 | 0 | 0
12 | 26 | 6 | 0 | 0 | 0 | 0 | 0 | 0 | 0 | 0 | 0
12 | 26 | 7 | 0 | 0 | 0 | 0 | 0 | 0 | 0 | 0 | 0
12 | 26 | 8 | 0 | 0 | 0 | 0 | 0 | 0 | 0 | 0 | 0
12 | 26 | 9 | 0 | 0 | 0 | 0 | 0 | 0 | 0 | 0 | 0
12 | 26 | 10 | 0 | 0 | 0 | 0 | 0 | 0 | 0 | 0 | 0
12 | 26 | 11 | 0 | 0 | 0 | 0 | 0 | 0 | 0 | 0 | 0
12 | 26 | 12 | 0 | 0 | 0 | 0 | 0 | 0 | 0 | 0 | 0
12 | 26 | 13 | 0 | 0 | 0 | 0 | 0 | 0 | 0 | 0 | 0
12 | 26 | 14 | 0 | 0 | 0 | 0 | 0 | 0 | 0 | 0 | 0
12 | 26 | 15 | 0 | 0 | 0 | 0 | 0 | 0 | 0 | 0 | 0
12 | 26 | 16 | 0 | 0 | 0 | 0 | 0 | 0 | 0 | 0 | 0
12 | 26 | 17 | 0 | 0 | 0 | 0 | 0 | 0 | 0 | 0 | 0
12 | 26 | 18 | 0 | 0 | 0 | 0 | 0 | 0 | 0 | 0 | 0
12 | 26 | 19 | 0 | 0 | 0 | 0 | 0 | 0 | 0 | 0 | 0
12 | 26 | 20 | 0 | 0 | 0 | 0 | 0 | 0 | 0 | 0 | 0
12 | 26 | 21 | 0 | 0 | 0 | 0 | 0 | 0 | 0 | 0 | 0
12 | 26 | 22 | 0 | 0 | 0 | 0 | 0 | 0 | 0 | 0 | 0
12 | 26 | 23 | 0 | 0 | 0 | 0 | 0 | 0 | 0 | 0 | 0
12 | 26 | 24 | 0 | 0 | 0 | 0 | 0 | 0 | 0 | 0 | 0
12 | 27 | 1 | 0 | 0 | 0 | 0 | 0 | 0 | 0 | 0 | 0
12 | 27 | 2 | 0 | 0 | 0 | 0 | 0 | 0 | 0 | 0 | 0
12 | 27 | 3 | 0 | 0 | 0 | 0 | 0 | 0 | 0 | 0 | 0
12 | 27 | 4 | 0 | 0 | 0 | 0 | 0 | 0 | 0 | 0 | 0
12 | 27 | 5 | 0 | 0 | 0 | 0 | 0 | 0 | 0 | 0 | 0
12 | 27 | 6 | 0 | 0 | 0 | 0 | 0 | 0 | 0 | 0 | 0
12 | 27 | 7 | 0 | 0 | 0 | 0 | 0 | 0 | 0 | 0 | 0
12 | 27 | 8 | 0 | 0 | 0 | 0 | 0 | 0 | 0 | 0 | 0
12 | 27 | 9 | 0 | 0 | 0 | 0 | 0 | 0 | 0 | 0 | 0
12 | 27 | 10 | 0 | 0 | 0 | 0 | 0 | 0 | 0 | 0 | 0
12 | 27 | 11 | 0 | 0 | 0 | 0 | 0 | 0 | 0 | 0 | 0
12 | 27 | 12 | 0 | 0 | 0 | 0 | 0 | 0 | 0 | 0 | 0
12 | 27 | 13 | 0 | 0 | 0 | 0 | 0 | 0 | 0 | 0 | 0
12 | 27 | 14 | 0 | 0 | 0 | 0 | 0 | 0 | 0 | 0 | 0
12 | 27 | 15 | 0 | 0 | 0 | 0 | 0 | 0 | 0 | 0 | 0
12 | 27 | 16 | 0 | 0 | 0 | 0 | 0 | 0 | 0 | 0 | 0
12 | 27 | 17 | 0 | 0 | 0 | 0 | 0 | 0 | 0 | 0 | 0
12 | 27 | 18 | 0 | 0 | 0 | 0 | 0 | 0 | 0 | 0 | 0
12 | 27 | 19 | 0 | 0 | 0 | 0 | 0 | 0 | 0 | 0 | 0
12 | 27 | 20 | 0 | 0 | 0 | 0 | 0 | 0 | 0 | 0 | 0
12 | 27 | 21 | 0 | 0 | 0 | 0 | 0 | 0 | 0 | 0 | 0
12 | 27 | 22 | 0 | 0 | 0 | 0 | 0 | 0 | 0 | 0 | 0
12 | 27 | 23 | 0 | 0 | 0 | 0 | 0 | 0 | 0 | 0 | 0
12 | 27 | 24 | 0 | 0 | 0 | 0 | 0 | 0 | 0 | 0 | 0
12 | 28 | 1 | 0 | 0 | 0 | 0 | 0 | 0 | 0 | 0 | 0
12 | 28 | 2 | 0 | 0 | 0 | 0 | 0 | 0 | 0 | 0 | 0
12 | 28 | 3 | 0 | 0 | 0 | 0 | 0 | 0 | 0 | 0 | 0
12 | 28 | 4 | 0 | 0 | 0 | 0 | 0 | 0 | 0 | 0 | 0
12 | 28 | 5 | 0 | 0 | 0 | 0 | 0 | 0 | 0 | 0 | 0
12 | 28 | 6 | 0 | 0 | 0 | 0 | 0 | 0 | 0 | 0 | 0
12 | 28 | 7 | 0 | 0 | 0 | 0 | 0 | 0 | 0 | 0 | 0
12 | 28 | 8 | 0 | 0 | 0 | 0 | 0 | 0 | 0 | 0 | 0
12 | 28 | 9 | 0 | 0 | 0 | 0 | 0 | 0 | 0 | 0 | 0
12 | 28 | 10 | 0 | 0 | 0 | 0 | 0 | 0 | 0 | 0 | 0
12 | 28 | 11 | 0 | 0 | 0 | 0 | 0 | 0 | 0 | 0 | 0
12 | 28 | 12 | 0 | 0 | 0 | 0 | 0 | 0 | 0 | 0 | 0
12 | 28 | 13 | 0 | 0 | 0 | 0 | 0 | 0 | 0 | 0 | 0
12 | 28 | 14 | 0 | 0 | 0 | 0 | 0 | 0 | 0 | 0 | 0
12 | 28 | 15 | 0 | 0 | 0 | 0 | 0 | 0 | 0 | 0 | 0
12 | 28 | 16 | 0 | 0 | 0 | 0 | 0 | 0 | 0 | 0 | 0
12 | 28 | 17 | 0 | 0 | 0 | 0 | 0 | 0 | 0 | 0 | 0
12 | 28 | 18 | 0 | 0 | 0 | 0 | 0 | 0 | 0 | 0 | 0
12 | 28 | 19 | 0 | 0 | 0 | 0 | 0 | 0 | 0 | 0 | 0
12 | 28 | 20 | 0 | 0 | 0 | 0 | 0 | 0 | 0 | 0 | 0
12 | 28 | 21 | 0 | 0 | 0 | 0 | 0 | 0 | 0 | 0 | 0
12 | 28 | 22 | 0 | 0 | 0 | 0 | 0 | 0 | 0 | 0 | 0
12 | 28 | 23 | 0 | 0 | 0 | 0 | 0 | 0 | 0 | 0 | 0
12 | 28 | 24 | 0 | 0 | 0 | 0 | 0 | 0 | 0 | 0 | 0
12 | 29 | 1 | 0 | 0 | 0 | 0 | 0 | 0 | 0 | 0 | 0
12 | 29 | 2 | 0 | 0 | 0 | 0 | 0 | 0 | 0 | 0 | 0
12 | 29 | 3 | 0 | 0 | 0 | 0 | 0 | 0 | 0 | 0 | 0
12 | 29 | 4 | 0 | 0 | 0 | 0 | 0 | 0 | 0 | 0 | 0
12 | 29 | 5 | 0 | 0 | 0 | 0 | 0 | 0 | 0 | 0 | 0
12 | 29 | 6 | 0 | 0 | 0 | 0 | 0 | 0 | 0 | 0 | 0
12 | 29 | 7 | 0 | 0 | 0 | 0 | 0 | 0 | 0 | 0 | 0
12 | 29 | 8 | 0 | 0 | 0 | 0 | 0 | 0 | 0 | 0 | 0
12 | 29 | 9 | 0 | 0 | 0 | 0 | 0 | 0 | 0 | 0 | 0
12 | 29 | 10 | 0 | 0 | 0 | 0 | 0 | 0 | 0 | 0 | 0
12 | 29 | 11 | 0 | 0 | 0 | 0 | 0 | 0 | 0 | 0 | 0
12 | 29 | 12 | 0 | 0 | 0 | 0 | 0 | 0 | 0 | 0 | 0
12 | 29 | 13 | 0 | 0 | 0 | 0 | 0 | 0 | 0 | 0 | 0
12 | 29 | 14 | 0 | 0 | 0 | 0 | 0 | 0 | 0 | 0 | 0
12 | 29 | 15 | 0 | 0 | 0 | 0 | 0 | 0 | 0 | 0 | 0
12 | 29 | 16 | 0 | 0 | 0 | 0 | 0 | 0 | 0 | 0 | 0
12 | 29 | 17 | 0 | 0 | 0 | 0 | 0 | 0 | 0 | 0 | 0
12 | 29 | 18 | 0 | 0 | 0 | 0 | 0 | 0 | 0 | 0 | 0
12 | 29 | 19 | 0 | 0 | 0 | 0 | 0 | 0 | 0 | 0 | 0
12 | 29 | 20 | 0 | 0 | 0 | 0 | 0 | 0 | 0 | 0 | 0
12 | 29 | 21 | 0 | 0 | 0 | 0 | 0 | 0 | 0 | 0 | 0
12 | 29 | 22 | 0 | 0 | 0 | 0 | 0 | 0 | 0 | 0 | 0
12 | 29 | 23 | 0 | 0 | 0 | 0 | 0 | 0 | 0 | 0 | 0
12 | 29 | 24 | 0 | 0 | 0 | 0 | 0 | 0 | 0 | 0 | 0
12 | 30 | 1 | 0 | 0 | 0 | 0 | 0 | 0 | 0 | 0 | 0
12 | 30 | 2 | 0 | 0 | 0 | 0 | 0 | 0 | 0 | 0 | 0
12 | 30 | 3 | 0 | 0 | 0 | 0 | 0 | 0 | 0 | 0 | 0
12 | 30 | 4 | 0 | 0 | 0 | 0 | 0 | 0 | 0 | 0 | 0
12 | 30 | 5 | 0 | 0 | 0 | 0 | 0 | 0 | 0 | 0 | 0
12 | 30 | 6 | 0 | 0 | 0 | 0 | 0 | 0 | 0 | 0 | 0
12 | 30 | 7 | 0 | 0 | 0 | 0 | 0 | 0 | 0 | 0 | 0
12 | 30 | 8 | 0 | 0 | 0 | 0 | 0 | 0 | 0 | 0 | 0
12 | 30 | 9 | 0 | 0 | 0 | 0 | 0 | 0 | 0 | 0 | 0
12 | 30 | 10 | 0 | 0 | 0 | 0 | 0 | 0 | 0 | 0 | 0
12 | 30 | 11 | 0 | 0 | 0 | 0 | 0 | 0 | 0 | 0 | 0
12 | 30 | 12 | 0 | 0 | 0 | 0 | 0 | 0 | 0 | 0 | 0
12 | 30 | 13 | 0 | 0 | 0 | 0 | 0 | 0 | 0 | 0 | 0
12 | 30 | 14 | 0 | 0 | 0 | 0 | 0 | 0 | 0 | 0 | 0
12 | 30 | 15 | 0 | 0 | 0 | 0 | 0 | 0 | 0 | 0 | 0
12 | 30 | 16 | 0 | 0 | 0 | 0 | 0 | 0 | 0 | 0 | 0
12 | 30 | 17 | 0 | 0 | 0 | 0 | 0 | 0 | 0 | 0 | 0
12 | 30 | 18 | 0 | 0 | 0 | 0 | 0 | 0 | 0 | 0 | 0
12 | 30 | 19 | 0 | 0 | 0 | 0 | 0 | 0 | 0 | 0 | 0
12 | 30 | 20 | 0 | 0 | 0 | 0 | 0 | 0 | 0 | 0 | 0
12 | 30 | 21 | 0 | 0 | 0 | 0 | 0 | 0 | 0 | 0 | 0
12 | 30 | 22 | 0 | 0 | 0 | 0 | 0 | 0 | 0 | 0 | 0
12 | 30 | 23 | 0 | 0 | 0 | 0 | 0 | 0 | 0 | 0 | 0
12 | 30 | 24 | 0 | 0 | 0 | 0 | 0 | 0 | 0 | 0 | 0
12 | 31 | 1 | 0 | 0 | 0 | 0 | 0 | 0 | 0 | 0 | 0
12 | 31 | 2 | 0 | 0 | 0 | 0 | 0 | 0 | 0 | 0 | 0
12 | 31 | 3 | 0 | 0 | 0 | 0 | 0 | 0 | 0 | 0 | 0
12 | 31 | 4 | 0 | 0 | 0 | 0 | 0 | 0 | 0 | 0 | 0
12 | 31 | 5 | 0 | 0 | 0 | 0 | 0 | 0 | 0 | 0 | 0
12 | 31 | 6 | 0 | 0 | 0 | 0 | 0 | 0 | 0 | 0 | 0
12 | 31 | 7 | 0 | 0 | 0 | 0 | 0 | 0 | 0 | 0 | 0
12 | 31 | 8 | 0 | 0 | 0 | 0 | 0 | 0 | 0 | 0 | 0
12 | 31 | 9 | 0 | 0 | 0 | 0 | 0 | 0 | 0 | 0 | 0
12 | 31 | 10 | 0 | 0 | 0 | 0 | 0 | 0 | 0 | 0 | 0
12 | 31 | 11 | 0 | 0 | 0 | 0 | 0 | 0 | 0 | 0 | 0
12 | 31 | 12 | 0 | 0 | 0 | 0 | 0 | 0 | 0 | 0 | 0
12 | 31 | 13 | 0 | 0 | 0 | 0 | 0 | 0 | 0 | 0 | 0
12 | 31 | 14 | 0 | 0 | 0 | 0 | 0 | 0 | 0 | 0 | 0
12 | 31 | 15 | 0 | 0 | 0 | 0 | 0 | 0 | 0 | 0 | 0
12 | 31 | 16 | 0 | 0 | 0 | 0 | 0 | 0 | 0 | 0 | 0
12 | 31 | 17 | 0 | 0 | 0 | 0 | 0 | 0 | 0 | 0 | 0
12 | 31 | 18 | 0 | 0 | 0 | 0 | 0 | 0 | 0 | 0 | 0
12 | 31 | 19 | 0 | 0 | 0 | 0 | 0 | 0 | 0 | 0 | 0
12 | 31 | 20 | 0 | 0 | 0 | 0 | 0 | 0 | 0 | 0 | 0
12 | 31 | 21 | 0 | 0 | 0 | 0 | 0 | 0 | 0 | 0 | 0
12 | 31 | 22 | 0 | 0 | 0 | 0 | 0 | 0 | 0 | 0 | 0
12 | 31 | 23 | 0 | 0 | 0 | 0 | 0 | 0 | 0 | 0 | 0
12 | 31 | 24 | 0 | 0 | 0 | 0 | 0 | 0 | 0 | 0 | 0
Total |  |  | 0 | 0 | 0 | 0 | 0 | 0 | 0 | 0 | 0

## IEPR Form 1.1c
Form 1.1c - Statewide
California Energy Demand Forecast 2018 - 2030, Mid Demand Baseline Case, Mid AAEE and AAPV Savings
Electricity Deliveries to End Users by Agency (GWh)
Planning Area | Agency | 2016 | 2017 | 2018 | 2019 | 2020 | 2021 | 2022 | 2023 | 2024 | 2025 | 2026 | 2027 | 2028 | 2029 | 2030 | Average Annual Growth 2016 - 2030
PGE | Calaveras Public Power Agency | 33 | 33 | 33 | 33 | 33 | 33 | 34 | 34 | 34 | 35 | 35 | 35 | 35 | 36 | 36 | 0.6234%
| City of Alameda | 360 | 359.4698 | 354.3189 | 350.814 | 351.8441 | 351.6083 | 352.4625 | 352.4223 | 351.8892 | 352.4993 | 352.3277 | 352.2998 | 352.6177 | 352.1149 | 352.6693 | -0.1468%
| City of Biggs | 16 | 15.9764 | 15.8955 | 15.8055 | 15.7056 | 15.5948 | 15.4874 | 15.3418 | 15.2168 | 16.0982 | 15.9864 | 15.8803 | 15.7878 | 15.7019 | 15.6196 | -0.1717%
| City of Gridley | 33 | 32.9514 | 32.6889 | 32.4087 | 32.1218 | 31.8025 | 32.4755 | 32.0701 | 31.7182 | 32.3887 | 32.0816 | 31.7978 | 32.5518 | 32.3302 | 32.1141 | -0.1942%
| City of Healdsburg | 73 | 72.8925 | 72.0555 | 70.1838 | 70.2629 | 70.2772 | 70.3374 | 69.27 | 69.3319 | 69.4503 | 68.6357 | 68.8873 | 69.2392 | 68.6612 | 69.0966 | -0.3918%
| City of Lodi | 411 | 410.3947 | 405.2441 | 401.7802 | 401.9243 | 401.6488 | 402.3911 | 401.1289 | 399.3904 | 399.8093 | 398.4368 | 398.2637 | 397.4829 | 396.9231 | 396.3513 | -0.2589%
| City of Lompoc | 125 | 123.8159 | 123.0618 | 122.2169 | 122.2639 | 122.1964 | 123.1436 | 122.7772 | 122.5606 | 122.3829 | 122.257 | 122.1795 | 122.2093 | 122.2943 | 122.3865 | -0.1508%
| City of Palo Alto | 885 | 882.6967 | 867.7665 | 853.8303 | 848.6872 | 841.4553 | 837.4423 | 829.8543 | 821.6389 | 816.8618 | 809.6533 | 804.1674 | 797.7324 | 793.0236 | 788.011 | -0.8257%
| City of San Francisco | 949 | 946.6024 | 936.4274 | 926.6114 | 929.0567 | 927.7644 | 929.7581 | 928.5771 | 926.7168 | 927.3451 | 926.4556 | 925.9507 | 926.3161 | 926.1383 | 926.0735 | -0.1745%
| City of Ukiah | 103 | 102.8483 | 101.9663 | 100.984 | 100.8963 | 100.7032 | 100.5038 | 100.0345 | 99.674 | 99.3361 | 99.0345 | 98.7673 | 97.5823 | 97.4367 | 97.2522 | -0.4093%
| Department of Water Resources (North) | 1701 | 1572 | 1572 | 1572 | 1572 | 1572 | 1572 | 1572 | 1572 | 1572 | 1572 | 1572 | 1572 | 1572 | 1572 | -0.5618%
| Island Energy/Pittsburg | 20 | 19.9705 | 19.7571 | 19.5465 | 19.3263 | 20.0928 | 19.8714 | 19.609 | 19.3772 | 19.1595 | 19.9548 | 19.76 | 19.586 | 19.4238 | 19.2648 | -0.2672%
| Lassen Municipal Utility District | 152 | 150.7761 | 149.714 | 148.5488 | 148.3471 | 149.0254 | 148.7225 | 149.0558 | 148.5929 | 149.1926 | 148.8755 | 148.6241 | 149.5162 | 149.4851 | 149.4731 | -0.1197%
| Pacific Gas and Electric Company (Bundled) | 70430 | 62935.701 | 50746.5219 | 39974.4255 | 40124.2424 | 40030.4436 | 40111.5551 | 40010.1523 | 39851.3044 | 39855.2781 | 39734.6458 | 39635.6712 | 39500.0659 | 39400.731 | 39319.829 | -4.078%
| Pacific Gas and Electric Company (Direct Access) | 9520 | 9520 | 9520 | 9520 | 9520 | 9520 | 9520 | 9520 | 9520 | 9520 | 9520 | 9520 | 9520 | 9520 | 9520 | 0%
| Pacific Gas and Electric Company (Marin Clean Energy CCA) | 1966 | 2841.1042 | 5160.3787 | 5068.6794 | 5060.7326 | 5036.6282 | 5031.0841 | 5006.1262 | 4977.1924 | 4964.0074 | 4938.4882 | 4916.3722 | 4892.3931 | 4872.1057 | 4853.7549 | 6.668%
| Pacific Gas and Electric Company (Sonoma Clean Power CCA) | 2108 | 2312.8286 | 2664.6319 | 2617.3208 | 2613.2975 | 2601.0845 | 2597.7186 | 2584.9412 | 2569.8155 | 2563.5212 | 2550.1592 | 2538.5304 | 2526.4495 | 2515.8531 | 2506.6699 | 1.245%
| Pacific Gas and Electric Company (Clean Power San Francisco Clean CCA) | 176 | 524.2811 | 610.3567 | 599.4163 | 598.8405 | 595.5665 | 595.4279 | 592.1125 | 588.6119 | 587.2859 | 584.1892 | 581.2892 | 578.6888 | 576.6212 | 573.8262 | 8.808%
| Pacific Gas and Electric Company (Peninsula Clean Energy Authority CCA) | 146 | 2645.3726 | 3804.3595 | 3737.0772 | 3730.9403 | 3713.2527 | 3709.6849 | 3690.5262 | 3669.4702 | 3659.7282 | 3641.1792 | 3624.7159 | 3606.6107 | 3591.8694 | 3578.7742 | 25.67%
| Pacific Gas and Electric Company (Silicon Valley Clean Energy CCA) | 0 | 3325.4401 | 3712.5097 | 3646.2862 | 3640.2945 | 3623.8226 | 3619.5255 | 3601.7094 | 3580.9503 | 3571.4552 | 3553.1507 | 3536.9079 | 3519.8508 | 3505.2046 | 3492.1909 | --
| Pacific Gas and Electric Company (Redwood Coast Energy Authority CCA) | 0 | 187.7426 | 662.7013 | 651.1574 | 649.9493 | 646.9413 | 646.1426 | 642.9972 | 638.8036 | 637.7277 | 633.9831 | 631.3398 | 628.142 | 625.531 | 623.0598 | --
| Pacific Gas and Electric Company (Pioneer Community Energy CCA) | 0 | 0 | 1143.6782 | 1123.6614 | 1121.5 | 1115.9737 | 1114.7838 | 1109.2858 | 1103.305 | 1099.81 | 1094.5767 | 1089.6978 | 1084.4993 | 1079.4486 | 1075.4997 | --
| Pacific Gas and Electric Company (Monterrey Bay Community Power Authority CCA) | 0 | 0 | 2370.3175 | 3499.849 | 3472.5035 | 3456.379 | 3452.3549 | 3435.1777 | 3414.8614 | 3405.718 | 3388.653 | 3373.5849 | 3356.7421 | 3343.0299 | 3330.9084 | --
| Pacific Gas and Electric Company (East Bay Community Energy CCA) | 0 | 0 | 1415.2771 | 6447.1416 | 6396.3109 | 6366.6634 | 6359.0574 | 6327.2772 | 6290.39 | 6273.6911 | 6242.0215 | 6214.175 | 6183.381 | 6158.3485 | 6135.5265 | --
| Pacific Gas and Electric Company (Valley Clean Energy Alliance CCA) | 0 | 0 | 456.2861 | 762.4497 | 756.0241 | 752.5449 | 752.2678 | 748.4672 | 743.7499 | 742.2141 | 738.0168 | 734.9533 | 731.3863 | 728.4991 | 725.7713 | --
| Pacific Gas and Electric Company (San Jose City CCA) | 0 | 0 | 843.438 | 4497.5744 | 4461.8921 | 4441.0617 | 4436.5953 | 4414.0137 | 4388.5805 | 4376.7215 | 4354.299 | 4335.0829 | 4313.7043 | 4296.3426 | 4279.9287 | --
| Plumas-Sierra Rural Electric Cooperation | 142 | 142 | 142 | 141 | 142.9812 | 143.9462 | 145.9113 | 146.8765 | 148.842 | 149.8074 | 150.7728 | 152.7387 | 153.7051 | 154.6723 | 155.6403 | 0.6573%
| Port of Oakland | 48 | 47.9293 | 47.65 | 46.3399 | 46.9656 | 46.5286 | 47.0985 | 46.5496 | 47.0539 | 46.5647 | 47.0848 | 46.6148 | 47.1768 | 46.7513 | 46.3208 | -0.254%
| Port of Stockton | 20 | 20 | 20 | 20 | 20 | 20 | 20 | 21 | 21 | 21 | 21 | 21 | 22 | 22 | 22 | 0.6831%
| Silicon Valley Power | 3306 | 3297.1312 | 3255.7546 | 3221.3843 | 3222.9525 | 3216.3528 | 3220.3297 | 3210.035 | 3199.2651 | 3200.9666 | 3194.771 | 3192.6864 | 3190.216 | 3189.004 | 3190.1456 | -0.2545%
| Tuolumne County Public Power Agency | 23 | 23 | 23 | 23 | 23 | 23 | 24 | 24 | 24 | 24 | 24 | 25 | 25 | 25 | 25 | 0.5974%
| WAPA (CAISO) | 1305 | 1294 | 1305 | 1317 | 1328 | 1342 | 1357 | 1372 | 1385 | 1397 | 1408 | 1420 | 1435 | 1450 | 1463 | 0.8197%
PGE Total |  | 94051 | 93839.9256 | 92587.7567 | 91561.493 | 91575.8632 | 91329.3589 | 91399.1328 | 91129.3888 | 90774.303 | 90708.021 | 90419.6901 | 90183.9382 | 89902.6333 | 89682.5454 | 89494.1586 | -0.3541%
SCE | Anza Electric Cooperative, Inc. | 53 | 53 | 52 | 53 | 53 | 54 | 54 | 55 | 56 | 56 | 56 | 57 | 57 | 58 | 58 | 0.646%
| Azusa Light & Water | 266 | 262.6784 | 259.0681 | 257.3295 | 257.3728 | 256.1956 | 257.0514 | 257.424 | 256.0951 | 255.8689 | 253.7812 | 252.8687 | 252.2131 | 251.7328 | 251.211 | -0.4078%
| Bear Valley Electric Service | 129 | 128 | 127 | 128 | 128.9969 | 129.9911 | 131.9852 | 133.9792 | 134.9734 | 135.9675 | 136.9615 | 137.9557 | 138.95 | 139.9444 | 140.9389 | 0.6342%
| City of Anaheim | 2484 | 2456.9967 | 2421.6146 | 2403.6865 | 2397.5641 | 2391.9721 | 2392.5036 | 2396.1221 | 2386.0404 | 2377.092 | 2363.7561 | 2355.0168 | 2346.8186 | 2340.3071 | 2333.4787 | -0.4455%
| City of Banning | 134 | 132.838 | 131.0012 | 131.0643 | 130.9754 | 130.7189 | 131.4416 | 131.892 | 131.4963 | 131.1729 | 130.9322 | 130.7564 | 130.7052 | 130.7279 | 130.7575 | -0.1748%
| City of Cerritos | 75 | 75 | 74 | 75 | 74.9908 | 75.9731 | 76.9551 | 77.9372 | 78.9195 | 79.9017 | 79.8838 | 80.8663 | 80.8491 | 81.832 | 81.8153 | 0.6232%
| City of Colton | 371 | 366.5514 | 360.5358 | 358.3609 | 356.8418 | 355.9715 | 355.0277 | 355.3559 | 354.2703 | 352.6215 | 350.3648 | 349.4349 | 349.0039 | 347.9289 | 347.861 | -0.4589%
| City of Corona | 137 | 135.8344 | 134.1052 | 134.2857 | 134.3875 | 135.4067 | 135.4371 | 136.1895 | 137.0745 | 136.9972 | 136.9687 | 136.9855 | 137.1004 | 137.2663 | 137.4339 | 0.02259%
| City of Pasadena | 1154 | 1141.6048 | 1118.8454 | 1105.7322 | 1097.1058 | 1089.4625 | 1083.9144 | 1080.3716 | 1070.6629 | 1062.178 | 1052.8396 | 1045.5592 | 1038.8164 | 1033.1937 | 1026.2996 | -0.8342%
| City of Rancho Cucamonga | 77 | 75.9069 | 75.3261 | 74.705 | 74.9845 | 75.1504 | 75.2886 | 75.2546 | 74.2985 | 74.3742 | 74.4933 | 73.6541 | 73.8868 | 73.1642 | 73.4316 | -0.3384%
| City of Riverside | 2323 | 2298.1914 | 2258.7684 | 2237.0611 | 2226.0764 | 2216.1032 | 2213.5118 | 2214.3932 | 2203.8381 | 2194.0627 | 2182.2075 | 2173.3938 | 2166.4377 | 2161.573 | 2156.6805 | -0.5292%
| City of Vernon | 1118 | 1105.6483 | 1094.7492 | 1091.0006 | 1092.3002 | 1274.5277 | 1279.094 | 1284.7835 | 1285.0335 | 1285.8336 | 1285.1031 | 1284.8882 | 1285.5835 | 1285.8222 | 1287.1577 | 1.011%
| Department of Water Resources (South) | 5167 | 4953 | 4953 | 4953 | 4953 | 4953 | 4953 | 4953 | 4953 | 4953 | 4953 | 4953 | 4953 | 4953 | 4953 | -0.3017%
| Metropolitan Water District | 2071 | 2051 | 2043 | 2051 | 2069 | 2090 | 2115 | 2148 | 2166 | 2184 | 2198 | 2213 | 2228 | 2242 | 2256 | 0.613%
| Moreno Valley Utilities | 192 | 189.7679 | 187.2863 | 186.7157 | 186.8049 | 186.572 | 186.5109 | 187.1951 | 187.1715 | 186.2719 | 186.5044 | 185.8459 | 185.383 | 186.0411 | 185.7473 | -0.2362%
| Southern California Edison Company (Bundled) | 73260 | 72331.486 | 69215.9254 | 68770.7517 | 68567.23 | 68352.6814 | 68304.925 | 68327.8734 | 67922.7348 | 67481.2693 | 66936.7233 | 66426.2415 | 65925.0742 | 65421.217 | 64936.1165 | -0.8578%
| Southern California Edison Company (Direct Access) | 10929 | 10806 | 10451 | 10499 | 10599 | 10713 | 10852 | 11026 | 11129 | 11226 | 11302 | 11385 | 11465 | 11541 | 11618 | 0.4376%
| Southern California Edison Company (Lancaster Energy Clean CCA) | 640 | 633.094 | 623.4156 | 619.5123 | 616.7142 | 614.8895 | 614.0992 | 613.8341 | 610.0054 | 605.3218 | 599.9133 | 595.3763 | 591.0293 | 586.0358 | 581.179 | -0.6863%
| Southern California Edison Company (Apple Valley Choice Energy CCA) | 0 | 220.6842 | 215.3797 | 213.0184 | 212.3273 | 212.2606 | 211.2727 | 211.6988 | 210.3153 | 208.9481 | 206.7448 | 205.4222 | 203.3004 | 202.1105 | 200.119 | --
| Southern California Edison Company (Pico Rivera Innovative Municipal Energy CCA) | 0 | 76.89 | 75.0865 | 75.2405 | 74.3145 | 74.2436 | 74.1802 | 73.9559 | 73.7469 | 73.5354 | 72.449 | 72.246 | 71.198 | 71.0346 | 70.0417 | --
| Southern California Edison Company (Los Angeles Community Choice Energy CCA) | 0 | 0 | 2339.5374 | 2291.4138 | 2283.4832 | 2274.9009 | 2271.416 | 2270.4467 | 2256.1095 | 2240.1389 | 2221.1814 | 2203.0665 | 2185.6933 | 2168.248 | 2151.2793 | --
| Victorville Municipal | 93 | 92.8876 | 91.3854 | 91.8269 | 91.2122 | 91.534 | 91.8578 | 92.9895 | 93.2147 | 93.4708 | 92.7652 | 93.0953 | 93.4971 | 92.9385 | 93.3834 | 0.02939%
SCE Total |  | 100673 | 99587.0597 | 98302.0303 | 97800.7052 | 97677.6824 | 97748.5548 | 97860.4725 | 98103.6965 | 97770.0005 | 97394.0261 | 96872.5732 | 96410.6734 | 95958.5399 | 95505.1182 | 95069.9317 | -0.4082%
SDGE | San Diego Gas and Electric Company (Bundled) | 15653 | 15188.3337 | 15016.3597 | 14916.28 | 14834.3553 | 14751.3942 | 14860.618 | 14870.2487 | 14883.3427 | 14863.5982 | 14787.375 | 14679.5806 | 14570.7743 | 14447.8417 | 14318.3805 | -0.6345%
| San Diego Gas and Electric Company (Direct Access) | 3516 | 3416 | 3414 | 3432 | 3459 | 3490 | 3562 | 3562 | 3562 | 3562 | 3562 | 3562 | 3562 | 3562 | 3562 | 0.09289%
SDGE Total |  | 19169 | 18604.3337 | 18430.3597 | 18348.28 | 18293.3553 | 18241.3942 | 18422.618 | 18432.2487 | 18445.3427 | 18425.5982 | 18349.375 | 18241.5806 | 18132.7743 | 18009.8417 | 17880.3805 | -0.4958%
Northern California Non-CAISO | City of Redding | 745 | 738.2265 | 736.3206 | 734.6139 | 730.8263 | 726.9149 | 725.4945 | 720.3985 | 715.8681 | 710.9073 | 707.5909 | 704.2453 | 704.2598 | 704.2202 | 704.425 | -0.3992%
| City of Roseville | 1173 | 1162.2077 | 1156.0265 | 1149.6534 | 1140.0726 | 1130.113 | 1122.0449 | 1109.5103 | 1097.173 | 1086.3185 | 1076.8785 | 1068.2127 | 1063.5197 | 1058.8584 | 1053.2057 | -0.7665%
| City of Shasta Lake | 197 | 195.531 | 195.5709 | 195.402 | 193.6795 | 193.4289 | 192.1975 | 191.1592 | 189.5424 | 188.0899 | 186.8321 | 185.7667 | 185.0477 | 184.5429 | 184.1253 | -0.4816%
| Merced Irrigation District | 460 | 460.905 | 456.2079 | 454.0089 | 451.0628 | 448.3572 | 446.7588 | 442.3968 | 439.0643 | 435.1016 | 431.5287 | 428.2669 | 425.6988 | 422.4986 | 419.4191 | -0.6575%
| Modesto Irrigation District | 2487 | 2464.0797 | 2459.3405 | 2453.4478 | 2440.4039 | 2428.2023 | 2418.9304 | 2397.5277 | 2377.0656 | 2358.214 | 2339.7054 | 2325.9448 | 2319.6018 | 2315.1209 | 2309.1277 | -0.5286%
| Sacramento Municipal Utility District | 10485 | 10506.1826 | 10499.8174 | 10517.3492 | 10535.2408 | 10550.5242 | 10575.2351 | 10566.9378 | 10565.4953 | 10573.0474 | 10571.2476 | 10585.1714 | 10624.8163 | 10676.7104 | 10723.6752 | 0.1609%
| Turlock Irrigation District | 2059 | 2063.0986 | 2040.6414 | 2027.092 | 2009.6001 | 1994.1403 | 1980.9904 | 1958.8202 | 1937.0983 | 1916.498 | 1896.8008 | 1877.7428 | 1863.0118 | 1845.1696 | 1824.7872 | -0.8588%
| WAPA (BANC) | 381 | 382 | 388 | 393 | 398.9265 | 404.7889 | 410.644 | 417.4956 | 422.349 | 428.2031 | 435.0584 | 439.9164 | 444.7779 | 449.6433 | 453.513 | 1.252%
Northern California Non-CAISO Total |  | 17987 | 17972.2312 | 17931.9253 | 17924.5672 | 17899.8126 | 17876.4698 | 17872.2956 | 17804.2462 | 17743.656 | 17696.3798 | 17645.6424 | 17615.267 | 17630.7339 | 17656.7644 | 17672.2782 | -0.126%
LADWP | Los Angeles Department of Water and Power | 23495 | 22986.6979 | 22458.7047 | 22281.8974 | 22188.5444 | 22118.4898 | 22087.6149 | 21821.7395 | 21676.3366 | 21425.435 | 21338.1945 | 21153.8365 | 21001.0648 | 20834.7027 | 20646.5222 | -0.9189%
BUGL | City of Burbank | 1047 | 1048.2677 | 1048.1689 | 1049.1352 | 1053.0176 | 1057.3617 | 1072.3348 | 1078.3111 | 1082.4294 | 1092.8884 | 1097.2366 | 1103.505 | 1115.2173 | 1128.8835 | 1145.0072 | 0.6412%
| City of Glendale | 1066 | 1066.2362 | 1067.9656 | 1069.9502 | 1074.5501 | 1080.7379 | 1096.9854 | 1105.3109 | 1113.0782 | 1127.0373 | 1135.1759 | 1146.3 | 1162.0581 | 1180.8876 | 1202.7039 | 0.8656%
BUGL Total |  | 2113 | 2114.5039 | 2116.1345 | 2119.0854 | 2127.5676 | 2138.0995 | 2169.3202 | 2183.6221 | 2195.5076 | 2219.9256 | 2232.4125 | 2249.8049 | 2277.2754 | 2309.7711 | 2347.7111 | 0.7552%
IID | Imperial Irrigation District | 3386 | 3406.3967 | 3426.123 | 3423.3291 | 3437.008 | 3436.0966 | 3447.7002 | 3444.45 | 3438.626 | 3439.6641 | 3434.645 | 3428.3375 | 3426.0552 | 3419.132 | 3409.487 | 0.04939%
VEA | Valley Electric Association, Inc. | 10 | 10 | 11 | 11 | 11 | 11 | 11 | 12 | 12 | 12 | 12 | 12 | 13 | 13 | 13 | 1.892%
OTHER | Kirkwood Meadows Public Utility District | 7 | 7 | 7 | 7 | 7 | 7 | 7 | 7 | 7 | 7 | 7 | 7 | 7 | 7 | 7 | 0%
| Lathrop Irrigation District | 4 | 4 | 4 | 4 | 4 | 4 | 4 | 4 | 4 | 4 | 4 | 4 | 4 | 4 | 4 | 0%
| Liberty Utilities | 558 | 557 | 555 | 554 | 560 | 565 | 572 | 578 | 583 | 588 | 593 | 598 | 602 | 606 | 610 | 0.6385%
| City of Needles | 36 | 36 | 36 | 36 | 36 | 36 | 37 | 37 | 38 | 38 | 38 | 38 | 39 | 39 | 39 | 0.5734%
| PacifiCorp | 740 | 739 | 736 | 735 | 743 | 749 | 758 | 767 | 774 | 780 | 786 | 793 | 798 | 804 | 809 | 0.6388%
| Surprise Valley Electrification Corporation | 102 | 102 | 102 | 102 | 103 | 104 | 105 | 106 | 107 | 108 | 109 | 110 | 111 | 111 | 112 | 0.6703%
| Truckee-Donner Public Utility District | 163 | 163 | 162 | 162 | 164 | 165 | 167 | 169 | 171 | 172 | 174 | 175 | 176 | 177 | 179 | 0.6711%
OTHER Total |  | 1610 | 1608 | 1602 | 1600 | 1617 | 1630 | 1650 | 1668 | 1684 | 1697 | 1711 | 1725 | 1737 | 1748 | 1760 | 0.6383%
Statewide Total |  | 262494 | 260129.1486 | 256866.0342 | 255070.3573 | 254827.8335 | 254529.4635 | 254920.1542 | 254599.3917 | 253739.7723 | 253018.0498 | 252015.5327 | 251020.4381 | 250079.0769 | 249178.8755 | 248293.4693 | -0.3965%
Total Pumping Load |  | 8939 | 8576 | 8567 | 8575 | 8593 | 8614 | 8640 | 8672 | 8691 | 8709 | 8723 | 8738 | 8753 | 8767 | 8781 | -0.1273%
Total Statewide Retail Deliveries excluding pumping |  | 253555 | 251553.1486 | 248299.0342 | 246495.3573 | 246234.8335 | 245915.4635 | 246280.1542 | 245927.3917 | 245048.7723 | 244309.0498 | 243292.5327 | 242282.4381 | 241326.0769 | 240411.8755 | 239512.4693 | -0.4061%
This table includes retail sales and other deliveries only measured at the customer level. Losses and consumption served by self-generation are excluded. Table developed based on actual 2016 data.
Table includes sales from entities outside of California control area. Thus, total sales in row 85 are higher than state totals given in Form 1.1b.
Pacific Gas and Electric Company (Direct Access) includes BART.

## Data Sources
Data Sources
1. Hourly Profiles (Renewable Profiles and Load Profiles)
Variable renewable profiles are created using NREL weather data (NSRDB / Wind Toolkit), and NREL's System Advisor Model (SAM), assuming 2007 weather
Historical Load profiles are based on 2007 CAISO loads
RESOLVE uses the same hourly data sources as this GHG calculator but models 37 different days from 2007-2008-2009, sampled such that these 37 days represent the full distribution as closely as possible
2. Load Modifiers Shapes
Load modifier shapes (shown in the Load Profiles tab) are taken from the RESOLVE User Interface, released on 2017-09-07, LOADS_HourlyProfiles tab
3. Emissions Factors
Values in the Emissions Factors tab are based on hourly average GHG emissions from dispatchable GHG-emitting resources in the 42mmt_Ref_20170831 scenario, released on 2017-09-07 as part of the CPUC Public Release
The CAISO Import Emissions Offset is based on data in the RESOLVE User Interface, released on 2017-09-07, tab SYS_RPS_GHG_Targets
4. Hydro Dispatch
The hydro dispatch tables on the Hydro Dispatch tab are based on the modeled dispatch patterns of the CAISO Hydro resource in the 42mmt_Ref_20170831 scenario
5. Battery Storage and Pumped Storage Dispatch
The storage charge/discharge tables on the (Pumped) Storage Dispatch tab are based on the modeled charge/discharge patterns of the Storage Mandate Batteries (1325 MW, 4 hours duration) and the Pumped Storage resources in the 42mmt_Ref_20170831 scenario
6. IEPR Form 1.1c
CEC 2017 IEPR data: TN222582 LSE and BA Tables Mid Baseline Mid AAEE-AAPV (Revised CCA). Available here:
http://docketpublic.energy.ca.gov/PublicDocuments/17-IEPR-03/TN222582_20180216T094947_LSE_and_BA_Tables_Mid_Baseline_Demand_Mid_AAEEAAPV_Revised_CCA.xlsx
7. IEPR CAISO Load Modifiers
CEC 2017 IEPR data: TN222501 CAISO Load Modifiers (Corrected) Mid Baseline Mid AAEE-AAPV CED 2017. Available here:
http://docketpublic.energy.ca.gov/PublicDocuments/17-IEPR-03/TN222501_20180209T074222_CAISO_Load_Modifiers_Corrected_Mid_Baseline_Mid_AAEEAAPV_CED_20.xlsx

## Calculations
Clean Net Short Calculations
|  |  | Load (MW) |  |  |  | Owned and Contracted Fossil (MW) |  |  |  | Large Hydro (MW) |  |  |  | Nuclear (MW) |  |  |  | Renewables (MW) |  |  |  | User-specified GHG-free Power (MW) |  |  |  | Battery Storage (MW) |  |  |  | Pumped Storage (MW) |  |  |  | Clean Net Short (MW) |  |  |  | Emission Intensity (tCO2/MWh) |  |  |  | Emissions from Clean Net Short (tCO2) |  |  |  | Emission Intensity (lbNOx/MWh) |  |  |  | Emission Intensity (lbPM/MWh) |  |  |  | Emissions from Clean Net Short (LbNOx) |  |  |  | Emissions from Clean Net Short (lbPM)
Month | Day | Hour | 2018 | 2022 | 2026 | 2030 | 2018 | 2022 | 2026 | 2030 | 2018 | 2022 | 2026 | 2030 | 2018 | 2022 | 2026 | 2030 | 2018 | 2022 | 2026 | 2030 | 2018 | 2022 | 2026 | 2030 | 2018 | 2022 | 2026 | 2030 | 2018 | 2022 | 2026 | 2030 | 2018 | 2022 | 2026 | 2030 | 2018 | 2022 | 2026 | 2030 | 2018 | 2022 | 2026 | 2030 | 2018 | 2022 | 2026 | 2030 | 2018 | 2022 | 2026 | 2030 | 2018 | 2022 | 2026 | 2030 | 2018 | 2022 | 2026 | 2030
1 | 1 | 1 | 1525.5063 | 1586.7251 | 1641.0769 | 1652.0645 | 80 | 63 | 0 | 0 | 0 | 0 | 0 | 0 | 0 | 0 | 0 | 0 | 219.3711 | 189.7727 | 215.6909 | 229.5122 | 0 | 0 | 0 | 0 | 3.7286 | -3.1152 | 10.4011 | 27.8367 | 3.522 | 12.2114 | 12.9969 | 11.8536 | 1218.8847 | 1324.8561 | 1401.9879 | 1382.862 | 0.399 | 0.39187 | 0.38588 | 0.36679 | 486.3344 | 519.1714 | 540.999 | 507.2141 | 0.087028 | 0.099508 | 0.096784 | 0.10146 | 0.047115 | 0.042845 | 0.043404 | 0.043093 | 106.0768 | 131.8333 | 135.6903 | 140.3027 | 57.4276 | 56.764 | 60.8523 | 59.592
1 | 1 | 2 | 1435.9703 | 1486.359 | 1529.3429 | 1532.7627 | 80 | 63 | 0 | 0 | 0 | 0 | 0 | 0 | 0 | 0 | 0 | 0 | 192.8244 | 161.4788 | 185.2946 | 199.063 | 0 | 0 | 0 | 0 | 3.5185 | 10.0383 | -3.583 | -0.84308 | 4.4327 | 9.5334 | 16.66 | 2.8154 | 1155.1947 | 1242.3086 | 1330.9713 | 1331.7273 | 0.39922 | 0.39186 | 0.38422 | 0.36646 | 461.1805 | 486.8161 | 511.385 | 488.0286 | 0.087077 | 0.099535 | 0.096576 | 0.10143 | 0.047161 | 0.042718 | 0.043071 | 0.042851 | 100.5904 | 123.6535 | 128.5393 | 135.0798 | 54.4805 | 53.0692 | 57.3258 | 57.0659
1 | 1 | 3 | 1375.8967 | 1417.4597 | 1451.0738 | 1447.9664 | 80 | 63 | 0 | 0 | 0 | 0 | 0 | 0 | 0 | 0 | 0 | 0 | 148.5513 | 115.0443 | 134.5609 | 147.9574 | 0 | 0 | 0 | 0 | -3.3419 | -10.8573 | 45.1661 | -31.2252 | 5.896 | 11.7173 | 5.6335 | 2.6378 | 1144.7912 | 1238.5555 | 1265.7134 | 1328.5965 | 0.39872 | 0.3916 | 0.38238 | 0.3658 | 456.4535 | 485.0123 | 483.9886 | 485.9997 | 0.087055 | 0.099528 | 0.096565 | 0.10141 | 0.047125 | 0.042721 | 0.04301 | 0.042804 | 99.6602 | 123.271 | 122.2237 | 134.734 | 53.9478 | 52.9128 | 54.4384 | 56.8697
1 | 1 | 4 | 1342.3931 | 1376.7745 | 1402.5541 | 1393.5286 | 80 | 63 | 0 | 0 | 0 | 0 | 0 | 0 | 0 | 0 | 0 | 0 | 135.1747 | 104.1209 | 118.7173 | 136.1803 | 0 | 0 | 0 | 0 | -3.1269 | -2.1097 | -14.5783 | -16.0449 | 1.9556 | 2.0198 | 9.7853 | 2.3031 | 1128.3897 | 1209.7436 | 1288.6298 | 1271.0901 | 0.39774 | 0.39105 | 0.38218 | 0.36579 | 448.8085 | 473.0652 | 492.4935 | 464.9458 | 0.086973 | 0.099535 | 0.096571 | 0.10142 | 0.04708 | 0.042727 | 0.043006 | 0.042823 | 98.139 | 120.4124 | 124.444 | 128.9078 | 53.1251 | 51.6887 | 55.4187 | 54.4325
1 | 1 | 5 | 1338.742 | 1366.7999 | 1385.4399 | 1370.4146 | 80 | 63 | 0 | 0 | 0 | 0 | 0 | 0 | 0 | 0 | 0 | 0 | 187.7378 | 164.5254 | 175.3175 | 202.235 | 0 | 0 | 0 | 0 | -4.3324 | -2.3469 | 6.156 | -7.2767 | 4.9935 | 13.5225 | 1.6839 | 2.2761 | 1070.3431 | 1128.099 | 1202.2825 | 1173.1801 | 0.39572 | 0.38832 | 0.382 | 0.36494 | 423.5558 | 438.0582 | 459.2711 | 428.1441 | 0.086824 | 0.099564 | 0.096555 | 0.1014 | 0.046939 | 0.042787 | 0.043072 | 0.042852 | 92.9315 | 112.318 | 116.0864 | 118.9591 | 50.2409 | 48.2679 | 51.7843 | 50.2728
1 | 1 | 6 | 1364.1234 | 1385.2545 | 1396.0049 | 1373.9321 | 80 | 63 | 0 | 0 | 0 | 0 | 0 | 0 | 0 | 0 | 0 | 0 | 219.5569 | 198.5218 | 207.2417 | 240.4889 | 0 | 0 | 0 | 0 | 8.1052 | 57.8424 | -1.8606 | -12.0466 | 4.0185 | 13.314 | 12.8936 | 2.1521 | 1052.4429 | 1052.5763 | 1177.7302 | 1143.3377 | 0.39561 | 0.38891 | 0.3827 | 0.36553 | 416.361 | 409.3567 | 450.7167 | 417.9298 | 0.086608 | 0.099575 | 0.09655 | 0.10136 | 0.046829 | 0.042888 | 0.043246 | 0.043036 | 91.1504 | 104.8105 | 113.7103 | 115.892 | 49.2851 | 45.1427 | 50.9325 | 49.2049
1 | 1 | 7 | 1405.6886 | 1422.6734 | 1429.1454 | 1403.474 | 80 | 63 | 0 | 0 | 0 | 0 | 0 | 0 | 0 | 0 | 0 | 0 | 238.6257 | 223.7884 | 228.8504 | 264.8751 | 0 | 0 | 0 | 0 | 0.42446 | 67.628 | 52.0271 | 33.0091 | 6.1138 | 7.5585 | 9.8806 | 0.93596 | 1080.5247 | 1060.6985 | 1138.3873 | 1104.6538 | 0.39512 | 0.39346 | 0.38571 | 0.37033 | 426.9334 | 417.3396 | 439.0914 | 409.0862 | 0.086486 | 0.099658 | 0.096526 | 0.10134 | 0.04689 | 0.043201 | 0.043591 | 0.043372 | 93.45 | 105.7075 | 109.8836 | 111.9443 | 50.6654 | 45.8235 | 49.6237 | 47.9109
1 | 1 | 8 | 1415.6872 | 1431.2454 | 1437.6088 | 1413.5517 | 80 | 63 | 0 | 0 | 0 | 0 | 0 | 0 | 0 | 0 | 0 | 0 | 799.6306 | 818.0459 | 843.0537 | 899.4025 | 0 | 0 | 0 | 0 | -3.135 | -5.3757 | 10.4073 | -7.1489 | 1.1657 | 1.4499 | -1.2281 | -5.4043 | 538.0259 | 554.1253 | 585.3759 | 526.7024 | 0.39371 | 0.38507 | 0.38401 | 0.3747 | 211.8239 | 213.3747 | 224.7873 | 197.3575 | 0.086739 | 0.099693 | 0.096575 | 0.10137 | 0.047098 | 0.043308 | 0.043527 | 0.043389 | 46.668 | 55.2424 | 56.5327 | 53.3916 | 25.3398 | 23.998 | 25.4799 | 22.8532
1 | 1 | 9 | 1470.0878 | 1491.1777 | 1504.8334 | 1487.6077 | 80 | 63 | 0 | 0 | 0 | 0 | 0 | 0 | 0 | 0 | 0 | 0 | 1305.7981 | 1407.1701 | 1506.7389 | 1627.8604 | 0 | 0 | 0 | 0 | -3.6779 | -53.3422 | -20.8541 | -12.6683 | -1.0133 | -15.8654 | -13.6729 | -19.2227 | 88.981 | 90.2152 | 32.6215 | -108.3617 | 0.37693 | 0.19574 | 0.19483 | 0.1952 | 33.5399 | 17.6585 | 6.3555 | -21.1524 | 0.087477 | 0.10082 | 0.097162 | 0.10205 | 0.047507 | 0.044179 | 0.043354 | 0.044098 | 7.7838 | 9.0959 | 3.1696 | -11.0587 | 4.2272 | 3.9856 | 1.4143 | -4.7786
1 | 1 | 10 | 1526.6581 | 1550.4784 | 1566.5367 | 1549.8867 | 80 | 63 | 0 | 0 | 0 | 0 | 0 | 0 | 0 | 0 | 0 | 0 | 1651.379 | 1814.8827 | 1981.532 | 2152.5831 | 0 | 0 | 0 | 0 | -7.0821 | -46.0374 | -58.2283 | -93.5406 | -1.1787 | -19.0812 | -17.5225 | -29.5032 | -196.4601 | -262.2857 | -339.2445 | -479.6525 | 0.37868 | 0.19544 | 0.19523 | 0.10268 | -74.3948 | -51.2607 | -66.2323 | -49.2521 | 0.088647 | 0.10157 | 0.098162 | 0.10366 | 0.048644 | 0.045804 | 0.046508 | 0.047991 | -17.4155 | -26.6407 | -33.301 | -49.7187 | -9.5567 | -12.0138 | -15.7774 | -23.0192
1 | 1 | 11 | 1564.5931 | 1590.5971 | 1607.7134 | 1589.8242 | 80 | 63 | 0 | 0 | 0 | 0 | 0 | 0 | 0 | 0 | 0 | 0 | 1884.5039 | 2088.4366 | 2295.9784 | 2505.3491 | 0 | 0 | 0 | 0 | -6.9305 | -65.4313 | -76.6062 | -87.4562 | -12.032 | -24.7616 | -27.0059 | -34.5361 | -380.9483 | -470.6466 | -584.653 | -793.5326 | 0.37978 | 0.19887 | 0.19965 | 0.10268 | -144.6752 | -93.5957 | -116.726 | -81.4823 | 0.089482 | 0.10344 | 0.098058 | 0.10481 | 0.049741 | 0.047823 | 0.04674 | 0.053099 | -34.0882 | -48.6849 | -57.3301 | -83.1684 | -18.9486 | -22.5078 | -27.3264 | -42.1358
1 | 1 | 12 | 1577.6044 | 1605.3324 | 1623.4936 | 1605.245 | 80 | 63 | 0 | 0 | 0 | 0 | 0 | 0 | 0 | 0 | 0 | 0 | 1939.0236 | 2156.2951 | 2381.1854 | 2615.6146 | 0 | 0 | 0 | 0 | -13.0916 | -65.0673 | -80.873 | -90.1792 | -19.0026 | -26.0731 | -27.8582 | -39.9587 | -409.3251 | -522.8224 | -648.9605 | -880.2317 | 0.37904 | 0.19928 | 0.19965 | 0.10268 | -155.152 | -104.1877 | -129.565 | -90.3848 | 0.089671 | 0.10344 | 0.098074 | 0.10459 | 0.05005 | 0.047771 | 0.046943 | 0.052134 | -36.7045 | -54.0822 | -63.646 | -92.062 | -20.4867 | -24.976 | -30.4644 | -45.89
1 | 1 | 13 | 1576.1997 | 1608.7084 | 1632.0371 | 1617.8907 | 80 | 63 | 0 | 0 | 0 | 0 | 0 | 0 | 0 | 0 | 0 | 0 | 2039.1181 | 2263.371 | 2494.8085 | 2740.3669 | 0 | 0 | 0 | 0 | -12.0927 | -64.096 | -80.0039 | -88.4307 | -18.6193 | -26.7795 | -27.7316 | -36.2308 | -512.2064 | -626.7871 | -755.0359 | -997.8147 | 0.37914 | 0.19928 | 0.19965 | 0.10268 | -194.1999 | -124.9058 | -150.7429 | -102.4586 | 0.090031 | 0.10361 | 0.099358 | 0.1052 | 0.05221 | 0.047938 | 0.048595 | 0.054783 | -46.1142 | -64.9389 | -75.0185 | -104.9664 | -26.7424 | -30.0468 | -36.6912 | -54.663
1 | 1 | 14 | 1561.9222 | 1596.6689 | 1622.7825 | 1611.4598 | 80 | 63 | 0 | 0 | 0 | 0 | 0 | 0 | 0 | 0 | 0 | 0 | 1927.9452 | 2132.939 | 2346.3588 | 2577.1488 | 0 | 0 | 0 | 0 | -13.9201 | -67.8083 | -72.6068 | -69.4527 | -17.7196 | -26.0391 | -27.5113 | -31.3153 | -414.3833 | -505.4226 | -623.4581 | -864.9211 | 0.37923 | 0.19925 | 0.19951 | 0.10268 | -157.1486 | -100.7074 | -124.3883 | -88.8127 | 0.089789 | 0.10359 | 0.098211 | 0.10464 | 0.050209 | 0.047871 | 0.046907 | 0.053497 | -37.2071 | -52.3567 | -61.2302 | -90.5056 | -20.8057 | -24.1951 | -29.2447 | -46.2706
1 | 1 | 15 | 1544.381 | 1581.7404 | 1610.8865 | 1602.4222 | 80 | 63 | 0 | 0 | 0 | 0 | 0 | 0 | 0 | 0 | 0 | 0 | 1786.4986 | 1963.1945 | 2149.1693 | 2353.5414 | 0 | 0 | 0 | 0 | -11.6408 | -49.0955 | -52.9911 | -54.2308 | -13.6745 | -18.1027 | -20.8724 | -31.2802 | -296.8023 | -377.2558 | -464.4193 | -665.6081 | 0.37903 | 0.19565 | 0.19571 | 0.097328 | -112.4974 | -73.809 | -90.8924 | -64.7826 | 0.089515 | 0.10349 | 0.098323 | 0.10454 | 0.049758 | 0.047666 | 0.046678 | 0.051405 | -26.5681 | -39.0427 | -45.6629 | -69.5845 | -14.7682 | -17.9822 | -21.6782 | -34.2156
1 | 1 | 16 | 1544.1212 | 1589.0001 | 1626.7076 | 1625.5677 | 80 | 63 | 0 | 0 | 0 | 0 | 0 | 0 | 0 | 0 | 0 | 0 | 1384.8661 | 1496.2613 | 1620.9887 | 1768.4065 | 0 | 0 | 0 | 0 | -2.2841 | -27.5332 | -2.4472 | -7.4367 | -2.021 | -14.0786 | -14.4658 | -18.8486 | 83.5603 | 71.3506 | 22.6319 | -116.5534 | 0.37973 | 0.1927 | 0.19404 | 0.18663 | 31.7308 | 13.7494 | 4.3916 | -21.7519 | 0.088764 | 0.10155 | 0.097878 | 0.1031 | 0.048907 | 0.045669 | 0.044457 | 0.046373 | 7.4172 | 7.2457 | 2.2152 | -12.017 | 4.0867 | 3.2585 | 1.0061 | -5.4049
1 | 1 | 17 | 1614.8659 | 1668.5741 | 1715.4539 | 1720.3086 | 80 | 63 | 0 | 0 | 0 | 0 | 0 | 0 | 0 | 0 | 0 | 0 | 649.0113 | 653.9529 | 691.2748 | 755.7936 | 0 | 0 | 0 | 0 | -3.2866 | -1.7496 | -3.0986 | 21.2035 | 1.0869 | 0.80621 | -0.48891 | 0.64623 | 888.0543 | 952.5646 | 1027.7665 | 942.6653 | 0.39657 | 0.40209 | 0.39866 | 0.38696 | 352.1743 | 383.0206 | 409.732 | 364.7746 | 0.086708 | 0.099825 | 0.096839 | 0.1017 | 0.047062 | 0.043165 | 0.043381 | 0.043336 | 77.001 | 95.0897 | 99.5283 | 95.8687 | 41.7936 | 41.1171 | 44.585 | 40.851
1 | 1 | 18 | 1898.8807 | 1974.9881 | 2044.5101 | 2062.1377 | 80 | 63 | 0 | 0 | 0 | 0 | 0 | 0 | 0 | 0 | 0 | 0 | 397.1413 | 369.5663 | 391.6766 | 436.0772 | 0 | 0 | 0 | 0 | 7.4506 | 39.0353 | 30.4001 | 70.1959 | 3.877 | 7.0816 | 14.1594 | 37.0769 | 1410.4118 | 1496.3048 | 1608.274 | 1518.7877 | 0.40419 | 0.40413 | 0.39849 | 0.38211 | 570.0678 | 604.6953 | 640.8804 | 580.3509 | 0.086823 | 0.10004 | 0.097457 | 0.10172 | 0.047145 | 0.043483 | 0.044227 | 0.043698 | 122.4566 | 149.6976 | 156.7383 | 154.4854 | 66.4944 | 65.0632 | 71.1298 | 66.3683
1 | 1 | 19 | 1962.2004 | 2048.3173 | 2128.4837 | 2153.6075 | 80 | 63 | 0 | 0 | 0 | 0 | 0 | 0 | 0 | 0 | 0 | 0 | 459.0913 | 433.5239 | 457.0585 | 507.3543 | 0 | 0 | 0 | 0 | 11.4106 | 35.4049 | 39.8274 | 60.5347 | 3.7412 | 7.8972 | 12.4117 | 36.117 | 1407.9573 | 1508.4913 | 1619.1861 | 1549.6015 | 0.40616 | 0.40567 | 0.40134 | 0.38379 | 571.8528 | 611.9572 | 649.8404 | 594.7287 | 0.08684 | 0.10005 | 0.097487 | 0.10171 | 0.047139 | 0.04349 | 0.044239 | 0.043719 | 122.2675 | 150.93 | 157.8489 | 157.6105 | 66.3692 | 65.6041 | 71.6311 | 67.7471
1 | 1 | 20 | 1936.1643 | 2023.5947 | 2105.1489 | 2131.621 | 80 | 63 | 0 | 0 | 0 | 0 | 0 | 0 | 0 | 0 | 0 | 0 | 485.3931 | 462.3381 | 485.6098 | 538.4609 | 0 | 0 | 0 | 0 | 9.3486 | 5.667 | 19.0465 | 51.8247 | 4.3284 | 7.5726 | 5.3452 | 26.9614 | 1357.0942 | 1485.017 | 1595.1473 | 1514.3739 | 0.40529 | 0.40498 | 0.3998 | 0.38283 | 550.0209 | 601.4066 | 637.7466 | 579.7439 | 0.086743 | 0.10003 | 0.097484 | 0.1017 | 0.047064 | 0.043381 | 0.044219 | 0.043685 | 117.7181 | 148.5398 | 155.5009 | 154.0107 | 63.8701 | 64.4222 | 70.5355 | 66.155
1 | 1 | 21 | 1884.4591 | 1970.1793 | 2049.8644 | 2075.4106 | 80 | 63 | 0 | 0 | 0 | 0 | 0 | 0 | 0 | 0 | 0 | 0 | 466.5258 | 440.6836 | 464.1784 | 515.6389 | 0 | 0 | 0 | 0 | 6.2034 | 9.7393 | 15.6182 | 65.7839 | 6.4769 | 10.2025 | 11.5471 | 19.9746 | 1325.2529 | 1446.554 | 1558.5207 | 1474.0131 | 0.40397 | 0.40336 | 0.39852 | 0.38167 | 535.3568 | 583.4809 | 621.1051 | 562.5857 | 0.08664 | 0.099979 | 0.097483 | 0.10169 | 0.047017 | 0.043326 | 0.044102 | 0.043677 | 114.8194 | 144.6254 | 151.9286 | 149.8944 | 62.3091 | 62.6734 | 68.7333 | 64.3811
1 | 1 | 22 | 1787.9564 | 1871.575 | 1949.6403 | 1975.8156 | 80 | 63 | 0 | 0 | 0 | 0 | 0 | 0 | 0 | 0 | 0 | 0 | 456.5167 | 435.5022 | 457.6535 | 506.2839 | 0 | 0 | 0 | 0 | 9.4759 | 33.8731 | 48.6462 | 14.6201 | 4.5165 | 8.223 | 4.3893 | 29.102 | 1237.4473 | 1330.9768 | 1438.9514 | 1425.8096 | 0.40092 | 0.40074 | 0.39596 | 0.37797 | 496.1219 | 533.3784 | 569.7623 | 538.9116 | 0.086466 | 0.099891 | 0.097421 | 0.10169 | 0.046911 | 0.04333 | 0.043988 | 0.043661 | 106.9966 | 132.9519 | 140.1839 | 144.9962 | 58.0498 | 57.6711 | 63.296 | 62.2519
1 | 1 | 23 | 1650.9497 | 1729.0374 | 1801.9701 | 1826.6885 | 80 | 63 | 0 | 0 | 0 | 0 | 0 | 0 | 0 | 0 | 0 | 0 | 462.731 | 445.922 | 466.1115 | 515.6723 | 0 | 0 | 0 | 0 | 5.1138 | 37.5313 | 14.892 | 51.6028 | 3.072 | 13.5806 | 11.419 | 13.7841 | 1100.033 | 1169.0034 | 1309.5476 | 1245.6294 | 0.39777 | 0.39563 | 0.3915 | 0.37266 | 437.5626 | 462.4896 | 512.6899 | 464.2017 | 0.086481 | 0.09976 | 0.097236 | 0.1017 | 0.046794 | 0.043296 | 0.043896 | 0.043621 | 95.1315 | 116.6195 | 127.3353 | 126.6813 | 51.4748 | 50.6137 | 57.4843 | 54.3355
1 | 1 | 24 | 1497.5265 | 1564.0553 | 1625.1063 | 1642.9116 | 80 | 63 | 0 | 0 | 0 | 0 | 0 | 0 | 0 | 0 | 0 | 0 | 448.8238 | 436.6485 | 454.7853 | 502.0378 | 0 | 0 | 0 | 0 | -3.5948 | 30.8489 | 42.3154 | 24.104 | 2.6414 | 2.4786 | 5.0857 | 3.3766 | 969.656 | 1031.0793 | 1122.9198 | 1113.3932 | 0.39698 | 0.39267 | 0.38667 | 0.36903 | 384.9352 | 404.878 | 434.1964 | 410.8806 | 0.086828 | 0.099535 | 0.096875 | 0.10152 | 0.046988 | 0.043124 | 0.043578 | 0.043375 | 84.1928 | 102.6281 | 108.7829 | 113.0367 | 45.5617 | 44.4646 | 48.9342 | 48.2937
1 | 2 | 1 | 1395.9329 | 1449.5605 | 1496.5344 | 1504.1658 | 80 | 63 | 0 | 0 | 0 | 0 | 0 | 0 | 0 | 0 | 0 | 0 | 441.4771 | 428.9082 | 446.1773 | 493.7848 | 0 | 0 | 0 | 0 | 3.7286 | -3.1152 | 10.4011 | 27.8367 | 3.522 | 12.2114 | 12.9969 | 11.8536 | 867.2053 | 948.5561 | 1026.959 | 970.6906 | 0.399 | 0.39187 | 0.38588 | 0.36679 | 346.0145 | 371.7107 | 396.2829 | 356.0355 | 0.087028 | 0.099508 | 0.096784 | 0.10146 | 0.047115 | 0.042845 | 0.043404 | 0.043093 | 75.4709 | 94.3886 | 99.3934 | 98.4845 | 40.8583 | 40.6413 | 44.5744 | 41.8302
1 | 2 | 2 | 1338.0906 | 1382.745 | 1420.1555 | 1421.0401 | 80 | 63 | 0 | 0 | 0 | 0 | 0 | 0 | 0 | 0 | 0 | 0 | 444.7582 | 436.5914 | 449.7373 | 500.762 | 0 | 0 | 0 | 0 | 3.5185 | 10.0383 | -3.583 | -0.84308 | 4.4327 | 9.5334 | 16.66 | 2.8154 | 805.3812 | 863.5819 | 957.3412 | 918.3058 | 0.39922 | 0.39186 | 0.38422 | 0.36646 | 321.5268 | 338.4067 | 367.8291 | 336.5249 | 0.087077 | 0.099535 | 0.096576 | 0.10143 | 0.047161 | 0.042718 | 0.043071 | 0.042851 | 70.1298 | 85.9569 | 92.4558 | 93.1456 | 37.9828 | 36.8907 | 41.2333 | 39.3503
1 | 2 | 3 | 1313.2089 | 1351.0993 | 1381.1439 | 1376.4128 | 80 | 63 | 0 | 0 | 0 | 0 | 0 | 0 | 0 | 0 | 0 | 0 | 466.8877 | 469.0755 | 481.118 | 530.039 | 0 | 0 | 0 | 0 | -3.3419 | -10.8573 | 45.1661 | -31.2252 | 5.896 | 11.7173 | 5.6335 | 2.6378 | 763.7671 | 818.1639 | 849.2264 | 874.9612 | 0.39872 | 0.3916 | 0.38238 | 0.3658 | 304.5308 | 320.389 | 324.7306 | 320.0602 | 0.087055 | 0.099528 | 0.096565 | 0.10141 | 0.047125 | 0.042721 | 0.04301 | 0.042804 | 66.49 | 81.4303 | 82.0056 | 88.7305 | 35.9922 | 34.9531 | 36.5253 | 37.4521
1 | 2 | 4 | 1308.6005 | 1341.0021 | 1364.8575 | 1354.9567 | 80 | 63 | 0 | 0 | 0 | 0 | 0 | 0 | 0 | 0 | 0 | 0 | 429.0336 | 428.9302 | 438.3388 | 486.8827 | 0 | 0 | 0 | 0 | -3.1269 | -2.1097 | -14.5783 | -16.0449 | 1.9556 | 2.0198 | 9.7853 | 2.3031 | 800.7381 | 849.1619 | 931.3117 | 881.8158 | 0.39774 | 0.39105 | 0.38218 | 0.36579 | 318.4876 | 332.0612 | 355.9323 | 322.5551 | 0.086973 | 0.099535 | 0.096571 | 0.10142 | 0.04708 | 0.042727 | 0.043006 | 0.042823 | 69.6423 | 84.5217 | 89.9375 | 89.4295 | 37.6991 | 36.2822 | 40.0519 | 37.7624
1 | 2 | 5 | 1350.0062 | 1378.7241 | 1398.0054 | 1383.2719 | 80 | 63 | 0 | 0 | 0 | 0 | 0 | 0 | 0 | 0 | 0 | 0 | 405.7236 | 407.6473 | 415.498 | 461.423 | 0 | 0 | 0 | 0 | -4.3324 | -2.3469 | 6.156 | -7.2767 | 4.9935 | 13.5225 | 1.6839 | 2.2761 | 863.6215 | 896.9012 | 974.6676 | 926.8494 | 0.39572 | 0.38832 | 0.382 | 0.36494 | 341.752 | 348.2806 | 372.3223 | 338.2474 | 0.086824 | 0.099564 | 0.096555 | 0.1014 | 0.046939 | 0.042787 | 0.043072 | 0.042852 | 74.9831 | 89.299 | 94.109 | 93.9814 | 40.5375 | 38.3757 | 41.9805 | 39.7171
1 | 2 | 6 | 1469.7691 | 1497.0896 | 1513.8554 | 1494.5191 | 80 | 63 | 0 | 0 | 0 | 0 | 0 | 0 | 0 | 0 | 0 | 0 | 428.7552 | 437.4581 | 447.2679 | 489.3123 | 0 | 0 | 0 | 0 | 8.1052 | 57.8424 | -1.8606 | -12.0466 | 4.0185 | 13.314 | 12.8936 | 2.1521 | 948.8903 | 925.4751 | 1055.5545 | 1015.1013 | 0.39561 | 0.38891 | 0.3827 | 0.36553 | 375.3942 | 359.9259 | 403.9601 | 371.0549 | 0.086608 | 0.099575 | 0.09655 | 0.10136 | 0.046829 | 0.042888 | 0.043246 | 0.043036 | 82.1819 | 92.1544 | 101.9142 | 102.8936 | 44.4358 | 39.6916 | 45.6489 | 43.6861
1 | 2 | 7 | 1647.4844 | 1678.6349 | 1698.8748 | 1679.4664 | 80 | 63 | 0 | 0 | 0 | 0 | 0 | 0 | 0 | 0 | 0 | 0 | 404.9064 | 409.2527 | 417.7801 | 459.4713 | 0 | 0 | 0 | 0 | 0.42446 | 67.628 | 52.0271 | 33.0091 | 6.1138 | 7.5585 | 9.8806 | 0.93596 | 1156.0398 | 1131.1957 | 1219.187 | 1186.0501 | 0.39512 | 0.39346 | 0.38571 | 0.37033 | 456.7707 | 445.0773 | 470.2569 | 439.2297 | 0.086486 | 0.099658 | 0.096526 | 0.10134 | 0.04689 | 0.043201 | 0.043591 | 0.043372 | 99.981 | 112.7331 | 117.6828 | 120.1929 | 54.2063 | 48.869 | 53.1459 | 51.4412
1 | 2 | 8 | 1748.856 | 1783.9331 | 1809.2672 | 1793.84 | 80 | 63 | 0 | 0 | 0 | 0 | 0 | 0 | 0 | 0 | 0 | 0 | 929.2269 | 958.5185 | 981.3419 | 1041.7166 | 0 | 0 | 0 | 0 | -3.135 | -5.3757 | 10.4073 | -7.1489 | 1.1657 | 1.4499 | -1.2281 | -5.4043 | 741.5984 | 766.3405 | 818.7462 | 764.6766 | 0.39371 | 0.38507 | 0.38401 | 0.3747 | 291.9715 | 295.0915 | 314.4026 | 286.5273 | 0.086739 | 0.099693 | 0.096575 | 0.10137 | 0.047098 | 0.043308 | 0.043527 | 0.043389 | 64.3258 | 76.3988 | 79.0704 | 77.515 | 34.9276 | 33.1885 | 35.6379 | 33.1787
1 | 2 | 9 | 1832.2917 | 1874.6016 | 1908.8813 | 1901.0373 | 80 | 63 | 0 | 0 | 0 | 0 | 0 | 0 | 0 | 0 | 0 | 0 | 1395.2554 | 1486.9409 | 1564.6588 | 1676.7345 | 0 | 0 | 0 | 0 | -3.6779 | -53.3422 | -20.8541 | -12.6683 | -1.0133 | -15.8654 | -13.6729 | -19.2227 | 361.7276 | 393.8682 | 378.7494 | 256.1939 | 0.37693 | 0.19574 | 0.19483 | 0.1952 | 136.3471 | 77.0949 | 73.79 | 50.0095 | 0.087477 | 0.10082 | 0.097162 | 0.10205 | 0.047507 | 0.044179 | 0.043354 | 0.044098 | 31.6428 | 39.7115 | 36.8 | 26.1456 | 17.1845 | 17.4007 | 16.4204 | 11.2977
1 | 2 | 10 | 1884.0344 | 1928.7919 | 1965.1993 | 1957.8062 | 80 | 63 | 0 | 0 | 0 | 0 | 0 | 0 | 0 | 0 | 0 | 0 | 1662.7518 | 1817.6169 | 1949.7052 | 2106.4495 | 0 | 0 | 0 | 0 | -7.0821 | -46.0374 | -58.2283 | -93.5406 | -1.1787 | -19.0812 | -17.5225 | -29.5032 | 149.5434 | 113.2936 | 91.2449 | -25.5995 | 0.37868 | 0.19544 | 0.19523 | 0.10268 | 56.6286 | 22.1419 | 17.8142 | -2.6286 | 0.088647 | 0.10157 | 0.098162 | 0.10366 | 0.048644 | 0.045804 | 0.046508 | 0.047991 | 13.2565 | 11.5074 | 8.9568 | -2.6535 | 7.2744 | 5.1893 | 4.2436 | -1.2286
1 | 2 | 11 | 1923.9984 | 1971.0584 | 2008.6393 | 2000.0595 | 80 | 63 | 0 | 0 | 0 | 0 | 0 | 0 | 0 | 0 | 0 | 0 | 1798.0995 | 1995.1156 | 2163.8156 | 2352.742 | 0 | 0 | 0 | 0 | -6.9305 | -65.4313 | -76.6062 | -87.4562 | -12.032 | -24.7616 | -27.0059 | -34.5361 | 64.8613 | 3.1357 | -51.5643 | -230.6902 | 0.37978 | 0.19887 | 0.19965 | 0.10268 | 24.6328 | 0.62358 | -10.2948 | -23.688 | 0.089482 | 0.10344 | 0.098058 | 0.10481 | 0.049741 | 0.047823 | 0.04674 | 0.053099 | 5.8039 | 0.32436 | -5.0563 | -24.1781 | 3.2262 | 0.14996 | -2.4101 | -12.2494
1 | 2 | 12 | 1925.1857 | 1973.277 | 2011.2297 | 2001.9841 | 80 | 63 | 0 | 0 | 0 | 0 | 0 | 0 | 0 | 0 | 0 | 0 | 1900.8602 | 2118.8316 | 2309.2345 | 2521.3063 | 0 | 0 | 0 | 0 | -13.0916 | -65.0673 | -80.873 | -90.1792 | -19.0026 | -26.0731 | -27.8582 | -39.9587 | -23.5803 | -117.4142 | -189.2736 | -389.1842 | 0.37904 | 0.19928 | 0.19965 | 0.10268 | -8.938 | -23.3982 | -37.7885 | -39.9626 | 0.089671 | 0.10344 | 0.098074 | 0.10459 | 0.05005 | 0.047771 | 0.046943 | 0.052134 | -2.1145 | -12.1456 | -18.5628 | -40.7041 | -1.1802 | -5.609 | -8.8851 | -20.2897
1 | 2 | 13 | 1906.5 | 1958.3595 | 2000.4956 | 1994.9047 | 80 | 63 | 0 | 0 | 0 | 0 | 0 | 0 | 0 | 0 | 0 | 0 | 1911.378 | 2127.9557 | 2317.4099 | 2529.9198 | 0 | 0 | 0 | 0 | -12.0927 | -64.096 | -80.0039 | -88.4307 | -18.6193 | -26.7795 | -27.7316 | -36.2308 | -54.166 | -141.7207 | -209.1788 | -410.3537 | 0.37914 | 0.19928 | 0.19965 | 0.10268 | -20.5367 | -28.242 | -41.7625 | -42.1363 | 0.090031 | 0.10361 | 0.099358 | 0.1052 | 0.05221 | 0.047938 | 0.048595 | 0.054783 | -4.8766 | -14.6831 | -20.7835 | -43.1677 | -2.828 | -6.7938 | -10.1651 | -22.4803
1 | 2 | 14 | 1891.5928 | 1945.6535 | 1990.5386 | 1987.755 | 80 | 63 | 0 | 0 | 0 | 0 | 0 | 0 | 0 | 0 | 0 | 0 | 1860.6729 | 2051.1311 | 2218.1391 | 2413.9872 | 0 | 0 | 0 | 0 | -13.9201 | -67.8083 | -72.6068 | -69.4527 | -17.7196 | -26.0391 | -27.5113 | -31.3153 | -17.4405 | -74.6303 | -127.4824 | -325.4643 | 0.37923 | 0.19925 | 0.19951 | 0.10268 | -6.614 | -14.8704 | -25.4345 | -33.4196 | 0.089789 | 0.10359 | 0.098211 | 0.10464 | 0.050209 | 0.047871 | 0.046907 | 0.053497 | -1.566 | -7.731 | -12.5201 | -34.0567 | -0.87567 | -3.5726 | -5.9798 | -17.4113
1 | 2 | 15 | 1882.3773 | 1939.5385 | 1987.9301 | 1988.2207 | 80 | 63 | 0 | 0 | 0 | 0 | 0 | 0 | 0 | 0 | 0 | 0 | 1648.1545 | 1802.1323 | 1937.3161 | 2107.768 | 0 | 0 | 0 | 0 | -11.6408 | -49.0955 | -52.9911 | -54.2308 | -13.6745 | -18.1027 | -20.8724 | -31.2802 | 179.5381 | 141.6044 | 124.4775 | -34.0363 | 0.37903 | 0.19565 | 0.19571 | 0.097328 | 68.0506 | 27.7045 | 24.3617 | -3.3127 | 0.089515 | 0.10349 | 0.098323 | 0.10454 | 0.049758 | 0.047666 | 0.046678 | 0.051405 | 16.0713 | 14.6548 | 12.239 | -3.5582 | 8.9334 | 6.7497 | 5.8104 | -1.7496
1 | 2 | 16 | 1865.7459 | 1929.4674 | 1985.4883 | 1992.6792 | 80 | 63 | 0 | 0 | 0 | 0 | 0 | 0 | 0 | 0 | 0 | 0 | 1165.4777 | 1261.2955 | 1345.5637 | 1469.1555 | 0 | 0 | 0 | 0 | -2.2841 | -27.5332 | -2.4472 | -7.4367 | -2.021 | -14.0786 | -14.4658 | -18.8486 | 624.5734 | 646.7838 | 656.8376 | 549.8091 | 0.37973 | 0.1927 | 0.19404 | 0.18663 | 237.1723 | 124.6361 | 127.4553 | 102.6089 | 0.088764 | 0.10155 | 0.097878 | 0.1031 | 0.048907 | 0.045669 | 0.044457 | 0.046373 | 55.4399 | 65.6809 | 64.2897 | 56.6869 | 30.5459 | 29.5379 | 29.2008 | 25.4963
1 | 2 | 17 | 1892.2733 | 1962.2337 | 2024.9091 | 2036.9492 | 80 | 63 | 0 | 0 | 0 | 0 | 0 | 0 | 0 | 0 | 0 | 0 | 482.8011 | 499.9617 | 507.9348 | 562.5099 | 0 | 0 | 0 | 0 | -3.2866 | -1.7496 | -3.0986 | 21.2035 | 1.0869 | 0.80621 | -0.48891 | 0.64623 | 1331.672 | 1400.2153 | 1520.5618 | 1452.5896 | 0.39657 | 0.40209 | 0.39866 | 0.38696 | 528.0991 | 563.0182 | 606.191 | 562.0953 | 0.086708 | 0.099825 | 0.096839 | 0.1017 | 0.047062 | 0.043165 | 0.043381 | 0.043336 | 115.466 | 139.7763 | 147.2504 | 147.7277 | 62.6711 | 60.4398 | 65.9627 | 62.949
1 | 2 | 18 | 2137.668 | 2227.7649 | 2310.8835 | 2334.6963 | 80 | 63 | 0 | 0 | 0 | 0 | 0 | 0 | 0 | 0 | 0 | 0 | 223.9526 | 226.5419 | 221.1279 | 259.2132 | 0 | 0 | 0 | 0 | 7.4506 | 39.0353 | 30.4001 | 70.1959 | 3.877 | 7.0816 | 14.1594 | 37.0769 | 1822.3878 | 1892.1061 | 2045.1962 | 1968.2103 | 0.40419 | 0.40413 | 0.39849 | 0.38211 | 736.5825 | 764.6488 | 814.9893 | 752.0818 | 0.086823 | 0.10004 | 0.097457 | 0.10172 | 0.047145 | 0.043483 | 0.044227 | 0.043698 | 158.2257 | 189.2954 | 199.3197 | 200.1989 | 85.9171 | 82.2737 | 90.4537 | 86.0072
1 | 2 | 19 | 2178.3193 | 2277.0978 | 2369.57 | 2400.2918 | 80 | 63 | 0 | 0 | 0 | 0 | 0 | 0 | 0 | 0 | 0 | 0 | 244.115 | 253.614 | 248.6387 | 284.6108 | 0 | 0 | 0 | 0 | 11.4106 | 35.4049 | 39.8274 | 60.5347 | 3.7412 | 7.8972 | 12.4117 | 36.117 | 1839.0526 | 1917.1816 | 2068.6922 | 2019.0292 | 0.40616 | 0.40567 | 0.40134 | 0.38379 | 746.9455 | 777.7526 | 830.2442 | 774.8926 | 0.08684 | 0.10005 | 0.097487 | 0.10171 | 0.047139 | 0.04349 | 0.044239 | 0.043719 | 159.704 | 191.821 | 201.6697 | 205.3561 | 86.6904 | 83.378 | 91.5168 | 88.27
1 | 2 | 20 | 2134.9321 | 2234.0075 | 2326.8796 | 2358.5002 | 80 | 63 | 0 | 0 | 0 | 0 | 0 | 0 | 0 | 0 | 0 | 0 | 226.3224 | 231.2718 | 226.1923 | 262.6659 | 0 | 0 | 0 | 0 | 9.3486 | 5.667 | 19.0465 | 51.8247 | 4.3284 | 7.5726 | 5.3452 | 26.9614 | 1814.9328 | 1926.4962 | 2076.2955 | 2017.0482 | 0.40529 | 0.40498 | 0.3998 | 0.38283 | 735.5797 | 780.1982 | 830.1117 | 772.1813 | 0.086743 | 0.10003 | 0.097484 | 0.1017 | 0.047064 | 0.043381 | 0.044219 | 0.043685 | 157.4323 | 192.699 | 202.405 | 205.1323 | 85.4177 | 83.5742 | 91.8113 | 88.1141
1 | 2 | 21 | 2058.5996 | 2154.522 | 2244.1227 | 2274.1795 | 80 | 63 | 0 | 0 | 0 | 0 | 0 | 0 | 0 | 0 | 0 | 0 | 209.3655 | 209.1791 | 203.7767 | 241.8066 | 0 | 0 | 0 | 0 | 6.2034 | 9.7393 | 15.6182 | 65.7839 | 6.4769 | 10.2025 | 11.5471 | 19.9746 | 1756.5538 | 1862.4011 | 2013.1807 | 1946.6143 | 0.40397 | 0.40336 | 0.39852 | 0.38167 | 709.5876 | 751.2166 | 802.2972 | 742.9631 | 0.08664 | 0.099979 | 0.097483 | 0.10169 | 0.047017 | 0.043326 | 0.044102 | 0.043677 | 152.1872 | 186.2015 | 196.25 | 197.9538 | 82.5874 | 80.6903 | 88.7845 | 85.0231
1 | 2 | 22 | 1931.0329 | 2023.0337 | 2109.2459 | 2139.1271 | 80 | 63 | 0 | 0 | 0 | 0 | 0 | 0 | 0 | 0 | 0 | 0 | 182.2283 | 179.7872 | 175.1617 | 209.4485 | 0 | 0 | 0 | 0 | 9.4759 | 33.8731 | 48.6462 | 14.6201 | 4.5165 | 8.223 | 4.3893 | 29.102 | 1654.8122 | 1738.1504 | 1881.0487 | 1885.9565 | 0.40092 | 0.40074 | 0.39596 | 0.37797 | 663.4534 | 696.55 | 744.8136 | 712.8328 | 0.086466 | 0.099891 | 0.097421 | 0.10169 | 0.046911 | 0.04333 | 0.043988 | 0.043661 | 143.0843 | 173.6247 | 183.2535 | 191.7904 | 77.6287 | 75.3139 | 82.7428 | 82.3423
1 | 2 | 23 | 1770.7281 | 1855.8331 | 1935.5861 | 1963.407 | 80 | 63 | 0 | 0 | 0 | 0 | 0 | 0 | 0 | 0 | 0 | 0 | 180.7691 | 181.1295 | 177.1091 | 208.4804 | 0 | 0 | 0 | 0 | 5.1138 | 37.5313 | 14.892 | 51.6028 | 3.072 | 13.5806 | 11.419 | 13.7841 | 1501.7733 | 1560.5917 | 1732.166 | 1689.5398 | 0.39777 | 0.39563 | 0.3915 | 0.37266 | 597.3637 | 617.4126 | 678.1457 | 629.6313 | 0.086481 | 0.09976 | 0.097236 | 0.1017 | 0.046794 | 0.043296 | 0.043896 | 0.043621 | 129.8742 | 155.6843 | 168.4291 | 171.8272 | 70.2738 | 67.5681 | 76.0356 | 73.6992
1 | 2 | 24 | 1607.5099 | 1680.4823 | 1747.7957 | 1768.4498 | 80 | 63 | 0 | 0 | 0 | 0 | 0 | 0 | 0 | 0 | 0 | 0 | 176.7403 | 178.1656 | 174.5165 | 204.0987 | 0 | 0 | 0 | 0 | -3.5948 | 30.8489 | 42.3154 | 24.104 | 2.6414 | 2.4786 | 5.0857 | 3.3766 | 1351.723 | 1405.9891 | 1525.8781 | 1536.8705 | 0.39698 | 0.39267 | 0.38667 | 0.36903 | 536.6086 | 552.0953 | 590.0072 | 567.1584 | 0.086828 | 0.099535 | 0.096875 | 0.10152 | 0.046988 | 0.043124 | 0.043578 | 0.043375 | 117.3668 | 139.9447 | 147.8195 | 156.03 | 63.5141 | 60.6324 | 66.4942 | 66.6621
1 | 3 | 1 | 1494.8621 | 1554.2855 | 1606.8924 | 1617.0863 | 80 | 63 | 0 | 0 | 0 | 0 | 0 | 0 | 0 | 0 | 0 | 0 | 146.4792 | 143.4444 | 140.2618 | 167.596 | 0 | 0 | 0 | 0 | 3.7286 | -3.1152 | 10.4011 | 27.8367 | 3.522 | 12.2114 | 12.9969 | 11.8536 | 1261.1324 | 1338.7449 | 1443.2326 | 1409.8 | 0.399 | 0.39187 | 0.38588 | 0.36679 | 503.1912 | 524.614 | 556.9144 | 517.0945 | 0.087028 | 0.099508 | 0.096784 | 0.10146 | 0.047115 | 0.042845 | 0.043404 | 0.043093 | 109.7535 | 133.2153 | 139.6821 | 143.0358 | 59.4181 | 57.3591 | 62.6425 | 60.7528
1 | 3 | 2 | 1428.1343 | 1478.064 | 1520.6016 | 1523.8185 | 80 | 63 | 0 | 0 | 0 | 0 | 0 | 0 | 0 | 0 | 0 | 0 | 111.3501 | 104.8532 | 102.5749 | 125.5518 | 0 | 0 | 0 | 0 | 3.5185 | 10.0383 | -3.583 | -0.84308 | 4.4327 | 9.5334 | 16.66 | 2.8154 | 1228.8331 | 1290.6391 | 1404.9497 | 1396.2943 | 0.39922 | 0.39186 | 0.38422 | 0.36646 | 490.5786 | 505.7551 | 539.8089 | 511.69 | 0.087077 | 0.099535 | 0.096576 | 0.10143 | 0.047161 | 0.042718 | 0.043071 | 0.042851 | 107.0026 | 128.4641 | 135.6838 | 141.6289 | 57.9534 | 55.1338 | 60.5121 | 59.8326
1 | 3 | 3 | 1392.4782 | 1435.0126 | 1469.5709 | 1466.893 | 80 | 63 | 0 | 0 | 0 | 0 | 0 | 0 | 0 | 0 | 0 | 0 | 89.5763 | 81.4658 | 79.8771 | 99.5317 | 0 | 0 | 0 | 0 | -3.3419 | -10.8573 | 45.1661 | -31.2252 | 5.896 | 11.7173 | 5.6335 | 2.6378 | 1220.3477 | 1289.6869 | 1338.8942 | 1395.9487 | 0.39872 | 0.3916 | 0.38238 | 0.3658 | 486.5795 | 505.0351 | 511.9718 | 510.6371 | 0.087055 | 0.099528 | 0.096565 | 0.10141 | 0.047125 | 0.042721 | 0.04301 | 0.042804 | 106.2378 | 128.36 | 129.2904 | 141.5643 | 57.5084 | 55.0972 | 57.5859 | 59.7526
1 | 3 | 4 | 1387.5899 | 1424.6191 | 1452.9723 | 1445.1175 | 80 | 63 | 0 | 0 | 0 | 0 | 0 | 0 | 0 | 0 | 0 | 0 | 86.2804 | 81.2764 | 80.4282 | 96.515 | 0 | 0 | 0 | 0 | -3.1269 | -2.1097 | -14.5783 | -16.0449 | 1.9556 | 2.0198 | 9.7853 | 2.3031 | 1222.4807 | 1280.4327 | 1377.337 | 1362.3442 | 0.39774 | 0.39105 | 0.38218 | 0.36579 | 486.2326 | 500.7079 | 526.396 | 498.3252 | 0.086973 | 0.099535 | 0.096571 | 0.10142 | 0.04708 | 0.042727 | 0.043006 | 0.042823 | 106.3224 | 127.4484 | 133.0106 | 138.1623 | 57.5549 | 54.7091 | 59.2336 | 58.3403
1 | 3 | 5 | 1424.308 | 1457.3789 | 1480.891 | 1468.082 | 80 | 63 | 0 | 0 | 0 | 0 | 0 | 0 | 0 | 0 | 0 | 0 | 69.7601 | 63.1009 | 62.7278 | 76.5253 | 0 | 0 | 0 | 0 | -4.3324 | -2.3469 | 6.156 | -7.2767 | 4.9935 | 13.5225 | 1.6839 | 2.2761 | 1273.8868 | 1320.1024 | 1410.3233 | 1396.5573 | 0.39572 | 0.38832 | 0.382 | 0.36494 | 504.102 | 512.6161 | 538.7425 | 509.6641 | 0.086824 | 0.099564 | 0.096555 | 0.1014 | 0.046939 | 0.042787 | 0.043072 | 0.042852 | 110.604 | 131.4346 | 136.1737 | 141.6093 | 59.795 | 56.4832 | 60.7449 | 59.8449
1 | 3 | 6 | 1536.0951 | 1567.3012 | 1587.8437 | 1570.2254 | 80 | 63 | 0 | 0 | 0 | 0 | 0 | 0 | 0 | 0 | 0 | 0 | 60.0135 | 52.6716 | 52.6411 | 64.7881 | 0 | 0 | 0 | 0 | 8.1052 | 57.8424 | -1.8606 | -12.0466 | 4.0185 | 13.314 | 12.8936 | 2.1521 | 1383.9579 | 1380.4732 | 1524.1696 | 1515.3317 | 0.39561 | 0.38891 | 0.3827 | 0.36553 | 547.513 | 536.8789 | 583.2989 | 553.9066 | 0.086608 | 0.099575 | 0.09655 | 0.10136 | 0.046829 | 0.042888 | 0.043246 | 0.043036 | 119.8624 | 137.461 | 147.1592 | 153.5984 | 64.8097 | 59.2055 | 65.9148 | 65.2141
1 | 3 | 7 | 1712.0612 | 1746.995 | 1770.912 | 1753.1762 | 80 | 63 | 0 | 0 | 0 | 0 | 0 | 0 | 0 | 0 | 0 | 0 | 71.9251 | 65.8672 | 66.0222 | 78.0254 | 0 | 0 | 0 | 0 | 0.42446 | 67.628 | 52.0271 | 33.0091 | 6.1138 | 7.5585 | 9.8806 | 0.93596 | 1553.5978 | 1542.9413 | 1642.9821 | 1641.2058 | 0.39512 | 0.39346 | 0.38571 | 0.37033 | 613.8526 | 607.0817 | 633.7204 | 607.7874 | 0.086486 | 0.099658 | 0.096526 | 0.10134 | 0.04689 | 0.043201 | 0.043591 | 0.043372 | 134.3641 | 153.767 | 158.5899 | 166.3179 | 72.8477 | 66.6569 | 71.6196 | 71.1822
1 | 3 | 8 | 1831.7634 | 1871.6977 | 1901.7526 | 1888.4728 | 80 | 63 | 0 | 0 | 0 | 0 | 0 | 0 | 0 | 0 | 0 | 0 | 413.2244 | 419.1491 | 430.8122 | 451.0991 | 0 | 0 | 0 | 0 | -3.135 | -5.3757 | 10.4073 | -7.1489 | 1.1657 | 1.4499 | -1.2281 | -5.4043 | 1340.5084 | 1393.4744 | 1461.7612 | 1449.9269 | 0.39371 | 0.38507 | 0.38401 | 0.3747 | 527.7658 | 536.5792 | 561.3236 | 543.2934 | 0.086739 | 0.099693 | 0.096575 | 0.10137 | 0.047098 | 0.043308 | 0.043527 | 0.043389 | 116.2748 | 138.9196 | 141.1696 | 146.9786 | 63.1349 | 60.3484 | 63.6267 | 62.9112
1 | 3 | 9 | 1897.778 | 1943.9245 | 1981.933 | 1975.7853 | 80 | 63 | 0 | 0 | 0 | 0 | 0 | 0 | 0 | 0 | 0 | 0 | 977.7156 | 1059.6494 | 1145.5227 | 1225.4769 | 0 | 0 | 0 | 0 | -3.6779 | -53.3422 | -20.8541 | -12.6683 | -1.0133 | -15.8654 | -13.6729 | -19.2227 | 844.7537 | 890.4827 | 870.9373 | 782.1995 | 0.37693 | 0.19574 | 0.19483 | 0.1952 | 318.4156 | 174.3012 | 169.6808 | 152.6867 | 0.087477 | 0.10082 | 0.097162 | 0.10205 | 0.047507 | 0.044179 | 0.043354 | 0.044098 | 73.8964 | 89.7823 | 84.622 | 79.8266 | 40.1315 | 39.3406 | 37.7587 | 34.4936
1 | 3 | 10 | 1929.2312 | 1976.6365 | 2015.6175 | 2009.395 | 80 | 63 | 0 | 0 | 0 | 0 | 0 | 0 | 0 | 0 | 0 | 0 | 1449.7514 | 1595.8464 | 1749.731 | 1884.4029 | 0 | 0 | 0 | 0 | -7.0821 | -46.0374 | -58.2283 | -93.5406 | -1.1787 | -19.0812 | -17.5225 | -29.5032 | 407.7407 | 382.9088 | 341.6372 | 248.0359 | 0.37868 | 0.19544 | 0.19523 | 0.10268 | 154.4018 | 74.835 | 66.6994 | 25.4691 | 0.088647 | 0.10157 | 0.098162 | 0.10366 | 0.048644 | 0.045804 | 0.046508 | 0.047991 | 36.1449 | 38.8926 | 33.5359 | 25.7103 | 19.8343 | 17.5389 | 15.8887 | 11.9036
1 | 3 | 11 | 1957.0214 | 2006.0162 | 2045.4773 | 2037.7529 | 80 | 63 | 0 | 0 | 0 | 0 | 0 | 0 | 0 | 0 | 0 | 0 | 1596.9959 | 1777.6787 | 1973.5742 | 2140.0803 | 0 | 0 | 0 | 0 | -6.9305 | -65.4313 | -76.6062 | -87.4562 | -12.032 | -24.7616 | -27.0059 | -34.5361 | 298.988 | 255.5303 | 175.5152 | 19.6649 | 0.37978 | 0.19887 | 0.19965 | 0.10268 | 113.5486 | 50.8164 | 35.0416 | 2.0193 | 0.089482 | 0.10344 | 0.098058 | 0.10481 | 0.049741 | 0.047823 | 0.04674 | 0.053099 | 26.7542 | 26.4327 | 17.2107 | 2.061 | 14.8718 | 12.2202 | 8.2035 | 1.0442
1 | 3 | 12 | 1958.3487 | 2008.3829 | 2048.2238 | 2039.8373 | 80 | 63 | 0 | 0 | 0 | 0 | 0 | 0 | 0 | 0 | 0 | 0 | 1693.4449 | 1888.0108 | 2106.8561 | 2288.2258 | 0 | 0 | 0 | 0 | -13.0916 | -65.0673 | -80.873 | -90.1792 | -19.0026 | -26.0731 | -27.8582 | -39.9587 | 216.998 | 148.5125 | 50.0989 | -118.2506 | 0.37904 | 0.19928 | 0.19965 | 0.10268 | 82.2517 | 29.5955 | 10.0022 | -12.1423 | 0.089671 | 0.10344 | 0.098074 | 0.10459 | 0.05005 | 0.047771 | 0.046943 | 0.052134 | 19.4584 | 15.3625 | 4.9134 | -12.3676 | 10.8608 | 7.0947 | 2.3518 | -6.1649
1 | 3 | 13 | 1950.4374 | 2004.8711 | 2049.5089 | 2045.0561 | 80 | 63 | 0 | 0 | 0 | 0 | 0 | 0 | 0 | 0 | 0 | 0 | 1753.9771 | 1947.0021 | 2172.5304 | 2355.8146 | 0 | 0 | 0 | 0 | -12.0927 | -64.096 | -80.0039 | -88.4307 | -18.6193 | -26.7795 | -27.7316 | -36.2308 | 147.1722 | 85.7445 | -15.286 | -186.097 | 0.37914 | 0.19928 | 0.19965 | 0.10268 | 55.7994 | 17.0871 | -3.0518 | -19.109 | 0.090031 | 0.10361 | 0.099358 | 0.1052 | 0.05221 | 0.047938 | 0.048595 | 0.054783 | 13.25 | 8.8836 | -1.5188 | -19.5767 | 7.6839 | 4.1104 | -0.74282 | -10.1949
1 | 3 | 14 | 1944.6255 | 2001.7932 | 2049.698 | 2048.2881 | 80 | 63 | 0 | 0 | 0 | 0 | 0 | 0 | 0 | 0 | 0 | 0 | 1708.8744 | 1885.9475 | 2105.0383 | 2279.5613 | 0 | 0 | 0 | 0 | -13.9201 | -67.8083 | -72.6068 | -69.4527 | -17.7196 | -26.0391 | -27.5113 | -31.3153 | 187.3908 | 146.6931 | 44.7778 | -130.5052 | 0.37923 | 0.19925 | 0.19951 | 0.10268 | 71.0651 | 29.2291 | 8.9338 | -13.4007 | 0.089789 | 0.10359 | 0.098211 | 0.10464 | 0.050209 | 0.047871 | 0.046907 | 0.053497 | 16.8256 | 15.1959 | 4.3977 | -13.6561 | 9.4087 | 7.0223 | 2.1004 | -6.9816
1 | 3 | 15 | 1923.0964 | 1982.6431 | 2033.3533 | 2034.6986 | 80 | 63 | 0 | 0 | 0 | 0 | 0 | 0 | 0 | 0 | 0 | 0 | 1561.7539 | 1701.1617 | 1892.7743 | 2041.0218 | 0 | 0 | 0 | 0 | -11.6408 | -49.0955 | -52.9911 | -54.2308 | -13.6745 | -18.1027 | -20.8724 | -31.2802 | 306.6577 | 285.6796 | 214.4425 | 79.1878 | 0.37903 | 0.19565 | 0.19571 | 0.097328 | 116.2329 | 55.8924 | 41.969 | 7.7072 | 0.089515 | 0.10349 | 0.098323 | 0.10454 | 0.049758 | 0.047666 | 0.046678 | 0.051405 | 27.4503 | 29.5654 | 21.0846 | 8.2785 | 15.2586 | 13.6172 | 10.0097 | 4.0707
1 | 3 | 16 | 1898.4191 | 1964.0548 | 2021.9361 | 2029.9734 | 80 | 63 | 0 | 0 | 0 | 0 | 0 | 0 | 0 | 0 | 0 | 0 | 1157.1153 | 1233.5993 | 1371.2006 | 1472.869 | 0 | 0 | 0 | 0 | -2.2841 | -27.5332 | -2.4472 | -7.4367 | -2.021 | -14.0786 | -14.4658 | -18.8486 | 665.609 | 709.0673 | 667.6485 | 583.3898 | 0.37973 | 0.1927 | 0.19404 | 0.18663 | 252.7549 | 136.6382 | 129.5531 | 108.8759 | 0.088764 | 0.10155 | 0.097878 | 0.1031 | 0.048907 | 0.045669 | 0.044457 | 0.046373 | 59.0824 | 72.0058 | 65.3478 | 60.1492 | 32.5528 | 32.3824 | 29.6814 | 27.0535
1 | 3 | 17 | 1917.8102 | 1989.2667 | 2053.3961 | 2066.0977 | 80 | 63 | 0 | 0 | 0 | 0 | 0 | 0 | 0 | 0 | 0 | 0 | 518.3455 | 501.4793 | 557.4651 | 592.1136 | 0 | 0 | 0 | 0 | -3.2866 | -1.7496 | -3.0986 | 21.2035 | 1.0869 | 0.80621 | -0.48891 | 0.64623 | 1321.6644 | 1425.7308 | 1499.5185 | 1452.1345 | 0.39657 | 0.40209 | 0.39866 | 0.38696 | 524.1304 | 573.2778 | 597.8019 | 561.9192 | 0.086708 | 0.099825 | 0.096839 | 0.1017 | 0.047062 | 0.043165 | 0.043381 | 0.043336 | 114.5983 | 142.3234 | 145.2125 | 147.6815 | 62.2002 | 61.5411 | 65.0499 | 62.9292
1 | 3 | 18 | 2143.8248 | 2234.2824 | 2317.7516 | 2341.7238 | 80 | 63 | 0 | 0 | 0 | 0 | 0 | 0 | 0 | 0 | 0 | 0 | 278.655 | 239.5952 | 273.838 | 290.7639 | 0 | 0 | 0 | 0 | 7.4506 | 39.0353 | 30.4001 | 70.1959 | 3.877 | 7.0816 | 14.1594 | 37.0769 | 1773.8422 | 1885.5702 | 1999.3542 | 1943.6871 | 0.40419 | 0.40413 | 0.39849 | 0.38211 | 716.9611 | 762.0075 | 796.7218 | 742.7112 | 0.086823 | 0.10004 | 0.097457 | 0.10172 | 0.047145 | 0.043483 | 0.044227 | 0.043698 | 154.0108 | 188.6416 | 194.852 | 197.7045 | 83.6284 | 81.9895 | 88.4263 | 84.9356
1 | 3 | 19 | 2176.92 | 2275.6165 | 2368.009 | 2398.6946 | 80 | 63 | 0 | 0 | 0 | 0 | 0 | 0 | 0 | 0 | 0 | 0 | 329.1148 | 294.26 | 331.7794 | 348.7057 | 0 | 0 | 0 | 0 | 11.4106 | 35.4049 | 39.8274 | 60.5347 | 3.7412 | 7.8972 | 12.4117 | 36.117 | 1752.6535 | 1875.0543 | 1983.9906 | 1953.3372 | 0.40616 | 0.40567 | 0.40134 | 0.38379 | 711.8538 | 760.6626 | 796.2502 | 749.6804 | 0.08684 | 0.10005 | 0.097487 | 0.10171 | 0.047139 | 0.04349 | 0.044239 | 0.043719 | 152.2011 | 187.606 | 193.4124 | 198.6746 | 82.6177 | 81.5459 | 87.7697 | 85.398
1 | 3 | 20 | 2150.1843 | 2250.1532 | 2343.8938 | 2375.9095 | 80 | 63 | 0 | 0 | 0 | 0 | 0 | 0 | 0 | 0 | 0 | 0 | 388.2299 | 358.0492 | 399.8585 | 416.2305 | 0 | 0 | 0 | 0 | 9.3486 | 5.667 | 19.0465 | 51.8247 | 4.3284 | 7.5726 | 5.3452 | 26.9614 | 1668.2774 | 1815.8645 | 1919.6435 | 1880.8928 | 0.40529 | 0.40498 | 0.3998 | 0.38283 | 676.1413 | 735.3942 | 767.4815 | 720.0573 | 0.086743 | 0.10003 | 0.097484 | 0.1017 | 0.047064 | 0.043381 | 0.044219 | 0.043685 | 144.711 | 181.633 | 187.1339 | 191.2854 | 78.5155 | 78.7749 | 84.8844 | 82.1662
1 | 3 | 21 | 2080.6383 | 2177.8518 | 2268.7074 | 2299.335 | 80 | 63 | 0 | 0 | 0 | 0 | 0 | 0 | 0 | 0 | 0 | 0 | 423.0587 | 396.27 | 440.8676 | 455.982 | 0 | 0 | 0 | 0 | 6.2034 | 9.7393 | 15.6182 | 65.7839 | 6.4769 | 10.2025 | 11.5471 | 19.9746 | 1564.8992 | 1698.6401 | 1800.6744 | 1757.5945 | 0.40397 | 0.40336 | 0.39852 | 0.38167 | 632.1657 | 685.1621 | 717.6087 | 670.82 | 0.08664 | 0.099979 | 0.097483 | 0.10169 | 0.047017 | 0.043326 | 0.044102 | 0.043677 | 135.5823 | 169.8288 | 175.5343 | 178.7321 | 73.5764 | 73.5952 | 79.4126 | 76.7672
1 | 3 | 22 | 1963.2163 | 2057.1027 | 2145.1473 | 2175.8622 | 80 | 63 | 0 | 0 | 0 | 0 | 0 | 0 | 0 | 0 | 0 | 0 | 435.0181 | 410.2925 | 455.2828 | 470.1195 | 0 | 0 | 0 | 0 | 9.4759 | 33.8731 | 48.6462 | 14.6201 | 4.5165 | 8.223 | 4.3893 | 29.102 | 1434.2059 | 1541.7141 | 1636.829 | 1662.0206 | 0.40092 | 0.40074 | 0.39596 | 0.37797 | 575.0071 | 617.8297 | 648.1132 | 628.192 | 0.086466 | 0.099891 | 0.097421 | 0.10169 | 0.046911 | 0.04333 | 0.043988 | 0.043661 | 124.0094 | 154.0026 | 159.4614 | 169.0174 | 67.2799 | 66.8023 | 72.0001 | 72.5651
1 | 3 | 23 | 1798.5738 | 1885.3102 | 1966.6487 | 1995.1909 | 80 | 63 | 0 | 0 | 0 | 0 | 0 | 0 | 0 | 0 | 0 | 0 | 438.7663 | 416.3857 | 460.0465 | 475.7606 | 0 | 0 | 0 | 0 | 5.1138 | 37.5313 | 14.892 | 51.6028 | 3.072 | 13.5806 | 11.419 | 13.7841 | 1271.6218 | 1354.8126 | 1480.2912 | 1454.0434 | 0.39777 | 0.39563 | 0.3915 | 0.37266 | 505.8158 | 536.0008 | 579.5363 | 541.8702 | 0.086481 | 0.09976 | 0.097236 | 0.1017 | 0.046794 | 0.043296 | 0.043896 | 0.043621 | 109.9706 | 135.1558 | 143.9378 | 147.8771 | 59.5041 | 58.6586 | 64.9793 | 63.4267
1 | 3 | 24 | 1630.738 | 1705.0712 | 1773.7072 | 1794.963 | 80 | 63 | 0 | 0 | 0 | 0 | 0 | 0 | 0 | 0 | 0 | 0 | 429.4842 | 410.598 | 451.2849 | 467.5574 | 0 | 0 | 0 | 0 | -3.5948 | 30.8489 | 42.3154 | 24.104 | 2.6414 | 2.4786 | 5.0857 | 3.3766 | 1122.2072 | 1198.1457 | 1275.0212 | 1299.925 | 0.39698 | 0.39267 | 0.38667 | 0.36903 | 445.4951 | 470.4806 | 493.0091 | 479.7173 | 0.086828 | 0.099535 | 0.096875 | 0.10152 | 0.046988 | 0.043124 | 0.043578 | 0.043375 | 97.4385 | 119.257 | 123.5177 | 131.9742 | 52.7297 | 51.6693 | 55.5624 | 56.3845
1 | 4 | 1 | 1504.0274 | 1563.9878 | 1617.1165 | 1627.5478 | 80 | 63 | 0 | 0 | 0 | 0 | 0 | 0 | 0 | 0 | 0 | 0 | 411.9805 | 395.8402 | 433.956 | 449.4939 | 0 | 0 | 0 | 0 | 3.7286 | -3.1152 | 10.4011 | 27.8367 | 3.522 | 12.2114 | 12.9969 | 11.8536 | 1004.7964 | 1096.0513 | 1159.7625 | 1138.3636 | 0.399 | 0.39187 | 0.38588 | 0.36679 | 400.9133 | 429.5096 | 447.529 | 417.5355 | 0.087028 | 0.099508 | 0.096784 | 0.10146 | 0.047115 | 0.042845 | 0.043404 | 0.043093 | 87.4452 | 109.0655 | 112.2467 | 115.4963 | 47.3409 | 46.9608 | 50.3387 | 49.0558
1 | 4 | 2 | 1432.612 | 1482.804 | 1525.5966 | 1528.9295 | 80 | 63 | 0 | 0 | 0 | 0 | 0 | 0 | 0 | 0 | 0 | 0 | 392.0371 | 375.971 | 412.6034 | 427.2516 | 0 | 0 | 0 | 0 | 3.5185 | 10.0383 | -3.583 | -0.84308 | 4.4327 | 9.5334 | 16.66 | 2.8154 | 952.6237 | 1024.2613 | 1099.9163 | 1099.7055 | 0.39922 | 0.39186 | 0.38422 | 0.36646 | 380.3095 | 401.3712 | 422.6091 | 403.0012 | 0.087077 | 0.099535 | 0.096576 | 0.10143 | 0.047161 | 0.042718 | 0.043071 | 0.042851 | 82.9512 | 101.9501 | 106.225 | 111.5453 | 44.927 | 43.7546 | 47.3741 | 47.1235
1 | 4 | 3 | 1391.2188 | 1433.6795 | 1468.166 | 1465.4555 | 80 | 63 | 0 | 0 | 0 | 0 | 0 | 0 | 0 | 0 | 0 | 0 | 380.189 | 364.7011 | 399.7819 | 414.5151 | 0 | 0 | 0 | 0 | -3.3419 | -10.8573 | 45.1661 | -31.2252 | 5.896 | 11.7173 | 5.6335 | 2.6378 | 928.4758 | 1005.1184 | 1017.5845 | 1079.5278 | 0.39872 | 0.3916 | 0.38238 | 0.3658 | 370.2037 | 393.5994 | 389.1081 | 394.8906 | 0.087055 | 0.099528 | 0.096565 | 0.10141 | 0.047125 | 0.042721 | 0.04301 | 0.042804 | 80.8288 | 100.0375 | 98.2631 | 109.4758 | 43.7541 | 42.9401 | 43.7664 | 46.2085
1 | 4 | 4 | 1381.573 | 1418.2497 | 1446.2603 | 1438.2496 | 80 | 63 | 0 | 0 | 0 | 0 | 0 | 0 | 0 | 0 | 0 | 0 | 382.4276 | 369.5212 | 403.0239 | 418.6987 | 0 | 0 | 0 | 0 | -3.1269 | -2.1097 | -14.5783 | -16.0449 | 1.9556 | 2.0198 | 9.7853 | 2.3031 | 920.3167 | 985.8185 | 1048.0293 | 1033.2926 | 0.39774 | 0.39105 | 0.38218 | 0.36579 | 366.0491 | 385.5002 | 400.5399 | 377.9631 | 0.086973 | 0.099535 | 0.096571 | 0.10142 | 0.04708 | 0.042727 | 0.043006 | 0.042823 | 80.0424 | 98.1239 | 101.2091 | 104.7915 | 43.3289 | 42.1211 | 45.0714 | 44.2492
1 | 4 | 5 | 1414.3031 | 1446.7879 | 1469.7303 | 1456.6622 | 80 | 63 | 0 | 0 | 0 | 0 | 0 | 0 | 0 | 0 | 0 | 0 | 380.7985 | 366.7047 | 399.9138 | 416.6034 | 0 | 0 | 0 | 0 | -4.3324 | -2.3469 | 6.156 | -7.2767 | 4.9935 | 13.5225 | 1.6839 | 2.2761 | 952.8435 | 1005.9076 | 1061.9767 | 1045.0594 | 0.39572 | 0.38832 | 0.382 | 0.36494 | 377.0589 | 390.6094 | 405.6743 | 381.3873 | 0.086824 | 0.099564 | 0.096555 | 0.1014 | 0.046939 | 0.042787 | 0.043072 | 0.042852 | 82.7297 | 100.1521 | 102.5391 | 105.9678 | 44.7255 | 43.0397 | 45.7411 | 44.7826
1 | 4 | 6 | 1525.7404 | 1556.3399 | 1576.2928 | 1558.4062 | 80 | 63 | 0 | 0 | 0 | 0 | 0 | 0 | 0 | 0 | 0 | 0 | 363.8836 | 346.6037 | 378.9649 | 396.5547 | 0 | 0 | 0 | 0 | 8.1052 | 57.8424 | -1.8606 | -12.0466 | 4.0185 | 13.314 | 12.8936 | 2.1521 | 1069.7331 | 1075.5799 | 1186.2949 | 1171.7461 | 0.39561 | 0.38891 | 0.3827 | 0.36553 | 423.2013 | 418.303 | 453.9944 | 428.3141 | 0.086608 | 0.099575 | 0.09655 | 0.10136 | 0.046829 | 0.042888 | 0.043246 | 0.043036 | 92.6479 | 107.1011 | 114.5372 | 118.7716 | 50.0948 | 46.1293 | 51.3029 | 50.4275
1 | 4 | 7 | 1696.0394 | 1730.0346 | 1753.0393 | 1734.8885 | 80 | 63 | 0 | 0 | 0 | 0 | 0 | 0 | 0 | 0 | 0 | 0 | 355.7079 | 333.9745 | 365.2581 | 384.8967 | 0 | 0 | 0 | 0 | 0.42446 | 67.628 | 52.0271 | 33.0091 | 6.1138 | 7.5585 | 9.8806 | 0.93596 | 1253.7932 | 1257.8736 | 1325.8735 | 1316.0467 | 0.39512 | 0.39346 | 0.38571 | 0.37033 | 495.3947 | 494.9197 | 511.4073 | 487.3713 | 0.086486 | 0.099658 | 0.096526 | 0.10134 | 0.04689 | 0.043201 | 0.043591 | 0.043372 | 108.4353 | 125.3576 | 127.9808 | 133.3667 | 58.7899 | 54.3417 | 57.7965 | 57.0794
1 | 4 | 8 | 1827.3557 | 1867.0317 | 1896.8356 | 1883.4417 | 80 | 63 | 0 | 0 | 0 | 0 | 0 | 0 | 0 | 0 | 0 | 0 | 879.3911 | 879.0853 | 932.4582 | 972.2353 | 0 | 0 | 0 | 0 | -3.135 | -5.3757 | 10.4073 | -7.1489 | 1.1657 | 1.4499 | -1.2281 | -5.4043 | 869.9339 | 928.8722 | 955.1982 | 923.7596 | 0.39371 | 0.38507 | 0.38401 | 0.3747 | 342.498 | 357.6769 | 366.8009 | 346.1364 | 0.086739 | 0.099693 | 0.096575 | 0.10137 | 0.047098 | 0.043308 | 0.043527 | 0.043389 | 75.4575 | 92.6021 | 92.2483 | 93.6412 | 40.9719 | 40.2274 | 41.5773 | 40.0812
1 | 4 | 9 | 1906.4536 | 1953.1083 | 1991.6108 | 1985.6878 | 80 | 63 | 0 | 0 | 0 | 0 | 0 | 0 | 0 | 0 | 0 | 0 | 1271.0564 | 1324.2267 | 1431.0581 | 1516.875 | 0 | 0 | 0 | 0 | -3.6779 | -53.3422 | -20.8541 | -12.6683 | -1.0133 | -15.8654 | -13.6729 | -19.2227 | 560.0884 | 635.0892 | 595.0796 | 500.7038 | 0.37693 | 0.19574 | 0.19483 | 0.1952 | 211.1158 | 124.311 | 115.9367 | 97.7383 | 0.087477 | 0.10082 | 0.097162 | 0.10205 | 0.047507 | 0.044179 | 0.043354 | 0.044098 | 48.9948 | 64.0324 | 57.8191 | 51.0988 | 26.608 | 28.0576 | 25.7992 | 22.0801
1 | 4 | 10 | 1949.101 | 1997.6704 | 2037.7827 | 2032.075 | 80 | 63 | 0 | 0 | 0 | 0 | 0 | 0 | 0 | 0 | 0 | 0 | 1618.5442 | 1709.3251 | 1857.0649 | 1973.4213 | 0 | 0 | 0 | 0 | -7.0821 | -46.0374 | -58.2283 | -93.5406 | -1.1787 | -19.0812 | -17.5225 | -29.5032 | 258.8176 | 290.4639 | 256.4687 | 181.6975 | 0.37868 | 0.19544 | 0.19523 | 0.10268 | 98.0082 | 56.7678 | 50.0716 | 18.6572 | 0.088647 | 0.10157 | 0.098162 | 0.10366 | 0.048644 | 0.045804 | 0.046508 | 0.047991 | 22.9433 | 29.5028 | 25.1755 | 18.834 | 12.59 | 13.3045 | 11.9277 | 8.7199
1 | 4 | 11 | 1978.5004 | 2028.7535 | 2069.4377 | 2062.2696 | 80 | 63 | 0 | 0 | 0 | 0 | 0 | 0 | 0 | 0 | 0 | 0 | 1826.3602 | 1929.3378 | 2099.9909 | 2231.1547 | 0 | 0 | 0 | 0 | -6.9305 | -65.4313 | -76.6062 | -87.4562 | -12.032 | -24.7616 | -27.0059 | -34.5361 | 91.1026 | 126.6085 | 73.0588 | -46.8928 | 0.37978 | 0.19887 | 0.19965 | 0.10268 | 34.5986 | 25.1782 | 14.5862 | -4.8151 | 0.089482 | 0.10344 | 0.098058 | 0.10481 | 0.049741 | 0.047823 | 0.04674 | 0.053099 | 8.1521 | 13.0967 | 7.164 | -4.9147 | 4.5315 | 6.0548 | 3.4147 | -2.49
1 | 4 | 12 | 1987.0339 | 2038.7487 | 2080.2229 | 2072.5794 | 80 | 63 | 0 | 0 | 0 | 0 | 0 | 0 | 0 | 0 | 0 | 0 | 1931.4167 | 2040.0214 | 2230.3152 | 2378.3019 | 0 | 0 | 0 | 0 | -13.0916 | -65.0673 | -80.873 | -90.1792 | -19.0026 | -26.0731 | -27.8582 | -39.9587 | 7.7114 | 26.8677 | -41.361 | -175.5845 | 0.37904 | 0.19928 | 0.19965 | 0.10268 | 2.923 | 5.3542 | -8.2577 | -18.0295 | 0.089671 | 0.10344 | 0.098074 | 0.10459 | 0.05005 | 0.047771 | 0.046943 | 0.052134 | 0.69149 | 2.7793 | -4.0564 | -18.3641 | 0.38596 | 1.2835 | -1.9416 | -9.1539
1 | 4 | 13 | 1970.7969 | 2026.4234 | 2072.2205 | 2068.295 | 80 | 63 | 0 | 0 | 0 | 0 | 0 | 0 | 0 | 0 | 0 | 0 | 1984.2326 | 2093.4846 | 2294.1915 | 2452.3089 | 0 | 0 | 0 | 0 | -12.0927 | -64.096 | -80.0039 | -88.4307 | -18.6193 | -26.7795 | -27.7316 | -36.2308 | -62.7237 | -39.1857 | -114.2354 | -259.3523 | 0.37914 | 0.19928 | 0.19965 | 0.10268 | -23.7813 | -7.8089 | -22.8071 | -26.6311 | 0.090031 | 0.10361 | 0.099358 | 0.1052 | 0.05221 | 0.047938 | 0.048595 | 0.054783 | -5.647 | -4.0599 | -11.3502 | -27.2829 | -3.2748 | -1.8785 | -5.5513 | -14.208
1 | 4 | 14 | 1962.5363 | 2020.7533 | 2069.6779 | 2068.732 | 80 | 63 | 0 | 0 | 0 | 0 | 0 | 0 | 0 | 0 | 0 | 0 | 1990.0808 | 2090.7772 | 2282.4727 | 2437.5767 | 0 | 0 | 0 | 0 | -13.9201 | -67.8083 | -72.6068 | -69.4527 | -17.7196 | -26.0391 | -27.5113 | -31.3153 | -75.9048 | -39.1765 | -112.6766 | -268.0768 | 0.37923 | 0.19925 | 0.19951 | 0.10268 | -28.7857 | -7.8061 | -22.4805 | -27.5269 | 0.089789 | 0.10359 | 0.098211 | 0.10464 | 0.050209 | 0.047871 | 0.046907 | 0.053497 | -6.8154 | -4.0583 | -11.066 | -28.0516 | -3.8111 | -1.8754 | -5.2853 | -14.3413
1 | 4 | 15 | 1939.328 | 1999.8257 | 2051.4601 | 2053.2259 | 80 | 63 | 0 | 0 | 0 | 0 | 0 | 0 | 0 | 0 | 0 | 0 | 1831.4657 | 1916.6405 | 2089.9847 | 2234.5847 | 0 | 0 | 0 | 0 | -11.6408 | -49.0955 | -52.9911 | -54.2308 | -13.6745 | -18.1027 | -20.8724 | -31.2802 | 53.1776 | 87.3834 | 35.3389 | -95.8478 | 0.37903 | 0.19565 | 0.19571 | 0.097328 | 20.156 | 17.0963 | 6.9162 | -9.3287 | 0.089515 | 0.10349 | 0.098323 | 0.10454 | 0.049758 | 0.047666 | 0.046678 | 0.051405 | 4.7602 | 9.0434 | 3.4746 | -10.0202 | 2.646 | 4.1652 | 1.6495 | -4.9271
1 | 4 | 16 | 1931.3022 | 1998.8644 | 2058.6181 | 2067.5071 | 80 | 63 | 0 | 0 | 0 | 0 | 0 | 0 | 0 | 0 | 0 | 0 | 1441.7618 | 1479.4447 | 1609.2237 | 1722.9673 | 0 | 0 | 0 | 0 | -2.2841 | -27.5332 | -2.4472 | -7.4367 | -2.021 | -14.0786 | -14.4658 | -18.8486 | 413.8456 | 498.0315 | 466.3073 | 370.8251 | 0.37973 | 0.1927 | 0.19404 | 0.18663 | 157.1516 | 95.9713 | 90.4841 | 69.2057 | 0.088764 | 0.10155 | 0.097878 | 0.1031 | 0.048907 | 0.045669 | 0.044457 | 0.046373 | 36.7348 | 50.5751 | 45.641 | 38.2331 | 20.2399 | 22.7446 | 20.7305 | 17.1963
1 | 4 | 17 | 1990.6427 | 2066.3662 | 2134.6428 | 2149.2309 | 80 | 63 | 0 | 0 | 0 | 0 | 0 | 0 | 0 | 0 | 0 | 0 | 851.4964 | 818.2444 | 879.4848 | 943.5644 | 0 | 0 | 0 | 0 | -3.2866 | -1.7496 | -3.0986 | 21.2035 | 1.0869 | 0.80621 | -0.48891 | 0.64623 | 1061.3461 | 1186.0652 | 1258.7454 | 1183.8168 | 0.39657 | 0.40209 | 0.39866 | 0.38696 | 420.8964 | 476.9097 | 501.8146 | 458.0908 | 0.086708 | 0.099825 | 0.096839 | 0.1017 | 0.047062 | 0.043165 | 0.043381 | 0.043336 | 92.0267 | 118.3988 | 121.8962 | 120.3937 | 49.9491 | 51.1961 | 54.605 | 51.3015
1 | 4 | 18 | 2198.3268 | 2291.9775 | 2378.55 | 2403.9339 | 80 | 63 | 0 | 0 | 0 | 0 | 0 | 0 | 0 | 0 | 0 | 0 | 601.7026 | 557.7269 | 600.5084 | 656.4669 | 0 | 0 | 0 | 0 | 7.4506 | 39.0353 | 30.4001 | 70.1959 | 3.877 | 7.0816 | 14.1594 | 37.0769 | 1505.2966 | 1625.1336 | 1733.4822 | 1640.1942 | 0.40419 | 0.40413 | 0.39849 | 0.38211 | 608.4189 | 656.7583 | 690.7746 | 626.7421 | 0.086823 | 0.10004 | 0.097457 | 0.10172 | 0.047145 | 0.043483 | 0.044227 | 0.043698 | 130.6948 | 162.5862 | 168.9408 | 166.8344 | 70.9678 | 70.6651 | 76.6674 | 71.6735
1 | 4 | 19 | 2234.0807 | 2336.1259 | 2431.7732 | 2463.9393 | 80 | 63 | 0 | 0 | 0 | 0 | 0 | 0 | 0 | 0 | 0 | 0 | 597.5413 | 555.2143 | 595.8312 | 653.0924 | 0 | 0 | 0 | 0 | 11.4106 | 35.4049 | 39.8274 | 60.5347 | 3.7412 | 7.8972 | 12.4117 | 36.117 | 1541.3876 | 1674.6095 | 1783.7029 | 1714.1952 | 0.40616 | 0.40567 | 0.40134 | 0.38379 | 626.0465 | 679.3471 | 715.8672 | 657.8989 | 0.08684 | 0.10005 | 0.097487 | 0.10171 | 0.047139 | 0.04349 | 0.044239 | 0.043719 | 133.8547 | 167.5508 | 173.8871 | 174.3513 | 72.6589 | 72.8286 | 78.9091 | 74.9429
1 | 4 | 20 | 2195.1012 | 2297.7016 | 2393.9998 | 2427.1789 | 80 | 63 | 0 | 0 | 0 | 0 | 0 | 0 | 0 | 0 | 0 | 0 | 595.057 | 555.8975 | 594.5765 | 652.0323 | 0 | 0 | 0 | 0 | 9.3486 | 5.667 | 19.0465 | 51.8247 | 4.3284 | 7.5726 | 5.3452 | 26.9614 | 1506.3672 | 1665.5646 | 1775.0316 | 1696.3604 | 0.40529 | 0.40498 | 0.3998 | 0.38283 | 610.5202 | 674.5253 | 709.6651 | 649.4133 | 0.086743 | 0.10003 | 0.097484 | 0.1017 | 0.047064 | 0.043381 | 0.044219 | 0.043685 | 130.6665 | 166.5992 | 173.0366 | 172.5186 | 70.8954 | 72.2546 | 78.4898 | 74.105
1 | 4 | 21 | 2127.5841 | 2227.548 | 2321.0767 | 2352.9204 | 80 | 63 | 0 | 0 | 0 | 0 | 0 | 0 | 0 | 0 | 0 | 0 | 603.8173 | 572.9266 | 609.4987 | 665.5097 | 0 | 0 | 0 | 0 | 6.2034 | 9.7393 | 15.6182 | 65.7839 | 6.4769 | 10.2025 | 11.5471 | 19.9746 | 1431.0866 | 1571.6797 | 1684.4127 | 1601.6521 | 0.40397 | 0.40336 | 0.39852 | 0.38167 | 578.11 | 633.9515 | 671.2758 | 611.3016 | 0.08664 | 0.099979 | 0.097483 | 0.10169 | 0.047017 | 0.043326 | 0.044102 | 0.043677 | 123.9888 | 157.1354 | 164.2008 | 162.8741 | 67.285 | 68.0945 | 74.2853 | 69.9561
1 | 4 | 22 | 2008.3431 | 2104.8733 | 2195.4875 | 2227.3712 | 80 | 63 | 0 | 0 | 0 | 0 | 0 | 0 | 0 | 0 | 0 | 0 | 623.5075 | 604.8869 | 636.6902 | 693.6815 | 0 | 0 | 0 | 0 | 9.4759 | 33.8731 | 48.6462 | 14.6201 | 4.5165 | 8.223 | 4.3893 | 29.102 | 1290.8433 | 1394.8903 | 1505.7618 | 1489.9676 | 0.40092 | 0.40074 | 0.39596 | 0.37797 | 517.5296 | 558.9912 | 596.2163 | 563.1614 | 0.086466 | 0.099891 | 0.097421 | 0.10169 | 0.046911 | 0.04333 | 0.043988 | 0.043661 | 111.6135 | 139.3363 | 146.6927 | 151.5207 | 60.5546 | 60.4405 | 66.2348 | 65.0531
1 | 4 | 23 | 1840.4123 | 1929.5998 | 2013.3206 | 2042.9465 | 80 | 63 | 0 | 0 | 0 | 0 | 0 | 0 | 0 | 0 | 0 | 0 | 712.919 | 719.226 | 747.927 | 805.7214 | 0 | 0 | 0 | 0 | 5.1138 | 37.5313 | 14.892 | 51.6028 | 3.072 | 13.5806 | 11.419 | 13.7841 | 1039.3076 | 1096.2619 | 1239.0826 | 1171.8382 | 0.39777 | 0.39563 | 0.3915 | 0.37266 | 413.4077 | 433.7111 | 485.1028 | 436.7024 | 0.086481 | 0.09976 | 0.097236 | 0.1017 | 0.046794 | 0.043296 | 0.043896 | 0.043621 | 89.8799 | 109.3629 | 120.4836 | 119.1767 | 48.6332 | 47.4643 | 54.3911 | 51.1166
1 | 4 | 24 | 1662.4317 | 1738.6217 | 1809.0623 | 1831.1391 | 80 | 63 | 0 | 0 | 0 | 0 | 0 | 0 | 0 | 0 | 0 | 0 | 690.7738 | 689.0107 | 721.2687 | 775.6503 | 0 | 0 | 0 | 0 | -3.5948 | 30.8489 | 42.3154 | 24.104 | 2.6414 | 2.4786 | 5.0857 | 3.3766 | 892.6113 | 953.2834 | 1040.3925 | 1028.0083 | 0.39698 | 0.39267 | 0.38667 | 0.36903 | 354.3499 | 374.3296 | 402.2858 | 379.3706 | 0.086828 | 0.099535 | 0.096875 | 0.10152 | 0.046988 | 0.043124 | 0.043578 | 0.043375 | 77.5032 | 94.8847 | 100.7881 | 104.368 | 41.9416 | 41.1097 | 45.3378 | 44.5901
1 | 5 | 1 | 1539.1493 | 1601.1674 | 1656.296 | 1667.637 | 80 | 63 | 0 | 0 | 0 | 0 | 0 | 0 | 0 | 0 | 0 | 0 | 703.6381 | 699.0703 | 736.0535 | 787.6387 | 0 | 0 | 0 | 0 | 3.7286 | -3.1152 | 10.4011 | 27.8367 | 3.522 | 12.2114 | 12.9969 | 11.8536 | 748.2607 | 830.0008 | 896.8445 | 840.308 | 0.399 | 0.39187 | 0.38588 | 0.36679 | 298.5557 | 325.2524 | 346.0743 | 308.213 | 0.087028 | 0.099508 | 0.096784 | 0.10146 | 0.047115 | 0.042845 | 0.043404 | 0.043093 | 65.1194 | 82.5914 | 86.8004 | 85.2561 | 35.2542 | 35.5617 | 38.9269 | 36.2116
1 | 5 | 2 | 1475.1501 | 1527.8343 | 1573.049 | 1577.4837 | 80 | 63 | 0 | 0 | 0 | 0 | 0 | 0 | 0 | 0 | 0 | 0 | 669.4797 | 664.893 | 701.8778 | 748.5232 | 0 | 0 | 0 | 0 | 3.5185 | 10.0383 | -3.583 | -0.84308 | 4.4327 | 9.5334 | 16.66 | 2.8154 | 717.7193 | 780.3696 | 858.0943 | 826.9882 | 0.39922 | 0.39186 | 0.38422 | 0.36646 | 286.5302 | 305.7988 | 329.6964 | 303.0604 | 0.087077 | 0.099535 | 0.096576 | 0.10143 | 0.047161 | 0.042718 | 0.043071 | 0.042851 | 62.4965 | 77.6743 | 82.8709 | 83.8831 | 33.8486 | 33.336 | 36.9587 | 35.4373
1 | 5 | 3 | 1434.9463 | 1479.9689 | 1516.9452 | 1515.3674 | 80 | 63 | 0 | 0 | 0 | 0 | 0 | 0 | 0 | 0 | 0 | 0 | 620.5178 | 611.6495 | 647.1139 | 691.6644 | 0 | 0 | 0 | 0 | -3.3419 | -10.8573 | 45.1661 | -31.2252 | 5.896 | 11.7173 | 5.6335 | 2.6378 | 731.8745 | 804.4594 | 819.0317 | 852.2903 | 0.39872 | 0.3916 | 0.38238 | 0.3658 | 291.8145 | 315.0224 | 313.1847 | 311.7672 | 0.087055 | 0.099528 | 0.096565 | 0.10141 | 0.047125 | 0.042721 | 0.04301 | 0.042804 | 63.7136 | 80.0663 | 79.0898 | 86.4314 | 34.4893 | 34.3676 | 35.2266 | 36.4817
1 | 5 | 4 | 1436.2149 | 1476.0929 | 1507.2147 | 1500.6194 | 80 | 63 | 0 | 0 | 0 | 0 | 0 | 0 | 0 | 0 | 0 | 0 | 628.6927 | 620.224 | 658.0005 | 700.3028 | 0 | 0 | 0 | 0 | -3.1269 | -2.1097 | -14.5783 | -16.0449 | 1.9556 | 2.0198 | 9.7853 | 2.3031 | 728.6935 | 792.9588 | 854.0072 | 814.0584 | 0.39774 | 0.39105 | 0.38218 | 0.36579 | 289.8324 | 310.0832 | 326.3878 | 297.7704 | 0.086973 | 0.099535 | 0.096571 | 0.10142 | 0.04708 | 0.042727 | 0.043006 | 0.042823 | 63.3764 | 78.9275 | 82.4722 | 82.5578 | 34.3072 | 33.8808 | 36.7273 | 34.8608
1 | 5 | 5 | 1471.4638 | 1507.2973 | 1533.4945 | 1521.907 | 80 | 63 | 0 | 0 | 0 | 0 | 0 | 0 | 0 | 0 | 0 | 0 | 600.9897 | 596.7844 | 632.3319 | 670.992 | 0 | 0 | 0 | 0 | -4.3324 | -2.3469 | 6.156 | -7.2767 | 4.9935 | 13.5225 | 1.6839 | 2.2761 | 789.8129 | 836.3373 | 893.3227 | 855.9155 | 0.39572 | 0.38832 | 0.382 | 0.36494 | 312.5445 | 324.7627 | 341.2487 | 312.3606 | 0.086824 | 0.099564 | 0.096555 | 0.1014 | 0.046939 | 0.042787 | 0.043072 | 0.042852 | 68.5747 | 83.2691 | 86.2548 | 86.7888 | 37.073 | 35.7843 | 38.4769 | 36.6774
1 | 5 | 6 | 1586.749 | 1620.9228 | 1644.3495 | 1628.0432 | 80 | 63 | 0 | 0 | 0 | 0 | 0 | 0 | 0 | 0 | 0 | 0 | 518.4078 | 509.7445 | 535.9348 | 578.7459 | 0 | 0 | 0 | 0 | 8.1052 | 57.8424 | -1.8606 | -12.0466 | 4.0185 | 13.314 | 12.8936 | 2.1521 | 976.2175 | 977.0219 | 1097.3818 | 1059.1918 | 0.39561 | 0.38891 | 0.3827 | 0.36553 | 386.2052 | 379.9729 | 419.9674 | 387.1716 | 0.086608 | 0.099575 | 0.09655 | 0.10136 | 0.046829 | 0.042888 | 0.043246 | 0.043036 | 84.5486 | 97.2872 | 105.9526 | 107.3628 | 45.7156 | 41.9023 | 47.4578 | 45.5836
1 | 5 | 7 | 1757.3279 | 1794.9138 | 1821.4082 | 1804.8449 | 80 | 63 | 0 | 0 | 0 | 0 | 0 | 0 | 0 | 0 | 0 | 0 | 568.5687 | 569.7646 | 593.9335 | 640.037 | 0 | 0 | 0 | 0 | 0.42446 | 67.628 | 52.0271 | 33.0091 | 6.1138 | 7.5585 | 9.8806 | 0.93596 | 1102.221 | 1086.9626 | 1165.567 | 1130.8629 | 0.39512 | 0.39346 | 0.38571 | 0.37033 | 435.506 | 427.6735 | 449.5749 | 418.7922 | 0.086486 | 0.099658 | 0.096526 | 0.10134 | 0.04689 | 0.043201 | 0.043591 | 0.043372 | 95.3264 | 108.3249 | 112.5071 | 114.6003 | 51.6828 | 46.9581 | 50.8085 | 49.0476
1 | 5 | 8 | 1875.9807 | 1918.5055 | 1951.0781 | 1938.9436 | 80 | 63 | 0 | 0 | 0 | 0 | 0 | 0 | 0 | 0 | 0 | 0 | 1009.1395 | 1030.0464 | 1073.1276 | 1138.3334 | 0 | 0 | 0 | 0 | -3.135 | -5.3757 | 10.4073 | -7.1489 | 1.1657 | 1.4499 | -1.2281 | -5.4043 | 788.8105 | 829.3849 | 868.7713 | 813.1635 | 0.39371 | 0.38507 | 0.38401 | 0.3747 | 310.5592 | 319.3677 | 333.6125 | 304.6956 | 0.086739 | 0.099693 | 0.096575 | 0.10137 | 0.047098 | 0.043308 | 0.043527 | 0.043389 | 68.4209 | 82.6839 | 83.9016 | 82.4301 | 37.1512 | 35.9189 | 37.8154 | 35.2825
1 | 5 | 9 | 1939.3367 | 1987.9179 | 2028.2927 | 2023.2215 | 80 | 63 | 0 | 0 | 0 | 0 | 0 | 0 | 0 | 0 | 0 | 0 | 1537.0243 | 1636.9003 | 1757.2318 | 1885.3461 | 0 | 0 | 0 | 0 | -3.6779 | -53.3422 | -20.8541 | -12.6683 | -1.0133 | -15.8654 | -13.6729 | -19.2227 | 327.0037 | 357.2252 | 305.5879 | 169.7665 | 0.37693 | 0.19574 | 0.19483 | 0.1952 | 123.2585 | 69.9225 | 59.5363 | 33.1387 | 0.087477 | 0.10082 | 0.097162 | 0.10205 | 0.047507 | 0.044179 | 0.043354 | 0.044098 | 28.6053 | 36.017 | 29.6915 | 17.3254 | 15.5349 | 15.7819 | 13.2485 | 7.4864
1 | 5 | 10 | 1976.387 | 2026.555 | 2068.2209 | 2063.2199 | 80 | 63 | 0 | 0 | 0 | 0 | 0 | 0 | 0 | 0 | 0 | 0 | 1931.37 | 2081.8796 | 2281.9656 | 2463.0368 | 0 | 0 | 0 | 0 | -7.0821 | -46.0374 | -58.2283 | -93.5406 | -1.1787 | -19.0812 | -17.5225 | -29.5032 | -26.7222 | -53.206 | -137.9939 | -276.7731 | 0.37868 | 0.19544 | 0.19523 | 0.10268 | -10.1191 | -10.3985 | -26.9412 | -28.4199 | 0.088647 | 0.10157 | 0.098162 | 0.10366 | 0.048644 | 0.045804 | 0.046508 | 0.047991 | -2.3688 | -5.4042 | -13.5458 | -28.6891 | -1.2999 | -2.4371 | -6.4178 | -13.2827
1 | 5 | 11 | 1988.2254 | 2039.0482 | 2080.2862 | 2073.37 | 80 | 63 | 0 | 0 | 0 | 0 | 0 | 0 | 0 | 0 | 0 | 0 | 2187.9866 | 2387.2234 | 2634.3701 | 2845.8462 | 0 | 0 | 0 | 0 | -6.9305 | -65.4313 | -76.6062 | -87.4562 | -12.032 | -24.7616 | -27.0059 | -34.5361 | -260.7988 | -320.9823 | -450.4718 | -650.4839 | 0.37978 | 0.19887 | 0.19965 | 0.10268 | -99.0452 | -63.8326 | -89.9367 | -66.7936 | 0.089482 | 0.10344 | 0.098058 | 0.10481 | 0.049741 | 0.047823 | 0.04674 | 0.053099 | -23.3369 | -33.2033 | -44.1725 | -68.1758 | -12.9723 | -15.3504 | -21.0549 | -34.5401
1 | 5 | 12 | 1979.9676 | 2031.2683 | 2072.3402 | 2064.5137 | 80 | 63 | 0 | 0 | 0 | 0 | 0 | 0 | 0 | 0 | 0 | 0 | 2352.1791 | 2584.0628 | 2856.0007 | 3087.7688 | 0 | 0 | 0 | 0 | -13.0916 | -65.0673 | -80.873 | -90.1792 | -19.0026 | -26.0731 | -27.8582 | -39.9587 | -420.1173 | -524.6541 | -674.9292 | -893.1172 | 0.37904 | 0.19928 | 0.19965 | 0.10268 | -159.2428 | -104.5528 | -134.7496 | -91.7079 | 0.089671 | 0.10344 | 0.098074 | 0.10459 | 0.05005 | 0.047771 | 0.046943 | 0.052134 | -37.6723 | -54.2716 | -66.1929 | -93.4097 | -21.0269 | -25.0635 | -31.6835 | -46.5618
1 | 5 | 13 | 1948.0586 | 2002.3529 | 2046.8553 | 2042.3409 | 80 | 63 | 0 | 0 | 0 | 0 | 0 | 0 | 0 | 0 | 0 | 0 | 2444.466 | 2683.8045 | 2965.2256 | 3212.1862 | 0 | 0 | 0 | 0 | -12.0927 | -64.096 | -80.0039 | -88.4307 | -18.6193 | -26.7795 | -27.7316 | -36.2308 | -545.6954 | -653.576 | -810.6347 | -1045.1838 | 0.37914 | 0.19928 | 0.19965 | 0.10268 | -206.897 | -130.2443 | -161.8432 | -107.3226 | 0.090031 | 0.10361 | 0.099358 | 0.1052 | 0.05221 | 0.047938 | 0.048595 | 0.054783 | -49.1293 | -67.7144 | -80.5427 | -109.9495 | -28.4909 | -31.331 | -39.393 | -57.258
1 | 5 | 14 | 1917.5495 | 1973.1308 | 2019.4939 | 2017.3827 | 80 | 63 | 0 | 0 | 0 | 0 | 0 | 0 | 0 | 0 | 0 | 0 | 2405.8753 | 2634.3672 | 2905.3542 | 3144.3873 | 0 | 0 | 0 | 0 | -13.9201 | -67.8083 | -72.6068 | -69.4527 | -17.7196 | -26.0391 | -27.5113 | -31.3153 | -536.6862 | -630.389 | -785.7421 | -1026.2366 | 0.37923 | 0.19925 | 0.19951 | 0.10268 | -203.5301 | -125.6074 | -156.7661 | -105.377 | 0.089789 | 0.10359 | 0.098211 | 0.10464 | 0.050209 | 0.047871 | 0.046907 | 0.053497 | -48.1885 | -65.302 | -77.1682 | -107.3857 | -26.9464 | -30.1773 | -36.857 | -54.9005
1 | 5 | 15 | 1899.4485 | 1957.6098 | 2006.9735 | 2007.7063 | 80 | 63 | 0 | 0 | 0 | 0 | 0 | 0 | 0 | 0 | 0 | 0 | 2246.0953 | 2442.2564 | 2681.8838 | 2895.9979 | 0 | 0 | 0 | 0 | -11.6408 | -49.0955 | -52.9911 | -54.2308 | -13.6745 | -18.1027 | -20.8724 | -31.2802 | -401.3315 | -480.4483 | -601.0468 | -802.7806 | 0.37903 | 0.19565 | 0.19571 | 0.097328 | -152.1172 | -93.9983 | -117.632 | -78.1333 | 0.089515 | 0.10349 | 0.098323 | 0.10454 | 0.049758 | 0.047666 | 0.046678 | 0.051405 | -35.925 | -49.7222 | -59.0965 | -83.9249 | -19.9694 | -22.901 | -28.0557 | -41.267
1 | 5 | 16 | 1879.5288 | 1944.0578 | 2000.8635 | 2008.4114 | 80 | 63 | 0 | 0 | 0 | 0 | 0 | 0 | 0 | 0 | 0 | 0 | 1781.1781 | 1910.7145 | 2084.4088 | 2243.4686 | 0 | 0 | 0 | 0 | -2.2841 | -27.5332 | -2.4472 | -7.4367 | -2.021 | -14.0786 | -14.4658 | -18.8486 | 22.6559 | 11.9551 | -66.6323 | -208.7718 | 0.37973 | 0.1927 | 0.19404 | 0.18663 | 8.6032 | 2.3038 | -12.9296 | -38.9623 | 0.088764 | 0.10155 | 0.097878 | 0.1031 | 0.048907 | 0.045669 | 0.044457 | 0.046373 | 2.011 | 1.214 | -6.5218 | -21.525 | 1.108 | 0.54598 | -2.9622 | -9.6814
1 | 5 | 17 | 1921.3783 | 1993.0439 | 2057.3765 | 2070.1706 | 80 | 63 | 0 | 0 | 0 | 0 | 0 | 0 | 0 | 0 | 0 | 0 | 1088.7137 | 1121.3052 | 1196.6767 | 1272.7228 | 0 | 0 | 0 | 0 | -3.2866 | -1.7496 | -3.0986 | 21.2035 | 1.0869 | 0.80621 | -0.48891 | 0.64623 | 754.8643 | 809.6821 | 864.2872 | 775.598 | 0.39657 | 0.40209 | 0.39866 | 0.38696 | 299.3554 | 325.5683 | 344.559 | 300.1261 | 0.086708 | 0.099825 | 0.096839 | 0.1017 | 0.047062 | 0.043165 | 0.043381 | 0.043336 | 65.4524 | 80.8264 | 83.6971 | 78.878 | 35.5254 | 34.9496 | 37.4932 | 33.6111
1 | 5 | 18 | 2138.9973 | 2229.1721 | 2312.3664 | 2336.2136 | 80 | 63 | 0 | 0 | 0 | 0 | 0 | 0 | 0 | 0 | 0 | 0 | 748.57 | 752.5337 | 789.8235 | 841.3463 | 0 | 0 | 0 | 0 | 7.4506 | 39.0353 | 30.4001 | 70.1959 | 3.877 | 7.0816 | 14.1594 | 37.0769 | 1299.0997 | 1367.5214 | 1477.9835 | 1387.5944 | 0.40419 | 0.40413 | 0.39849 | 0.38211 | 525.0771 | 552.6506 | 588.961 | 530.2201 | 0.086823 | 0.10004 | 0.097457 | 0.10172 | 0.047145 | 0.043483 | 0.044227 | 0.043698 | 112.7921 | 136.8135 | 144.0405 | 141.1409 | 61.2465 | 59.4634 | 65.3674 | 60.6353
1 | 5 | 19 | 2193.6414 | 2293.3175 | 2386.6622 | 2417.7809 | 80 | 63 | 0 | 0 | 0 | 0 | 0 | 0 | 0 | 0 | 0 | 0 | 680.9661 | 692.8114 | 719.3861 | 771.2698 | 0 | 0 | 0 | 0 | 11.4106 | 35.4049 | 39.8274 | 60.5347 | 3.7412 | 7.8972 | 12.4117 | 36.117 | 1417.5236 | 1494.204 | 1615.037 | 1549.8594 | 0.40616 | 0.40567 | 0.40134 | 0.38379 | 575.7382 | 606.1611 | 648.1752 | 594.8277 | 0.08684 | 0.10005 | 0.097487 | 0.10171 | 0.047139 | 0.04349 | 0.044239 | 0.043719 | 123.0983 | 149.5005 | 157.4444 | 157.6367 | 66.8201 | 64.9828 | 71.4475 | 67.7583
1 | 5 | 20 | 2147.1758 | 2246.9685 | 2340.5378 | 2372.4755 | 80 | 63 | 0 | 0 | 0 | 0 | 0 | 0 | 0 | 0 | 0 | 0 | 595.3182 | 611.0905 | 627.5621 | 678.9207 | 0 | 0 | 0 | 0 | 9.3486 | 5.667 | 19.0465 | 51.8247 | 4.3284 | 7.5726 | 5.3452 | 26.9614 | 1458.1806 | 1559.6384 | 1688.5839 | 1614.7686 | 0.40529 | 0.40498 | 0.3998 | 0.38283 | 590.9905 | 631.627 | 675.103 | 618.1777 | 0.086743 | 0.10003 | 0.097484 | 0.1017 | 0.047064 | 0.043381 | 0.044219 | 0.043685 | 126.4866 | 156.0038 | 164.6094 | 164.2207 | 68.6276 | 67.6594 | 74.6672 | 70.5407
1 | 5 | 21 | 2085.6057 | 2183.1103 | 2274.2487 | 2305.005 | 80 | 63 | 0 | 0 | 0 | 0 | 0 | 0 | 0 | 0 | 0 | 0 | 512.681 | 529.6274 | 538.2967 | 588.2787 | 0 | 0 | 0 | 0 | 6.2034 | 9.7393 | 15.6182 | 65.7839 | 6.4769 | 10.2025 | 11.5471 | 19.9746 | 1480.2444 | 1570.5411 | 1708.7867 | 1630.9679 | 0.40397 | 0.40336 | 0.39852 | 0.38167 | 597.9681 | 633.4922 | 680.9894 | 622.4905 | 0.08664 | 0.099979 | 0.097483 | 0.10169 | 0.047017 | 0.043326 | 0.044102 | 0.043677 | 128.2478 | 157.0216 | 166.5769 | 165.8553 | 69.5963 | 68.0452 | 75.3602 | 71.2365
1 | 5 | 22 | 2001.6266 | 2097.7632 | 2187.995 | 2219.7047 | 80 | 63 | 0 | 0 | 0 | 0 | 0 | 0 | 0 | 0 | 0 | 0 | 416.334 | 428.4196 | 431.1649 | 478.9741 | 0 | 0 | 0 | 0 | 9.4759 | 33.8731 | 48.6462 | 14.6201 | 4.5165 | 8.223 | 4.3893 | 29.102 | 1491.3003 | 1564.2475 | 1703.7947 | 1697.0086 | 0.40092 | 0.40074 | 0.39596 | 0.37797 | 597.8976 | 626.8598 | 674.6287 | 641.4164 | 0.086466 | 0.099891 | 0.097421 | 0.10169 | 0.046911 | 0.04333 | 0.043988 | 0.043661 | 128.9461 | 156.2535 | 165.9852 | 172.5755 | 69.9582 | 67.7787 | 74.9458 | 74.0927
1 | 5 | 23 | 1882.8805 | 1974.556 | 2060.6949 | 2091.4209 | 80 | 63 | 0 | 0 | 0 | 0 | 0 | 0 | 0 | 0 | 0 | 0 | 370.7951 | 379.5556 | 381.6428 | 426.2176 | 0 | 0 | 0 | 0 | 5.1138 | 37.5313 | 14.892 | 51.6028 | 3.072 | 13.5806 | 11.419 | 13.7841 | 1423.8996 | 1480.8884 | 1652.7411 | 1599.8164 | 0.39777 | 0.39563 | 0.3915 | 0.37266 | 566.3877 | 585.8798 | 647.0507 | 596.1946 | 0.086481 | 0.09976 | 0.097236 | 0.1017 | 0.046794 | 0.043296 | 0.043896 | 0.043621 | 123.1397 | 147.7331 | 160.7062 | 162.7023 | 66.6298 | 64.1172 | 72.5492 | 69.7854
1 | 5 | 24 | 1714.485 | 1793.7245 | 1867.1291 | 1890.5541 | 80 | 63 | 0 | 0 | 0 | 0 | 0 | 0 | 0 | 0 | 0 | 0 | 330.9456 | 333.8768 | 333.9784 | 379.4294 | 0 | 0 | 0 | 0 | -3.5948 | 30.8489 | 42.3154 | 24.104 | 2.6414 | 2.4786 | 5.0857 | 3.3766 | 1304.4928 | 1363.5202 | 1485.7496 | 1483.6442 | 0.39698 | 0.39267 | 0.38667 | 0.36903 | 517.8591 | 535.4189 | 574.4909 | 547.516 | 0.086828 | 0.099535 | 0.096875 | 0.10152 | 0.046988 | 0.043124 | 0.043578 | 0.043375 | 113.2659 | 135.7175 | 143.932 | 150.6262 | 61.2949 | 58.8009 | 64.7454 | 64.3534
1 | 6 | 1 | 1599.6682 | 1665.2318 | 1723.8064 | 1736.715 | 80 | 63 | 0 | 0 | 0 | 0 | 0 | 0 | 0 | 0 | 0 | 0 | 362.7138 | 371.6618 | 372.0121 | 417.8332 | 0 | 0 | 0 | 0 | 3.7286 | -3.1152 | 10.4011 | 27.8367 | 3.522 | 12.2114 | 12.9969 | 11.8536 | 1149.7039 | 1221.4738 | 1328.3963 | 1279.1914 | 0.399 | 0.39187 | 0.38588 | 0.36679 | 458.7313 | 478.6589 | 512.6014 | 469.1892 | 0.087028 | 0.099508 | 0.096784 | 0.10146 | 0.047115 | 0.042845 | 0.043404 | 0.043093 | 100.0561 | 121.546 | 128.5678 | 129.7845 | 54.1682 | 52.3345 | 57.6581 | 55.1245
1 | 6 | 2 | 1521.0465 | 1576.4196 | 1624.2477 | 1629.8712 | 80 | 63 | 0 | 0 | 0 | 0 | 0 | 0 | 0 | 0 | 0 | 0 | 383.8217 | 397.761 | 397.0414 | 444.0414 | 0 | 0 | 0 | 0 | 3.5185 | 10.0383 | -3.583 | -0.84308 | 4.4327 | 9.5334 | 16.66 | 2.8154 | 1049.2736 | 1096.0869 | 1214.1293 | 1183.8575 | 0.39922 | 0.39186 | 0.38422 | 0.36646 | 418.8944 | 429.5171 | 466.492 | 433.8398 | 0.087077 | 0.099535 | 0.096576 | 0.10143 | 0.047161 | 0.042718 | 0.043071 | 0.042851 | 91.3672 | 109.0993 | 117.2552 | 120.081 | 49.4851 | 46.8229 | 52.2934 | 50.7295
1 | 6 | 3 | 1486.0201 | 1534.0348 | 1573.9193 | 1573.6644 | 80 | 63 | 0 | 0 | 0 | 0 | 0 | 0 | 0 | 0 | 0 | 0 | 379.724 | 396.4235 | 393.3889 | 441.2968 | 0 | 0 | 0 | 0 | -3.3419 | -10.8573 | 45.1661 | -31.2252 | 5.896 | 11.7173 | 5.6335 | 2.6378 | 1023.742 | 1073.7514 | 1129.7308 | 1160.955 | 0.39872 | 0.3916 | 0.38238 | 0.3658 | 408.1885 | 420.4758 | 431.991 | 424.6766 | 0.087055 | 0.099528 | 0.096565 | 0.10141 | 0.047125 | 0.042721 | 0.04301 | 0.042804 | 89.1223 | 106.8684 | 109.0925 | 117.7334 | 48.2434 | 45.8722 | 48.5898 | 49.6939
1 | 6 | 4 | 1466.2295 | 1507.8659 | 1540.6968 | 1534.8789 | 80 | 63 | 0 | 0 | 0 | 0 | 0 | 0 | 0 | 0 | 0 | 0 | 339.0447 | 351.6548 | 345.9406 | 394.5608 | 0 | 0 | 0 | 0 | -3.1269 | -2.1097 | -14.5783 | -16.0449 | 1.9556 | 2.0198 | 9.7853 | 2.3031 | 1048.3561 | 1093.3011 | 1199.5491 | 1154.0599 | 0.39774 | 0.39105 | 0.38218 | 0.36579 | 416.9758 | 427.5308 | 458.4483 | 422.1379 | 0.086973 | 0.099535 | 0.096571 | 0.10142 | 0.04708 | 0.042727 | 0.043006 | 0.042823 | 91.1783 | 108.8222 | 115.8414 | 117.0391 | 49.3571 | 46.7135 | 51.5877 | 49.4208
1 | 6 | 5 | 1465.7267 | 1501.2242 | 1527.0946 | 1515.3585 | 80 | 63 | 0 | 0 | 0 | 0 | 0 | 0 | 0 | 0 | 0 | 0 | 294.5388 | 302.0543 | 294.798 | 342.6272 | 0 | 0 | 0 | 0 | -4.3324 | -2.3469 | 6.156 | -7.2767 | 4.9935 | 13.5225 | 1.6839 | 2.2761 | 1090.5269 | 1124.9942 | 1224.4568 | 1177.7319 | 0.39572 | 0.38832 | 0.382 | 0.36494 | 431.5429 | 436.8526 | 467.7416 | 429.8053 | 0.086824 | 0.099564 | 0.096555 | 0.1014 | 0.046939 | 0.042787 | 0.043072 | 0.042852 | 94.6839 | 112.0089 | 118.2274 | 119.4206 | 51.1883 | 48.1351 | 52.7393 | 50.4678
1 | 6 | 6 | 1515.1058 | 1545.0823 | 1564.4297 | 1546.2677 | 80 | 63 | 0 | 0 | 0 | 0 | 0 | 0 | 0 | 0 | 0 | 0 | 274.331 | 277.8622 | 270.4053 | 318.3339 | 0 | 0 | 0 | 0 | 8.1052 | 57.8424 | -1.8606 | -12.0466 | 4.0185 | 13.314 | 12.8936 | 2.1521 | 1148.6512 | 1133.0638 | 1282.9914 | 1237.8283 | 0.39561 | 0.38891 | 0.3827 | 0.36553 | 454.4224 | 440.659 | 491.0001 | 452.4694 | 0.086608 | 0.099575 | 0.09655 | 0.10136 | 0.046829 | 0.042888 | 0.043246 | 0.043036 | 99.4828 | 112.8251 | 123.8733 | 125.4699 | 53.7905 | 48.5946 | 55.4847 | 53.2714
1 | 6 | 7 | 1600.9583 | 1629.3831 | 1646.9738 | 1626.3602 | 80 | 63 | 0 | 0 | 0 | 0 | 0 | 0 | 0 | 0 | 0 | 0 | 281.0008 | 282.8852 | 275.1152 | 324.5565 | 0 | 0 | 0 | 0 | 0.42446 | 67.628 | 52.0271 | 33.0091 | 6.1138 | 7.5585 | 9.8806 | 0.93596 | 1233.4192 | 1208.3113 | 1309.9509 | 1267.8587 | 0.39512 | 0.39346 | 0.38571 | 0.37033 | 487.3446 | 475.419 | 505.2658 | 469.5258 | 0.086486 | 0.099658 | 0.096526 | 0.10134 | 0.04689 | 0.043201 | 0.043591 | 0.043372 | 106.6732 | 120.4183 | 126.4438 | 128.4833 | 57.8346 | 52.2005 | 57.1024 | 54.9894
1 | 6 | 8 | 1642.1609 | 1670.9871 | 1690.246 | 1672.0551 | 80 | 63 | 0 | 0 | 0 | 0 | 0 | 0 | 0 | 0 | 0 | 0 | 824.4677 | 848.96 | 865.2618 | 933.2101 | 0 | 0 | 0 | 0 | -3.135 | -5.3757 | 10.4073 | -7.1489 | 1.1657 | 1.4499 | -1.2281 | -5.4043 | 739.6625 | 762.9529 | 815.805 | 751.3982 | 0.39371 | 0.38507 | 0.38401 | 0.3747 | 291.2093 | 293.787 | 313.2732 | 281.5519 | 0.086739 | 0.099693 | 0.096575 | 0.10137 | 0.047098 | 0.043308 | 0.043527 | 0.043389 | 64.1579 | 76.0611 | 78.7864 | 76.169 | 34.8364 | 33.0418 | 35.5099 | 32.6026
1 | 6 | 9 | 1720.6291 | 1756.3971 | 1784.3187 | 1773.5825 | 80 | 63 | 0 | 0 | 0 | 0 | 0 | 0 | 0 | 0 | 0 | 0 | 1353.6574 | 1463.3687 | 1561.5603 | 1696.259 | 0 | 0 | 0 | 0 | -3.6779 | -53.3422 | -20.8541 | -12.6683 | -1.0133 | -15.8654 | -13.6729 | -19.2227 | 291.6629 | 299.236 | 257.2854 | 109.2145 | 0.37693 | 0.19574 | 0.19483 | 0.1952 | 109.9374 | 58.5718 | 50.1257 | 21.3189 | 0.087477 | 0.10082 | 0.097162 | 0.10205 | 0.047507 | 0.044179 | 0.043354 | 0.044098 | 25.5138 | 30.1702 | 24.9984 | 11.1458 | 13.856 | 13.2199 | 11.1544 | 4.8162
1 | 6 | 10 | 1779.788 | 1818.4381 | 1848.9097 | 1838.8164 | 80 | 63 | 0 | 0 | 0 | 0 | 0 | 0 | 0 | 0 | 0 | 0 | 1662.5787 | 1841.8761 | 2006.2277 | 2191.5884 | 0 | 0 | 0 | 0 | -7.0821 | -46.0374 | -58.2283 | -93.5406 | -1.1787 | -19.0812 | -17.5225 | -29.5032 | 45.4701 | -21.3194 | -81.5672 | -229.7282 | 0.37868 | 0.19544 | 0.19523 | 0.10268 | 17.2185 | -4.1666 | -15.9247 | -23.5892 | 0.088647 | 0.10157 | 0.098162 | 0.10366 | 0.048644 | 0.045804 | 0.046508 | 0.047991 | 4.0308 | -2.1654 | -8.0068 | -23.8126 | 2.2119 | -0.97652 | -3.7935 | -11.025
1 | 6 | 11 | 1797.4334 | 1837.0786 | 1867.4528 | 1855.5947 | 80 | 63 | 0 | 0 | 0 | 0 | 0 | 0 | 0 | 0 | 0 | 0 | 1817.5659 | 2035.6506 | 2240.6394 | 2456.5389 | 0 | 0 | 0 | 0 | -6.9305 | -65.4313 | -76.6062 | -87.4562 | -12.032 | -24.7616 | -27.0059 | -34.5361 | -81.17 | -171.3791 | -269.5745 | -478.9518 | 0.37978 | 0.19887 | 0.19965 | 0.10268 | -30.8265 | -34.0815 | -53.8205 | -49.1802 | 0.089482 | 0.10344 | 0.098058 | 0.10481 | 0.049741 | 0.047823 | 0.04674 | 0.053099 | -7.2633 | -17.7279 | -26.434 | -50.1979 | -4.0374 | -8.1959 | -12.5998 | -25.4319
1 | 6 | 12 | 1779.1708 | 1818.7077 | 1848.3462 | 1835.3186 | 80 | 63 | 0 | 0 | 0 | 0 | 0 | 0 | 0 | 0 | 0 | 0 | 1893.2465 | 2125.3547 | 2352.0016 | 2586.2278 | 0 | 0 | 0 | 0 | -13.0916 | -65.0673 | -80.873 | -90.1792 | -19.0026 | -26.0731 | -27.8582 | -39.9587 | -161.9815 | -278.5066 | -394.9242 | -620.7713 | 0.37904 | 0.19928 | 0.19965 | 0.10268 | -61.3981 | -55.5006 | -78.8466 | -63.7426 | 0.089671 | 0.10344 | 0.098074 | 0.10459 | 0.05005 | 0.047771 | 0.046943 | 0.052134 | -14.525 | -28.8095 | -38.7317 | -64.9255 | -8.1072 | -13.3047 | -18.5391 | -32.3633
1 | 6 | 13 | 1747.5416 | 1790.0885 | 1823.1735 | 1813.4652 | 80 | 63 | 0 | 0 | 0 | 0 | 0 | 0 | 0 | 0 | 0 | 0 | 1910.9029 | 2147.9751 | 2378.8788 | 2615.7791 | 0 | 0 | 0 | 0 | -12.0927 | -64.096 | -80.0039 | -88.4307 | -18.6193 | -26.7795 | -27.7316 | -36.2308 | -212.6493 | -330.011 | -447.9698 | -677.6525 | 0.37914 | 0.19928 | 0.19965 | 0.10268 | -80.6247 | -65.7644 | -89.4372 | -69.5834 | 0.090031 | 0.10361 | 0.099358 | 0.1052 | 0.05221 | 0.047938 | 0.048595 | 0.054783 | -19.1449 | -34.1911 | -44.5092 | -71.2866 | -11.1025 | -15.82 | -21.7692 | -37.1236
1 | 6 | 14 | 1714.4438 | 1758.1261 | 1792.9243 | 1785.5522 | 80 | 63 | 0 | 0 | 0 | 0 | 0 | 0 | 0 | 0 | 0 | 0 | 1873.3159 | 2096.489 | 2318.1139 | 2540.6802 | 0 | 0 | 0 | 0 | -13.9201 | -67.8083 | -72.6068 | -69.4527 | -17.7196 | -26.0391 | -27.5113 | -31.3153 | -207.2324 | -307.5155 | -425.0714 | -654.3601 | 0.37923 | 0.19925 | 0.19951 | 0.10268 | -78.5898 | -61.2736 | -84.8075 | -67.1916 | 0.089789 | 0.10359 | 0.098211 | 0.10464 | 0.050209 | 0.047871 | 0.046907 | 0.053497 | -18.6072 | -31.8555 | -41.7465 | -68.4724 | -10.4049 | -14.7211 | -19.9389 | -35.0062
1 | 6 | 15 | 1684.3091 | 1729.8663 | 1766.9799 | 1762.1401 | 80 | 63 | 0 | 0 | 0 | 0 | 0 | 0 | 0 | 0 | 0 | 0 | 1705.4239 | 1885.6308 | 2078.0843 | 2267.8367 | 0 | 0 | 0 | 0 | -11.6408 | -49.0955 | -52.9911 | -54.2308 | -13.6745 | -18.1027 | -20.8724 | -31.2802 | -75.7996 | -151.5663 | -237.2409 | -420.1856 | 0.37903 | 0.19565 | 0.19571 | 0.097328 | -28.7304 | -29.6535 | -46.4309 | -40.896 | 0.089515 | 0.10349 | 0.098323 | 0.10454 | 0.049758 | 0.047666 | 0.046678 | 0.051405 | -6.7852 | -15.6858 | -23.3262 | -43.9274 | -3.7716 | -7.2245 | -11.0739 | -21.5997
1 | 6 | 16 | 1674.6741 | 1727.2015 | 1772.3427 | 1774.5845 | 80 | 63 | 0 | 0 | 0 | 0 | 0 | 0 | 0 | 0 | 0 | 0 | 1269.1926 | 1379.7401 | 1514.2703 | 1644.9108 | 0 | 0 | 0 | 0 | -2.2841 | -27.5332 | -2.4472 | -7.4367 | -2.021 | -14.0786 | -14.4658 | -18.8486 | 329.7867 | 326.0733 | 274.9854 | 155.9591 | 0.37973 | 0.1927 | 0.19404 | 0.18663 | 125.2315 | 62.8347 | 53.3592 | 29.1061 | 0.088764 | 0.10155 | 0.097878 | 0.1031 | 0.048907 | 0.045669 | 0.044457 | 0.046373 | 29.2733 | 33.1127 | 26.9149 | 16.0798 | 16.1288 | 14.8914 | 12.2249 | 7.2323
1 | 6 | 17 | 1731.8457 | 1792.4074 | 1845.948 | 1853.8327 | 80 | 63 | 0 | 0 | 0 | 0 | 0 | 0 | 0 | 0 | 0 | 0 | 569.1327 | 585.1858 | 632.9112 | 681.5316 | 0 | 0 | 0 | 0 | -3.2866 | -1.7496 | -3.0986 | 21.2035 | 1.0869 | 0.80621 | -0.48891 | 0.64623 | 1084.9128 | 1145.1649 | 1216.6242 | 1150.4514 | 0.39657 | 0.40209 | 0.39866 | 0.38696 | 430.2422 | 460.464 | 485.0225 | 445.1797 | 0.086708 | 0.099825 | 0.096839 | 0.1017 | 0.047062 | 0.043165 | 0.043381 | 0.043336 | 94.0701 | 114.3159 | 117.8172 | 117.0004 | 51.0582 | 49.4306 | 52.7778 | 49.8556
1 | 6 | 18 | 1980.3888 | 2061.2714 | 2135.4345 | 2155.1734 | 80 | 63 | 0 | 0 | 0 | 0 | 0 | 0 | 0 | 0 | 0 | 0 | 303.7425 | 299.7027 | 316.1535 | 339.1084 | 0 | 0 | 0 | 0 | 7.4506 | 39.0353 | 30.4001 | 70.1959 | 3.877 | 7.0816 | 14.1594 | 37.0769 | 1585.3188 | 1652.4517 | 1774.7216 | 1708.7921 | 0.40419 | 0.40413 | 0.39849 | 0.38211 | 640.7627 | 667.7983 | 707.208 | 652.9544 | 0.086823 | 0.10004 | 0.097457 | 0.10172 | 0.047145 | 0.043483 | 0.044227 | 0.043698 | 137.6426 | 165.3193 | 172.9599 | 173.8119 | 74.7404 | 71.8529 | 78.4913 | 74.6711
1 | 6 | 19 | 2031.1849 | 2121.3434 | 2205.4377 | 2232.3484 | 80 | 63 | 0 | 0 | 0 | 0 | 0 | 0 | 0 | 0 | 0 | 0 | 284.0312 | 284.557 | 295.0737 | 320.401 | 0 | 0 | 0 | 0 | 11.4106 | 35.4049 | 39.8274 | 60.5347 | 3.7412 | 7.8972 | 12.4117 | 36.117 | 1652.002 | 1730.4842 | 1858.1249 | 1815.2957 | 0.40616 | 0.40567 | 0.40134 | 0.38379 | 670.9734 | 702.0141 | 745.7356 | 696.7008 | 0.08684 | 0.10005 | 0.097487 | 0.10171 | 0.047139 | 0.04349 | 0.044239 | 0.043719 | 143.4605 | 173.1412 | 181.1422 | 184.6343 | 77.8731 | 75.2586 | 82.2015 | 79.363
1 | 6 | 20 | 1996.0535 | 2086.9926 | 2171.9569 | 2199.9802 | 80 | 63 | 0 | 0 | 0 | 0 | 0 | 0 | 0 | 0 | 0 | 0 | 263.9028 | 266.9003 | 271.7624 | 300.6357 | 0 | 0 | 0 | 0 | 9.3486 | 5.667 | 19.0465 | 51.8247 | 4.3284 | 7.5726 | 5.3452 | 26.9614 | 1638.4737 | 1743.8527 | 1875.8027 | 1820.5584 | 0.40529 | 0.40498 | 0.3998 | 0.38283 | 664.0621 | 706.2307 | 749.9538 | 696.9596 | 0.086743 | 0.10003 | 0.097484 | 0.1017 | 0.047064 | 0.043381 | 0.044219 | 0.043685 | 142.1257 | 174.43 | 182.8602 | 185.1494 | 77.1129 | 75.6509 | 82.9458 | 79.5305
1 | 6 | 21 | 1948.896 | 2038.3913 | 2121.7455 | 2148.9607 | 80 | 63 | 0 | 0 | 0 | 0 | 0 | 0 | 0 | 0 | 0 | 0 | 256.5807 | 259.5049 | 260.2147 | 294.1297 | 0 | 0 | 0 | 0 | 6.2034 | 9.7393 | 15.6182 | 65.7839 | 6.4769 | 10.2025 | 11.5471 | 19.9746 | 1599.6349 | 1695.9446 | 1834.3654 | 1769.0725 | 0.40397 | 0.40336 | 0.39852 | 0.38167 | 646.1978 | 684.0749 | 731.0353 | 675.2008 | 0.08664 | 0.099979 | 0.097483 | 0.10169 | 0.047017 | 0.043326 | 0.044102 | 0.043677 | 138.5918 | 169.5593 | 178.8186 | 179.8993 | 75.2096 | 73.4784 | 80.8985 | 77.2685
1 | 6 | 22 | 1868.4151 | 1956.7474 | 2039.3941 | 2067.6533 | 80 | 63 | 0 | 0 | 0 | 0 | 0 | 0 | 0 | 0 | 0 | 0 | 270.0214 | 266.8347 | 266.9047 | 308.0098 | 0 | 0 | 0 | 0 | 9.4759 | 33.8731 | 48.6462 | 14.6201 | 4.5165 | 8.223 | 4.3893 | 29.102 | 1504.4012 | 1584.8166 | 1719.4539 | 1715.9215 | 0.40092 | 0.40074 | 0.39596 | 0.37797 | 603.1501 | 635.1027 | 680.8291 | 648.5649 | 0.086466 | 0.099891 | 0.097421 | 0.10169 | 0.046911 | 0.04333 | 0.043988 | 0.043661 | 130.0789 | 158.3081 | 167.5107 | 174.4988 | 70.5728 | 68.67 | 75.6346 | 74.9184
1 | 6 | 23 | 1751.2081 | 1835.1696 | 1913.811 | 1941.1264 | 80 | 63 | 0 | 0 | 0 | 0 | 0 | 0 | 0 | 0 | 0 | 0 | 291.2393 | 279.5317 | 284.2358 | 327.5093 | 0 | 0 | 0 | 0 | 5.1138 | 37.5313 | 14.892 | 51.6028 | 3.072 | 13.5806 | 11.419 | 13.7841 | 1371.7831 | 1441.5259 | 1603.2642 | 1548.2303 | 0.39777 | 0.39563 | 0.3915 | 0.37266 | 545.6572 | 570.3069 | 627.6804 | 576.9703 | 0.086481 | 0.09976 | 0.097236 | 0.1017 | 0.046794 | 0.043296 | 0.043896 | 0.043621 | 118.6326 | 143.8063 | 155.8952 | 157.456 | 64.1911 | 62.413 | 70.3773 | 67.5352
1 | 6 | 24 | 1610.6583 | 1683.8151 | 1751.3078 | 1772.0435 | 80 | 63 | 0 | 0 | 0 | 0 | 0 | 0 | 0 | 0 | 0 | 0 | 323.1175 | 308.9105 | 317.7135 | 361.5537 | 0 | 0 | 0 | 0 | -3.5948 | 30.8489 | 42.3154 | 24.104 | 2.6414 | 2.4786 | 5.0857 | 3.3766 | 1208.4942 | 1278.5771 | 1386.1932 | 1383.0092 | 0.39698 | 0.39267 | 0.38667 | 0.36903 | 479.7494 | 502.0639 | 535.9956 | 510.3782 | 0.086828 | 0.099535 | 0.096875 | 0.10152 | 0.046988 | 0.043124 | 0.043578 | 0.043375 | 104.9306 | 127.2627 | 134.2875 | 140.4093 | 56.7841 | 55.1378 | 60.407 | 59.9883
1 | 7 | 1 | 1494.7222 | 1554.1374 | 1606.7363 | 1616.9266 | 80 | 63 | 0 | 0 | 0 | 0 | 0 | 0 | 0 | 0 | 0 | 0 | 310.4246 | 299.088 | 305.025 | 349.1839 | 0 | 0 | 0 | 0 | 3.7286 | -3.1152 | 10.4011 | 27.8367 | 3.522 | 12.2114 | 12.9969 | 11.8536 | 1097.047 | 1182.9531 | 1278.3133 | 1228.0524 | 0.399 | 0.39187 | 0.38588 | 0.36679 | 437.7212 | 463.5639 | 493.2754 | 450.4321 | 0.087028 | 0.099508 | 0.096784 | 0.10146 | 0.047115 | 0.042845 | 0.043404 | 0.043093 | 95.4735 | 117.7129 | 123.7206 | 124.596 | 51.6872 | 50.6841 | 55.4843 | 52.9207
1 | 7 | 2 | 1424.776 | 1474.509 | 1516.8554 | 1519.9853 | 80 | 63 | 0 | 0 | 0 | 0 | 0 | 0 | 0 | 0 | 0 | 0 | 299.0012 | 286.653 | 291.8275 | 336.0433 | 0 | 0 | 0 | 0 | 3.5185 | 10.0383 | -3.583 | -0.84308 | 4.4327 | 9.5334 | 16.66 | 2.8154 | 1037.8237 | 1105.2843 | 1211.9509 | 1181.9696 | 0.39922 | 0.39186 | 0.38422 | 0.36646 | 414.3233 | 433.1212 | 465.655 | 433.1479 | 0.087077 | 0.099535 | 0.096576 | 0.10143 | 0.047161 | 0.042718 | 0.043071 | 0.042851 | 90.3701 | 110.0148 | 117.0448 | 119.8896 | 48.9451 | 47.2158 | 52.1996 | 50.6486
1 | 7 | 3 | 1383.9426 | 1425.977 | 1460.0492 | 1457.1502 | 80 | 63 | 0 | 0 | 0 | 0 | 0 | 0 | 0 | 0 | 0 | 0 | 286.7909 | 278.0203 | 281.2446 | 324.0057 | 0 | 0 | 0 | 0 | -3.3419 | -10.8573 | 45.1661 | -31.2252 | 5.896 | 11.7173 | 5.6335 | 2.6378 | 1014.5976 | 1084.0967 | 1128.005 | 1161.7319 | 0.39872 | 0.3916 | 0.38238 | 0.3658 | 404.5424 | 424.527 | 431.3311 | 424.9608 | 0.087055 | 0.099528 | 0.096565 | 0.10141 | 0.047125 | 0.042721 | 0.04301 | 0.042804 | 88.3262 | 107.898 | 108.9259 | 117.8122 | 47.8125 | 46.3141 | 48.5156 | 49.7272
1 | 7 | 4 | 1365.6212 | 1401.3634 | 1428.4656 | 1420.0418 | 80 | 63 | 0 | 0 | 0 | 0 | 0 | 0 | 0 | 0 | 0 | 0 | 287.134 | 283.2701 | 283.7133 | 327.2447 | 0 | 0 | 0 | 0 | -3.1269 | -2.1097 | -14.5783 | -16.0449 | 1.9556 | 2.0198 | 9.7853 | 2.3031 | 999.6585 | 1055.1833 | 1149.5452 | 1106.5389 | 0.39774 | 0.39105 | 0.38218 | 0.36579 | 397.6067 | 412.625 | 439.3376 | 404.7554 | 0.086973 | 0.099535 | 0.096571 | 0.10142 | 0.04708 | 0.042727 | 0.043006 | 0.042823 | 86.9429 | 105.0281 | 111.0125 | 112.2198 | 47.0643 | 45.0848 | 49.4372 | 47.3858
1 | 7 | 5 | 1366.4477 | 1396.1289 | 1416.3464 | 1402.0387 | 80 | 63 | 0 | 0 | 0 | 0 | 0 | 0 | 0 | 0 | 0 | 0 | 295.921 | 294.7674 | 295.3909 | 337.9357 | 0 | 0 | 0 | 0 | -4.3324 | -2.3469 | 6.156 | -7.2767 | 4.9935 | 13.5225 | 1.6839 | 2.2761 | 989.8657 | 1027.1859 | 1113.1156 | 1069.1036 | 0.39572 | 0.38832 | 0.382 | 0.36494 | 391.7093 | 398.8721 | 425.2094 | 390.1621 | 0.086824 | 0.099564 | 0.096555 | 0.1014 | 0.046939 | 0.042787 | 0.043072 | 0.042852 | 85.9441 | 102.2707 | 107.4769 | 108.4058 | 46.4633 | 43.9502 | 47.9437 | 45.8129
1 | 7 | 6 | 1395.6073 | 1418.5828 | 1431.1259 | 1409.8686 | 80 | 63 | 0 | 0 | 0 | 0 | 0 | 0 | 0 | 0 | 0 | 0 | 325.0013 | 333.7184 | 334.0106 | 374.6827 | 0 | 0 | 0 | 0 | 8.1052 | 57.8424 | -1.8606 | -12.0466 | 4.0185 | 13.314 | 12.8936 | 2.1521 | 978.4823 | 950.708 | 1086.0823 | 1045.0805 | 0.39561 | 0.38891 | 0.3827 | 0.36553 | 387.1012 | 369.7392 | 415.6431 | 382.0134 | 0.086608 | 0.099575 | 0.09655 | 0.10136 | 0.046829 | 0.042888 | 0.043246 | 0.043036 | 84.7448 | 94.667 | 104.8617 | 105.9324 | 45.8216 | 40.7738 | 46.9691 | 44.9763
1 | 7 | 7 | 1442.6996 | 1461.8527 | 1470.4321 | 1445.7193 | 80 | 63 | 0 | 0 | 0 | 0 | 0 | 0 | 0 | 0 | 0 | 0 | 332.9552 | 342.6706 | 342.6983 | 382.8844 | 0 | 0 | 0 | 0 | 0.42446 | 67.628 | 52.0271 | 33.0091 | 6.1138 | 7.5585 | 9.8806 | 0.93596 | 1023.2062 | 980.9956 | 1065.8262 | 1028.8899 | 0.39512 | 0.39346 | 0.38571 | 0.37033 | 404.2859 | 385.98 | 411.1036 | 381.0286 | 0.086486 | 0.099658 | 0.096526 | 0.10134 | 0.04689 | 0.043201 | 0.043591 | 0.043372 | 88.4928 | 97.7644 | 102.8795 | 104.2665 | 47.9778 | 42.3802 | 46.4607 | 44.6249
1 | 7 | 8 | 1471.3087 | 1490.1254 | 1499.6559 | 1477.0396 | 80 | 63 | 0 | 0 | 0 | 0 | 0 | 0 | 0 | 0 | 0 | 0 | 911.9157 | 947.2014 | 970.4818 | 1029.8819 | 0 | 0 | 0 | 0 | -3.135 | -5.3757 | 10.4073 | -7.1489 | 1.1657 | 1.4499 | -1.2281 | -5.4043 | 481.3622 | 483.8498 | 519.995 | 459.7109 | 0.39371 | 0.38507 | 0.38401 | 0.3747 | 189.5151 | 186.314 | 199.6807 | 172.2555 | 0.086739 | 0.099693 | 0.096575 | 0.10137 | 0.047098 | 0.043308 | 0.043527 | 0.043389 | 41.7531 | 48.2364 | 50.2185 | 46.6007 | 22.6711 | 20.9545 | 22.634 | 19.9465
1 | 7 | 9 | 1548.7274 | 1574.4245 | 1592.5579 | 1577.3691 | 80 | 63 | 0 | 0 | 0 | 0 | 0 | 0 | 0 | 0 | 0 | 0 | 1472.1849 | 1588.311 | 1693.9424 | 1820.5987 | 0 | 0 | 0 | 0 | -3.6779 | -53.3422 | -20.8541 | -12.6683 | -1.0133 | -15.8654 | -13.6729 | -19.2227 | 1.2337 | -7.6789 | -66.8575 | -211.3385 | 0.37693 | 0.19574 | 0.19483 | 0.1952 | 0.46504 | -1.5031 | -13.0255 | -41.2537 | 0.087477 | 0.10082 | 0.097162 | 0.10205 | 0.047507 | 0.044179 | 0.043354 | 0.044098 | 0.10792 | -0.77422 | -6.496 | -21.5679 | 0.058611 | -0.33925 | -2.8985 | -9.3196
1 | 7 | 10 | 1594.2434 | 1622.0232 | 1641.9298 | 1627.0305 | 80 | 63 | 0 | 0 | 0 | 0 | 0 | 0 | 0 | 0 | 0 | 0 | 1798.125 | 1978.8658 | 2150.8241 | 2332.1724 | 0 | 0 | 0 | 0 | -7.0821 | -46.0374 | -58.2283 | -93.5406 | -1.1787 | -19.0812 | -17.5225 | -29.5032 | -275.6208 | -354.724 | -433.1435 | -582.0981 | 0.37868 | 0.19544 | 0.19523 | 0.10268 | -104.3711 | -69.3267 | -84.5646 | -59.7716 | 0.088647 | 0.10157 | 0.098162 | 0.10366 | 0.048644 | 0.045804 | 0.046508 | 0.047991 | -24.4329 | -36.0298 | -42.5184 | -60.3377 | -13.4074 | -16.2479 | -20.1445 | -27.9357
1 | 7 | 11 | 1640.9239 | 1671.3998 | 1692.8623 | 1676.9503 | 80 | 63 | 0 | 0 | 0 | 0 | 0 | 0 | 0 | 0 | 0 | 0 | 1952.872 | 2176.6927 | 2388.2834 | 2602.1663 | 0 | 0 | 0 | 0 | -6.9305 | -65.4313 | -76.6062 | -87.4562 | -12.032 | -24.7616 | -27.0059 | -34.5361 | -372.9856 | -478.1 | -591.809 | -803.2237 | 0.37978 | 0.19887 | 0.19965 | 0.10268 | -141.6511 | -95.078 | -118.1547 | -82.4774 | 0.089482 | 0.10344 | 0.098058 | 0.10481 | 0.049741 | 0.047823 | 0.04674 | 0.053099 | -33.3757 | -49.4559 | -58.0318 | -84.1841 | -18.5525 | -22.8642 | -27.6609 | -42.6504
1 | 7 | 12 | 1645.1896 | 1676.8772 | 1698.8867 | 1682.3887 | 80 | 63 | 0 | 0 | 0 | 0 | 0 | 0 | 0 | 0 | 0 | 0 | 2035.28 | 2275.4039 | 2511.3822 | 2752.5331 | 0 | 0 | 0 | 0 | -13.0916 | -65.0673 | -80.873 | -90.1792 | -19.0026 | -26.0731 | -27.8582 | -39.9587 | -437.9962 | -570.3863 | -703.7642 | -940.0065 | 0.37904 | 0.19928 | 0.19965 | 0.10268 | -166.0196 | -113.6663 | -140.5065 | -96.5227 | 0.089671 | 0.10344 | 0.098074 | 0.10459 | 0.05005 | 0.047771 | 0.046943 | 0.052134 | -39.2755 | -59.0023 | -69.0209 | -98.3138 | -21.9217 | -27.2482 | -33.0371 | -49.0063
1 | 7 | 13 | 1630.7017 | 1666.4034 | 1692.8355 | 1680.1008 | 80 | 63 | 0 | 0 | 0 | 0 | 0 | 0 | 0 | 0 | 0 | 0 | 2061.6826 | 2299.9819 | 2542.9486 | 2791.001 | 0 | 0 | 0 | 0 | -12.0927 | -64.096 | -80.0039 | -88.4307 | -18.6193 | -26.7795 | -27.7316 | -36.2308 | -480.2689 | -605.703 | -742.3776 | -986.2387 | 0.37914 | 0.19928 | 0.19965 | 0.10268 | -182.091 | -120.7042 | -148.2157 | -101.2699 | 0.090031 | 0.10361 | 0.099358 | 0.1052 | 0.05221 | 0.047938 | 0.048595 | 0.054783 | -43.2389 | -62.7544 | -73.7608 | -103.7487 | -25.075 | -29.036 | -36.076 | -54.0288
1 | 7 | 14 | 1603.4109 | 1640.5882 | 1669.0642 | 1658.8161 | 80 | 63 | 0 | 0 | 0 | 0 | 0 | 0 | 0 | 0 | 0 | 0 | 2020.2279 | 2242.3102 | 2475.6859 | 2717.0547 | 0 | 0 | 0 | 0 | -13.9201 | -67.8083 | -72.6068 | -69.4527 | -17.7196 | -26.0391 | -27.5113 | -31.3153 | -465.1774 | -570.8745 | -706.5036 | -957.4707 | 0.37923 | 0.19925 | 0.19951 | 0.10268 | -176.4115 | -113.7489 | -140.957 | -98.3159 | 0.089789 | 0.10359 | 0.098211 | 0.10464 | 0.050209 | 0.047871 | 0.046907 | 0.053497 | -41.7678 | -59.1369 | -69.3862 | -100.19 | -23.356 | -27.3283 | -33.1401 | -51.2217
1 | 7 | 15 | 1586.2895 | 1626.1041 | 1657.6364 | 1650.2577 | 80 | 63 | 0 | 0 | 0 | 0 | 0 | 0 | 0 | 0 | 0 | 0 | 1806.9648 | 1994.0344 | 2192.2258 | 2405.3374 | 0 | 0 | 0 | 0 | -11.6408 | -49.0955 | -52.9911 | -54.2308 | -13.6745 | -18.1027 | -20.8724 | -31.2802 | -275.3601 | -363.7321 | -460.7258 | -669.5687 | 0.37903 | 0.19565 | 0.19571 | 0.097328 | -104.3701 | -71.1631 | -90.1696 | -65.168 | 0.089515 | 0.10349 | 0.098323 | 0.10454 | 0.049758 | 0.047666 | 0.046678 | 0.051405 | -24.6487 | -37.6431 | -45.2998 | -69.9986 | -13.7013 | -17.3376 | -21.5058 | -34.4192
1 | 7 | 16 | 1589.248 | 1636.7707 | 1677.0477 | 1677.0767 | 80 | 63 | 0 | 0 | 0 | 0 | 0 | 0 | 0 | 0 | 0 | 0 | 1339.5017 | 1457.5893 | 1588.0486 | 1745.3646 | 0 | 0 | 0 | 0 | -2.2841 | -27.5332 | -2.4472 | -7.4367 | -2.021 | -14.0786 | -14.4658 | -18.8486 | 174.0514 | 157.7932 | 105.9121 | -42.0025 | 0.37973 | 0.1927 | 0.19404 | 0.18663 | 66.0934 | 30.4069 | 20.5516 | -7.8388 | 0.088764 | 0.10155 | 0.097878 | 0.1031 | 0.048907 | 0.045669 | 0.044457 | 0.046373 | 15.4496 | 16.0239 | 10.3664 | -4.3306 | 8.5123 | 7.2062 | 4.7085 | -1.9478
1 | 7 | 17 | 1653.1362 | 1709.0866 | 1758.1455 | 1763.9914 | 80 | 63 | 0 | 0 | 0 | 0 | 0 | 0 | 0 | 0 | 0 | 0 | 637.8866 | 654.2333 | 694.7782 | 771.187 | 0 | 0 | 0 | 0 | -3.2866 | -1.7496 | -3.0986 | 21.2035 | 1.0869 | 0.80621 | -0.48891 | 0.64623 | 937.4493 | 992.7967 | 1066.9547 | 970.9548 | 0.39657 | 0.40209 | 0.39866 | 0.38696 | 371.7628 | 399.1976 | 425.3549 | 375.7215 | 0.086708 | 0.099825 | 0.096839 | 0.1017 | 0.047062 | 0.043165 | 0.043381 | 0.043336 | 81.2839 | 99.1058 | 103.3233 | 98.7457 | 44.1182 | 42.8537 | 46.285 | 42.077
1 | 7 | 18 | 1920.1498 | 1997.5032 | 2068.2363 | 2086.4148 | 80 | 63 | 0 | 0 | 0 | 0 | 0 | 0 | 0 | 0 | 0 | 0 | 338.024 | 317.0723 | 330.9239 | 374.3587 | 0 | 0 | 0 | 0 | 7.4506 | 39.0353 | 30.4001 | 70.1959 | 3.877 | 7.0816 | 14.1594 | 37.0769 | 1490.7981 | 1571.314 | 1692.753 | 1604.7833 | 0.40419 | 0.40413 | 0.39849 | 0.38211 | 602.5588 | 635.0084 | 674.5444 | 613.2111 | 0.086823 | 0.10004 | 0.097457 | 0.10172 | 0.047145 | 0.043483 | 0.044227 | 0.043698 | 129.436 | 157.2018 | 164.9714 | 163.2325 | 70.2842 | 68.3248 | 74.8661 | 70.1261
1 | 7 | 19 | 2003.9689 | 2092.5329 | 2175.0776 | 2201.2833 | 80 | 63 | 0 | 0 | 0 | 0 | 0 | 0 | 0 | 0 | 0 | 0 | 283.6891 | 264.6211 | 271.5502 | 315.4922 | 0 | 0 | 0 | 0 | 11.4106 | 35.4049 | 39.8274 | 60.5347 | 3.7412 | 7.8972 | 12.4117 | 36.117 | 1625.1281 | 1721.6096 | 1851.2883 | 1789.1394 | 0.40616 | 0.40567 | 0.40134 | 0.38379 | 660.0584 | 698.4139 | 742.9918 | 686.6621 | 0.08684 | 0.10005 | 0.097487 | 0.10171 | 0.047139 | 0.04349 | 0.044239 | 0.043719 | 141.1267 | 172.2533 | 180.4758 | 181.9739 | 76.6063 | 74.8726 | 81.8991 | 78.2194
1 | 7 | 20 | 1977.513 | 2067.3659 | 2151.2745 | 2178.8176 | 80 | 63 | 0 | 0 | 0 | 0 | 0 | 0 | 0 | 0 | 0 | 0 | 261.8801 | 253.0754 | 253.4719 | 296.6625 | 0 | 0 | 0 | 0 | 9.3486 | 5.667 | 19.0465 | 51.8247 | 4.3284 | 7.5726 | 5.3452 | 26.9614 | 1621.9559 | 1738.051 | 1873.4108 | 1803.369 | 0.40529 | 0.40498 | 0.3998 | 0.38283 | 657.3675 | 703.8811 | 748.9975 | 690.3791 | 0.086743 | 0.10003 | 0.097484 | 0.1017 | 0.047064 | 0.043381 | 0.044219 | 0.043685 | 140.6929 | 173.8497 | 182.627 | 183.4013 | 76.3355 | 75.3992 | 82.84 | 78.7796
1 | 7 | 21 | 1926.2276 | 2014.3949 | 2096.4583 | 2123.0864 | 80 | 63 | 0 | 0 | 0 | 0 | 0 | 0 | 0 | 0 | 0 | 0 | 287.3254 | 288.4168 | 287.1912 | 329.8937 | 0 | 0 | 0 | 0 | 6.2034 | 9.7393 | 15.6182 | 65.7839 | 6.4769 | 10.2025 | 11.5471 | 19.9746 | 1546.2219 | 1643.0363 | 1782.1018 | 1707.4342 | 0.40397 | 0.40336 | 0.39852 | 0.38167 | 624.6207 | 662.7338 | 710.2071 | 651.6753 | 0.08664 | 0.099979 | 0.097483 | 0.10169 | 0.047017 | 0.043326 | 0.044102 | 0.043677 | 133.9641 | 164.2696 | 173.7238 | 173.6312 | 72.6983 | 71.1861 | 78.5936 | 74.5763
1 | 7 | 22 | 1819.79 | 1905.2737 | 1985.1516 | 2012.1514 | 80 | 63 | 0 | 0 | 0 | 0 | 0 | 0 | 0 | 0 | 0 | 0 | 281.871 | 281.6749 | 280.9066 | 322.8302 | 0 | 0 | 0 | 0 | 9.4759 | 33.8731 | 48.6462 | 14.6201 | 4.5165 | 8.223 | 4.3893 | 29.102 | 1443.9267 | 1518.5027 | 1651.2095 | 1645.5992 | 0.40092 | 0.40074 | 0.39596 | 0.37797 | 578.9044 | 608.5279 | 653.8073 | 621.9852 | 0.086466 | 0.099891 | 0.097421 | 0.10169 | 0.046911 | 0.04333 | 0.043988 | 0.043661 | 124.8499 | 151.684 | 160.8623 | 167.3475 | 67.7359 | 65.7966 | 72.6327 | 71.8481
1 | 7 | 23 | 1691.179 | 1771.6236 | 1846.847 | 1872.6074 | 80 | 63 | 0 | 0 | 0 | 0 | 0 | 0 | 0 | 0 | 0 | 0 | 283.1321 | 282.5116 | 282.3187 | 323.9147 | 0 | 0 | 0 | 0 | 5.1138 | 37.5313 | 14.892 | 51.6028 | 3.072 | 13.5806 | 11.419 | 13.7841 | 1319.8612 | 1375 | 1538.2172 | 1483.3058 | 0.39777 | 0.39563 | 0.3915 | 0.37266 | 525.0041 | 543.9875 | 602.2144 | 552.7752 | 0.086481 | 0.09976 | 0.097236 | 0.1017 | 0.046794 | 0.043296 | 0.043896 | 0.043621 | 114.1424 | 137.1697 | 149.5703 | 150.8531 | 61.7614 | 59.5326 | 67.522 | 64.7031
1 | 7 | 24 | 1547.4808 | 1616.9363 | 1680.8316 | 1699.9309 | 80 | 63 | 0 | 0 | 0 | 0 | 0 | 0 | 0 | 0 | 0 | 0 | 283.4322 | 281.8878 | 281.5492 | 324.0397 | 0 | 0 | 0 | 0 | -3.5948 | 30.8489 | 42.3154 | 24.104 | 2.6414 | 2.4786 | 5.0857 | 3.3766 | 1185.002 | 1238.721 | 1351.8813 | 1348.4106 | 0.39698 | 0.39267 | 0.38667 | 0.36903 | 470.4235 | 486.4135 | 522.7284 | 497.6102 | 0.086828 | 0.099535 | 0.096875 | 0.10152 | 0.046988 | 0.043124 | 0.043578 | 0.043375 | 102.8908 | 123.2957 | 130.9635 | 136.8967 | 55.6803 | 53.419 | 58.9118 | 58.4876
1 | 8 | 1 | 1446.1671 | 1502.7377 | 1552.5719 | 1561.5045 | 80 | 63 | 0 | 0 | 0 | 0 | 0 | 0 | 0 | 0 | 0 | 0 | 287.7521 | 282.9332 | 281.8381 | 328.3505 | 0 | 0 | 0 | 0 | 3.7286 | -3.1152 | 10.4011 | 27.8367 | 3.522 | 12.2114 | 12.9969 | 11.8536 | 1071.1645 | 1147.7083 | 1247.3358 | 1193.4637 | 0.399 | 0.39187 | 0.38588 | 0.36679 | 427.3941 | 449.7524 | 481.3218 | 437.7455 | 0.087028 | 0.099508 | 0.096784 | 0.10146 | 0.047115 | 0.042845 | 0.043404 | 0.043093 | 93.221 | 114.2057 | 120.7224 | 121.0867 | 50.4678 | 49.174 | 54.1397 | 51.4302
1 | 8 | 2 | 1395.5311 | 1443.5506 | 1484.2319 | 1486.6042 | 80 | 63 | 0 | 0 | 0 | 0 | 0 | 0 | 0 | 0 | 0 | 0 | 291.5059 | 283.1943 | 281.7169 | 331.7609 | 0 | 0 | 0 | 0 | 3.5185 | 10.0383 | -3.583 | -0.84308 | 4.4327 | 9.5334 | 16.66 | 2.8154 | 1016.074 | 1077.7847 | 1189.438 | 1152.871 | 0.39922 | 0.39186 | 0.38422 | 0.36646 | 405.6403 | 422.3451 | 457.0051 | 422.4844 | 0.087077 | 0.099535 | 0.096576 | 0.10143 | 0.047161 | 0.042718 | 0.043071 | 0.042851 | 88.4762 | 107.2776 | 114.8706 | 116.938 | 47.9194 | 46.041 | 51.2299 | 49.4017
1 | 8 | 3 | 1374.7773 | 1416.2747 | 1449.8251 | 1446.6887 | 80 | 63 | 0 | 0 | 0 | 0 | 0 | 0 | 0 | 0 | 0 | 0 | 293.4705 | 283.5144 | 282.6366 | 333.2401 | 0 | 0 | 0 | 0 | -3.3419 | -10.8573 | 45.1661 | -31.2252 | 5.896 | 11.7173 | 5.6335 | 2.6378 | 998.7526 | 1068.9003 | 1116.3889 | 1142.036 | 0.39872 | 0.3916 | 0.38238 | 0.3658 | 398.2247 | 418.5761 | 426.8893 | 417.756 | 0.087055 | 0.099528 | 0.096565 | 0.10141 | 0.047125 | 0.042721 | 0.04301 | 0.042804 | 86.9468 | 106.3856 | 107.8042 | 115.8148 | 47.0658 | 45.6649 | 48.016 | 48.8841
1 | 8 | 4 | 1379.2642 | 1415.8056 | 1443.6847 | 1435.6142 | 80 | 63 | 0 | 0 | 0 | 0 | 0 | 0 | 0 | 0 | 0 | 0 | 291.8744 | 281.0836 | 280.6263 | 330.9395 | 0 | 0 | 0 | 0 | -3.1269 | -2.1097 | -14.5783 | -16.0449 | 1.9556 | 2.0198 | 9.7853 | 2.3031 | 1008.5611 | 1071.812 | 1167.8513 | 1118.4165 | 0.39774 | 0.39105 | 0.38218 | 0.36579 | 401.1476 | 419.1276 | 446.3339 | 409.1001 | 0.086973 | 0.099535 | 0.096571 | 0.10142 | 0.04708 | 0.042727 | 0.043006 | 0.042823 | 87.7172 | 106.6833 | 112.7804 | 113.4244 | 47.4835 | 45.7953 | 50.2245 | 47.8945
1 | 8 | 5 | 1430.115 | 1463.5261 | 1487.3689 | 1474.7103 | 80 | 63 | 0 | 0 | 0 | 0 | 0 | 0 | 0 | 0 | 0 | 0 | 289.7451 | 279.5374 | 278.3513 | 329.036 | 0 | 0 | 0 | 0 | -4.3324 | -2.3469 | 6.156 | -7.2767 | 4.9935 | 13.5225 | 1.6839 | 2.2761 | 1059.7088 | 1109.8132 | 1201.1777 | 1150.6749 | 0.39572 | 0.38832 | 0.382 | 0.36494 | 419.3476 | 430.9576 | 458.849 | 419.931 | 0.086824 | 0.099564 | 0.096555 | 0.1014 | 0.046939 | 0.042787 | 0.043072 | 0.042852 | 92.0082 | 110.4974 | 115.9797 | 116.6771 | 49.7417 | 47.4855 | 51.7367 | 49.3084
1 | 8 | 6 | 1577.3738 | 1610.9984 | 1633.8913 | 1617.3421 | 80 | 63 | 0 | 0 | 0 | 0 | 0 | 0 | 0 | 0 | 0 | 0 | 287.1159 | 275.6582 | 274.1838 | 325.9372 | 0 | 0 | 0 | 0 | 8.1052 | 57.8424 | -1.8606 | -12.0466 | 4.0185 | 13.314 | 12.8936 | 2.1521 | 1198.1342 | 1201.1838 | 1348.6745 | 1301.2995 | 0.39561 | 0.38891 | 0.3827 | 0.36553 | 473.9985 | 467.1516 | 516.137 | 475.6704 | 0.086608 | 0.099575 | 0.09655 | 0.10136 | 0.046829 | 0.042888 | 0.043246 | 0.043036 | 103.7685 | 119.6082 | 130.2151 | 131.9035 | 56.1077 | 51.5161 | 58.3253 | 56.003
1 | 8 | 7 | 1799.1664 | 1839.2034 | 1868.0801 | 1852.6006 | 80 | 63 | 0 | 0 | 0 | 0 | 0 | 0 | 0 | 0 | 0 | 0 | 253.4779 | 230.1134 | 228.5641 | 282.2467 | 0 | 0 | 0 | 0 | 0.42446 | 67.628 | 52.0271 | 33.0091 | 6.1138 | 7.5585 | 9.8806 | 0.93596 | 1459.1503 | 1470.9035 | 1577.6083 | 1536.4089 | 0.39512 | 0.39346 | 0.38571 | 0.37033 | 576.5347 | 578.7379 | 608.5049 | 568.978 | 0.086486 | 0.099658 | 0.096526 | 0.10134 | 0.04689 | 0.043201 | 0.043591 | 0.043372 | 126.1957 | 146.5878 | 152.2796 | 155.6979 | 68.4191 | 63.5448 | 68.7699 | 66.6369
1 | 8 | 8 | 1898.1593 | 1941.9834 | 1975.8189 | 1964.2589 | 80 | 63 | 0 | 0 | 0 | 0 | 0 | 0 | 0 | 0 | 0 | 0 | 783.2533 | 781.0908 | 802.0437 | 875.231 | 0 | 0 | 0 | 0 | -3.135 | -5.3757 | 10.4073 | -7.1489 | 1.1657 | 1.4499 | -1.2281 | -5.4043 | 1036.8753 | 1101.8184 | 1164.596 | 1101.5811 | 0.39371 | 0.38507 | 0.38401 | 0.3747 | 408.2237 | 424.2725 | 447.2107 | 412.7668 | 0.086739 | 0.099693 | 0.096575 | 0.10137 | 0.047098 | 0.043308 | 0.043527 | 0.043389 | 89.9379 | 109.8436 | 112.4709 | 111.6669 | 48.8345 | 47.7174 | 50.6918 | 47.7968
1 | 8 | 9 | 1929.4018 | 1977.4009 | 2017.2101 | 2011.8815 | 80 | 63 | 0 | 0 | 0 | 0 | 0 | 0 | 0 | 0 | 0 | 0 | 1284.3354 | 1364.515 | 1464.8071 | 1603.6019 | 0 | 0 | 0 | 0 | -3.6779 | -53.3422 | -20.8541 | -12.6683 | -1.0133 | -15.8654 | -13.6729 | -19.2227 | 569.7576 | 619.0935 | 586.93 | 440.1707 | 0.37693 | 0.19574 | 0.19483 | 0.1952 | 214.7605 | 121.18 | 114.3489 | 85.9221 | 0.087477 | 0.10082 | 0.097162 | 0.10205 | 0.047507 | 0.044179 | 0.043354 | 0.044098 | 49.8406 | 62.4196 | 57.0273 | 44.9212 | 27.0673 | 27.3509 | 25.4458 | 19.4107
1 | 8 | 10 | 1960.0154 | 2009.2242 | 2049.958 | 2044.533 | 80 | 63 | 0 | 0 | 0 | 0 | 0 | 0 | 0 | 0 | 0 | 0 | 1635.7632 | 1787.0124 | 1953.1382 | 2146.823 | 0 | 0 | 0 | 0 | -7.0821 | -46.0374 | -58.2283 | -93.5406 | -1.1787 | -19.0812 | -17.5225 | -29.5032 | 252.513 | 224.3305 | 172.5706 | 20.7538 | 0.37868 | 0.19544 | 0.19523 | 0.10268 | 95.6208 | 43.8428 | 33.6918 | 2.1311 | 0.088647 | 0.10157 | 0.098162 | 0.10366 | 0.048644 | 0.045804 | 0.046508 | 0.047991 | 22.3844 | 22.7856 | 16.9399 | 2.1512 | 12.2833 | 10.2753 | 8.0258 | 0.996
1 | 8 | 11 | 1984.3074 | 2034.9007 | 2075.9156 | 2068.8979 | 80 | 63 | 0 | 0 | 0 | 0 | 0 | 0 | 0 | 0 | 0 | 0 | 1831.8842 | 2026.2651 | 2232.264 | 2458.2974 | 0 | 0 | 0 | 0 | -6.9305 | -65.4313 | -76.6062 | -87.4562 | -12.032 | -24.7616 | -27.0059 | -34.5361 | 91.3857 | 35.8285 | -52.7364 | -267.4071 | 0.37978 | 0.19887 | 0.19965 | 0.10268 | 34.7061 | 7.1251 | -10.5288 | -27.4582 | 0.089482 | 0.10344 | 0.098058 | 0.10481 | 0.049741 | 0.047823 | 0.04674 | 0.053099 | 8.1774 | 3.7062 | -5.1712 | -28.0264 | 4.5456 | 1.7134 | -2.4649 | -14.1991
1 | 8 | 12 | 1986.1944 | 2037.8599 | 2079.2864 | 2071.6211 | 80 | 63 | 0 | 0 | 0 | 0 | 0 | 0 | 0 | 0 | 0 | 0 | 1918.2181 | 2135.6877 | 2363.4114 | 2607.0844 | 0 | 0 | 0 | 0 | -13.0916 | -65.0673 | -80.873 | -90.1792 | -19.0026 | -26.0731 | -27.8582 | -39.9587 | 20.0705 | -69.6873 | -175.3938 | -405.3253 | 0.37904 | 0.19928 | 0.19965 | 0.10268 | 7.6076 | -13.8873 | -35.0174 | -41.62 | 0.089671 | 0.10344 | 0.098074 | 0.10459 | 0.05005 | 0.047771 | 0.046943 | 0.052134 | 1.7997 | -7.2086 | -17.2015 | -42.3923 | 1.0045 | -3.3291 | -8.2336 | -21.1312
1 | 8 | 13 | 1987.5883 | 2044.1985 | 2090.9517 | 2087.4612 | 80 | 63 | 0 | 0 | 0 | 0 | 0 | 0 | 0 | 0 | 0 | 0 | 1939.9485 | 2163.3864 | 2395.9991 | 2644.0155 | 0 | 0 | 0 | 0 | -12.0927 | -64.096 | -80.0039 | -88.4307 | -18.6193 | -26.7795 | -27.7316 | -36.2308 | -1.6482 | -91.3124 | -197.3119 | -431.8928 | 0.37914 | 0.19928 | 0.19965 | 0.10268 | -0.62492 | -18.1967 | -39.3933 | -44.348 | 0.090031 | 0.10361 | 0.099358 | 0.1052 | 0.05221 | 0.047938 | 0.048595 | 0.054783 | -0.14839 | -9.4605 | -19.6044 | -45.4335 | -0.086055 | -4.3773 | -9.5884 | -23.6603
1 | 8 | 14 | 1981.4266 | 2040.7503 | 2090.7506 | 2090.2939 | 80 | 63 | 0 | 0 | 0 | 0 | 0 | 0 | 0 | 0 | 0 | 0 | 1844.6766 | 2058.4117 | 2278.9273 | 2516.6801 | 0 | 0 | 0 | 0 | -13.9201 | -67.8083 | -72.6068 | -69.4527 | -17.7196 | -26.0391 | -27.5113 | -31.3153 | 88.3897 | 13.186 | -88.0586 | -325.6182 | 0.37923 | 0.19925 | 0.19951 | 0.10268 | 33.5205 | 2.6274 | -17.5689 | -33.4355 | 0.089789 | 0.10359 | 0.098211 | 0.10464 | 0.050209 | 0.047871 | 0.046907 | 0.053497 | 7.9364 | 1.3659 | -8.6483 | -34.0728 | 4.438 | 0.63123 | -4.1306 | -17.4196
1 | 8 | 15 | 1961.8565 | 2023.674 | 2076.5912 | 2078.9404 | 80 | 63 | 0 | 0 | 0 | 0 | 0 | 0 | 0 | 0 | 0 | 0 | 1658.9709 | 1835.5947 | 2024.0727 | 2235.4517 | 0 | 0 | 0 | 0 | -11.6408 | -49.0955 | -52.9911 | -54.2308 | -13.6745 | -18.1027 | -20.8724 | -31.2802 | 248.2008 | 192.2774 | 126.382 | -71.0003 | 0.37903 | 0.19565 | 0.19571 | 0.097328 | 94.0759 | 37.6185 | 24.7345 | -6.9103 | 0.089515 | 0.10349 | 0.098323 | 0.10454 | 0.049758 | 0.047666 | 0.046678 | 0.051405 | 22.2176 | 19.8991 | 12.4262 | -7.4226 | 12.3499 | 9.1651 | 5.8993 | -3.6498
1 | 8 | 16 | 1937.7389 | 2005.6782 | 2065.7984 | 2074.8541 | 80 | 63 | 0 | 0 | 0 | 0 | 0 | 0 | 0 | 0 | 0 | 0 | 1220.3153 | 1329.6353 | 1456.0063 | 1616.1852 | 0 | 0 | 0 | 0 | -2.2841 | -27.5332 | -2.4472 | -7.4367 | -2.021 | -14.0786 | -14.4658 | -18.8486 | 641.7288 | 654.6547 | 626.7051 | 484.9542 | 0.37973 | 0.1927 | 0.19404 | 0.18663 | 243.6868 | 126.1528 | 121.6083 | 90.5052 | 0.088764 | 0.10155 | 0.097878 | 0.1031 | 0.048907 | 0.045669 | 0.044457 | 0.046373 | 56.9627 | 66.4802 | 61.3404 | 50.0002 | 31.3849 | 29.8974 | 27.8612 | 22.4888
1 | 8 | 17 | 1954.7512 | 2028.3719 | 2094.6048 | 2108.2633 | 80 | 63 | 0 | 0 | 0 | 0 | 0 | 0 | 0 | 0 | 0 | 0 | 571.27 | 584.636 | 620.6058 | 707.7935 | 0 | 0 | 0 | 0 | -3.2866 | -1.7496 | -3.0986 | 21.2035 | 1.0869 | 0.80621 | -0.48891 | 0.64623 | 1305.6809 | 1381.6793 | 1477.5864 | 1378.6201 | 0.39657 | 0.40209 | 0.39866 | 0.38696 | 517.7918 | 555.565 | 589.0584 | 533.472 | 0.086708 | 0.099825 | 0.096839 | 0.1017 | 0.047062 | 0.043165 | 0.043381 | 0.043336 | 113.2124 | 137.926 | 143.0887 | 140.2051 | 61.448 | 59.6397 | 64.0985 | 59.7434
1 | 8 | 18 | 2165.2338 | 2256.9457 | 2341.6339 | 2366.1607 | 80 | 63 | 0 | 0 | 0 | 0 | 0 | 0 | 0 | 0 | 0 | 0 | 269.2763 | 245.5955 | 245.9347 | 300.7365 | 0 | 0 | 0 | 0 | 7.4506 | 39.0353 | 30.4001 | 70.1959 | 3.877 | 7.0816 | 14.1594 | 37.0769 | 1804.6299 | 1902.2332 | 2051.1398 | 1958.1513 | 0.40419 | 0.40413 | 0.39849 | 0.38211 | 729.405 | 768.7414 | 817.3578 | 748.2382 | 0.086823 | 0.10004 | 0.097457 | 0.10172 | 0.047145 | 0.043483 | 0.044227 | 0.043698 | 156.6839 | 190.3086 | 199.8989 | 199.1758 | 85.0799 | 82.7141 | 90.7166 | 85.5676
1 | 8 | 19 | 2209.0335 | 2309.6114 | 2403.8325 | 2435.3498 | 80 | 63 | 0 | 0 | 0 | 0 | 0 | 0 | 0 | 0 | 0 | 0 | 300.8996 | 277.0178 | 280.5441 | 335.5424 | 0 | 0 | 0 | 0 | 11.4106 | 35.4049 | 39.8274 | 60.5347 | 3.7412 | 7.8972 | 12.4117 | 36.117 | 1812.9822 | 1926.2914 | 2071.0494 | 2003.1558 | 0.40616 | 0.40567 | 0.40134 | 0.38379 | 736.3567 | 781.4482 | 831.1902 | 768.8005 | 0.08684 | 0.10005 | 0.097487 | 0.10171 | 0.047139 | 0.04349 | 0.044239 | 0.043719 | 157.44 | 192.7325 | 201.8995 | 203.7416 | 85.4615 | 83.7742 | 91.621 | 87.576
1 | 8 | 20 | 2156.0613 | 2256.3745 | 2350.4497 | 2382.6176 | 80 | 63 | 0 | 0 | 0 | 0 | 0 | 0 | 0 | 0 | 0 | 0 | 270.7485 | 252.2009 | 250.1492 | 305.0454 | 0 | 0 | 0 | 0 | 9.3486 | 5.667 | 19.0465 | 51.8247 | 4.3284 | 7.5726 | 5.3452 | 26.9614 | 1791.6358 | 1927.9341 | 2075.9088 | 1998.786 | 0.40529 | 0.40498 | 0.3998 | 0.38283 | 726.1376 | 780.7805 | 829.9571 | 765.1901 | 0.086743 | 0.10003 | 0.097484 | 0.1017 | 0.047064 | 0.043381 | 0.044219 | 0.043685 | 155.4114 | 192.8429 | 202.3673 | 203.275 | 84.3213 | 83.6366 | 91.7942 | 87.3164
1 | 8 | 21 | 2086.2354 | 2183.7768 | 2274.9511 | 2305.7237 | 80 | 63 | 0 | 0 | 0 | 0 | 0 | 0 | 0 | 0 | 0 | 0 | 256.3466 | 242.722 | 237.462 | 291.4918 | 0 | 0 | 0 | 0 | 6.2034 | 9.7393 | 15.6182 | 65.7839 | 6.4769 | 10.2025 | 11.5471 | 19.9746 | 1737.2084 | 1858.1131 | 2010.3238 | 1928.4735 | 0.40397 | 0.40336 | 0.39852 | 0.38167 | 701.7727 | 749.487 | 801.1586 | 736.0392 | 0.08664 | 0.099979 | 0.097483 | 0.10169 | 0.047017 | 0.043326 | 0.044102 | 0.043677 | 150.5111 | 185.7728 | 195.9715 | 196.109 | 81.6779 | 80.5046 | 88.6585 | 84.2308
1 | 8 | 22 | 1965.805 | 2059.843 | 2148.0351 | 2178.817 | 80 | 63 | 0 | 0 | 0 | 0 | 0 | 0 | 0 | 0 | 0 | 0 | 262.5004 | 253.4419 | 247.8091 | 300.1467 | 0 | 0 | 0 | 0 | 9.4759 | 33.8731 | 48.6462 | 14.6201 | 4.5165 | 8.223 | 4.3893 | 29.102 | 1609.3123 | 1701.305 | 1847.1905 | 1834.9482 | 0.40092 | 0.40074 | 0.39596 | 0.37797 | 645.2114 | 681.7845 | 731.4072 | 693.5533 | 0.086466 | 0.099891 | 0.097421 | 0.10169 | 0.046911 | 0.04333 | 0.043988 | 0.043661 | 139.1501 | 169.9442 | 179.955 | 186.6031 | 75.4943 | 73.7174 | 81.2534 | 80.1152
1 | 8 | 23 | 1793.2565 | 1879.6814 | 1960.7171 | 1989.1216 | 80 | 63 | 0 | 0 | 0 | 0 | 0 | 0 | 0 | 0 | 0 | 0 | 276.9877 | 271.3618 | 266.3857 | 317.5425 | 0 | 0 | 0 | 0 | 5.1138 | 37.5313 | 14.892 | 51.6028 | 3.072 | 13.5806 | 11.419 | 13.7841 | 1428.0831 | 1494.2077 | 1668.0204 | 1606.1922 | 0.39777 | 0.39563 | 0.3915 | 0.37266 | 568.0518 | 591.1493 | 653.0326 | 598.5706 | 0.086481 | 0.09976 | 0.097236 | 0.1017 | 0.046794 | 0.043296 | 0.043896 | 0.043621 | 123.5015 | 149.0618 | 162.1919 | 163.3507 | 66.8256 | 64.6939 | 73.2199 | 70.0635
1 | 8 | 24 | 1635.2157 | 1709.8112 | 1778.7022 | 1800.074 | 80 | 63 | 0 | 0 | 0 | 0 | 0 | 0 | 0 | 0 | 0 | 0 | 287.0692 | 283.5582 | 279.1126 | 329.5131 | 0 | 0 | 0 | 0 | -3.5948 | 30.8489 | 42.3154 | 24.104 | 2.6414 | 2.4786 | 5.0857 | 3.3766 | 1269.0999 | 1329.9254 | 1452.1884 | 1443.0803 | 0.39698 | 0.39267 | 0.38667 | 0.36903 | 503.8087 | 522.2271 | 561.5139 | 532.5466 | 0.086828 | 0.099535 | 0.096875 | 0.10152 | 0.046988 | 0.043124 | 0.043578 | 0.043375 | 110.1928 | 132.3737 | 140.6808 | 146.508 | 59.6318 | 57.3522 | 63.2829 | 62.5939
1 | 9 | 1 | 1512.9828 | 1573.4678 | 1627.1065 | 1637.7697 | 80 | 63 | 0 | 0 | 0 | 0 | 0 | 0 | 0 | 0 | 0 | 0 | 291.7436 | 289.0936 | 285.1997 | 334.8508 | 0 | 0 | 0 | 0 | 3.7286 | -3.1152 | 10.4011 | 27.8367 | 3.522 | 12.2114 | 12.9969 | 11.8536 | 1133.9887 | 1212.278 | 1318.5088 | 1263.2286 | 0.399 | 0.39187 | 0.38588 | 0.36679 | 452.4609 | 475.0554 | 508.7861 | 463.3343 | 0.087028 | 0.099508 | 0.096784 | 0.10146 | 0.047115 | 0.042845 | 0.043404 | 0.043093 | 98.6885 | 120.6309 | 127.6109 | 128.1649 | 53.4278 | 51.9405 | 57.2289 | 54.4366
1 | 9 | 2 | 1450.3829 | 1501.616 | 1545.4205 | 1549.2136 | 80 | 63 | 0 | 0 | 0 | 0 | 0 | 0 | 0 | 0 | 0 | 0 | 296.4307 | 295.8527 | 292.4429 | 340.7089 | 0 | 0 | 0 | 0 | 3.5185 | 10.0383 | -3.583 | -0.84308 | 4.4327 | 9.5334 | 16.66 | 2.8154 | 1066.001 | 1123.1916 | 1239.9007 | 1206.5324 | 0.39922 | 0.39186 | 0.38422 | 0.36646 | 425.5723 | 440.1384 | 476.3939 | 442.1493 | 0.087077 | 0.099535 | 0.096576 | 0.10143 | 0.047161 | 0.042718 | 0.043071 | 0.042851 | 92.8237 | 111.7972 | 119.7441 | 122.381 | 50.274 | 47.9807 | 53.4034 | 51.7012
1 | 9 | 3 | 1422.073 | 1466.3413 | 1502.5846 | 1500.6733 | 80 | 63 | 0 | 0 | 0 | 0 | 0 | 0 | 0 | 0 | 0 | 0 | 280.1415 | 279.6037 | 275.5127 | 322.2907 | 0 | 0 | 0 | 0 | -3.3419 | -10.8573 | 45.1661 | -31.2252 | 5.896 | 11.7173 | 5.6335 | 2.6378 | 1059.3773 | 1122.8776 | 1176.2723 | 1206.9701 | 0.39872 | 0.3916 | 0.38238 | 0.3658 | 422.3971 | 439.7134 | 449.7878 | 441.5089 | 0.087055 | 0.099528 | 0.096565 | 0.10141 | 0.047125 | 0.042721 | 0.04301 | 0.042804 | 92.2245 | 111.7578 | 113.5868 | 122.3998 | 49.9227 | 47.9709 | 50.5916 | 51.6635
1 | 9 | 4 | 1420.3331 | 1459.2806 | 1489.4981 | 1482.4914 | 80 | 63 | 0 | 0 | 0 | 0 | 0 | 0 | 0 | 0 | 0 | 0 | 264.1851 | 263.5893 | 259.0617 | 304.1263 | 0 | 0 | 0 | 0 | -3.1269 | -2.1097 | -14.5783 | -16.0449 | 1.9556 | 2.0198 | 9.7853 | 2.3031 | 1077.3192 | 1132.7813 | 1235.2293 | 1192.1069 | 0.39774 | 0.39105 | 0.38218 | 0.36579 | 428.4956 | 442.9694 | 472.0847 | 436.055 | 0.086973 | 0.099535 | 0.096571 | 0.10142 | 0.04708 | 0.042727 | 0.043006 | 0.042823 | 93.6973 | 112.7519 | 119.2871 | 120.8977 | 50.7206 | 48.4004 | 53.1221 | 51.0502
1 | 9 | 5 | 1459.5699 | 1494.7066 | 1520.2265 | 1508.3309 | 80 | 63 | 0 | 0 | 0 | 0 | 0 | 0 | 0 | 0 | 0 | 0 | 259.8707 | 261.5659 | 256.8448 | 299.9513 | 0 | 0 | 0 | 0 | -4.3324 | -2.3469 | 6.156 | -7.2767 | 4.9935 | 13.5225 | 1.6839 | 2.2761 | 1119.0381 | 1158.9652 | 1255.5418 | 1213.3802 | 0.39572 | 0.38832 | 0.382 | 0.36494 | 442.8253 | 450.044 | 479.6161 | 442.8149 | 0.086824 | 0.099564 | 0.096555 | 0.1014 | 0.046939 | 0.042787 | 0.043072 | 0.042852 | 97.1594 | 115.3912 | 121.2288 | 123.0353 | 52.5266 | 49.5886 | 54.0782 | 51.9954
1 | 9 | 6 | 1591.8564 | 1626.3294 | 1650.0469 | 1633.8729 | 80 | 63 | 0 | 0 | 0 | 0 | 0 | 0 | 0 | 0 | 0 | 0 | 271.4831 | 277.6935 | 273.0559 | 314.724 | 0 | 0 | 0 | 0 | 8.1052 | 57.8424 | -1.8606 | -12.0466 | 4.0185 | 13.314 | 12.8936 | 2.1521 | 1228.2496 | 1214.4795 | 1365.9581 | 1329.0435 | 0.39561 | 0.38891 | 0.3827 | 0.36553 | 485.9126 | 472.3224 | 522.7514 | 485.8118 | 0.086608 | 0.099575 | 0.09655 | 0.10136 | 0.046829 | 0.042888 | 0.043246 | 0.043036 | 106.3767 | 120.9321 | 131.8838 | 134.7157 | 57.518 | 52.0864 | 59.0727 | 57.197
1 | 9 | 7 | 1803.924 | 1844.2397 | 1873.3873 | 1858.031 | 80 | 63 | 0 | 0 | 0 | 0 | 0 | 0 | 0 | 0 | 0 | 0 | 275.8723 | 284.1463 | 279.5828 | 319.1999 | 0 | 0 | 0 | 0 | 0.42446 | 67.628 | 52.0271 | 33.0091 | 6.1138 | 7.5585 | 9.8806 | 0.93596 | 1441.5135 | 1421.9068 | 1531.8968 | 1504.8861 | 0.39512 | 0.39346 | 0.38571 | 0.37033 | 569.5661 | 559.4597 | 590.8733 | 557.3041 | 0.086486 | 0.099658 | 0.096526 | 0.10134 | 0.04689 | 0.043201 | 0.043591 | 0.043372 | 124.6704 | 141.7049 | 147.8673 | 152.5034 | 67.5921 | 61.4281 | 66.7773 | 65.2697
1 | 9 | 8 | 1899.7685 | 1943.6869 | 1977.614 | 1966.0957 | 80 | 63 | 0 | 0 | 0 | 0 | 0 | 0 | 0 | 0 | 0 | 0 | 806.6386 | 838.912 | 857.1379 | 912.761 | 0 | 0 | 0 | 0 | -3.135 | -5.3757 | 10.4073 | -7.1489 | 1.1657 | 1.4499 | -1.2281 | -5.4043 | 1015.0992 | 1045.7007 | 1111.2968 | 1065.8879 | 0.39371 | 0.38507 | 0.38401 | 0.3747 | 399.6503 | 402.6635 | 426.7436 | 399.3924 | 0.086739 | 0.099693 | 0.096575 | 0.10137 | 0.047098 | 0.043308 | 0.043527 | 0.043389 | 88.049 | 104.249 | 107.3235 | 108.0487 | 47.8089 | 45.287 | 48.3719 | 46.2481
1 | 9 | 9 | 1929.7516 | 1977.7713 | 2017.6003 | 2012.2808 | 80 | 63 | 0 | 0 | 0 | 0 | 0 | 0 | 0 | 0 | 0 | 0 | 1308.1458 | 1427.4964 | 1526.2639 | 1641.4113 | 0 | 0 | 0 | 0 | -3.6779 | -53.3422 | -20.8541 | -12.6683 | -1.0133 | -15.8654 | -13.6729 | -19.2227 | 546.2971 | 556.4825 | 525.8634 | 402.7606 | 0.37693 | 0.19574 | 0.19483 | 0.1952 | 205.9174 | 108.9247 | 102.4516 | 78.6196 | 0.087477 | 0.10082 | 0.097162 | 0.10205 | 0.047507 | 0.044179 | 0.043354 | 0.044098 | 47.7884 | 56.1069 | 51.0939 | 41.1033 | 25.9528 | 24.5848 | 22.7984 | 17.761
1 | 9 | 10 | 1950.6402 | 1999.2998 | 2039.4998 | 2033.8319 | 80 | 63 | 0 | 0 | 0 | 0 | 0 | 0 | 0 | 0 | 0 | 0 | 1599.6193 | 1789.7109 | 1954.8211 | 2114.7089 | 0 | 0 | 0 | 0 | -7.0821 | -46.0374 | -58.2283 | -93.5406 | -1.1787 | -19.0812 | -17.5225 | -29.5032 | 279.2817 | 211.7075 | 160.4295 | 42.1668 | 0.37868 | 0.19544 | 0.19523 | 0.10268 | 105.7574 | 41.3757 | 31.3214 | 4.3298 | 0.088647 | 0.10157 | 0.098162 | 0.10366 | 0.048644 | 0.045804 | 0.046508 | 0.047991 | 24.7574 | 21.5034 | 15.7481 | 4.3708 | 13.5855 | 9.6971 | 7.4612 | 2.0236
1 | 9 | 11 | 1985.6367 | 2036.3079 | 2077.3984 | 2070.4152 | 80 | 63 | 0 | 0 | 0 | 0 | 0 | 0 | 0 | 0 | 0 | 0 | 1754.0047 | 1991.0299 | 2197.7296 | 2386.1204 | 0 | 0 | 0 | 0 | -6.9305 | -65.4313 | -76.6062 | -87.4562 | -12.032 | -24.7616 | -27.0059 | -34.5361 | 170.5945 | 72.4709 | -16.7191 | -193.7128 | 0.37978 | 0.19887 | 0.19965 | 0.10268 | 64.7878 | 14.412 | -3.338 | -19.891 | 0.089482 | 0.10344 | 0.098058 | 0.10481 | 0.049741 | 0.047823 | 0.04674 | 0.053099 | 15.2652 | 7.4966 | -1.6394 | -20.3026 | 8.4855 | 3.4658 | -0.78144 | -10.286
1 | 9 | 12 | 1995.8494 | 2048.0806 | 2090.0568 | 2082.6417 | 80 | 63 | 0 | 0 | 0 | 0 | 0 | 0 | 0 | 0 | 0 | 0 | 1816.0036 | 2075.5481 | 2301.273 | 2502.1028 | 0 | 0 | 0 | 0 | -13.0916 | -65.0673 | -80.873 | -90.1792 | -19.0026 | -26.0731 | -27.8582 | -39.9587 | 131.94 | 0.6729 | -102.4849 | -289.3232 | 0.37904 | 0.19928 | 0.19965 | 0.10268 | 50.011 | 0.1341 | -20.4611 | -29.7086 | 0.089671 | 0.10344 | 0.098074 | 0.10459 | 0.05005 | 0.047771 | 0.046943 | 0.052134 | 11.8312 | 0.069607 | -10.0511 | -30.2599 | 6.6036 | 0.032145 | -4.811 | -15.0836
1 | 9 | 13 | 2000.6716 | 2058.0482 | 2105.5464 | 2102.3948 | 80 | 63 | 0 | 0 | 0 | 0 | 0 | 0 | 0 | 0 | 0 | 0 | 1815.9531 | 2078.867 | 2310.6612 | 2514.3679 | 0 | 0 | 0 | 0 | -12.0927 | -64.096 | -80.0039 | -88.4307 | -18.6193 | -26.7795 | -27.7316 | -36.2308 | 135.4304 | 7.0568 | -97.3792 | -287.3116 | 0.37914 | 0.19928 | 0.19965 | 0.10268 | 51.3476 | 1.4063 | -19.4417 | -29.502 | 0.090031 | 0.10361 | 0.099358 | 0.1052 | 0.05221 | 0.047938 | 0.048595 | 0.054783 | 12.1929 | 0.73113 | -9.6754 | -30.2241 | 7.0709 | 0.33829 | -4.7322 | -15.7397
1 | 9 | 14 | 2002.4158 | 2062.9692 | 2114.1646 | 2114.2516 | 80 | 63 | 0 | 0 | 0 | 0 | 0 | 0 | 0 | 0 | 0 | 0 | 1713.4915 | 1955.9039 | 2174.5039 | 2365.7383 | 0 | 0 | 0 | 0 | -13.9201 | -67.8083 | -72.6068 | -69.4527 | -17.7196 | -26.0391 | -27.5113 | -31.3153 | 240.564 | 137.9126 | 39.7788 | -150.7187 | 0.37923 | 0.19925 | 0.19951 | 0.10268 | 91.2303 | 27.4796 | 7.9364 | -15.4762 | 0.089789 | 0.10359 | 0.098211 | 0.10464 | 0.050209 | 0.047871 | 0.046907 | 0.053497 | 21.6 | 14.2864 | 3.9067 | -15.7712 | 12.0785 | 6.602 | 1.8659 | -8.063
1 | 9 | 15 | 1982.216 | 2045.2263 | 2099.3028 | 2102.1794 | 80 | 63 | 0 | 0 | 0 | 0 | 0 | 0 | 0 | 0 | 0 | 0 | 1450.7335 | 1652.2765 | 1836.9417 | 1999.7533 | 0 | 0 | 0 | 0 | -11.6408 | -49.0955 | -52.9911 | -54.2308 | -13.6745 | -18.1027 | -20.8724 | -31.2802 | 476.7978 | 397.148 | 336.2245 | 187.9371 | 0.37903 | 0.19565 | 0.19571 | 0.097328 | 180.7213 | 77.7008 | 65.8032 | 18.2916 | 0.089515 | 0.10349 | 0.098323 | 0.10454 | 0.049758 | 0.047666 | 0.046678 | 0.051405 | 42.6804 | 41.1014 | 33.0585 | 19.6475 | 23.7244 | 18.9304 | 15.6943 | 9.6609
1 | 9 | 16 | 1951.3819 | 2020.1205 | 2081.0175 | 2090.4266 | 80 | 63 | 0 | 0 | 0 | 0 | 0 | 0 | 0 | 0 | 0 | 0 | 1070.3081 | 1209.6186 | 1333.4743 | 1446.5985 | 0 | 0 | 0 | 0 | -2.2841 | -27.5332 | -2.4472 | -7.4367 | -2.021 | -14.0786 | -14.4658 | -18.8486 | 805.379 | 789.1137 | 764.4561 | 670.1135 | 0.37973 | 0.1927 | 0.19404 | 0.18663 | 305.8305 | 152.0632 | 148.338 | 125.0608 | 0.088764 | 0.10155 | 0.097878 | 0.1031 | 0.048907 | 0.045669 | 0.044457 | 0.046373 | 71.489 | 80.1345 | 74.8231 | 69.0906 | 39.3885 | 36.038 | 33.9851 | 31.0751
1 | 9 | 17 | 1963.8465 | 2038.0001 | 2104.7509 | 2118.6449 | 80 | 63 | 0 | 0 | 0 | 0 | 0 | 0 | 0 | 0 | 0 | 0 | 487.3551 | 545.8869 | 583.202 | 625.6685 | 0 | 0 | 0 | 0 | -3.2866 | -1.7496 | -3.0986 | 21.2035 | 1.0869 | 0.80621 | -0.48891 | 0.64623 | 1398.6912 | 1430.0566 | 1525.1364 | 1471.1267 | 0.39657 | 0.40209 | 0.39866 | 0.38696 | 554.6768 | 575.0172 | 608.0148 | 569.2685 | 0.086708 | 0.099825 | 0.096839 | 0.1017 | 0.047062 | 0.043165 | 0.043381 | 0.043336 | 121.2771 | 142.7552 | 147.6934 | 149.613 | 65.8252 | 61.7279 | 66.1612 | 63.7523
1 | 9 | 18 | 2171.6705 | 2263.7595 | 2348.8142 | 2373.5077 | 80 | 63 | 0 | 0 | 0 | 0 | 0 | 0 | 0 | 0 | 0 | 0 | 161.2044 | 176.7311 | 176.7335 | 188.7354 | 0 | 0 | 0 | 0 | 7.4506 | 39.0353 | 30.4001 | 70.1959 | 3.877 | 7.0816 | 14.1594 | 37.0769 | 1919.1385 | 1977.9114 | 2127.5213 | 2077.4995 | 0.40419 | 0.40413 | 0.39849 | 0.38211 | 775.6877 | 799.3249 | 847.795 | 793.8428 | 0.086823 | 0.10004 | 0.097457 | 0.10172 | 0.047145 | 0.043483 | 0.044227 | 0.043698 | 166.6259 | 197.8798 | 207.3429 | 211.3154 | 90.4785 | 86.0048 | 94.0948 | 90.7829
1 | 9 | 19 | 2215.0504 | 2315.9808 | 2410.5445 | 2442.2177 | 80 | 63 | 0 | 0 | 0 | 0 | 0 | 0 | 0 | 0 | 0 | 0 | 157.5348 | 172.4888 | 172.4888 | 184.4888 | 0 | 0 | 0 | 0 | 11.4106 | 35.4049 | 39.8274 | 60.5347 | 3.7412 | 7.8972 | 12.4117 | 36.117 | 1962.364 | 2037.1899 | 2185.8167 | 2161.0772 | 0.40616 | 0.40567 | 0.40134 | 0.38379 | 797.0293 | 826.4369 | 877.2506 | 829.4099 | 0.08684 | 0.10005 | 0.097487 | 0.10171 | 0.047139 | 0.04349 | 0.044239 | 0.043719 | 170.4124 | 203.8283 | 213.0878 | 219.8039 | 92.5031 | 88.5971 | 96.6982 | 94.4802
1 | 9 | 20 | 2165.6464 | 2266.5211 | 2361.1421 | 2393.5583 | 80 | 63 | 0 | 0 | 0 | 0 | 0 | 0 | 0 | 0 | 0 | 0 | 137.8846 | 148.5128 | 148.5128 | 160.5128 | 0 | 0 | 0 | 0 | 9.3486 | 5.667 | 19.0465 | 51.8247 | 4.3284 | 7.5726 | 5.3452 | 26.9614 | 1934.0847 | 2041.7687 | 2188.2375 | 2154.2593 | 0.40529 | 0.40498 | 0.3998 | 0.38283 | 783.8712 | 826.8816 | 874.8666 | 824.7095 | 0.086743 | 0.10003 | 0.097484 | 0.1017 | 0.047064 | 0.043381 | 0.044219 | 0.043685 | 167.7679 | 204.2292 | 213.3175 | 219.0865 | 91.0254 | 88.5749 | 96.7613 | 94.1082
1 | 9 | 21 | 2088.4043 | 2186.0728 | 2277.3706 | 2308.1994 | 80 | 63 | 0 | 0 | 0 | 0 | 0 | 0 | 0 | 0 | 0 | 0 | 109.6134 | 113.9702 | 113.9702 | 125.9702 | 0 | 0 | 0 | 0 | 6.2034 | 9.7393 | 15.6182 | 65.7839 | 6.4769 | 10.2025 | 11.5471 | 19.9746 | 1886.1105 | 1989.1608 | 2136.2351 | 2096.4707 | 0.40397 | 0.40336 | 0.39852 | 0.38167 | 761.9241 | 802.3463 | 851.3371 | 800.1586 | 0.08664 | 0.099979 | 0.097483 | 0.10169 | 0.047017 | 0.043326 | 0.044102 | 0.043677 | 163.4119 | 198.8749 | 208.2456 | 213.1929 | 88.6788 | 86.1823 | 94.2114 | 91.5685
1 | 9 | 22 | 1960.3478 | 2054.0661 | 2141.9474 | 2172.588 | 80 | 63 | 0 | 0 | 0 | 0 | 0 | 0 | 0 | 0 | 0 | 0 | 79.362 | 76.7311 | 76.7311 | 88.7311 | 0 | 0 | 0 | 0 | 9.4759 | 33.8731 | 48.6462 | 14.6201 | 4.5165 | 8.223 | 4.3893 | 29.102 | 1786.9934 | 1872.2389 | 2012.1809 | 2040.1348 | 0.40092 | 0.40074 | 0.39596 | 0.37797 | 716.448 | 750.2849 | 796.7362 | 771.1074 | 0.086466 | 0.099891 | 0.097421 | 0.10169 | 0.046911 | 0.04333 | 0.043988 | 0.043661 | 154.5134 | 187.0189 | 196.0285 | 207.4694 | 83.8295 | 81.1239 | 88.511 | 89.0739
1 | 9 | 23 | 1794.7258 | 1881.2367 | 1962.3561 | 1990.7986 | 80 | 63 | 0 | 0 | 0 | 0 | 0 | 0 | 0 | 0 | 0 | 0 | 66.5879 | 61.0158 | 61.0158 | 73.0158 | 0 | 0 | 0 | 0 | 5.1138 | 37.5313 | 14.892 | 51.6028 | 3.072 | 13.5806 | 11.419 | 13.7841 | 1639.9522 | 1706.109 | 1875.0293 | 1852.396 | 0.39777 | 0.39563 | 0.3915 | 0.37266 | 652.3274 | 674.9832 | 734.0769 | 690.322 | 0.086481 | 0.09976 | 0.097236 | 0.1017 | 0.046794 | 0.043296 | 0.043896 | 0.043621 | 141.824 | 170.2011 | 182.3206 | 188.3898 | 76.7397 | 73.8685 | 82.3068 | 80.8032
1 | 9 | 24 | 1627.7995 | 1701.9605 | 1770.4292 | 1791.6089 | 80 | 63 | 0 | 0 | 0 | 0 | 0 | 0 | 0 | 0 | 0 | 0 | 63.3077 | 56.9001 | 56.9001 | 68.9001 | 0 | 0 | 0 | 0 | -3.5948 | 30.8489 | 42.3154 | 24.104 | 2.6414 | 2.4786 | 5.0857 | 3.3766 | 1485.4452 | 1548.7329 | 1666.128 | 1695.2283 | 0.39698 | 0.39267 | 0.38667 | 0.36903 | 589.6938 | 608.1471 | 644.2373 | 625.5979 | 0.086828 | 0.099535 | 0.096875 | 0.10152 | 0.046988 | 0.043124 | 0.043578 | 0.043375 | 128.9776 | 154.1526 | 161.4062 | 172.1072 | 69.7974 | 66.7881 | 72.6059 | 73.5309
1 | 10 | 1 | 1520.1891 | 1581.0963 | 1635.1453 | 1645.9952 | 80 | 63 | 0 | 0 | 0 | 0 | 0 | 0 | 0 | 0 | 0 | 0 | 77.9574 | 74.8132 | 74.8132 | 86.8132 | 0 | 0 | 0 | 0 | 3.7286 | -3.1152 | 10.4011 | 27.8367 | 3.522 | 12.2114 | 12.9969 | 11.8536 | 1354.9811 | 1434.1869 | 1536.9341 | 1519.4917 | 0.399 | 0.39187 | 0.38588 | 0.36679 | 540.6368 | 562.0148 | 593.072 | 557.3279 | 0.087028 | 0.099508 | 0.096784 | 0.10146 | 0.047115 | 0.042845 | 0.043404 | 0.043093 | 117.921 | 142.7125 | 148.751 | 154.1649 | 63.8398 | 61.4483 | 66.7095 | 65.4798
1 | 10 | 2 | 1454.7906 | 1506.282 | 1550.3374 | 1554.2448 | 80 | 63 | 0 | 0 | 0 | 0 | 0 | 0 | 0 | 0 | 0 | 0 | 136.2847 | 146.7711 | 146.7711 | 158.7711 | 0 | 0 | 0 | 0 | 3.5185 | 10.0383 | -3.583 | -0.84308 | 4.4327 | 9.5334 | 16.66 | 2.8154 | 1230.5548 | 1276.9392 | 1390.4894 | 1393.5013 | 0.39922 | 0.39186 | 0.38422 | 0.36646 | 491.266 | 500.3866 | 534.253 | 510.6665 | 0.087077 | 0.099535 | 0.096576 | 0.10143 | 0.047161 | 0.042718 | 0.043071 | 0.042851 | 107.1525 | 127.1005 | 134.2873 | 141.3456 | 58.0346 | 54.5485 | 59.8893 | 59.713
1 | 10 | 3 | 1424.5917 | 1469.0075 | 1505.3943 | 1503.5482 | 80 | 63 | 0 | 0 | 0 | 0 | 0 | 0 | 0 | 0 | 0 | 0 | 150.8308 | 164.5631 | 164.5631 | 176.5631 | 0 | 0 | 0 | 0 | -3.3419 | -10.8573 | 45.1661 | -31.2252 | 5.896 | 11.7173 | 5.6335 | 2.6378 | 1191.2067 | 1240.5845 | 1290.0317 | 1355.5726 | 0.39872 | 0.3916 | 0.38238 | 0.3658 | 474.9604 | 485.8068 | 493.2875 | 495.8676 | 0.087055 | 0.099528 | 0.096565 | 0.10141 | 0.047125 | 0.042721 | 0.04301 | 0.042804 | 103.701 | 123.473 | 124.572 | 137.4697 | 56.1351 | 52.9995 | 55.4843 | 58.0244
1 | 10 | 4 | 1419.1437 | 1458.0215 | 1488.1713 | 1481.1338 | 80 | 63 | 0 | 0 | 0 | 0 | 0 | 0 | 0 | 0 | 0 | 0 | 110.2508 | 114.1009 | 114.3563 | 126.3563 | 0 | 0 | 0 | 0 | -3.1269 | -2.1097 | -14.5783 | -16.0449 | 1.9556 | 2.0198 | 9.7853 | 2.3031 | 1230.0642 | 1281.0106 | 1378.608 | 1368.5193 | 0.39774 | 0.39105 | 0.38218 | 0.36579 | 489.2488 | 500.9338 | 526.8817 | 500.584 | 0.086973 | 0.099535 | 0.096571 | 0.10142 | 0.04708 | 0.042727 | 0.043006 | 0.042823 | 106.9819 | 127.506 | 133.1333 | 138.7886 | 57.9119 | 54.7338 | 59.2883 | 58.6047
1 | 10 | 5 | 1464.7472 | 1500.1873 | 1526.002 | 1514.2405 | 80 | 63 | 0 | 0 | 0 | 0 | 0 | 0 | 0 | 0 | 0 | 0 | 91.8052 | 86.3739 | 88.9433 | 100.9433 | 0 | 0 | 0 | 0 | -4.3324 | -2.3469 | 6.156 | -7.2767 | 4.9935 | 13.5225 | 1.6839 | 2.2761 | 1292.281 | 1339.6378 | 1429.2188 | 1418.2978 | 0.39572 | 0.38832 | 0.382 | 0.36494 | 511.3809 | 520.202 | 545.9606 | 517.5982 | 0.086824 | 0.099564 | 0.096555 | 0.1014 | 0.046939 | 0.042787 | 0.043072 | 0.042852 | 112.201 | 133.3796 | 137.9982 | 143.8137 | 60.6584 | 57.319 | 61.5588 | 60.7765
1 | 10 | 6 | 1590.4571 | 1624.8481 | 1648.486 | 1632.2758 | 80 | 63 | 0 | 0 | 0 | 0 | 0 | 0 | 0 | 0 | 0 | 0 | 96.9814 | 87.2423 | 92.3728 | 104.3728 | 0 | 0 | 0 | 0 | 8.1052 | 57.8424 | -1.8606 | -12.0466 | 4.0185 | 13.314 | 12.8936 | 2.1521 | 1401.3521 | 1403.4494 | 1545.0803 | 1537.7975 | 0.39561 | 0.38891 | 0.3827 | 0.36553 | 554.3944 | 545.8145 | 591.3013 | 562.1186 | 0.086608 | 0.099575 | 0.09655 | 0.10136 | 0.046829 | 0.042888 | 0.043246 | 0.043036 | 121.3689 | 139.7488 | 149.1781 | 155.8756 | 65.6243 | 60.1909 | 66.8191 | 66.181
1 | 10 | 7 | 1808.1918 | 1848.7575 | 1878.1481 | 1862.9024 | 80 | 63 | 0 | 0 | 0 | 0 | 0 | 0 | 0 | 0 | 0 | 0 | 98.0564 | 84.644 | 91.3815 | 103.3816 | 0 | 0 | 0 | 0 | 0.42446 | 67.628 | 52.0271 | 33.0091 | 6.1138 | 7.5585 | 9.8806 | 0.93596 | 1623.5971 | 1625.927 | 1724.8589 | 1725.5757 | 0.39512 | 0.39346 | 0.38571 | 0.37033 | 641.5104 | 639.733 | 665.3014 | 639.0321 | 0.086486 | 0.099658 | 0.096526 | 0.10134 | 0.04689 | 0.043201 | 0.043591 | 0.043372 | 140.418 | 162.0372 | 166.4931 | 174.8678 | 76.1299 | 70.242 | 75.1887 | 74.8414
1 | 10 | 8 | 1954.0606 | 2001.1597 | 2038.1782 | 2028.0662 | 80 | 63 | 0 | 0 | 0 | 0 | 0 | 0 | 0 | 0 | 0 | 0 | 145.1906 | 131.0668 | 141.3943 | 155.3526 | 0 | 0 | 0 | 0 | -3.135 | -5.3757 | 10.4073 | -7.1489 | 1.1657 | 1.4499 | -1.2281 | -5.4043 | 1730.8393 | 1811.0187 | 1887.6047 | 1885.2668 | 0.39371 | 0.38507 | 0.38401 | 0.3747 | 681.4413 | 697.3612 | 724.8497 | 706.4169 | 0.086739 | 0.099693 | 0.096575 | 0.10137 | 0.047098 | 0.043308 | 0.043527 | 0.043389 | 150.1319 | 180.5459 | 182.2955 | 191.1088 | 81.5186 | 78.4313 | 82.1625 | 81.8003
1 | 10 | 9 | 1973.5491 | 2024.1347 | 2066.4576 | 2062.2725 | 80 | 63 | 0 | 0 | 0 | 0 | 0 | 0 | 0 | 0 | 0 | 0 | 297.4606 | 319.9502 | 368.3051 | 412.4385 | 0 | 0 | 0 | 0 | -3.6779 | -53.3422 | -20.8541 | -12.6683 | -1.0133 | -15.8654 | -13.6729 | -19.2227 | 1600.7797 | 1710.392 | 1732.6795 | 1681.7251 | 0.37693 | 0.19574 | 0.19483 | 0.1952 | 603.3868 | 334.7885 | 337.5701 | 328.2758 | 0.087477 | 0.10082 | 0.097162 | 0.10205 | 0.047507 | 0.044179 | 0.043354 | 0.044098 | 140.0312 | 172.449 | 168.3505 | 171.6268 | 76.0478 | 75.5634 | 75.1188 | 74.161
1 | 10 | 10 | 1998.5656 | 2050.0329 | 2092.9618 | 2088.5352 | 80 | 63 | 0 | 0 | 0 | 0 | 0 | 0 | 0 | 0 | 0 | 0 | 583.5428 | 656.0696 | 752.471 | 836.5543 | 0 | 0 | 0 | 0 | -7.0821 | -46.0374 | -58.2283 | -93.5406 | -1.1787 | -19.0812 | -17.5225 | -29.5032 | 1343.2835 | 1396.082 | 1416.2416 | 1375.0247 | 0.37868 | 0.19544 | 0.19523 | 0.10268 | 508.67 | 272.8479 | 276.4994 | 141.1916 | 0.088647 | 0.10157 | 0.098162 | 0.10366 | 0.048644 | 0.045804 | 0.046508 | 0.047991 | 119.0777 | 141.8021 | 139.0215 | 142.529 | 65.3431 | 63.9467 | 65.866 | 65.9893
1 | 10 | 11 | 2004.2472 | 2056.0086 | 2098.1589 | 2091.6577 | 80 | 63 | 0 | 0 | 0 | 0 | 0 | 0 | 0 | 0 | 0 | 0 | 654.9616 | 759.0587 | 886.5476 | 995.0584 | 0 | 0 | 0 | 0 | -6.9305 | -65.4313 | -76.6062 | -87.4562 | -12.032 | -24.7616 | -27.0059 | -34.5361 | 1288.248 | 1324.1428 | 1315.2233 | 1218.5917 | 0.37978 | 0.19887 | 0.19965 | 0.10268 | 489.2461 | 263.3273 | 262.5843 | 125.1286 | 0.089482 | 0.10344 | 0.098058 | 0.10481 | 0.049741 | 0.047823 | 0.04674 | 0.053099 | 115.2755 | 136.9728 | 128.9686 | 127.7179 | 64.0782 | 63.3245 | 61.473 | 64.706
1 | 10 | 12 | 2001.9363 | 2054.5241 | 2096.8469 | 2089.5894 | 80 | 63 | 0 | 0 | 0 | 0 | 0 | 0 | 0 | 0 | 0 | 0 | 753.2499 | 888.9854 | 1049.5527 | 1182.8547 | 0 | 0 | 0 | 0 | -13.0916 | -65.0673 | -80.873 | -90.1792 | -19.0026 | -26.0731 | -27.8582 | -39.9587 | 1200.7806 | 1193.6791 | 1156.0254 | 1036.8726 | 0.37904 | 0.19928 | 0.19965 | 0.10268 | 455.1482 | 237.8757 | 230.8005 | 106.4692 | 0.089671 | 0.10344 | 0.098074 | 0.10459 | 0.05005 | 0.047771 | 0.046943 | 0.052134 | 107.675 | 123.4774 | 113.3758 | 108.4448 | 60.0991 | 57.0238 | 54.2677 | 54.0563
1 | 10 | 13 | 1987.7282 | 2044.3466 | 2091.1078 | 2087.6209 | 80 | 63 | 0 | 0 | 0 | 0 | 0 | 0 | 0 | 0 | 0 | 0 | 984.274 | 1120.8181 | 1288.2729 | 1424.6817 | 0 | 0 | 0 | 0 | -12.0927 | -64.096 | -80.0039 | -88.4307 | -18.6193 | -26.7795 | -27.7316 | -36.2308 | 954.1662 | 951.404 | 910.5704 | 787.6007 | 0.37914 | 0.19928 | 0.19965 | 0.10268 | 361.7662 | 189.5953 | 181.7954 | 80.8732 | 0.090031 | 0.10361 | 0.099358 | 0.1052 | 0.05221 | 0.047938 | 0.048595 | 0.054783 | 85.9041 | 98.5711 | 90.4721 | 82.8527 | 49.8173 | 45.6082 | 44.2494 | 43.1469
1 | 10 | 14 | 1963.7957 | 2022.0864 | 2071.0828 | 2070.1695 | 80 | 63 | 0 | 0 | 0 | 0 | 0 | 0 | 0 | 0 | 0 | 0 | 790.9505 | 914.8842 | 1081.7713 | 1214.2554 | 0 | 0 | 0 | 0 | -13.9201 | -67.8083 | -72.6068 | -69.4527 | -17.7196 | -26.0391 | -27.5113 | -31.3153 | 1124.4848 | 1138.0497 | 1089.4296 | 956.682 | 0.37923 | 0.19925 | 0.19951 | 0.10268 | 426.4439 | 226.7607 | 217.3559 | 98.235 | 0.089789 | 0.10359 | 0.098211 | 0.10464 | 0.050209 | 0.047871 | 0.046907 | 0.053497 | 100.9664 | 117.8906 | 106.9936 | 100.1075 | 56.4591 | 54.4795 | 51.1021 | 51.1795
1 | 10 | 15 | 1955.9095 | 2017.3786 | 2069.9572 | 2072.1524 | 80 | 63 | 0 | 0 | 0 | 0 | 0 | 0 | 0 | 0 | 0 | 0 | 862.6345 | 960.2796 | 1111.0751 | 1230.0941 | 0 | 0 | 0 | 0 | -11.6408 | -49.0955 | -52.9911 | -54.2308 | -13.6745 | -18.1027 | -20.8724 | -31.2802 | 1038.5902 | 1061.2973 | 1032.7457 | 927.5694 | 0.37903 | 0.19565 | 0.19571 | 0.097328 | 393.6582 | 207.6396 | 202.1207 | 90.2788 | 0.089515 | 0.10349 | 0.098323 | 0.10454 | 0.049758 | 0.047666 | 0.046678 | 0.051405 | 92.969 | 109.8351 | 101.5423 | 96.9707 | 51.678 | 50.5876 | 48.2065 | 47.6818
1 | 10 | 16 | 1941.9368 | 2010.122 | 2070.4812 | 2079.6456 | 80 | 63 | 0 | 0 | 0 | 0 | 0 | 0 | 0 | 0 | 0 | 0 | 711.651 | 771.4573 | 890.4676 | 987.6542 | 0 | 0 | 0 | 0 | -2.2841 | -27.5332 | -2.4472 | -7.4367 | -2.021 | -14.0786 | -14.4658 | -18.8486 | 1154.5909 | 1217.2765 | 1196.9265 | 1118.2768 | 0.37973 | 0.1927 | 0.19404 | 0.18663 | 438.4384 | 234.5707 | 232.2562 | 208.6999 | 0.088764 | 0.10155 | 0.097878 | 0.1031 | 0.048907 | 0.045669 | 0.044457 | 0.046373 | 102.4866 | 123.6144 | 117.1523 | 115.2975 | 56.4674 | 55.5917 | 53.2113 | 51.8578
1 | 10 | 17 | 1978.8188 | 2053.8495 | 2121.4529 | 2135.7347 | 80 | 63 | 0 | 0 | 0 | 0 | 0 | 0 | 0 | 0 | 0 | 0 | 494.4368 | 485.3045 | 545.1821 | 601.4722 | 0 | 0 | 0 | 0 | -3.2866 | -1.7496 | -3.0986 | 21.2035 | 1.0869 | 0.80621 | -0.48891 | 0.64623 | 1406.5818 | 1506.4884 | 1579.8582 | 1512.4128 | 0.39657 | 0.40209 | 0.39866 | 0.38696 | 557.8059 | 605.75 | 629.8303 | 585.2446 | 0.086708 | 0.099825 | 0.096839 | 0.1017 | 0.047062 | 0.043165 | 0.043381 | 0.043336 | 121.9613 | 150.385 | 152.9926 | 153.8117 | 66.1966 | 65.027 | 68.5351 | 65.5414
1 | 10 | 18 | 2197.0674 | 2290.6443 | 2377.1452 | 2402.4965 | 80 | 63 | 0 | 0 | 0 | 0 | 0 | 0 | 0 | 0 | 0 | 0 | 448.7535 | 412.3518 | 446.1232 | 487.3889 | 0 | 0 | 0 | 0 | 7.4506 | 39.0353 | 30.4001 | 70.1959 | 3.877 | 7.0816 | 14.1594 | 37.0769 | 1656.9864 | 1769.1755 | 1886.4625 | 1807.8348 | 0.40419 | 0.40413 | 0.39849 | 0.38211 | 669.7297 | 714.9694 | 751.7356 | 690.8 | 0.086823 | 0.10004 | 0.097457 | 0.10172 | 0.047145 | 0.043483 | 0.044227 | 0.043698 | 143.865 | 176.9969 | 183.8499 | 183.8861 | 78.1192 | 76.9284 | 83.4334 | 78.9991
1 | 10 | 19 | 2252.0614 | 2355.1601 | 2451.8312 | 2484.4631 | 80 | 63 | 0 | 0 | 0 | 0 | 0 | 0 | 0 | 0 | 0 | 0 | 458.7568 | 428.481 | 459.4535 | 502.0442 | 0 | 0 | 0 | 0 | 11.4106 | 35.4049 | 39.8274 | 60.5347 | 3.7412 | 7.8972 | 12.4117 | 36.117 | 1698.1528 | 1820.3769 | 1940.1386 | 1885.7671 | 0.40616 | 0.40567 | 0.40134 | 0.38379 | 689.7179 | 738.4814 | 778.6508 | 723.7473 | 0.08684 | 0.10005 | 0.097487 | 0.10171 | 0.047139 | 0.04349 | 0.044239 | 0.043719 | 147.4682 | 182.1353 | 189.1375 | 191.802 | 80.0486 | 79.168 | 85.8297 | 82.4439
1 | 10 | 20 | 2211.053 | 2314.588 | 2411.7944 | 2445.3867 | 80 | 63 | 0 | 0 | 0 | 0 | 0 | 0 | 0 | 0 | 0 | 0 | 480.4193 | 455.549 | 484.8773 | 529.497 | 0 | 0 | 0 | 0 | 9.3486 | 5.667 | 19.0465 | 51.8247 | 4.3284 | 7.5726 | 5.3452 | 26.9614 | 1636.9567 | 1782.7995 | 1902.5254 | 1837.1036 | 0.40529 | 0.40498 | 0.3998 | 0.38283 | 663.4472 | 722.0034 | 760.6376 | 703.2936 | 0.086743 | 0.10003 | 0.097484 | 0.1017 | 0.047064 | 0.043381 | 0.044219 | 0.043685 | 141.9942 | 178.3257 | 185.4652 | 186.832 | 77.0415 | 77.3405 | 84.1274 | 80.2533
1 | 10 | 21 | 2128.8435 | 2228.8812 | 2322.4816 | 2354.3578 | 80 | 63 | 0 | 0 | 0 | 0 | 0 | 0 | 0 | 0 | 0 | 0 | 462.083 | 430.965 | 460.1957 | 506.3345 | 0 | 0 | 0 | 0 | 6.2034 | 9.7393 | 15.6182 | 65.7839 | 6.4769 | 10.2025 | 11.5471 | 19.9746 | 1574.0802 | 1714.9744 | 1835.1206 | 1762.2648 | 0.40397 | 0.40336 | 0.39852 | 0.38167 | 635.8745 | 691.7507 | 731.3363 | 672.6025 | 0.08664 | 0.099979 | 0.097483 | 0.10169 | 0.047017 | 0.043326 | 0.044102 | 0.043677 | 136.3777 | 171.4619 | 178.8922 | 179.207 | 74.0081 | 74.3029 | 80.9318 | 76.9712
1 | 10 | 22 | 2007.0838 | 2103.5402 | 2194.0826 | 2225.9337 | 80 | 63 | 0 | 0 | 0 | 0 | 0 | 0 | 0 | 0 | 0 | 0 | 464.2492 | 431.5381 | 460.7106 | 508.2488 | 0 | 0 | 0 | 0 | 9.4759 | 33.8731 | 48.6462 | 14.6201 | 4.5165 | 8.223 | 4.3893 | 29.102 | 1448.8422 | 1566.9059 | 1680.3366 | 1673.9629 | 0.40092 | 0.40074 | 0.39596 | 0.37797 | 580.8751 | 627.9251 | 665.3403 | 632.7058 | 0.086466 | 0.099891 | 0.097421 | 0.10169 | 0.046911 | 0.04333 | 0.043988 | 0.043661 | 125.275 | 156.519 | 163.6999 | 170.2319 | 67.9665 | 67.8939 | 73.9139 | 73.0865
1 | 10 | 23 | 1838.1735 | 1927.2298 | 2010.8231 | 2040.391 | 80 | 63 | 0 | 0 | 0 | 0 | 0 | 0 | 0 | 0 | 0 | 0 | 518.645 | 493.708 | 523.568 | 572.8874 | 0 | 0 | 0 | 0 | 5.1138 | 37.5313 | 14.892 | 51.6028 | 3.072 | 13.5806 | 11.419 | 13.7841 | 1231.3428 | 1319.4099 | 1460.9441 | 1402.1168 | 0.39777 | 0.39563 | 0.3915 | 0.37266 | 489.794 | 521.9945 | 571.9619 | 522.519 | 0.086481 | 0.09976 | 0.097236 | 0.1017 | 0.046794 | 0.043296 | 0.043896 | 0.043621 | 106.4873 | 131.624 | 142.0566 | 142.5961 | 57.6193 | 57.1258 | 64.13 | 61.1616
1 | 10 | 24 | 1670.1977 | 1746.8426 | 1817.7255 | 1840.0034 | 80 | 63 | 0 | 0 | 0 | 0 | 0 | 0 | 0 | 0 | 0 | 0 | 565.0199 | 545.4154 | 577.1544 | 626.9572 | 0 | 0 | 0 | 0 | -3.5948 | 30.8489 | 42.3154 | 24.104 | 2.6414 | 2.4786 | 5.0857 | 3.3766 | 1026.1312 | 1105.0997 | 1193.17 | 1185.5657 | 0.39698 | 0.39267 | 0.38667 | 0.36903 | 407.3548 | 433.9439 | 461.3599 | 437.5147 | 0.086828 | 0.099535 | 0.096875 | 0.10152 | 0.046988 | 0.043124 | 0.043578 | 0.043375 | 89.0964 | 109.9957 | 115.5884 | 120.3639 | 48.2154 | 47.6567 | 51.9955 | 51.4242
1 | 11 | 1 | 1564.7562 | 1628.2744 | 1684.8611 | 1696.8654 | 80 | 63 | 0 | 0 | 0 | 0 | 0 | 0 | 0 | 0 | 0 | 0 | 551.0886 | 524.2993 | 555.7957 | 608.5817 | 0 | 0 | 0 | 0 | 3.7286 | -3.1152 | 10.4011 | 27.8367 | 3.522 | 12.2114 | 12.9969 | 11.8536 | 926.417 | 1031.8789 | 1105.6673 | 1048.5933 | 0.399 | 0.39187 | 0.38588 | 0.36679 | 369.6399 | 404.3624 | 426.6548 | 384.6091 | 0.087028 | 0.099508 | 0.096784 | 0.10146 | 0.047115 | 0.042845 | 0.043404 | 0.043093 | 80.624 | 102.6798 | 107.0112 | 106.3884 | 43.648 | 44.2113 | 47.9907 | 45.1873
1 | 11 | 2 | 1505.5145 | 1559.9776 | 1606.9213 | 1612.1425 | 80 | 63 | 0 | 0 | 0 | 0 | 0 | 0 | 0 | 0 | 0 | 0 | 546.8461 | 523.7956 | 552.2303 | 606.455 | 0 | 0 | 0 | 0 | 3.5185 | 10.0383 | -3.583 | -0.84308 | 4.4327 | 9.5334 | 16.66 | 2.8154 | 870.7173 | 953.6103 | 1041.614 | 1003.7151 | 0.39922 | 0.39186 | 0.38422 | 0.36646 | 347.6105 | 373.6856 | 400.2083 | 367.8243 | 0.087077 | 0.099535 | 0.096576 | 0.10143 | 0.047161 | 0.042718 | 0.043071 | 0.042851 | 75.8191 | 94.9179 | 100.5945 | 101.8088 | 41.0642 | 40.7365 | 44.863 | 43.0102
1 | 11 | 3 | 1473.7764 | 1521.0738 | 1560.2611 | 1559.6891 | 80 | 63 | 0 | 0 | 0 | 0 | 0 | 0 | 0 | 0 | 0 | 0 | 516.2973 | 494.1276 | 518.903 | 573.3276 | 0 | 0 | 0 | 0 | -3.3419 | -10.8573 | 45.1661 | -31.2252 | 5.896 | 11.7173 | 5.6335 | 2.6378 | 874.925 | 963.0862 | 990.5586 | 1014.9489 | 0.39872 | 0.3916 | 0.38238 | 0.3658 | 348.8519 | 377.1398 | 378.7738 | 371.2676 | 0.087055 | 0.099528 | 0.096565 | 0.10141 | 0.047125 | 0.042721 | 0.04301 | 0.042804 | 76.1669 | 95.8541 | 95.6533 | 102.9268 | 41.2305 | 41.1444 | 42.604 | 43.4442
1 | 11 | 4 | 1469.3079 | 1511.1246 | 1544.1308 | 1538.3927 | 80 | 63 | 0 | 0 | 0 | 0 | 0 | 0 | 0 | 0 | 0 | 0 | 480.6675 | 456.8815 | 479.1947 | 533.1044 | 0 | 0 | 0 | 0 | -3.1269 | -2.1097 | -14.5783 | -16.0449 | 1.9556 | 2.0198 | 9.7853 | 2.3031 | 909.8117 | 991.3331 | 1069.7291 | 1019.03 | 0.39774 | 0.39105 | 0.38218 | 0.36579 | 361.8708 | 387.6567 | 408.8332 | 372.746 | 0.086973 | 0.099535 | 0.096571 | 0.10142 | 0.04708 | 0.042727 | 0.043006 | 0.042823 | 79.1287 | 98.6728 | 103.3046 | 103.3451 | 42.8343 | 42.3567 | 46.0046 | 43.6384
1 | 11 | 5 | 1516.6605 | 1555.142 | 1583.9126 | 1573.4958 | 80 | 63 | 0 | 0 | 0 | 0 | 0 | 0 | 0 | 0 | 0 | 0 | 440.5431 | 416.8897 | 437.504 | 487.8599 | 0 | 0 | 0 | 0 | -4.3324 | -2.3469 | 6.156 | -7.2767 | 4.9935 | 13.5225 | 1.6839 | 2.2761 | 995.4563 | 1064.0767 | 1138.5688 | 1090.6365 | 0.39572 | 0.38832 | 0.382 | 0.36494 | 393.9216 | 413.1974 | 434.9325 | 398.0204 | 0.086824 | 0.099564 | 0.096555 | 0.1014 | 0.046939 | 0.042787 | 0.043072 | 0.042852 | 86.4295 | 105.9437 | 109.9345 | 110.5893 | 46.7257 | 45.5286 | 49.04 | 46.7356
1 | 11 | 6 | 1645.3789 | 1682.9875 | 1709.7527 | 1694.965 | 80 | 63 | 0 | 0 | 0 | 0 | 0 | 0 | 0 | 0 | 0 | 0 | 436.2353 | 408.481 | 429.5471 | 481.5176 | 0 | 0 | 0 | 0 | 8.1052 | 57.8424 | -1.8606 | -12.0466 | 4.0185 | 13.314 | 12.8936 | 2.1521 | 1117.0199 | 1140.3501 | 1269.1726 | 1223.3419 | 0.39561 | 0.38891 | 0.3827 | 0.36553 | 441.9086 | 443.4928 | 485.7116 | 447.1741 | 0.086608 | 0.099575 | 0.09655 | 0.10136 | 0.046829 | 0.042888 | 0.043246 | 0.043036 | 96.7433 | 113.5506 | 122.5391 | 124.0015 | 52.3092 | 48.9071 | 54.8871 | 52.648
1 | 11 | 7 | 1844.713 | 1887.4184 | 1918.8885 | 1904.5887 | 80 | 63 | 0 | 0 | 0 | 0 | 0 | 0 | 0 | 0 | 0 | 0 | 451.8587 | 418.2058 | 441.8682 | 495.6214 | 0 | 0 | 0 | 0 | 0.42446 | 67.628 | 52.0271 | 33.0091 | 6.1138 | 7.5585 | 9.8806 | 0.93596 | 1306.3161 | 1331.026 | 1415.1126 | 1375.0223 | 0.39512 | 0.39346 | 0.38571 | 0.37033 | 516.1474 | 523.702 | 545.8281 | 509.2117 | 0.086486 | 0.099658 | 0.096526 | 0.10134 | 0.04689 | 0.043201 | 0.043591 | 0.043372 | 112.9777 | 132.6479 | 136.5946 | 139.3432 | 61.2527 | 57.5019 | 61.6865 | 59.6373
1 | 11 | 8 | 1986.0341 | 2035.0065 | 2073.8456 | 2064.5617 | 80 | 63 | 0 | 0 | 0 | 0 | 0 | 0 | 0 | 0 | 0 | 0 | 914.8387 | 899.7062 | 944.7095 | 1012.4706 | 0 | 0 | 0 | 0 | -3.135 | -5.3757 | 10.4073 | -7.1489 | 1.1657 | 1.4499 | -1.2281 | -5.4043 | 993.1648 | 1076.2261 | 1119.9569 | 1064.6443 | 0.39371 | 0.38507 | 0.38401 | 0.3747 | 391.0146 | 414.4178 | 430.0691 | 398.9264 | 0.086739 | 0.099693 | 0.096575 | 0.10137 | 0.047098 | 0.043308 | 0.043527 | 0.043389 | 86.1465 | 107.2922 | 108.1599 | 107.9226 | 46.7758 | 46.609 | 48.7488 | 46.1941
1 | 11 | 9 | 2001.3948 | 2053.6117 | 2097.5201 | 2094.0564 | 80 | 63 | 0 | 0 | 0 | 0 | 0 | 0 | 0 | 0 | 0 | 0 | 1345.5108 | 1391.087 | 1502.5601 | 1621.6143 | 0 | 0 | 0 | 0 | -3.6779 | -53.3422 | -20.8541 | -12.6683 | -1.0133 | -15.8654 | -13.6729 | -19.2227 | 580.5753 | 668.7323 | 629.4871 | 504.3331 | 0.37693 | 0.19574 | 0.19483 | 0.1952 | 218.838 | 130.8962 | 122.6401 | 98.4467 | 0.087477 | 0.10082 | 0.097162 | 0.10205 | 0.047507 | 0.044179 | 0.043354 | 0.044098 | 50.7869 | 67.4244 | 61.1622 | 51.4692 | 27.5812 | 29.5439 | 27.2909 | 22.2402
1 | 11 | 10 | 2018.5053 | 2071.1408 | 2115.2051 | 2111.295 | 80 | 63 | 0 | 0 | 0 | 0 | 0 | 0 | 0 | 0 | 0 | 0 | 1554.1509 | 1645.5654 | 1817.2268 | 1978.7531 | 0 | 0 | 0 | 0 | -7.0821 | -46.0374 | -58.2283 | -93.5406 | -1.1787 | -19.0812 | -17.5225 | -29.5032 | 392.6152 | 427.694 | 373.729 | 255.5858 | 0.37868 | 0.19544 | 0.19523 | 0.10268 | 148.6742 | 83.5878 | 72.9648 | 26.2443 | 0.088647 | 0.10157 | 0.098162 | 0.10366 | 0.048644 | 0.045804 | 0.046508 | 0.047991 | 34.804 | 43.4415 | 36.6861 | 26.4929 | 19.0985 | 19.5903 | 17.3812 | 12.2659
1 | 11 | 11 | 2035.3812 | 2088.9666 | 2132.8897 | 2127.1949 | 80 | 63 | 0 | 0 | 0 | 0 | 0 | 0 | 0 | 0 | 0 | 0 | 1732.9626 | 1854.1461 | 2061.403 | 2249.4336 | 0 | 0 | 0 | 0 | -6.9305 | -65.4313 | -76.6062 | -87.4562 | -12.032 | -24.7616 | -27.0059 | -34.5361 | 241.381 | 262.0134 | 175.0987 | -0.24633 | 0.37978 | 0.19887 | 0.19965 | 0.10268 | 91.6708 | 52.1056 | 34.9585 | -0.025294 | 0.089482 | 0.10344 | 0.098058 | 0.10481 | 0.049741 | 0.047823 | 0.04674 | 0.053099 | 21.5994 | 27.1034 | 17.1699 | -0.025817 | 12.0064 | 12.5303 | 8.184 | -0.01308
1 | 11 | 12 | 2023.6951 | 2077.5577 | 2121.1194 | 2114.4255 | 80 | 63 | 0 | 0 | 0 | 0 | 0 | 0 | 0 | 0 | 0 | 0 | 1898.1528 | 2030.268 | 2257.2648 | 2456.9476 | 0 | 0 | 0 | 0 | -13.0916 | -65.0673 | -80.873 | -90.1792 | -19.0026 | -26.0731 | -27.8582 | -39.9587 | 77.6365 | 75.43 | -27.4141 | -212.3841 | 0.37904 | 0.19928 | 0.19965 | 0.10268 | 29.4276 | 15.0317 | -5.4732 | -21.8082 | 0.089671 | 0.10344 | 0.098074 | 0.10459 | 0.05005 | 0.047771 | 0.046943 | 0.052134 | 6.9617 | 7.8027 | -2.6886 | -22.2129 | 3.8857 | 3.6034 | -1.2869 | -11.0724
1 | 11 | 13 | 2002.8404 | 2060.3442 | 2107.9659 | 2104.8704 | 80 | 63 | 0 | 0 | 0 | 0 | 0 | 0 | 0 | 0 | 0 | 0 | 1739.3523 | 1866.5869 | 2092.414 | 2291.1621 | 0 | 0 | 0 | 0 | -12.0927 | -64.096 | -80.0039 | -88.4307 | -18.6193 | -26.7795 | -27.7316 | -36.2308 | 214.2001 | 221.6328 | 123.2875 | -61.6301 | 0.37914 | 0.19928 | 0.19965 | 0.10268 | 81.2127 | 44.1669 | 24.6143 | -6.3284 | 0.090031 | 0.10361 | 0.099358 | 0.1052 | 0.05221 | 0.047938 | 0.048595 | 0.054783 | 19.2846 | 22.9625 | 12.2495 | -6.4833 | 11.1835 | 10.6246 | 5.9912 | -3.3763
1 | 11 | 14 | 1990.8718 | 2050.7488 | 2101.2869 | 2101.0749 | 80 | 63 | 0 | 0 | 0 | 0 | 0 | 0 | 0 | 0 | 0 | 0 | 1630.7761 | 1741.6355 | 1952.4786 | 2138.8612 | 0 | 0 | 0 | 0 | -13.9201 | -67.8083 | -72.6068 | -69.4527 | -17.7196 | -26.0391 | -27.5113 | -31.3153 | 311.7354 | 339.9607 | 248.9264 | 62.9816 | 0.37923 | 0.19925 | 0.19951 | 0.10268 | 118.2209 | 67.7384 | 49.6642 | 6.4671 | 0.089789 | 0.10359 | 0.098211 | 0.10464 | 0.050209 | 0.047871 | 0.046907 | 0.053497 | 27.9904 | 35.2165 | 24.4472 | 6.5904 | 15.6519 | 16.2742 | 11.6765 | 3.3693
1 | 11 | 15 | 1963.1158 | 2025.0071 | 2077.996 | 2080.3779 | 80 | 63 | 0 | 0 | 0 | 0 | 0 | 0 | 0 | 0 | 0 | 0 | 1315.2973 | 1393.5647 | 1570.7811 | 1728.2173 | 0 | 0 | 0 | 0 | -11.6408 | -49.0955 | -52.9911 | -54.2308 | -13.6745 | -18.1027 | -20.8724 | -31.2802 | 593.1338 | 635.6406 | 581.0784 | 437.6716 | 0.37903 | 0.19565 | 0.19571 | 0.097328 | 224.8163 | 124.3612 | 113.724 | 42.5979 | 0.089515 | 0.10349 | 0.098323 | 0.10454 | 0.049758 | 0.047666 | 0.046678 | 0.051405 | 53.0941 | 65.7833 | 57.1332 | 45.7554 | 29.5131 | 30.2983 | 27.1236 | 22.4985
1 | 11 | 16 | 1959.2878 | 2028.4896 | 2089.8368 | 2099.4506 | 80 | 63 | 0 | 0 | 0 | 0 | 0 | 0 | 0 | 0 | 0 | 0 | 1083.9728 | 1124.9761 | 1252.0757 | 1369.8039 | 0 | 0 | 0 | 0 | -2.2841 | -27.5332 | -2.4472 | -7.4367 | -2.021 | -14.0786 | -14.4658 | -18.8486 | 799.6202 | 882.1253 | 854.674 | 755.9321 | 0.37973 | 0.1927 | 0.19404 | 0.18663 | 303.6437 | 169.9866 | 165.8442 | 141.0768 | 0.088764 | 0.10155 | 0.097878 | 0.1031 | 0.048907 | 0.045669 | 0.044457 | 0.046373 | 70.9778 | 89.5798 | 83.6534 | 77.9388 | 39.1069 | 40.2857 | 37.9959 | 35.0548
1 | 11 | 17 | 2014.7104 | 2091.8438 | 2161.4908 | 2176.7024 | 80 | 63 | 0 | 0 | 0 | 0 | 0 | 0 | 0 | 0 | 0 | 0 | 692.9012 | 683.0003 | 745.4129 | 811.9552 | 0 | 0 | 0 | 0 | -3.2866 | -1.7496 | -3.0986 | 21.2035 | 1.0869 | 0.80621 | -0.48891 | 0.64623 | 1244.0089 | 1346.7869 | 1419.6654 | 1342.8974 | 0.39657 | 0.40209 | 0.39866 | 0.38696 | 493.3347 | 541.535 | 565.9674 | 519.6488 | 0.086708 | 0.099825 | 0.096839 | 0.1017 | 0.047062 | 0.043165 | 0.043381 | 0.043336 | 107.865 | 134.4428 | 137.4796 | 136.5721 | 58.5455 | 58.1335 | 61.5858 | 58.1954
1 | 11 | 18 | 2222.8842 | 2317.9735 | 2405.9444 | 2431.9644 | 80 | 63 | 0 | 0 | 0 | 0 | 0 | 0 | 0 | 0 | 0 | 0 | 596.4666 | 568.9757 | 605.8873 | 657.9223 | 0 | 0 | 0 | 0 | 7.4506 | 39.0353 | 30.4001 | 70.1959 | 3.877 | 7.0816 | 14.1594 | 37.0769 | 1535.09 | 1639.8808 | 1755.4977 | 1666.7693 | 0.40419 | 0.40413 | 0.39849 | 0.38211 | 620.4609 | 662.7181 | 699.5475 | 636.8968 | 0.086823 | 0.10004 | 0.097457 | 0.10172 | 0.047145 | 0.043483 | 0.044227 | 0.043698 | 133.2815 | 164.0616 | 171.0864 | 169.5375 | 72.3724 | 71.3063 | 77.6411 | 72.8348
1 | 11 | 19 | 2294.1098 | 2399.6719 | 2498.7373 | 2532.4583 | 80 | 63 | 0 | 0 | 0 | 0 | 0 | 0 | 0 | 0 | 0 | 0 | 687.1411 | 675.9866 | 711.0431 | 767.8437 | 0 | 0 | 0 | 0 | 11.4106 | 35.4049 | 39.8274 | 60.5347 | 3.7412 | 7.8972 | 12.4117 | 36.117 | 1511.817 | 1617.3832 | 1735.4551 | 1667.9628 | 0.40616 | 0.40567 | 0.40134 | 0.38379 | 614.0362 | 656.1319 | 696.5035 | 640.1552 | 0.08684 | 0.10005 | 0.097487 | 0.10171 | 0.047139 | 0.04349 | 0.044239 | 0.043719 | 131.2867 | 161.8251 | 169.1836 | 169.649 | 71.265 | 70.3398 | 76.7747 | 72.9217
1 | 11 | 20 | 2262.3367 | 2368.8761 | 2469.0027 | 2503.9233 | 80 | 63 | 0 | 0 | 0 | 0 | 0 | 0 | 0 | 0 | 0 | 0 | 688.5353 | 685.3855 | 714.533 | 774.2338 | 0 | 0 | 0 | 0 | 9.3486 | 5.667 | 19.0465 | 51.8247 | 4.3284 | 7.5726 | 5.3452 | 26.9614 | 1480.1244 | 1607.251 | 1730.0779 | 1650.9034 | 0.40529 | 0.40498 | 0.3998 | 0.38283 | 599.8842 | 650.9093 | 691.6924 | 632.0111 | 0.086743 | 0.10003 | 0.097484 | 0.1017 | 0.047064 | 0.043381 | 0.044219 | 0.043685 | 128.3901 | 160.7663 | 168.6544 | 167.8956 | 69.6603 | 69.7249 | 76.502 | 72.1192
1 | 11 | 21 | 2200.7665 | 2305.0179 | 2402.7136 | 2436.4528 | 80 | 63 | 0 | 0 | 0 | 0 | 0 | 0 | 0 | 0 | 0 | 0 | 686.6857 | 690.6502 | 715.4231 | 776.1279 | 0 | 0 | 0 | 0 | 6.2034 | 9.7393 | 15.6182 | 65.7839 | 6.4769 | 10.2025 | 11.5471 | 19.9746 | 1421.4005 | 1531.4259 | 1660.1251 | 1574.5664 | 0.40397 | 0.40336 | 0.39852 | 0.38167 | 574.1971 | 617.7147 | 661.5967 | 600.9637 | 0.08664 | 0.099979 | 0.097483 | 0.10169 | 0.047017 | 0.043326 | 0.044102 | 0.043677 | 123.1496 | 153.1109 | 161.8332 | 160.1197 | 66.8296 | 66.3505 | 73.2142 | 68.773
1 | 11 | 22 | 2074.5991 | 2175.0109 | 2269.3977 | 2302.9976 | 80 | 63 | 0 | 0 | 0 | 0 | 0 | 0 | 0 | 0 | 0 | 0 | 710.3999 | 721.8492 | 745.3045 | 806.2979 | 0 | 0 | 0 | 0 | 9.4759 | 33.8731 | 48.6462 | 14.6201 | 4.5165 | 8.223 | 4.3893 | 29.102 | 1270.2068 | 1348.0656 | 1471.0578 | 1452.9777 | 0.40092 | 0.40074 | 0.39596 | 0.37797 | 509.256 | 540.2266 | 582.475 | 549.1803 | 0.086466 | 0.099891 | 0.097421 | 0.10169 | 0.046911 | 0.04333 | 0.043988 | 0.043661 | 109.8291 | 134.659 | 143.3118 | 147.759 | 59.5866 | 58.4116 | 64.7083 | 63.4381
1 | 11 | 23 | 1923.2497 | 2017.2904 | 2105.7279 | 2137.4995 | 80 | 63 | 0 | 0 | 0 | 0 | 0 | 0 | 0 | 0 | 0 | 0 | 703.8627 | 713.6776 | 738.1878 | 797.6687 | 0 | 0 | 0 | 0 | 5.1138 | 37.5313 | 14.892 | 51.6028 | 3.072 | 13.5806 | 11.419 | 13.7841 | 1131.2013 | 1189.5008 | 1341.2291 | 1274.4439 | 0.39777 | 0.39563 | 0.3915 | 0.37266 | 449.9605 | 470.5989 | 525.0933 | 474.9399 | 0.086481 | 0.09976 | 0.097236 | 0.1017 | 0.046794 | 0.043296 | 0.043896 | 0.043621 | 97.827 | 118.6643 | 130.4159 | 129.6117 | 52.9333 | 51.5012 | 58.875 | 55.5924
1 | 11 | 24 | 1753.8048 | 1835.3479 | 1910.9913 | 1935.4349 | 80 | 63 | 0 | 0 | 0 | 0 | 0 | 0 | 0 | 0 | 0 | 0 | 696.8615 | 707.239 | 731.7898 | 789.8723 | 0 | 0 | 0 | 0 | -3.5948 | 30.8489 | 42.3154 | 24.104 | 2.6414 | 2.4786 | 5.0857 | 3.3766 | 977.8967 | 1031.7813 | 1131.8005 | 1118.082 | 0.39698 | 0.39267 | 0.38667 | 0.36903 | 388.2066 | 405.1537 | 437.6303 | 412.6109 | 0.086828 | 0.099535 | 0.096875 | 0.10152 | 0.046988 | 0.043124 | 0.043578 | 0.043375 | 84.9084 | 102.698 | 109.6432 | 113.5127 | 45.9489 | 44.4949 | 49.3212 | 48.497
1 | 12 | 1 | 1642.6262 | 1710.7065 | 1771.7271 | 1785.7483 | 80 | 63 | 0 | 0 | 0 | 0 | 0 | 0 | 0 | 0 | 0 | 0 | 689.0606 | 695.9559 | 721.2426 | 779.5403 | 0 | 0 | 0 | 0 | 3.7286 | -3.1152 | 10.4011 | 27.8367 | 3.522 | 12.2114 | 12.9969 | 11.8536 | 866.315 | 942.6543 | 1027.0864 | 966.5177 | 0.399 | 0.39187 | 0.38588 | 0.36679 | 345.6593 | 369.398 | 396.332 | 354.5049 | 0.087028 | 0.099508 | 0.096784 | 0.10146 | 0.047115 | 0.042845 | 0.043404 | 0.043093 | 75.3934 | 93.8013 | 99.4058 | 98.0612 | 40.8163 | 40.3884 | 44.5799 | 41.6504
1 | 12 | 2 | 1580.6559 | 1639.5212 | 1690.7435 | 1697.911 | 80 | 63 | 0 | 0 | 0 | 0 | 0 | 0 | 0 | 0 | 0 | 0 | 686.0546 | 688.7438 | 715.2961 | 774.2748 | 0 | 0 | 0 | 0 | 3.5185 | 10.0383 | -3.583 | -0.84308 | 4.4327 | 9.5334 | 16.66 | 2.8154 | 806.6501 | 868.2057 | 962.3704 | 921.6638 | 0.39922 | 0.39186 | 0.38422 | 0.36646 | 322.0334 | 340.2186 | 369.7613 | 337.7555 | 0.087077 | 0.099535 | 0.096576 | 0.10143 | 0.047161 | 0.042718 | 0.043071 | 0.042851 | 70.2403 | 86.4171 | 92.9415 | 93.4862 | 38.0427 | 37.0882 | 41.4499 | 39.4942
1 | 12 | 3 | 1544.4401 | 1595.8774 | 1639.0883 | 1640.3466 | 80 | 63 | 0 | 0 | 0 | 0 | 0 | 0 | 0 | 0 | 0 | 0 | 661.2194 | 667.8762 | 693.1149 | 747.6545 | 0 | 0 | 0 | 0 | -3.3419 | -10.8573 | 45.1661 | -31.2252 | 5.896 | 11.7173 | 5.6335 | 2.6378 | 800.6666 | 864.1412 | 895.1738 | 921.2795 | 0.39872 | 0.3916 | 0.38238 | 0.3658 | 319.2434 | 338.3935 | 342.3002 | 337.0034 | 0.087055 | 0.099528 | 0.096565 | 0.10141 | 0.047125 | 0.042721 | 0.04301 | 0.042804 | 69.7023 | 86.0063 | 86.4425 | 93.4277 | 37.7311 | 36.9173 | 38.5015 | 39.4348
1 | 12 | 4 | 1541.091 | 1587.1132 | 1624.2067 | 1620.328 | 80 | 63 | 0 | 0 | 0 | 0 | 0 | 0 | 0 | 0 | 0 | 0 | 625.5417 | 636.3648 | 658.7032 | 709.5567 | 0 | 0 | 0 | 0 | -3.1269 | -2.1097 | -14.5783 | -16.0449 | 1.9556 | 2.0198 | 9.7853 | 2.3031 | 836.7206 | 887.8384 | 970.2965 | 924.513 | 0.39774 | 0.39105 | 0.38218 | 0.36579 | 332.7993 | 347.1855 | 370.8317 | 338.1731 | 0.086973 | 0.099535 | 0.096571 | 0.10142 | 0.04708 | 0.042727 | 0.043006 | 0.042823 | 72.7718 | 88.3714 | 93.7023 | 93.7596 | 39.3932 | 37.9347 | 41.7285 | 39.5909
1 | 12 | 5 | 1588.3737 | 1631.0565 | 1663.9105 | 1655.3512 | 80 | 63 | 0 | 0 | 0 | 0 | 0 | 0 | 0 | 0 | 0 | 0 | 534.5828 | 539.8842 | 555.2234 | 606.5527 | 0 | 0 | 0 | 0 | -4.3324 | -2.3469 | 6.156 | -7.2767 | 4.9935 | 13.5225 | 1.6839 | 2.2761 | 973.1298 | 1016.9967 | 1100.8472 | 1053.7991 | 0.39572 | 0.38832 | 0.382 | 0.36494 | 385.0865 | 394.9155 | 420.5229 | 384.5769 | 0.086824 | 0.099564 | 0.096555 | 0.1014 | 0.046939 | 0.042787 | 0.043072 | 0.042852 | 84.491 | 101.2562 | 106.2923 | 106.854 | 45.6778 | 43.5142 | 47.4153 | 45.1571
1 | 12 | 6 | 1721.9895 | 1764.0865 | 1795.2138 | 1782.4105 | 80 | 63 | 0 | 0 | 0 | 0 | 0 | 0 | 0 | 0 | 0 | 0 | 494.5565 | 503.7898 | 511.7838 | 565.3286 | 0 | 0 | 0 | 0 | 8.1052 | 57.8424 | -1.8606 | -12.0466 | 4.0185 | 13.314 | 12.8936 | 2.1521 | 1135.3093 | 1126.1403 | 1272.3971 | 1226.9765 | 0.39561 | 0.38891 | 0.3827 | 0.36553 | 449.1441 | 437.9664 | 486.9456 | 448.5027 | 0.086608 | 0.099575 | 0.09655 | 0.10136 | 0.046829 | 0.042888 | 0.043246 | 0.043036 | 98.3273 | 112.1357 | 122.8504 | 124.3699 | 53.1657 | 48.2977 | 55.0265 | 52.8044
1 | 12 | 7 | 1936.7157 | 1984.8111 | 2021.5199 | 2009.6032 | 80 | 63 | 0 | 0 | 0 | 0 | 0 | 0 | 0 | 0 | 0 | 0 | 496.2523 | 513.6395 | 517.3188 | 571.0854 | 0 | 0 | 0 | 0 | 0.42446 | 67.628 | 52.0271 | 33.0091 | 6.1138 | 7.5585 | 9.8806 | 0.93596 | 1353.9252 | 1332.9851 | 1442.2935 | 1404.5727 | 0.39512 | 0.39346 | 0.38571 | 0.37033 | 534.9586 | 524.4728 | 556.3121 | 520.1551 | 0.086486 | 0.099658 | 0.096526 | 0.10134 | 0.04689 | 0.043201 | 0.043591 | 0.043372 | 117.0953 | 132.8431 | 139.2183 | 142.3378 | 63.4851 | 57.5866 | 62.8713 | 60.9189
1 | 12 | 8 | 2084.9633 | 2139.7315 | 2184.2036 | 2177.4823 | 80 | 63 | 0 | 0 | 0 | 0 | 0 | 0 | 0 | 0 | 0 | 0 | 905.0494 | 938.0323 | 948.9844 | 1007.7774 | 0 | 0 | 0 | 0 | -3.135 | -5.3757 | 10.4073 | -7.1489 | 1.1657 | 1.4499 | -1.2281 | -5.4043 | 1101.8832 | 1142.6249 | 1226.04 | 1182.2581 | 0.39371 | 0.38507 | 0.38401 | 0.3747 | 433.8177 | 439.9857 | 470.8055 | 442.9968 | 0.086739 | 0.099693 | 0.096575 | 0.10137 | 0.047098 | 0.043308 | 0.043527 | 0.043389 | 95.5766 | 113.9117 | 118.4049 | 119.8451 | 51.8962 | 49.4846 | 53.3663 | 51.2973
1 | 12 | 9 | 2101.3035 | 2159.3736 | 2208.9708 | 2208.0949 | 80 | 63 | 0 | 0 | 0 | 0 | 0 | 0 | 0 | 0 | 0 | 0 | 1209.7031 | 1312.1782 | 1377.004 | 1479.2433 | 0 | 0 | 0 | 0 | -3.6779 | -53.3422 | -20.8541 | -12.6683 | -1.0133 | -15.8654 | -13.6729 | -19.2227 | 816.2916 | 853.403 | 866.4938 | 760.7427 | 0.37693 | 0.19574 | 0.19483 | 0.1952 | 307.6873 | 167.0433 | 168.8151 | 148.4984 | 0.087477 | 0.10082 | 0.097162 | 0.10205 | 0.047507 | 0.044179 | 0.043354 | 0.044098 | 71.4067 | 86.0437 | 84.1902 | 77.6369 | 38.7794 | 37.7025 | 37.5661 | 33.5474
1 | 12 | 10 | 2082.5924 | 2138.9825 | 2186.6958 | 2184.4458 | 80 | 63 | 0 | 0 | 0 | 0 | 0 | 0 | 0 | 0 | 0 | 0 | 1495.2973 | 1657.0384 | 1768.7562 | 1911.425 | 0 | 0 | 0 | 0 | -7.0821 | -46.0374 | -58.2283 | -93.5406 | -1.1787 | -19.0812 | -17.5225 | -29.5032 | 515.5559 | 484.0627 | 493.6905 | 396.0647 | 0.37868 | 0.19544 | 0.19523 | 0.10268 | 195.2289 | 94.6044 | 96.3855 | 40.6691 | 0.088647 | 0.10157 | 0.098162 | 0.10366 | 0.048644 | 0.045804 | 0.046508 | 0.047991 | 45.7023 | 49.167 | 48.4618 | 41.0543 | 25.0788 | 22.1722 | 22.9603 | 19.0077
1 | 12 | 11 | 2080.8578 | 2137.1076 | 2183.62 | 2179.1032 | 80 | 63 | 0 | 0 | 0 | 0 | 0 | 0 | 0 | 0 | 0 | 0 | 1558.5617 | 1758.3217 | 1904.4757 | 2071.7613 | 0 | 0 | 0 | 0 | -6.9305 | -65.4313 | -76.6062 | -87.4562 | -12.032 | -24.7616 | -27.0059 | -34.5361 | 461.2585 | 405.9788 | 382.7564 | 229.3343 | 0.37978 | 0.19887 | 0.19965 | 0.10268 | 175.1751 | 80.7355 | 76.4173 | 23.5487 | 0.089482 | 0.10344 | 0.098058 | 0.10481 | 0.049741 | 0.047823 | 0.04674 | 0.053099 | 41.2745 | 41.9955 | 37.5324 | 24.036 | 22.9433 | 19.4151 | 17.8899 | 12.1774
1 | 12 | 12 | 2053.8496 | 2109.4788 | 2154.7575 | 2148.8447 | 80 | 63 | 0 | 0 | 0 | 0 | 0 | 0 | 0 | 0 | 0 | 0 | 1855.0365 | 2083.2827 | 2257.6212 | 2440.5091 | 0 | 0 | 0 | 0 | -13.0916 | -65.0673 | -80.873 | -90.1792 | -19.0026 | -26.0731 | -27.8582 | -39.9587 | 150.9074 | 54.3365 | 5.8676 | -161.5264 | 0.37904 | 0.19928 | 0.19965 | 0.10268 | 57.2005 | 10.8282 | 1.1715 | -16.586 | 0.089671 | 0.10344 | 0.098074 | 0.10459 | 0.05005 | 0.047771 | 0.046943 | 0.052134 | 13.532 | 5.6207 | 0.57546 | -16.8938 | 7.5529 | 2.5957 | 0.27545 | -8.421
1 | 12 | 13 | 2028.5872 | 2087.5994 | 2136.6871 | 2134.2585 | 80 | 63 | 0 | 0 | 0 | 0 | 0 | 0 | 0 | 0 | 0 | 0 | 1767.1236 | 2018.8296 | 2214.2555 | 2408.8339 | 0 | 0 | 0 | 0 | -12.0927 | -64.096 | -80.0039 | -88.4307 | -18.6193 | -26.7795 | -27.7316 | -36.2308 | 212.1756 | 96.6453 | 30.1671 | -149.9139 | 0.37914 | 0.19928 | 0.19965 | 0.10268 | 80.4451 | 19.2594 | 6.0229 | -15.3936 | 0.090031 | 0.10361 | 0.099358 | 0.1052 | 0.05221 | 0.047938 | 0.048595 | 0.054783 | 19.1023 | 10.013 | 2.9973 | -15.7704 | 11.0777 | 4.633 | 1.466 | -8.2127
1 | 12 | 14 | 2007.1034 | 2067.9314 | 2119.3937 | 2119.6021 | 80 | 63 | 0 | 0 | 0 | 0 | 0 | 0 | 0 | 0 | 0 | 0 | 1501.0136 | 1746.5575 | 1934.7952 | 2120.9418 | 0 | 0 | 0 | 0 | -13.9201 | -67.8083 | -72.6068 | -69.4527 | -17.7196 | -26.0391 | -27.5113 | -31.3153 | 457.7295 | 352.2213 | 284.7166 | 99.4283 | 0.37923 | 0.19925 | 0.19951 | 0.10268 | 173.587 | 70.1814 | 56.8048 | 10.2096 | 0.089789 | 0.10359 | 0.098211 | 0.10464 | 0.050209 | 0.047871 | 0.046907 | 0.053497 | 41.0991 | 36.4866 | 27.9622 | 10.4042 | 22.9821 | 16.8612 | 13.3553 | 5.3191
1 | 12 | 15 | 1973.0507 | 2035.5241 | 2089.0786 | 2091.7179 | 80 | 63 | 0 | 0 | 0 | 0 | 0 | 0 | 0 | 0 | 0 | 0 | 1613.1311 | 1850.2629 | 2021.1461 | 2189.3975 | 0 | 0 | 0 | 0 | -11.6408 | -49.0955 | -52.9911 | -54.2308 | -13.6745 | -18.1027 | -20.8724 | -31.2802 | 305.2348 | 189.4593 | 141.7961 | -12.1686 | 0.37903 | 0.19565 | 0.19571 | 0.097328 | 115.6936 | 37.0672 | 27.7512 | -1.1844 | 0.089515 | 0.10349 | 0.098323 | 0.10454 | 0.049758 | 0.047666 | 0.046678 | 0.051405 | 27.323 | 19.6074 | 13.9418 | -1.2721 | 15.1878 | 9.0307 | 6.6188 | -0.62553
1 | 12 | 16 | 1960.2673 | 2029.5264 | 2090.9294 | 2100.5687 | 80 | 63 | 0 | 0 | 0 | 0 | 0 | 0 | 0 | 0 | 0 | 0 | 1281.6661 | 1462.0477 | 1580.9937 | 1702.4204 | 0 | 0 | 0 | 0 | -2.2841 | -27.5332 | -2.4472 | -7.4367 | -2.021 | -14.0786 | -14.4658 | -18.8486 | 602.9064 | 546.0906 | 526.8486 | 424.4336 | 0.37973 | 0.1927 | 0.19404 | 0.18663 | 228.9446 | 105.2323 | 102.2317 | 79.2105 | 0.088764 | 0.10155 | 0.097878 | 0.1031 | 0.048907 | 0.045669 | 0.044457 | 0.046373 | 53.5166 | 55.4555 | 51.5667 | 43.7603 | 29.4862 | 24.9394 | 23.4219 | 19.6822
1 | 12 | 17 | 1999.878 | 2076.1425 | 2144.9449 | 2159.7723 | 80 | 63 | 0 | 0 | 0 | 0 | 0 | 0 | 0 | 0 | 0 | 0 | 618.0755 | 694.4403 | 730.9822 | 780.9223 | 0 | 0 | 0 | 0 | -3.2866 | -1.7496 | -3.0986 | 21.2035 | 1.0869 | 0.80621 | -0.48891 | 0.64623 | 1304.0023 | 1319.6455 | 1417.5502 | 1357.0003 | 0.39657 | 0.40209 | 0.39866 | 0.38696 | 517.1261 | 530.6216 | 565.1242 | 525.106 | 0.086708 | 0.099825 | 0.096839 | 0.1017 | 0.047062 | 0.043165 | 0.043381 | 0.043336 | 113.0668 | 131.7335 | 137.2748 | 138.0063 | 61.369 | 56.962 | 61.494 | 58.8065
1 | 12 | 18 | 2217.0772 | 2311.8263 | 2399.4665 | 2425.3361 | 80 | 63 | 0 | 0 | 0 | 0 | 0 | 0 | 0 | 0 | 0 | 0 | 257.4044 | 280.1681 | 279.0545 | 301.6525 | 0 | 0 | 0 | 0 | 7.4506 | 39.0353 | 30.4001 | 70.1959 | 3.877 | 7.0816 | 14.1594 | 37.0769 | 1868.3452 | 1922.5412 | 2075.8526 | 2016.4108 | 0.40419 | 0.40413 | 0.39849 | 0.38211 | 755.1578 | 776.9484 | 827.2056 | 770.5 | 0.086823 | 0.10004 | 0.097457 | 0.10172 | 0.047145 | 0.043483 | 0.044227 | 0.043698 | 162.2158 | 192.3403 | 202.3074 | 205.1017 | 88.0838 | 83.5971 | 91.8096 | 88.1135
1 | 12 | 19 | 2310.6913 | 2417.2248 | 2517.2343 | 2551.3848 | 80 | 63 | 0 | 0 | 0 | 0 | 0 | 0 | 0 | 0 | 0 | 0 | 282.1469 | 307.2612 | 305.3696 | 331.3605 | 0 | 0 | 0 | 0 | 11.4106 | 35.4049 | 39.8274 | 60.5347 | 3.7412 | 7.8972 | 12.4117 | 36.117 | 1933.3927 | 2003.6615 | 2159.6257 | 2123.3726 | 0.40616 | 0.40567 | 0.40134 | 0.38379 | 785.2624 | 812.8353 | 866.7392 | 814.939 | 0.08684 | 0.10005 | 0.097487 | 0.10171 | 0.047139 | 0.04349 | 0.044239 | 0.043719 | 167.8965 | 200.4736 | 210.5345 | 215.9689 | 91.1374 | 87.139 | 95.5396 | 92.8318
1 | 12 | 20 | 2276.8892 | 2384.2812 | 2485.2364 | 2520.534 | 80 | 63 | 0 | 0 | 0 | 0 | 0 | 0 | 0 | 0 | 0 | 0 | 312.264 | 342.3585 | 338.8988 | 368.2172 | 0 | 0 | 0 | 0 | 9.3486 | 5.667 | 19.0465 | 51.8247 | 4.3284 | 7.5726 | 5.3452 | 26.9614 | 1870.9482 | 1965.6831 | 2121.9458 | 2073.5307 | 0.40529 | 0.40498 | 0.3998 | 0.38283 | 758.2824 | 796.0682 | 848.3629 | 793.8044 | 0.086743 | 0.10003 | 0.097484 | 0.1017 | 0.047064 | 0.043381 | 0.044219 | 0.043685 | 162.2912 | 196.6187 | 206.8551 | 210.8765 | 88.054 | 85.2742 | 93.8299 | 90.5816
1 | 12 | 21 | 2221.4759 | 2326.9405 | 2425.8154 | 2460.0911 | 80 | 63 | 0 | 0 | 0 | 0 | 0 | 0 | 0 | 0 | 0 | 0 | 325.4715 | 352.9273 | 348.5313 | 382.9997 | 0 | 0 | 0 | 0 | 6.2034 | 9.7393 | 15.6182 | 65.7839 | 6.4769 | 10.2025 | 11.5471 | 19.9746 | 1803.3241 | 1891.0715 | 2050.1188 | 1991.3329 | 0.40397 | 0.40336 | 0.39852 | 0.38167 | 728.4812 | 762.7811 | 817.0178 | 760.0308 | 0.08664 | 0.099979 | 0.097483 | 0.10169 | 0.047017 | 0.043326 | 0.044102 | 0.043677 | 156.2393 | 189.068 | 199.8508 | 202.5013 | 84.7864 | 81.9325 | 90.4135 | 86.9763
1 | 12 | 22 | 2116.2277 | 2219.0783 | 2315.8355 | 2350.5137 | 80 | 63 | 0 | 0 | 0 | 0 | 0 | 0 | 0 | 0 | 0 | 0 | 312.8842 | 333.262 | 330.788 | 365.4619 | 0 | 0 | 0 | 0 | 9.4759 | 33.8731 | 48.6462 | 14.6201 | 4.5165 | 8.223 | 4.3893 | 29.102 | 1709.3511 | 1780.7203 | 1932.0121 | 1941.3297 | 0.40092 | 0.40074 | 0.39596 | 0.37797 | 685.3193 | 713.6095 | 764.9929 | 733.7622 | 0.086466 | 0.099891 | 0.097421 | 0.10169 | 0.046911 | 0.04333 | 0.043988 | 0.043661 | 147.8 | 177.8771 | 188.2183 | 197.4215 | 80.1872 | 77.1584 | 84.9845 | 84.7599
1 | 12 | 23 | 1989.2958 | 2087.2058 | 2179.404 | 2212.8863 | 80 | 63 | 0 | 0 | 0 | 0 | 0 | 0 | 0 | 0 | 0 | 0 | 307.2923 | 317.5189 | 319.436 | 353.9251 | 0 | 0 | 0 | 0 | 5.1138 | 37.5313 | 14.892 | 51.6028 | 3.072 | 13.5806 | 11.419 | 13.7841 | 1593.8178 | 1655.5749 | 1833.657 | 1793.5743 | 0.39777 | 0.39563 | 0.3915 | 0.37266 | 633.9765 | 654.9906 | 717.8796 | 668.4013 | 0.086481 | 0.09976 | 0.097236 | 0.1017 | 0.046794 | 0.043296 | 0.043896 | 0.043621 | 137.8343 | 165.1598 | 178.2977 | 182.4076 | 74.5809 | 71.6805 | 80.4907 | 78.2373
1 | 12 | 24 | 1851.9643 | 1939.2582 | 2020.4909 | 2047.4769 | 80 | 63 | 0 | 0 | 0 | 0 | 0 | 0 | 0 | 0 | 0 | 0 | 323.3015 | 322.7755 | 331.7711 | 365.8459 | 0 | 0 | 0 | 0 | -3.5948 | 30.8489 | 42.3154 | 24.104 | 2.6414 | 2.4786 | 5.0857 | 3.3766 | 1449.6163 | 1520.1552 | 1641.3186 | 1654.1505 | 0.39698 | 0.39267 | 0.38667 | 0.36903 | 575.4703 | 596.9254 | 634.6443 | 610.4387 | 0.086828 | 0.099535 | 0.096875 | 0.10152 | 0.046988 | 0.043124 | 0.043578 | 0.043375 | 125.8666 | 151.3081 | 159.0028 | 167.9368 | 68.1139 | 65.5557 | 71.5248 | 71.7491
1 | 13 | 1 | 1720.9159 | 1793.5829 | 1859.0613 | 1875.1105 | 80 | 63 | 0 | 0 | 0 | 0 | 0 | 0 | 0 | 0 | 0 | 0 | 331.7171 | 317.0181 | 331.2101 | 368.7504 | 0 | 0 | 0 | 0 | 3.7286 | -3.1152 | 10.4011 | 27.8367 | 3.522 | 12.2114 | 12.9969 | 11.8536 | 1301.9483 | 1404.4686 | 1504.4532 | 1466.6698 | 0.399 | 0.39187 | 0.38588 | 0.36679 | 519.4767 | 550.3691 | 580.5383 | 537.9536 | 0.087028 | 0.099508 | 0.096784 | 0.10146 | 0.047115 | 0.042845 | 0.043404 | 0.043093 | 113.3056 | 139.7554 | 145.6073 | 148.8057 | 61.3412 | 60.175 | 65.2997 | 63.2035
1 | 13 | 2 | 1647.3316 | 1710.1032 | 1765.122 | 1774.0165 | 80 | 63 | 0 | 0 | 0 | 0 | 0 | 0 | 0 | 0 | 0 | 0 | 341.737 | 314.201 | 333.1575 | 374.086 | 0 | 0 | 0 | 0 | 3.5185 | 10.0383 | -3.583 | -0.84308 | 4.4327 | 9.5334 | 16.66 | 2.8154 | 1217.6435 | 1313.3305 | 1418.8875 | 1397.9581 | 0.39922 | 0.39186 | 0.38422 | 0.36646 | 486.1115 | 514.647 | 545.1641 | 512.2997 | 0.087077 | 0.099535 | 0.096576 | 0.10143 | 0.047161 | 0.042718 | 0.043071 | 0.042851 | 106.0282 | 130.7227 | 137.0299 | 141.7977 | 57.4256 | 56.1031 | 61.1125 | 59.9039
1 | 13 | 3 | 1612.9349 | 1668.385 | 1715.496 | 1718.5285 | 80 | 63 | 0 | 0 | 0 | 0 | 0 | 0 | 0 | 0 | 0 | 0 | 370.0569 | 332.2788 | 357.4914 | 400.584 | 0 | 0 | 0 | 0 | -3.3419 | -10.8573 | 45.1661 | -31.2252 | 5.896 | 11.7173 | 5.6335 | 2.6378 | 1160.3239 | 1272.2462 | 1307.2051 | 1346.5319 | 0.39872 | 0.3916 | 0.38238 | 0.3658 | 462.6467 | 498.2054 | 499.8544 | 492.5605 | 0.087055 | 0.099528 | 0.096565 | 0.10141 | 0.047125 | 0.042721 | 0.04301 | 0.042804 | 101.0124 | 126.6242 | 126.2303 | 136.5529 | 54.6798 | 54.3521 | 56.223 | 57.6374
1 | 13 | 4 | 1603.2891 | 1652.9552 | 1693.5903 | 1691.3225 | 80 | 63 | 0 | 0 | 0 | 0 | 0 | 0 | 0 | 0 | 0 | 0 | 388.6443 | 345.8199 | 372.9503 | 419.4781 | 0 | 0 | 0 | 0 | -3.1269 | -2.1097 | -14.5783 | -16.0449 | 1.9556 | 2.0198 | 9.7853 | 2.3031 | 1135.816 | 1244.2253 | 1325.4329 | 1285.5862 | 0.39774 | 0.39105 | 0.38218 | 0.36579 | 451.7623 | 486.5491 | 506.5591 | 470.2483 | 0.086973 | 0.099535 | 0.096571 | 0.10142 | 0.04708 | 0.042727 | 0.043006 | 0.042823 | 98.7849 | 123.8445 | 127.9981 | 130.3779 | 53.4747 | 53.162 | 57.0014 | 55.0533
1 | 13 | 5 | 1602.9262 | 1646.4616 | 1680.1442 | 1671.9619 | 80 | 63 | 0 | 0 | 0 | 0 | 0 | 0 | 0 | 0 | 0 | 0 | 409.2025 | 365.9869 | 392.7291 | 443.1443 | 0 | 0 | 0 | 0 | -4.3324 | -2.3469 | 6.156 | -7.2767 | 4.9935 | 13.5225 | 1.6839 | 2.2761 | 1113.0626 | 1206.2992 | 1279.5752 | 1233.8181 | 0.39572 | 0.38832 | 0.382 | 0.36494 | 440.4607 | 468.4246 | 488.7968 | 450.2736 | 0.086824 | 0.099564 | 0.096555 | 0.1014 | 0.046939 | 0.042787 | 0.043072 | 0.042852 | 96.6406 | 120.1039 | 123.5494 | 125.1077 | 52.2461 | 51.6139 | 55.1134 | 52.8712
1 | 13 | 6 | 1661.6106 | 1700.1701 | 1727.8595 | 1713.4923 | 80 | 63 | 0 | 0 | 0 | 0 | 0 | 0 | 0 | 0 | 0 | 0 | 454.0429 | 411.9562 | 441.7797 | 493.6264 | 0 | 0 | 0 | 0 | 8.1052 | 57.8424 | -1.8606 | -12.0466 | 4.0185 | 13.314 | 12.8936 | 2.1521 | 1115.444 | 1154.0576 | 1275.0468 | 1229.7604 | 0.39561 | 0.38891 | 0.3827 | 0.36553 | 441.2852 | 448.8237 | 487.9597 | 449.5203 | 0.086608 | 0.099575 | 0.09655 | 0.10136 | 0.046829 | 0.042888 | 0.043246 | 0.043036 | 96.6068 | 114.9156 | 123.1063 | 124.6521 | 52.2354 | 49.495 | 55.1411 | 52.9242
1 | 13 | 7 | 1741.7959 | 1778.4718 | 1804.0818 | 1787.1163 | 80 | 63 | 0 | 0 | 0 | 0 | 0 | 0 | 0 | 0 | 0 | 0 | 486.1806 | 444.1601 | 476.2822 | 529.0733 | 0 | 0 | 0 | 0 | 0.42446 | 67.628 | 52.0271 | 33.0091 | 6.1138 | 7.5585 | 9.8806 | 0.93596 | 1169.077 | 1196.1251 | 1265.8919 | 1224.0979 | 0.39512 | 0.39346 | 0.38571 | 0.37033 | 461.9219 | 470.6243 | 488.2716 | 453.3199 | 0.086486 | 0.099658 | 0.096526 | 0.10134 | 0.04689 | 0.043201 | 0.043591 | 0.043372 | 101.1085 | 119.2038 | 122.191 | 124.0487 | 54.8176 | 51.6741 | 55.1818 | 53.0914
1 | 13 | 8 | 1785.5172 | 1822.7421 | 1850.1637 | 1835.686 | 80 | 63 | 0 | 0 | 0 | 0 | 0 | 0 | 0 | 0 | 0 | 0 | 680.7571 | 667.2199 | 717.377 | 783.7628 | 0 | 0 | 0 | 0 | -3.135 | -5.3757 | 10.4073 | -7.1489 | 1.1657 | 1.4499 | -1.2281 | -5.4043 | 1026.7294 | 1096.448 | 1123.6075 | 1064.4765 | 0.39371 | 0.38507 | 0.38401 | 0.3747 | 404.2292 | 422.2045 | 431.4709 | 398.8635 | 0.086739 | 0.099693 | 0.096575 | 0.10137 | 0.047098 | 0.043308 | 0.043527 | 0.043389 | 89.0579 | 109.3082 | 108.5124 | 107.9056 | 48.3566 | 47.4848 | 48.9077 | 46.1868
1 | 13 | 9 | 1883.5054 | 1928.8156 | 1966.0114 | 1959.4941 | 80 | 63 | 0 | 0 | 0 | 0 | 0 | 0 | 0 | 0 | 0 | 0 | 804.2827 | 886.8901 | 999.9392 | 1121.5359 | 0 | 0 | 0 | 0 | -3.6779 | -53.3422 | -20.8541 | -12.6683 | -1.0133 | -15.8654 | -13.6729 | -19.2227 | 1003.914 | 1048.1332 | 1000.5993 | 869.8493 | 0.37693 | 0.19574 | 0.19483 | 0.1952 | 378.4083 | 205.1594 | 194.9422 | 169.7962 | 0.087477 | 0.10082 | 0.097162 | 0.10205 | 0.047507 | 0.044179 | 0.043354 | 0.044098 | 87.8193 | 105.6773 | 97.2202 | 88.7716 | 47.6927 | 46.3055 | 43.3801 | 38.3588
1 | 13 | 10 | 1945.323 | 1993.671 | 2033.5682 | 2027.7626 | 80 | 63 | 0 | 0 | 0 | 0 | 0 | 0 | 0 | 0 | 0 | 0 | 917.3382 | 1078.8485 | 1253.3941 | 1430.3333 | 0 | 0 | 0 | 0 | -7.0821 | -46.0374 | -58.2283 | -93.5406 | -1.1787 | -19.0812 | -17.5225 | -29.5032 | 956.2456 | 916.9411 | 855.9249 | 720.4731 | 0.37868 | 0.19544 | 0.19523 | 0.10268 | 362.1078 | 179.2054 | 167.1062 | 73.9803 | 0.088647 | 0.10157 | 0.098162 | 0.10366 | 0.048644 | 0.045804 | 0.046508 | 0.047991 | 84.768 | 93.135 | 84.0195 | 74.6811 | 46.5159 | 42 | 39.807 | 34.5765
1 | 13 | 11 | 1960.5196 | 2009.7193 | 2049.3797 | 2041.7459 | 80 | 63 | 0 | 0 | 0 | 0 | 0 | 0 | 0 | 0 | 0 | 0 | 1052.0388 | 1259.8329 | 1473.5924 | 1684.6403 | 0 | 0 | 0 | 0 | -6.9305 | -65.4313 | -76.6062 | -87.4562 | -12.032 | -24.7616 | -27.0059 | -34.5361 | 847.4433 | 777.0793 | 679.3993 | 479.0979 | 0.37978 | 0.19887 | 0.19965 | 0.10268 | 321.8389 | 154.5348 | 135.6421 | 49.1952 | 0.089482 | 0.10344 | 0.098058 | 0.10481 | 0.049741 | 0.047823 | 0.04674 | 0.053099 | 75.8313 | 80.3831 | 66.6207 | 50.2132 | 42.1523 | 37.1623 | 31.7548 | 25.4396
1 | 13 | 12 | 1923.2967 | 1971.2773 | 2009.1224 | 1999.828 | 80 | 63 | 0 | 0 | 0 | 0 | 0 | 0 | 0 | 0 | 0 | 0 | 1473.5084 | 1713.8037 | 1951.1344 | 2183.5749 | 0 | 0 | 0 | 0 | -13.0916 | -65.0673 | -80.873 | -90.1792 | -19.0026 | -26.0731 | -27.8582 | -39.9587 | 401.8825 | 285.614 | 166.7192 | -53.609 | 0.37904 | 0.19928 | 0.19965 | 0.10268 | 152.331 | 56.917 | 33.2855 | -5.5047 | 0.089671 | 0.10344 | 0.098074 | 0.10459 | 0.05005 | 0.047771 | 0.046943 | 0.052134 | 36.0371 | 29.5447 | 16.3508 | -5.6069 | 20.1142 | 13.6442 | 7.8264 | -2.7949
1 | 13 | 13 | 1881.5228 | 1931.9191 | 1972.6329 | 1966.395 | 80 | 63 | 0 | 0 | 0 | 0 | 0 | 0 | 0 | 0 | 0 | 0 | 1650.2874 | 1899.2193 | 2143.6444 | 2382.9877 | 0 | 0 | 0 | 0 | -12.0927 | -64.096 | -80.0039 | -88.4307 | -18.6193 | -26.7795 | -27.7316 | -36.2308 | 181.9474 | 60.5753 | -63.276 | -291.9312 | 0.37914 | 0.19928 | 0.19965 | 0.10268 | 68.9842 | 12.0714 | -12.6331 | -29.9764 | 0.090031 | 0.10361 | 0.099358 | 0.1052 | 0.05221 | 0.047938 | 0.048595 | 0.054783 | 16.3808 | 6.276 | -6.2869 | -30.7101 | 9.4995 | 2.9038 | -3.0749 | -15.9928
1 | 13 | 14 | 1821.6288 | 1871.5905 | 1912.4919 | 1907.8961 | 80 | 63 | 0 | 0 | 0 | 0 | 0 | 0 | 0 | 0 | 0 | 0 | 1742.3735 | 1975.7066 | 2208.5809 | 2440.2971 | 0 | 0 | 0 | 0 | -13.9201 | -67.8083 | -72.6068 | -69.4527 | -17.7196 | -26.0391 | -27.5113 | -31.3153 | 30.8949 | -73.2687 | -195.9709 | -431.633 | 0.37923 | 0.19925 | 0.19951 | 0.10268 | 11.7164 | -14.5991 | -39.0988 | -44.3214 | 0.089789 | 0.10359 | 0.098211 | 0.10464 | 0.050209 | 0.047871 | 0.046907 | 0.053497 | 2.774 | -7.5899 | -19.2464 | -45.1662 | 1.5512 | -3.5074 | -9.1925 | -23.091
1 | 13 | 15 | 1781.1393 | 1832.3694 | 1874.9965 | 1872.6648 | 80 | 63 | 0 | 0 | 0 | 0 | 0 | 0 | 0 | 0 | 0 | 0 | 1711.153 | 1915.6526 | 2117.5353 | 2323.8496 | 0 | 0 | 0 | 0 | -11.6408 | -49.0955 | -52.9911 | -54.2308 | -13.6745 | -18.1027 | -20.8724 | -31.2802 | 15.3016 | -79.085 | -168.6753 | -365.6738 | 0.37903 | 0.19565 | 0.19571 | 0.097328 | 5.7998 | -15.4727 | -33.0118 | -35.5904 | 0.089515 | 0.10349 | 0.098323 | 0.10454 | 0.049758 | 0.047666 | 0.046678 | 0.051405 | 1.3697 | -8.1846 | -16.5846 | -38.2286 | 0.76138 | -3.7697 | -7.8734 | -18.7975
1 | 13 | 16 | 1773.6732 | 1832.0006 | 1882.7788 | 1887.5849 | 80 | 63 | 0 | 0 | 0 | 0 | 0 | 0 | 0 | 0 | 0 | 0 | 1290.8622 | 1432.0989 | 1567.1627 | 1719.7438 | 0 | 0 | 0 | 0 | -2.2841 | -27.5332 | -2.4472 | -7.4367 | -2.021 | -14.0786 | -14.4658 | -18.8486 | 407.1162 | 378.5135 | 332.5291 | 194.1264 | 0.37973 | 0.1927 | 0.19404 | 0.18663 | 154.5962 | 72.94 | 64.5252 | 36.2291 | 0.088764 | 0.10155 | 0.097878 | 0.1031 | 0.048907 | 0.045669 | 0.044457 | 0.046373 | 36.1374 | 38.4381 | 32.5472 | 20.015 | 19.9108 | 17.2863 | 14.7831 | 9.0022
1 | 13 | 17 | 1840.7798 | 1907.7234 | 1967.4667 | 1978.1731 | 80 | 63 | 0 | 0 | 0 | 0 | 0 | 0 | 0 | 0 | 0 | 0 | 569.0831 | 604.9871 | 641.5869 | 715.4331 | 0 | 0 | 0 | 0 | -3.2866 | -1.7496 | -3.0986 | 21.2035 | 1.0869 | 0.80621 | -0.48891 | 0.64623 | 1193.8964 | 1240.6797 | 1329.4673 | 1240.8903 | 0.39657 | 0.40209 | 0.39866 | 0.38696 | 473.4616 | 498.8699 | 530.0088 | 480.176 | 0.086708 | 0.099825 | 0.096839 | 0.1017 | 0.047062 | 0.043165 | 0.043381 | 0.043336 | 103.5198 | 123.8507 | 128.7449 | 126.198 | 56.1872 | 53.5535 | 57.673 | 53.7748
1 | 13 | 18 | 2106.9538 | 2195.2513 | 2276.621 | 2299.6382 | 80 | 63 | 0 | 0 | 0 | 0 | 0 | 0 | 0 | 0 | 0 | 0 | 175.5371 | 167.0079 | 161.4316 | 200.3525 | 0 | 0 | 0 | 0 | 7.4506 | 39.0353 | 30.4001 | 70.1959 | 3.877 | 7.0816 | 14.1594 | 37.0769 | 1840.089 | 1919.1264 | 2070.63 | 1992.0129 | 0.40419 | 0.40413 | 0.39849 | 0.38211 | 743.7371 | 775.5684 | 825.1244 | 761.1772 | 0.086823 | 0.10004 | 0.097457 | 0.10172 | 0.047145 | 0.043483 | 0.044227 | 0.043698 | 159.7625 | 191.9987 | 201.7984 | 202.62 | 86.7517 | 83.4486 | 91.5786 | 87.0473
1 | 13 | 19 | 2194.481 | 2294.2063 | 2387.5988 | 2418.7392 | 80 | 63 | 0 | 0 | 0 | 0 | 0 | 0 | 0 | 0 | 0 | 0 | 189.0301 | 185.6429 | 180.5064 | 217.2546 | 0 | 0 | 0 | 0 | 11.4106 | 35.4049 | 39.8274 | 60.5347 | 3.7412 | 7.8972 | 12.4117 | 36.117 | 1910.2992 | 2002.2613 | 2154.8533 | 2104.8329 | 0.40616 | 0.40567 | 0.40134 | 0.38379 | 775.8828 | 812.2673 | 864.8238 | 807.8236 | 0.08684 | 0.10005 | 0.097487 | 0.10171 | 0.047139 | 0.04349 | 0.044239 | 0.043719 | 165.8911 | 200.3335 | 210.0693 | 214.0832 | 90.0488 | 87.0781 | 95.3284 | 92.0212
1 | 13 | 20 | 2175.5113 | 2276.964 | 2372.1467 | 2404.8184 | 80 | 63 | 0 | 0 | 0 | 0 | 0 | 0 | 0 | 0 | 0 | 0 | 219.7723 | 222.5926 | 217.3448 | 254.6297 | 0 | 0 | 0 | 0 | 9.3486 | 5.667 | 19.0465 | 51.8247 | 4.3284 | 7.5726 | 5.3452 | 26.9614 | 1862.062 | 1978.1318 | 2130.4101 | 2071.4025 | 0.40529 | 0.40498 | 0.3998 | 0.38283 | 754.6808 | 801.1097 | 851.7469 | 792.9897 | 0.086743 | 0.10003 | 0.097484 | 0.1017 | 0.047064 | 0.043381 | 0.044219 | 0.043685 | 161.5204 | 197.8639 | 207.6803 | 210.6601 | 87.6358 | 85.8143 | 94.2042 | 90.4886
1 | 13 | 21 | 2128.4237 | 2228.4368 | 2322.0133 | 2353.8787 | 80 | 63 | 0 | 0 | 0 | 0 | 0 | 0 | 0 | 0 | 0 | 0 | 236.0111 | 243.3606 | 238.2961 | 274.6978 | 0 | 0 | 0 | 0 | 6.2034 | 9.7393 | 15.6182 | 65.7839 | 6.4769 | 10.2025 | 11.5471 | 19.9746 | 1799.7323 | 1902.1344 | 2056.5519 | 1993.4224 | 0.40397 | 0.40336 | 0.39852 | 0.38167 | 727.0302 | 767.2434 | 819.5816 | 760.8283 | 0.08664 | 0.099979 | 0.097483 | 0.10169 | 0.047017 | 0.043326 | 0.044102 | 0.043677 | 155.9281 | 190.1741 | 200.4779 | 202.7138 | 84.6175 | 82.4118 | 90.6972 | 87.0676
1 | 13 | 22 | 2057.6678 | 2157.0877 | 2250.5104 | 2283.6717 | 80 | 63 | 0 | 0 | 0 | 0 | 0 | 0 | 0 | 0 | 0 | 0 | 208.2877 | 210.6613 | 205.8279 | 241.1158 | 0 | 0 | 0 | 0 | 9.4759 | 33.8731 | 48.6462 | 14.6201 | 4.5165 | 8.223 | 4.3893 | 29.102 | 1755.3877 | 1841.3303 | 1991.647 | 1998.8339 | 0.40092 | 0.40074 | 0.39596 | 0.37797 | 703.7765 | 737.8985 | 788.6057 | 755.4969 | 0.086466 | 0.099891 | 0.097421 | 0.10169 | 0.046911 | 0.04333 | 0.043988 | 0.043661 | 151.7806 | 183.9314 | 194.028 | 203.2693 | 82.3468 | 79.7847 | 87.6077 | 87.2706
1 | 13 | 23 | 1954.1039 | 2049.9521 | 2140.1465 | 2172.7173 | 80 | 63 | 0 | 0 | 0 | 0 | 0 | 0 | 0 | 0 | 0 | 0 | 168.5013 | 163.5242 | 159.0096 | 192.7618 | 0 | 0 | 0 | 0 | 5.1138 | 37.5313 | 14.892 | 51.6028 | 3.072 | 13.5806 | 11.419 | 13.7841 | 1697.4169 | 1772.3159 | 1954.8258 | 1914.5686 | 0.39777 | 0.39563 | 0.3915 | 0.37266 | 675.1853 | 701.1765 | 765.3174 | 713.4915 | 0.086481 | 0.09976 | 0.097236 | 0.1017 | 0.046794 | 0.043296 | 0.043896 | 0.043621 | 146.7936 | 176.8059 | 190.0797 | 194.7128 | 79.4287 | 76.735 | 85.8096 | 83.5152
1 | 13 | 24 | 1817.1922 | 1902.4489 | 1981.7017 | 2007.7871 | 80 | 63 | 0 | 0 | 0 | 0 | 0 | 0 | 0 | 0 | 0 | 0 | 167.6601 | 164.9837 | 160.8856 | 192.6307 | 0 | 0 | 0 | 0 | -3.5948 | 30.8489 | 42.3154 | 24.104 | 2.6414 | 2.4786 | 5.0857 | 3.3766 | 1570.4855 | 1641.1377 | 1773.4149 | 1787.6757 | 0.39698 | 0.39267 | 0.38667 | 0.36903 | 623.4532 | 644.4321 | 685.7216 | 659.7142 | 0.086828 | 0.099535 | 0.096875 | 0.10152 | 0.046988 | 0.043124 | 0.043578 | 0.043375 | 136.3614 | 163.3501 | 171.7996 | 181.4929 | 73.7932 | 70.773 | 77.2812 | 77.5408
1 | 14 | 1 | 1714.899 | 1787.2135 | 1852.3493 | 1868.2426 | 80 | 63 | 0 | 0 | 0 | 0 | 0 | 0 | 0 | 0 | 0 | 0 | 136.8228 | 129.1502 | 125.502 | 155.08 | 0 | 0 | 0 | 0 | 3.7286 | -3.1152 | 10.4011 | 27.8367 | 3.522 | 12.2114 | 12.9969 | 11.8536 | 1490.8257 | 1585.967 | 1703.4493 | 1673.4724 | 0.399 | 0.39187 | 0.38588 | 0.36679 | 594.8387 | 621.4929 | 657.3268 | 613.8058 | 0.087028 | 0.099508 | 0.096784 | 0.10146 | 0.047115 | 0.042845 | 0.043404 | 0.043093 | 129.7432 | 157.8158 | 164.867 | 169.7875 | 70.2401 | 67.9514 | 73.937 | 72.1153
1 | 14 | 2 | 1633.4788 | 1695.4387 | 1749.6687 | 1758.2045 | 80 | 63 | 0 | 0 | 0 | 0 | 0 | 0 | 0 | 0 | 0 | 0 | 141.9212 | 136.8514 | 133.4435 | 161.8634 | 0 | 0 | 0 | 0 | 3.5185 | 10.0383 | -3.583 | -0.84308 | 4.4327 | 9.5334 | 16.66 | 2.8154 | 1403.6065 | 1476.0156 | 1603.1483 | 1594.3687 | 0.39922 | 0.39186 | 0.38422 | 0.36646 | 560.3522 | 578.3975 | 615.9606 | 584.2769 | 0.087077 | 0.099535 | 0.096576 | 0.10143 | 0.047161 | 0.042718 | 0.043071 | 0.042851 | 122.2212 | 146.9156 | 154.825 | 161.72 | 66.1959 | 63.0527 | 69.0487 | 68.3203
1 | 14 | 3 | 1597.4728 | 1652.0171 | 1698.2477 | 1700.8796 | 80 | 63 | 0 | 0 | 0 | 0 | 0 | 0 | 0 | 0 | 0 | 0 | 132.7611 | 129.757 | 127.1768 | 151.6086 | 0 | 0 | 0 | 0 | -3.3419 | -10.8573 | 45.1661 | -31.2252 | 5.896 | 11.7173 | 5.6335 | 2.6378 | 1382.1576 | 1458.4001 | 1520.2713 | 1577.8585 | 0.39872 | 0.3916 | 0.38238 | 0.3658 | 551.0967 | 571.1023 | 581.3275 | 577.1796 | 0.087055 | 0.099528 | 0.096565 | 0.10141 | 0.047125 | 0.042721 | 0.04301 | 0.042804 | 120.3243 | 145.1517 | 146.8051 | 160.0119 | 65.1336 | 62.3049 | 65.387 | 67.5392
1 | 14 | 4 | 1571.8752 | 1619.7009 | 1658.5473 | 1655.4659 | 80 | 63 | 0 | 0 | 0 | 0 | 0 | 0 | 0 | 0 | 0 | 0 | 107.2527 | 98.5191 | 95.9707 | 120.2493 | 0 | 0 | 0 | 0 | -3.1269 | -2.1097 | -14.5783 | -16.0449 | 1.9556 | 2.0198 | 9.7853 | 2.3031 | 1385.7937 | 1458.2718 | 1567.3695 | 1548.9583 | 0.39774 | 0.39105 | 0.38218 | 0.36579 | 551.1891 | 570.2511 | 599.0233 | 566.5859 | 0.086973 | 0.099535 | 0.096571 | 0.10142 | 0.04708 | 0.042727 | 0.043006 | 0.042823 | 120.5262 | 145.1497 | 151.3622 | 157.0878 | 65.2438 | 62.3076 | 67.4061 | 66.3318
1 | 14 | 5 | 1575.9201 | 1617.8733 | 1650.0182 | 1641.1364 | 80 | 63 | 0 | 0 | 0 | 0 | 0 | 0 | 0 | 0 | 0 | 0 | 91.1288 | 78.3933 | 75.7839 | 100.3563 | 0 | 0 | 0 | 0 | -4.3324 | -2.3469 | 6.156 | -7.2767 | 4.9935 | 13.5225 | 1.6839 | 2.2761 | 1404.1302 | 1465.3044 | 1566.3944 | 1545.7806 | 0.39572 | 0.38832 | 0.382 | 0.36494 | 555.6418 | 569.0003 | 598.3616 | 564.1222 | 0.086824 | 0.099564 | 0.096555 | 0.1014 | 0.046939 | 0.042787 | 0.043072 | 0.042852 | 121.9122 | 145.8915 | 151.2432 | 156.7403 | 65.9085 | 62.6959 | 67.4672 | 66.2393
1 | 14 | 6 | 1620.8915 | 1657.0655 | 1682.4363 | 1667.0144 | 80 | 63 | 0 | 0 | 0 | 0 | 0 | 0 | 0 | 0 | 0 | 0 | 82.3919 | 71.2923 | 69.4152 | 90.4596 | 0 | 0 | 0 | 0 | 8.1052 | 57.8424 | -1.8606 | -12.0466 | 4.0185 | 13.314 | 12.8936 | 2.1521 | 1446.3759 | 1451.6168 | 1601.9882 | 1586.4493 | 0.39561 | 0.38891 | 0.3827 | 0.36553 | 572.2064 | 564.5473 | 613.08 | 579.9026 | 0.086608 | 0.099575 | 0.09655 | 0.10136 | 0.046829 | 0.042888 | 0.043246 | 0.043036 | 125.2683 | 144.5451 | 154.6726 | 160.8071 | 67.7327 | 62.2566 | 69.2801 | 68.2748
1 | 14 | 7 | 1694.99 | 1728.9237 | 1751.8686 | 1733.6906 | 80 | 63 | 0 | 0 | 0 | 0 | 0 | 0 | 0 | 0 | 0 | 0 | 86.3072 | 76.7549 | 75.4409 | 93.7745 | 0 | 0 | 0 | 0 | 0.42446 | 67.628 | 52.0271 | 33.0091 | 6.1138 | 7.5585 | 9.8806 | 0.93596 | 1522.1445 | 1513.9822 | 1614.52 | 1605.9711 | 0.39512 | 0.39346 | 0.38571 | 0.37033 | 601.4248 | 595.6875 | 622.7422 | 594.7389 | 0.086486 | 0.099658 | 0.096526 | 0.10134 | 0.04689 | 0.043201 | 0.043591 | 0.043372 | 131.6438 | 150.881 | 155.8426 | 162.7473 | 71.3729 | 65.4059 | 70.3789 | 69.654
1 | 14 | 8 | 1739.2709 | 1773.7865 | 1798.5748 | 1782.8993 | 80 | 63 | 0 | 0 | 0 | 0 | 0 | 0 | 0 | 0 | 0 | 0 | 686.1152 | 702.8778 | 725.0581 | 761.4119 | 0 | 0 | 0 | 0 | -3.135 | -5.3757 | 10.4073 | -7.1489 | 1.1657 | 1.4499 | -1.2281 | -5.4043 | 975.1251 | 1011.8345 | 1064.3375 | 1034.0406 | 0.39371 | 0.38507 | 0.38401 | 0.3747 | 383.9123 | 389.6228 | 408.7109 | 387.4591 | 0.086739 | 0.099693 | 0.096575 | 0.10137 | 0.047098 | 0.043308 | 0.043527 | 0.043389 | 84.5817 | 100.8728 | 102.7884 | 104.8203 | 45.9262 | 43.8204 | 46.3278 | 44.8662
1 | 14 | 9 | 1812.7018 | 1853.864 | 1887.0282 | 1878.6768 | 80 | 63 | 0 | 0 | 0 | 0 | 0 | 0 | 0 | 0 | 0 | 0 | 1264.7938 | 1366.6456 | 1472.8405 | 1574.2748 | 0 | 0 | 0 | 0 | -3.6779 | -53.3422 | -20.8541 | -12.6683 | -1.0133 | -15.8654 | -13.6729 | -19.2227 | 472.5992 | 493.426 | 448.7146 | 336.2931 | 0.37693 | 0.19574 | 0.19483 | 0.1952 | 178.1383 | 96.5822 | 87.421 | 65.645 | 0.087477 | 0.10082 | 0.097162 | 0.10205 | 0.047507 | 0.044179 | 0.043354 | 0.044098 | 41.3415 | 49.7493 | 43.598 | 34.3201 | 22.4516 | 21.7991 | 19.4536 | 14.8299
1 | 14 | 10 | 1861.4361 | 1904.8695 | 1939.9902 | 1932.0117 | 80 | 63 | 0 | 0 | 0 | 0 | 0 | 0 | 0 | 0 | 0 | 0 | 1630.2706 | 1809.5039 | 1989.1334 | 2149.1264 | 0 | 0 | 0 | 0 | -7.0821 | -46.0374 | -58.2283 | -93.5406 | -1.1787 | -19.0812 | -17.5225 | -29.5032 | 159.4263 | 97.4842 | 26.6076 | -94.0709 | 0.37868 | 0.19544 | 0.19523 | 0.10268 | 60.371 | 19.0522 | 5.1947 | -9.6595 | 0.088647 | 0.10157 | 0.098162 | 0.10366 | 0.048644 | 0.045804 | 0.046508 | 0.047991 | 14.1326 | 9.9016 | 2.6119 | -9.751 | 7.7552 | 4.4652 | 1.2375 | -4.5146
1 | 14 | 11 | 1866.5579 | 1910.2528 | 1944.563 | 1934.4953 | 80 | 63 | 0 | 0 | 0 | 0 | 0 | 0 | 0 | 0 | 0 | 0 | 1780.7191 | 2008.0271 | 2232.8627 | 2430.4227 | 0 | 0 | 0 | 0 | -6.9305 | -65.4313 | -76.6062 | -87.4562 | -12.032 | -24.7616 | -27.0059 | -34.5361 | 24.8013 | -70.5814 | -184.6877 | -373.935 | 0.37978 | 0.19887 | 0.19965 | 0.10268 | 9.419 | -14.0363 | -36.8729 | -38.3968 | 0.089482 | 0.10344 | 0.098058 | 0.10481 | 0.049741 | 0.047823 | 0.04674 | 0.053099 | 2.2193 | -7.3011 | -18.1102 | -39.1913 | 1.2336 | -3.3754 | -8.6322 | -19.8556
1 | 14 | 12 | 1817.0213 | 1858.7757 | 1890.5694 | 1878.5222 | 80 | 63 | 0 | 0 | 0 | 0 | 0 | 0 | 0 | 0 | 0 | 0 | 1807.5695 | 2056.0183 | 2303.9924 | 2520.5918 | 0 | 0 | 0 | 0 | -13.0916 | -65.0673 | -80.873 | -90.1792 | -19.0026 | -26.0731 | -27.8582 | -39.9587 | -38.454 | -169.1021 | -304.6917 | -511.9317 | 0.37904 | 0.19928 | 0.19965 | 0.10268 | -14.5757 | -33.6986 | -60.8317 | -52.5667 | 0.089671 | 0.10344 | 0.098074 | 0.10459 | 0.05005 | 0.047771 | 0.046943 | 0.052134 | -3.4482 | -17.4924 | -29.8823 | -53.5421 | -1.9246 | -8.0783 | -14.3033 | -26.689
1 | 14 | 13 | 1776.4368 | 1820.6765 | 1855.4067 | 1846.4469 | 80 | 63 | 0 | 0 | 0 | 0 | 0 | 0 | 0 | 0 | 0 | 0 | 1805.3289 | 2054.8712 | 2305.943 | 2525.5058 | 0 | 0 | 0 | 0 | -12.0927 | -64.096 | -80.0039 | -88.4307 | -18.6193 | -26.7795 | -27.7316 | -36.2308 | -78.1802 | -206.3192 | -342.8007 | -554.3973 | 0.37914 | 0.19928 | 0.19965 | 0.10268 | -29.6415 | -41.1152 | -68.4402 | -56.9272 | 0.090031 | 0.10361 | 0.099358 | 0.1052 | 0.05221 | 0.047938 | 0.048595 | 0.054783 | -7.0386 | -21.3759 | -34.0598 | -58.3206 | -4.0818 | -9.8905 | -16.6585 | -30.3714
1 | 14 | 14 | 1738.7214 | 1783.8259 | 1820.0065 | 1813.2633 | 80 | 63 | 0 | 0 | 0 | 0 | 0 | 0 | 0 | 0 | 0 | 0 | 1784.5172 | 2019.1014 | 2255.8488 | 2464.7149 | 0 | 0 | 0 | 0 | -13.9201 | -67.8083 | -72.6068 | -69.4527 | -17.7196 | -26.0391 | -27.5113 | -31.3153 | -94.1562 | -204.428 | -335.7241 | -550.6837 | 0.37923 | 0.19925 | 0.19951 | 0.10268 | -35.7073 | -40.733 | -66.9815 | -56.5458 | 0.089789 | 0.10359 | 0.098211 | 0.10464 | 0.050209 | 0.047871 | 0.046907 | 0.053497 | -8.4542 | -21.1767 | -32.9717 | -57.6237 | -4.7275 | -9.7862 | -15.7479 | -29.4599
1 | 14 | 15 | 1713.0643 | 1760.3062 | 1799.0571 | 1794.9621 | 80 | 63 | 0 | 0 | 0 | 0 | 0 | 0 | 0 | 0 | 0 | 0 | 1649.8572 | 1848.7765 | 2050.1535 | 2231.7261 | 0 | 0 | 0 | 0 | -11.6408 | -49.0955 | -52.9911 | -54.2308 | -13.6745 | -18.1027 | -20.8724 | -31.2802 | 8.5223 | -84.2721 | -177.2329 | -351.253 | 0.37903 | 0.19565 | 0.19571 | 0.097328 | 3.2302 | -16.4876 | -34.6866 | -34.1869 | 0.089515 | 0.10349 | 0.098323 | 0.10454 | 0.049758 | 0.047666 | 0.046678 | 0.051405 | 0.76287 | -8.7214 | -17.426 | -36.721 | 0.42405 | -4.0169 | -8.2729 | -18.0562
1 | 14 | 16 | 1714.0639 | 1768.899 | 1816.283 | 1819.5451 | 80 | 63 | 0 | 0 | 0 | 0 | 0 | 0 | 0 | 0 | 0 | 0 | 1251.898 | 1381.7957 | 1517.1317 | 1646.5106 | 0 | 0 | 0 | 0 | -2.2841 | -27.5332 | -2.4472 | -7.4367 | -2.021 | -14.0786 | -14.4658 | -18.8486 | 386.4711 | 365.7151 | 316.0643 | 199.3199 | 0.37973 | 0.1927 | 0.19404 | 0.18663 | 146.7565 | 70.4738 | 61.3303 | 37.1983 | 0.088764 | 0.10155 | 0.097878 | 0.1031 | 0.048907 | 0.045669 | 0.044457 | 0.046373 | 34.3049 | 37.1384 | 30.9356 | 20.5504 | 18.9011 | 16.7018 | 14.0512 | 9.2431
1 | 14 | 17 | 1797.6819 | 1862.1006 | 1919.3899 | 1928.98 | 80 | 63 | 0 | 0 | 0 | 0 | 0 | 0 | 0 | 0 | 0 | 0 | 557.5633 | 587.4982 | 628.9051 | 685.1416 | 0 | 0 | 0 | 0 | -3.2866 | -1.7496 | -3.0986 | 21.2035 | 1.0869 | 0.80621 | -0.48891 | 0.64623 | 1162.3183 | 1212.5458 | 1294.0723 | 1221.9887 | 0.39657 | 0.40209 | 0.39866 | 0.38696 | 460.9387 | 487.5574 | 515.8982 | 472.8618 | 0.086708 | 0.099825 | 0.096839 | 0.1017 | 0.047062 | 0.043165 | 0.043381 | 0.043336 | 100.7818 | 121.0422 | 125.3173 | 124.2757 | 54.701 | 52.3391 | 56.1375 | 52.9557
1 | 14 | 18 | 2059.3082 | 2144.8144 | 2223.4712 | 2245.2542 | 80 | 63 | 0 | 0 | 0 | 0 | 0 | 0 | 0 | 0 | 0 | 0 | 193.45 | 177.2275 | 183.0024 | 213.3687 | 0 | 0 | 0 | 0 | 7.4506 | 39.0353 | 30.4001 | 70.1959 | 3.877 | 7.0816 | 14.1594 | 37.0769 | 1774.5307 | 1858.47 | 1995.9094 | 1924.6127 | 0.40419 | 0.40413 | 0.39849 | 0.38211 | 717.2393 | 751.0556 | 795.3491 | 735.4226 | 0.086823 | 0.10004 | 0.097457 | 0.10172 | 0.047145 | 0.043483 | 0.044227 | 0.043698 | 154.0706 | 185.9303 | 194.5163 | 195.7643 | 83.6609 | 80.8111 | 88.2739 | 84.1021
1 | 14 | 19 | 2177.3398 | 2276.0609 | 2368.4773 | 2399.1737 | 80 | 63 | 0 | 0 | 0 | 0 | 0 | 0 | 0 | 0 | 0 | 0 | 245.8905 | 223.9977 | 234.6746 | 269.6051 | 0 | 0 | 0 | 0 | 11.4106 | 35.4049 | 39.8274 | 60.5347 | 3.7412 | 7.8972 | 12.4117 | 36.117 | 1836.2976 | 1945.7611 | 2081.5637 | 2032.9169 | 0.40616 | 0.40567 | 0.40134 | 0.38379 | 745.8265 | 789.3466 | 835.41 | 780.2226 | 0.08684 | 0.10005 | 0.097487 | 0.10171 | 0.047139 | 0.04349 | 0.044239 | 0.043719 | 159.4648 | 194.6805 | 202.9245 | 206.7686 | 86.5605 | 84.6209 | 92.0862 | 88.8771
1 | 14 | 20 | 2149.9044 | 2249.857 | 2343.5816 | 2375.59 | 80 | 63 | 0 | 0 | 0 | 0 | 0 | 0 | 0 | 0 | 0 | 0 | 256.1381 | 236.266 | 245.3561 | 282.6726 | 0 | 0 | 0 | 0 | 9.3486 | 5.667 | 19.0465 | 51.8247 | 4.3284 | 7.5726 | 5.3452 | 26.9614 | 1800.0894 | 1937.3514 | 2073.8337 | 2014.1313 | 0.40529 | 0.40498 | 0.3998 | 0.38283 | 729.5638 | 784.5943 | 829.1274 | 771.0647 | 0.086743 | 0.10003 | 0.097484 | 0.1017 | 0.047064 | 0.043381 | 0.044219 | 0.043685 | 156.1447 | 193.7848 | 202.165 | 204.8356 | 84.7191 | 84.0452 | 91.7025 | 87.9867
1 | 14 | 21 | 2113.2415 | 2212.3651 | 2305.0772 | 2336.5493 | 80 | 63 | 0 | 0 | 0 | 0 | 0 | 0 | 0 | 0 | 0 | 0 | 271.4102 | 256.8628 | 261.5839 | 303.9771 | 0 | 0 | 0 | 0 | 6.2034 | 9.7393 | 15.6182 | 65.7839 | 6.4769 | 10.2025 | 11.5471 | 19.9746 | 1749.151 | 1872.5606 | 2016.3279 | 1946.8137 | 0.40397 | 0.40336 | 0.39852 | 0.38167 | 706.5971 | 755.3145 | 803.5514 | 743.0392 | 0.08664 | 0.099979 | 0.097483 | 0.10169 | 0.047017 | 0.043326 | 0.044102 | 0.043677 | 151.5458 | 187.2173 | 196.5568 | 197.9741 | 82.2394 | 81.1305 | 88.9233 | 85.0318
1 | 14 | 22 | 2014.9198 | 2111.8352 | 2202.8239 | 2234.8779 | 80 | 63 | 0 | 0 | 0 | 0 | 0 | 0 | 0 | 0 | 0 | 0 | 286.2369 | 276.6453 | 280.9998 | 322.7549 | 0 | 0 | 0 | 0 | 9.4759 | 33.8731 | 48.6462 | 14.6201 | 4.5165 | 8.223 | 4.3893 | 29.102 | 1634.6905 | 1730.0939 | 1868.7886 | 1868.4009 | 0.40092 | 0.40074 | 0.39596 | 0.37797 | 655.3861 | 693.3214 | 739.9591 | 706.1974 | 0.086466 | 0.099891 | 0.097421 | 0.10169 | 0.046911 | 0.04333 | 0.043988 | 0.043661 | 141.3444 | 172.8199 | 182.0591 | 190.0051 | 76.6848 | 74.9648 | 82.2035 | 81.5758
1 | 14 | 23 | 1912.7551 | 2006.1809 | 2094.0209 | 2125.5206 | 80 | 63 | 0 | 0 | 0 | 0 | 0 | 0 | 0 | 0 | 0 | 0 | 286.2292 | 271.4395 | 275.8005 | 321.0319 | 0 | 0 | 0 | 0 | 5.1138 | 37.5313 | 14.892 | 51.6028 | 3.072 | 13.5806 | 11.419 | 13.7841 | 1538.3402 | 1620.6294 | 1791.9094 | 1739.1019 | 0.39777 | 0.39563 | 0.3915 | 0.37266 | 611.909 | 641.1652 | 701.5353 | 648.1013 | 0.086481 | 0.09976 | 0.097236 | 0.1017 | 0.046794 | 0.043296 | 0.043896 | 0.043621 | 133.0366 | 161.6736 | 174.2383 | 176.8677 | 71.9849 | 70.1675 | 78.6581 | 75.8612
1 | 14 | 24 | 1763.8096 | 1845.9389 | 1922.152 | 1946.8547 | 80 | 63 | 0 | 0 | 0 | 0 | 0 | 0 | 0 | 0 | 0 | 0 | 282.925 | 266.8252 | 271.4526 | 316.6682 | 0 | 0 | 0 | 0 | -3.5948 | 30.8489 | 42.3154 | 24.104 | 2.6414 | 2.4786 | 5.0857 | 3.3766 | 1401.8381 | 1482.7862 | 1603.2983 | 1602.7059 | 0.39698 | 0.39267 | 0.38667 | 0.36903 | 556.5033 | 582.2515 | 619.9431 | 591.4539 | 0.086828 | 0.099535 | 0.096875 | 0.10152 | 0.046988 | 0.043124 | 0.043578 | 0.043375 | 121.7181 | 147.5886 | 155.3196 | 162.7139 | 65.8689 | 63.9442 | 69.8679 | 69.5177
1 | 15 | 1 | 1658.9278 | 1727.9631 | 1789.9119 | 1804.3555 | 80 | 63 | 0 | 0 | 0 | 0 | 0 | 0 | 0 | 0 | 0 | 0 | 297.0789 | 282.5996 | 288.0382 | 333.0233 | 0 | 0 | 0 | 0 | 3.7286 | -3.1152 | 10.4011 | 27.8367 | 3.522 | 12.2114 | 12.9969 | 11.8536 | 1274.5984 | 1373.2673 | 1478.4757 | 1431.6419 | 0.399 | 0.39187 | 0.38588 | 0.36679 | 508.5641 | 538.1422 | 570.5141 | 525.1059 | 0.087028 | 0.099508 | 0.096784 | 0.10146 | 0.047115 | 0.042845 | 0.043404 | 0.043093 | 110.9254 | 136.6506 | 143.0931 | 145.2518 | 60.0526 | 58.8382 | 64.1722 | 61.6941
1 | 15 | 2 | 1599.896 | 1659.8885 | 1712.2063 | 1719.8722 | 80 | 63 | 0 | 0 | 0 | 0 | 0 | 0 | 0 | 0 | 0 | 0 | 332.9944 | 323.3731 | 330.3703 | 375.1261 | 0 | 0 | 0 | 0 | 3.5185 | 10.0383 | -3.583 | -0.84308 | 4.4327 | 9.5334 | 16.66 | 2.8154 | 1178.9505 | 1253.9437 | 1368.7591 | 1342.7738 | 0.39922 | 0.39186 | 0.38422 | 0.36646 | 470.6644 | 491.3755 | 525.9038 | 492.0767 | 0.087077 | 0.099535 | 0.096576 | 0.10143 | 0.047161 | 0.042718 | 0.043071 | 0.042851 | 102.659 | 124.8116 | 132.1887 | 136.2002 | 55.6008 | 53.5662 | 58.9534 | 57.5392
1 | 15 | 3 | 1577.1133 | 1630.4647 | 1675.5361 | 1677.6407 | 80 | 63 | 0 | 0 | 0 | 0 | 0 | 0 | 0 | 0 | 0 | 0 | 347.7107 | 339.2863 | 344.4414 | 393.2343 | 0 | 0 | 0 | 0 | -3.3419 | -10.8573 | 45.1661 | -31.2252 | 5.896 | 11.7173 | 5.6335 | 2.6378 | 1146.8485 | 1227.3184 | 1280.2951 | 1312.9938 | 0.39872 | 0.3916 | 0.38238 | 0.3658 | 457.2738 | 480.6119 | 489.5644 | 480.2923 | 0.087055 | 0.099528 | 0.096565 | 0.10141 | 0.047125 | 0.042721 | 0.04301 | 0.042804 | 99.8393 | 122.1526 | 123.6318 | 133.1518 | 54.0448 | 52.4328 | 55.0656 | 56.2018
1 | 15 | 4 | 1575.7932 | 1623.8484 | 1662.9179 | 1659.938 | 80 | 63 | 0 | 0 | 0 | 0 | 0 | 0 | 0 | 0 | 0 | 0 | 341.4979 | 333.4753 | 338.6276 | 386.1423 | 0 | 0 | 0 | 0 | -3.1269 | -2.1097 | -14.5783 | -16.0449 | 1.9556 | 2.0198 | 9.7853 | 2.3031 | 1155.4666 | 1227.4631 | 1329.0832 | 1287.5374 | 0.39774 | 0.39105 | 0.38218 | 0.36579 | 459.5782 | 479.9943 | 507.9542 | 470.962 | 0.086973 | 0.099535 | 0.096571 | 0.10142 | 0.04708 | 0.042727 | 0.043006 | 0.042823 | 100.494 | 122.1761 | 128.3507 | 130.5758 | 54.3999 | 52.4458 | 57.1584 | 55.1368
1 | 15 | 5 | 1622.0964 | 1666.7548 | 1701.529 | 1693.8432 | 80 | 63 | 0 | 0 | 0 | 0 | 0 | 0 | 0 | 0 | 0 | 0 | 334.3288 | 326.2771 | 329.7009 | 378.7111 | 0 | 0 | 0 | 0 | -4.3324 | -2.3469 | 6.156 | -7.2767 | 4.9935 | 13.5225 | 1.6839 | 2.2761 | 1207.1064 | 1266.3022 | 1363.9883 | 1320.1328 | 0.39572 | 0.38832 | 0.382 | 0.36494 | 477.6757 | 491.7247 | 521.0426 | 481.7735 | 0.086824 | 0.099564 | 0.096555 | 0.1014 | 0.046939 | 0.042787 | 0.043072 | 0.042852 | 104.8058 | 126.0781 | 131.6999 | 133.8599 | 56.6604 | 54.1812 | 58.7492 | 56.57
1 | 15 | 6 | 1726.0474 | 1768.3821 | 1799.7405 | 1787.0424 | 80 | 63 | 0 | 0 | 0 | 0 | 0 | 0 | 0 | 0 | 0 | 0 | 327.5285 | 319.4852 | 321.0068 | 371.7945 | 0 | 0 | 0 | 0 | 8.1052 | 57.8424 | -1.8606 | -12.0466 | 4.0185 | 13.314 | 12.8936 | 2.1521 | 1306.3952 | 1314.7406 | 1467.7008 | 1425.1424 | 0.39561 | 0.38891 | 0.3827 | 0.36553 | 516.8281 | 511.3148 | 561.6883 | 520.9393 | 0.086608 | 0.099575 | 0.09655 | 0.10136 | 0.046829 | 0.042888 | 0.043246 | 0.043036 | 113.1448 | 130.9156 | 141.7071 | 144.4566 | 61.1775 | 56.3863 | 63.4727 | 61.3327
1 | 15 | 7 | 1887.8808 | 1933.1152 | 1967.0433 | 1953.8617 | 80 | 63 | 0 | 0 | 0 | 0 | 0 | 0 | 0 | 0 | 0 | 0 | 329.051 | 321.1937 | 321.3934 | 372.7239 | 0 | 0 | 0 | 0 | 0.42446 | 67.628 | 52.0271 | 33.0091 | 6.1138 | 7.5585 | 9.8806 | 0.93596 | 1472.2916 | 1473.735 | 1583.7423 | 1547.1927 | 0.39512 | 0.39346 | 0.38571 | 0.37033 | 581.7271 | 579.8519 | 610.8708 | 572.9716 | 0.086486 | 0.099658 | 0.096526 | 0.10134 | 0.04689 | 0.043201 | 0.043591 | 0.043372 | 127.3323 | 146.87 | 152.8717 | 156.7907 | 69.0353 | 63.6671 | 69.0373 | 67.1046
1 | 15 | 8 | 2008.6325 | 2058.9288 | 2099.0547 | 2090.3562 | 80 | 63 | 0 | 0 | 0 | 0 | 0 | 0 | 0 | 0 | 0 | 0 | 896.2386 | 913.4266 | 937.0244 | 1005.2747 | 0 | 0 | 0 | 0 | -3.135 | -5.3757 | 10.4073 | -7.1489 | 1.1657 | 1.4499 | -1.2281 | -5.4043 | 1034.3632 | 1086.428 | 1152.851 | 1097.6347 | 0.39371 | 0.38507 | 0.38401 | 0.3747 | 407.2347 | 418.3462 | 442.7006 | 411.2881 | 0.086739 | 0.099693 | 0.096575 | 0.10137 | 0.047098 | 0.043308 | 0.043527 | 0.043389 | 89.72 | 108.3093 | 111.3366 | 111.2668 | 48.7162 | 47.0508 | 50.1806 | 47.6255
1 | 15 | 9 | 2093.2576 | 2150.8563 | 2199.9955 | 2198.9112 | 80 | 63 | 0 | 0 | 0 | 0 | 0 | 0 | 0 | 0 | 0 | 0 | 1480.3417 | 1581.9265 | 1688.559 | 1827.0844 | 0 | 0 | 0 | 0 | -3.6779 | -53.3422 | -20.8541 | -12.6683 | -1.0133 | -15.8654 | -13.6729 | -19.2227 | 537.6071 | 575.1375 | 545.9635 | 403.7178 | 0.37693 | 0.19574 | 0.19483 | 0.1952 | 202.6419 | 112.5762 | 106.3676 | 78.8065 | 0.087477 | 0.10082 | 0.097162 | 0.10205 | 0.047507 | 0.044179 | 0.043354 | 0.044098 | 47.0282 | 57.9878 | 53.0469 | 41.201 | 25.54 | 25.409 | 23.6698 | 17.8032
1 | 15 | 10 | 2136.4647 | 2196.011 | 2246.7918 | 2245.9372 | 80 | 63 | 0 | 0 | 0 | 0 | 0 | 0 | 0 | 0 | 0 | 0 | 1900.3705 | 2080.4713 | 2259.6819 | 2460.8633 | 0 | 0 | 0 | 0 | -7.0821 | -46.0374 | -58.2283 | -93.5406 | -1.1787 | -19.0812 | -17.5225 | -29.5032 | 164.3551 | 117.6582 | 62.8607 | -91.8823 | 0.37868 | 0.19544 | 0.19523 | 0.10268 | 62.2374 | 22.9949 | 12.2726 | -9.4347 | 0.088647 | 0.10157 | 0.098162 | 0.10366 | 0.048644 | 0.045804 | 0.046508 | 0.047991 | 14.5695 | 11.9507 | 6.1705 | -9.5241 | 7.9949 | 5.3893 | 2.9235 | -4.4096
1 | 15 | 11 | 2145.5745 | 2205.6158 | 2255.8132 | 2252.9727 | 80 | 63 | 0 | 0 | 0 | 0 | 0 | 0 | 0 | 0 | 0 | 0 | 2048.9762 | 2268.5614 | 2492.4922 | 2731.3976 | 0 | 0 | 0 | 0 | -6.9305 | -65.4313 | -76.6062 | -87.4562 | -12.032 | -24.7616 | -27.0059 | -34.5361 | 35.5608 | -35.7527 | -133.0669 | -356.4325 | 0.37978 | 0.19887 | 0.19965 | 0.10268 | 13.5052 | -7.11 | -26.5668 | -36.5996 | 0.089482 | 0.10344 | 0.098058 | 0.10481 | 0.049741 | 0.047823 | 0.04674 | 0.053099 | 3.1821 | -3.6984 | -13.0483 | -37.3569 | 1.7688 | -1.7098 | -6.2195 | -18.9262
1 | 15 | 12 | 2117.7967 | 2177.1723 | 2226.0922 | 2221.8358 | 80 | 63 | 0 | 0 | 0 | 0 | 0 | 0 | 0 | 0 | 0 | 0 | 2094.3339 | 2338.7511 | 2586.742 | 2847.3608 | 0 | 0 | 0 | 0 | -13.0916 | -65.0673 | -80.873 | -90.1792 | -19.0026 | -26.0731 | -27.8582 | -39.9587 | -24.4429 | -133.4384 | -251.9185 | -495.3871 | 0.37904 | 0.19928 | 0.19965 | 0.10268 | -9.2649 | -26.5915 | -50.2955 | -50.8678 | 0.089671 | 0.10344 | 0.098074 | 0.10459 | 0.05005 | 0.047771 | 0.046943 | 0.052134 | -2.1918 | -13.8032 | -24.7066 | -51.8117 | -1.2234 | -6.3745 | -11.8259 | -25.8265
1 | 15 | 13 | 2077.2822 | 2139.1472 | 2191.0076 | 2189.8403 | 80 | 63 | 0 | 0 | 0 | 0 | 0 | 0 | 0 | 0 | 0 | 0 | 2090.4694 | 2338.4505 | 2589.5212 | 2854.0994 | 0 | 0 | 0 | 0 | -12.0927 | -64.096 | -80.0039 | -88.4307 | -18.6193 | -26.7795 | -27.7316 | -36.2308 | -62.4752 | -171.4278 | -290.778 | -539.5976 | 0.37914 | 0.19928 | 0.19965 | 0.10268 | -23.6871 | -34.162 | -58.0538 | -55.4075 | 0.090031 | 0.10361 | 0.099358 | 0.1052 | 0.05221 | 0.047938 | 0.048595 | 0.054783 | -5.6247 | -17.7609 | -28.891 | -56.7637 | -3.2618 | -8.2179 | -14.1304 | -29.5606
1 | 15 | 14 | 2016.1288 | 2077.4855 | 2129.4617 | 2129.9039 | 80 | 63 | 0 | 0 | 0 | 0 | 0 | 0 | 0 | 0 | 0 | 0 | 1989.7413 | 2224.8583 | 2459.7521 | 2712.3886 | 0 | 0 | 0 | 0 | -13.9201 | -67.8083 | -72.6068 | -69.4527 | -17.7196 | -26.0391 | -27.5113 | -31.3153 | -21.9728 | -116.5254 | -230.1722 | -481.7167 | 0.37923 | 0.19925 | 0.19951 | 0.10268 | -8.3329 | -23.2181 | -45.9225 | -49.4641 | 0.089789 | 0.10359 | 0.098211 | 0.10464 | 0.050209 | 0.047871 | 0.046907 | 0.053497 | -1.9729 | -12.0709 | -22.6054 | -50.407 | -1.1032 | -5.5782 | -10.7967 | -25.7704
1 | 15 | 15 | 1988.6527 | 2052.0401 | 2106.4831 | 2109.5264 | 80 | 63 | 0 | 0 | 0 | 0 | 0 | 0 | 0 | 0 | 0 | 0 | 1852.5436 | 2057.4899 | 2260.5351 | 2487.9163 | 0 | 0 | 0 | 0 | -11.6408 | -49.0955 | -52.9911 | -54.2308 | -13.6745 | -18.1027 | -20.8724 | -31.2802 | 81.4243 | -1.2516 | -80.1885 | -292.8789 | 0.37903 | 0.19565 | 0.19571 | 0.097328 | 30.8624 | -0.24488 | -15.6939 | -28.5054 | 0.089515 | 0.10349 | 0.098323 | 0.10454 | 0.049758 | 0.047666 | 0.046678 | 0.051405 | 7.2887 | -0.12953 | -7.8843 | -30.6184 | 4.0515 | -0.05966 | -3.743 | -15.0555
1 | 15 | 16 | 1963.4857 | 2032.9333 | 2094.5196 | 2104.2422 | 80 | 63 | 0 | 0 | 0 | 0 | 0 | 0 | 0 | 0 | 0 | 0 | 1463.1698 | 1604.9679 | 1745.4631 | 1919.711 | 0 | 0 | 0 | 0 | -2.2841 | -27.5332 | -2.4472 | -7.4367 | -2.021 | -14.0786 | -14.4658 | -18.8486 | 424.6211 | 406.5773 | 365.9694 | 210.8166 | 0.37973 | 0.1927 | 0.19404 | 0.18663 | 161.2434 | 78.3479 | 71.0141 | 39.3439 | 0.088764 | 0.10155 | 0.097878 | 0.1031 | 0.048907 | 0.045669 | 0.044457 | 0.046373 | 37.6913 | 41.2879 | 35.8202 | 21.7358 | 20.7669 | 18.568 | 16.2698 | 9.7762
1 | 15 | 17 | 2013.3111 | 2090.3626 | 2159.9299 | 2175.1052 | 80 | 63 | 0 | 0 | 0 | 0 | 0 | 0 | 0 | 0 | 0 | 0 | 758.7238 | 790.6499 | 831.5285 | 915.673 | 0 | 0 | 0 | 0 | -3.2866 | -1.7496 | -3.0986 | 21.2035 | 1.0869 | 0.80621 | -0.48891 | 0.64623 | 1176.787 | 1237.6561 | 1331.9888 | 1237.5825 | 0.39657 | 0.40209 | 0.39866 | 0.38696 | 466.6766 | 497.6541 | 531.0141 | 478.896 | 0.086708 | 0.099825 | 0.096839 | 0.1017 | 0.047062 | 0.043165 | 0.043381 | 0.043336 | 102.0363 | 123.5489 | 128.9891 | 125.8616 | 55.382 | 53.423 | 57.7824 | 53.6315
1 | 15 | 18 | 2264.5128 | 2362.041 | 2452.3822 | 2479.4805 | 80 | 63 | 0 | 0 | 0 | 0 | 0 | 0 | 0 | 0 | 0 | 0 | 336.0371 | 326.7308 | 331.3006 | 379.6348 | 0 | 0 | 0 | 0 | 7.4506 | 39.0353 | 30.4001 | 70.1959 | 3.877 | 7.0816 | 14.1594 | 37.0769 | 1837.1481 | 1926.1932 | 2076.5222 | 1992.5728 | 0.40419 | 0.40413 | 0.39849 | 0.38211 | 742.5484 | 778.4243 | 827.4724 | 761.3911 | 0.086823 | 0.10004 | 0.097457 | 0.10172 | 0.047145 | 0.043483 | 0.044227 | 0.043698 | 159.5072 | 192.7057 | 202.3726 | 202.677 | 86.613 | 83.7559 | 91.8392 | 87.0718
1 | 15 | 19 | 2384.7832 | 2495.6575 | 2599.8858 | 2635.9555 | 80 | 63 | 0 | 0 | 0 | 0 | 0 | 0 | 0 | 0 | 0 | 0 | 345.1011 | 348.0794 | 347.9599 | 396.1846 | 0 | 0 | 0 | 0 | 11.4106 | 35.4049 | 39.8274 | 60.5347 | 3.7412 | 7.8972 | 12.4117 | 36.117 | 1944.5304 | 2041.276 | 2199.6869 | 2143.1192 | 0.40616 | 0.40567 | 0.40134 | 0.38379 | 789.7861 | 828.0946 | 882.8173 | 822.5177 | 0.08684 | 0.10005 | 0.097487 | 0.10171 | 0.047139 | 0.04349 | 0.044239 | 0.043719 | 168.8637 | 204.2371 | 214.4399 | 217.9773 | 91.6625 | 88.7749 | 97.3118 | 93.6951
1 | 15 | 20 | 2360.2164 | 2472.4902 | 2578.19 | 2615.646 | 80 | 63 | 0 | 0 | 0 | 0 | 0 | 0 | 0 | 0 | 0 | 0 | 325.7083 | 331.5547 | 328.9136 | 375.849 | 0 | 0 | 0 | 0 | 9.3486 | 5.667 | 19.0465 | 51.8247 | 4.3284 | 7.5726 | 5.3452 | 26.9614 | 1940.831 | 2064.6959 | 2224.8847 | 2161.0108 | 0.40529 | 0.40498 | 0.3998 | 0.38283 | 786.6054 | 836.1667 | 889.5183 | 827.2942 | 0.086743 | 0.10003 | 0.097484 | 0.1017 | 0.047064 | 0.043381 | 0.044219 | 0.043685 | 168.3531 | 206.5225 | 216.89 | 219.7732 | 91.3429 | 89.5695 | 98.3818 | 94.4031
1 | 15 | 21 | 2300.8851 | 2411.0019 | 2514.3984 | 2550.7309 | 80 | 63 | 0 | 0 | 0 | 0 | 0 | 0 | 0 | 0 | 0 | 0 | 309.8678 | 312.9126 | 309.7123 | 357.036 | 0 | 0 | 0 | 0 | 6.2034 | 9.7393 | 15.6182 | 65.7839 | 6.4769 | 10.2025 | 11.5471 | 19.9746 | 1898.337 | 2015.1475 | 2177.5208 | 2107.9364 | 0.40397 | 0.40336 | 0.39852 | 0.38167 | 766.8632 | 812.8283 | 867.7904 | 804.5348 | 0.08664 | 0.099979 | 0.097483 | 0.10169 | 0.047017 | 0.043326 | 0.044102 | 0.043677 | 164.4712 | 201.473 | 212.2703 | 214.3589 | 89.2536 | 87.3082 | 96.0322 | 92.0693
1 | 15 | 22 | 2163.5934 | 2269.219 | 2368.6731 | 2404.5782 | 80 | 63 | 0 | 0 | 0 | 0 | 0 | 0 | 0 | 0 | 0 | 0 | 298.1796 | 300.5982 | 297.0178 | 343.6209 | 0 | 0 | 0 | 0 | 9.4759 | 33.8731 | 48.6462 | 14.6201 | 4.5165 | 8.223 | 4.3893 | 29.102 | 1771.4214 | 1863.5247 | 2018.6198 | 2017.2353 | 0.40092 | 0.40074 | 0.39596 | 0.37797 | 710.2048 | 746.7928 | 799.2858 | 762.4521 | 0.086466 | 0.099891 | 0.097421 | 0.10169 | 0.046911 | 0.04333 | 0.043988 | 0.043661 | 153.1669 | 186.1484 | 196.6558 | 205.1406 | 83.099 | 80.7463 | 88.7942 | 88.074
1 | 15 | 23 | 1984.958 | 2082.6139 | 2174.5651 | 2207.935 | 80 | 63 | 0 | 0 | 0 | 0 | 0 | 0 | 0 | 0 | 0 | 0 | 293.4618 | 295.1686 | 291.0238 | 338.3051 | 0 | 0 | 0 | 0 | 5.1138 | 37.5313 | 14.892 | 51.6028 | 3.072 | 13.5806 | 11.419 | 13.7841 | 1603.3105 | 1673.3333 | 1857.2303 | 1804.2431 | 0.39777 | 0.39563 | 0.3915 | 0.37266 | 637.7524 | 662.0163 | 727.1085 | 672.3771 | 0.086481 | 0.09976 | 0.097236 | 0.1017 | 0.046794 | 0.043296 | 0.043896 | 0.043621 | 138.6552 | 166.9314 | 180.5899 | 183.4926 | 75.0251 | 72.4494 | 81.5255 | 78.7027
1 | 15 | 24 | 1811.0353 | 1895.9313 | 1974.8336 | 2000.7595 | 80 | 63 | 0 | 0 | 0 | 0 | 0 | 0 | 0 | 0 | 0 | 0 | 280.7267 | 281.7569 | 277.8552 | 323.3191 | 0 | 0 | 0 | 0 | -3.5948 | 30.8489 | 42.3154 | 24.104 | 2.6414 | 2.4786 | 5.0857 | 3.3766 | 1451.262 | 1517.8469 | 1649.5772 | 1649.9597 | 0.39698 | 0.39267 | 0.38667 | 0.36903 | 576.1237 | 596.019 | 637.8377 | 608.8922 | 0.086828 | 0.099535 | 0.096875 | 0.10152 | 0.046988 | 0.043124 | 0.043578 | 0.043375 | 126.0095 | 151.0784 | 159.8029 | 167.5113 | 68.1912 | 65.4562 | 71.8847 | 71.5674
1 | 16 | 1 | 1701.1861 | 1772.6971 | 1837.0522 | 1852.5903 | 80 | 63 | 0 | 0 | 0 | 0 | 0 | 0 | 0 | 0 | 0 | 0 | 277.0037 | 279.0715 | 275.7351 | 319.1208 | 0 | 0 | 0 | 0 | 3.7286 | -3.1152 | 10.4011 | 27.8367 | 3.522 | 12.2114 | 12.9969 | 11.8536 | 1336.9319 | 1421.5294 | 1537.9191 | 1493.7792 | 0.399 | 0.39187 | 0.38588 | 0.36679 | 533.4352 | 557.0547 | 593.4521 | 547.8969 | 0.087028 | 0.099508 | 0.096784 | 0.10146 | 0.047115 | 0.042845 | 0.043404 | 0.043093 | 116.3502 | 141.453 | 148.8463 | 151.5562 | 62.9894 | 60.906 | 66.7523 | 64.3718
1 | 16 | 2 | 1637.2568 | 1699.4381 | 1753.8833 | 1762.5169 | 80 | 63 | 0 | 0 | 0 | 0 | 0 | 0 | 0 | 0 | 0 | 0 | 277.0962 | 282.1175 | 279.4306 | 319.8538 | 0 | 0 | 0 | 0 | 3.5185 | 10.0383 | -3.583 | -0.84308 | 4.4327 | 9.5334 | 16.66 | 2.8154 | 1272.2095 | 1334.749 | 1461.3757 | 1440.6907 | 0.39922 | 0.39186 | 0.38422 | 0.36646 | 507.8955 | 523.0402 | 561.4889 | 527.9596 | 0.087077 | 0.099535 | 0.096576 | 0.10143 | 0.047161 | 0.042718 | 0.043071 | 0.042851 | 110.7796 | 132.8546 | 141.1332 | 146.1321 | 59.999 | 57.0181 | 62.9425 | 61.7351
1 | 16 | 3 | 1613.9843 | 1669.4959 | 1716.6667 | 1719.7264 | 80 | 63 | 0 | 0 | 0 | 0 | 0 | 0 | 0 | 0 | 0 | 0 | 281.5937 | 286.323 | 283.7997 | 324.8575 | 0 | 0 | 0 | 0 | -3.3419 | -10.8573 | 45.1661 | -31.2252 | 5.896 | 11.7173 | 5.6335 | 2.6378 | 1249.8366 | 1319.313 | 1382.0675 | 1423.4563 | 0.39872 | 0.3916 | 0.38238 | 0.3658 | 498.3374 | 516.6365 | 528.4806 | 520.6994 | 0.087055 | 0.099528 | 0.096565 | 0.10141 | 0.047125 | 0.042721 | 0.04301 | 0.042804 | 108.805 | 131.3086 | 133.4594 | 144.3539 | 58.8981 | 56.3629 | 59.4428 | 60.9301
1 | 16 | 4 | 1613.6437 | 1663.9165 | 1705.1412 | 1703.1417 | 80 | 63 | 0 | 0 | 0 | 0 | 0 | 0 | 0 | 0 | 0 | 0 | 283.0159 | 286.4537 | 283.8238 | 326.1325 | 0 | 0 | 0 | 0 | -3.1269 | -2.1097 | -14.5783 | -16.0449 | 1.9556 | 2.0198 | 9.7853 | 2.3031 | 1251.7991 | 1314.5528 | 1426.1103 | 1390.7509 | 0.39774 | 0.39105 | 0.38218 | 0.36579 | 497.8937 | 514.0504 | 545.0363 | 508.716 | 0.086973 | 0.099535 | 0.096571 | 0.10142 | 0.04708 | 0.042727 | 0.043006 | 0.042823 | 108.8723 | 130.8446 | 137.7206 | 141.0432 | 58.9352 | 56.1669 | 61.3311 | 59.5568
1 | 16 | 5 | 1660.7865 | 1707.7117 | 1744.6889 | 1738.0052 | 80 | 63 | 0 | 0 | 0 | 0 | 0 | 0 | 0 | 0 | 0 | 0 | 280.1688 | 283.1168 | 279.7115 | 323.0682 | 0 | 0 | 0 | 0 | -4.3324 | -2.3469 | 6.156 | -7.2767 | 4.9935 | 13.5225 | 1.6839 | 2.2761 | 1299.9566 | 1350.4192 | 1457.1375 | 1419.9376 | 0.39572 | 0.38832 | 0.382 | 0.36494 | 514.4183 | 524.3886 | 556.6255 | 518.1966 | 0.086824 | 0.099564 | 0.096555 | 0.1014 | 0.046939 | 0.042787 | 0.043072 | 0.042852 | 112.8674 | 134.4531 | 140.6939 | 143.98 | 61.0187 | 57.7803 | 62.7613 | 60.8468
1 | 16 | 6 | 1797.6207 | 1844.1485 | 1879.5823 | 1868.738 | 80 | 63 | 0 | 0 | 0 | 0 | 0 | 0 | 0 | 0 | 0 | 0 | 280.7824 | 281.9667 | 277.7412 | 323.6084 | 0 | 0 | 0 | 0 | 8.1052 | 57.8424 | -1.8606 | -12.0466 | 4.0185 | 13.314 | 12.8936 | 2.1521 | 1424.7146 | 1428.0254 | 1590.8081 | 1555.0242 | 0.39561 | 0.38891 | 0.3827 | 0.36553 | 563.6369 | 555.3723 | 608.8014 | 568.4156 | 0.086608 | 0.099575 | 0.09655 | 0.10136 | 0.046829 | 0.042888 | 0.043246 | 0.043036 | 123.3923 | 142.196 | 153.5931 | 157.6218 | 66.7183 | 61.2449 | 68.7967 | 66.9223
1 | 16 | 7 | 2040.1926 | 2094.3502 | 2136.951 | 2127.7146 | 80 | 63 | 0 | 0 | 0 | 0 | 0 | 0 | 0 | 0 | 0 | 0 | 293.4824 | 293.5298 | 288.59 | 336.3867 | 0 | 0 | 0 | 0 | 0.42446 | 67.628 | 52.0271 | 33.0091 | 6.1138 | 7.5585 | 9.8806 | 0.93596 | 1660.1719 | 1662.6339 | 1786.4533 | 1757.3828 | 0.39512 | 0.39346 | 0.38571 | 0.37033 | 655.9618 | 654.1756 | 689.0592 | 650.8112 | 0.086486 | 0.099658 | 0.096526 | 0.10134 | 0.04689 | 0.043201 | 0.043591 | 0.043372 | 143.5812 | 165.6953 | 172.4385 | 178.0911 | 77.8449 | 71.8278 | 77.8737 | 76.221
1 | 16 | 8 | 2164.9322 | 2224.3854 | 2273.411 | 2268.761 | 80 | 63 | 0 | 0 | 0 | 0 | 0 | 0 | 0 | 0 | 0 | 0 | 871.9665 | 894.9447 | 913.422 | 981.349 | 0 | 0 | 0 | 0 | -3.135 | -5.3757 | 10.4073 | -7.1489 | 1.1657 | 1.4499 | -1.2281 | -5.4043 | 1214.935 | 1270.3665 | 1350.8098 | 1299.9652 | 0.39371 | 0.38507 | 0.38401 | 0.3747 | 478.3268 | 489.1746 | 518.7177 | 487.1021 | 0.086739 | 0.099693 | 0.096575 | 0.10137 | 0.047098 | 0.043308 | 0.043527 | 0.043389 | 105.3827 | 126.6466 | 130.4545 | 131.777 | 57.2207 | 55.0168 | 58.7972 | 56.4045
1 | 16 | 9 | 2186.0299 | 2249.0638 | 2303.4854 | 2304.8041 | 80 | 63 | 0 | 0 | 0 | 0 | 0 | 0 | 0 | 0 | 0 | 0 | 1438.9956 | 1544.6294 | 1643.4922 | 1779.3454 | 0 | 0 | 0 | 0 | -3.6779 | -53.3422 | -20.8541 | -12.6683 | -1.0133 | -15.8654 | -13.6729 | -19.2227 | 671.7256 | 710.642 | 694.5202 | 557.3497 | 0.37693 | 0.19574 | 0.19483 | 0.1952 | 253.1956 | 139.0995 | 135.3102 | 108.7957 | 0.087477 | 0.10082 | 0.097162 | 0.10205 | 0.047507 | 0.044179 | 0.043354 | 0.044098 | 58.7605 | 71.65 | 67.4809 | 56.8798 | 31.9115 | 31.3955 | 30.1103 | 24.5781
1 | 16 | 10 | 2160.3225 | 2221.2664 | 2273.4057 | 2273.1691 | 80 | 63 | 0 | 0 | 0 | 0 | 0 | 0 | 0 | 0 | 0 | 0 | 1776.1095 | 1953.9963 | 2121.3598 | 2315.5652 | 0 | 0 | 0 | 0 | -7.0821 | -46.0374 | -58.2283 | -93.5406 | -1.1787 | -19.0812 | -17.5225 | -29.5032 | 312.4737 | 269.3888 | 227.7968 | 80.6477 | 0.37868 | 0.19544 | 0.19523 | 0.10268 | 118.3265 | 52.6489 | 44.4738 | 8.2812 | 0.088647 | 0.10157 | 0.098162 | 0.10366 | 0.048644 | 0.045804 | 0.046508 | 0.047991 | 27.6998 | 27.3622 | 22.3611 | 8.3596 | 15.2001 | 12.3392 | 10.5943 | 3.8704
1 | 16 | 11 | 2148.7929 | 2209.0227 | 2259.4034 | 2256.6462 | 80 | 63 | 0 | 0 | 0 | 0 | 0 | 0 | 0 | 0 | 0 | 0 | 1968.9178 | 2194.5862 | 2406.017 | 2635.7833 | 0 | 0 | 0 | 0 | -6.9305 | -65.4313 | -76.6062 | -87.4562 | -12.032 | -24.7616 | -27.0059 | -34.5361 | 118.8375 | 41.6293 | -43.0016 | -257.1447 | 0.37978 | 0.19887 | 0.19965 | 0.10268 | 45.1317 | 8.2787 | -8.5853 | -26.4044 | 0.089482 | 0.10344 | 0.098058 | 0.10481 | 0.049741 | 0.047823 | 0.04674 | 0.053099 | 10.6339 | 4.3062 | -4.2167 | -26.9508 | 5.911 | 1.9908 | -2.0099 | -13.6541
1 | 16 | 12 | 2115.0681 | 2174.2839 | 2223.0484 | 2218.7213 | 80 | 63 | 0 | 0 | 0 | 0 | 0 | 0 | 0 | 0 | 0 | 0 | 2025.0181 | 2279.9385 | 2514.5398 | 2760.8339 | 0 | 0 | 0 | 0 | -13.0916 | -65.0673 | -80.873 | -90.1792 | -19.0026 | -26.0731 | -27.8582 | -39.9587 | 42.1443 | -77.5142 | -182.7601 | -411.9747 | 0.37904 | 0.19928 | 0.19965 | 0.10268 | 15.9745 | -15.447 | -36.488 | -42.3028 | 0.089671 | 0.10344 | 0.098074 | 0.10459 | 0.05005 | 0.047771 | 0.046943 | 0.052134 | 3.7791 | -8.0183 | -17.924 | -43.0878 | 2.1093 | -3.703 | -8.5794 | -21.4779
1 | 16 | 13 | 2074.1338 | 2135.8143 | 2187.4955 | 2186.2467 | 80 | 63 | 0 | 0 | 0 | 0 | 0 | 0 | 0 | 0 | 0 | 0 | 2051.396 | 2318.4979 | 2558.958 | 2806.7075 | 0 | 0 | 0 | 0 | -12.0927 | -64.096 | -80.0039 | -88.4307 | -18.6193 | -26.7795 | -27.7316 | -36.2308 | -26.5502 | -154.808 | -263.727 | -495.7993 | 0.37914 | 0.19928 | 0.19965 | 0.10268 | -10.0663 | -30.8501 | -52.6531 | -50.9101 | 0.090031 | 0.10361 | 0.099358 | 0.1052 | 0.05221 | 0.047938 | 0.048595 | 0.054783 | -2.3903 | -16.039 | -26.2033 | -52.1563 | -1.3862 | -7.4211 | -12.8159 | -27.1612
1 | 16 | 14 | 2059.4365 | 2123.3305 | 2177.7726 | 2179.3366 | 80 | 63 | 0 | 0 | 0 | 0 | 0 | 0 | 0 | 0 | 0 | 0 | 2031.4797 | 2289.167 | 2515.8778 | 2748.6003 | 0 | 0 | 0 | 0 | -13.9201 | -67.8083 | -72.6068 | -69.4527 | -17.7196 | -26.0391 | -27.5113 | -31.3153 | -20.4035 | -134.9891 | -237.987 | -468.4958 | 0.37923 | 0.19925 | 0.19951 | 0.10268 | -7.7377 | -26.8971 | -47.4816 | -48.1065 | 0.089789 | 0.10359 | 0.098211 | 0.10464 | 0.050209 | 0.047871 | 0.046907 | 0.053497 | -1.832 | -13.9835 | -23.3729 | -49.0235 | -1.0244 | -6.4621 | -11.1633 | -25.0631
1 | 16 | 15 | 2024.4043 | 2089.8862 | 2146.3649 | 2150.3343 | 80 | 63 | 0 | 0 | 0 | 0 | 0 | 0 | 0 | 0 | 0 | 0 | 1844.2436 | 2064.5896 | 2257.1056 | 2458.33 | 0 | 0 | 0 | 0 | -11.6408 | -49.0955 | -52.9911 | -54.2308 | -13.6745 | -18.1027 | -20.8724 | -31.2802 | 125.4759 | 29.4948 | -36.8772 | -222.4847 | 0.37903 | 0.19565 | 0.19571 | 0.097328 | 47.5593 | 5.7706 | -7.2173 | -21.6541 | 0.089515 | 0.10349 | 0.098323 | 0.10454 | 0.049758 | 0.047666 | 0.046678 | 0.051405 | 11.2319 | 3.0525 | -3.6259 | -23.2592 | 6.2434 | 1.4059 | -1.7214 | -11.4368
1 | 16 | 16 | 2004.1348 | 2075.9639 | 2139.8647 | 2150.6402 | 80 | 63 | 0 | 0 | 0 | 0 | 0 | 0 | 0 | 0 | 0 | 0 | 1440.3632 | 1597.4641 | 1729.3673 | 1876.8655 | 0 | 0 | 0 | 0 | -2.2841 | -27.5332 | -2.4472 | -7.4367 | -2.021 | -14.0786 | -14.4658 | -18.8486 | 488.0767 | 457.1117 | 427.4103 | 300.0601 | 0.37973 | 0.1927 | 0.19404 | 0.18663 | 185.3398 | 88.086 | 82.9363 | 55.9991 | 0.088764 | 0.10155 | 0.097878 | 0.1031 | 0.048907 | 0.045669 | 0.044457 | 0.046373 | 43.3239 | 46.4197 | 41.8339 | 30.9371 | 23.8703 | 20.8758 | 19.0012 | 13.9147
1 | 16 | 17 | 2058.9976 | 2138.7257 | 2210.8944 | 2227.2531 | 80 | 63 | 0 | 0 | 0 | 0 | 0 | 0 | 0 | 0 | 0 | 0 | 753.1998 | 808.1276 | 840.0359 | 905.7513 | 0 | 0 | 0 | 0 | -3.2866 | -1.7496 | -3.0986 | 21.2035 | 1.0869 | 0.80621 | -0.48891 | 0.64623 | 1227.9976 | 1268.5415 | 1374.446 | 1299.6521 | 0.39657 | 0.40209 | 0.39866 | 0.38696 | 486.9851 | 510.0729 | 547.9401 | 502.9145 | 0.086708 | 0.099825 | 0.096839 | 0.1017 | 0.047062 | 0.043165 | 0.043381 | 0.043336 | 106.4767 | 126.632 | 133.1006 | 132.1741 | 57.792 | 54.7561 | 59.6242 | 56.3213
1 | 16 | 18 | 2284.3826 | 2383.0749 | 2474.5475 | 2502.1604 | 80 | 63 | 0 | 0 | 0 | 0 | 0 | 0 | 0 | 0 | 0 | 0 | 277.1648 | 297.0016 | 292.7832 | 325.1447 | 0 | 0 | 0 | 0 | 7.4506 | 39.0353 | 30.4001 | 70.1959 | 3.877 | 7.0816 | 14.1594 | 37.0769 | 1915.8902 | 1976.9563 | 2137.2048 | 2069.7429 | 0.40419 | 0.40413 | 0.39849 | 0.38211 | 774.3748 | 798.9389 | 851.6538 | 790.8789 | 0.086823 | 0.10004 | 0.097457 | 0.10172 | 0.047145 | 0.043483 | 0.044227 | 0.043698 | 166.3439 | 197.7843 | 208.2866 | 210.5264 | 90.3254 | 85.9632 | 94.523 | 90.444
1 | 16 | 19 | 2382.1945 | 2492.9172 | 2596.9981 | 2633.0007 | 80 | 63 | 0 | 0 | 0 | 0 | 0 | 0 | 0 | 0 | 0 | 0 | 273.8916 | 296.6704 | 293.204 | 321.906 | 0 | 0 | 0 | 0 | 11.4106 | 35.4049 | 39.8274 | 60.5347 | 3.7412 | 7.8972 | 12.4117 | 36.117 | 2013.1512 | 2089.9446 | 2251.555 | 2214.443 | 0.40616 | 0.40567 | 0.40134 | 0.38379 | 817.657 | 847.8382 | 903.6339 | 849.8914 | 0.08684 | 0.10005 | 0.097487 | 0.10171 | 0.047139 | 0.04349 | 0.044239 | 0.043719 | 174.8228 | 209.1066 | 219.4964 | 225.2317 | 94.8972 | 90.8914 | 99.6064 | 96.8133
1 | 16 | 20 | 2361.1259 | 2473.453 | 2579.2046 | 2616.6841 | 80 | 63 | 0 | 0 | 0 | 0 | 0 | 0 | 0 | 0 | 0 | 0 | 276.5891 | 304.1079 | 301.4816 | 326.1356 | 0 | 0 | 0 | 0 | 9.3486 | 5.667 | 19.0465 | 51.8247 | 4.3284 | 7.5726 | 5.3452 | 26.9614 | 1990.8598 | 2093.1055 | 2253.3312 | 2211.7624 | 0.40529 | 0.40498 | 0.3998 | 0.38283 | 806.8817 | 847.6721 | 900.8913 | 846.7233 | 0.086743 | 0.10003 | 0.097484 | 0.1017 | 0.047064 | 0.043381 | 0.044219 | 0.043685 | 172.6927 | 209.3642 | 219.6631 | 224.9346 | 93.6975 | 90.802 | 99.6397 | 96.6202
1 | 16 | 21 | 2295.7077 | 2405.5213 | 2508.623 | 2544.8214 | 80 | 63 | 0 | 0 | 0 | 0 | 0 | 0 | 0 | 0 | 0 | 0 | 265.2751 | 296.0503 | 294.5996 | 313.5897 | 0 | 0 | 0 | 0 | 6.2034 | 9.7393 | 15.6182 | 65.7839 | 6.4769 | 10.2025 | 11.5471 | 19.9746 | 1937.7524 | 2026.5292 | 2186.8581 | 2145.4732 | 0.40397 | 0.40336 | 0.39852 | 0.38167 | 782.7856 | 817.4192 | 871.5115 | 818.8614 | 0.08664 | 0.099979 | 0.097483 | 0.10169 | 0.047017 | 0.043326 | 0.044102 | 0.043677 | 167.8861 | 202.611 | 213.1805 | 218.176 | 91.1068 | 87.8013 | 96.444 | 93.7088
1 | 16 | 22 | 2149.8804 | 2254.7026 | 2353.376 | 2388.9258 | 80 | 63 | 0 | 0 | 0 | 0 | 0 | 0 | 0 | 0 | 0 | 0 | 252.1144 | 281.6541 | 280.5121 | 298.0142 | 0 | 0 | 0 | 0 | 9.4759 | 33.8731 | 48.6462 | 14.6201 | 4.5165 | 8.223 | 4.3893 | 29.102 | 1803.7737 | 1867.9525 | 2019.8284 | 2047.1895 | 0.40092 | 0.40074 | 0.39596 | 0.37797 | 723.1756 | 748.5671 | 799.7643 | 773.7739 | 0.086466 | 0.099891 | 0.097421 | 0.10169 | 0.046911 | 0.04333 | 0.043988 | 0.043661 | 155.9643 | 186.5907 | 196.7735 | 208.1868 | 84.6167 | 80.9382 | 88.8473 | 89.3819
1 | 16 | 23 | 1965.2981 | 2061.8022 | 2152.634 | 2185.4947 | 80 | 63 | 0 | 0 | 0 | 0 | 0 | 0 | 0 | 0 | 0 | 0 | 227.4252 | 252.1009 | 251.0243 | 268.2115 | 0 | 0 | 0 | 0 | 5.1138 | 37.5313 | 14.892 | 51.6028 | 3.072 | 13.5806 | 11.419 | 13.7841 | 1649.6872 | 1695.5893 | 1875.2986 | 1851.8964 | 0.39777 | 0.39563 | 0.3915 | 0.37266 | 656.1998 | 670.8213 | 734.1823 | 690.1358 | 0.086481 | 0.09976 | 0.097236 | 0.1017 | 0.046794 | 0.043296 | 0.043896 | 0.043621 | 142.6659 | 169.1516 | 182.3468 | 188.339 | 77.1953 | 73.413 | 82.3186 | 80.7814
1 | 16 | 24 | 1796.7627 | 1880.8225 | 1958.912 | 1984.4682 | 80 | 63 | 0 | 0 | 0 | 0 | 0 | 0 | 0 | 0 | 0 | 0 | 185.591 | 201.3581 | 200.3167 | 217.334 | 0 | 0 | 0 | 0 | -3.5948 | 30.8489 | 42.3154 | 24.104 | 2.6414 | 2.4786 | 5.0857 | 3.3766 | 1532.1251 | 1583.1369 | 1711.1942 | 1739.6537 | 0.39698 | 0.39267 | 0.38667 | 0.36903 | 608.2248 | 621.6567 | 661.6629 | 641.9924 | 0.086828 | 0.099535 | 0.096875 | 0.10152 | 0.046988 | 0.043124 | 0.043578 | 0.043375 | 133.0306 | 157.577 | 165.772 | 176.6174 | 71.9907 | 68.2718 | 74.5698 | 75.4579
1 | 17 | 1 | 1685.5141 | 1756.107 | 1819.5697 | 1834.7019 | 80 | 63 | 0 | 0 | 0 | 0 | 0 | 0 | 0 | 0 | 0 | 0 | 151.2346 | 161.8 | 161.1727 | 176.1954 | 0 | 0 | 0 | 0 | 3.7286 | -3.1152 | 10.4011 | 27.8367 | 3.522 | 12.2114 | 12.9969 | 11.8536 | 1447.029 | 1522.2108 | 1634.999 | 1618.8162 | 0.399 | 0.39187 | 0.38588 | 0.36679 | 577.3639 | 596.5087 | 630.9133 | 593.7587 | 0.087028 | 0.099508 | 0.096784 | 0.10146 | 0.047115 | 0.042845 | 0.043404 | 0.043093 | 125.9317 | 151.4716 | 158.2421 | 164.2422 | 68.1766 | 65.2197 | 70.9659 | 69.76
1 | 17 | 2 | 1614.8683 | 1675.738 | 1728.9083 | 1736.962 | 80 | 63 | 0 | 0 | 0 | 0 | 0 | 0 | 0 | 0 | 0 | 0 | 96.694 | 96.5588 | 96.2722 | 109.6531 | 0 | 0 | 0 | 0 | 3.5185 | 10.0383 | -3.583 | -0.84308 | 4.4327 | 9.5334 | 16.66 | 2.8154 | 1430.2232 | 1496.6075 | 1619.5592 | 1625.3365 | 0.39922 | 0.39186 | 0.38422 | 0.36646 | 570.9782 | 586.4667 | 622.266 | 595.6254 | 0.087077 | 0.099535 | 0.096576 | 0.10143 | 0.047161 | 0.042718 | 0.043071 | 0.042851 | 124.5389 | 148.9652 | 156.4098 | 164.8611 | 67.4512 | 63.9324 | 69.7555 | 69.6473
1 | 17 | 3 | 1585.0892 | 1638.9079 | 1684.4335 | 1686.7446 | 80 | 63 | 0 | 0 | 0 | 0 | 0 | 0 | 0 | 0 | 0 | 0 | 68.7114 | 63.3187 | 63.2652 | 75.5228 | 0 | 0 | 0 | 0 | -3.3419 | -10.8573 | 45.1661 | -31.2252 | 5.896 | 11.7173 | 5.6335 | 2.6378 | 1433.8237 | 1511.7293 | 1570.3686 | 1639.8092 | 0.39872 | 0.3916 | 0.38238 | 0.3658 | 571.6971 | 591.9858 | 600.4839 | 599.8411 | 0.087055 | 0.099528 | 0.096565 | 0.10141 | 0.047125 | 0.042721 | 0.04301 | 0.042804 | 124.8221 | 150.4595 | 151.6427 | 166.2944 | 67.5684 | 64.5832 | 67.5417 | 70.1909
1 | 17 | 4 | 1584.1189 | 1632.6619 | 1672.2055 | 1669.4412 | 80 | 63 | 0 | 0 | 0 | 0 | 0 | 0 | 0 | 0 | 0 | 0 | 60.341 | 53.221 | 53.2187 | 65.23 | 0 | 0 | 0 | 0 | -3.1269 | -2.1097 | -14.5783 | -16.0449 | 1.9556 | 2.0198 | 9.7853 | 2.3031 | 1444.9491 | 1516.5309 | 1623.7797 | 1617.9529 | 0.39774 | 0.39105 | 0.38218 | 0.36579 | 574.7177 | 593.0331 | 620.5824 | 591.8231 | 0.086973 | 0.099535 | 0.096571 | 0.10142 | 0.04708 | 0.042727 | 0.043006 | 0.042823 | 125.6711 | 150.9486 | 156.8097 | 164.0849 | 68.0288 | 64.7968 | 69.8321 | 69.2864
1 | 17 | 5 | 1629.5125 | 1674.6055 | 1709.802 | 1702.3083 | 80 | 63 | 0 | 0 | 0 | 0 | 0 | 0 | 0 | 0 | 0 | 0 | 65.1544 | 59.3545 | 59.3545 | 71.3545 | 0 | 0 | 0 | 0 | -4.3324 | -2.3469 | 6.156 | -7.2767 | 4.9935 | 13.5225 | 1.6839 | 2.2761 | 1483.697 | 1541.0754 | 1642.6076 | 1635.9543 | 0.39572 | 0.38832 | 0.382 | 0.36494 | 587.128 | 598.4233 | 627.4749 | 597.0304 | 0.086824 | 0.099564 | 0.096555 | 0.1014 | 0.046939 | 0.042787 | 0.043072 | 0.042852 | 128.8205 | 153.4356 | 158.602 | 165.8838 | 69.6433 | 65.9379 | 70.7498 | 70.1034
1 | 17 | 6 | 1756.132 | 1800.2292 | 1833.3006 | 1821.3817 | 80 | 63 | 0 | 0 | 0 | 0 | 0 | 0 | 0 | 0 | 0 | 0 | 62.1162 | 55.0224 | 55.2017 | 67.2017 | 0 | 0 | 0 | 0 | 8.1052 | 57.8424 | -1.8606 | -12.0466 | 4.0185 | 13.314 | 12.8936 | 2.1521 | 1601.8921 | 1611.0504 | 1767.066 | 1764.0745 | 0.39561 | 0.38891 | 0.3827 | 0.36553 | 633.7308 | 626.5525 | 676.2551 | 644.8308 | 0.086608 | 0.099575 | 0.09655 | 0.10136 | 0.046829 | 0.042888 | 0.043246 | 0.043036 | 138.7373 | 160.4207 | 170.6109 | 178.8117 | 75.0154 | 69.0944 | 76.4192 | 75.9191
1 | 17 | 7 | 1982.822 | 2033.6186 | 2072.9527 | 2062.2303 | 80 | 63 | 0 | 0 | 0 | 0 | 0 | 0 | 0 | 0 | 0 | 0 | 95.8168 | 88.9917 | 91.3874 | 103.3877 | 0 | 0 | 0 | 0 | 0.42446 | 67.628 | 52.0271 | 33.0091 | 6.1138 | 7.5585 | 9.8806 | 0.93596 | 1800.467 | 1806.4404 | 1919.6577 | 1924.8975 | 0.39512 | 0.39346 | 0.38571 | 0.37033 | 711.3947 | 710.7573 | 740.4379 | 712.8469 | 0.086486 | 0.099658 | 0.096526 | 0.10134 | 0.04689 | 0.043201 | 0.043591 | 0.043372 | 155.7148 | 180.0269 | 185.2962 | 195.0669 | 84.4233 | 78.0404 | 83.6802 | 83.4864
1 | 17 | 8 | 2101.4748 | 2157.2103 | 2202.6226 | 2196.329 | 80 | 63 | 0 | 0 | 0 | 0 | 0 | 0 | 0 | 0 | 0 | 0 | 712.3375 | 722.5101 | 753.4026 | 782.9932 | 0 | 0 | 0 | 0 | -3.135 | -5.3757 | 10.4073 | -7.1489 | 1.1657 | 1.4499 | -1.2281 | -5.4043 | 1311.1067 | 1375.626 | 1440.0409 | 1425.8889 | 0.39371 | 0.38507 | 0.38401 | 0.3747 | 516.1902 | 529.7064 | 552.9829 | 534.2862 | 0.086739 | 0.099693 | 0.096575 | 0.10137 | 0.047098 | 0.043308 | 0.043527 | 0.043389 | 113.7245 | 137.1403 | 139.072 | 144.5419 | 61.7502 | 59.5754 | 62.6812 | 61.8682
1 | 17 | 9 | 2081.3637 | 2138.2656 | 2186.7275 | 2185.3351 | 80 | 63 | 0 | 0 | 0 | 0 | 0 | 0 | 0 | 0 | 0 | 0 | 1260.6455 | 1339.3714 | 1450.5332 | 1541.0409 | 0 | 0 | 0 | 0 | -3.6779 | -53.3422 | -20.8541 | -12.6683 | -1.0133 | -15.8654 | -13.6729 | -19.2227 | 745.4094 | 805.1018 | 770.7213 | 676.1853 | 0.37693 | 0.19574 | 0.19483 | 0.1952 | 280.9694 | 157.5889 | 150.1562 | 131.9926 | 0.087477 | 0.10082 | 0.097162 | 0.10205 | 0.047507 | 0.044179 | 0.043354 | 0.044098 | 65.2061 | 81.1738 | 74.8848 | 69.0074 | 35.412 | 35.5686 | 33.414 | 29.8185
1 | 17 | 10 | 2075.0363 | 2130.9837 | 2178.2668 | 2175.821 | 80 | 63 | 0 | 0 | 0 | 0 | 0 | 0 | 0 | 0 | 0 | 0 | 1635.5679 | 1775.1494 | 1960.3792 | 2106.0184 | 0 | 0 | 0 | 0 | -7.0821 | -46.0374 | -58.2283 | -93.5406 | -1.1787 | -19.0812 | -17.5225 | -29.5032 | 367.7292 | 357.9529 | 293.6384 | 192.8465 | 0.37868 | 0.19544 | 0.19523 | 0.10268 | 139.2504 | 69.9577 | 57.3284 | 19.802 | 0.088647 | 0.10157 | 0.098162 | 0.10366 | 0.048644 | 0.045804 | 0.046508 | 0.047991 | 32.598 | 36.3578 | 28.8242 | 19.9896 | 17.8879 | 16.3958 | 13.6564 | 9.255
1 | 17 | 11 | 2065.6756 | 2121.0359 | 2166.6839 | 2161.7738 | 80 | 63 | 0 | 0 | 0 | 0 | 0 | 0 | 0 | 0 | 0 | 0 | 1809.5177 | 1977.6298 | 2205.7805 | 2380.9987 | 0 | 0 | 0 | 0 | -6.9305 | -65.4313 | -76.6062 | -87.4562 | -12.032 | -24.7616 | -27.0059 | -34.5361 | 195.1204 | 170.599 | 64.5155 | -97.2325 | 0.37978 | 0.19887 | 0.19965 | 0.10268 | 74.1021 | 33.9264 | 12.8805 | -9.9841 | 0.089482 | 0.10344 | 0.098058 | 0.10481 | 0.049741 | 0.047823 | 0.04674 | 0.053099 | 17.4598 | 17.6472 | 6.3263 | -10.1907 | 9.7054 | 8.1586 | 3.0154 | -5.163
1 | 17 | 12 | 2036.1487 | 2090.7409 | 2135.0117 | 2128.6404 | 80 | 63 | 0 | 0 | 0 | 0 | 0 | 0 | 0 | 0 | 0 | 0 | 1848.0307 | 2019.1371 | 2259.1213 | 2441.8574 | 0 | 0 | 0 | 0 | -13.0916 | -65.0673 | -80.873 | -90.1792 | -19.0026 | -26.0731 | -27.8582 | -39.9587 | 140.2122 | 99.7441 | -15.3784 | -183.079 | 0.37904 | 0.19928 | 0.19965 | 0.10268 | 53.1465 | 19.877 | -3.0703 | -18.7991 | 0.089671 | 0.10344 | 0.098074 | 0.10459 | 0.05005 | 0.047771 | 0.046943 | 0.052134 | 12.5729 | 10.3178 | -1.5082 | -19.1479 | 7.0176 | 4.7649 | -0.72191 | -9.5446
1 | 17 | 13 | 1989.0575 | 2045.7538 | 2092.5907 | 2089.1382 | 80 | 63 | 0 | 0 | 0 | 0 | 0 | 0 | 0 | 0 | 0 | 0 | 1919.2996 | 2101.158 | 2361.4071 | 2557.6154 | 0 | 0 | 0 | 0 | -12.0927 | -64.096 | -80.0039 | -88.4307 | -18.6193 | -26.7795 | -27.7316 | -36.2308 | 20.4699 | -27.5287 | -161.0809 | -343.8157 | 0.37914 | 0.19928 | 0.19965 | 0.10268 | 7.761 | -5.4859 | -32.1598 | -35.304 | 0.090031 | 0.10361 | 0.099358 | 0.1052 | 0.05221 | 0.047938 | 0.048595 | 0.054783 | 1.8429 | -2.8521 | -16.0046 | -36.1682 | 1.0687 | -1.3197 | -7.8278 | -18.8351
1 | 17 | 14 | 1998.9176 | 2059.266 | 2110.2622 | 2110.2586 | 80 | 63 | 0 | 0 | 0 | 0 | 0 | 0 | 0 | 0 | 0 | 0 | 1904.2218 | 2067.1073 | 2315.4526 | 2499.7618 | 0 | 0 | 0 | 0 | -13.9201 | -67.8083 | -72.6068 | -69.4527 | -17.7196 | -26.0391 | -27.5113 | -31.3153 | 46.3355 | 23.0061 | -105.0722 | -288.7352 | 0.37923 | 0.19925 | 0.19951 | 0.10268 | 17.572 | 4.5841 | -20.9633 | -29.6482 | 0.089789 | 0.10359 | 0.098211 | 0.10464 | 0.050209 | 0.047871 | 0.046907 | 0.053497 | 4.1604 | 2.3832 | -10.3192 | -30.2133 | 2.3265 | 1.1013 | -4.9286 | -15.4464
1 | 17 | 15 | 1973.2606 | 2035.7462 | 2089.3128 | 2091.9574 | 80 | 63 | 0 | 0 | 0 | 0 | 0 | 0 | 0 | 0 | 0 | 0 | 1797.8464 | 1933.9704 | 2158.3572 | 2322.4412 | 0 | 0 | 0 | 0 | -11.6408 | -49.0955 | -52.9911 | -54.2308 | -13.6745 | -18.1027 | -20.8724 | -31.2802 | 120.7294 | 105.9741 | 4.819 | -144.9728 | 0.37903 | 0.19565 | 0.19571 | 0.097328 | 45.7602 | 20.7335 | 0.94315 | -14.11 | 0.089515 | 0.10349 | 0.098323 | 0.10454 | 0.049758 | 0.047666 | 0.046678 | 0.051405 | 10.807 | 10.9674 | 0.47382 | -15.1559 | 6.0072 | 5.0513 | 0.22494 | -7.4523
1 | 17 | 16 | 1955.5797 | 2024.5642 | 2085.7003 | 2095.2181 | 80 | 63 | 0 | 0 | 0 | 0 | 0 | 0 | 0 | 0 | 0 | 0 | 1438.8827 | 1528.9711 | 1704.0858 | 1829.5577 | 0 | 0 | 0 | 0 | -2.2841 | -27.5332 | -2.4472 | -7.4367 | -2.021 | -14.0786 | -14.4658 | -18.8486 | 441.0023 | 474.205 | 398.5274 | 291.9458 | 0.37973 | 0.1927 | 0.19404 | 0.18663 | 167.4639 | 91.3799 | 77.3318 | 54.4848 | 0.088764 | 0.10155 | 0.097878 | 0.1031 | 0.048907 | 0.045669 | 0.044457 | 0.046373 | 39.1453 | 48.1555 | 39.0069 | 30.1004 | 21.568 | 21.6564 | 17.7172 | 13.5384
1 | 17 | 17 | 1995.6102 | 2071.6246 | 2140.1841 | 2154.9009 | 80 | 63 | 0 | 0 | 0 | 0 | 0 | 0 | 0 | 0 | 0 | 0 | 752.1353 | 739.0393 | 813.0936 | 857.8125 | 0 | 0 | 0 | 0 | -3.2866 | -1.7496 | -3.0986 | 21.2035 | 1.0869 | 0.80621 | -0.48891 | 0.64623 | 1165.6746 | 1270.5287 | 1330.678 | 1275.2387 | 0.39657 | 0.40209 | 0.39866 | 0.38696 | 462.2698 | 510.872 | 530.4915 | 493.4675 | 0.086708 | 0.099825 | 0.096839 | 0.1017 | 0.047062 | 0.043165 | 0.043381 | 0.043336 | 101.0728 | 126.8304 | 128.8621 | 129.6912 | 54.859 | 54.8419 | 57.7255 | 55.2633
1 | 17 | 18 | 2222.3245 | 2317.381 | 2405.32 | 2431.3256 | 80 | 63 | 0 | 0 | 0 | 0 | 0 | 0 | 0 | 0 | 0 | 0 | 231.2455 | 178.1022 | 213.042 | 229.1683 | 0 | 0 | 0 | 0 | 7.4506 | 39.0353 | 30.4001 | 70.1959 | 3.877 | 7.0816 | 14.1594 | 37.0769 | 1899.7513 | 2030.1618 | 2147.7187 | 2094.8845 | 0.40419 | 0.40413 | 0.39849 | 0.38211 | 767.8517 | 820.4407 | 855.8435 | 800.4859 | 0.086823 | 0.10004 | 0.097457 | 0.10172 | 0.047145 | 0.043483 | 0.044227 | 0.043698 | 164.9426 | 203.1072 | 209.3112 | 213.0837 | 89.5645 | 88.2767 | 94.988 | 91.5426
1 | 17 | 19 | 2313.5598 | 2420.2614 | 2520.4343 | 2554.6591 | 80 | 63 | 0 | 0 | 0 | 0 | 0 | 0 | 0 | 0 | 0 | 0 | 233.6921 | 182.1173 | 215.8416 | 234.1321 | 0 | 0 | 0 | 0 | 11.4106 | 35.4049 | 39.8274 | 60.5347 | 3.7412 | 7.8972 | 12.4117 | 36.117 | 1984.716 | 2131.842 | 2252.3536 | 2223.8752 | 0.40616 | 0.40567 | 0.40134 | 0.38379 | 806.1078 | 864.8349 | 903.9544 | 853.5114 | 0.08684 | 0.10005 | 0.097487 | 0.10171 | 0.047139 | 0.04349 | 0.044239 | 0.043719 | 172.3535 | 213.2985 | 219.5742 | 226.1911 | 93.5568 | 92.7136 | 99.6418 | 97.2257
1 | 17 | 20 | 2281.157 | 2388.799 | 2489.9972 | 2525.4054 | 80 | 63 | 0 | 0 | 0 | 0 | 0 | 0 | 0 | 0 | 0 | 0 | 257.6186 | 206.3505 | 239.8379 | 262.662 | 0 | 0 | 0 | 0 | 9.3486 | 5.667 | 19.0465 | 51.8247 | 4.3284 | 7.5726 | 5.3452 | 26.9614 | 1929.8614 | 2106.209 | 2225.7676 | 2183.9572 | 0.40529 | 0.40498 | 0.3998 | 0.38283 | 782.1595 | 852.9788 | 889.8712 | 836.0787 | 0.086743 | 0.10003 | 0.097484 | 0.1017 | 0.047064 | 0.043381 | 0.044219 | 0.043685 | 167.4015 | 210.6749 | 216.9761 | 222.1068 | 90.8267 | 91.3704 | 98.4208 | 95.4055
1 | 17 | 21 | 2227.9126 | 2333.7543 | 2432.9957 | 2467.4381 | 80 | 63 | 0 | 0 | 0 | 0 | 0 | 0 | 0 | 0 | 0 | 0 | 317.3685 | 270.6174 | 304.1158 | 333.1701 | 0 | 0 | 0 | 0 | 6.2034 | 9.7393 | 15.6182 | 65.7839 | 6.4769 | 10.2025 | 11.5471 | 19.9746 | 1817.8638 | 1980.1951 | 2101.7145 | 2048.5094 | 0.40397 | 0.40336 | 0.39852 | 0.38167 | 734.3547 | 798.7299 | 837.5799 | 781.8533 | 0.08664 | 0.099979 | 0.097483 | 0.10169 | 0.047017 | 0.043326 | 0.044102 | 0.043677 | 157.499 | 197.9785 | 204.8805 | 208.3156 | 85.47 | 85.7939 | 92.689 | 89.4736
1 | 17 | 22 | 2088.6619 | 2189.8975 | 2285.0851 | 2319.0492 | 80 | 63 | 0 | 0 | 0 | 0 | 0 | 0 | 0 | 0 | 0 | 0 | 434.1103 | 396.0511 | 432.9021 | 468.7869 | 0 | 0 | 0 | 0 | 9.4759 | 33.8731 | 48.6462 | 14.6201 | 4.5165 | 8.223 | 4.3893 | 29.102 | 1560.5592 | 1688.7504 | 1799.1476 | 1806.5403 | 0.40092 | 0.40074 | 0.39596 | 0.37797 | 625.6651 | 676.7533 | 712.3843 | 682.816 | 0.086466 | 0.099891 | 0.097421 | 0.10169 | 0.046911 | 0.04333 | 0.043988 | 0.043661 | 134.9346 | 168.6901 | 175.2746 | 183.7142 | 73.2072 | 73.1734 | 79.1401 | 78.8749
1 | 17 | 23 | 1935.0037 | 2029.7329 | 2118.8397 | 2150.9158 | 80 | 63 | 0 | 0 | 0 | 0 | 0 | 0 | 0 | 0 | 0 | 0 | 515.6666 | 486.4321 | 524.5597 | 564.5903 | 0 | 0 | 0 | 0 | 5.1138 | 37.5313 | 14.892 | 51.6028 | 3.072 | 13.5806 | 11.419 | 13.7841 | 1331.1513 | 1429.1889 | 1567.969 | 1520.9386 | 0.39777 | 0.39563 | 0.3915 | 0.37266 | 529.495 | 565.4261 | 613.8623 | 566.7996 | 0.086481 | 0.09976 | 0.097236 | 0.1017 | 0.046794 | 0.043296 | 0.043896 | 0.043621 | 115.1188 | 142.5756 | 152.4632 | 154.6804 | 62.2898 | 61.8788 | 68.828 | 66.3447
1 | 17 | 24 | 1781.4405 | 1864.6027 | 1941.8198 | 1966.9791 | 80 | 63 | 0 | 0 | 0 | 0 | 0 | 0 | 0 | 0 | 0 | 0 | 510.4478 | 484.7613 | 517.6514 | 561.8508 | 0 | 0 | 0 | 0 | -3.5948 | 30.8489 | 42.3154 | 24.104 | 2.6414 | 2.4786 | 5.0857 | 3.3766 | 1191.9462 | 1283.5139 | 1376.7673 | 1377.6477 | 0.39698 | 0.39267 | 0.38667 | 0.36903 | 473.1802 | 504.0025 | 532.351 | 508.3997 | 0.086828 | 0.099535 | 0.096875 | 0.10152 | 0.046988 | 0.043124 | 0.043578 | 0.043375 | 103.4938 | 127.7541 | 133.3744 | 139.865 | 56.0066 | 55.3507 | 59.9963 | 59.7558
1 | 18 | 1 | 1655.2197 | 1724.0378 | 1785.7755 | 1800.123 | 80 | 63 | 0 | 0 | 0 | 0 | 0 | 0 | 0 | 0 | 0 | 0 | 508.126 | 484.1753 | 513.1314 | 561.5842 | 0 | 0 | 0 | 0 | 3.7286 | -3.1152 | 10.4011 | 27.8367 | 3.522 | 12.2114 | 12.9969 | 11.8536 | 1059.8431 | 1167.7662 | 1249.246 | 1198.8485 | 0.399 | 0.39187 | 0.38588 | 0.36679 | 422.8769 | 457.6126 | 482.0589 | 439.7205 | 0.087028 | 0.099508 | 0.096784 | 0.10146 | 0.047115 | 0.042845 | 0.043404 | 0.043093 | 92.2358 | 116.2017 | 120.9073 | 121.633 | 49.9344 | 50.0334 | 54.2226 | 51.6622
1 | 18 | 2 | 1585.1336 | 1644.2612 | 1695.7385 | 1703.0219 | 80 | 63 | 0 | 0 | 0 | 0 | 0 | 0 | 0 | 0 | 0 | 0 | 494.3037 | 466.3607 | 493.43 | 545.2585 | 0 | 0 | 0 | 0 | 3.5185 | 10.0383 | -3.583 | -0.84308 | 4.4327 | 9.5334 | 16.66 | 2.8154 | 1002.8788 | 1095.3288 | 1189.2315 | 1155.7911 | 0.39922 | 0.39186 | 0.38422 | 0.36646 | 400.3725 | 429.22 | 456.9258 | 423.5545 | 0.087077 | 0.099535 | 0.096576 | 0.10143 | 0.047161 | 0.042718 | 0.043071 | 0.042851 | 87.3273 | 109.0238 | 114.8507 | 117.2342 | 47.2971 | 46.7905 | 51.221 | 49.5268
1 | 18 | 3 | 1553.9552 | 1605.9499 | 1649.7027 | 1651.2074 | 80 | 63 | 0 | 0 | 0 | 0 | 0 | 0 | 0 | 0 | 0 | 0 | 480.1352 | 453.9458 | 478.0915 | 530.9333 | 0 | 0 | 0 | 0 | -3.3419 | -10.8573 | 45.1661 | -31.2252 | 5.896 | 11.7173 | 5.6335 | 2.6378 | 991.2659 | 1088.1441 | 1120.8116 | 1148.8615 | 0.39872 | 0.3916 | 0.38238 | 0.3658 | 395.2395 | 426.1119 | 428.5805 | 420.2528 | 0.087055 | 0.099528 | 0.096565 | 0.10141 | 0.047125 | 0.042721 | 0.04301 | 0.042804 | 86.295 | 108.3009 | 108.2312 | 116.507 | 46.713 | 46.487 | 48.2062 | 49.1762
1 | 18 | 4 | 1541.3009 | 1587.3354 | 1624.4409 | 1620.5675 | 80 | 63 | 0 | 0 | 0 | 0 | 0 | 0 | 0 | 0 | 0 | 0 | 465.5525 | 440.9619 | 462.5795 | 515.8222 | 0 | 0 | 0 | 0 | -3.1269 | -2.1097 | -14.5783 | -16.0449 | 1.9556 | 2.0198 | 9.7853 | 2.3031 | 996.9197 | 1083.4635 | 1166.6543 | 1118.4871 | 0.39774 | 0.39105 | 0.38218 | 0.36579 | 396.5174 | 423.6839 | 445.8764 | 409.1259 | 0.086973 | 0.099535 | 0.096571 | 0.10142 | 0.04708 | 0.042727 | 0.043006 | 0.042823 | 86.7048 | 107.843 | 112.6648 | 113.4315 | 46.9354 | 46.2932 | 50.173 | 47.8975
1 | 18 | 5 | 1579.908 | 1622.0949 | 1654.4669 | 1645.6883 | 80 | 63 | 0 | 0 | 0 | 0 | 0 | 0 | 0 | 0 | 0 | 0 | 461.092 | 438.5973 | 458.74 | 512.0252 | 0 | 0 | 0 | 0 | -4.3324 | -2.3469 | 6.156 | -7.2767 | 4.9935 | 13.5225 | 1.6839 | 2.2761 | 1038.155 | 1109.322 | 1187.887 | 1138.6636 | 0.39572 | 0.38832 | 0.382 | 0.36494 | 410.8183 | 430.7668 | 453.772 | 415.5476 | 0.086824 | 0.099564 | 0.096555 | 0.1014 | 0.046939 | 0.042787 | 0.043072 | 0.042852 | 90.1368 | 110.4485 | 114.6964 | 115.4591 | 48.73 | 47.4645 | 51.1642 | 48.7937
1 | 18 | 6 | 1708.1366 | 1749.422 | 1779.7606 | 1766.5985 | 80 | 63 | 0 | 0 | 0 | 0 | 0 | 0 | 0 | 0 | 0 | 0 | 455.2178 | 436.0239 | 453.7678 | 507.4411 | 0 | 0 | 0 | 0 | 8.1052 | 57.8424 | -1.8606 | -12.0466 | 4.0185 | 13.314 | 12.8936 | 2.1521 | 1160.7952 | 1179.2417 | 1314.9598 | 1269.0519 | 0.39561 | 0.38891 | 0.3827 | 0.36553 | 459.2267 | 458.6181 | 503.2344 | 463.8827 | 0.086608 | 0.099575 | 0.09655 | 0.10136 | 0.046829 | 0.042888 | 0.043246 | 0.043036 | 100.5346 | 117.4233 | 126.9599 | 128.6348 | 54.3592 | 50.5751 | 56.8672 | 54.6152
1 | 18 | 7 | 1965.8208 | 2015.6213 | 2053.9874 | 2042.8246 | 80 | 63 | 0 | 0 | 0 | 0 | 0 | 0 | 0 | 0 | 0 | 0 | 437.1084 | 421.4294 | 434.993 | 488.1424 | 0 | 0 | 0 | 0 | 0.42446 | 67.628 | 52.0271 | 33.0091 | 6.1138 | 7.5585 | 9.8806 | 0.93596 | 1442.1741 | 1456.0053 | 1557.0866 | 1520.7371 | 0.39512 | 0.39346 | 0.38571 | 0.37033 | 569.8272 | 572.8761 | 600.5894 | 563.1742 | 0.086486 | 0.099658 | 0.096526 | 0.10134 | 0.04689 | 0.043201 | 0.043591 | 0.043372 | 124.7275 | 145.1031 | 150.2988 | 154.1097 | 67.6231 | 62.9012 | 67.8753 | 65.9572
1 | 18 | 8 | 2083.564 | 2138.2502 | 2182.6427 | 2175.8851 | 80 | 63 | 0 | 0 | 0 | 0 | 0 | 0 | 0 | 0 | 0 | 0 | 988.2998 | 998.28 | 1032.9019 | 1105.2705 | 0 | 0 | 0 | 0 | -3.135 | -5.3757 | 10.4073 | -7.1489 | 1.1657 | 1.4499 | -1.2281 | -5.4043 | 1017.2335 | 1080.896 | 1140.5616 | 1083.1677 | 0.39371 | 0.38507 | 0.38401 | 0.3747 | 400.4906 | 416.216 | 437.9814 | 405.8672 | 0.086739 | 0.099693 | 0.096575 | 0.10137 | 0.047098 | 0.043308 | 0.043527 | 0.043389 | 88.2342 | 107.7578 | 110.1498 | 109.8003 | 47.9094 | 46.8113 | 49.6457 | 46.9978
1 | 18 | 9 | 2082.763 | 2139.7469 | 2188.2885 | 2186.9323 | 80 | 63 | 0 | 0 | 0 | 0 | 0 | 0 | 0 | 0 | 0 | 0 | 1573.4151 | 1669.932 | 1787.3487 | 1925.557 | 0 | 0 | 0 | 0 | -3.6779 | -53.3422 | -20.8541 | -12.6683 | -1.0133 | -15.8654 | -13.6729 | -19.2227 | 434.0391 | 476.0225 | 435.4667 | 293.2663 | 0.37693 | 0.19574 | 0.19483 | 0.1952 | 163.6037 | 93.1756 | 84.84 | 57.2461 | 0.087477 | 0.10082 | 0.097162 | 0.10205 | 0.047507 | 0.044179 | 0.043354 | 0.044098 | 37.9684 | 47.9946 | 42.3108 | 29.929 | 20.6198 | 21.0302 | 18.8793 | 12.9325
1 | 18 | 10 | 2079.3741 | 2135.5756 | 2183.1057 | 2180.7723 | 80 | 63 | 0 | 0 | 0 | 0 | 0 | 0 | 0 | 0 | 0 | 0 | 1922.2553 | 2095.0977 | 2279.8965 | 2474.2082 | 0 | 0 | 0 | 0 | -7.0821 | -46.0374 | -58.2283 | -93.5406 | -1.1787 | -19.0812 | -17.5225 | -29.5032 | 85.3796 | 42.5965 | -21.04 | -170.3921 | 0.37868 | 0.19544 | 0.19523 | 0.10268 | 32.3312 | 8.325 | -4.1077 | -17.4964 | 0.088647 | 0.10157 | 0.098162 | 0.10366 | 0.048644 | 0.045804 | 0.046508 | 0.047991 | 7.5686 | 4.3266 | -2.0653 | -17.6621 | 4.1532 | 1.9511 | -0.97852 | -8.1773
1 | 18 | 11 | 2061.9675 | 2117.1106 | 2162.5474 | 2157.5413 | 80 | 63 | 0 | 0 | 0 | 0 | 0 | 0 | 0 | 0 | 0 | 0 | 2089.5604 | 2309.6721 | 2537.26 | 2769.7571 | 0 | 0 | 0 | 0 | -6.9305 | -65.4313 | -76.6062 | -87.4562 | -12.032 | -24.7616 | -27.0059 | -34.5361 | -88.6304 | -165.3686 | -271.1006 | -490.2234 | 0.37978 | 0.19887 | 0.19965 | 0.10268 | -33.6597 | -32.8862 | -54.1252 | -50.3376 | 0.089482 | 0.10344 | 0.098058 | 0.10481 | 0.049741 | 0.047823 | 0.04674 | 0.053099 | -7.9309 | -17.1062 | -26.5837 | -51.3792 | -4.4085 | -7.9084 | -12.6711 | -26.0304
1 | 18 | 12 | 2020.9665 | 2074.6692 | 2118.0756 | 2111.311 | 80 | 63 | 0 | 0 | 0 | 0 | 0 | 0 | 0 | 0 | 0 | 0 | 2128.1893 | 2366.2667 | 2613.4637 | 2866.1156 | 0 | 0 | 0 | 0 | -13.0916 | -65.0673 | -80.873 | -90.1792 | -19.0026 | -26.0731 | -27.8582 | -39.9587 | -155.1286 | -263.4571 | -386.6569 | -624.6666 | 0.37904 | 0.19928 | 0.19965 | 0.10268 | -58.8005 | -52.5016 | -77.196 | -64.1426 | 0.089671 | 0.10344 | 0.098074 | 0.10459 | 0.05005 | 0.047771 | 0.046943 | 0.052134 | -13.9105 | -27.2527 | -37.9209 | -65.3329 | -7.7642 | -12.5857 | -18.151 | -32.5664
1 | 18 | 13 | 1990.037 | 2046.7907 | 2093.6833 | 2090.2562 | 80 | 63 | 0 | 0 | 0 | 0 | 0 | 0 | 0 | 0 | 0 | 0 | 2095.6532 | 2332.3025 | 2578.6614 | 2832.9333 | 0 | 0 | 0 | 0 | -12.0927 | -64.096 | -80.0039 | -88.4307 | -18.6193 | -26.7795 | -27.7316 | -36.2308 | -154.9042 | -257.6363 | -377.2425 | -618.0155 | 0.37914 | 0.19928 | 0.19965 | 0.10268 | -58.731 | -51.3416 | -75.3165 | -63.4597 | 0.090031 | 0.10361 | 0.099358 | 0.1052 | 0.05221 | 0.047938 | 0.048595 | 0.054783 | -13.9461 | -26.6927 | -37.4819 | -65.013 | -8.0876 | -12.3505 | -18.3322 | -33.8566
1 | 18 | 14 | 1965.9646 | 2024.3824 | 2073.5022 | 2072.6451 | 80 | 63 | 0 | 0 | 0 | 0 | 0 | 0 | 0 | 0 | 0 | 0 | 2034.8334 | 2253.6657 | 2486.2551 | 2729.3825 | 0 | 0 | 0 | 0 | -13.9201 | -67.8083 | -72.6068 | -69.4527 | -17.7196 | -26.0391 | -27.5113 | -31.3153 | -117.2291 | -198.4359 | -312.6347 | -555.9695 | 0.37923 | 0.19925 | 0.19951 | 0.10268 | -44.4574 | -39.5391 | -62.3748 | -57.0886 | 0.089789 | 0.10359 | 0.098211 | 0.10464 | 0.050209 | 0.047871 | 0.046907 | 0.053497 | -10.5259 | -20.556 | -30.7041 | -58.1768 | -5.8859 | -9.4993 | -14.6648 | -29.7427
1 | 18 | 15 | 1935.48 | 1995.7523 | 2047.1676 | 2048.8336 | 80 | 63 | 0 | 0 | 0 | 0 | 0 | 0 | 0 | 0 | 0 | 0 | 1848.4966 | 2033.5875 | 2242.9569 | 2464.6355 | 0 | 0 | 0 | 0 | -11.6408 | -49.0955 | -52.9911 | -54.2308 | -13.6745 | -18.1027 | -20.8724 | -31.2802 | 32.2987 | -33.637 | -121.9259 | -330.2909 | 0.37903 | 0.19565 | 0.19571 | 0.097328 | 12.2422 | -6.581 | -23.8624 | -32.1467 | 0.089515 | 0.10349 | 0.098323 | 0.10454 | 0.049758 | 0.047666 | 0.046678 | 0.051405 | 2.8912 | -3.4811 | -11.9881 | -34.5295 | 1.6071 | -1.6033 | -5.6913 | -16.9786
1 | 18 | 16 | 1914.4409 | 1981.0152 | 2039.8088 | 2048.2611 | 80 | 63 | 0 | 0 | 0 | 0 | 0 | 0 | 0 | 0 | 0 | 0 | 1425.1938 | 1542.6763 | 1696.5084 | 1870.5689 | 0 | 0 | 0 | 0 | -2.2841 | -27.5332 | -2.4472 | -7.4367 | -2.021 | -14.0786 | -14.4658 | -18.8486 | 413.5523 | 416.9508 | 360.2134 | 203.9775 | 0.37973 | 0.1927 | 0.19404 | 0.18663 | 157.0402 | 80.3469 | 69.8972 | 38.0676 | 0.088764 | 0.10155 | 0.097878 | 0.1031 | 0.048907 | 0.045669 | 0.044457 | 0.046373 | 36.7087 | 42.3414 | 35.2568 | 21.0307 | 20.2255 | 19.0417 | 16.0139 | 9.459
1 | 18 | 17 | 1950.0636 | 2023.4097 | 2089.3757 | 2102.9127 | 80 | 63 | 0 | 0 | 0 | 0 | 0 | 0 | 0 | 0 | 0 | 0 | 773.0374 | 774.3807 | 820.4671 | 906.7227 | 0 | 0 | 0 | 0 | -3.2866 | -1.7496 | -3.0986 | 21.2035 | 1.0869 | 0.80621 | -0.48891 | 0.64623 | 1099.2259 | 1186.9723 | 1272.4961 | 1174.3403 | 0.39657 | 0.40209 | 0.39866 | 0.38696 | 435.9183 | 477.2745 | 507.2965 | 454.4237 | 0.086708 | 0.099825 | 0.096839 | 0.1017 | 0.047062 | 0.043165 | 0.043381 | 0.043336 | 95.3112 | 118.4894 | 123.2278 | 119.4299 | 51.7318 | 51.2352 | 55.2015 | 50.8908
1 | 18 | 18 | 2141.7958 | 2232.1346 | 2315.4883 | 2339.4079 | 80 | 63 | 0 | 0 | 0 | 0 | 0 | 0 | 0 | 0 | 0 | 0 | 308.4079 | 274.9323 | 282.7788 | 339.2118 | 0 | 0 | 0 | 0 | 7.4506 | 39.0353 | 30.4001 | 70.1959 | 3.877 | 7.0816 | 14.1594 | 37.0769 | 1742.0604 | 1848.0853 | 1988.15 | 1892.9233 | 0.40419 | 0.40413 | 0.39849 | 0.38211 | 704.1153 | 746.8589 | 792.257 | 723.3136 | 0.086823 | 0.10004 | 0.097457 | 0.10172 | 0.047145 | 0.043483 | 0.044227 | 0.043698 | 151.2514 | 184.8914 | 193.7601 | 192.541 | 82.1301 | 80.3596 | 87.9307 | 82.7173
1 | 18 | 19 | 2252.6211 | 2355.7526 | 2452.4556 | 2485.1019 | 80 | 63 | 0 | 0 | 0 | 0 | 0 | 0 | 0 | 0 | 0 | 0 | 320.9926 | 297.1547 | 306.3775 | 355.9812 | 0 | 0 | 0 | 0 | 11.4106 | 35.4049 | 39.8274 | 60.5347 | 3.7412 | 7.8972 | 12.4117 | 36.117 | 1836.4768 | 1952.2958 | 2093.839 | 2032.469 | 0.40616 | 0.40567 | 0.40134 | 0.38379 | 745.8993 | 791.9975 | 840.3365 | 780.0507 | 0.08684 | 0.10005 | 0.097487 | 0.10171 | 0.047139 | 0.04349 | 0.044239 | 0.043719 | 159.4803 | 195.3343 | 204.1212 | 206.7231 | 86.569 | 84.9051 | 92.6292 | 88.8576
1 | 18 | 20 | 2224.696 | 2329.0302 | 2427.0136 | 2460.9592 | 80 | 63 | 0 | 0 | 0 | 0 | 0 | 0 | 0 | 0 | 0 | 0 | 347.4352 | 323.9882 | 338.1898 | 384.1562 | 0 | 0 | 0 | 0 | 9.3486 | 5.667 | 19.0465 | 51.8247 | 4.3284 | 7.5726 | 5.3452 | 26.9614 | 1783.5838 | 1928.8025 | 2064.4319 | 1998.0168 | 0.40529 | 0.40498 | 0.3998 | 0.38283 | 722.8742 | 781.1322 | 825.3686 | 764.8956 | 0.086743 | 0.10003 | 0.097484 | 0.1017 | 0.047064 | 0.043381 | 0.044219 | 0.043685 | 154.713 | 192.9297 | 201.2485 | 203.1968 | 83.9423 | 83.6743 | 91.2868 | 87.2828
1 | 18 | 21 | 2149.6228 | 2250.8778 | 2345.6615 | 2378.0759 | 80 | 63 | 0 | 0 | 0 | 0 | 0 | 0 | 0 | 0 | 0 | 0 | 365.1621 | 338.2648 | 356.4949 | 401.5917 | 0 | 0 | 0 | 0 | 6.2034 | 9.7393 | 15.6182 | 65.7839 | 6.4769 | 10.2025 | 11.5471 | 19.9746 | 1691.7804 | 1829.6713 | 1962.0012 | 1890.7257 | 0.40397 | 0.40336 | 0.39852 | 0.38167 | 683.4214 | 738.0148 | 781.901 | 721.6321 | 0.08664 | 0.099979 | 0.097483 | 0.10169 | 0.047017 | 0.043326 | 0.044102 | 0.043677 | 146.5752 | 182.9292 | 191.2609 | 192.2704 | 79.542 | 79.2723 | 86.5274 | 82.582
1 | 18 | 22 | 2027.0235 | 2124.6481 | 2216.3259 | 2248.6935 | 80 | 63 | 0 | 0 | 0 | 0 | 0 | 0 | 0 | 0 | 0 | 0 | 373.8455 | 340.0035 | 360.7822 | 408.1931 | 0 | 0 | 0 | 0 | 9.4759 | 33.8731 | 48.6462 | 14.6201 | 4.5165 | 8.223 | 4.3893 | 29.102 | 1559.1857 | 1679.5485 | 1802.5082 | 1796.7784 | 0.40092 | 0.40074 | 0.39596 | 0.37797 | 625.1145 | 673.0657 | 713.715 | 679.1263 | 0.086466 | 0.099891 | 0.097421 | 0.10169 | 0.046911 | 0.04333 | 0.043988 | 0.043661 | 134.8159 | 167.7709 | 175.602 | 182.7215 | 73.1428 | 72.7747 | 79.288 | 78.4487
1 | 18 | 23 | 1868.328 | 1959.1509 | 2044.4612 | 2074.8102 | 80 | 63 | 0 | 0 | 0 | 0 | 0 | 0 | 0 | 0 | 0 | 0 | 381.3416 | 344.7496 | 367.2949 | 415.2273 | 0 | 0 | 0 | 0 | 5.1138 | 37.5313 | 14.892 | 51.6028 | 3.072 | 13.5806 | 11.419 | 13.7841 | 1398.8006 | 1500.2894 | 1650.8553 | 1594.1961 | 0.39777 | 0.39563 | 0.3915 | 0.37266 | 556.404 | 593.5554 | 646.3124 | 594.1001 | 0.086481 | 0.09976 | 0.097236 | 0.1017 | 0.046794 | 0.043296 | 0.043896 | 0.043621 | 120.9691 | 149.6685 | 160.5228 | 162.1307 | 65.4553 | 64.9572 | 72.4664 | 69.5402
1 | 18 | 24 | 1691.047 | 1768.9134 | 1840.9834 | 1863.8014 | 80 | 63 | 0 | 0 | 0 | 0 | 0 | 0 | 0 | 0 | 0 | 0 | 364.1753 | 323.6677 | 345.3255 | 394.6759 | 0 | 0 | 0 | 0 | -3.5948 | 30.8489 | 42.3154 | 24.104 | 2.6414 | 2.4786 | 5.0857 | 3.3766 | 1247.8251 | 1348.9182 | 1448.2568 | 1441.6449 | 0.39698 | 0.39267 | 0.38667 | 0.36903 | 495.363 | 529.6851 | 559.9936 | 532.0168 | 0.086828 | 0.099535 | 0.096875 | 0.10152 | 0.046988 | 0.043124 | 0.043578 | 0.043375 | 108.3456 | 134.2641 | 140.2999 | 146.3623 | 58.6322 | 58.1712 | 63.1116 | 62.5317
1 | 19 | 1 | 1577.5596 | 1641.8279 | 1699.1436 | 1711.4795 | 80 | 63 | 0 | 0 | 0 | 0 | 0 | 0 | 0 | 0 | 0 | 0 | 338.2309 | 296.1811 | 316.6607 | 364.799 | 0 | 0 | 0 | 0 | 3.7286 | -3.1152 | 10.4011 | 27.8367 | 3.522 | 12.2114 | 12.9969 | 11.8536 | 1152.0781 | 1273.5505 | 1359.0849 | 1306.9903 | 0.399 | 0.39187 | 0.38588 | 0.36679 | 459.6786 | 499.0663 | 524.4436 | 479.3854 | 0.087028 | 0.099508 | 0.096784 | 0.10146 | 0.047115 | 0.042845 | 0.043404 | 0.043093 | 100.2628 | 126.728 | 131.538 | 132.6049 | 54.28 | 54.5658 | 58.9901 | 56.3224
1 | 19 | 2 | 1518.178 | 1573.383 | 1621.0478 | 1626.5969 | 80 | 63 | 0 | 0 | 0 | 0 | 0 | 0 | 0 | 0 | 0 | 0 | 344.9464 | 307.6287 | 326.9731 | 374.5432 | 0 | 0 | 0 | 0 | 3.5185 | 10.0383 | -3.583 | -0.84308 | 4.4327 | 9.5334 | 16.66 | 2.8154 | 1085.2805 | 1183.1826 | 1280.9977 | 1250.0814 | 0.39922 | 0.39186 | 0.38422 | 0.36646 | 433.2691 | 463.6468 | 492.1841 | 458.1084 | 0.087077 | 0.099535 | 0.096576 | 0.10143 | 0.047161 | 0.042718 | 0.043071 | 0.042851 | 94.5025 | 117.7684 | 123.7131 | 126.7983 | 51.1832 | 50.5434 | 55.1734 | 53.5673
1 | 19 | 3 | 1486.6498 | 1534.7014 | 1574.6217 | 1574.3831 | 80 | 63 | 0 | 0 | 0 | 0 | 0 | 0 | 0 | 0 | 0 | 0 | 377.8775 | 348.8182 | 368.115 | 415.1439 | 0 | 0 | 0 | 0 | -3.3419 | -10.8573 | 45.1661 | -31.2252 | 5.896 | 11.7173 | 5.6335 | 2.6378 | 1026.2182 | 1122.0232 | 1155.7072 | 1187.8266 | 0.39872 | 0.3916 | 0.38238 | 0.3658 | 409.1758 | 439.3788 | 441.924 | 434.5062 | 0.087055 | 0.099528 | 0.096565 | 0.10141 | 0.047125 | 0.042721 | 0.04301 | 0.042804 | 89.3378 | 111.6728 | 111.6009 | 120.4585 | 48.3601 | 47.9344 | 49.707 | 50.8441
1 | 19 | 4 | 1496.5239 | 1539.9351 | 1574.491 | 1569.4578 | 80 | 63 | 0 | 0 | 0 | 0 | 0 | 0 | 0 | 0 | 0 | 0 | 373.2352 | 345.6809 | 364.5392 | 410.3521 | 0 | 0 | 0 | 0 | -3.1269 | -2.1097 | -14.5783 | -16.0449 | 1.9556 | 2.0198 | 9.7853 | 2.3031 | 1044.46 | 1131.3442 | 1214.7447 | 1172.8475 | 0.39774 | 0.39105 | 0.38218 | 0.36579 | 415.4261 | 442.4074 | 464.2558 | 429.0101 | 0.086973 | 0.099535 | 0.096571 | 0.10142 | 0.04708 | 0.042727 | 0.043006 | 0.042823 | 90.8395 | 112.6088 | 117.3089 | 118.9445 | 49.1736 | 48.339 | 52.2412 | 50.2254
1 | 19 | 5 | 1540.0285 | 1579.879 | 1609.9802 | 1600.1687 | 80 | 63 | 0 | 0 | 0 | 0 | 0 | 0 | 0 | 0 | 0 | 0 | 361.9514 | 334.5691 | 352.4226 | 397.8445 | 0 | 0 | 0 | 0 | -4.3324 | -2.3469 | 6.156 | -7.2767 | 4.9935 | 13.5225 | 1.6839 | 2.2761 | 1097.4161 | 1171.1343 | 1249.7178 | 1207.3248 | 0.39572 | 0.38832 | 0.382 | 0.36494 | 434.2691 | 454.7695 | 477.3913 | 440.605 | 0.086824 | 0.099564 | 0.096555 | 0.1014 | 0.046939 | 0.042787 | 0.043072 | 0.042852 | 95.2821 | 116.6028 | 120.6665 | 122.4213 | 51.5116 | 50.1093 | 53.8274 | 51.7359
1 | 19 | 6 | 1671.9652 | 1711.1315 | 1739.4104 | 1725.3114 | 80 | 63 | 0 | 0 | 0 | 0 | 0 | 0 | 0 | 0 | 0 | 0 | 369.2068 | 343.4066 | 361.2232 | 406.7334 | 0 | 0 | 0 | 0 | 8.1052 | 57.8424 | -1.8606 | -12.0466 | 4.0185 | 13.314 | 12.8936 | 2.1521 | 1210.6348 | 1233.5685 | 1367.1543 | 1328.4725 | 0.39561 | 0.38891 | 0.3827 | 0.36553 | 478.9439 | 479.7462 | 523.2092 | 485.603 | 0.086608 | 0.099575 | 0.09655 | 0.10136 | 0.046829 | 0.042888 | 0.043246 | 0.043036 | 104.8511 | 122.8329 | 131.9993 | 134.6578 | 56.6931 | 52.905 | 59.1244 | 57.1724
1 | 19 | 7 | 1893.408 | 1938.9662 | 1973.209 | 1960.1706 | 80 | 63 | 0 | 0 | 0 | 0 | 0 | 0 | 0 | 0 | 0 | 0 | 372.442 | 349.8013 | 366.1654 | 411.2209 | 0 | 0 | 0 | 0 | 0.42446 | 67.628 | 52.0271 | 33.0091 | 6.1138 | 7.5585 | 9.8806 | 0.93596 | 1434.4277 | 1450.9784 | 1545.1359 | 1515.0046 | 0.39512 | 0.39346 | 0.38571 | 0.37033 | 566.7664 | 570.8982 | 595.9798 | 561.0513 | 0.086486 | 0.099658 | 0.096526 | 0.10134 | 0.04689 | 0.043201 | 0.043591 | 0.043372 | 124.0576 | 144.6021 | 149.1452 | 153.5288 | 67.2598 | 62.684 | 67.3544 | 65.7086
1 | 19 | 8 | 2020.0367 | 2071.0011 | 2111.7763 | 2103.3732 | 80 | 63 | 0 | 0 | 0 | 0 | 0 | 0 | 0 | 0 | 0 | 0 | 786.2637 | 785.5067 | 814.0562 | 869.0307 | 0 | 0 | 0 | 0 | -3.135 | -5.3757 | 10.4073 | -7.1489 | 1.1657 | 1.4499 | -1.2281 | -5.4043 | 1155.7423 | 1226.4202 | 1288.5409 | 1246.8957 | 0.39371 | 0.38507 | 0.38401 | 0.3747 | 455.0223 | 472.2524 | 494.8062 | 467.2168 | 0.086739 | 0.099693 | 0.096575 | 0.10137 | 0.047098 | 0.043308 | 0.043527 | 0.043389 | 100.2483 | 122.2655 | 124.4409 | 126.3974 | 54.4328 | 53.1136 | 56.0868 | 54.1018
1 | 19 | 9 | 2027.1416 | 2080.8669 | 2126.2413 | 2123.4445 | 80 | 63 | 0 | 0 | 0 | 0 | 0 | 0 | 0 | 0 | 0 | 0 | 1019.0336 | 1098.0066 | 1192.952 | 1298.9236 | 0 | 0 | 0 | 0 | -3.6779 | -53.3422 | -20.8541 | -12.6683 | -1.0133 | -15.8654 | -13.6729 | -19.2227 | 932.7992 | 989.0679 | 967.8164 | 856.4119 | 0.37693 | 0.19574 | 0.19483 | 0.1952 | 351.6028 | 193.598 | 188.5553 | 167.1732 | 0.087477 | 0.10082 | 0.097162 | 0.10205 | 0.047507 | 0.044179 | 0.043354 | 0.044098 | 81.5984 | 99.722 | 94.0349 | 87.4003 | 44.3142 | 43.696 | 41.9588 | 37.7662
1 | 19 | 10 | 2033.4077 | 2086.9162 | 2131.829 | 2128.305 | 80 | 63 | 0 | 0 | 0 | 0 | 0 | 0 | 0 | 0 | 0 | 0 | 1179.3824 | 1324.5524 | 1469.0631 | 1621.4487 | 0 | 0 | 0 | 0 | -7.0821 | -46.0374 | -58.2283 | -93.5406 | -1.1787 | -19.0812 | -17.5225 | -29.5032 | 782.2861 | 764.4825 | 738.5167 | 629.9001 | 0.37868 | 0.19544 | 0.19523 | 0.10268 | 296.2334 | 149.4092 | 144.184 | 64.68 | 0.088647 | 0.10157 | 0.098162 | 0.10366 | 0.048644 | 0.045804 | 0.046508 | 0.047991 | 69.3471 | 77.6496 | 72.4945 | 65.2927 | 38.0538 | 35.0167 | 34.3466 | 30.2298
1 | 19 | 11 | 2047.2051 | 2101.4833 | 2146.0796 | 2140.6911 | 80 | 63 | 0 | 0 | 0 | 0 | 0 | 0 | 0 | 0 | 0 | 0 | 1227.5229 | 1424.8729 | 1591.0711 | 1765.5722 | 0 | 0 | 0 | 0 | -6.9305 | -65.4313 | -76.6062 | -87.4562 | -12.032 | -24.7616 | -27.0059 | -34.5361 | 758.6446 | 703.8033 | 658.6205 | 497.1112 | 0.37978 | 0.19887 | 0.19965 | 0.10268 | 288.1153 | 139.9627 | 131.4936 | 51.0449 | 0.089482 | 0.10344 | 0.098058 | 0.10481 | 0.049741 | 0.047823 | 0.04674 | 0.053099 | 67.8854 | 72.8033 | 64.5832 | 52.1011 | 37.7354 | 33.658 | 30.7836 | 26.3961
1 | 19 | 12 | 2011.2415 | 2064.3745 | 2107.2271 | 2100.2106 | 80 | 63 | 0 | 0 | 0 | 0 | 0 | 0 | 0 | 0 | 0 | 0 | 974.4316 | 1191.0198 | 1362.1095 | 1543.4541 | 0 | 0 | 0 | 0 | -13.0916 | -65.0673 | -80.873 | -90.1792 | -19.0026 | -26.0731 | -27.8582 | -39.9587 | 988.9041 | 901.4951 | 853.8488 | 686.8945 | 0.37904 | 0.19928 | 0.19965 | 0.10268 | 374.8377 | 179.6494 | 170.4709 | 70.5324 | 0.089671 | 0.10344 | 0.098074 | 0.10459 | 0.05005 | 0.047771 | 0.046943 | 0.052134 | 88.6759 | 93.2531 | 83.7402 | 71.8412 | 49.4947 | 43.0658 | 40.0825 | 35.8106
1 | 19 | 13 | 1982.2011 | 2038.4956 | 2084.9421 | 2081.312 | 80 | 63 | 0 | 0 | 0 | 0 | 0 | 0 | 0 | 0 | 0 | 0 | 1077.1227 | 1303.3585 | 1467.0776 | 1635.6795 | 0 | 0 | 0 | 0 | -12.0927 | -64.096 | -80.0039 | -88.4307 | -18.6193 | -26.7795 | -27.7316 | -36.2308 | 855.7903 | 763.0127 | 725.6 | 570.2941 | 0.37914 | 0.19928 | 0.19965 | 0.10268 | 324.4676 | 152.0527 | 144.866 | 58.5595 | 0.090031 | 0.10361 | 0.099358 | 0.1052 | 0.05221 | 0.047938 | 0.048595 | 0.054783 | 77.0473 | 79.0527 | 72.0938 | 59.9928 | 44.6811 | 36.5771 | 35.2607 | 31.2422
1 | 19 | 14 | 1976.3892 | 2035.4177 | 2085.1312 | 2084.5441 | 80 | 63 | 0 | 0 | 0 | 0 | 0 | 0 | 0 | 0 | 0 | 0 | 848.4561 | 1045.7962 | 1192.9111 | 1348.3649 | 0 | 0 | 0 | 0 | -13.9201 | -67.8083 | -72.6068 | -69.4527 | -17.7196 | -26.0391 | -27.5113 | -31.3153 | 1079.5728 | 1020.4689 | 992.3383 | 836.9471 | 0.37923 | 0.19925 | 0.19951 | 0.10268 | 409.4117 | 203.3323 | 197.9849 | 85.9402 | 0.089789 | 0.10359 | 0.098211 | 0.10464 | 0.050209 | 0.047871 | 0.046907 | 0.053497 | 96.9337 | 105.7104 | 97.4582 | 87.5784 | 54.2042 | 48.8508 | 46.5479 | 44.7741
1 | 19 | 15 | 1934.0108 | 1994.1969 | 2045.5286 | 2047.1566 | 80 | 63 | 0 | 0 | 0 | 0 | 0 | 0 | 0 | 0 | 0 | 0 | 745.6158 | 900.7969 | 1025.1082 | 1162.3276 | 0 | 0 | 0 | 0 | -11.6408 | -49.0955 | -52.9911 | -54.2308 | -13.6745 | -18.1027 | -20.8724 | -31.2802 | 1133.7102 | 1097.5983 | 1094.2838 | 970.34 | 0.37903 | 0.19565 | 0.19571 | 0.097328 | 429.7117 | 214.7418 | 214.1644 | 94.4416 | 0.089515 | 0.10349 | 0.098323 | 0.10454 | 0.049758 | 0.047666 | 0.046678 | 0.051405 | 101.4836 | 113.5919 | 107.5929 | 101.4421 | 56.411 | 52.318 | 51.079 | 49.8804
1 | 19 | 16 | 1895.6206 | 1961.0923 | 2018.8142 | 2026.779 | 80 | 63 | 0 | 0 | 0 | 0 | 0 | 0 | 0 | 0 | 0 | 0 | 631.5259 | 741.2477 | 831.0995 | 936.2851 | 0 | 0 | 0 | 0 | -2.2841 | -27.5332 | -2.4472 | -7.4367 | -2.021 | -14.0786 | -14.4658 | -18.8486 | 1188.3998 | 1198.4564 | 1204.6277 | 1116.7793 | 0.37973 | 0.1927 | 0.19404 | 0.18663 | 451.2768 | 230.9441 | 233.7506 | 208.4204 | 0.088764 | 0.10155 | 0.097878 | 0.1031 | 0.048907 | 0.045669 | 0.044457 | 0.046373 | 105.4876 | 121.7033 | 117.9061 | 115.1431 | 58.1209 | 54.7322 | 53.5537 | 51.7884
1 | 19 | 17 | 1910.7438 | 1981.7863 | 2045.5134 | 2058.032 | 80 | 63 | 0 | 0 | 0 | 0 | 0 | 0 | 0 | 0 | 0 | 0 | 380.7838 | 431.6756 | 452.5426 | 495.0826 | 0 | 0 | 0 | 0 | -3.2866 | -1.7496 | -3.0986 | 21.2035 | 1.0869 | 0.80621 | -0.48891 | 0.64623 | 1452.1597 | 1488.0541 | 1596.5583 | 1541.0997 | 0.39657 | 0.40209 | 0.39866 | 0.38696 | 575.8807 | 598.3377 | 636.488 | 596.3453 | 0.086708 | 0.099825 | 0.096839 | 0.1017 | 0.047062 | 0.043165 | 0.043381 | 0.043336 | 125.9132 | 148.5448 | 154.6098 | 156.7292 | 68.3415 | 64.2313 | 69.2595 | 66.7846
1 | 19 | 18 | 2096.669 | 2184.364 | 2265.1482 | 2287.8989 | 80 | 63 | 0 | 0 | 0 | 0 | 0 | 0 | 0 | 0 | 0 | 0 | 280.9966 | 314.0301 | 312.2624 | 332.9021 | 0 | 0 | 0 | 0 | 7.4506 | 39.0353 | 30.4001 | 70.1959 | 3.877 | 7.0816 | 14.1594 | 37.0769 | 1724.3448 | 1761.2169 | 1908.3263 | 1847.724 | 0.40419 | 0.40413 | 0.39849 | 0.38211 | 696.955 | 711.7531 | 760.4481 | 706.0423 | 0.086823 | 0.10004 | 0.097457 | 0.10172 | 0.047145 | 0.043483 | 0.044227 | 0.043698 | 149.7133 | 176.2007 | 185.9807 | 187.9435 | 81.2949 | 76.5823 | 84.4003 | 80.7422
1 | 19 | 19 | 2180.6981 | 2279.6159 | 2372.2236 | 2403.007 | 80 | 63 | 0 | 0 | 0 | 0 | 0 | 0 | 0 | 0 | 0 | 0 | 193.9005 | 206.9972 | 205.054 | 226.4164 | 0 | 0 | 0 | 0 | 11.4106 | 35.4049 | 39.8274 | 60.5347 | 3.7412 | 7.8972 | 12.4117 | 36.117 | 1891.6458 | 1966.3166 | 2114.9305 | 2079.9389 | 0.40616 | 0.40567 | 0.40134 | 0.38379 | 768.3066 | 797.6854 | 848.8013 | 798.2694 | 0.08684 | 0.10005 | 0.097487 | 0.10171 | 0.047139 | 0.04349 | 0.044239 | 0.043719 | 164.2712 | 196.7371 | 206.1773 | 211.5512 | 89.1696 | 85.5149 | 93.5623 | 90.9329
1 | 19 | 20 | 2124.1577 | 2222.6018 | 2314.8604 | 2346.2019 | 80 | 63 | 0 | 0 | 0 | 0 | 0 | 0 | 0 | 0 | 0 | 0 | 120.3026 | 121.4059 | 120.2912 | 137.662 | 0 | 0 | 0 | 0 | 9.3486 | 5.667 | 19.0465 | 51.8247 | 4.3284 | 7.5726 | 5.3452 | 26.9614 | 1910.178 | 2024.9563 | 2170.1775 | 2129.7538 | 0.40529 | 0.40498 | 0.3998 | 0.38283 | 774.182 | 820.0728 | 867.6461 | 815.3281 | 0.086743 | 0.10003 | 0.097484 | 0.1017 | 0.047064 | 0.043381 | 0.044219 | 0.043685 | 165.6941 | 202.5476 | 211.5569 | 216.5943 | 89.9003 | 87.8456 | 95.9627 | 93.0376
1 | 19 | 21 | 2079.9386 | 2177.1112 | 2267.9269 | 2298.5364 | 80 | 63 | 0 | 0 | 0 | 0 | 0 | 0 | 0 | 0 | 0 | 0 | 74.5485 | 68.81 | 68.4182 | 82.3064 | 0 | 0 | 0 | 0 | 6.2034 | 9.7393 | 15.6182 | 65.7839 | 6.4769 | 10.2025 | 11.5471 | 19.9746 | 1912.7098 | 2025.3593 | 2172.3435 | 2130.4716 | 0.40397 | 0.40336 | 0.39852 | 0.38167 | 772.6693 | 816.9473 | 865.7271 | 813.1357 | 0.08664 | 0.099979 | 0.097483 | 0.10169 | 0.047017 | 0.043326 | 0.044102 | 0.043677 | 165.7165 | 202.494 | 211.7656 | 216.6505 | 89.9294 | 87.7507 | 95.8038 | 93.0535
1 | 19 | 22 | 1980.4275 | 2075.3222 | 2164.3468 | 2195.5075 | 80 | 63 | 0 | 0 | 0 | 0 | 0 | 0 | 0 | 0 | 0 | 0 | 55.4413 | 47.0473 | 47.0268 | 59.1256 | 0 | 0 | 0 | 0 | 9.4759 | 33.8731 | 48.6462 | 14.6201 | 4.5165 | 8.223 | 4.3893 | 29.102 | 1830.9938 | 1923.1788 | 2064.2846 | 2092.6599 | 0.40092 | 0.40074 | 0.39596 | 0.37797 | 734.0888 | 770.6986 | 817.367 | 790.9603 | 0.086466 | 0.099891 | 0.097421 | 0.10169 | 0.046911 | 0.04333 | 0.043988 | 0.043661 | 158.3179 | 192.1073 | 201.1045 | 212.8108 | 85.8936 | 83.3312 | 90.8029 | 91.3671
1 | 19 | 23 | 1847.6886 | 1937.3024 | 2021.4374 | 2051.2518 | 80 | 63 | 0 | 0 | 0 | 0 | 0 | 0 | 0 | 0 | 0 | 0 | 47.6613 | 37.3849 | 37.3849 | 49.3849 | 0 | 0 | 0 | 0 | 5.1138 | 37.5313 | 14.892 | 51.6028 | 3.072 | 13.5806 | 11.419 | 13.7841 | 1711.8416 | 1785.8055 | 1957.7415 | 1936.4801 | 0.39777 | 0.39563 | 0.3915 | 0.37266 | 680.923 | 706.5133 | 766.4589 | 721.6571 | 0.086481 | 0.09976 | 0.097236 | 0.1017 | 0.046794 | 0.043296 | 0.043896 | 0.043621 | 148.0411 | 178.1516 | 190.3632 | 196.9412 | 80.1037 | 77.3191 | 85.9376 | 84.471
1 | 19 | 24 | 1703.6405 | 1782.2447 | 1855.0319 | 1878.176 | 80 | 63 | 0 | 0 | 0 | 0 | 0 | 0 | 0 | 0 | 0 | 0 | 44.4859 | 32.3182 | 32.3182 | 44.3182 | 0 | 0 | 0 | 0 | -3.5948 | 30.8489 | 42.3154 | 24.104 | 2.6414 | 2.4786 | 5.0857 | 3.3766 | 1580.108 | 1653.599 | 1775.3125 | 1806.3772 | 0.39698 | 0.39267 | 0.38667 | 0.36903 | 627.2731 | 649.3253 | 686.4554 | 666.6157 | 0.086828 | 0.099535 | 0.096875 | 0.10152 | 0.046988 | 0.043124 | 0.043578 | 0.043375 | 137.1969 | 164.5904 | 171.9835 | 183.3915 | 74.2453 | 71.3104 | 77.3639 | 78.352
1 | 20 | 1 | 1579.2387 | 1643.6054 | 1701.0167 | 1713.3962 | 80 | 63 | 0 | 0 | 0 | 0 | 0 | 0 | 0 | 0 | 0 | 0 | 40.1069 | 24.9962 | 24.9962 | 36.9962 | 0 | 0 | 0 | 0 | 3.7286 | -3.1152 | 10.4011 | 27.8367 | 3.522 | 12.2114 | 12.9969 | 11.8536 | 1451.8813 | 1546.513 | 1652.6225 | 1636.7097 | 0.399 | 0.39187 | 0.38588 | 0.36679 | 579.2999 | 606.0321 | 637.7138 | 600.3218 | 0.087028 | 0.099508 | 0.096784 | 0.10146 | 0.047115 | 0.042845 | 0.043404 | 0.043093 | 126.354 | 153.8899 | 159.9478 | 166.0576 | 68.4052 | 66.261 | 71.7309 | 70.5311
1 | 20 | 2 | 1511.6014 | 1566.4211 | 1613.7114 | 1619.0902 | 80 | 63 | 0 | 0 | 0 | 0 | 0 | 0 | 0 | 0 | 0 | 0 | 41.2235 | 26.8627 | 26.8627 | 38.8627 | 0 | 0 | 0 | 0 | 3.5185 | 10.0383 | -3.583 | -0.84308 | 4.4327 | 9.5334 | 16.66 | 2.8154 | 1382.4267 | 1456.9867 | 1573.7717 | 1578.2552 | 0.39922 | 0.39186 | 0.38422 | 0.36646 | 551.8968 | 570.9407 | 604.6736 | 578.3719 | 0.087077 | 0.099535 | 0.096576 | 0.10143 | 0.047161 | 0.042718 | 0.043071 | 0.042851 | 120.377 | 145.0216 | 151.9879 | 160.0856 | 65.197 | 62.2398 | 67.7834 | 67.6299
1 | 20 | 3 | 1472.7969 | 1520.0369 | 1559.1685 | 1558.571 | 80 | 63 | 0 | 0 | 0 | 0 | 0 | 0 | 0 | 0 | 0 | 0 | 48.2177 | 37.9447 | 37.9447 | 49.9447 | 0 | 0 | 0 | 0 | -3.3419 | -10.8573 | 45.1661 | -31.2252 | 5.896 | 11.7173 | 5.6335 | 2.6378 | 1342.0251 | 1418.2322 | 1470.4242 | 1537.2137 | 0.39872 | 0.3916 | 0.38238 | 0.3658 | 535.095 | 555.3728 | 562.2667 | 562.3118 | 0.087055 | 0.099528 | 0.096565 | 0.10141 | 0.047125 | 0.042721 | 0.04301 | 0.042804 | 116.8305 | 141.1539 | 141.9916 | 155.8901 | 63.2424 | 60.5889 | 63.243 | 65.7994
1 | 20 | 4 | 1461.402 | 1502.7555 | 1535.3115 | 1529.3686 | 80 | 63 | 0 | 0 | 0 | 0 | 0 | 0 | 0 | 0 | 0 | 0 | 71.0657 | 66.7886 | 66.7886 | 78.7886 | 0 | 0 | 0 | 0 | -3.1269 | -2.1097 | -14.5783 | -16.0449 | 1.9556 | 2.0198 | 9.7853 | 2.3031 | 1311.5075 | 1373.0569 | 1473.3159 | 1464.3218 | 0.39774 | 0.39105 | 0.38218 | 0.36579 | 521.6423 | 536.9282 | 563.0775 | 535.6271 | 0.086973 | 0.099535 | 0.096571 | 0.10142 | 0.04708 | 0.042727 | 0.043006 | 0.042823 | 114.0653 | 136.6678 | 142.2793 | 148.5044 | 61.7463 | 58.6666 | 63.3613 | 62.7073
1 | 20 | 5 | 1473.9125 | 1509.8895 | 1536.2261 | 1524.702 | 80 | 63 | 0 | 0 | 0 | 0 | 0 | 0 | 0 | 0 | 0 | 0 | 67.9114 | 62.2902 | 62.2902 | 74.2902 | 0 | 0 | 0 | 0 | -4.3324 | -2.3469 | 6.156 | -7.2767 | 4.9935 | 13.5225 | 1.6839 | 2.2761 | 1325.34 | 1373.4237 | 1466.096 | 1455.4124 | 0.39572 | 0.38832 | 0.382 | 0.36494 | 524.463 | 533.3216 | 560.0476 | 531.1429 | 0.086824 | 0.099564 | 0.096555 | 0.1014 | 0.046939 | 0.042787 | 0.043072 | 0.042852 | 115.0713 | 136.7435 | 141.5589 | 147.5771 | 62.2102 | 58.7646 | 63.1471 | 62.3669
1 | 20 | 6 | 1517.2747 | 1547.3783 | 1566.8492 | 1548.7433 | 80 | 63 | 0 | 0 | 0 | 0 | 0 | 0 | 0 | 0 | 0 | 0 | 124.8196 | 132.6263 | 132.6263 | 144.6263 | 0 | 0 | 0 | 0 | 8.1052 | 57.8424 | -1.8606 | -12.0466 | 4.0185 | 13.314 | 12.8936 | 2.1521 | 1300.3315 | 1280.5956 | 1423.1899 | 1414.0115 | 0.39561 | 0.38891 | 0.3827 | 0.36553 | 514.4292 | 498.0355 | 544.654 | 516.8705 | 0.086608 | 0.099575 | 0.09655 | 0.10136 | 0.046829 | 0.042888 | 0.043246 | 0.043036 | 112.6196 | 127.5156 | 137.4095 | 143.3283 | 60.8936 | 54.9219 | 61.5478 | 60.8537
1 | 20 | 7 | 1595.641 | 1623.7543 | 1641.0422 | 1620.291 | 80 | 63 | 0 | 0 | 0 | 0 | 0 | 0 | 0 | 0 | 0 | 0 | 174.7302 | 191.4005 | 191.401 | 203.4014 | 0 | 0 | 0 | 0 | 0.42446 | 67.628 | 52.0271 | 33.0091 | 6.1138 | 7.5585 | 9.8806 | 0.93596 | 1334.3726 | 1294.1673 | 1387.7335 | 1382.9445 | 0.39512 | 0.39346 | 0.38571 | 0.37033 | 527.233 | 509.1997 | 535.2676 | 512.1455 | 0.086486 | 0.099658 | 0.096526 | 0.10134 | 0.04689 | 0.043201 | 0.043591 | 0.043372 | 115.4042 | 128.9746 | 133.9519 | 140.146 | 62.5683 | 55.9096 | 60.493 | 59.9809
1 | 20 | 8 | 1648.7375 | 1677.949 | 1697.5824 | 1679.5618 | 80 | 63 | 0 | 0 | 0 | 0 | 0 | 0 | 0 | 0 | 0 | 0 | 711.0644 | 744.214 | 767.4869 | 798.4885 | 0 | 0 | 0 | 0 | -3.135 | -5.3757 | 10.4073 | -7.1489 | 1.1657 | 1.4499 | -1.2281 | -5.4043 | 859.6424 | 874.6608 | 920.9163 | 893.6266 | 0.39371 | 0.38507 | 0.38401 | 0.3747 | 338.4461 | 336.8019 | 353.6365 | 334.8454 | 0.086739 | 0.099693 | 0.096575 | 0.10137 | 0.047098 | 0.043308 | 0.043527 | 0.043389 | 74.5648 | 87.1976 | 88.9375 | 90.5866 | 40.4872 | 37.8797 | 40.0851 | 38.7738
1 | 20 | 9 | 1735.4615 | 1772.0985 | 1800.8646 | 1790.5126 | 80 | 63 | 0 | 0 | 0 | 0 | 0 | 0 | 0 | 0 | 0 | 0 | 1175.7914 | 1276.926 | 1379.3001 | 1474.8853 | 0 | 0 | 0 | 0 | -3.6779 | -53.3422 | -20.8541 | -12.6683 | -1.0133 | -15.8654 | -13.6729 | -19.2227 | 484.3613 | 501.3801 | 456.0915 | 347.5183 | 0.37693 | 0.19574 | 0.19483 | 0.1952 | 182.5718 | 98.1391 | 88.8582 | 67.8362 | 0.087477 | 0.10082 | 0.097162 | 0.10205 | 0.047507 | 0.044179 | 0.043354 | 0.044098 | 42.3704 | 50.5513 | 44.3147 | 35.4656 | 23.0104 | 22.1505 | 19.7735 | 15.3249
1 | 20 | 10 | 1785.1753 | 1824.1409 | 1854.9193 | 1844.9655 | 80 | 63 | 0 | 0 | 0 | 0 | 0 | 0 | 0 | 0 | 0 | 0 | 1445.6079 | 1605.0467 | 1769.6987 | 1916.1317 | 0 | 0 | 0 | 0 | -7.0821 | -46.0374 | -58.2283 | -93.5406 | -1.1787 | -19.0812 | -17.5225 | -29.5032 | 267.8282 | 221.2129 | 160.9714 | 51.8776 | 0.37868 | 0.19544 | 0.19523 | 0.10268 | 101.4202 | 43.2335 | 31.4272 | 5.327 | 0.088647 | 0.10157 | 0.098162 | 0.10366 | 0.048644 | 0.045804 | 0.046508 | 0.047991 | 23.7421 | 22.4689 | 15.8013 | 5.3774 | 13.0283 | 10.1325 | 7.4864 | 2.4897
1 | 20 | 11 | 1801.9811 | 1841.8927 | 1872.5258 | 1860.7855 | 80 | 63 | 0 | 0 | 0 | 0 | 0 | 0 | 0 | 0 | 0 | 0 | 1632.6469 | 1835.1413 | 2043.6503 | 2225.8912 | 0 | 0 | 0 | 0 | -6.9305 | -65.4313 | -76.6062 | -87.4562 | -12.032 | -24.7616 | -27.0059 | -34.5361 | 108.2967 | 33.9443 | -67.5124 | -243.1133 | 0.37978 | 0.19887 | 0.19965 | 0.10268 | 41.1285 | 6.7504 | -13.4789 | -24.9636 | 0.089482 | 0.10344 | 0.098058 | 0.10481 | 0.049741 | 0.047823 | 0.04674 | 0.053099 | 9.6906 | 3.5113 | -6.6202 | -25.4802 | 5.3867 | 1.6233 | -3.1555 | -12.9091
1 | 20 | 12 | 1783.8584 | 1823.6699 | 1853.5753 | 1840.6691 | 80 | 63 | 0 | 0 | 0 | 0 | 0 | 0 | 0 | 0 | 0 | 0 | 1735.71 | 1967.2791 | 2203.8634 | 2409.0268 | 0 | 0 | 0 | 0 | -13.0916 | -65.0673 | -80.873 | -90.1792 | -19.0026 | -26.0731 | -27.8582 | -39.9587 | 0.24257 | -115.4687 | -241.5568 | -438.2198 | 0.37904 | 0.19928 | 0.19965 | 0.10268 | 0.091945 | -23.0105 | -48.2268 | -44.9977 | 0.089671 | 0.10344 | 0.098074 | 0.10459 | 0.05005 | 0.047771 | 0.046943 | 0.052134 | 0.021752 | -11.9444 | -23.6904 | -45.8327 | 0.012141 | -5.5161 | -11.3395 | -22.8462
1 | 20 | 13 | 1747.1219 | 1789.6442 | 1822.7052 | 1812.986 | 80 | 63 | 0 | 0 | 0 | 0 | 0 | 0 | 0 | 0 | 0 | 0 | 1724.6589 | 1959.9113 | 2200.0311 | 2407.8166 | 0 | 0 | 0 | 0 | -12.0927 | -64.096 | -80.0039 | -88.4307 | -18.6193 | -26.7795 | -27.7316 | -36.2308 | -26.825 | -142.3916 | -269.5904 | -470.169 | 0.37914 | 0.19928 | 0.19965 | 0.10268 | -10.1705 | -28.3757 | -53.8237 | -48.2784 | 0.090031 | 0.10361 | 0.099358 | 0.1052 | 0.05221 | 0.047938 | 0.048595 | 0.054783 | -2.4151 | -14.7526 | -26.7858 | -49.4601 | -1.4005 | -6.8259 | -13.1008 | -25.7571
1 | 20 | 14 | 1704.9287 | 1748.0535 | 1782.31 | 1774.6914 | 80 | 63 | 0 | 0 | 0 | 0 | 0 | 0 | 0 | 0 | 0 | 0 | 1648.1225 | 1872.5563 | 2108.0233 | 2309.3767 | 0 | 0 | 0 | 0 | -13.9201 | -67.8083 | -72.6068 | -69.4527 | -17.7196 | -26.0391 | -27.5113 | -31.3153 | 8.4458 | -93.6553 | -225.5952 | -433.9173 | 0.37923 | 0.19925 | 0.19951 | 0.10268 | 3.203 | -18.6612 | -45.0093 | -44.5559 | 0.089789 | 0.10359 | 0.098211 | 0.10464 | 0.050209 | 0.047871 | 0.046907 | 0.053497 | 0.75834 | -9.7018 | -22.1558 | -45.4052 | 0.42406 | -4.4834 | -10.582 | -23.2132
1 | 20 | 15 | 1675.0039 | 1720.0159 | 1756.5997 | 1751.5188 | 80 | 63 | 0 | 0 | 0 | 0 | 0 | 0 | 0 | 0 | 0 | 0 | 1600.352 | 1785.4478 | 1996.0921 | 2172.2538 | 0 | 0 | 0 | 0 | -11.6408 | -49.0955 | -52.9911 | -54.2308 | -13.6745 | -18.1027 | -20.8724 | -31.2802 | 19.9672 | -61.2336 | -165.629 | -335.2239 | 0.37903 | 0.19565 | 0.19571 | 0.097328 | 7.5682 | -11.9802 | -32.4156 | -32.6268 | 0.089515 | 0.10349 | 0.098323 | 0.10454 | 0.049758 | 0.047666 | 0.046678 | 0.051405 | 1.7874 | -6.3371 | -16.2851 | -35.0452 | 0.99352 | -2.9188 | -7.7312 | -17.2322
1 | 20 | 16 | 1664.3194 | 1716.2402 | 1760.7918 | 1762.7654 | 80 | 63 | 0 | 0 | 0 | 0 | 0 | 0 | 0 | 0 | 0 | 0 | 1193.9456 | 1305.4368 | 1463.1082 | 1588.4483 | 0 | 0 | 0 | 0 | -2.2841 | -27.5332 | -2.4472 | -7.4367 | -2.021 | -14.0786 | -14.4658 | -18.8486 | 394.679 | 389.4153 | 314.5966 | 200.6024 | 0.37973 | 0.1927 | 0.19404 | 0.18663 | 149.8734 | 75.0408 | 61.0455 | 37.4377 | 0.088764 | 0.10155 | 0.097878 | 0.1031 | 0.048907 | 0.045669 | 0.044457 | 0.046373 | 35.0335 | 39.5451 | 30.792 | 20.6827 | 19.3025 | 17.7842 | 13.9859 | 9.3025
1 | 20 | 17 | 1706.029 | 1765.0781 | 1817.1488 | 1824.3648 | 80 | 63 | 0 | 0 | 0 | 0 | 0 | 0 | 0 | 0 | 0 | 0 | 679.5299 | 680.3109 | 748.8117 | 792.5585 | 0 | 0 | 0 | 0 | -3.2866 | -1.7496 | -3.0986 | 21.2035 | 1.0869 | 0.80621 | -0.48891 | 0.64623 | 948.6989 | 1022.7106 | 1071.9246 | 1009.9566 | 0.39657 | 0.40209 | 0.39866 | 0.38696 | 376.224 | 411.2258 | 427.3362 | 390.8137 | 0.086708 | 0.099825 | 0.096839 | 0.1017 | 0.047062 | 0.043165 | 0.043381 | 0.043336 | 82.2594 | 102.092 | 103.8046 | 102.7122 | 44.6477 | 44.1449 | 46.5006 | 43.7672
1 | 20 | 18 | 1925.6769 | 2003.3542 | 2074.402 | 2092.7237 | 80 | 63 | 0 | 0 | 0 | 0 | 0 | 0 | 0 | 0 | 0 | 0 | 264.9594 | 228.5868 | 262.8319 | 275.8661 | 0 | 0 | 0 | 0 | 7.4506 | 39.0353 | 30.4001 | 70.1959 | 3.877 | 7.0816 | 14.1594 | 37.0769 | 1569.3899 | 1665.6504 | 1767.0106 | 1709.5847 | 0.40419 | 0.40413 | 0.39849 | 0.38211 | 634.3245 | 673.1322 | 704.1353 | 653.2572 | 0.086823 | 0.10004 | 0.097457 | 0.10172 | 0.047145 | 0.043483 | 0.044227 | 0.043698 | 136.2596 | 166.6397 | 172.2084 | 173.8925 | 73.9895 | 72.4268 | 78.1503 | 74.7057
1 | 20 | 19 | 2017.1222 | 2106.4567 | 2189.7504 | 2216.2968 | 80 | 63 | 0 | 0 | 0 | 0 | 0 | 0 | 0 | 0 | 0 | 0 | 292.7878 | 259.4153 | 295.2115 | 308.0804 | 0 | 0 | 0 | 0 | 11.4106 | 35.4049 | 39.8274 | 60.5347 | 3.7412 | 7.8972 | 12.4117 | 36.117 | 1629.1827 | 1740.7393 | 1842.2998 | 1811.5647 | 0.40616 | 0.40567 | 0.40134 | 0.38379 | 661.7052 | 706.1744 | 739.3844 | 695.2688 | 0.08684 | 0.10005 | 0.097487 | 0.10171 | 0.047139 | 0.04349 | 0.044239 | 0.043719 | 141.4788 | 174.1673 | 179.5995 | 184.2548 | 76.7974 | 75.7045 | 81.5014 | 79.1998
1 | 20 | 20 | 1988.9172 | 2079.4381 | 2163.9961 | 2191.8346 | 80 | 63 | 0 | 0 | 0 | 0 | 0 | 0 | 0 | 0 | 0 | 0 | 332.8437 | 307.7959 | 343.9951 | 356.7858 | 0 | 0 | 0 | 0 | 9.3486 | 5.667 | 19.0465 | 51.8247 | 4.3284 | 7.5726 | 5.3452 | 26.9614 | 1562.3965 | 1695.4027 | 1795.6093 | 1756.2626 | 0.40529 | 0.40498 | 0.3998 | 0.38283 | 633.2285 | 686.6092 | 717.8921 | 672.3455 | 0.086743 | 0.10003 | 0.097484 | 0.1017 | 0.047064 | 0.043381 | 0.044219 | 0.043685 | 135.5266 | 169.5838 | 175.0426 | 178.6106 | 73.5324 | 73.5491 | 79.3997 | 76.7218
1 | 20 | 21 | 1942.3193 | 2031.4294 | 2114.4091 | 2141.4539 | 80 | 63 | 0 | 0 | 0 | 0 | 0 | 0 | 0 | 0 | 0 | 0 | 355.473 | 333.0475 | 369.907 | 383.3068 | 0 | 0 | 0 | 0 | 6.2034 | 9.7393 | 15.6182 | 65.7839 | 6.4769 | 10.2025 | 11.5471 | 19.9746 | 1494.166 | 1615.4401 | 1717.3367 | 1672.3886 | 0.40397 | 0.40336 | 0.39852 | 0.38167 | 603.5919 | 651.6026 | 684.3968 | 638.2995 | 0.08664 | 0.099979 | 0.097483 | 0.10169 | 0.047017 | 0.043326 | 0.044102 | 0.043677 | 129.454 | 161.5106 | 167.4103 | 170.0674 | 70.2508 | 69.9905 | 75.7373 | 73.0456
1 | 20 | 22 | 1848.5453 | 1935.7135 | 2017.2288 | 2044.9734 | 80 | 63 | 0 | 0 | 0 | 0 | 0 | 0 | 0 | 0 | 0 | 0 | 343.4154 | 321.0539 | 356.2702 | 370.3237 | 0 | 0 | 0 | 0 | 9.4759 | 33.8731 | 48.6462 | 14.6201 | 4.5165 | 8.223 | 4.3893 | 29.102 | 1411.1375 | 1509.5636 | 1607.9231 | 1630.9276 | 0.40092 | 0.40074 | 0.39596 | 0.37797 | 565.7585 | 604.9456 | 636.6677 | 616.4398 | 0.086466 | 0.099891 | 0.097421 | 0.10169 | 0.046911 | 0.04333 | 0.043988 | 0.043661 | 122.0148 | 150.7911 | 156.6453 | 165.8555 | 66.1977 | 65.4092 | 70.7286 | 71.2076
1 | 20 | 23 | 1746.6605 | 1830.3555 | 1908.738 | 1935.9355 | 80 | 63 | 0 | 0 | 0 | 0 | 0 | 0 | 0 | 0 | 0 | 0 | 276.0035 | 245.7635 | 277.0155 | 291.9863 | 0 | 0 | 0 | 0 | 5.1138 | 37.5313 | 14.892 | 51.6028 | 3.072 | 13.5806 | 11.419 | 13.7841 | 1382.4713 | 1470.48 | 1605.4114 | 1578.5623 | 0.39777 | 0.39563 | 0.3915 | 0.37266 | 549.9087 | 581.762 | 628.5211 | 588.274 | 0.086481 | 0.09976 | 0.097236 | 0.1017 | 0.046794 | 0.043296 | 0.043896 | 0.043621 | 119.5569 | 146.6948 | 156.104 | 160.5408 | 64.6912 | 63.6666 | 70.4716 | 68.8583
1 | 20 | 24 | 1622.2723 | 1696.1095 | 1764.2635 | 1785.3001 | 80 | 63 | 0 | 0 | 0 | 0 | 0 | 0 | 0 | 0 | 0 | 0 | 202.2818 | 159.5324 | 187.0734 | 203.9531 | 0 | 0 | 0 | 0 | -3.5948 | 30.8489 | 42.3154 | 24.104 | 2.6414 | 2.4786 | 5.0857 | 3.3766 | 1340.944 | 1440.2496 | 1529.789 | 1553.8664 | 0.39698 | 0.39267 | 0.38667 | 0.36903 | 532.3295 | 565.5485 | 591.5195 | 573.4305 | 0.086828 | 0.099535 | 0.096875 | 0.10152 | 0.046988 | 0.043124 | 0.043578 | 0.043375 | 116.4309 | 143.3548 | 148.1984 | 157.7555 | 63.0076 | 62.1098 | 66.6646 | 67.3993
1 | 21 | 1 | 1529.2144 | 1590.6504 | 1645.2133 | 1656.297 | 80 | 63 | 0 | 0 | 0 | 0 | 0 | 0 | 0 | 0 | 0 | 0 | 202.7342 | 157.8155 | 185.8179 | 203.4796 | 0 | 0 | 0 | 0 | 3.7286 | -3.1152 | 10.4011 | 27.8367 | 3.522 | 12.2114 | 12.9969 | 11.8536 | 1239.2297 | 1360.7387 | 1435.9974 | 1413.1272 | 0.399 | 0.39187 | 0.38588 | 0.36679 | 494.452 | 533.2327 | 554.1225 | 518.3149 | 0.087028 | 0.099508 | 0.096784 | 0.10146 | 0.047115 | 0.042845 | 0.043404 | 0.043093 | 107.8474 | 135.4039 | 138.9819 | 143.3733 | 58.3862 | 58.3014 | 62.3284 | 60.8962
1 | 21 | 2 | 1461.6471 | 1513.5401 | 1557.986 | 1562.0709 | 80 | 63 | 0 | 0 | 0 | 0 | 0 | 0 | 0 | 0 | 0 | 0 | 178.4713 | 138.5554 | 162.5637 | 178.8049 | 0 | 0 | 0 | 0 | 3.5185 | 10.0383 | -3.583 | -0.84308 | 4.4327 | 9.5334 | 16.66 | 2.8154 | 1195.2246 | 1292.4131 | 1382.3454 | 1381.2937 | 0.39922 | 0.39186 | 0.38422 | 0.36646 | 477.1614 | 506.4502 | 531.1239 | 506.1928 | 0.087077 | 0.099535 | 0.096576 | 0.10143 | 0.047161 | 0.042718 | 0.043071 | 0.042851 | 104.0761 | 128.6407 | 133.5008 | 140.1074 | 56.3683 | 55.2096 | 59.5386 | 59.1898
1 | 21 | 3 | 1424.5217 | 1468.9335 | 1505.3163 | 1503.4684 | 80 | 63 | 0 | 0 | 0 | 0 | 0 | 0 | 0 | 0 | 0 | 0 | 158.8448 | 121.5822 | 142.7951 | 157.6533 | 0 | 0 | 0 | 0 | -3.3419 | -10.8573 | 45.1661 | -31.2252 | 5.896 | 11.7173 | 5.6335 | 2.6378 | 1183.1228 | 1283.4913 | 1311.7216 | 1374.4024 | 0.39872 | 0.3916 | 0.38238 | 0.3658 | 471.7371 | 502.6089 | 501.5814 | 502.7555 | 0.087055 | 0.099528 | 0.096565 | 0.10141 | 0.047125 | 0.042721 | 0.04301 | 0.042804 | 102.9972 | 127.7434 | 126.6665 | 139.3793 | 55.7542 | 54.8325 | 56.4172 | 58.8304
1 | 21 | 4 | 1410.2583 | 1448.6155 | 1478.2594 | 1470.9918 | 80 | 63 | 0 | 0 | 0 | 0 | 0 | 0 | 0 | 0 | 0 | 0 | 128.7411 | 92.556 | 107.2473 | 125.4154 | 0 | 0 | 0 | 0 | -3.1269 | -2.1097 | -14.5783 | -16.0449 | 1.9556 | 2.0198 | 9.7853 | 2.3031 | 1202.6884 | 1293.1495 | 1375.805 | 1359.3181 | 0.39774 | 0.39105 | 0.38218 | 0.36579 | 478.3603 | 505.6807 | 525.8105 | 497.2183 | 0.086973 | 0.099535 | 0.096571 | 0.10142 | 0.04708 | 0.042727 | 0.043006 | 0.042823 | 104.601 | 128.7142 | 132.8626 | 137.8554 | 56.6231 | 55.2524 | 59.1677 | 58.2107
1 | 21 | 5 | 1425.7772 | 1458.9342 | 1482.53 | 1469.7591 | 80 | 63 | 0 | 0 | 0 | 0 | 0 | 0 | 0 | 0 | 0 | 0 | 90.8568 | 57.5079 | 62.6093 | 86.9145 | 0 | 0 | 0 | 0 | -4.3324 | -2.3469 | 6.156 | -7.2767 | 4.9935 | 13.5225 | 1.6839 | 2.2761 | 1254.2594 | 1327.2508 | 1412.0808 | 1387.8452 | 0.39572 | 0.38832 | 0.382 | 0.36494 | 496.335 | 515.3919 | 539.4139 | 506.4847 | 0.086824 | 0.099564 | 0.096555 | 0.1014 | 0.046939 | 0.042787 | 0.043072 | 0.042852 | 108.8998 | 132.1463 | 136.3434 | 140.7259 | 58.8737 | 56.789 | 60.8206 | 59.4715
1 | 21 | 6 | 1454.3771 | 1480.7957 | 1496.6852 | 1476.9501 | 80 | 63 | 0 | 0 | 0 | 0 | 0 | 0 | 0 | 0 | 0 | 0 | 100.3801 | 61.5598 | 62.8544 | 98.8087 | 0 | 0 | 0 | 0 | 8.1052 | 57.8424 | -1.8606 | -12.0466 | 4.0185 | 13.314 | 12.8936 | 2.1521 | 1261.8733 | 1285.0796 | 1422.7978 | 1388.0359 | 0.39561 | 0.38891 | 0.3827 | 0.36553 | 499.2146 | 499.7794 | 544.5039 | 507.3756 | 0.086608 | 0.099575 | 0.09655 | 0.10136 | 0.046829 | 0.042888 | 0.043246 | 0.043036 | 109.2888 | 127.9621 | 137.3717 | 140.6954 | 59.0926 | 55.1142 | 61.5308 | 59.7358
1 | 21 | 7 | 1490.1352 | 1512.0674 | 1523.3478 | 1499.8637 | 80 | 63 | 0 | 0 | 0 | 0 | 0 | 0 | 0 | 0 | 0 | 0 | 177.3941 | 142.1325 | 142.8164 | 189.6014 | 0 | 0 | 0 | 0 | 0.42446 | 67.628 | 52.0271 | 33.0091 | 6.1138 | 7.5585 | 9.8806 | 0.93596 | 1226.2028 | 1231.7483 | 1318.6237 | 1276.3173 | 0.39512 | 0.39346 | 0.38571 | 0.37033 | 484.4933 | 484.6405 | 508.611 | 472.6583 | 0.086486 | 0.099658 | 0.096526 | 0.10134 | 0.04689 | 0.043201 | 0.043591 | 0.043372 | 106.0491 | 122.754 | 127.281 | 129.3405 | 57.4962 | 53.213 | 57.4804 | 55.3563
1 | 21 | 8 | 1524.6213 | 1546.5614 | 1559.1275 | 1537.8921 | 80 | 63 | 0 | 0 | 0 | 0 | 0 | 0 | 0 | 0 | 0 | 0 | 850.8805 | 853.81 | 882.8121 | 949.1911 | 0 | 0 | 0 | 0 | -3.135 | -5.3757 | 10.4073 | -7.1489 | 1.1657 | 1.4499 | -1.2281 | -5.4043 | 595.7101 | 633.6772 | 667.1362 | 601.2542 | 0.39371 | 0.38507 | 0.38401 | 0.3747 | 234.5345 | 244.0074 | 256.1837 | 225.2923 | 0.086739 | 0.099693 | 0.096575 | 0.10137 | 0.047098 | 0.043308 | 0.043527 | 0.043389 | 51.6715 | 63.1732 | 64.4287 | 60.9489 | 28.0566 | 27.4432 | 29.0387 | 26.088
1 | 21 | 9 | 1598.9616 | 1627.6017 | 1648.5955 | 1634.7078 | 80 | 63 | 0 | 0 | 0 | 0 | 0 | 0 | 0 | 0 | 0 | 0 | 1466.1675 | 1565.2823 | 1683.4674 | 1819.7173 | 0 | 0 | 0 | 0 | -3.6779 | -53.3422 | -20.8541 | -12.6683 | -1.0133 | -15.8654 | -13.6729 | -19.2227 | 57.4853 | 68.527 | -0.34495 | -153.1185 | 0.37693 | 0.19574 | 0.19483 | 0.1952 | 21.6681 | 13.4133 | -0.067205 | -29.889 | 0.087477 | 0.10082 | 0.097162 | 0.10205 | 0.047507 | 0.044179 | 0.043354 | 0.044098 | 5.0286 | 6.9092 | -0.033516 | -15.6264 | 2.7309 | 3.0275 | -0.014955 | -6.7522
1 | 21 | 10 | 1645.8768 | 1676.6816 | 1699.5283 | 1685.9664 | 80 | 63 | 0 | 0 | 0 | 0 | 0 | 0 | 0 | 0 | 0 | 0 | 1877.9323 | 2048.0515 | 2242.3811 | 2437.0981 | 0 | 0 | 0 | 0 | -7.0821 | -46.0374 | -58.2283 | -93.5406 | -1.1787 | -19.0812 | -17.5225 | -29.5032 | -303.7947 | -369.2513 | -467.102 | -628.0879 | 0.37868 | 0.19544 | 0.19523 | 0.10268 | -115.0399 | -72.1658 | -91.1945 | -64.4939 | 0.088647 | 0.10157 | 0.098162 | 0.10366 | 0.048644 | 0.045804 | 0.046508 | 0.047991 | -26.9304 | -37.5054 | -45.8518 | -65.1048 | -14.7779 | -16.9133 | -21.7238 | -30.1428
1 | 21 | 11 | 1665.2714 | 1697.1737 | 1720.0226 | 1704.7412 | 80 | 63 | 0 | 0 | 0 | 0 | 0 | 0 | 0 | 0 | 0 | 0 | 2152.9612 | 2348.7804 | 2600.3105 | 2834.1373 | 0 | 0 | 0 | 0 | -6.9305 | -65.4313 | -76.6062 | -87.4562 | -12.032 | -24.7616 | -27.0059 | -34.5361 | -548.7274 | -624.4138 | -776.6759 | -1007.4038 | 0.37978 | 0.19887 | 0.19965 | 0.10268 | -208.3937 | -124.1748 | -155.0633 | -103.4432 | 0.089482 | 0.10344 | 0.098058 | 0.10481 | 0.049741 | 0.047823 | 0.04674 | 0.053099 | -49.1015 | -64.591 | -76.1595 | -105.5838 | -27.294 | -29.8614 | -36.3015 | -53.4922
1 | 21 | 12 | 1664.0799 | 1696.8742 | 1719.9593 | 1703.9506 | 80 | 63 | 0 | 0 | 0 | 0 | 0 | 0 | 0 | 0 | 0 | 0 | 2284.3419 | 2484.9714 | 2771.1538 | 3028.701 | 0 | 0 | 0 | 0 | -13.0916 | -65.0673 | -80.873 | -90.1792 | -19.0026 | -26.0731 | -27.8582 | -39.9587 | -668.1678 | -759.9568 | -942.4632 | -1194.6124 | 0.37904 | 0.19928 | 0.19965 | 0.10268 | -253.2647 | -151.4438 | -188.1628 | -122.6664 | 0.089671 | 0.10344 | 0.098074 | 0.10459 | 0.05005 | 0.047771 | 0.046943 | 0.052134 | -59.9152 | -78.612 | -92.431 | -124.9426 | -33.4418 | -36.3043 | -44.2424 | -62.2799
1 | 21 | 13 | 1654.4895 | 1691.5848 | 1719.3713 | 1707.2528 | 80 | 63 | 0 | 0 | 0 | 0 | 0 | 0 | 0 | 0 | 0 | 0 | 2339.2308 | 2540.6598 | 2831.2077 | 3091.6659 | 0 | 0 | 0 | 0 | -12.0927 | -64.096 | -80.0039 | -88.4307 | -18.6193 | -26.7795 | -27.7316 | -36.2308 | -734.0294 | -821.1994 | -1004.1008 | -1259.7516 | 0.37914 | 0.19928 | 0.19965 | 0.10268 | -278.3027 | -163.6482 | -200.4687 | -129.355 | 0.090031 | 0.10361 | 0.099358 | 0.1052 | 0.05221 | 0.047938 | 0.048595 | 0.054783 | -66.0851 | -85.0812 | -99.765 | -132.5212 | -38.3239 | -39.3665 | -48.7945 | -69.0126
1 | 21 | 14 | 1636.9237 | 1676.0644 | 1706.4486 | 1697.0685 | 80 | 63 | 0 | 0 | 0 | 0 | 0 | 0 | 0 | 0 | 0 | 0 | 2408.0998 | 2632.0641 | 2915.6009 | 3170.3786 | 0 | 0 | 0 | 0 | -13.9201 | -67.8083 | -72.6068 | -69.4527 | -17.7196 | -26.0391 | -27.5113 | -31.3153 | -819.5365 | -925.1523 | -1109.0342 | -1372.5421 | 0.37923 | 0.19925 | 0.19951 | 0.10268 | -310.7968 | -184.3401 | -221.2673 | -140.9367 | 0.089789 | 0.10359 | 0.098211 | 0.10464 | 0.050209 | 0.047871 | 0.046907 | 0.053497 | -73.5854 | -95.8366 | -108.9189 | -143.6232 | -41.148 | -44.2879 | -52.0217 | -73.4268
1 | 21 | 15 | 1621.6913 | 1663.58 | 1697.1281 | 1690.6663 | 80 | 63 | 0 | 0 | 0 | 0 | 0 | 0 | 0 | 0 | 0 | 0 | 2331.5185 | 2534.9701 | 2791.4243 | 3022.9182 | 0 | 0 | 0 | 0 | -11.6408 | -49.0955 | -52.9911 | -54.2308 | -13.6745 | -18.1027 | -20.8724 | -31.2802 | -764.512 | -867.192 | -1020.4328 | -1246.7409 | 0.37903 | 0.19565 | 0.19571 | 0.097328 | -289.774 | -169.6635 | -199.7109 | -121.3433 | 0.089515 | 0.10349 | 0.098323 | 0.10454 | 0.049758 | 0.047666 | 0.046678 | 0.051405 | -68.435 | -89.7469 | -100.3316 | -130.3378 | -38.0405 | -41.3354 | -47.6317 | -64.0888
1 | 21 | 16 | 1625.8392 | 1675.5056 | 1717.8661 | 1718.843 | 80 | 63 | 0 | 0 | 0 | 0 | 0 | 0 | 0 | 0 | 0 | 0 | 1935.1587 | 2079.564 | 2271.0957 | 2449.9098 | 0 | 0 | 0 | 0 | -2.2841 | -27.5332 | -2.4472 | -7.4367 | -2.021 | -14.0786 | -14.4658 | -18.8486 | -385.0143 | -425.4466 | -536.3166 | -704.7814 | 0.37973 | 0.1927 | 0.19404 | 0.18663 | -146.2034 | -81.9841 | -104.0689 | -131.5308 | 0.088764 | 0.10155 | 0.097878 | 0.1031 | 0.048907 | 0.045669 | 0.044457 | 0.046373 | -34.1756 | -43.2041 | -52.4934 | -72.665 | -18.8298 | -19.4297 | -23.8428 | -32.6828
1 | 21 | 17 | 1675.8745 | 1733.157 | 1783.5106 | 1789.9456 | 80 | 63 | 0 | 0 | 0 | 0 | 0 | 0 | 0 | 0 | 0 | 0 | 1253.9697 | 1298.9783 | 1370.4131 | 1451.9838 | 0 | 0 | 0 | 0 | -3.2866 | -1.7496 | -3.0986 | 21.2035 | 1.0869 | 0.80621 | -0.48891 | 0.64623 | 344.1045 | 372.1221 | 416.685 | 316.112 | 0.39657 | 0.40209 | 0.39866 | 0.38696 | 136.461 | 149.6281 | 166.1167 | 122.323 | 0.086708 | 0.099825 | 0.096839 | 0.1017 | 0.047062 | 0.043165 | 0.043381 | 0.043336 | 29.8365 | 37.147 | 40.3515 | 32.1485 | 16.1942 | 16.0625 | 18.076 | 13.6989
1 | 21 | 18 | 1912.5936 | 1989.5044 | 2059.8073 | 2077.7901 | 80 | 63 | 0 | 0 | 0 | 0 | 0 | 0 | 0 | 0 | 0 | 0 | 626.5187 | 635.1511 | 659.7262 | 708.7946 | 0 | 0 | 0 | 0 | 7.4506 | 39.0353 | 30.4001 | 70.1959 | 3.877 | 7.0816 | 14.1594 | 37.0769 | 1194.7473 | 1245.2363 | 1355.5216 | 1261.7226 | 0.40419 | 0.40413 | 0.39849 | 0.38211 | 482.8994 | 503.2321 | 540.1612 | 482.1226 | 0.086823 | 0.10004 | 0.097457 | 0.10172 | 0.047145 | 0.043483 | 0.044227 | 0.043698 | 103.7319 | 124.5795 | 132.1057 | 128.3377 | 56.3268 | 54.1461 | 59.9512 | 55.135
1 | 21 | 19 | 2045.1777 | 2136.156 | 2221.0471 | 2248.3202 | 80 | 63 | 0 | 0 | 0 | 0 | 0 | 0 | 0 | 0 | 0 | 0 | 528.4109 | 533.1819 | 546.5339 | 600.2551 | 0 | 0 | 0 | 0 | 11.4106 | 35.4049 | 39.8274 | 60.5347 | 3.7412 | 7.8972 | 12.4117 | 36.117 | 1421.6151 | 1496.6719 | 1622.2742 | 1551.4134 | 0.40616 | 0.40567 | 0.40134 | 0.38379 | 577.4 | 607.1623 | 651.0798 | 595.4242 | 0.08684 | 0.10005 | 0.097487 | 0.10171 | 0.047139 | 0.04349 | 0.044239 | 0.043719 | 123.4536 | 149.7475 | 158.15 | 157.7948 | 67.013 | 65.0901 | 71.7677 | 67.8263
1 | 21 | 20 | 2020.7508 | 2113.1368 | 2199.5074 | 2228.1704 | 80 | 63 | 0 | 0 | 0 | 0 | 0 | 0 | 0 | 0 | 0 | 0 | 519.2612 | 523.1531 | 534.8308 | 590.18 | 0 | 0 | 0 | 0 | 9.3486 | 5.667 | 19.0465 | 51.8247 | 4.3284 | 7.5726 | 5.3452 | 26.9614 | 1407.8126 | 1513.7442 | 1640.2848 | 1559.2043 | 0.40529 | 0.40498 | 0.3998 | 0.38283 | 570.5767 | 613.0406 | 655.7928 | 596.9061 | 0.086743 | 0.10003 | 0.097484 | 0.1017 | 0.047064 | 0.043381 | 0.044219 | 0.043685 | 122.1176 | 151.4132 | 159.901 | 158.5699 | 66.2571 | 65.6685 | 72.5315 | 68.1134
1 | 21 | 21 | 1990.5246 | 2082.4587 | 2168.1832 | 2196.4767 | 80 | 63 | 0 | 0 | 0 | 0 | 0 | 0 | 0 | 0 | 0 | 0 | 562.6829 | 581.4837 | 589.8868 | 646.4339 | 0 | 0 | 0 | 0 | 6.2034 | 9.7393 | 15.6182 | 65.7839 | 6.4769 | 10.2025 | 11.5471 | 19.9746 | 1335.1614 | 1418.0333 | 1551.1311 | 1464.2843 | 0.40397 | 0.40336 | 0.39852 | 0.38167 | 539.3595 | 571.9768 | 618.1602 | 558.8725 | 0.08664 | 0.099979 | 0.097483 | 0.10169 | 0.047017 | 0.043326 | 0.044102 | 0.043677 | 115.6779 | 141.774 | 151.2082 | 148.905 | 62.7749 | 61.4377 | 68.4074 | 63.9562
1 | 21 | 22 | 1874.7118 | 1963.4131 | 2046.4183 | 2074.8406 | 80 | 63 | 0 | 0 | 0 | 0 | 0 | 0 | 0 | 0 | 0 | 0 | 516.403 | 533.8955 | 537.6685 | 594.6927 | 0 | 0 | 0 | 0 | 9.4759 | 33.8731 | 48.6462 | 14.6201 | 4.5165 | 8.223 | 4.3893 | 29.102 | 1264.3165 | 1324.4215 | 1455.7143 | 1436.4259 | 0.40092 | 0.40074 | 0.39596 | 0.37797 | 506.8944 | 530.7514 | 576.3997 | 542.9242 | 0.086466 | 0.099891 | 0.097421 | 0.10169 | 0.046911 | 0.04333 | 0.043988 | 0.043661 | 109.3198 | 132.2971 | 141.817 | 146.0758 | 59.3102 | 57.3871 | 64.0333 | 62.7155
1 | 21 | 23 | 1725.1116 | 1807.5441 | 1884.6996 | 1911.339 | 80 | 63 | 0 | 0 | 0 | 0 | 0 | 0 | 0 | 0 | 0 | 0 | 503.7107 | 523.0833 | 524.309 | 582.096 | 0 | 0 | 0 | 0 | 5.1138 | 37.5313 | 14.892 | 51.6028 | 3.072 | 13.5806 | 11.419 | 13.7841 | 1133.2152 | 1170.3489 | 1334.0796 | 1263.8561 | 0.39777 | 0.39563 | 0.3915 | 0.37266 | 450.7615 | 463.0219 | 522.2942 | 470.9942 | 0.086481 | 0.09976 | 0.097236 | 0.1017 | 0.046794 | 0.043296 | 0.043896 | 0.043621 | 98.0011 | 116.7538 | 129.7207 | 128.535 | 53.0275 | 50.672 | 58.5611 | 55.1305
1 | 21 | 24 | 1583.1624 | 1654.7084 | 1720.6354 | 1740.6589 | 80 | 63 | 0 | 0 | 0 | 0 | 0 | 0 | 0 | 0 | 0 | 0 | 483.9411 | 497.2187 | 499.0004 | 557.0611 | 0 | 0 | 0 | 0 | -3.5948 | 30.8489 | 42.3154 | 24.104 | 2.6414 | 2.4786 | 5.0857 | 3.3766 | 1020.1748 | 1061.1621 | 1174.2338 | 1156.1173 | 0.39698 | 0.39267 | 0.38667 | 0.36903 | 404.9902 | 416.6907 | 454.0379 | 426.6473 | 0.086828 | 0.099535 | 0.096875 | 0.10152 | 0.046988 | 0.043124 | 0.043578 | 0.043375 | 88.5793 | 105.6224 | 113.7539 | 117.3742 | 47.9355 | 45.7619 | 51.1703 | 50.1468
1 | 22 | 1 | 1501.8585 | 1561.6918 | 1614.6971 | 1625.0722 | 80 | 63 | 0 | 0 | 0 | 0 | 0 | 0 | 0 | 0 | 0 | 0 | 512.9172 | 532.0149 | 533.6582 | 592.3096 | 0 | 0 | 0 | 0 | 3.7286 | -3.1152 | 10.4011 | 27.8367 | 3.522 | 12.2114 | 12.9969 | 11.8536 | 901.6907 | 957.5806 | 1057.6408 | 993.0722 | 0.399 | 0.39187 | 0.38588 | 0.36679 | 359.7742 | 375.2471 | 408.1223 | 364.2448 | 0.087028 | 0.099508 | 0.096784 | 0.10146 | 0.047115 | 0.042845 | 0.043404 | 0.043093 | 78.4721 | 95.2866 | 102.3629 | 100.7553 | 42.4831 | 41.0279 | 45.9061 | 42.7947
1 | 22 | 2 | 1441.0077 | 1491.6916 | 1534.9622 | 1538.5125 | 80 | 63 | 0 | 0 | 0 | 0 | 0 | 0 | 0 | 0 | 0 | 0 | 528.6168 | 552.6465 | 554.9644 | 611.4826 | 0 | 0 | 0 | 0 | 3.5185 | 10.0383 | -3.583 | -0.84308 | 4.4327 | 9.5334 | 16.66 | 2.8154 | 824.4397 | 856.4733 | 966.9209 | 925.0576 | 0.39922 | 0.39186 | 0.38422 | 0.36646 | 329.1354 | 335.6211 | 371.5098 | 338.9992 | 0.087077 | 0.099535 | 0.096576 | 0.10143 | 0.047161 | 0.042718 | 0.043071 | 0.042851 | 71.7894 | 85.2493 | 93.3809 | 93.8304 | 38.8816 | 36.587 | 41.6459 | 39.6397
1 | 22 | 3 | 1422.9825 | 1467.3041 | 1503.5992 | 1501.7115 | 80 | 63 | 0 | 0 | 0 | 0 | 0 | 0 | 0 | 0 | 0 | 0 | 520.7032 | 545.9322 | 548.9962 | 602.35 | 0 | 0 | 0 | 0 | -3.3419 | -10.8573 | 45.1661 | -31.2252 | 5.896 | 11.7173 | 5.6335 | 2.6378 | 819.7252 | 857.5119 | 903.8035 | 927.9489 | 0.39872 | 0.3916 | 0.38238 | 0.3658 | 326.8425 | 335.7975 | 345.6 | 339.4431 | 0.087055 | 0.099528 | 0.096565 | 0.10141 | 0.047125 | 0.042721 | 0.04301 | 0.042804 | 71.3615 | 85.3465 | 87.2758 | 94.104 | 38.6292 | 36.6341 | 38.8726 | 39.7202
1 | 22 | 4 | 1429.4284 | 1468.9088 | 1499.6442 | 1492.8731 | 80 | 63 | 0 | 0 | 0 | 0 | 0 | 0 | 0 | 0 | 0 | 0 | 519.6609 | 543.2912 | 546.9165 | 600.5873 | 0 | 0 | 0 | 0 | -3.1269 | -2.1097 | -14.5783 | -16.0449 | 1.9556 | 2.0198 | 9.7853 | 2.3031 | 830.9388 | 862.7076 | 957.5207 | 906.0275 | 0.39774 | 0.39105 | 0.38218 | 0.36579 | 330.4997 | 337.3582 | 365.949 | 331.4114 | 0.086973 | 0.099535 | 0.096571 | 0.10142 | 0.04708 | 0.042727 | 0.043006 | 0.042823 | 72.2689 | 85.87 | 92.4686 | 91.8849 | 39.121 | 36.8609 | 41.179 | 38.7992
1 | 22 | 5 | 1487.6255 | 1524.4059 | 1551.5232 | 1540.3544 | 80 | 63 | 0 | 0 | 0 | 0 | 0 | 0 | 0 | 0 | 0 | 0 | 474.3651 | 492.3207 | 496.3808 | 546.7686 | 0 | 0 | 0 | 0 | -4.3324 | -2.3469 | 6.156 | -7.2767 | 4.9935 | 13.5225 | 1.6839 | 2.2761 | 932.5993 | 957.9096 | 1047.3026 | 998.5863 | 0.39572 | 0.38832 | 0.382 | 0.36494 | 369.0478 | 371.9711 | 400.0689 | 364.4273 | 0.086824 | 0.099564 | 0.096555 | 0.1014 | 0.046939 | 0.042787 | 0.043072 | 0.042852 | 80.972 | 95.3733 | 101.1223 | 101.2555 | 43.7753 | 40.986 | 45.109 | 42.7911
1 | 22 | 6 | 1617.7431 | 1653.7327 | 1678.9242 | 1663.4207 | 80 | 63 | 0 | 0 | 0 | 0 | 0 | 0 | 0 | 0 | 0 | 0 | 410.0629 | 417.533 | 421.1632 | 470.1602 | 0 | 0 | 0 | 0 | 8.1052 | 57.8424 | -1.8606 | -12.0466 | 4.0185 | 13.314 | 12.8936 | 2.1521 | 1115.5565 | 1102.0433 | 1246.728 | 1203.155 | 0.39561 | 0.38891 | 0.3827 | 0.36553 | 441.3296 | 428.5949 | 477.1221 | 439.7951 | 0.086608 | 0.099575 | 0.09655 | 0.10136 | 0.046829 | 0.042888 | 0.043246 | 0.043036 | 96.6166 | 109.7362 | 120.3721 | 121.9553 | 52.2407 | 47.2642 | 53.9164 | 51.7792
1 | 22 | 7 | 1867.1715 | 1911.1926 | 1943.9415 | 1930.2235 | 80 | 63 | 0 | 0 | 0 | 0 | 0 | 0 | 0 | 0 | 0 | 0 | 336.582 | 330.5594 | 331.567 | 381.668 | 0 | 0 | 0 | 0 | 0.42446 | 67.628 | 52.0271 | 33.0091 | 6.1138 | 7.5585 | 9.8806 | 0.93596 | 1444.0512 | 1442.4466 | 1550.4669 | 1514.6104 | 0.39512 | 0.39346 | 0.38571 | 0.37033 | 570.5688 | 567.5413 | 598.036 | 560.9053 | 0.086486 | 0.099658 | 0.096526 | 0.10134 | 0.04689 | 0.043201 | 0.043591 | 0.043372 | 124.8899 | 143.7518 | 149.6598 | 153.4889 | 67.7111 | 62.3154 | 67.5868 | 65.6915
1 | 22 | 8 | 1995.8291 | 2045.3753 | 2084.7721 | 2075.742 | 80 | 63 | 0 | 0 | 0 | 0 | 0 | 0 | 0 | 0 | 0 | 0 | 868.9104 | 886.2098 | 909.8641 | 976.2704 | 0 | 0 | 0 | 0 | -3.135 | -5.3757 | 10.4073 | -7.1489 | 1.1657 | 1.4499 | -1.2281 | -5.4043 | 1048.888 | 1100.0913 | 1165.7288 | 1112.0248 | 0.39371 | 0.38507 | 0.38401 | 0.3747 | 412.9532 | 423.6075 | 447.6457 | 416.6801 | 0.086739 | 0.099693 | 0.096575 | 0.10137 | 0.047098 | 0.043308 | 0.043527 | 0.043389 | 90.9799 | 109.6714 | 112.5803 | 112.7256 | 49.4003 | 47.6426 | 50.7411 | 48.2499
1 | 22 | 9 | 2010.1403 | 2062.8696 | 2107.276 | 2104.0387 | 80 | 63 | 0 | 0 | 0 | 0 | 0 | 0 | 0 | 0 | 0 | 0 | 1448.8842 | 1567.9348 | 1674.7045 | 1806.5044 | 0 | 0 | 0 | 0 | -3.6779 | -53.3422 | -20.8541 | -12.6683 | -1.0133 | -15.8654 | -13.6729 | -19.2227 | 485.9474 | 501.1423 | 467.0985 | 329.4254 | 0.37693 | 0.19574 | 0.19483 | 0.1952 | 183.1696 | 98.0925 | 91.0027 | 64.3044 | 0.087477 | 0.10082 | 0.097162 | 0.10205 | 0.047507 | 0.044179 | 0.043354 | 0.044098 | 42.5092 | 50.5273 | 45.3842 | 33.6192 | 23.0858 | 22.14 | 20.2507 | 14.5271
1 | 22 | 10 | 2014.8672 | 2067.2896 | 2111.1466 | 2107.1424 | 80 | 63 | 0 | 0 | 0 | 0 | 0 | 0 | 0 | 0 | 0 | 0 | 1848.9668 | 2053.397 | 2227.21 | 2419.0774 | 0 | 0 | 0 | 0 | -7.0821 | -46.0374 | -58.2283 | -93.5406 | -1.1787 | -19.0812 | -17.5225 | -29.5032 | 94.1612 | 16.0112 | -40.3126 | -188.8912 | 0.37868 | 0.19544 | 0.19523 | 0.10268 | 35.6566 | 3.1292 | -7.8704 | -19.3959 | 0.088647 | 0.10157 | 0.098162 | 0.10366 | 0.048644 | 0.045804 | 0.046508 | 0.047991 | 8.3471 | 1.6263 | -3.9572 | -19.5796 | 4.5804 | 0.73338 | -1.8748 | -9.0651
1 | 22 | 11 | 2016.211 | 2068.6734 | 2111.5049 | 2105.3136 | 80 | 63 | 0 | 0 | 0 | 0 | 0 | 0 | 0 | 0 | 0 | 0 | 2085.0058 | 2335.7806 | 2550.5605 | 2787.9211 | 0 | 0 | 0 | 0 | -6.9305 | -65.4313 | -76.6062 | -87.4562 | -12.032 | -24.7616 | -27.0059 | -34.5361 | -129.8323 | -239.9144 | -335.4436 | -560.6152 | 0.37978 | 0.19887 | 0.19965 | 0.10268 | -49.3072 | -47.7109 | -66.9713 | -57.5656 | 0.089482 | 0.10344 | 0.098058 | 0.10481 | 0.049741 | 0.047823 | 0.04674 | 0.053099 | -11.6177 | -24.8174 | -32.893 | -58.7569 | -6.4579 | -11.4734 | -15.6785 | -29.7681
1 | 22 | 12 | 1992.4911 | 2044.5256 | 2086.3106 | 2078.8084 | 80 | 63 | 0 | 0 | 0 | 0 | 0 | 0 | 0 | 0 | 0 | 0 | 2154.6221 | 2433.6278 | 2668.5923 | 2926.7668 | 0 | 0 | 0 | 0 | -13.0916 | -65.0673 | -80.873 | -90.1792 | -19.0026 | -26.0731 | -27.8582 | -39.9587 | -210.0367 | -360.9618 | -473.5505 | -717.8204 | 0.37904 | 0.19928 | 0.19965 | 0.10268 | -79.6131 | -71.9323 | -94.5443 | -73.7079 | 0.089671 | 0.10344 | 0.098074 | 0.10459 | 0.05005 | 0.047771 | 0.046943 | 0.052134 | -18.8342 | -37.3389 | -46.4429 | -75.0757 | -10.5123 | -17.2437 | -22.2301 | -37.4229
1 | 22 | 13 | 1974.8548 | 2030.719 | 2076.7472 | 2072.9268 | 80 | 63 | 0 | 0 | 0 | 0 | 0 | 0 | 0 | 0 | 0 | 0 | 2136.023 | 2413.502 | 2651.082 | 2912.6812 | 0 | 0 | 0 | 0 | -12.0927 | -64.096 | -80.0039 | -88.4307 | -18.6193 | -26.7795 | -27.7316 | -36.2308 | -210.4562 | -354.9075 | -466.5992 | -715.0929 | 0.37914 | 0.19928 | 0.19965 | 0.10268 | -79.7932 | -70.7258 | -93.1565 | -73.4279 | 0.090031 | 0.10361 | 0.099358 | 0.1052 | 0.05221 | 0.047938 | 0.048595 | 0.054783 | -18.9475 | -36.7705 | -46.3602 | -75.2251 | -10.988 | -17.0135 | -22.6745 | -39.1747
1 | 22 | 14 | 1958.4085 | 2016.3836 | 2065.0732 | 2064.0203 | 80 | 63 | 0 | 0 | 0 | 0 | 0 | 0 | 0 | 0 | 0 | 0 | 2083.8831 | 2345.119 | 2574.3422 | 2826.6011 | 0 | 0 | 0 | 0 | -13.9201 | -67.8083 | -72.6068 | -69.4527 | -17.7196 | -26.0391 | -27.5113 | -31.3153 | -173.8349 | -297.888 | -409.1509 | -661.8129 | 0.37923 | 0.19925 | 0.19951 | 0.10268 | -65.9243 | -59.3553 | -81.6311 | -67.9569 | 0.089789 | 0.10359 | 0.098211 | 0.10464 | 0.050209 | 0.047871 | 0.046907 | 0.053497 | -15.6085 | -30.8582 | -40.183 | -69.2523 | -8.7281 | -14.2602 | -19.1921 | -35.405
1 | 22 | 15 | 1926.5246 | 1986.2722 | 2037.1776 | 2038.6117 | 80 | 63 | 0 | 0 | 0 | 0 | 0 | 0 | 0 | 0 | 0 | 0 | 1909.4787 | 2132.5575 | 2333.1433 | 2558.5011 | 0 | 0 | 0 | 0 | -11.6408 | -49.0955 | -52.9911 | -54.2308 | -13.6745 | -18.1027 | -20.8724 | -31.2802 | -37.6388 | -142.0871 | -222.1022 | -434.3784 | 0.37903 | 0.19565 | 0.19571 | 0.097328 | -14.2663 | -27.7989 | -43.468 | -42.2773 | 0.089515 | 0.10349 | 0.098323 | 0.10454 | 0.049758 | 0.047666 | 0.046678 | 0.051405 | -3.3692 | -14.7048 | -21.8377 | -45.4111 | -1.8728 | -6.7727 | -10.3673 | -22.3293
1 | 22 | 16 | 1900.8679 | 1966.647 | 2024.6678 | 2032.7684 | 80 | 63 | 0 | 0 | 0 | 0 | 0 | 0 | 0 | 0 | 0 | 0 | 1514.0113 | 1670.7486 | 1814.5233 | 1988.9586 | 0 | 0 | 0 | 0 | -2.2841 | -27.5332 | -2.4472 | -7.4367 | -2.021 | -14.0786 | -14.4658 | -18.8486 | 311.1617 | 274.5102 | 227.0574 | 70.0952 | 0.37973 | 0.1927 | 0.19404 | 0.18663 | 118.1589 | 52.8985 | 44.0591 | 13.0816 | 0.088764 | 0.10155 | 0.097878 | 0.1031 | 0.048907 | 0.045669 | 0.044457 | 0.046373 | 27.6201 | 27.8765 | 22.2238 | 7.227 | 15.2179 | 12.5366 | 10.0942 | 3.2505
1 | 22 | 17 | 1916.8307 | 1988.2298 | 2052.3035 | 2064.9797 | 80 | 63 | 0 | 0 | 0 | 0 | 0 | 0 | 0 | 0 | 0 | 0 | 856.7319 | 896.5876 | 932.2355 | 1015.3234 | 0 | 0 | 0 | 0 | -3.2866 | -1.7496 | -3.0986 | 21.2035 | 1.0869 | 0.80621 | -0.48891 | 0.64623 | 982.2985 | 1029.5856 | 1123.6555 | 1027.8067 | 0.39657 | 0.40209 | 0.39866 | 0.38696 | 389.5486 | 413.9902 | 447.9594 | 397.721 | 0.086708 | 0.099825 | 0.096839 | 0.1017 | 0.047062 | 0.043165 | 0.043381 | 0.043336 | 85.1727 | 102.7783 | 108.8142 | 104.5275 | 46.2289 | 44.4417 | 48.7447 | 44.5407
1 | 22 | 18 | 2114.4399 | 2203.176 | 2284.972 | 2308.1831 | 80 | 63 | 0 | 0 | 0 | 0 | 0 | 0 | 0 | 0 | 0 | 0 | 300.0304 | 305.6305 | 300.3616 | 347.4959 | 0 | 0 | 0 | 0 | 7.4506 | 39.0353 | 30.4001 | 70.1959 | 3.877 | 7.0816 | 14.1594 | 37.0769 | 1723.0819 | 1788.4285 | 1940.051 | 1853.4144 | 0.40419 | 0.40413 | 0.39849 | 0.38211 | 696.4445 | 722.75 | 773.0901 | 708.2167 | 0.086823 | 0.10004 | 0.097457 | 0.10172 | 0.047145 | 0.043483 | 0.044227 | 0.043698 | 149.6036 | 178.923 | 189.0725 | 188.5223 | 81.2353 | 77.7655 | 85.8034 | 80.9908
1 | 22 | 19 | 2236.1796 | 2338.3478 | 2434.1146 | 2466.3351 | 80 | 63 | 0 | 0 | 0 | 0 | 0 | 0 | 0 | 0 | 0 | 0 | 353.4138 | 369.2203 | 365.0328 | 411.4479 | 0 | 0 | 0 | 0 | 11.4106 | 35.4049 | 39.8274 | 60.5347 | 3.7412 | 7.8972 | 12.4117 | 36.117 | 1787.6141 | 1862.8253 | 2016.8427 | 1958.2355 | 0.40616 | 0.40567 | 0.40134 | 0.38379 | 726.0533 | 755.7016 | 809.435 | 751.5603 | 0.08684 | 0.10005 | 0.097487 | 0.10171 | 0.047139 | 0.04349 | 0.044239 | 0.043719 | 155.2371 | 186.3825 | 196.6151 | 199.1728 | 84.2656 | 81.0141 | 89.223 | 85.6121
1 | 22 | 20 | 2206.9951 | 2310.2923 | 2407.2677 | 2440.7549 | 80 | 63 | 0 | 0 | 0 | 0 | 0 | 0 | 0 | 0 | 0 | 0 | 368.0705 | 382.6749 | 378.9498 | 427.5239 | 0 | 0 | 0 | 0 | 9.3486 | 5.667 | 19.0465 | 51.8247 | 4.3284 | 7.5726 | 5.3452 | 26.9614 | 1745.2476 | 1851.3779 | 2003.9262 | 1934.4449 | 0.40529 | 0.40498 | 0.3998 | 0.38283 | 707.3368 | 749.7765 | 801.1781 | 740.5585 | 0.086743 | 0.10003 | 0.097484 | 0.1017 | 0.047064 | 0.043381 | 0.044219 | 0.043685 | 151.3876 | 185.1853 | 195.3501 | 196.7316 | 82.138 | 80.3155 | 88.6113 | 84.5056
1 | 22 | 21 | 2143.1861 | 2244.0641 | 2338.4812 | 2370.7289 | 80 | 63 | 0 | 0 | 0 | 0 | 0 | 0 | 0 | 0 | 0 | 0 | 365.6713 | 380.1537 | 377.7118 | 424.3933 | 0 | 0 | 0 | 0 | 6.2034 | 9.7393 | 15.6182 | 65.7839 | 6.4769 | 10.2025 | 11.5471 | 19.9746 | 1684.8345 | 1780.9686 | 1933.6041 | 1860.5771 | 0.40397 | 0.40336 | 0.39852 | 0.38167 | 680.6155 | 718.3701 | 770.5841 | 710.1253 | 0.08664 | 0.099979 | 0.097483 | 0.10169 | 0.047017 | 0.043326 | 0.044102 | 0.043677 | 145.9734 | 178.06 | 188.4926 | 189.2046 | 79.2154 | 77.1622 | 85.275 | 81.2652
1 | 22 | 22 | 2016.389 | 2113.3905 | 2204.4628 | 2236.555 | 80 | 63 | 0 | 0 | 0 | 0 | 0 | 0 | 0 | 0 | 0 | 0 | 287.767 | 292.4629 | 289.9246 | 331.6482 | 0 | 0 | 0 | 0 | 9.4759 | 33.8731 | 48.6462 | 14.6201 | 4.5165 | 8.223 | 4.3893 | 29.102 | 1634.6296 | 1715.8315 | 1861.5028 | 1861.1847 | 0.40092 | 0.40074 | 0.39596 | 0.37797 | 655.3617 | 687.6059 | 737.0743 | 703.4699 | 0.086466 | 0.099891 | 0.097421 | 0.10169 | 0.046911 | 0.04333 | 0.043988 | 0.043661 | 141.3392 | 171.3953 | 181.3493 | 189.2712 | 76.682 | 74.3468 | 81.883 | 81.2608
1 | 22 | 23 | 1844.0504 | 1933.4511 | 2017.379 | 2047.0992 | 80 | 63 | 0 | 0 | 0 | 0 | 0 | 0 | 0 | 0 | 0 | 0 | 264.7733 | 272.9853 | 267.7518 | 307.91 | 0 | 0 | 0 | 0 | 5.1138 | 37.5313 | 14.892 | 51.6028 | 3.072 | 13.5806 | 11.419 | 13.7841 | 1491.0914 | 1546.3538 | 1723.3162 | 1673.8023 | 0.39777 | 0.39563 | 0.3915 | 0.37266 | 593.1147 | 611.7797 | 674.681 | 623.7665 | 0.086481 | 0.09976 | 0.097236 | 0.1017 | 0.046794 | 0.043296 | 0.043896 | 0.043621 | 128.9505 | 154.2639 | 167.5686 | 170.2267 | 69.774 | 66.9517 | 75.6472 | 73.0127
1 | 22 | 24 | 1681.5319 | 1758.8408 | 1830.3691 | 1852.9406 | 80 | 63 | 0 | 0 | 0 | 0 | 0 | 0 | 0 | 0 | 0 | 0 | 246.9913 | 251.8501 | 245.907 | 286.6761 | 0 | 0 | 0 | 0 | -3.5948 | 30.8489 | 42.3154 | 24.104 | 2.6414 | 2.4786 | 5.0857 | 3.3766 | 1355.494 | 1410.6632 | 1537.061 | 1538.7839 | 0.39698 | 0.39267 | 0.38667 | 0.36903 | 538.1056 | 553.9307 | 594.3313 | 567.8645 | 0.086828 | 0.099535 | 0.096875 | 0.10152 | 0.046988 | 0.043124 | 0.043578 | 0.043375 | 117.6942 | 140.4099 | 148.9028 | 156.2242 | 63.6913 | 60.8339 | 66.9815 | 66.7451
1 | 23 | 1 | 1572.5921 | 1636.5695 | 1693.6023 | 1705.8096 | 80 | 63 | 0 | 0 | 0 | 0 | 0 | 0 | 0 | 0 | 0 | 0 | 249.693 | 256.0046 | 250.1733 | 290.2695 | 0 | 0 | 0 | 0 | 3.7286 | -3.1152 | 10.4011 | 27.8367 | 3.522 | 12.2114 | 12.9969 | 11.8536 | 1235.6486 | 1308.4686 | 1420.0309 | 1375.8497 | 0.399 | 0.39187 | 0.38588 | 0.36679 | 493.0232 | 512.7496 | 547.9614 | 504.6421 | 0.087028 | 0.099508 | 0.096784 | 0.10146 | 0.047115 | 0.042845 | 0.043404 | 0.043093 | 107.5357 | 130.2026 | 137.4366 | 139.5912 | 58.2174 | 56.0619 | 61.6354 | 59.2898
1 | 23 | 2 | 1518.5978 | 1573.8274 | 1621.516 | 1627.0761 | 80 | 63 | 0 | 0 | 0 | 0 | 0 | 0 | 0 | 0 | 0 | 0 | 236.4608 | 240.0047 | 234.2042 | 274.1522 | 0 | 0 | 0 | 0 | 3.5185 | 10.0383 | -3.583 | -0.84308 | 4.4327 | 9.5334 | 16.66 | 2.8154 | 1194.1858 | 1251.251 | 1374.2349 | 1350.9516 | 0.39922 | 0.39186 | 0.38422 | 0.36646 | 476.7467 | 490.3203 | 528.0077 | 495.0735 | 0.087077 | 0.099535 | 0.096576 | 0.10143 | 0.047161 | 0.042718 | 0.043071 | 0.042851 | 103.9856 | 124.5436 | 132.7175 | 137.0297 | 56.3193 | 53.4512 | 59.1892 | 57.8897
1 | 23 | 3 | 1493.7161 | 1542.1817 | 1582.5045 | 1582.4489 | 80 | 63 | 0 | 0 | 0 | 0 | 0 | 0 | 0 | 0 | 0 | 0 | 228.3906 | 229.4262 | 223.4558 | 264.2223 | 0 | 0 | 0 | 0 | -3.3419 | -10.8573 | 45.1661 | -31.2252 | 5.896 | 11.7173 | 5.6335 | 2.6378 | 1182.7715 | 1248.8955 | 1308.2491 | 1346.8139 | 0.39872 | 0.3916 | 0.38238 | 0.3658 | 471.5971 | 489.0614 | 500.2536 | 492.6636 | 0.087055 | 0.099528 | 0.096565 | 0.10141 | 0.047125 | 0.042721 | 0.04301 | 0.042804 | 102.9666 | 124.3001 | 126.3311 | 136.5815 | 55.7376 | 53.3546 | 56.2679 | 57.6495
1 | 23 | 4 | 1491.5565 | 1534.6767 | 1568.9497 | 1563.7878 | 80 | 63 | 0 | 0 | 0 | 0 | 0 | 0 | 0 | 0 | 0 | 0 | 210.0577 | 207.73 | 201.8852 | 242.0463 | 0 | 0 | 0 | 0 | -3.1269 | -2.1097 | -14.5783 | -16.0449 | 1.9556 | 2.0198 | 9.7853 | 2.3031 | 1202.6701 | 1264.0367 | 1371.8574 | 1335.4833 | 0.39774 | 0.39105 | 0.38218 | 0.36579 | 478.353 | 494.2963 | 524.3018 | 488.4999 | 0.086973 | 0.099535 | 0.096571 | 0.10142 | 0.04708 | 0.042727 | 0.043006 | 0.042823 | 104.5994 | 125.8165 | 132.4814 | 135.4382 | 56.6222 | 54.0085 | 58.9979 | 57.19
1 | 23 | 5 | 1539.119 | 1578.9162 | 1608.9656 | 1599.1306 | 80 | 63 | 0 | 0 | 0 | 0 | 0 | 0 | 0 | 0 | 0 | 0 | 183.3911 | 177.9365 | 172.6374 | 210.1694 | 0 | 0 | 0 | 0 | -4.3324 | -2.3469 | 6.156 | -7.2767 | 4.9935 | 13.5225 | 1.6839 | 2.2761 | 1275.0668 | 1326.8041 | 1428.4883 | 1393.9617 | 0.39572 | 0.38832 | 0.382 | 0.36494 | 504.569 | 515.2185 | 545.6815 | 508.7169 | 0.086824 | 0.099564 | 0.096555 | 0.1014 | 0.046939 | 0.042787 | 0.043072 | 0.042852 | 110.7064 | 132.1019 | 137.9277 | 141.3461 | 59.8504 | 56.7699 | 61.5273 | 59.7336
1 | 23 | 6 | 1671.7553 | 1710.9093 | 1739.1763 | 1725.0718 | 80 | 63 | 0 | 0 | 0 | 0 | 0 | 0 | 0 | 0 | 0 | 0 | 179.2096 | 174.8328 | 169.9131 | 205.6169 | 0 | 0 | 0 | 0 | 8.1052 | 57.8424 | -1.8606 | -12.0466 | 4.0185 | 13.314 | 12.8936 | 2.1521 | 1400.4221 | 1401.9201 | 1558.2302 | 1529.3495 | 0.39561 | 0.38891 | 0.3827 | 0.36553 | 554.0264 | 545.2198 | 596.3338 | 559.0306 | 0.086608 | 0.099575 | 0.09655 | 0.10136 | 0.046829 | 0.042888 | 0.043246 | 0.043036 | 121.2883 | 139.5965 | 150.4477 | 155.0193 | 65.5807 | 60.1253 | 67.3878 | 65.8174
1 | 23 | 7 | 1916.776 | 1963.7032 | 1999.2766 | 1986.8434 | 80 | 63 | 0 | 0 | 0 | 0 | 0 | 0 | 0 | 0 | 0 | 0 | 226.69 | 229.9422 | 225.2617 | 259.8158 | 0 | 0 | 0 | 0 | 0.42446 | 67.628 | 52.0271 | 33.0091 | 6.1138 | 7.5585 | 9.8806 | 0.93596 | 1603.5477 | 1595.5745 | 1712.1072 | 1693.0826 | 0.39512 | 0.39346 | 0.38571 | 0.37033 | 633.5886 | 627.7906 | 660.3829 | 626.9989 | 0.086486 | 0.099658 | 0.096526 | 0.10134 | 0.04689 | 0.043201 | 0.043591 | 0.043372 | 138.6841 | 159.0123 | 165.2622 | 171.575 | 75.1898 | 68.9308 | 74.6329 | 73.4322
1 | 23 | 8 | 2031.1609 | 2082.7771 | 2124.1857 | 2116.0708 | 80 | 63 | 0 | 0 | 0 | 0 | 0 | 0 | 0 | 0 | 0 | 0 | 810.169 | 839.0152 | 859.0528 | 912.7889 | 0 | 0 | 0 | 0 | -3.135 | -5.3757 | 10.4073 | -7.1489 | 1.1657 | 1.4499 | -1.2281 | -5.4043 | 1142.9612 | 1184.6877 | 1255.9537 | 1215.835 | 0.39371 | 0.38507 | 0.38401 | 0.3747 | 449.9904 | 456.1826 | 482.2925 | 455.5782 | 0.086739 | 0.099693 | 0.096575 | 0.10137 | 0.047098 | 0.043308 | 0.043527 | 0.043389 | 99.1397 | 118.1051 | 121.2938 | 123.2488 | 53.8309 | 51.3063 | 54.6684 | 52.7541
1 | 23 | 9 | 2026.6518 | 2080.3484 | 2125.695 | 2122.8854 | 80 | 63 | 0 | 0 | 0 | 0 | 0 | 0 | 0 | 0 | 0 | 0 | 1294.939 | 1408.0158 | 1513.0267 | 1630.0452 | 0 | 0 | 0 | 0 | -3.6779 | -53.3422 | -20.8541 | -12.6683 | -1.0133 | -15.8654 | -13.6729 | -19.2227 | 656.4041 | 678.5402 | 647.1953 | 524.7313 | 0.37693 | 0.19574 | 0.19483 | 0.1952 | 247.4204 | 132.816 | 126.0901 | 102.4285 | 0.087477 | 0.10082 | 0.097162 | 0.10205 | 0.047507 | 0.044179 | 0.043354 | 0.044098 | 57.4202 | 68.4133 | 62.8828 | 53.5509 | 31.1836 | 29.9772 | 28.0586 | 23.1397
1 | 23 | 10 | 2022.5633 | 2075.4365 | 2119.7318 | 2115.9268 | 80 | 63 | 0 | 0 | 0 | 0 | 0 | 0 | 0 | 0 | 0 | 0 | 1653.9521 | 1837.1131 | 2010.9238 | 2181.6208 | 0 | 0 | 0 | 0 | -7.0821 | -46.0374 | -58.2283 | -93.5406 | -1.1787 | -19.0812 | -17.5225 | -29.5032 | 296.872 | 240.442 | 184.5587 | 57.3499 | 0.37868 | 0.19544 | 0.19523 | 0.10268 | 112.4185 | 46.9916 | 36.0323 | 5.8889 | 0.088647 | 0.10157 | 0.098162 | 0.10366 | 0.048644 | 0.045804 | 0.046508 | 0.047991 | 26.3167 | 24.422 | 18.1167 | 5.9446 | 14.4411 | 11.0133 | 8.5834 | 2.7523
1 | 23 | 11 | 2017.1905 | 2069.7103 | 2112.5975 | 2106.4316 | 80 | 63 | 0 | 0 | 0 | 0 | 0 | 0 | 0 | 0 | 0 | 0 | 1859.6232 | 2089.6199 | 2305.7759 | 2513.3139 | 0 | 0 | 0 | 0 | -6.9305 | -65.4313 | -76.6062 | -87.4562 | -12.032 | -24.7616 | -27.0059 | -34.5361 | 96.5298 | 7.2833 | -89.5663 | -284.89 | 0.37978 | 0.19887 | 0.19965 | 0.10268 | 36.6597 | 1.4484 | -17.8819 | -29.2534 | 0.089482 | 0.10344 | 0.098058 | 0.10481 | 0.049741 | 0.047823 | 0.04674 | 0.053099 | 8.6377 | 0.7534 | -8.7827 | -29.8587 | 4.8014 | 0.34831 | -4.1863 | -15.1274
1 | 23 | 12 | 2000.3271 | 2052.8206 | 2095.0518 | 2087.7526 | 80 | 63 | 0 | 0 | 0 | 0 | 0 | 0 | 0 | 0 | 0 | 0 | 1894.8508 | 2149.1256 | 2387.6653 | 2610.7657 | 0 | 0 | 0 | 0 | -13.0916 | -65.0673 | -80.873 | -90.1792 | -19.0026 | -26.0731 | -27.8582 | -39.9587 | 57.5706 | -68.1645 | -183.8822 | -392.8751 | 0.37904 | 0.19928 | 0.19965 | 0.10268 | 21.8217 | -13.5838 | -36.7121 | -40.3416 | 0.089671 | 0.10344 | 0.098074 | 0.10459 | 0.05005 | 0.047771 | 0.046943 | 0.052134 | 5.1624 | -7.0511 | -18.034 | -41.0902 | 2.8814 | -3.2563 | -8.6321 | -20.4822
1 | 23 | 13 | 1961.5617 | 2016.6471 | 2061.9183 | 2057.7536 | 80 | 63 | 0 | 0 | 0 | 0 | 0 | 0 | 0 | 0 | 0 | 0 | 1859.5377 | 2111.0193 | 2352.7021 | 2575.1066 | 0 | 0 | 0 | 0 | -12.0927 | -64.096 | -80.0039 | -88.4307 | -18.6193 | -26.7795 | -27.7316 | -36.2308 | 52.736 | -66.4967 | -183.0482 | -392.6915 | 0.37914 | 0.19928 | 0.19965 | 0.10268 | 19.9945 | -13.2514 | -36.5456 | -40.3227 | 0.090031 | 0.10361 | 0.099358 | 0.1052 | 0.05221 | 0.047938 | 0.048595 | 0.054783 | 4.7479 | -6.8895 | -18.1872 | -41.3097 | 2.7534 | -3.1877 | -8.8953 | -21.5127
1 | 23 | 14 | 1940.4277 | 1997.3494 | 2045.0152 | 2043.4966 | 80 | 63 | 0 | 0 | 0 | 0 | 0 | 0 | 0 | 0 | 0 | 0 | 1811.104 | 2052.4224 | 2284.576 | 2496.4738 | 0 | 0 | 0 | 0 | -13.9201 | -67.8083 | -72.6068 | -69.4527 | -17.7196 | -26.0391 | -27.5113 | -31.3153 | 80.9634 | -24.2256 | -139.4427 | -352.2093 | 0.37923 | 0.19925 | 0.19951 | 0.10268 | 30.7041 | -4.827 | -27.8207 | -36.1659 | 0.089789 | 0.10359 | 0.098211 | 0.10464 | 0.050209 | 0.047871 | 0.046907 | 0.053497 | 7.2696 | -2.5095 | -13.6948 | -36.8553 | 4.0651 | -1.1597 | -6.5409 | -18.8421
1 | 23 | 15 | 1914.9106 | 1973.9777 | 2024.2218 | 2025.3551 | 80 | 63 | 0 | 0 | 0 | 0 | 0 | 0 | 0 | 0 | 0 | 0 | 1673.0097 | 1883.7041 | 2089.8861 | 2277.808 | 0 | 0 | 0 | 0 | -11.6408 | -49.0955 | -52.9911 | -54.2308 | -13.6745 | -18.1027 | -20.8724 | -31.2802 | 187.2161 | 94.4718 | 8.1993 | -166.9419 | 0.37903 | 0.19565 | 0.19571 | 0.097328 | 70.9608 | 18.4831 | 1.6047 | -16.2482 | 0.089515 | 0.10349 | 0.098323 | 0.10454 | 0.049758 | 0.047666 | 0.046678 | 0.051405 | 16.7586 | 9.777 | 0.80617 | -17.4526 | 9.3155 | 4.5031 | 0.38272 | -8.5817
1 | 23 | 16 | 1906.0452 | 1972.1277 | 2030.4432 | 2038.678 | 80 | 63 | 0 | 0 | 0 | 0 | 0 | 0 | 0 | 0 | 0 | 0 | 1328.1791 | 1474.2177 | 1623.1668 | 1762.9329 | 0 | 0 | 0 | 0 | -2.2841 | -27.5332 | -2.4472 | -7.4367 | -2.021 | -14.0786 | -14.4658 | -18.8486 | 502.1713 | 476.5219 | 424.1894 | 302.0304 | 0.37973 | 0.1927 | 0.19404 | 0.18663 | 190.6919 | 91.8264 | 82.3114 | 56.3668 | 0.088764 | 0.10155 | 0.097878 | 0.1031 | 0.048907 | 0.045669 | 0.044457 | 0.046373 | 44.575 | 48.3908 | 41.5186 | 31.1402 | 24.5596 | 21.7622 | 18.858 | 14.006
1 | 23 | 17 | 1919.1395 | 1990.6739 | 2054.879 | 2067.6151 | 80 | 63 | 0 | 0 | 0 | 0 | 0 | 0 | 0 | 0 | 0 | 0 | 547.1424 | 575.7441 | 613.2131 | 660.7028 | 0 | 0 | 0 | 0 | -3.2866 | -1.7496 | -3.0986 | 21.2035 | 1.0869 | 0.80621 | -0.48891 | 0.64623 | 1294.1968 | 1352.8732 | 1445.2534 | 1385.0626 | 0.39657 | 0.40209 | 0.39866 | 0.38696 | 513.2376 | 543.9822 | 576.1684 | 535.965 | 0.086708 | 0.099825 | 0.096839 | 0.1017 | 0.047062 | 0.043165 | 0.043381 | 0.043336 | 112.2166 | 135.0504 | 139.9575 | 140.8603 | 60.9075 | 58.3963 | 62.6958 | 60.0226
1 | 23 | 18 | 2113.7403 | 2202.4354 | 2284.1915 | 2307.3845 | 80 | 63 | 0 | 0 | 0 | 0 | 0 | 0 | 0 | 0 | 0 | 0 | 66.6457 | 54.4756 | 53.2177 | 71.5758 | 0 | 0 | 0 | 0 | 7.4506 | 39.0353 | 30.4001 | 70.1959 | 3.877 | 7.0816 | 14.1594 | 37.0769 | 1955.7669 | 2038.8428 | 2186.4144 | 2128.5358 | 0.40419 | 0.40413 | 0.39849 | 0.38211 | 790.4924 | 823.9489 | 871.2633 | 813.3446 | 0.086823 | 0.10004 | 0.097457 | 0.10172 | 0.047145 | 0.043483 | 0.044227 | 0.043698 | 169.8061 | 203.9757 | 213.0824 | 216.5066 | 92.2054 | 88.6542 | 96.6995 | 93.0131
1 | 23 | 19 | 2237.5789 | 2339.8291 | 2435.6755 | 2467.9323 | 80 | 63 | 0 | 0 | 0 | 0 | 0 | 0 | 0 | 0 | 0 | 0 | 93.1224 | 86.1473 | 84.5663 | 104.1841 | 0 | 0 | 0 | 0 | 11.4106 | 35.4049 | 39.8274 | 60.5347 | 3.7412 | 7.8972 | 12.4117 | 36.117 | 2049.3048 | 2147.3796 | 2298.8702 | 2267.0964 | 0.40616 | 0.40567 | 0.40134 | 0.38379 | 832.341 | 871.1381 | 922.6233 | 870.0995 | 0.08684 | 0.10005 | 0.097487 | 0.10171 | 0.047139 | 0.04349 | 0.044239 | 0.043719 | 177.9624 | 214.8531 | 224.109 | 230.5871 | 96.6014 | 93.3893 | 101.6996 | 99.1152
1 | 23 | 20 | 2203.9167 | 2307.0335 | 2403.8337 | 2437.2411 | 80 | 63 | 0 | 0 | 0 | 0 | 0 | 0 | 0 | 0 | 0 | 0 | 117.2233 | 115.7942 | 114.2372 | 133.7391 | 0 | 0 | 0 | 0 | 9.3486 | 5.667 | 19.0465 | 51.8247 | 4.3284 | 7.5726 | 5.3452 | 26.9614 | 1993.0164 | 2114.9998 | 2265.2047 | 2224.7158 | 0.40529 | 0.40498 | 0.3998 | 0.38283 | 807.7558 | 856.5389 | 905.6384 | 851.6822 | 0.086743 | 0.10003 | 0.097484 | 0.1017 | 0.047064 | 0.043381 | 0.044219 | 0.043685 | 172.8798 | 211.5542 | 220.8205 | 226.2519 | 93.799 | 91.7518 | 100.1647 | 97.186
1 | 23 | 21 | 2145.9147 | 2246.9525 | 2341.525 | 2373.8434 | 80 | 63 | 0 | 0 | 0 | 0 | 0 | 0 | 0 | 0 | 0 | 0 | 131.7874 | 130.5674 | 128.4077 | 150.8132 | 0 | 0 | 0 | 0 | 6.2034 | 9.7393 | 15.6182 | 65.7839 | 6.4769 | 10.2025 | 11.5471 | 19.9746 | 1921.447 | 2033.4434 | 2185.9519 | 2137.2717 | 0.40397 | 0.40336 | 0.39852 | 0.38167 | 776.1988 | 820.2081 | 871.1503 | 815.7311 | 0.08664 | 0.099979 | 0.097483 | 0.10169 | 0.047017 | 0.043326 | 0.044102 | 0.043677 | 166.4734 | 203.3022 | 213.0921 | 217.342 | 90.3402 | 88.1009 | 96.404 | 93.3505
1 | 23 | 22 | 2025.4843 | 2123.0187 | 2214.6089 | 2246.9366 | 80 | 63 | 0 | 0 | 0 | 0 | 0 | 0 | 0 | 0 | 0 | 0 | 139.4357 | 136.4879 | 133.6374 | 159.3715 | 0 | 0 | 0 | 0 | 9.4759 | 33.8731 | 48.6462 | 14.6201 | 4.5165 | 8.223 | 4.3893 | 29.102 | 1792.0563 | 1881.4348 | 2027.9361 | 2043.843 | 0.40092 | 0.40074 | 0.39596 | 0.37797 | 718.4778 | 753.9701 | 802.9746 | 772.509 | 0.086466 | 0.099891 | 0.097421 | 0.10169 | 0.046911 | 0.04333 | 0.043988 | 0.043661 | 154.9512 | 187.9375 | 197.5633 | 207.8465 | 84.067 | 81.5224 | 89.204 | 89.2358
1 | 23 | 23 | 1856.4341 | 1946.5602 | 2031.1933 | 2061.2342 | 80 | 63 | 0 | 0 | 0 | 0 | 0 | 0 | 0 | 0 | 0 | 0 | 161.8092 | 160.6528 | 157.1458 | 186.0435 | 0 | 0 | 0 | 0 | 5.1138 | 37.5313 | 14.892 | 51.6028 | 3.072 | 13.5806 | 11.419 | 13.7841 | 1606.4392 | 1671.7955 | 1847.7365 | 1809.8038 | 0.39777 | 0.39563 | 0.3915 | 0.37266 | 638.9969 | 661.4078 | 723.3917 | 674.4494 | 0.086481 | 0.09976 | 0.097236 | 0.1017 | 0.046794 | 0.043296 | 0.043896 | 0.043621 | 138.9258 | 166.778 | 179.6668 | 184.0582 | 75.1715 | 72.3828 | 81.1087 | 78.9452
1 | 23 | 24 | 1699.3028 | 1777.6528 | 1850.193 | 1873.2248 | 80 | 63 | 0 | 0 | 0 | 0 | 0 | 0 | 0 | 0 | 0 | 0 | 170.8353 | 169.8862 | 166.0348 | 196.5917 | 0 | 0 | 0 | 0 | -3.5948 | 30.8489 | 42.3154 | 24.104 | 2.6414 | 2.4786 | 5.0857 | 3.3766 | 1449.4208 | 1511.4391 | 1636.757 | 1649.1525 | 0.39698 | 0.39267 | 0.38667 | 0.36903 | 575.3928 | 593.5028 | 632.8805 | 608.5943 | 0.086828 | 0.099535 | 0.096875 | 0.10152 | 0.046988 | 0.043124 | 0.043578 | 0.043375 | 125.8496 | 150.4406 | 158.5609 | 167.4294 | 68.1047 | 65.1798 | 71.326 | 71.5323
1 | 24 | 1 | 1593.2315 | 1658.418 | 1716.6261 | 1729.3679 | 80 | 63 | 0 | 0 | 0 | 0 | 0 | 0 | 0 | 0 | 0 | 0 | 169.8643 | 166.4016 | 162.2188 | 194.7336 | 0 | 0 | 0 | 0 | 3.7286 | -3.1152 | 10.4011 | 27.8367 | 3.522 | 12.2114 | 12.9969 | 11.8536 | 1336.1167 | 1419.9202 | 1531.0093 | 1494.944 | 0.399 | 0.39187 | 0.38588 | 0.36679 | 533.1099 | 556.4241 | 590.7857 | 548.3242 | 0.087028 | 0.099508 | 0.096784 | 0.10146 | 0.047115 | 0.042845 | 0.043404 | 0.043093 | 116.2792 | 141.2929 | 148.1775 | 151.6743 | 62.951 | 60.8371 | 66.4523 | 64.422
1 | 24 | 2 | 1539.8669 | 1596.3425 | 1645.2422 | 1651.3532 | 80 | 63 | 0 | 0 | 0 | 0 | 0 | 0 | 0 | 0 | 0 | 0 | 188.7615 | 189.7541 | 186.5403 | 217.4671 | 0 | 0 | 0 | 0 | 3.5185 | 10.0383 | -3.583 | -0.84308 | 4.4327 | 9.5334 | 16.66 | 2.8154 | 1263.1543 | 1324.0167 | 1445.625 | 1431.9137 | 0.39922 | 0.39186 | 0.38422 | 0.36646 | 504.2805 | 518.8346 | 555.4371 | 524.7432 | 0.087077 | 0.099535 | 0.096576 | 0.10143 | 0.047161 | 0.042718 | 0.043071 | 0.042851 | 109.9911 | 131.7864 | 139.6121 | 145.2419 | 59.572 | 56.5596 | 62.2641 | 61.359
1 | 24 | 3 | 1510.9273 | 1560.4012 | 1601.7039 | 1602.0941 | 80 | 63 | 0 | 0 | 0 | 0 | 0 | 0 | 0 | 0 | 0 | 0 | 205.4134 | 213.052 | 211.0267 | 238.1193 | 0 | 0 | 0 | 0 | -3.3419 | -10.8573 | 45.1661 | -31.2252 | 5.896 | 11.7173 | 5.6335 | 2.6378 | 1222.9598 | 1283.4892 | 1339.8776 | 1392.5622 | 0.39872 | 0.3916 | 0.38238 | 0.3658 | 487.621 | 502.6081 | 512.3478 | 509.3983 | 0.087055 | 0.099528 | 0.096565 | 0.10141 | 0.047125 | 0.042721 | 0.04301 | 0.042804 | 106.4652 | 127.7432 | 129.3854 | 141.2209 | 57.6315 | 54.8324 | 57.6282 | 59.6077
1 | 24 | 4 | 1511.0764 | 1555.3402 | 1590.7247 | 1586.0685 | 80 | 63 | 0 | 0 | 0 | 0 | 0 | 0 | 0 | 0 | 0 | 0 | 217.9649 | 228.4223 | 226.6482 | 253.3052 | 0 | 0 | 0 | 0 | -3.1269 | -2.1097 | -14.5783 | -16.0449 | 1.9556 | 2.0198 | 9.7853 | 2.3031 | 1214.2828 | 1264.0079 | 1368.8694 | 1346.505 | 0.39774 | 0.39105 | 0.38218 | 0.36579 | 482.9719 | 494.285 | 523.1598 | 492.5315 | 0.086973 | 0.099535 | 0.096571 | 0.10142 | 0.04708 | 0.042727 | 0.043006 | 0.042823 | 105.6094 | 125.8136 | 132.1928 | 136.556 | 57.169 | 54.0073 | 58.8694 | 57.662
1 | 24 | 5 | 1561.2976 | 1602.3942 | 1633.7064 | 1624.4458 | 80 | 63 | 0 | 0 | 0 | 0 | 0 | 0 | 0 | 0 | 0 | 0 | 223.7561 | 231.313 | 229.4713 | 259.0096 | 0 | 0 | 0 | 0 | -4.3324 | -2.3469 | 6.156 | -7.2767 | 4.9935 | 13.5225 | 1.6839 | 2.2761 | 1256.8804 | 1296.9055 | 1396.3953 | 1370.4368 | 0.39572 | 0.38832 | 0.382 | 0.36494 | 497.3722 | 503.6084 | 533.422 | 500.1316 | 0.086824 | 0.099564 | 0.096555 | 0.1014 | 0.046939 | 0.042787 | 0.043072 | 0.042852 | 109.1274 | 129.125 | 134.8289 | 138.9607 | 58.9967 | 55.4906 | 60.145 | 58.7256
1 | 24 | 6 | 1706.1777 | 1747.3482 | 1777.5753 | 1764.3624 | 80 | 63 | 0 | 0 | 0 | 0 | 0 | 0 | 0 | 0 | 0 | 0 | 234.6225 | 240.7149 | 237.9213 | 271.5247 | 0 | 0 | 0 | 0 | 8.1052 | 57.8424 | -1.8606 | -12.0466 | 4.0185 | 13.314 | 12.8936 | 2.1521 | 1379.4315 | 1372.477 | 1528.621 | 1502.7322 | 0.39561 | 0.38891 | 0.3827 | 0.36553 | 545.7223 | 533.769 | 585.0024 | 549.3011 | 0.086608 | 0.099575 | 0.09655 | 0.10136 | 0.046829 | 0.042888 | 0.043246 | 0.043036 | 119.4704 | 136.6647 | 147.5889 | 152.3213 | 64.5978 | 58.8625 | 66.1073 | 64.6719
1 | 24 | 7 | 1934.267 | 1982.2189 | 2018.7883 | 2006.8082 | 80 | 63 | 0 | 0 | 0 | 0 | 0 | 0 | 0 | 0 | 0 | 0 | 256.0009 | 263.0692 | 259.5331 | 293.3341 | 0 | 0 | 0 | 0 | 0.42446 | 67.628 | 52.0271 | 33.0091 | 6.1138 | 7.5585 | 9.8806 | 0.93596 | 1591.7278 | 1580.9632 | 1697.3475 | 1679.529 | 0.39512 | 0.39346 | 0.38571 | 0.37033 | 628.9183 | 622.0417 | 654.6899 | 621.9796 | 0.086486 | 0.099658 | 0.096526 | 0.10134 | 0.04689 | 0.043201 | 0.043591 | 0.043372 | 137.6618 | 157.5562 | 163.8375 | 170.2015 | 74.6356 | 68.2995 | 73.9895 | 72.8443
1 | 24 | 8 | 2057.8172 | 2110.9951 | 2153.9215 | 2146.497 | 80 | 63 | 0 | 0 | 0 | 0 | 0 | 0 | 0 | 0 | 0 | 0 | 827.3266 | 861.4008 | 883.0487 | 934.407 | 0 | 0 | 0 | 0 | -3.135 | -5.3757 | 10.4073 | -7.1489 | 1.1657 | 1.4499 | -1.2281 | -5.4043 | 1152.46 | 1190.5201 | 1261.6936 | 1224.6433 | 0.39371 | 0.38507 | 0.38401 | 0.3747 | 453.7301 | 458.4285 | 484.4967 | 458.8787 | 0.086739 | 0.099693 | 0.096575 | 0.10137 | 0.047098 | 0.043308 | 0.043527 | 0.043389 | 99.9636 | 118.6865 | 121.8481 | 124.1416 | 54.2783 | 51.5588 | 54.9182 | 53.1363
1 | 24 | 9 | 2057.506 | 2113.0102 | 2160.1136 | 2158.1032 | 80 | 63 | 0 | 0 | 0 | 0 | 0 | 0 | 0 | 0 | 0 | 0 | 1319.1908 | 1440.39 | 1546.8015 | 1661.5874 | 0 | 0 | 0 | 0 | -3.6779 | -53.3422 | -20.8541 | -12.6683 | -1.0133 | -15.8654 | -13.6729 | -19.2227 | 663.0064 | 678.8278 | 647.8391 | 528.4069 | 0.37693 | 0.19574 | 0.19483 | 0.1952 | 249.909 | 132.8723 | 126.2156 | 103.146 | 0.087477 | 0.10082 | 0.097162 | 0.10205 | 0.047507 | 0.044179 | 0.043354 | 0.044098 | 57.9977 | 68.4423 | 62.9453 | 53.926 | 31.4973 | 29.9899 | 28.0865 | 23.3018
1 | 24 | 10 | 2054.7467 | 2109.5054 | 2155.6333 | 2152.662 | 80 | 63 | 0 | 0 | 0 | 0 | 0 | 0 | 0 | 0 | 0 | 0 | 1607.8778 | 1795.9541 | 1970.4697 | 2135.3148 | 0 | 0 | 0 | 0 | -7.0821 | -46.0374 | -58.2283 | -93.5406 | -1.1787 | -19.0812 | -17.5225 | -29.5032 | 375.1297 | 315.6699 | 260.9143 | 140.391 | 0.37868 | 0.19544 | 0.19523 | 0.10268 | 142.0528 | 61.694 | 50.9395 | 14.4158 | 0.088647 | 0.10157 | 0.098162 | 0.10366 | 0.048644 | 0.045804 | 0.046508 | 0.047991 | 33.254 | 32.063 | 25.6119 | 14.5523 | 18.2479 | 14.4591 | 12.1345 | 6.7376
1 | 24 | 11 | 2049.5839 | 2104.0014 | 2148.7331 | 2143.4063 | 80 | 63 | 0 | 0 | 0 | 0 | 0 | 0 | 0 | 0 | 0 | 0 | 1759.0151 | 1992.4394 | 2210.4165 | 2406.6521 | 0 | 0 | 0 | 0 | -6.9305 | -65.4313 | -76.6062 | -87.4562 | -12.032 | -24.7616 | -27.0059 | -34.5361 | 229.5313 | 138.755 | 41.9287 | -141.2535 | 0.37978 | 0.19887 | 0.19965 | 0.10268 | 87.1705 | 27.5937 | 8.3711 | -14.5043 | 0.089482 | 0.10344 | 0.098058 | 0.10481 | 0.049741 | 0.047823 | 0.04674 | 0.053099 | 20.539 | 14.3532 | 4.1115 | -14.8045 | 11.417 | 6.6357 | 1.9597 | -7.5004
1 | 24 | 12 | 2039.7169 | 2094.5181 | 2138.9921 | 2132.7132 | 80 | 63 | 0 | 0 | 0 | 0 | 0 | 0 | 0 | 0 | 0 | 0 | 1861.6522 | 2118.5077 | 2360.2364 | 2574.513 | 0 | 0 | 0 | 0 | -13.0916 | -65.0673 | -80.873 | -90.1792 | -19.0026 | -26.0731 | -27.8582 | -39.9587 | 130.1589 | 4.1508 | -112.513 | -311.6619 | 0.37904 | 0.19928 | 0.19965 | 0.10268 | 49.3359 | 0.82717 | -22.4632 | -32.0024 | 0.089671 | 0.10344 | 0.098074 | 0.10459 | 0.05005 | 0.047771 | 0.046943 | 0.052134 | 11.6715 | 0.42937 | -11.0346 | -32.5962 | 6.5145 | 0.19829 | -5.2817 | -16.2482
1 | 24 | 13 | 2014.0347 | 2072.1943 | 2120.4534 | 2117.6478 | 80 | 63 | 0 | 0 | 0 | 0 | 0 | 0 | 0 | 0 | 0 | 0 | 1863.9952 | 2124.4648 | 2369.7941 | 2586.0002 | 0 | 0 | 0 | 0 | -12.0927 | -64.096 | -80.0039 | -88.4307 | -18.6193 | -26.7795 | -27.7316 | -36.2308 | 100.7515 | -24.395 | -141.6052 | -343.6909 | 0.37914 | 0.19928 | 0.19965 | 0.10268 | 38.1993 | -4.8614 | -28.2715 | -35.2912 | 0.090031 | 0.10361 | 0.099358 | 0.1052 | 0.05221 | 0.047938 | 0.048595 | 0.054783 | 9.0707 | -2.5275 | -14.0695 | -36.155 | 5.2603 | -1.1694 | -6.8813 | -18.8283
1 | 24 | 14 | 2007.6631 | 2068.5239 | 2120.0181 | 2120.241 | 80 | 63 | 0 | 0 | 0 | 0 | 0 | 0 | 0 | 0 | 0 | 0 | 1783.2098 | 2029.8221 | 2263.5882 | 2469.4847 | 0 | 0 | 0 | 0 | -13.9201 | -67.8083 | -72.6068 | -69.4527 | -17.7196 | -26.0391 | -27.5113 | -31.3153 | 176.093 | 69.5492 | -43.4519 | -248.4758 | 0.37923 | 0.19925 | 0.19951 | 0.10268 | 66.7806 | 13.8579 | -8.6692 | -25.5142 | 0.089789 | 0.10359 | 0.098211 | 0.10464 | 0.050209 | 0.047871 | 0.046907 | 0.053497 | 15.8112 | 7.2046 | -4.2674 | -26.0006 | 8.8414 | 3.3294 | -2.0382 | -13.2927
1 | 24 | 15 | 1990.4018 | 2053.8917 | 2108.4342 | 2111.5229 | 80 | 63 | 0 | 0 | 0 | 0 | 0 | 0 | 0 | 0 | 0 | 0 | 1592.4687 | 1806.6905 | 2012.6525 | 2194.0418 | 0 | 0 | 0 | 0 | -11.6408 | -49.0955 | -52.9911 | -54.2308 | -13.6745 | -18.1027 | -20.8724 | -31.2802 | 343.2484 | 251.3993 | 169.6452 | 2.9921 | 0.37903 | 0.19565 | 0.19571 | 0.097328 | 130.1019 | 49.1855 | 33.2016 | 0.29122 | 0.089515 | 0.10349 | 0.098323 | 0.10454 | 0.049758 | 0.047666 | 0.046678 | 0.051405 | 30.7257 | 26.0177 | 16.68 | 0.31281 | 17.0793 | 11.9832 | 7.9187 | 0.15381
1 | 24 | 16 | 1963.0659 | 2032.489 | 2094.0513 | 2103.763 | 80 | 63 | 0 | 0 | 0 | 0 | 0 | 0 | 0 | 0 | 0 | 0 | 1243.5211 | 1397.716 | 1544.6755 | 1677.4044 | 0 | 0 | 0 | 0 | -2.2841 | -27.5332 | -2.4472 | -7.4367 | -2.021 | -14.0786 | -14.4658 | -18.8486 | 643.8499 | 613.3848 | 566.2888 | 452.644 | 0.37973 | 0.1927 | 0.19404 | 0.18663 | 244.4923 | 118.2 | 109.8849 | 84.4753 | 0.088764 | 0.10155 | 0.097878 | 0.1031 | 0.048907 | 0.045669 | 0.044457 | 0.046373 | 57.151 | 62.2892 | 55.427 | 46.6689 | 31.4887 | 28.0126 | 25.1753 | 20.9904
1 | 24 | 17 | 1968.744 | 2043.1845 | 2110.2142 | 2124.235 | 80 | 63 | 0 | 0 | 0 | 0 | 0 | 0 | 0 | 0 | 0 | 0 | 474.6851 | 521.5879 | 560.7181 | 605.0408 | 0 | 0 | 0 | 0 | -3.2866 | -1.7496 | -3.0986 | 21.2035 | 1.0869 | 0.80621 | -0.48891 | 0.64623 | 1416.2586 | 1459.54 | 1553.0835 | 1497.3446 | 0.39657 | 0.40209 | 0.39866 | 0.38696 | 561.6435 | 586.8723 | 619.1562 | 579.4138 | 0.086708 | 0.099825 | 0.096839 | 0.1017 | 0.047062 | 0.043165 | 0.043381 | 0.043336 | 122.8003 | 145.6984 | 150.3998 | 152.2793 | 66.652 | 63.0005 | 67.3736 | 64.8885
1 | 24 | 18 | 2127.803 | 2217.322 | 2299.8789 | 2323.4361 | 80 | 63 | 0 | 0 | 0 | 0 | 0 | 0 | 0 | 0 | 0 | 0 | 130.2495 | 138.8125 | 138.8273 | 151.2654 | 0 | 0 | 0 | 0 | 7.4506 | 39.0353 | 30.4001 | 70.1959 | 3.877 | 7.0816 | 14.1594 | 37.0769 | 1906.2259 | 1969.3926 | 2116.4922 | 2064.8979 | 0.40419 | 0.40413 | 0.39849 | 0.38211 | 770.4686 | 795.8822 | 843.4001 | 789.0276 | 0.086823 | 0.10004 | 0.097457 | 0.10172 | 0.047145 | 0.043483 | 0.044227 | 0.043698 | 165.5048 | 197.0276 | 206.268 | 210.0336 | 89.8697 | 85.6343 | 93.607 | 90.2323
1 | 24 | 19 | 2248.1434 | 2351.0126 | 2447.4606 | 2479.991 | 80 | 63 | 0 | 0 | 0 | 0 | 0 | 0 | 0 | 0 | 0 | 0 | 129.28 | 137.4033 | 137.2827 | 149.8636 | 0 | 0 | 0 | 0 | 11.4106 | 35.4049 | 39.8274 | 60.5347 | 3.7412 | 7.8972 | 12.4117 | 36.117 | 2023.7117 | 2107.3072 | 2257.9388 | 2233.4756 | 0.40616 | 0.40567 | 0.40134 | 0.38379 | 821.9462 | 854.8818 | 906.196 | 857.196 | 0.08684 | 0.10005 | 0.097487 | 0.10171 | 0.047139 | 0.04349 | 0.044239 | 0.043719 | 175.7399 | 210.8438 | 220.1187 | 227.1675 | 95.395 | 91.6465 | 99.8888 | 97.6454
1 | 24 | 20 | 2212.7322 | 2316.3655 | 2413.6676 | 2447.3033 | 80 | 63 | 0 | 0 | 0 | 0 | 0 | 0 | 0 | 0 | 0 | 0 | 126.0811 | 133.7157 | 133.6443 | 145.9884 | 0 | 0 | 0 | 0 | 9.3486 | 5.667 | 19.0465 | 51.8247 | 4.3284 | 7.5726 | 5.3452 | 26.9614 | 1992.974 | 2106.4102 | 2255.6315 | 2222.5288 | 0.40529 | 0.40498 | 0.3998 | 0.38283 | 807.7386 | 853.0603 | 901.8109 | 850.8449 | 0.086743 | 0.10003 | 0.097484 | 0.1017 | 0.047064 | 0.043381 | 0.044219 | 0.043685 | 172.8761 | 210.695 | 219.8873 | 226.0295 | 93.797 | 91.3792 | 99.7414 | 97.0905
1 | 24 | 21 | 2160.887 | 2262.802 | 2358.227 | 2390.9332 | 80 | 63 | 0 | 0 | 0 | 0 | 0 | 0 | 0 | 0 | 0 | 0 | 124.6862 | 132.3578 | 132.3538 | 144.373 | 0 | 0 | 0 | 0 | 6.2034 | 9.7393 | 15.6182 | 65.7839 | 6.4769 | 10.2025 | 11.5471 | 19.9746 | 1943.5205 | 2047.5024 | 2198.7079 | 2160.8017 | 0.40397 | 0.40336 | 0.39852 | 0.38167 | 785.1158 | 825.879 | 876.2339 | 824.7118 | 0.08664 | 0.099979 | 0.097483 | 0.10169 | 0.047017 | 0.043326 | 0.044102 | 0.043677 | 168.3859 | 204.7078 | 214.3356 | 219.7348 | 91.378 | 88.71 | 96.9665 | 94.3783
1 | 24 | 22 | 2039.827 | 2138.2016 | 2230.6085 | 2263.3077 | 80 | 63 | 0 | 0 | 0 | 0 | 0 | 0 | 0 | 0 | 0 | 0 | 123.4686 | 130.8037 | 130.8386 | 142.8386 | 0 | 0 | 0 | 0 | 9.4759 | 33.8731 | 48.6462 | 14.6201 | 4.5165 | 8.223 | 4.3893 | 29.102 | 1822.366 | 1902.3018 | 2046.7344 | 2076.747 | 0.40092 | 0.40074 | 0.39596 | 0.37797 | 730.6297 | 762.3324 | 810.4179 | 784.9457 | 0.086466 | 0.099891 | 0.097421 | 0.10169 | 0.046911 | 0.04333 | 0.043988 | 0.043661 | 157.5719 | 190.0219 | 199.3947 | 211.1926 | 85.4888 | 82.4266 | 90.0309 | 90.6724
1 | 24 | 23 | 1867.4184 | 1958.1881 | 2043.4466 | 2073.772 | 80 | 63 | 0 | 0 | 0 | 0 | 0 | 0 | 0 | 0 | 0 | 0 | 126.6457 | 133.4664 | 134.0725 | 146.0725 | 0 | 0 | 0 | 0 | 5.1138 | 37.5313 | 14.892 | 51.6028 | 3.072 | 13.5806 | 11.419 | 13.7841 | 1652.587 | 1710.6098 | 1883.0631 | 1862.3127 | 0.39777 | 0.39563 | 0.3915 | 0.37266 | 657.3532 | 676.7638 | 737.2221 | 694.0176 | 0.086481 | 0.09976 | 0.097236 | 0.1017 | 0.046794 | 0.043296 | 0.043896 | 0.043621 | 142.9167 | 170.6501 | 183.1018 | 189.3984 | 77.331 | 74.0634 | 82.6594 | 81.2357
1 | 24 | 24 | 1693.8456 | 1771.8759 | 1844.1053 | 1866.9958 | 80 | 63 | 0 | 0 | 0 | 0 | 0 | 0 | 0 | 0 | 0 | 0 | 140.0924 | 144.5491 | 147.6305 | 159.6305 | 0 | 0 | 0 | 0 | -3.5948 | 30.8489 | 42.3154 | 24.104 | 2.6414 | 2.4786 | 5.0857 | 3.3766 | 1474.7066 | 1530.9993 | 1649.0737 | 1679.8847 | 0.39698 | 0.39267 | 0.38667 | 0.36903 | 585.4307 | 601.1836 | 637.643 | 619.9356 | 0.086828 | 0.099535 | 0.096875 | 0.10152 | 0.046988 | 0.043124 | 0.043578 | 0.043375 | 128.0451 | 152.3875 | 159.7541 | 170.5494 | 69.2928 | 66.0234 | 71.8627 | 72.8654
1 | 25 | 1 | 1574.3412 | 1638.421 | 1695.5535 | 1707.806 | 80 | 63 | 0 | 0 | 0 | 0 | 0 | 0 | 0 | 0 | 0 | 0 | 150.2545 | 154.8546 | 158.9017 | 170.9017 | 0 | 0 | 0 | 0 | 3.7286 | -3.1152 | 10.4011 | 27.8367 | 3.522 | 12.2114 | 12.9969 | 11.8536 | 1336.8362 | 1411.4702 | 1513.2537 | 1497.214 | 0.399 | 0.39187 | 0.38588 | 0.36679 | 533.397 | 553.1128 | 583.9342 | 549.1568 | 0.087028 | 0.099508 | 0.096784 | 0.10146 | 0.047115 | 0.042845 | 0.043404 | 0.043093 | 116.3418 | 140.4521 | 146.4591 | 151.9046 | 62.9849 | 60.475 | 65.6817 | 64.5198
1 | 25 | 2 | 1515.2395 | 1570.2723 | 1617.7698 | 1623.2429 | 80 | 63 | 0 | 0 | 0 | 0 | 0 | 0 | 0 | 0 | 0 | 0 | 157.149 | 166.1047 | 168.8317 | 180.8317 | 0 | 0 | 0 | 0 | 3.5185 | 10.0383 | -3.583 | -0.84308 | 4.4327 | 9.5334 | 16.66 | 2.8154 | 1270.1394 | 1321.596 | 1435.8612 | 1440.4389 | 0.39922 | 0.39186 | 0.38422 | 0.36646 | 507.0691 | 517.886 | 551.6857 | 527.8673 | 0.087077 | 0.099535 | 0.096576 | 0.10143 | 0.047161 | 0.042718 | 0.043071 | 0.042851 | 110.5994 | 131.5454 | 138.6691 | 146.1066 | 59.9014 | 56.4562 | 61.8435 | 61.7243
1 | 25 | 3 | 1483.9212 | 1531.8129 | 1571.5779 | 1571.2686 | 80 | 63 | 0 | 0 | 0 | 0 | 0 | 0 | 0 | 0 | 0 | 0 | 172.5752 | 185.6264 | 188.0127 | 200.0127 | 0 | 0 | 0 | 0 | -3.3419 | -10.8573 | 45.1661 | -31.2252 | 5.896 | 11.7173 | 5.6335 | 2.6378 | 1228.7919 | 1282.3265 | 1332.7656 | 1399.8433 | 0.39872 | 0.3916 | 0.38238 | 0.3658 | 489.9464 | 502.1528 | 509.6283 | 512.0617 | 0.087055 | 0.099528 | 0.096565 | 0.10141 | 0.047125 | 0.042721 | 0.04301 | 0.042804 | 106.973 | 127.6275 | 128.6986 | 141.9592 | 57.9063 | 54.7828 | 57.3223 | 59.9194
1 | 25 | 4 | 1481.6216 | 1524.1597 | 1557.867 | 1552.4479 | 80 | 63 | 0 | 0 | 0 | 0 | 0 | 0 | 0 | 0 | 0 | 0 | 190.2516 | 206.3236 | 209.1173 | 221.1173 | 0 | 0 | 0 | 0 | -3.1269 | -2.1097 | -14.5783 | -16.0449 | 1.9556 | 2.0198 | 9.7853 | 2.3031 | 1212.5412 | 1254.9261 | 1353.5427 | 1345.0723 | 0.39774 | 0.39105 | 0.38218 | 0.36579 | 482.2792 | 490.7336 | 517.3022 | 492.0074 | 0.086973 | 0.099535 | 0.096571 | 0.10142 | 0.04708 | 0.042727 | 0.043006 | 0.042823 | 105.4579 | 124.9096 | 130.7127 | 136.4107 | 57.087 | 53.6193 | 58.2103 | 57.6007
1 | 25 | 5 | 1528.2046 | 1567.3624 | 1596.7903 | 1586.6726 | 80 | 63 | 0 | 0 | 0 | 0 | 0 | 0 | 0 | 0 | 0 | 0 | 194.8676 | 210.606 | 214.0098 | 226.0098 | 0 | 0 | 0 | 0 | -4.3324 | -2.3469 | 6.156 | -7.2767 | 4.9935 | 13.5225 | 1.6839 | 2.2761 | 1252.6759 | 1282.5808 | 1374.9407 | 1365.6633 | 0.39572 | 0.38832 | 0.382 | 0.36494 | 495.7084 | 498.0459 | 525.2264 | 498.3896 | 0.086824 | 0.099564 | 0.096555 | 0.1014 | 0.046939 | 0.042787 | 0.043072 | 0.042852 | 108.7623 | 127.6988 | 132.7574 | 138.4767 | 58.7994 | 54.8777 | 59.2209 | 58.521
1 | 25 | 6 | 1663.3597 | 1702.0217 | 1729.8107 | 1715.4888 | 80 | 63 | 0 | 0 | 0 | 0 | 0 | 0 | 0 | 0 | 0 | 0 | 183.0928 | 198.271 | 200.708 | 212.708 | 0 | 0 | 0 | 0 | 8.1052 | 57.8424 | -1.8606 | -12.0466 | 4.0185 | 13.314 | 12.8936 | 2.1521 | 1388.1432 | 1369.5943 | 1518.0697 | 1512.6752 | 0.39561 | 0.38891 | 0.3827 | 0.36553 | 549.1687 | 532.648 | 580.9644 | 552.9356 | 0.086608 | 0.099575 | 0.09655 | 0.10136 | 0.046829 | 0.042888 | 0.043246 | 0.043036 | 120.2249 | 136.3777 | 146.5702 | 153.3292 | 65.0057 | 58.7389 | 65.651 | 65.0998
1 | 25 | 7 | 1900.6143 | 1946.5947 | 1981.2478 | 1968.396 | 80 | 63 | 0 | 0 | 0 | 0 | 0 | 0 | 0 | 0 | 0 | 0 | 201.6681 | 217.4656 | 218.7233 | 230.7238 | 0 | 0 | 0 | 0 | 0.42446 | 67.628 | 52.0271 | 33.0091 | 6.1138 | 7.5585 | 9.8806 | 0.93596 | 1612.4079 | 1590.9425 | 1700.6168 | 1703.7272 | 0.39512 | 0.39346 | 0.38571 | 0.37033 | 637.0894 | 625.9681 | 655.9509 | 630.9409 | 0.086486 | 0.099658 | 0.096526 | 0.10134 | 0.04689 | 0.043201 | 0.043591 | 0.043372 | 139.4503 | 158.5507 | 164.1531 | 172.6537 | 75.6053 | 68.7307 | 74.132 | 73.8938
1 | 25 | 8 | 2023.9546 | 2075.1486 | 2116.1469 | 2107.8453 | 80 | 63 | 0 | 0 | 0 | 0 | 0 | 0 | 0 | 0 | 0 | 0 | 809.3578 | 850.7848 | 876.8342 | 909.4866 | 0 | 0 | 0 | 0 | -3.135 | -5.3757 | 10.4073 | -7.1489 | 1.1657 | 1.4499 | -1.2281 | -5.4043 | 1136.5661 | 1165.2896 | 1230.1335 | 1210.9119 | 0.39371 | 0.38507 | 0.38401 | 0.3747 | 447.4726 | 448.7131 | 472.3774 | 453.7335 | 0.086739 | 0.099693 | 0.096575 | 0.10137 | 0.047098 | 0.043308 | 0.043527 | 0.043389 | 98.585 | 116.1712 | 118.8002 | 122.7497 | 53.5297 | 50.4662 | 53.5445 | 52.5405
1 | 25 | 9 | 2049.74 | 2104.7892 | 2151.4504 | 2149.2389 | 80 | 63 | 0 | 0 | 0 | 0 | 0 | 0 | 0 | 0 | 0 | 0 | 1348.0782 | 1475.7411 | 1583.1683 | 1682.8142 | 0 | 0 | 0 | 0 | -3.6779 | -53.3422 | -20.8541 | -12.6683 | -1.0133 | -15.8654 | -13.6729 | -19.2227 | 626.353 | 635.2557 | 602.8091 | 498.3158 | 0.37693 | 0.19574 | 0.19483 | 0.1952 | 236.0931 | 124.3436 | 117.4426 | 97.2721 | 0.087477 | 0.10082 | 0.097162 | 0.10205 | 0.047507 | 0.044179 | 0.043354 | 0.044098 | 54.7914 | 64.0492 | 58.5701 | 50.8551 | 29.756 | 28.065 | 26.1343 | 21.9748
1 | 25 | 10 | 2056.7757 | 2111.6533 | 2157.8966 | 2154.9779 | 80 | 63 | 0 | 0 | 0 | 0 | 0 | 0 | 0 | 0 | 0 | 0 | 1645.0991 | 1835.1895 | 2007.3904 | 2159.9869 | 0 | 0 | 0 | 0 | -7.0821 | -46.0374 | -58.2283 | -93.5406 | -1.1787 | -19.0812 | -17.5225 | -29.5032 | 339.9374 | 278.5824 | 226.257 | 118.0348 | 0.37868 | 0.19544 | 0.19523 | 0.10268 | 128.7263 | 54.4457 | 44.1732 | 12.1202 | 0.088647 | 0.10157 | 0.098162 | 0.10366 | 0.048644 | 0.045804 | 0.046508 | 0.047991 | 30.1343 | 28.296 | 22.2099 | 12.235 | 16.536 | 12.7603 | 10.5227 | 5.6647
1 | 25 | 11 | 2063.7166 | 2118.9621 | 2164.4986 | 2159.5378 | 80 | 63 | 0 | 0 | 0 | 0 | 0 | 0 | 0 | 0 | 0 | 0 | 1823.5018 | 2059.3923 | 2277.4934 | 2467.5658 | 0 | 0 | 0 | 0 | -6.9305 | -65.4313 | -76.6062 | -87.4562 | -12.032 | -24.7616 | -27.0059 | -34.5361 | 179.1773 | 86.7627 | -9.3827 | -186.0357 | 0.37978 | 0.19887 | 0.19965 | 0.10268 | 68.0473 | 17.2542 | -1.8733 | -19.1027 | 0.089482 | 0.10344 | 0.098058 | 0.10481 | 0.049741 | 0.047823 | 0.04674 | 0.053099 | 16.0332 | 8.975 | -0.92005 | -19.498 | 8.9124 | 4.1493 | -0.43854 | -9.8783
1 | 25 | 12 | 2037.8978 | 2092.5924 | 2136.9629 | 2130.6369 | 80 | 63 | 0 | 0 | 0 | 0 | 0 | 0 | 0 | 0 | 0 | 0 | 1854.922 | 2112.2091 | 2352.9196 | 2561.4518 | 0 | 0 | 0 | 0 | -13.0916 | -65.0673 | -80.873 | -90.1792 | -19.0026 | -26.0731 | -27.8582 | -39.9587 | 135.07 | 8.5237 | -107.2254 | -300.677 | 0.37904 | 0.19928 | 0.19965 | 0.10268 | 51.1974 | 1.6986 | -21.4076 | -30.8744 | 0.089671 | 0.10344 | 0.098074 | 0.10459 | 0.05005 | 0.047771 | 0.046943 | 0.052134 | 12.1118 | 0.88171 | -10.516 | -31.4473 | 6.7603 | 0.40719 | -5.0335 | -15.6755
1 | 25 | 13 | 2007.598 | 2065.3805 | 2113.2731 | 2110.3008 | 80 | 63 | 0 | 0 | 0 | 0 | 0 | 0 | 0 | 0 | 0 | 0 | 1862.5692 | 2124.5337 | 2371.0228 | 2584.2731 | 0 | 0 | 0 | 0 | -12.0927 | -64.096 | -80.0039 | -88.4307 | -18.6193 | -26.7795 | -27.7316 | -36.2308 | 95.7408 | -31.2777 | -150.0141 | -349.3108 | 0.37914 | 0.19928 | 0.19965 | 0.10268 | 36.2995 | -6.233 | -29.9503 | -35.8683 | 0.090031 | 0.10361 | 0.099358 | 0.1052 | 0.05221 | 0.047938 | 0.048595 | 0.054783 | 8.6196 | -3.2406 | -14.905 | -36.7462 | 4.9987 | -1.4994 | -7.29 | -19.1362
1 | 25 | 14 | 2003.3953 | 2064.006 | 2115.2572 | 2115.3696 | 80 | 63 | 0 | 0 | 0 | 0 | 0 | 0 | 0 | 0 | 0 | 0 | 1811.9463 | 2062.7887 | 2299.2552 | 2504.3225 | 0 | 0 | 0 | 0 | -13.9201 | -67.8083 | -72.6068 | -69.4527 | -17.7196 | -26.0391 | -27.5113 | -31.3153 | 143.0887 | 32.0647 | -83.8799 | -288.1849 | 0.37923 | 0.19925 | 0.19951 | 0.10268 | 54.2642 | 6.389 | -16.7352 | -29.5917 | 0.089789 | 0.10359 | 0.098211 | 0.10464 | 0.050209 | 0.047871 | 0.046907 | 0.053497 | 12.8478 | 3.3216 | -8.2379 | -30.1557 | 7.1843 | 1.535 | -3.9346 | -15.417
1 | 25 | 15 | 1996.0689 | 2059.8908 | 2114.756 | 2117.9915 | 80 | 63 | 0 | 0 | 0 | 0 | 0 | 0 | 0 | 0 | 0 | 0 | 1690.3772 | 1910.8979 | 2118.623 | 2300.2239 | 0 | 0 | 0 | 0 | -11.6408 | -49.0955 | -52.9911 | -54.2308 | -13.6745 | -18.1027 | -20.8724 | -31.2802 | 251.007 | 153.1911 | 69.9965 | -96.7214 | 0.37903 | 0.19565 | 0.19571 | 0.097328 | 95.1395 | 29.9714 | 13.6992 | -9.4137 | 0.089515 | 0.10349 | 0.098323 | 0.10454 | 0.049758 | 0.047666 | 0.046678 | 0.051405 | 22.4688 | 15.854 | 6.8822 | -10.1115 | 12.4896 | 7.302 | 3.2673 | -4.972
1 | 25 | 16 | 1965.7945 | 2035.3774 | 2097.0951 | 2106.8775 | 80 | 63 | 0 | 0 | 0 | 0 | 0 | 0 | 0 | 0 | 0 | 0 | 1375.6496 | 1535.8704 | 1686.554 | 1821.5822 | 0 | 0 | 0 | 0 | -2.2841 | -27.5332 | -2.4472 | -7.4367 | -2.021 | -14.0786 | -14.4658 | -18.8486 | 514.4501 | 478.1189 | 427.4541 | 311.5807 | 0.37973 | 0.1927 | 0.19404 | 0.18663 | 195.3546 | 92.1341 | 82.9448 | 58.1492 | 0.088764 | 0.10155 | 0.097878 | 0.1031 | 0.048907 | 0.045669 | 0.044457 | 0.046373 | 45.6649 | 48.553 | 41.8382 | 32.1249 | 25.1601 | 21.8352 | 19.0032 | 14.4489
1 | 25 | 17 | 1968.744 | 2043.1845 | 2110.2142 | 2124.235 | 80 | 63 | 0 | 0 | 0 | 0 | 0 | 0 | 0 | 0 | 0 | 0 | 553.3621 | 601.1327 | 643.2477 | 689.6332 | 0 | 0 | 0 | 0 | -3.2866 | -1.7496 | -3.0986 | 21.2035 | 1.0869 | 0.80621 | -0.48891 | 0.64623 | 1337.5816 | 1379.9951 | 1470.5539 | 1412.7521 | 0.39657 | 0.40209 | 0.39866 | 0.38696 | 530.4426 | 554.8878 | 586.2548 | 546.6798 | 0.086708 | 0.099825 | 0.096839 | 0.1017 | 0.047062 | 0.043165 | 0.043381 | 0.043336 | 115.9784 | 137.7578 | 142.4076 | 143.6763 | 62.9493 | 59.567 | 63.7934 | 61.2226
1 | 25 | 18 | 2124.9345 | 2214.2854 | 2296.679 | 2320.1619 | 80 | 63 | 0 | 0 | 0 | 0 | 0 | 0 | 0 | 0 | 0 | 0 | 104.8987 | 108.0598 | 108.1617 | 120.2449 | 0 | 0 | 0 | 0 | 7.4506 | 39.0353 | 30.4001 | 70.1959 | 3.877 | 7.0816 | 14.1594 | 37.0769 | 1928.7082 | 1997.1087 | 2143.9579 | 2092.6442 | 0.40419 | 0.40413 | 0.39849 | 0.38211 | 779.5557 | 807.083 | 854.3449 | 799.6299 | 0.086823 | 0.10004 | 0.097457 | 0.10172 | 0.047145 | 0.043483 | 0.044227 | 0.043698 | 167.4568 | 199.8004 | 208.9447 | 212.8559 | 90.9297 | 86.8395 | 94.8217 | 91.4447
1 | 25 | 19 | 2238.9781 | 2341.3103 | 2437.2365 | 2469.5294 | 80 | 63 | 0 | 0 | 0 | 0 | 0 | 0 | 0 | 0 | 0 | 0 | 93.2356 | 93.9116 | 93.9116 | 105.9116 | 0 | 0 | 0 | 0 | 11.4106 | 35.4049 | 39.8274 | 60.5347 | 3.7412 | 7.8972 | 12.4117 | 36.117 | 2050.5909 | 2141.0966 | 2291.0858 | 2266.9661 | 0.40616 | 0.40567 | 0.40134 | 0.38379 | 832.8634 | 868.5893 | 919.4991 | 870.0495 | 0.08684 | 0.10005 | 0.097487 | 0.10171 | 0.047139 | 0.04349 | 0.044239 | 0.043719 | 178.0741 | 214.2245 | 223.3501 | 230.5738 | 96.662 | 93.116 | 101.3552 | 99.1095
1 | 25 | 20 | 2193.2122 | 2295.7019 | 2391.8925 | 2425.0227 | 80 | 63 | 0 | 0 | 0 | 0 | 0 | 0 | 0 | 0 | 0 | 0 | 80.6448 | 78.4049 | 78.4049 | 90.4049 | 0 | 0 | 0 | 0 | 9.3486 | 5.667 | 19.0465 | 51.8247 | 4.3284 | 7.5726 | 5.3452 | 26.9614 | 2018.8904 | 2141.0575 | 2289.0959 | 2255.8317 | 0.40529 | 0.40498 | 0.3998 | 0.38283 | 818.2423 | 867.0918 | 915.1902 | 863.5942 | 0.086743 | 0.10003 | 0.097484 | 0.1017 | 0.047064 | 0.043381 | 0.044219 | 0.043685 | 175.1241 | 214.1607 | 223.1495 | 229.4164 | 95.0167 | 92.8822 | 101.2211 | 98.5453
1 | 25 | 21 | 2132.4117 | 2232.6584 | 2326.462 | 2358.4306 | 80 | 63 | 0 | 0 | 0 | 0 | 0 | 0 | 0 | 0 | 0 | 0 | 70.8 | 66.2982 | 66.2982 | 78.2982 | 0 | 0 | 0 | 0 | 6.2034 | 9.7393 | 15.6182 | 65.7839 | 6.4769 | 10.2025 | 11.5471 | 19.9746 | 1968.9314 | 2083.4184 | 2232.9985 | 2194.374 | 0.40397 | 0.40336 | 0.39852 | 0.38167 | 795.3809 | 840.366 | 889.8994 | 837.5253 | 0.08664 | 0.099979 | 0.097483 | 0.10169 | 0.047017 | 0.043326 | 0.044102 | 0.043677 | 170.5875 | 208.2987 | 217.6784 | 223.1488 | 92.5727 | 90.2661 | 98.4788 | 95.8446
1 | 25 | 22 | 2010.4421 | 2107.0952 | 2197.8289 | 2229.767 | 80 | 63 | 0 | 0 | 0 | 0 | 0 | 0 | 0 | 0 | 0 | 0 | 58.0606 | 50.4414 | 50.4414 | 62.4414 | 0 | 0 | 0 | 0 | 9.4759 | 33.8731 | 48.6462 | 14.6201 | 4.5165 | 8.223 | 4.3893 | 29.102 | 1858.3891 | 1951.5577 | 2094.352 | 2123.6035 | 0.40092 | 0.40074 | 0.39596 | 0.37797 | 745.0722 | 782.0713 | 829.2725 | 802.656 | 0.086466 | 0.099891 | 0.097421 | 0.10169 | 0.046911 | 0.04333 | 0.043988 | 0.043661 | 160.6867 | 194.9421 | 204.0337 | 215.9576 | 87.1787 | 84.5608 | 92.1255 | 92.7182
1 | 25 | 23 | 1851.2567 | 1941.0796 | 2025.4178 | 2055.3246 | 80 | 63 | 0 | 0 | 0 | 0 | 0 | 0 | 0 | 0 | 0 | 0 | 50.2294 | 40.6467 | 40.6467 | 52.6467 | 0 | 0 | 0 | 0 | 5.1138 | 37.5313 | 14.892 | 51.6028 | 3.072 | 13.5806 | 11.419 | 13.7841 | 1712.8416 | 1786.321 | 1958.4601 | 1937.2911 | 0.39777 | 0.39563 | 0.3915 | 0.37266 | 681.3208 | 706.7172 | 766.7402 | 721.9594 | 0.086481 | 0.09976 | 0.097236 | 0.1017 | 0.046794 | 0.043296 | 0.043896 | 0.043621 | 148.1276 | 178.203 | 190.4331 | 197.0237 | 80.1505 | 77.3414 | 85.9691 | 84.5064
1 | 25 | 24 | 1688.0386 | 1765.7287 | 1837.6274 | 1860.3675 | 80 | 63 | 0 | 0 | 0 | 0 | 0 | 0 | 0 | 0 | 0 | 0 | 46.7204 | 35.9967 | 35.9967 | 47.9967 | 0 | 0 | 0 | 0 | -3.5948 | 30.8489 | 42.3154 | 24.104 | 2.6414 | 2.4786 | 5.0857 | 3.3766 | 1562.2716 | 1633.4045 | 1754.2296 | 1784.8902 | 0.39698 | 0.39267 | 0.38667 | 0.36903 | 620.1924 | 641.3954 | 678.3033 | 658.6862 | 0.086828 | 0.099535 | 0.096875 | 0.10152 | 0.046988 | 0.043124 | 0.043578 | 0.043375 | 135.6482 | 162.5804 | 169.9411 | 181.2101 | 73.4073 | 70.4395 | 76.4452 | 77.42
1 | 26 | 1 | 1561.118 | 1624.4231 | 1680.8026 | 1692.7127 | 80 | 63 | 0 | 0 | 0 | 0 | 0 | 0 | 0 | 0 | 0 | 0 | 43.7199 | 30.9767 | 30.9767 | 42.9767 | 0 | 0 | 0 | 0 | 3.7286 | -3.1152 | 10.4011 | 27.8367 | 3.522 | 12.2114 | 12.9969 | 11.8536 | 1430.1476 | 1521.3502 | 1626.4279 | 1610.0457 | 0.399 | 0.39187 | 0.38588 | 0.36679 | 570.6282 | 596.1715 | 627.6059 | 590.5418 | 0.087028 | 0.099508 | 0.096784 | 0.10146 | 0.047115 | 0.042845 | 0.043404 | 0.043093 | 124.4625 | 151.386 | 157.4126 | 163.3524 | 67.3812 | 65.1829 | 70.5939 | 69.3821
1 | 26 | 2 | 1502.7859 | 1557.0891 | 1603.8775 | 1609.028 | 80 | 63 | 0 | 0 | 0 | 0 | 0 | 0 | 0 | 0 | 0 | 0 | 50.8863 | 41.3375 | 41.3375 | 53.3375 | 0 | 0 | 0 | 0 | 3.5185 | 10.0383 | -3.583 | -0.84308 | 4.4327 | 9.5334 | 16.66 | 2.8154 | 1363.9485 | 1433.18 | 1549.463 | 1553.7182 | 0.39922 | 0.39186 | 0.38422 | 0.36646 | 544.5199 | 561.6117 | 595.3337 | 569.38 | 0.087077 | 0.099535 | 0.096576 | 0.10143 | 0.047161 | 0.042718 | 0.043071 | 0.042851 | 118.768 | 142.652 | 149.6403 | 157.5968 | 64.3256 | 61.2229 | 66.7364 | 66.5784
1 | 26 | 3 | 1473.3566 | 1520.6294 | 1559.7929 | 1559.2099 | 80 | 63 | 0 | 0 | 0 | 0 | 0 | 0 | 0 | 0 | 0 | 0 | 74.3253 | 70.7101 | 70.7101 | 82.7101 | 0 | 0 | 0 | 0 | -3.3419 | -10.8573 | 45.1661 | -31.2252 | 5.896 | 11.7173 | 5.6335 | 2.6378 | 1316.4772 | 1386.0593 | 1438.2832 | 1505.0872 | 0.39872 | 0.3916 | 0.38238 | 0.3658 | 524.9085 | 542.7741 | 549.9765 | 550.5599 | 0.087055 | 0.099528 | 0.096565 | 0.10141 | 0.047125 | 0.042721 | 0.04301 | 0.042804 | 114.6064 | 137.9518 | 138.8879 | 152.6321 | 62.0385 | 59.2144 | 61.8607 | 64.4242
1 | 26 | 4 | 1467.6987 | 1509.4212 | 1542.3357 | 1536.5559 | 80 | 63 | 0 | 0 | 0 | 0 | 0 | 0 | 0 | 0 | 0 | 0 | 85.4975 | 84.3845 | 84.3845 | 96.3845 | 0 | 0 | 0 | 0 | -3.1269 | -2.1097 | -14.5783 | -16.0449 | 1.9556 | 2.0198 | 9.7853 | 2.3031 | 1303.3725 | 1362.1266 | 1462.7442 | 1453.9131 | 0.39774 | 0.39105 | 0.38218 | 0.36579 | 518.4066 | 532.6539 | 559.0372 | 531.8198 | 0.086973 | 0.099535 | 0.096571 | 0.10142 | 0.04708 | 0.042727 | 0.043006 | 0.042823 | 113.3578 | 135.5799 | 141.2584 | 147.4488 | 61.3633 | 58.1996 | 62.9066 | 62.2616
1 | 26 | 5 | 1511.4132 | 1549.5873 | 1578.0591 | 1567.5064 | 80 | 63 | 0 | 0 | 0 | 0 | 0 | 0 | 0 | 0 | 0 | 0 | 98.2632 | 99.9865 | 99.9865 | 111.9865 | 0 | 0 | 0 | 0 | -4.3324 | -2.3469 | 6.156 | -7.2767 | 4.9935 | 13.5225 | 1.6839 | 2.2761 | 1332.4889 | 1375.4252 | 1470.2328 | 1460.5205 | 0.39572 | 0.38832 | 0.382 | 0.36494 | 527.292 | 534.0988 | 561.6279 | 533.0071 | 0.086824 | 0.099564 | 0.096555 | 0.1014 | 0.046939 | 0.042787 | 0.043072 | 0.042852 | 115.692 | 136.9428 | 141.9583 | 148.0951 | 62.5457 | 58.8503 | 63.3253 | 62.5858
1 | 26 | 6 | 1641.6008 | 1678.9881 | 1705.5382 | 1690.6526 | 80 | 63 | 0 | 0 | 0 | 0 | 0 | 0 | 0 | 0 | 0 | 0 | 122.6896 | 130.0295 | 130.0295 | 142.0295 | 0 | 0 | 0 | 0 | 8.1052 | 57.8424 | -1.8606 | -12.0466 | 4.0185 | 13.314 | 12.8936 | 2.1521 | 1426.7875 | 1414.8022 | 1564.4756 | 1558.5176 | 0.39561 | 0.38891 | 0.3827 | 0.36553 | 564.457 | 550.2297 | 598.7239 | 569.6926 | 0.086608 | 0.099575 | 0.09655 | 0.10136 | 0.046829 | 0.042888 | 0.043246 | 0.043036 | 123.5718 | 140.8793 | 151.0507 | 157.9759 | 66.8154 | 60.6778 | 67.6579 | 67.0727
1 | 26 | 7 | 1864.3729 | 1908.2301 | 1940.8196 | 1927.0291 | 80 | 63 | 0 | 0 | 0 | 0 | 0 | 0 | 0 | 0 | 0 | 0 | 161.7597 | 171.0638 | 171.0632 | 183.0694 | 0 | 0 | 0 | 0 | 0.42446 | 67.628 | 52.0271 | 33.0091 | 6.1138 | 7.5585 | 9.8806 | 0.93596 | 1616.075 | 1598.9797 | 1707.8487 | 1710.0146 | 0.39512 | 0.39346 | 0.38571 | 0.37033 | 638.5383 | 629.1304 | 658.7403 | 633.2694 | 0.086486 | 0.099658 | 0.096526 | 0.10134 | 0.04689 | 0.043201 | 0.043591 | 0.043372 | 139.7675 | 159.3517 | 164.8512 | 173.2909 | 75.7772 | 69.0779 | 74.4472 | 74.1665
1 | 26 | 8 | 1992.5408 | 2041.8943 | 2081.1039 | 2071.9886 | 80 | 63 | 0 | 0 | 0 | 0 | 0 | 0 | 0 | 0 | 0 | 0 | 756.6684 | 789.9524 | 814.8362 | 847.2599 | 0 | 0 | 0 | 0 | -3.135 | -5.3757 | 10.4073 | -7.1489 | 1.1657 | 1.4499 | -1.2281 | -5.4043 | 1157.8417 | 1192.8677 | 1257.0885 | 1237.282 | 0.39371 | 0.38507 | 0.38401 | 0.3747 | 455.8489 | 459.3325 | 482.7283 | 463.6144 | 0.086739 | 0.099693 | 0.096575 | 0.10137 | 0.047098 | 0.043308 | 0.043527 | 0.043389 | 100.4304 | 118.9206 | 121.4034 | 125.4228 | 54.5317 | 51.6605 | 54.7178 | 53.6847
1 | 26 | 9 | 2019.4455 | 2072.7199 | 2117.6562 | 2114.66 | 80 | 63 | 0 | 0 | 0 | 0 | 0 | 0 | 0 | 0 | 0 | 0 | 1210.6879 | 1315.1154 | 1416.7959 | 1511.8213 | 0 | 0 | 0 | 0 | -3.6779 | -53.3422 | -20.8541 | -12.6683 | -1.0133 | -15.8654 | -13.6729 | -19.2227 | 733.4488 | 763.8122 | 735.3873 | 634.7297 | 0.37693 | 0.19574 | 0.19483 | 0.1952 | 276.4611 | 149.507 | 143.2722 | 123.9004 | 0.087477 | 0.10082 | 0.097162 | 0.10205 | 0.047507 | 0.044179 | 0.043354 | 0.044098 | 64.1598 | 77.0108 | 71.4517 | 64.7767 | 34.8438 | 33.7445 | 31.8821 | 27.9904
1 | 26 | 10 | 2034.8769 | 2088.4716 | 2133.468 | 2129.982 | 80 | 63 | 0 | 0 | 0 | 0 | 0 | 0 | 0 | 0 | 0 | 0 | 1504.1538 | 1669.1686 | 1838.643 | 1989.0133 | 0 | 0 | 0 | 0 | -7.0821 | -46.0374 | -58.2283 | -93.5406 | -1.1787 | -19.0812 | -17.5225 | -29.5032 | 458.984 | 421.4216 | 370.5758 | 264.0126 | 0.37868 | 0.19544 | 0.19523 | 0.10268 | 173.8065 | 82.3619 | 72.3492 | 27.1096 | 0.088647 | 0.10157 | 0.098162 | 0.10366 | 0.048644 | 0.045804 | 0.046508 | 0.047991 | 40.6874 | 42.8044 | 36.3766 | 27.3664 | 22.3269 | 19.303 | 17.2346 | 12.6703
1 | 26 | 11 | 2038.3896 | 2092.1514 | 2136.2457 | 2130.6288 | 80 | 63 | 0 | 0 | 0 | 0 | 0 | 0 | 0 | 0 | 0 | 0 | 1648.4182 | 1856.1767 | 2071.6937 | 2259.5642 | 0 | 0 | 0 | 0 | -6.9305 | -65.4313 | -76.6062 | -87.4562 | -12.032 | -24.7616 | -27.0059 | -34.5361 | 328.9339 | 263.1676 | 168.1641 | -6.943 | 0.37978 | 0.19887 | 0.19965 | 0.10268 | 124.9213 | 52.3351 | 33.574 | -0.71293 | 0.089482 | 0.10344 | 0.098058 | 0.10481 | 0.049741 | 0.047823 | 0.04674 | 0.053099 | 29.4338 | 27.2227 | 16.4899 | -0.72769 | 16.3614 | 12.5855 | 7.8599 | -0.36867
1 | 26 | 12 | 2030.2018 | 2084.4455 | 2128.3778 | 2121.8524 | 80 | 63 | 0 | 0 | 0 | 0 | 0 | 0 | 0 | 0 | 0 | 0 | 1772.5137 | 2003.0255 | 2245.7544 | 2454.6518 | 0 | 0 | 0 | 0 | -13.0916 | -65.0673 | -80.873 | -90.1792 | -19.0026 | -26.0731 | -27.8582 | -39.9587 | 209.7823 | 109.5604 | -8.6454 | -202.6615 | 0.37904 | 0.19928 | 0.19965 | 0.10268 | 79.5166 | 21.8331 | -1.726 | -20.8099 | 0.089671 | 0.10344 | 0.098074 | 0.10459 | 0.05005 | 0.047771 | 0.046943 | 0.052134 | 18.8114 | 11.3332 | -0.84788 | -21.196 | 10.4996 | 5.2339 | -0.40584 | -10.5656
1 | 26 | 13 | 2004.9394 | 2062.5661 | 2110.3073 | 2107.2662 | 80 | 63 | 0 | 0 | 0 | 0 | 0 | 0 | 0 | 0 | 0 | 0 | 1805.7824 | 2034.1325 | 2285.129 | 2496.385 | 0 | 0 | 0 | 0 | -12.0927 | -64.096 | -80.0039 | -88.4307 | -18.6193 | -26.7795 | -27.7316 | -36.2308 | 149.869 | 56.3091 | -67.0861 | -264.4573 | 0.37914 | 0.19928 | 0.19965 | 0.10268 | 56.8219 | 11.2213 | -13.3937 | -27.1553 | 0.090031 | 0.10361 | 0.099358 | 0.1052 | 0.05221 | 0.047938 | 0.048595 | 0.054783 | 13.4928 | 5.834 | -6.6655 | -27.8199 | 7.8247 | 2.6993 | -3.2601 | -14.4877
1 | 26 | 14 | 1995.6993 | 2055.8591 | 2106.6721 | 2106.5851 | 80 | 63 | 0 | 0 | 0 | 0 | 0 | 0 | 0 | 0 | 0 | 0 | 1818.7678 | 2023.161 | 2266.9212 | 2466.2083 | 0 | 0 | 0 | 0 | -13.9201 | -67.8083 | -72.6068 | -69.4527 | -17.7196 | -26.0391 | -27.5113 | -31.3153 | 128.5711 | 63.5455 | -60.1309 | -258.8552 | 0.37923 | 0.19925 | 0.19951 | 0.10268 | 48.7587 | 12.6617 | -11.9969 | -26.58 | 0.089789 | 0.10359 | 0.098211 | 0.10464 | 0.050209 | 0.047871 | 0.046907 | 0.053497 | 11.5443 | 6.5827 | -5.9055 | -27.0867 | 6.4554 | 3.042 | -2.8206 | -13.848
1 | 26 | 15 | 1958.918 | 2020.5633 | 2073.3132 | 2075.5864 | 80 | 63 | 0 | 0 | 0 | 0 | 0 | 0 | 0 | 0 | 0 | 0 | 1700.288 | 1863.2466 | 2077.3282 | 2247.3142 | 0 | 0 | 0 | 0 | -11.6408 | -49.0955 | -52.9911 | -54.2308 | -13.6745 | -18.1027 | -20.8724 | -31.2802 | 203.9452 | 161.515 | 69.8485 | -86.2168 | 0.37903 | 0.19565 | 0.19571 | 0.097328 | 77.3016 | 31.5999 | 13.6702 | -8.3913 | 0.089515 | 0.10349 | 0.098323 | 0.10454 | 0.049758 | 0.047666 | 0.046678 | 0.051405 | 18.2561 | 16.7154 | 6.8677 | -9.0133 | 10.1479 | 7.6987 | 3.2604 | -4.432
1 | 26 | 16 | 1936.2697 | 2004.1229 | 2064.1594 | 2073.177 | 80 | 63 | 0 | 0 | 0 | 0 | 0 | 0 | 0 | 0 | 0 | 0 | 1359.6955 | 1459.9675 | 1614.7987 | 1736.1166 | 0 | 0 | 0 | 0 | -2.2841 | -27.5332 | -2.4472 | -7.4367 | -2.021 | -14.0786 | -14.4658 | -18.8486 | 500.8793 | 522.7672 | 466.2736 | 363.3458 | 0.37973 | 0.1927 | 0.19404 | 0.18663 | 190.2013 | 100.7379 | 90.4775 | 67.8099 | 0.088764 | 0.10155 | 0.097878 | 0.1031 | 0.048907 | 0.045669 | 0.044457 | 0.046373 | 44.4603 | 53.087 | 45.6377 | 37.462 | 24.4964 | 23.8742 | 20.729 | 16.8494
1 | 26 | 17 | 1952.0226 | 2025.4834 | 2091.561 | 2105.1488 | 80 | 63 | 0 | 0 | 0 | 0 | 0 | 0 | 0 | 0 | 0 | 0 | 545.0401 | 552.9288 | 616.498 | 665.7544 | 0 | 0 | 0 | 0 | -3.2866 | -1.7496 | -3.0986 | 21.2035 | 1.0869 | 0.80621 | -0.48891 | 0.64623 | 1329.1822 | 1410.498 | 1478.6504 | 1417.5446 | 0.39657 | 0.40209 | 0.39866 | 0.38696 | 527.1117 | 567.1528 | 589.4825 | 548.5343 | 0.086708 | 0.099825 | 0.096839 | 0.1017 | 0.047062 | 0.043165 | 0.043381 | 0.043336 | 115.2501 | 140.8028 | 143.1917 | 144.1637 | 62.554 | 60.8836 | 64.1446 | 61.4303
1 | 26 | 18 | 2109.1926 | 2197.6213 | 2279.1185 | 2302.1937 | 80 | 63 | 0 | 0 | 0 | 0 | 0 | 0 | 0 | 0 | 0 | 0 | 161.5499 | 125.2258 | 145.6305 | 162.3853 | 0 | 0 | 0 | 0 | 7.4506 | 39.0353 | 30.4001 | 70.1959 | 3.877 | 7.0816 | 14.1594 | 37.0769 | 1856.3151 | 1963.2785 | 2088.9286 | 2032.5355 | 0.40419 | 0.40413 | 0.39849 | 0.38211 | 750.2954 | 793.4114 | 832.4163 | 776.6614 | 0.086823 | 0.10004 | 0.097457 | 0.10172 | 0.047145 | 0.043483 | 0.044227 | 0.043698 | 161.1713 | 196.4159 | 203.5817 | 206.7418 | 87.5167 | 85.3685 | 92.3879 | 88.8181
1 | 26 | 19 | 2189.6535 | 2289.096 | 2382.2135 | 2413.2289 | 80 | 63 | 0 | 0 | 0 | 0 | 0 | 0 | 0 | 0 | 0 | 0 | 138.5863 | 107.5144 | 120.6698 | 141.3973 | 0 | 0 | 0 | 0 | 11.4106 | 35.4049 | 39.8274 | 60.5347 | 3.7412 | 7.8972 | 12.4117 | 36.117 | 1955.9155 | 2075.2794 | 2209.3047 | 2175.1799 | 0.40616 | 0.40567 | 0.40134 | 0.38379 | 794.4102 | 841.8889 | 886.6772 | 834.8224 | 0.08684 | 0.10005 | 0.097487 | 0.10171 | 0.047139 | 0.04349 | 0.044239 | 0.043719 | 169.8524 | 207.6393 | 215.3775 | 221.2382 | 92.1991 | 90.2537 | 97.7373 | 95.0967
1 | 26 | 20 | 2130.8043 | 2229.6378 | 2322.2749 | 2353.7885 | 80 | 63 | 0 | 0 | 0 | 0 | 0 | 0 | 0 | 0 | 0 | 0 | 138.4376 | 116.3113 | 122.5447 | 147.758 | 0 | 0 | 0 | 0 | 9.3486 | 5.667 | 19.0465 | 51.8247 | 4.3284 | 7.5726 | 5.3452 | 26.9614 | 1898.6897 | 2037.087 | 2175.3384 | 2127.2444 | 0.40529 | 0.40498 | 0.3998 | 0.38283 | 769.5258 | 824.9856 | 869.7094 | 814.3674 | 0.086743 | 0.10003 | 0.097484 | 0.1017 | 0.047064 | 0.043381 | 0.044219 | 0.043685 | 164.6976 | 203.7609 | 212.06 | 216.3391 | 89.3596 | 88.3718 | 96.1909 | 92.928
1 | 26 | 21 | 2066.7154 | 2163.1133 | 2253.1761 | 2283.4431 | 80 | 63 | 0 | 0 | 0 | 0 | 0 | 0 | 0 | 0 | 0 | 0 | 166.9027 | 149.931 | 155.5228 | 182.4729 | 0 | 0 | 0 | 0 | 6.2034 | 9.7393 | 15.6182 | 65.7839 | 6.4769 | 10.2025 | 11.5471 | 19.9746 | 1807.1324 | 1930.2405 | 2070.4879 | 2015.2117 | 0.40397 | 0.40336 | 0.39852 | 0.38167 | 730.0196 | 778.5803 | 825.1354 | 769.1446 | 0.08664 | 0.099979 | 0.097483 | 0.10169 | 0.047017 | 0.043326 | 0.044102 | 0.043677 | 156.5693 | 192.9841 | 201.8364 | 204.9296 | 84.9655 | 83.6295 | 91.3118 | 88.0193
1 | 26 | 22 | 1978.1886 | 2072.9522 | 2161.8493 | 2192.952 | 80 | 63 | 0 | 0 | 0 | 0 | 0 | 0 | 0 | 0 | 0 | 0 | 230.9333 | 223.6585 | 231.4065 | 258.3783 | 0 | 0 | 0 | 0 | 9.4759 | 33.8731 | 48.6462 | 14.6201 | 4.5165 | 8.223 | 4.3893 | 29.102 | 1653.2629 | 1744.1976 | 1877.4074 | 1890.8516 | 0.40092 | 0.40074 | 0.39596 | 0.37797 | 662.8323 | 698.9734 | 743.3718 | 714.683 | 0.086466 | 0.099891 | 0.097421 | 0.10169 | 0.046911 | 0.04333 | 0.043988 | 0.043661 | 142.9503 | 174.2288 | 182.8987 | 192.2882 | 77.5561 | 75.5759 | 82.5826 | 82.556
1 | 26 | 23 | 1844.2603 | 1933.6733 | 2017.6132 | 2047.3387 | 80 | 63 | 0 | 0 | 0 | 0 | 0 | 0 | 0 | 0 | 0 | 0 | 279.8018 | 276.1439 | 287.2954 | 314.0254 | 0 | 0 | 0 | 0 | 5.1138 | 37.5313 | 14.892 | 51.6028 | 3.072 | 13.5806 | 11.419 | 13.7841 | 1476.2728 | 1543.4174 | 1704.0067 | 1667.9264 | 0.39777 | 0.39563 | 0.3915 | 0.37266 | 587.2203 | 610.618 | 667.1213 | 621.5768 | 0.086481 | 0.09976 | 0.097236 | 0.1017 | 0.046794 | 0.043296 | 0.043896 | 0.043621 | 127.669 | 153.971 | 165.691 | 169.6292 | 69.0806 | 66.8245 | 74.7995 | 72.7564
1 | 26 | 24 | 1688.4583 | 1766.1731 | 1838.0957 | 1860.8466 | 80 | 63 | 0 | 0 | 0 | 0 | 0 | 0 | 0 | 0 | 0 | 0 | 311.3406 | 306.8208 | 320.8668 | 348.6917 | 0 | 0 | 0 | 0 | -3.5948 | 30.8489 | 42.3154 | 24.104 | 2.6414 | 2.4786 | 5.0857 | 3.3766 | 1298.0711 | 1363.0247 | 1469.8278 | 1484.6743 | 0.39698 | 0.39267 | 0.38667 | 0.36903 | 515.3098 | 535.2243 | 568.3344 | 547.8962 | 0.086828 | 0.099535 | 0.096875 | 0.10152 | 0.046988 | 0.043124 | 0.043578 | 0.043375 | 112.7083 | 135.6682 | 142.3896 | 150.7308 | 60.9931 | 58.7796 | 64.0516 | 64.3981
1 | 27 | 1 | 1557.1301 | 1620.2015 | 1676.354 | 1688.1607 | 80 | 63 | 0 | 0 | 0 | 0 | 0 | 0 | 0 | 0 | 0 | 0 | 303.9236 | 294.4104 | 310.3349 | 337.6615 | 0 | 0 | 0 | 0 | 3.7286 | -3.1152 | 10.4011 | 27.8367 | 3.522 | 12.2114 | 12.9969 | 11.8536 | 1165.9559 | 1253.6949 | 1342.6211 | 1310.809 | 0.399 | 0.39187 | 0.38588 | 0.36679 | 465.2159 | 491.2854 | 518.0905 | 480.786 | 0.087028 | 0.099508 | 0.096784 | 0.10146 | 0.047115 | 0.042845 | 0.043404 | 0.043093 | 101.4705 | 124.7522 | 129.9445 | 132.9923 | 54.9339 | 53.7151 | 58.2755 | 56.487
1 | 27 | 2 | 1492.0115 | 1545.6834 | 1591.8583 | 1596.7297 | 80 | 63 | 0 | 0 | 0 | 0 | 0 | 0 | 0 | 0 | 0 | 0 | 283.6061 | 271.7972 | 287.7478 | 313.5855 | 0 | 0 | 0 | 0 | 3.5185 | 10.0383 | -3.583 | -0.84308 | 4.4327 | 9.5334 | 16.66 | 2.8154 | 1120.4542 | 1191.3146 | 1291.0335 | 1281.1719 | 0.39922 | 0.39186 | 0.38422 | 0.36646 | 447.3113 | 466.8334 | 496.0401 | 469.5019 | 0.087077 | 0.099535 | 0.096576 | 0.10143 | 0.047161 | 0.042718 | 0.043071 | 0.042851 | 97.5653 | 118.5778 | 124.6823 | 129.9518 | 52.8421 | 50.8908 | 55.6057 | 54.8995
1 | 27 | 3 | 1444.1816 | 1489.7452 | 1527.2474 | 1525.9087 | 80 | 63 | 0 | 0 | 0 | 0 | 0 | 0 | 0 | 0 | 0 | 0 | 257.1345 | 247.4171 | 261.7226 | 284.6703 | 0 | 0 | 0 | 0 | -3.3419 | -10.8573 | 45.1661 | -31.2252 | 5.896 | 11.7173 | 5.6335 | 2.6378 | 1104.493 | 1178.4681 | 1214.7252 | 1269.8258 | 0.39872 | 0.3916 | 0.38238 | 0.3658 | 440.3857 | 461.4824 | 464.4916 | 464.5014 | 0.087055 | 0.099528 | 0.096565 | 0.10141 | 0.047125 | 0.042721 | 0.04301 | 0.042804 | 96.1521 | 117.2906 | 117.3 | 128.7741 | 52.0488 | 50.3458 | 52.2454 | 54.354
1 | 27 | 4 | 1423.9012 | 1463.0578 | 1493.4785 | 1486.5642 | 80 | 63 | 0 | 0 | 0 | 0 | 0 | 0 | 0 | 0 | 0 | 0 | 218.7963 | 206.7754 | 219.8288 | 240.3555 | 0 | 0 | 0 | 0 | -3.1269 | -2.1097 | -14.5783 | -16.0449 | 1.9556 | 2.0198 | 9.7853 | 2.3031 | 1126.2762 | 1193.3724 | 1278.4426 | 1259.9505 | 0.39774 | 0.39105 | 0.38218 | 0.36579 | 447.9679 | 466.6633 | 488.6001 | 460.8711 | 0.086973 | 0.099535 | 0.096571 | 0.10142 | 0.04708 | 0.042727 | 0.043006 | 0.042823 | 97.9552 | 118.7829 | 123.4603 | 127.7781 | 53.0256 | 50.9892 | 54.9806 | 53.9555
1 | 27 | 5 | 1432.2139 | 1465.748 | 1489.7103 | 1477.1061 | 80 | 63 | 0 | 0 | 0 | 0 | 0 | 0 | 0 | 0 | 0 | 0 | 193.3172 | 179.7573 | 192.3774 | 210.6996 | 0 | 0 | 0 | 0 | -4.3324 | -2.3469 | 6.156 | -7.2767 | 4.9935 | 13.5225 | 1.6839 | 2.2761 | 1158.2357 | 1211.8152 | 1289.493 | 1271.4071 | 0.39572 | 0.38832 | 0.382 | 0.36494 | 458.3366 | 470.5665 | 492.5854 | 463.9914 | 0.086824 | 0.099564 | 0.096555 | 0.1014 | 0.046939 | 0.042787 | 0.043072 | 0.042852 | 100.5627 | 120.6531 | 124.507 | 128.9192 | 54.3665 | 51.8499 | 55.5406 | 54.482
1 | 27 | 6 | 1471.3084 | 1498.7189 | 1515.5725 | 1496.276 | 80 | 63 | 0 | 0 | 0 | 0 | 0 | 0 | 0 | 0 | 0 | 0 | 182.8501 | 172.4262 | 184.0505 | 200.2918 | 0 | 0 | 0 | 0 | 8.1052 | 57.8424 | -1.8606 | -12.0466 | 4.0185 | 13.314 | 12.8936 | 2.1521 | 1196.3346 | 1192.1363 | 1320.489 | 1305.8787 | 0.39561 | 0.38891 | 0.3827 | 0.36553 | 473.2866 | 463.6329 | 505.3504 | 477.3442 | 0.086608 | 0.099575 | 0.09655 | 0.10136 | 0.046829 | 0.042888 | 0.043246 | 0.043036 | 103.6126 | 118.7073 | 127.4937 | 132.3677 | 56.0235 | 51.1281 | 57.1063 | 56.2001
1 | 27 | 7 | 1553.2428 | 1578.8722 | 1593.7459 | 1571.8964 | 80 | 63 | 0 | 0 | 0 | 0 | 0 | 0 | 0 | 0 | 0 | 0 | 159.6443 | 146.5493 | 155.9467 | 170.7897 | 0 | 0 | 0 | 0 | 0.42446 | 67.628 | 52.0271 | 33.0091 | 6.1138 | 7.5585 | 9.8806 | 0.93596 | 1307.0603 | 1294.1363 | 1375.8915 | 1367.1617 | 0.39512 | 0.39346 | 0.38571 | 0.37033 | 516.4414 | 509.1875 | 530.7 | 506.3007 | 0.086486 | 0.099658 | 0.096526 | 0.10134 | 0.04689 | 0.043201 | 0.043591 | 0.043372 | 113.0421 | 128.9715 | 132.8088 | 138.5466 | 61.2876 | 55.9083 | 59.9768 | 59.2964
1 | 27 | 8 | 1609.1378 | 1636.0294 | 1653.408 | 1634.3617 | 80 | 63 | 0 | 0 | 0 | 0 | 0 | 0 | 0 | 0 | 0 | 0 | 332.1213 | 327.6671 | 346.9514 | 371.3406 | 0 | 0 | 0 | 0 | -3.135 | -5.3757 | 10.4073 | -7.1489 | 1.1657 | 1.4499 | -1.2281 | -5.4043 | 1198.9858 | 1249.2881 | 1297.2774 | 1275.5743 | 0.39371 | 0.38507 | 0.38401 | 0.3747 | 472.0476 | 481.058 | 498.161 | 477.9627 | 0.086739 | 0.099693 | 0.096575 | 0.10137 | 0.047098 | 0.043308 | 0.043527 | 0.043389 | 103.9993 | 124.5453 | 125.2846 | 129.3045 | 56.4695 | 54.104 | 56.4671 | 55.3462
1 | 27 | 9 | 1710.974 | 1746.1764 | 1773.5483 | 1762.562 | 80 | 63 | 0 | 0 | 0 | 0 | 0 | 0 | 0 | 0 | 0 | 0 | 685.4007 | 737.0469 | 805.8842 | 873.168 | 0 | 0 | 0 | 0 | -3.6779 | -53.3422 | -20.8541 | -12.6683 | -1.0133 | -15.8654 | -13.6729 | -19.2227 | 950.2646 | 1015.3371 | 1002.191 | 921.285 | 0.37693 | 0.19574 | 0.19483 | 0.1952 | 358.1861 | 198.7399 | 195.2524 | 179.8365 | 0.087477 | 0.10082 | 0.097162 | 0.10205 | 0.047507 | 0.044179 | 0.043354 | 0.044098 | 83.1262 | 102.3706 | 97.3749 | 94.0208 | 45.144 | 44.8566 | 43.4491 | 40.627
1 | 27 | 10 | 1779.6481 | 1818.29 | 1848.7536 | 1838.6566 | 80 | 63 | 0 | 0 | 0 | 0 | 0 | 0 | 0 | 0 | 0 | 0 | 1168.9719 | 1273.949 | 1391.4823 | 1499.3885 | 0 | 0 | 0 | 0 | -7.0821 | -46.0374 | -58.2283 | -93.5406 | -1.1787 | -19.0812 | -17.5225 | -29.5032 | 538.937 | 546.4596 | 533.0221 | 462.3119 | 0.37868 | 0.19544 | 0.19523 | 0.10268 | 204.0828 | 106.7991 | 104.0644 | 47.4716 | 0.088647 | 0.10157 | 0.098162 | 0.10366 | 0.048644 | 0.045804 | 0.046508 | 0.047991 | 47.775 | 55.5047 | 52.3227 | 47.9212 | 26.2162 | 25.0303 | 24.7896 | 22.187
1 | 27 | 11 | 1788.6879 | 1827.8207 | 1857.697 | 1845.6123 | 80 | 63 | 0 | 0 | 0 | 0 | 0 | 0 | 0 | 0 | 0 | 0 | 1320.5266 | 1448.1167 | 1587.7246 | 1714.3737 | 0 | 0 | 0 | 0 | -6.9305 | -65.4313 | -76.6062 | -87.4562 | -12.032 | -24.7616 | -27.0059 | -34.5361 | 407.1238 | 406.8969 | 373.5844 | 253.231 | 0.37978 | 0.19887 | 0.19965 | 0.10268 | 154.616 | 80.9181 | 74.5861 | 26.0025 | 0.089482 | 0.10344 | 0.098058 | 0.10481 | 0.049741 | 0.047823 | 0.04674 | 0.053099 | 36.4304 | 42.0905 | 36.6331 | 26.5406 | 20.2506 | 19.459 | 17.4612 | 13.4463
1 | 27 | 12 | 1790.0852 | 1830.2615 | 1860.5215 | 1847.7766 | 80 | 63 | 0 | 0 | 0 | 0 | 0 | 0 | 0 | 0 | 0 | 0 | 1567.2605 | 1708.032 | 1862.5577 | 2001.9569 | 0 | 0 | 0 | 0 | -13.0916 | -65.0673 | -80.873 | -90.1792 | -19.0026 | -26.0731 | -27.8582 | -39.9587 | 174.9188 | 150.3699 | 106.695 | -24.0424 | 0.37904 | 0.19928 | 0.19965 | 0.10268 | 66.3019 | 29.9656 | 21.3017 | -2.4687 | 0.089671 | 0.10344 | 0.098074 | 0.10459 | 0.05005 | 0.047771 | 0.046943 | 0.052134 | 15.6851 | 15.5547 | 10.464 | -2.5146 | 8.7547 | 7.1834 | 5.0086 | -1.2534
1 | 27 | 13 | 1782.9435 | 1827.5644 | 1862.6651 | 1853.8738 | 80 | 63 | 0 | 0 | 0 | 0 | 0 | 0 | 0 | 0 | 0 | 0 | 1612.7534 | 1758.9152 | 1922.8102 | 2071.2594 | 0 | 0 | 0 | 0 | -12.0927 | -64.096 | -80.0039 | -88.4307 | -18.6193 | -26.7795 | -27.7316 | -36.2308 | 120.902 | 96.5247 | 47.5905 | -92.7241 | 0.37914 | 0.19928 | 0.19965 | 0.10268 | 45.8393 | 19.2354 | 9.5014 | -9.5212 | 0.090031 | 0.10361 | 0.099358 | 0.1052 | 0.05221 | 0.047938 | 0.048595 | 0.054783 | 10.8849 | 10.0005 | 4.7285 | -9.7542 | 6.3123 | 4.6272 | 2.3127 | -5.0797
1 | 27 | 14 | 1744.4584 | 1789.8991 | 1826.4064 | 1819.8117 | 80 | 63 | 0 | 0 | 0 | 0 | 0 | 0 | 0 | 0 | 0 | 0 | 1540.7639 | 1665.5629 | 1815.0497 | 1953.7155 | 0 | 0 | 0 | 0 | -13.9201 | -67.8083 | -72.6068 | -69.4527 | -17.7196 | -26.0391 | -27.5113 | -31.3153 | 155.3341 | 155.1836 | 111.4748 | -33.1358 | 0.37923 | 0.19925 | 0.19951 | 0.10268 | 58.9081 | 30.9209 | 22.2407 | -3.4025 | 0.089789 | 0.10359 | 0.098211 | 0.10464 | 0.050209 | 0.047871 | 0.046907 | 0.053497 | 13.9473 | 16.0755 | 10.948 | -3.4673 | 7.7992 | 7.4288 | 5.229 | -1.7727
1 | 27 | 15 | 1721.1102 | 1768.8234 | 1808.0324 | 1804.1459 | 80 | 63 | 0 | 0 | 0 | 0 | 0 | 0 | 0 | 0 | 0 | 0 | 1451.2585 | 1559.4264 | 1699.3781 | 1833.0686 | 0 | 0 | 0 | 0 | -11.6408 | -49.0955 | -52.9911 | -54.2308 | -13.6745 | -18.1027 | -20.8724 | -31.2802 | 215.167 | 213.5952 | 182.5179 | 56.5883 | 0.37903 | 0.19565 | 0.19571 | 0.097328 | 81.555 | 41.7893 | 35.7209 | 5.5076 | 0.089515 | 0.10349 | 0.098323 | 0.10454 | 0.049758 | 0.047666 | 0.046678 | 0.051405 | 19.2606 | 22.1053 | 17.9456 | 5.9159 | 10.7062 | 10.1812 | 8.5196 | 2.9089
1 | 27 | 16 | 1716.0229 | 1770.9727 | 1818.4684 | 1821.7811 | 80 | 63 | 0 | 0 | 0 | 0 | 0 | 0 | 0 | 0 | 0 | 0 | 1188.065 | 1254.15 | 1359.5361 | 1465.9952 | 0 | 0 | 0 | 0 | -2.2841 | -27.5332 | -2.4472 | -7.4367 | -2.021 | -14.0786 | -14.4658 | -18.8486 | 452.2631 | 495.4345 | 475.8452 | 382.0713 | 0.37973 | 0.1927 | 0.19404 | 0.18663 | 171.74 | 95.4709 | 92.3348 | 71.3046 | 0.088764 | 0.10155 | 0.097878 | 0.1031 | 0.048907 | 0.045669 | 0.044457 | 0.046373 | 40.1449 | 50.3114 | 46.5746 | 39.3926 | 22.1187 | 22.626 | 21.1545 | 17.7178
1 | 27 | 17 | 1760.601 | 1822.8472 | 1878.0252 | 1886.6547 | 80 | 63 | 0 | 0 | 0 | 0 | 0 | 0 | 0 | 0 | 0 | 0 | 459.3244 | 458.0898 | 498.4716 | 554.099 | 0 | 0 | 0 | 0 | -3.2866 | -1.7496 | -3.0986 | 21.2035 | 1.0869 | 0.80621 | -0.48891 | 0.64623 | 1223.4763 | 1302.7008 | 1383.141 | 1310.706 | 0.39657 | 0.40209 | 0.39866 | 0.38696 | 485.1921 | 523.8082 | 551.4065 | 507.1919 | 0.086708 | 0.099825 | 0.096839 | 0.1017 | 0.047062 | 0.043165 | 0.043381 | 0.043336 | 106.0846 | 130.0419 | 133.9426 | 133.2982 | 57.5792 | 56.2306 | 60.0014 | 56.8003
1 | 27 | 18 | 1940.1595 | 2018.6852 | 2090.5577 | 2109.2545 | 80 | 63 | 0 | 0 | 0 | 0 | 0 | 0 | 0 | 0 | 0 | 0 | 113.7 | 81.3793 | 89.0999 | 114.1616 | 0 | 0 | 0 | 0 | 7.4506 | 39.0353 | 30.4001 | 70.1959 | 3.877 | 7.0816 | 14.1594 | 37.0769 | 1735.1319 | 1828.1889 | 1956.8984 | 1887.8201 | 0.40419 | 0.40413 | 0.39849 | 0.38211 | 701.3149 | 738.8182 | 779.8036 | 721.3636 | 0.086823 | 0.10004 | 0.097457 | 0.10172 | 0.047145 | 0.043483 | 0.044227 | 0.043698 | 150.6498 | 182.9009 | 190.7144 | 192.0219 | 81.8034 | 79.4944 | 86.5486 | 82.4943
1 | 27 | 19 | 2026.5673 | 2116.4552 | 2200.2867 | 2227.0777 | 80 | 63 | 0 | 0 | 0 | 0 | 0 | 0 | 0 | 0 | 0 | 0 | 111.2989 | 88.3888 | 95.1558 | 115.7282 | 0 | 0 | 0 | 0 | 11.4106 | 35.4049 | 39.8274 | 60.5347 | 3.7412 | 7.8972 | 12.4117 | 36.117 | 1820.1166 | 1921.7643 | 2052.8918 | 2014.6979 | 0.40616 | 0.40567 | 0.40134 | 0.38379 | 739.2545 | 779.6117 | 823.9028 | 773.2302 | 0.08684 | 0.10005 | 0.097487 | 0.10171 | 0.047139 | 0.04349 | 0.044239 | 0.043719 | 158.0596 | 192.2795 | 200.1294 | 204.9156 | 85.7978 | 83.5773 | 90.8178 | 88.0806
1 | 27 | 20 | 1987.7978 | 2078.2531 | 2162.7474 | 2190.5569 | 80 | 63 | 0 | 0 | 0 | 0 | 0 | 0 | 0 | 0 | 0 | 0 | 121.2742 | 104.9603 | 110.2855 | 130.3198 | 0 | 0 | 0 | 0 | 9.3486 | 5.667 | 19.0465 | 51.8247 | 4.3284 | 7.5726 | 5.3452 | 26.9614 | 1772.8466 | 1897.0533 | 2028.0701 | 1981.451 | 0.40529 | 0.40498 | 0.3998 | 0.38283 | 718.5225 | 768.2743 | 810.831 | 758.5537 | 0.086743 | 0.10003 | 0.097484 | 0.1017 | 0.047064 | 0.043381 | 0.044219 | 0.043685 | 153.7816 | 189.754 | 197.7038 | 201.5121 | 83.437 | 82.297 | 89.6789 | 86.5591
1 | 27 | 21 | 1941.8996 | 2030.985 | 2113.9408 | 2140.9748 | 80 | 63 | 0 | 0 | 0 | 0 | 0 | 0 | 0 | 0 | 0 | 0 | 129.5338 | 113.183 | 120.5847 | 138.6661 | 0 | 0 | 0 | 0 | 6.2034 | 9.7393 | 15.6182 | 65.7839 | 6.4769 | 10.2025 | 11.5471 | 19.9746 | 1719.6855 | 1834.8602 | 1966.1908 | 1916.5501 | 0.40397 | 0.40336 | 0.39852 | 0.38167 | 694.6941 | 740.1078 | 783.5707 | 731.4885 | 0.08664 | 0.099979 | 0.097483 | 0.10169 | 0.047017 | 0.043326 | 0.044102 | 0.043677 | 148.9929 | 183.448 | 191.6693 | 194.8965 | 80.854 | 79.4971 | 86.7122 | 83.71
1 | 27 | 22 | 1865.4766 | 1953.6368 | 2036.1161 | 2064.2993 | 80 | 63 | 0 | 0 | 0 | 0 | 0 | 0 | 0 | 0 | 0 | 0 | 172.9359 | 159.9013 | 171.3528 | 188.0514 | 0 | 0 | 0 | 0 | 9.4759 | 33.8731 | 48.6462 | 14.6201 | 4.5165 | 8.223 | 4.3893 | 29.102 | 1598.5483 | 1688.6394 | 1811.7279 | 1832.5258 | 0.40092 | 0.40074 | 0.39596 | 0.37797 | 640.8959 | 676.7089 | 717.3656 | 692.6377 | 0.086466 | 0.099891 | 0.097421 | 0.10169 | 0.046911 | 0.04333 | 0.043988 | 0.043661 | 138.2194 | 168.679 | 176.5002 | 186.3568 | 74.9893 | 73.1686 | 79.6935 | 80.0095
1 | 27 | 23 | 1753.377 | 1837.4655 | 1916.2305 | 1943.602 | 80 | 63 | 0 | 0 | 0 | 0 | 0 | 0 | 0 | 0 | 0 | 0 | 178.2784 | 171.5978 | 182.1372 | 196.724 | 0 | 0 | 0 | 0 | 5.1138 | 37.5313 | 14.892 | 51.6028 | 3.072 | 13.5806 | 11.419 | 13.7841 | 1486.9129 | 1551.7558 | 1707.7823 | 1681.4911 | 0.39777 | 0.39563 | 0.3915 | 0.37266 | 591.4527 | 613.9169 | 668.5994 | 626.6318 | 0.086481 | 0.09976 | 0.097236 | 0.1017 | 0.046794 | 0.043296 | 0.043896 | 0.043621 | 128.5891 | 154.8028 | 166.0581 | 171.0087 | 69.5784 | 67.1855 | 74.9653 | 73.3481
1 | 27 | 24 | 1613.3869 | 1686.7035 | 1754.3516 | 1775.158 | 80 | 63 | 0 | 0 | 0 | 0 | 0 | 0 | 0 | 0 | 0 | 0 | 142.9307 | 138.0236 | 145.1405 | 158.0318 | 0 | 0 | 0 | 0 | -3.5948 | 30.8489 | 42.3154 | 24.104 | 2.6414 | 2.4786 | 5.0857 | 3.3766 | 1391.4096 | 1452.3524 | 1561.81 | 1589.6456 | 0.39698 | 0.39267 | 0.38667 | 0.36903 | 552.3634 | 570.301 | 603.9009 | 586.6342 | 0.086828 | 0.099535 | 0.096875 | 0.10152 | 0.046988 | 0.043124 | 0.043578 | 0.043375 | 120.8127 | 144.5594 | 151.3004 | 161.3879 | 65.3789 | 62.6318 | 68.06 | 68.9512
1 | 28 | 1 | 1517.3905 | 1578.1338 | 1632.0235 | 1642.8009 | 80 | 63 | 0 | 0 | 0 | 0 | 0 | 0 | 0 | 0 | 0 | 0 | 101.5588 | 100.7266 | 102.3022 | 114.3487 | 0 | 0 | 0 | 0 | 3.7286 | -3.1152 | 10.4011 | 27.8367 | 3.522 | 12.2114 | 12.9969 | 11.8536 | 1328.5812 | 1405.3109 | 1506.3232 | 1488.7619 | 0.399 | 0.39187 | 0.38588 | 0.36679 | 530.1032 | 550.6992 | 581.2598 | 546.0566 | 0.087028 | 0.099508 | 0.096784 | 0.10146 | 0.047115 | 0.042845 | 0.043404 | 0.043093 | 115.6234 | 139.8392 | 145.7883 | 151.0471 | 62.596 | 60.2111 | 65.3809 | 64.1556
1 | 28 | 2 | 1450.3129 | 1501.5419 | 1545.3424 | 1549.1338 | 80 | 63 | 0 | 0 | 0 | 0 | 0 | 0 | 0 | 0 | 0 | 0 | 64.8143 | 58.5381 | 58.6414 | 70.6414 | 0 | 0 | 0 | 0 | 3.5185 | 10.0383 | -3.583 | -0.84308 | 4.4327 | 9.5334 | 16.66 | 2.8154 | 1297.5475 | 1360.4321 | 1473.6241 | 1476.5201 | 0.39922 | 0.39186 | 0.38422 | 0.36646 | 518.011 | 533.1045 | 566.1949 | 541.0897 | 0.087077 | 0.099535 | 0.096576 | 0.10143 | 0.047161 | 0.042718 | 0.043071 | 0.042851 | 112.986 | 135.411 | 142.3161 | 149.7664 | 61.194 | 58.1152 | 63.47 | 63.2704
1 | 28 | 3 | 1407.0307 | 1450.4177 | 1485.8046 | 1483.5036 | 80 | 63 | 0 | 0 | 0 | 0 | 0 | 0 | 0 | 0 | 0 | 0 | 47.0718 | 36.2646 | 36.2646 | 48.2646 | 0 | 0 | 0 | 0 | -3.3419 | -10.8573 | 45.1661 | -31.2252 | 5.896 | 11.7173 | 5.6335 | 2.6378 | 1277.4047 | 1350.2931 | 1398.7404 | 1463.8264 | 0.39872 | 0.3916 | 0.38238 | 0.3658 | 509.3294 | 528.7682 | 534.856 | 535.4667 | 0.087055 | 0.099528 | 0.096565 | 0.10141 | 0.047125 | 0.042721 | 0.04301 | 0.042804 | 111.205 | 134.392 | 135.0694 | 148.4478 | 60.1972 | 57.6864 | 60.1599 | 62.6581
1 | 28 | 4 | 1387.5199 | 1424.5451 | 1452.8942 | 1445.0376 | 80 | 63 | 0 | 0 | 0 | 0 | 0 | 0 | 0 | 0 | 0 | 0 | 44.5227 | 32.1425 | 32.1963 | 44.1963 | 0 | 0 | 0 | 0 | -3.1269 | -2.1097 | -14.5783 | -16.0449 | 1.9556 | 2.0198 | 9.7853 | 2.3031 | 1264.1685 | 1329.4926 | 1425.4909 | 1414.583 | 0.39774 | 0.39105 | 0.38218 | 0.36579 | 502.8136 | 519.8925 | 544.7996 | 517.4334 | 0.086973 | 0.099535 | 0.096571 | 0.10142 | 0.04708 | 0.042727 | 0.043006 | 0.042823 | 109.9481 | 132.3316 | 137.6608 | 143.4601 | 59.5176 | 56.8053 | 61.3045 | 60.5774
1 | 28 | 5 | 1386.7373 | 1417.6071 | 1438.9799 | 1425.1978 | 80 | 63 | 0 | 0 | 0 | 0 | 0 | 0 | 0 | 0 | 0 | 0 | 45.984 | 29.9116 | 31.007 | 43.007 | 0 | 0 | 0 | 0 | -4.3324 | -2.3469 | 6.156 | -7.2767 | 4.9935 | 13.5225 | 1.6839 | 2.2761 | 1260.0923 | 1313.52 | 1400.133 | 1387.1913 | 0.39572 | 0.38832 | 0.382 | 0.36494 | 498.6432 | 510.0601 | 534.8498 | 506.2461 | 0.086824 | 0.099564 | 0.096555 | 0.1014 | 0.046939 | 0.042787 | 0.043072 | 0.042852 | 109.4063 | 130.7792 | 135.1898 | 140.6596 | 59.1475 | 56.2015 | 60.306 | 59.4435
1 | 28 | 6 | 1415.0573 | 1439.1723 | 1452.8229 | 1432.0694 | 80 | 63 | 0 | 0 | 0 | 0 | 0 | 0 | 0 | 0 | 0 | 0 | 73.4432 | 51.8267 | 58.2747 | 70.2747 | 0 | 0 | 0 | 0 | 8.1052 | 57.8424 | -1.8606 | -12.0466 | 4.0185 | 13.314 | 12.8936 | 2.1521 | 1249.4904 | 1253.1892 | 1383.5152 | 1371.6892 | 0.39561 | 0.38891 | 0.3827 | 0.36553 | 494.3158 | 487.3769 | 529.4705 | 501.4003 | 0.086608 | 0.099575 | 0.09655 | 0.10136 | 0.046829 | 0.042888 | 0.043246 | 0.043036 | 108.2164 | 124.7866 | 133.5789 | 139.0384 | 58.5127 | 53.7465 | 59.832 | 59.0323
1 | 28 | 7 | 1468.6563 | 1489.3301 | 1499.3875 | 1475.347 | 80 | 63 | 0 | 0 | 0 | 0 | 0 | 0 | 0 | 0 | 0 | 0 | 120.7508 | 96.5215 | 107.0086 | 119.009 | 0 | 0 | 0 | 0 | 0.42446 | 67.628 | 52.0271 | 33.0091 | 6.1138 | 7.5585 | 9.8806 | 0.93596 | 1261.3672 | 1254.6221 | 1330.4712 | 1322.3929 | 0.39512 | 0.39346 | 0.38571 | 0.37033 | 498.3873 | 493.6403 | 513.1807 | 489.7215 | 0.086486 | 0.099658 | 0.096526 | 0.10134 | 0.04689 | 0.043201 | 0.043591 | 0.043372 | 109.0903 | 125.0336 | 128.4246 | 134.0098 | 59.1451 | 54.2012 | 57.9969 | 57.3546
1 | 28 | 8 | 1505.5211 | 1526.3422 | 1537.8208 | 1516.0906 | 80 | 63 | 0 | 0 | 0 | 0 | 0 | 0 | 0 | 0 | 0 | 0 | 622.3934 | 614.4771 | 643.0319 | 668.7706 | 0 | 0 | 0 | 0 | -3.135 | -5.3757 | 10.4073 | -7.1489 | 1.1657 | 1.4499 | -1.2281 | -5.4043 | 805.097 | 852.7909 | 885.6097 | 859.8732 | 0.39371 | 0.38507 | 0.38401 | 0.3747 | 316.9713 | 328.3805 | 340.0785 | 322.1979 | 0.086739 | 0.099693 | 0.096575 | 0.10137 | 0.047098 | 0.043308 | 0.043527 | 0.043389 | 69.8336 | 85.0173 | 85.5278 | 87.165 | 37.9183 | 36.9325 | 38.5483 | 37.3092
1 | 28 | 9 | 1591.7553 | 1619.9732 | 1640.5567 | 1626.4823 | 80 | 63 | 0 | 0 | 0 | 0 | 0 | 0 | 0 | 0 | 0 | 0 | 1030.956 | 1085.9705 | 1170.7609 | 1244.7795 | 0 | 0 | 0 | 0 | -3.6779 | -53.3422 | -20.8541 | -12.6683 | -1.0133 | -15.8654 | -13.6729 | -19.2227 | 485.4905 | 540.2103 | 504.3228 | 413.5939 | 0.37693 | 0.19574 | 0.19483 | 0.1952 | 182.9974 | 105.7396 | 98.2549 | 80.7343 | 0.087477 | 0.10082 | 0.097162 | 0.10205 | 0.047507 | 0.044179 | 0.043354 | 0.044098 | 42.4692 | 54.4663 | 49.001 | 42.2089 | 23.0641 | 23.866 | 21.8645 | 18.2387
1 | 28 | 10 | 1657.4909 | 1688.9761 | 1712.484 | 1699.2229 | 80 | 63 | 0 | 0 | 0 | 0 | 0 | 0 | 0 | 0 | 0 | 0 | 1416.1905 | 1520.7423 | 1663.6525 | 1781.4463 | 0 | 0 | 0 | 0 | -7.0821 | -46.0374 | -58.2283 | -93.5406 | -1.1787 | -19.0812 | -17.5225 | -29.5032 | 169.5612 | 170.3524 | 124.5824 | 40.8204 | 0.37868 | 0.19544 | 0.19523 | 0.10268 | 64.2088 | 33.2934 | 24.3228 | 4.1916 | 0.088647 | 0.10157 | 0.098162 | 0.10366 | 0.048644 | 0.045804 | 0.046508 | 0.047991 | 15.031 | 17.3029 | 12.2293 | 4.2313 | 8.2482 | 7.8029 | 5.794 | 1.959
1 | 28 | 11 | 1672.1978 | 1704.5059 | 1727.7492 | 1712.6472 | 80 | 63 | 0 | 0 | 0 | 0 | 0 | 0 | 0 | 0 | 0 | 0 | 1671.6431 | 1783.1801 | 1947.3452 | 2076.7962 | 0 | 0 | 0 | 0 | -6.9305 | -65.4313 | -76.6062 | -87.4562 | -12.032 | -24.7616 | -27.0059 | -34.5361 | -60.4828 | -51.4813 | -115.9839 | -242.1566 | 0.37978 | 0.19887 | 0.19965 | 0.10268 | -22.9699 | -10.2379 | -23.1562 | -24.8654 | 0.089482 | 0.10344 | 0.098058 | 0.10481 | 0.049741 | 0.047823 | 0.04674 | 0.053099 | -5.4121 | -5.3254 | -11.3732 | -25.3799 | -3.0084 | -2.462 | -5.421 | -12.8583
1 | 28 | 12 | 1678.1427 | 1711.7608 | 1735.6467 | 1720.0023 | 80 | 63 | 0 | 0 | 0 | 0 | 0 | 0 | 0 | 0 | 0 | 0 | 1646.0149 | 1768.6083 | 1945.0469 | 2083.8979 | 0 | 0 | 0 | 0 | -13.0916 | -65.0673 | -80.873 | -90.1792 | -19.0026 | -26.0731 | -27.8582 | -39.9587 | -15.778 | -28.7071 | -100.6689 | -233.7577 | 0.37904 | 0.19928 | 0.19965 | 0.10268 | -5.9805 | -5.7207 | -20.0985 | -24.0029 | 0.089671 | 0.10344 | 0.098074 | 0.10459 | 0.05005 | 0.047771 | 0.046943 | 0.052134 | -1.4148 | -2.9695 | -9.873 | -24.4483 | -0.78969 | -1.3714 | -4.7257 | -12.1867
1 | 28 | 13 | 1674.3593 | 1712.6187 | 1741.5366 | 1729.9327 | 80 | 63 | 0 | 0 | 0 | 0 | 0 | 0 | 0 | 0 | 0 | 0 | 1262.5109 | 1371.9638 | 1534.2961 | 1662.0497 | 0 | 0 | 0 | 0 | -12.0927 | -64.096 | -80.0039 | -88.4307 | -18.6193 | -26.7795 | -27.7316 | -36.2308 | 362.5603 | 368.5305 | 314.976 | 192.5445 | 0.37914 | 0.19928 | 0.19965 | 0.10268 | 137.4625 | 73.4405 | 62.885 | 19.771 | 0.090031 | 0.10361 | 0.099358 | 0.1052 | 0.05221 | 0.047938 | 0.048595 | 0.054783 | 32.6415 | 38.182 | 31.2953 | 20.255 | 18.9294 | 17.6665 | 15.3063 | 10.5481
1 | 28 | 14 | 1661.8309 | 1702.4308 | 1734.2332 | 1725.4983 | 80 | 63 | 0 | 0 | 0 | 0 | 0 | 0 | 0 | 0 | 0 | 0 | 955.4876 | 1058.1232 | 1216.1106 | 1338.9704 | 0 | 0 | 0 | 0 | -13.9201 | -67.8083 | -72.6068 | -69.4527 | -17.7196 | -26.0391 | -27.5113 | -31.3153 | 657.9829 | 675.155 | 618.2407 | 487.2958 | 0.37923 | 0.19925 | 0.19951 | 0.10268 | 249.5301 | 134.5272 | 123.3474 | 50.037 | 0.089789 | 0.10359 | 0.098211 | 0.10464 | 0.050209 | 0.047871 | 0.046907 | 0.053497 | 59.0796 | 69.9393 | 60.7178 | 50.9908 | 33.0366 | 32.3203 | 29 | 26.0688
1 | 28 | 15 | 1661.0111 | 1705.2033 | 1740.9903 | 1735.547 | 80 | 63 | 0 | 0 | 0 | 0 | 0 | 0 | 0 | 0 | 0 | 0 | 840.101 | 920.0497 | 1049.9519 | 1152.2761 | 0 | 0 | 0 | 0 | -11.6408 | -49.0955 | -52.9911 | -54.2308 | -13.6745 | -18.1027 | -20.8724 | -31.2802 | 766.2253 | 789.3519 | 764.9019 | 668.7819 | 0.37903 | 0.19565 | 0.19571 | 0.097328 | 290.4234 | 154.4343 | 149.7005 | 65.0915 | 0.089515 | 0.10349 | 0.098323 | 0.10454 | 0.049758 | 0.047666 | 0.046678 | 0.051405 | 68.5883 | 81.6911 | 75.2072 | 69.9163 | 38.1257 | 37.6251 | 35.7041 | 34.3788
1 | 28 | 16 | 1655.7838 | 1707.2045 | 1751.2701 | 1753.0226 | 80 | 63 | 0 | 0 | 0 | 0 | 0 | 0 | 0 | 0 | 0 | 0 | 662.1387 | 709.8308 | 811.1135 | 888.8634 | 0 | 0 | 0 | 0 | -2.2841 | -27.5332 | -2.4472 | -7.4367 | -2.021 | -14.0786 | -14.4658 | -18.8486 | 917.9503 | 975.9856 | 957.0696 | 890.4445 | 0.37973 | 0.1927 | 0.19404 | 0.18663 | 348.5777 | 188.0736 | 185.7135 | 166.1804 | 0.088764 | 0.10155 | 0.097878 | 0.1031 | 0.048907 | 0.045669 | 0.044457 | 0.046373 | 81.4813 | 99.1113 | 93.6757 | 91.8074 | 44.894 | 44.5722 | 42.5481 | 41.2925
1 | 28 | 17 | 1706.3089 | 1765.3744 | 1817.4609 | 1824.6842 | 80 | 63 | 0 | 0 | 0 | 0 | 0 | 0 | 0 | 0 | 0 | 0 | 378.1757 | 361.3755 | 412.297 | 443.6718 | 0 | 0 | 0 | 0 | -3.2866 | -1.7496 | -3.0986 | 21.2035 | 1.0869 | 0.80621 | -0.48891 | 0.64623 | 1250.3329 | 1341.9422 | 1408.7514 | 1359.1627 | 0.39657 | 0.40209 | 0.39866 | 0.38696 | 495.8426 | 539.587 | 561.6164 | 525.9428 | 0.086708 | 0.099825 | 0.096839 | 0.1017 | 0.047062 | 0.043165 | 0.043381 | 0.043336 | 108.4133 | 133.9592 | 136.4227 | 138.2263 | 58.8432 | 57.9244 | 61.1124 | 58.9002
1 | 28 | 18 | 1911.6841 | 1988.5416 | 2058.7927 | 2076.7519 | 80 | 63 | 0 | 0 | 0 | 0 | 0 | 0 | 0 | 0 | 0 | 0 | 235.5151 | 186.7937 | 223.6444 | 235.7688 | 0 | 0 | 0 | 0 | 7.4506 | 39.0353 | 30.4001 | 70.1959 | 3.877 | 7.0816 | 14.1594 | 37.0769 | 1584.8414 | 1692.6309 | 1790.5888 | 1733.7103 | 0.40419 | 0.40413 | 0.39849 | 0.38211 | 640.5697 | 684.0357 | 713.531 | 662.476 | 0.086823 | 0.10004 | 0.097457 | 0.10172 | 0.047145 | 0.043483 | 0.044227 | 0.043698 | 137.6011 | 169.339 | 174.5063 | 176.3465 | 74.7179 | 73.6 | 79.1931 | 75.76
1 | 28 | 19 | 2038.0414 | 2128.6016 | 2213.0863 | 2240.1746 | 80 | 63 | 0 | 0 | 0 | 0 | 0 | 0 | 0 | 0 | 0 | 0 | 260.3617 | 209.7672 | 250.4864 | 262.4864 | 0 | 0 | 0 | 0 | 11.4106 | 35.4049 | 39.8274 | 60.5347 | 3.7412 | 7.8972 | 12.4117 | 36.117 | 1682.5279 | 1812.5322 | 1910.3609 | 1881.0365 | 0.40616 | 0.40567 | 0.40134 | 0.38379 | 683.3718 | 735.299 | 766.6998 | 721.9317 | 0.08684 | 0.10005 | 0.097487 | 0.10171 | 0.047139 | 0.04349 | 0.044239 | 0.043719 | 146.1114 | 181.3504 | 186.2345 | 191.3208 | 79.312 | 78.8268 | 84.5124 | 82.2371
1 | 28 | 20 | 2019.8413 | 2112.174 | 2198.4928 | 2227.1323 | 80 | 63 | 0 | 0 | 0 | 0 | 0 | 0 | 0 | 0 | 0 | 0 | 268.4102 | 221.6369 | 261.6324 | 273.6324 | 0 | 0 | 0 | 0 | 9.3486 | 5.667 | 19.0465 | 51.8247 | 4.3284 | 7.5726 | 5.3452 | 26.9614 | 1657.754 | 1814.2975 | 1912.4686 | 1874.7137 | 0.40529 | 0.40498 | 0.3998 | 0.38283 | 671.8763 | 734.7596 | 764.613 | 717.6918 | 0.086743 | 0.10003 | 0.097484 | 0.1017 | 0.047064 | 0.043381 | 0.044219 | 0.043685 | 143.7982 | 181.4763 | 186.4345 | 190.657 | 78.0203 | 78.7069 | 84.5671 | 81.8963
1 | 28 | 21 | 1970.9346 | 2061.7211 | 2146.3302 | 2174.1162 | 80 | 63 | 0 | 0 | 0 | 0 | 0 | 0 | 0 | 0 | 0 | 0 | 268.7712 | 222.5373 | 262.328 | 274.328 | 0 | 0 | 0 | 0 | 6.2034 | 9.7393 | 15.6182 | 65.7839 | 6.4769 | 10.2025 | 11.5471 | 19.9746 | 1609.4831 | 1756.2421 | 1856.8368 | 1814.0297 | 0.40397 | 0.40336 | 0.39852 | 0.38167 | 650.1761 | 708.3964 | 739.9907 | 692.3596 | 0.08664 | 0.099979 | 0.097483 | 0.10169 | 0.047017 | 0.043326 | 0.044102 | 0.043677 | 139.445 | 175.5878 | 181.0092 | 184.4711 | 75.6726 | 76.0909 | 81.8895 | 79.2322
1 | 28 | 22 | 1855.8215 | 1943.4161 | 2025.3456 | 2053.2787 | 80 | 63 | 0 | 0 | 0 | 0 | 0 | 0 | 0 | 0 | 0 | 0 | 271.9396 | 221.7331 | 263.5888 | 275.5888 | 0 | 0 | 0 | 0 | 9.4759 | 33.8731 | 48.6462 | 14.6201 | 4.5165 | 8.223 | 4.3893 | 29.102 | 1489.8895 | 1616.5869 | 1708.7214 | 1733.9679 | 0.40092 | 0.40074 | 0.39596 | 0.37797 | 597.332 | 647.8344 | 676.5795 | 655.3859 | 0.086466 | 0.099891 | 0.097421 | 0.10169 | 0.046911 | 0.04333 | 0.043988 | 0.043661 | 128.8241 | 161.4817 | 166.4652 | 176.334 | 69.8921 | 70.0466 | 75.1625 | 75.7064
1 | 28 | 23 | 1711.1187 | 1792.7315 | 1869.0903 | 1895.3672 | 80 | 63 | 0 | 0 | 0 | 0 | 0 | 0 | 0 | 0 | 0 | 0 | 268.6221 | 215.8146 | 258.4088 | 270.4088 | 0 | 0 | 0 | 0 | 5.1138 | 37.5313 | 14.892 | 51.6028 | 3.072 | 13.5806 | 11.419 | 13.7841 | 1354.3109 | 1462.805 | 1584.3705 | 1559.5715 | 0.39777 | 0.39563 | 0.3915 | 0.37266 | 538.7073 | 578.7255 | 620.2835 | 581.1968 | 0.086481 | 0.09976 | 0.097236 | 0.1017 | 0.046794 | 0.043296 | 0.043896 | 0.043621 | 117.1216 | 145.9291 | 154.0581 | 158.6094 | 63.3735 | 63.3343 | 69.548 | 68.0299
1 | 28 | 24 | 1558.6051 | 1628.7123 | 1693.241 | 1712.6284 | 80 | 63 | 0 | 0 | 0 | 0 | 0 | 0 | 0 | 0 | 0 | 0 | 261.8434 | 209.4547 | 251.0062 | 263.0062 | 0 | 0 | 0 | 0 | -3.5948 | 30.8489 | 42.3154 | 24.104 | 2.6414 | 2.4786 | 5.0857 | 3.3766 | 1217.7151 | 1322.93 | 1394.8337 | 1422.1416 | 0.39698 | 0.39267 | 0.38667 | 0.36903 | 483.4099 | 519.4802 | 539.3367 | 524.8195 | 0.086828 | 0.099535 | 0.096875 | 0.10152 | 0.046988 | 0.043124 | 0.043578 | 0.043375 | 105.7312 | 131.6774 | 135.1246 | 144.3822 | 57.2174 | 57.0505 | 60.7835 | 61.6857
1 | 29 | 1 | 1441.3396 | 1497.6274 | 1547.1867 | 1555.9942 | 80 | 63 | 0 | 0 | 0 | 0 | 0 | 0 | 0 | 0 | 0 | 0 | 257.4446 | 205.4585 | 246.2625 | 258.2625 | 0 | 0 | 0 | 0 | 3.7286 | -3.1152 | 10.4011 | 27.8367 | 3.522 | 12.2114 | 12.9969 | 11.8536 | 1096.6444 | 1220.0726 | 1277.5261 | 1258.0414 | 0.399 | 0.39187 | 0.38588 | 0.36679 | 437.5606 | 478.1099 | 492.9717 | 461.4317 | 0.087028 | 0.099508 | 0.096784 | 0.10146 | 0.047115 | 0.042845 | 0.043404 | 0.043093 | 95.4385 | 121.4065 | 123.6444 | 127.6386 | 51.6683 | 52.2745 | 55.4501 | 54.2131
1 | 29 | 2 | 1388.5346 | 1436.1444 | 1476.4272 | 1478.6184 | 80 | 63 | 0 | 0 | 0 | 0 | 0 | 0 | 0 | 0 | 0 | 0 | 249.4407 | 198.1402 | 237.5913 | 249.5913 | 0 | 0 | 0 | 0 | 3.5185 | 10.0383 | -3.583 | -0.84308 | 4.4327 | 9.5334 | 16.66 | 2.8154 | 1051.1428 | 1155.4325 | 1225.7589 | 1227.0547 | 0.39922 | 0.39186 | 0.38422 | 0.36646 | 419.6406 | 452.7725 | 470.9603 | 449.6699 | 0.087077 | 0.099535 | 0.096576 | 0.10143 | 0.047161 | 0.042718 | 0.043071 | 0.042851 | 91.5299 | 115.0063 | 118.3784 | 124.4626 | 49.5733 | 49.358 | 52.7943 | 52.5806
1 | 29 | 3 | 1363.8629 | 1404.7209 | 1437.6498 | 1434.2307 | 80 | 63 | 0 | 0 | 0 | 0 | 0 | 0 | 0 | 0 | 0 | 0 | 240.5847 | 189.8276 | 227.8298 | 239.8298 | 0 | 0 | 0 | 0 | -3.3419 | -10.8573 | 45.1661 | -31.2252 | 5.896 | 11.7173 | 5.6335 | 2.6378 | 1040.7241 | 1151.0333 | 1159.0204 | 1222.9883 | 0.39872 | 0.3916 | 0.38238 | 0.3658 | 414.9596 | 450.739 | 443.1909 | 447.3683 | 0.087055 | 0.099528 | 0.096565 | 0.10141 | 0.047125 | 0.042721 | 0.04301 | 0.042804 | 90.6006 | 114.5601 | 111.9209 | 124.0242 | 49.0437 | 49.1737 | 49.8495 | 52.3492
1 | 29 | 4 | 1366.5307 | 1402.3262 | 1429.4802 | 1421.0799 | 80 | 63 | 0 | 0 | 0 | 0 | 0 | 0 | 0 | 0 | 0 | 0 | 232.1344 | 183.216 | 219.5414 | 231.5414 | 0 | 0 | 0 | 0 | -3.1269 | -2.1097 | -14.5783 | -16.0449 | 1.9556 | 2.0198 | 9.7853 | 2.3031 | 1055.5676 | 1156.2002 | 1214.7318 | 1203.2803 | 0.39774 | 0.39105 | 0.38218 | 0.36579 | 419.8441 | 452.1273 | 464.2509 | 440.142 | 0.086973 | 0.099535 | 0.096571 | 0.10142 | 0.04708 | 0.042727 | 0.043006 | 0.042823 | 91.8055 | 115.0829 | 117.3076 | 122.0308 | 49.6966 | 49.401 | 52.2406 | 51.5286
1 | 29 | 5 | 1418.7808 | 1451.5279 | 1474.7253 | 1461.7732 | 80 | 63 | 0 | 0 | 0 | 0 | 0 | 0 | 0 | 0 | 0 | 0 | 229.1564 | 182.9033 | 218.1106 | 230.1353 | 0 | 0 | 0 | 0 | -4.3324 | -2.3469 | 6.156 | -7.2767 | 4.9935 | 13.5225 | 1.6839 | 2.2761 | 1108.9634 | 1194.449 | 1248.7749 | 1236.6384 | 0.39572 | 0.38832 | 0.382 | 0.36494 | 438.8386 | 463.823 | 477.0311 | 451.3028 | 0.086824 | 0.099564 | 0.096555 | 0.1014 | 0.046939 | 0.042787 | 0.043072 | 0.042852 | 96.2846 | 118.9241 | 120.5754 | 125.3937 | 52.0537 | 51.1068 | 53.7868 | 52.9921
1 | 29 | 6 | 1563.8008 | 1596.6302 | 1618.7502 | 1601.8495 | 80 | 63 | 0 | 0 | 0 | 0 | 0 | 0 | 0 | 0 | 0 | 0 | 243.7316 | 200.9709 | 236.1019 | 248.6186 | 0 | 0 | 0 | 0 | 8.1052 | 57.8424 | -1.8606 | -12.0466 | 4.0185 | 13.314 | 12.8936 | 2.1521 | 1227.9456 | 1261.5029 | 1371.6154 | 1363.1254 | 0.39561 | 0.38891 | 0.3827 | 0.36553 | 485.7923 | 490.6102 | 524.9164 | 498.2699 | 0.086608 | 0.099575 | 0.09655 | 0.10136 | 0.046829 | 0.042888 | 0.043246 | 0.043036 | 106.3504 | 125.6145 | 132.43 | 138.1704 | 57.5038 | 54.1031 | 59.3174 | 58.6638
1 | 29 | 7 | 1811.76 | 1852.5347 | 1882.1285 | 1866.9752 | 80 | 63 | 0 | 0 | 0 | 0 | 0 | 0 | 0 | 0 | 0 | 0 | 300.9817 | 265.5494 | 299.418 | 313.5129 | 0 | 0 | 0 | 0 | 0.42446 | 67.628 | 52.0271 | 33.0091 | 6.1138 | 7.5585 | 9.8806 | 0.93596 | 1424.24 | 1448.7988 | 1520.8029 | 1519.5172 | 0.39512 | 0.39346 | 0.38571 | 0.37033 | 562.7411 | 570.0406 | 586.5942 | 562.7225 | 0.086486 | 0.099658 | 0.096526 | 0.10134 | 0.04689 | 0.043201 | 0.043591 | 0.043372 | 123.1765 | 144.3849 | 146.7965 | 153.9861 | 66.7821 | 62.5899 | 66.2937 | 65.9043
1 | 29 | 8 | 1927.3343 | 1972.8677 | 2008.3644 | 1997.5601 | 80 | 63 | 0 | 0 | 0 | 0 | 0 | 0 | 0 | 0 | 0 | 0 | 922.5273 | 916.6537 | 967.1315 | 998.0296 | 0 | 0 | 0 | 0 | -3.135 | -5.3757 | 10.4073 | -7.1489 | 1.1657 | 1.4499 | -1.2281 | -5.4043 | 926.7763 | 997.1398 | 1032.0537 | 1012.0837 | 0.39371 | 0.38507 | 0.38401 | 0.3747 | 364.8771 | 383.9644 | 396.3138 | 379.2318 | 0.086739 | 0.099693 | 0.096575 | 0.10137 | 0.047098 | 0.043308 | 0.043527 | 0.043389 | 80.388 | 99.4079 | 99.6706 | 102.5946 | 43.6491 | 43.184 | 44.9226 | 43.9135
1 | 29 | 9 | 1937.9374 | 1986.4366 | 2026.7318 | 2021.6243 | 80 | 63 | 0 | 0 | 0 | 0 | 0 | 0 | 0 | 0 | 0 | 0 | 1337.7944 | 1399.7813 | 1505.0022 | 1583.7358 | 0 | 0 | 0 | 0 | -3.6779 | -53.3422 | -20.8541 | -12.6683 | -1.0133 | -15.8654 | -13.6729 | -19.2227 | 524.8342 | 592.8629 | 556.2566 | 469.7796 | 0.37693 | 0.19574 | 0.19483 | 0.1952 | 197.8274 | 116.0457 | 108.373 | 91.7018 | 0.087477 | 0.10082 | 0.097162 | 0.10205 | 0.047507 | 0.044179 | 0.043354 | 0.044098 | 45.9109 | 59.775 | 54.047 | 47.9429 | 24.9332 | 26.1921 | 24.116 | 20.7164
1 | 29 | 10 | 1968.2012 | 2017.8896 | 2059.0895 | 2053.8765 | 80 | 63 | 0 | 0 | 0 | 0 | 0 | 0 | 0 | 0 | 0 | 0 | 1616.8284 | 1740.4322 | 1906.0475 | 2033.5161 | 0 | 0 | 0 | 0 | -7.0821 | -46.0374 | -58.2283 | -93.5406 | -1.1787 | -19.0812 | -17.5225 | -29.5032 | 279.6336 | 279.576 | 228.7927 | 143.4042 | 0.37868 | 0.19544 | 0.19523 | 0.10268 | 105.8907 | 54.6399 | 44.6683 | 14.7252 | 0.088647 | 0.10157 | 0.098162 | 0.10366 | 0.048644 | 0.045804 | 0.046508 | 0.047991 | 24.7886 | 28.3969 | 22.4588 | 14.8646 | 13.6026 | 12.8058 | 10.6406 | 6.8822
1 | 29 | 11 | 1978.2205 | 2028.4572 | 2069.1255 | 2061.9502 | 80 | 63 | 0 | 0 | 0 | 0 | 0 | 0 | 0 | 0 | 0 | 0 | 1796.3961 | 1957.2525 | 2166.2087 | 2327.7685 | 0 | 0 | 0 | 0 | -6.9305 | -65.4313 | -76.6062 | -87.4562 | -12.032 | -24.7616 | -27.0059 | -34.5361 | 120.7869 | 98.3976 | 6.5289 | -143.8259 | 0.37978 | 0.19887 | 0.19965 | 0.10268 | 45.872 | 19.568 | 1.3035 | -14.7685 | 0.089482 | 0.10344 | 0.098058 | 0.10481 | 0.049741 | 0.047823 | 0.04674 | 0.053099 | 10.8083 | 10.1785 | 0.64021 | -15.0741 | 6.008 | 4.7057 | 0.30516 | -7.637
1 | 29 | 12 | 1962.6865 | 2012.9748 | 2053.0627 | 2044.7885 | 80 | 63 | 0 | 0 | 0 | 0 | 0 | 0 | 0 | 0 | 0 | 0 | 1586.3847 | 1762.8956 | 1993.6541 | 2171.9271 | 0 | 0 | 0 | 0 | -13.0916 | -65.0673 | -80.873 | -90.1792 | -19.0026 | -26.0731 | -27.8582 | -39.9587 | 328.396 | 278.2196 | 168.1398 | 2.9993 | 0.37904 | 0.19928 | 0.19965 | 0.10268 | 124.4764 | 55.4435 | 33.5691 | 0.30798 | 0.089671 | 0.10344 | 0.098074 | 0.10459 | 0.05005 | 0.047771 | 0.046943 | 0.052134 | 29.4475 | 28.7798 | 16.4901 | 0.31369 | 16.4362 | 13.291 | 7.893 | 0.15637
1 | 29 | 13 | 1956.0345 | 2010.7961 | 2055.7526 | 2051.4448 | 80 | 63 | 0 | 0 | 0 | 0 | 0 | 0 | 0 | 0 | 0 | 0 | 1486.2577 | 1646.7255 | 1869.9571 | 2038.8028 | 0 | 0 | 0 | 0 | -12.0927 | -64.096 | -80.0039 | -88.4307 | -18.6193 | -26.7795 | -27.7316 | -36.2308 | 420.4888 | 391.9461 | 293.531 | 137.3035 | 0.37914 | 0.19928 | 0.19965 | 0.10268 | 159.4257 | 78.1068 | 58.6035 | 14.0987 | 0.090031 | 0.10361 | 0.099358 | 0.1052 | 0.05221 | 0.047938 | 0.048595 | 0.054783 | 37.8569 | 40.6079 | 29.1645 | 14.4438 | 21.9538 | 18.789 | 14.2642 | 7.5219
1 | 29 | 14 | 1937.909 | 1994.6831 | 2042.2055 | 2040.6217 | 80 | 63 | 0 | 0 | 0 | 0 | 0 | 0 | 0 | 0 | 0 | 0 | 1426.3803 | 1572.5755 | 1787.5018 | 1947.5074 | 0 | 0 | 0 | 0 | -13.9201 | -67.8083 | -72.6068 | -69.4527 | -17.7196 | -26.0391 | -27.5113 | -31.3153 | 463.1684 | 452.955 | 354.8219 | 193.8822 | 0.37923 | 0.19925 | 0.19951 | 0.10268 | 175.6496 | 90.253 | 70.7918 | 19.9084 | 0.089789 | 0.10359 | 0.098211 | 0.10464 | 0.050209 | 0.047871 | 0.046907 | 0.053497 | 41.5874 | 46.9216 | 34.8473 | 20.2879 | 23.2552 | 21.6834 | 16.6437 | 10.3721
1 | 29 | 15 | 1925.8949 | 1985.6056 | 2036.4752 | 2037.8929 | 80 | 63 | 0 | 0 | 0 | 0 | 0 | 0 | 0 | 0 | 0 | 0 | 1186.3591 | 1305.9912 | 1495.7876 | 1634.6061 | 0 | 0 | 0 | 0 | -11.6408 | -49.0955 | -52.9911 | -54.2308 | -13.6745 | -18.1027 | -20.8724 | -31.2802 | 684.8511 | 683.8127 | 614.5511 | 488.7978 | 0.37903 | 0.19565 | 0.19571 | 0.097328 | 259.58 | 133.7859 | 120.275 | 47.5739 | 0.089515 | 0.10349 | 0.098323 | 0.10454 | 0.049758 | 0.047666 | 0.046678 | 0.051405 | 61.3042 | 70.7687 | 60.4243 | 51.1003 | 34.0767 | 32.5945 | 28.686 | 25.1267
1 | 29 | 16 | 1912.0621 | 1978.4971 | 2037.1552 | 2045.5459 | 80 | 63 | 0 | 0 | 0 | 0 | 0 | 0 | 0 | 0 | 0 | 0 | 977.4331 | 1044.9358 | 1186.2908 | 1283.9913 | 0 | 0 | 0 | 0 | -2.2841 | -27.5332 | -2.4472 | -7.4367 | -2.021 | -14.0786 | -14.4658 | -18.8486 | 858.9342 | 912.1731 | 867.7774 | 787.8399 | 0.37973 | 0.1927 | 0.19404 | 0.18663 | 326.1673 | 175.7769 | 168.3869 | 147.0317 | 0.088764 | 0.10155 | 0.097878 | 0.1031 | 0.048907 | 0.045669 | 0.044457 | 0.046373 | 76.2428 | 92.6312 | 84.936 | 81.2286 | 42.0077 | 41.658 | 38.5785 | 36.5345
1 | 29 | 17 | 1936.0708 | 2008.5971 | 2073.7663 | 2086.9409 | 80 | 63 | 0 | 0 | 0 | 0 | 0 | 0 | 0 | 0 | 0 | 0 | 363.724 | 356.1132 | 422.4242 | 460.322 | 0 | 0 | 0 | 0 | -3.2866 | -1.7496 | -3.0986 | 21.2035 | 1.0869 | 0.80621 | -0.48891 | 0.64623 | 1494.5465 | 1590.4273 | 1654.9296 | 1604.7692 | 0.39657 | 0.40209 | 0.39866 | 0.38696 | 592.69 | 639.5013 | 659.7584 | 620.9829 | 0.086708 | 0.099825 | 0.096839 | 0.1017 | 0.047062 | 0.043165 | 0.043381 | 0.043336 | 129.5885 | 158.7642 | 160.2625 | 163.2043 | 70.3363 | 68.6502 | 71.7917 | 69.5438
1 | 29 | 18 | 2100.657 | 2188.5856 | 2269.5968 | 2292.4509 | 80 | 63 | 0 | 0 | 0 | 0 | 0 | 0 | 0 | 0 | 0 | 0 | 240.0744 | 191.9772 | 229.3714 | 241.5067 | 0 | 0 | 0 | 0 | 7.4506 | 39.0353 | 30.4001 | 70.1959 | 3.877 | 7.0816 | 14.1594 | 37.0769 | 1769.255 | 1887.4914 | 1995.666 | 1943.6713 | 0.40419 | 0.40413 | 0.39849 | 0.38211 | 715.107 | 762.7839 | 795.2521 | 742.7051 | 0.086823 | 0.10004 | 0.097457 | 0.10172 | 0.047145 | 0.043483 | 0.044227 | 0.043698 | 153.6125 | 188.8338 | 194.4926 | 197.7029 | 83.4122 | 82.0731 | 88.2631 | 84.9349
1 | 29 | 19 | 2209.9431 | 2310.5742 | 2404.8471 | 2436.388 | 80 | 63 | 0 | 0 | 0 | 0 | 0 | 0 | 0 | 0 | 0 | 0 | 216.7811 | 168.8653 | 202.6652 | 214.6652 | 0 | 0 | 0 | 0 | 11.4106 | 35.4049 | 39.8274 | 60.5347 | 3.7412 | 7.8972 | 12.4117 | 36.117 | 1898.0102 | 2035.4067 | 2149.9428 | 2125.0711 | 0.40616 | 0.40567 | 0.40134 | 0.38379 | 770.8916 | 825.7136 | 862.8531 | 815.5909 | 0.08684 | 0.10005 | 0.097487 | 0.10171 | 0.047139 | 0.04349 | 0.044239 | 0.043719 | 164.8239 | 203.6499 | 209.5906 | 216.1417 | 89.4696 | 88.5196 | 95.1112 | 92.906
1 | 29 | 20 | 2174.182 | 2275.5568 | 2370.6638 | 2403.3011 | 80 | 63 | 0 | 0 | 0 | 0 | 0 | 0 | 0 | 0 | 0 | 0 | 204.647 | 157.624 | 189.4055 | 201.4055 | 0 | 0 | 0 | 0 | 9.3486 | 5.667 | 19.0465 | 51.8247 | 4.3284 | 7.5726 | 5.3452 | 26.9614 | 1875.858 | 2041.6932 | 2156.8665 | 2123.1094 | 0.40529 | 0.40498 | 0.3998 | 0.38283 | 760.2723 | 826.851 | 862.3243 | 812.7845 | 0.086743 | 0.10003 | 0.097484 | 0.1017 | 0.047064 | 0.043381 | 0.044219 | 0.043685 | 162.7171 | 204.2217 | 210.2593 | 215.9186 | 88.2851 | 88.5717 | 95.3741 | 92.7474
1 | 29 | 21 | 2102.1172 | 2200.5891 | 2292.6677 | 2323.8517 | 80 | 63 | 0 | 0 | 0 | 0 | 0 | 0 | 0 | 0 | 0 | 0 | 198.3048 | 157.1595 | 186.5167 | 198.5167 | 0 | 0 | 0 | 0 | 6.2034 | 9.7393 | 15.6182 | 65.7839 | 6.4769 | 10.2025 | 11.5471 | 19.9746 | 1811.1321 | 1960.4879 | 2078.9857 | 2039.5765 | 0.40397 | 0.40336 | 0.39852 | 0.38167 | 731.6354 | 790.7808 | 828.5219 | 778.4439 | 0.08664 | 0.099979 | 0.097483 | 0.10169 | 0.047017 | 0.043326 | 0.044102 | 0.043677 | 156.9158 | 196.0082 | 202.6648 | 207.4072 | 85.1535 | 84.94 | 91.6866 | 89.0835
1 | 29 | 22 | 1961.957 | 2055.7696 | 2143.7425 | 2174.4247 | 80 | 63 | 0 | 0 | 0 | 0 | 0 | 0 | 0 | 0 | 0 | 0 | 212.5281 | 183.271 | 209.5211 | 221.5498 | 0 | 0 | 0 | 0 | 9.4759 | 33.8731 | 48.6462 | 14.6201 | 4.5165 | 8.223 | 4.3893 | 29.102 | 1655.4365 | 1767.4025 | 1881.186 | 1909.1529 | 0.40092 | 0.40074 | 0.39596 | 0.37797 | 663.7037 | 708.2725 | 744.8679 | 721.6003 | 0.086466 | 0.099891 | 0.097421 | 0.10169 | 0.046911 | 0.04333 | 0.043988 | 0.043661 | 143.1382 | 176.5467 | 183.2668 | 194.1493 | 77.658 | 76.5814 | 82.7488 | 83.3551
1 | 29 | 23 | 1779.4736 | 1865.091 | 1945.3419 | 1973.3894 | 80 | 63 | 0 | 0 | 0 | 0 | 0 | 0 | 0 | 0 | 0 | 0 | 188.3566 | 158.52 | 182.0439 | 194.5071 | 0 | 0 | 0 | 0 | 5.1138 | 37.5313 | 14.892 | 51.6028 | 3.072 | 13.5806 | 11.419 | 13.7841 | 1502.9313 | 1592.4591 | 1736.987 | 1713.4954 | 0.39777 | 0.39563 | 0.3915 | 0.37266 | 597.8243 | 630.0202 | 680.0331 | 638.5587 | 0.086481 | 0.09976 | 0.097236 | 0.1017 | 0.046794 | 0.043296 | 0.043896 | 0.043621 | 129.9744 | 158.8634 | 168.8979 | 174.2635 | 70.328 | 68.9479 | 76.2472 | 74.7442
1 | 29 | 24 | 1608.2795 | 1681.2969 | 1748.6542 | 1769.3283 | 80 | 63 | 0 | 0 | 0 | 0 | 0 | 0 | 0 | 0 | 0 | 0 | 176.9803 | 148.1951 | 170.329 | 182.3577 | 0 | 0 | 0 | 0 | -3.5948 | 30.8489 | 42.3154 | 24.104 | 2.6414 | 2.4786 | 5.0857 | 3.3766 | 1352.2526 | 1436.7743 | 1530.924 | 1559.49 | 0.39698 | 0.39267 | 0.38667 | 0.36903 | 536.8188 | 564.1839 | 591.9583 | 575.5057 | 0.086828 | 0.099535 | 0.096875 | 0.10152 | 0.046988 | 0.043124 | 0.043578 | 0.043375 | 117.4128 | 143.0089 | 148.3083 | 158.3264 | 63.539 | 61.96 | 66.714 | 67.6432
1 | 30 | 1 | 1492.6932 | 1551.9896 | 1604.473 | 1614.6107 | 80 | 63 | 0 | 0 | 0 | 0 | 0 | 0 | 0 | 0 | 0 | 0 | 184.2685 | 156.2087 | 178.7969 | 190.7969 | 0 | 0 | 0 | 0 | 3.7286 | -3.1152 | 10.4011 | 27.8367 | 3.522 | 12.2114 | 12.9969 | 11.8536 | 1221.1742 | 1323.6846 | 1402.278 | 1384.1234 | 0.399 | 0.39187 | 0.38588 | 0.36679 | 487.2479 | 518.7123 | 541.1109 | 507.6767 | 0.087028 | 0.099508 | 0.096784 | 0.10146 | 0.047115 | 0.042845 | 0.043404 | 0.043093 | 106.276 | 131.7167 | 135.7184 | 140.4307 | 57.5355 | 56.7138 | 60.8649 | 59.6463
1 | 30 | 2 | 1440.378 | 1491.025 | 1534.2598 | 1537.7938 | 80 | 63 | 0 | 0 | 0 | 0 | 0 | 0 | 0 | 0 | 0 | 0 | 206.716 | 182.7894 | 205.9138 | 217.9138 | 0 | 0 | 0 | 0 | 3.5185 | 10.0383 | -3.583 | -0.84308 | 4.4327 | 9.5334 | 16.66 | 2.8154 | 1145.7109 | 1225.6639 | 1315.2691 | 1317.9077 | 0.39922 | 0.39186 | 0.38422 | 0.36646 | 457.3943 | 480.2936 | 505.3519 | 482.9642 | 0.087077 | 0.099535 | 0.096576 | 0.10143 | 0.047161 | 0.042718 | 0.043071 | 0.042851 | 99.7646 | 121.9968 | 127.0229 | 133.678 | 54.0332 | 52.3582 | 56.6495 | 56.4737
1 | 30 | 3 | 1406.1911 | 1449.529 | 1484.868 | 1482.5453 | 80 | 63 | 0 | 0 | 0 | 0 | 0 | 0 | 0 | 0 | 0 | 0 | 233.7686 | 213.8212 | 237.8163 | 249.9022 | 0 | 0 | 0 | 0 | -3.3419 | -10.8573 | 45.1661 | -31.2252 | 5.896 | 11.7173 | 5.6335 | 2.6378 | 1089.8684 | 1171.8478 | 1196.2521 | 1261.2305 | 0.39872 | 0.3916 | 0.38238 | 0.3658 | 434.5546 | 458.8899 | 457.4277 | 461.3573 | 0.087055 | 0.099528 | 0.096565 | 0.10141 | 0.047125 | 0.042721 | 0.04301 | 0.042804 | 94.8789 | 116.6317 | 115.5162 | 127.9024 | 51.3596 | 50.063 | 51.4509 | 53.9861
1 | 30 | 4 | 1401.1629 | 1438.9873 | 1468.1133 | 1460.6101 | 80 | 63 | 0 | 0 | 0 | 0 | 0 | 0 | 0 | 0 | 0 | 0 | 272.2093 | 261.3509 | 284.1514 | 297.6367 | 0 | 0 | 0 | 0 | -3.1269 | -2.1097 | -14.5783 | -16.0449 | 1.9556 | 2.0198 | 9.7853 | 2.3031 | 1050.1249 | 1114.7265 | 1188.7549 | 1176.7151 | 0.39774 | 0.39105 | 0.38218 | 0.36579 | 417.6793 | 435.9091 | 454.3229 | 430.4249 | 0.086973 | 0.099535 | 0.096571 | 0.10142 | 0.04708 | 0.042727 | 0.043006 | 0.042823 | 91.3321 | 110.9548 | 114.799 | 119.3367 | 49.4403 | 47.6289 | 51.1235 | 50.391
1 | 30 | 5 | 1442.0089 | 1476.1168 | 1500.6368 | 1488.2864 | 80 | 63 | 0 | 0 | 0 | 0 | 0 | 0 | 0 | 0 | 0 | 0 | 295.0864 | 296.5237 | 315.6539 | 329.4185 | 0 | 0 | 0 | 0 | -4.3324 | -2.3469 | 6.156 | -7.2767 | 4.9935 | 13.5225 | 1.6839 | 2.2761 | 1066.2615 | 1105.4176 | 1177.143 | 1163.8684 | 0.39572 | 0.38832 | 0.382 | 0.36494 | 421.9406 | 429.2507 | 449.6678 | 424.7459 | 0.086824 | 0.099564 | 0.096555 | 0.1014 | 0.046939 | 0.042787 | 0.043072 | 0.042852 | 92.5771 | 110.0597 | 113.659 | 118.0149 | 50.0493 | 47.2975 | 50.7015 | 49.8738
1 | 30 | 6 | 1570.5873 | 1603.8143 | 1626.3207 | 1609.5958 | 80 | 63 | 0 | 0 | 0 | 0 | 0 | 0 | 0 | 0 | 0 | 0 | 310.233 | 323.6712 | 338.5432 | 352.4796 | 0 | 0 | 0 | 0 | 8.1052 | 57.8424 | -1.8606 | -12.0466 | 4.0185 | 13.314 | 12.8936 | 2.1521 | 1168.2307 | 1145.9867 | 1276.7446 | 1267.0107 | 0.39561 | 0.38891 | 0.3827 | 0.36553 | 462.1683 | 445.6849 | 488.6094 | 463.1366 | 0.086608 | 0.099575 | 0.09655 | 0.10136 | 0.046829 | 0.042888 | 0.043246 | 0.043036 | 101.1786 | 114.1119 | 123.2702 | 128.4279 | 54.7074 | 49.1488 | 55.2145 | 54.5273
1 | 30 | 7 | 1797.9071 | 1837.8703 | 1866.6753 | 1851.1631 | 80 | 63 | 0 | 0 | 0 | 0 | 0 | 0 | 0 | 0 | 0 | 0 | 316.8169 | 338.241 | 349.5252 | 362.8773 | 0 | 0 | 0 | 0 | 0.42446 | 67.628 | 52.0271 | 33.0091 | 6.1138 | 7.5585 | 9.8806 | 0.93596 | 1394.5519 | 1361.4427 | 1455.2424 | 1454.3408 | 0.39512 | 0.39346 | 0.38571 | 0.37033 | 551.0109 | 535.6697 | 561.3067 | 538.5857 | 0.086486 | 0.099658 | 0.096526 | 0.10134 | 0.04689 | 0.043201 | 0.043591 | 0.043372 | 120.6089 | 135.6791 | 140.4682 | 147.3812 | 65.3901 | 58.816 | 63.4358 | 63.0775
1 | 30 | 8 | 1916.9796 | 1961.9064 | 1996.8135 | 1985.741 | 80 | 63 | 0 | 0 | 0 | 0 | 0 | 0 | 0 | 0 | 0 | 0 | 695.7799 | 729.6764 | 746.3732 | 766.593 | 0 | 0 | 0 | 0 | -3.135 | -5.3757 | 10.4073 | -7.1489 | 1.1657 | 1.4499 | -1.2281 | -5.4043 | 1143.169 | 1173.1557 | 1241.261 | 1231.7012 | 0.39371 | 0.38507 | 0.38401 | 0.3747 | 450.0722 | 451.7421 | 476.6505 | 461.5233 | 0.086739 | 0.099693 | 0.096575 | 0.10137 | 0.047098 | 0.043308 | 0.043527 | 0.043389 | 99.1577 | 116.9554 | 119.8748 | 124.8571 | 53.8407 | 50.8068 | 54.0289 | 53.4426
1 | 30 | 9 | 1960.7457 | 2010.5811 | 2052.175 | 2047.6583 | 80 | 63 | 0 | 0 | 0 | 0 | 0 | 0 | 0 | 0 | 0 | 0 | 830.2398 | 903.8027 | 955.301 | 1007.7694 | 0 | 0 | 0 | 0 | -3.6779 | -53.3422 | -20.8541 | -12.6683 | -1.0133 | -15.8654 | -13.6729 | -19.2227 | 1055.1971 | 1112.986 | 1131.401 | 1071.78 | 0.37693 | 0.19574 | 0.19483 | 0.1952 | 397.7387 | 217.8535 | 220.4258 | 209.2134 | 0.087477 | 0.10082 | 0.097162 | 0.10205 | 0.047507 | 0.044179 | 0.043354 | 0.044098 | 92.3054 | 112.216 | 109.9291 | 109.3795 | 50.129 | 49.1706 | 49.0509 | 47.2635
1 | 30 | 10 | 1987.7911 | 2038.6272 | 2080.9426 | 2076.237 | 80 | 63 | 0 | 0 | 0 | 0 | 0 | 0 | 0 | 0 | 0 | 0 | 985.9385 | 1100.3671 | 1194.9822 | 1284.1493 | 0 | 0 | 0 | 0 | -7.0821 | -46.0374 | -58.2283 | -93.5406 | -1.1787 | -19.0812 | -17.5225 | -29.5032 | 930.1134 | 940.3787 | 961.7112 | 915.1315 | 0.37868 | 0.19544 | 0.19523 | 0.10268 | 352.2121 | 183.786 | 187.7593 | 93.9684 | 0.088647 | 0.10157 | 0.098162 | 0.10366 | 0.048644 | 0.045804 | 0.046508 | 0.047991 | 82.4515 | 95.5156 | 94.4038 | 94.8585 | 45.2447 | 43.0735 | 44.7269 | 43.9184
1 | 30 | 11 | 2009.8443 | 2061.9337 | 2104.4026 | 2098.0464 | 80 | 63 | 0 | 0 | 0 | 0 | 0 | 0 | 0 | 0 | 0 | 0 | 791.1326 | 930.5926 | 1052.6284 | 1165.097 | 0 | 0 | 0 | 0 | -6.9305 | -65.4313 | -76.6062 | -87.4562 | -12.032 | -24.7616 | -27.0059 | -34.5361 | 1157.6742 | 1158.5339 | 1155.3863 | 1054.9417 | 0.37978 | 0.19887 | 0.19965 | 0.10268 | 439.6573 | 230.3933 | 230.6729 | 108.3246 | 0.089482 | 0.10344 | 0.098058 | 0.10481 | 0.049741 | 0.047823 | 0.04674 | 0.053099 | 103.5915 | 119.8418 | 113.2952 | 110.5661 | 57.5834 | 55.4046 | 54.0022 | 56.0164
1 | 30 | 12 | 2000.537 | 2053.0428 | 2095.286 | 2087.9922 | 80 | 63 | 0 | 0 | 0 | 0 | 0 | 0 | 0 | 0 | 0 | 0 | 813.5793 | 976.59 | 1119.8485 | 1252.647 | 0 | 0 | 0 | 0 | -13.0916 | -65.0673 | -80.873 | -90.1792 | -19.0026 | -26.0731 | -27.8582 | -39.9587 | 1139.052 | 1104.5933 | 1084.1687 | 965.4831 | 0.37904 | 0.19928 | 0.19965 | 0.10268 | 431.7503 | 220.1227 | 216.4543 | 99.1387 | 0.089671 | 0.10344 | 0.098074 | 0.10459 | 0.05005 | 0.047771 | 0.046943 | 0.052134 | 102.1397 | 114.2621 | 106.3286 | 100.9783 | 57.0096 | 52.7681 | 50.8945 | 50.3345
1 | 30 | 13 | 1987.2385 | 2043.8282 | 2090.5615 | 2087.0619 | 80 | 63 | 0 | 0 | 0 | 0 | 0 | 0 | 0 | 0 | 0 | 0 | 925.5532 | 1074.3248 | 1222.3418 | 1363.6845 | 0 | 0 | 0 | 0 | -12.0927 | -64.096 | -80.0039 | -88.4307 | -18.6193 | -26.7795 | -27.7316 | -36.2308 | 1012.3972 | 997.3789 | 975.9552 | 848.0389 | 0.37914 | 0.19928 | 0.19965 | 0.10268 | 383.8441 | 198.7571 | 194.8495 | 87.0792 | 0.090031 | 0.10361 | 0.099358 | 0.1052 | 0.05221 | 0.047938 | 0.048595 | 0.054783 | 91.1467 | 103.3344 | 96.9685 | 89.2106 | 52.8576 | 47.8121 | 47.4268 | 46.4579
1 | 30 | 14 | 1980.0274 | 2039.269 | 2089.1896 | 2088.6967 | 80 | 63 | 0 | 0 | 0 | 0 | 0 | 0 | 0 | 0 | 0 | 0 | 886.6759 | 1025.745 | 1157.5374 | 1288.3337 | 0 | 0 | 0 | 0 | -13.9201 | -67.8083 | -72.6068 | -69.4527 | -17.7196 | -26.0391 | -27.5113 | -31.3153 | 1044.9911 | 1044.3714 | 1031.7704 | 901.131 | 0.37923 | 0.19925 | 0.19951 | 0.10268 | 396.2971 | 208.0949 | 205.8521 | 92.5308 | 0.089789 | 0.10359 | 0.098211 | 0.10464 | 0.050209 | 0.047871 | 0.046907 | 0.053497 | 93.8287 | 108.1865 | 101.3308 | 94.2946 | 52.4678 | 49.9951 | 48.3975 | 48.2077
1 | 30 | 15 | 1956.0494 | 2017.5268 | 2070.1133 | 2072.3121 | 80 | 63 | 0 | 0 | 0 | 0 | 0 | 0 | 0 | 0 | 0 | 0 | 610.096 | 743.9914 | 854.0514 | 968.625 | 0 | 0 | 0 | 0 | -11.6408 | -49.0955 | -52.9911 | -54.2308 | -13.6745 | -18.1027 | -20.8724 | -31.2802 | 1291.2687 | 1277.7336 | 1289.9254 | 1189.1982 | 0.37903 | 0.19565 | 0.19571 | 0.097328 | 489.4313 | 249.9848 | 252.4538 | 115.7427 | 0.089515 | 0.10349 | 0.098323 | 0.10454 | 0.049758 | 0.047666 | 0.046678 | 0.051405 | 115.5874 | 132.2344 | 126.8289 | 124.3221 | 64.2508 | 60.9043 | 60.2111 | 61.1308
1 | 30 | 16 | 1943.9657 | 2012.2698 | 2072.7445 | 2081.9615 | 80 | 63 | 0 | 0 | 0 | 0 | 0 | 0 | 0 | 0 | 0 | 0 | 536.7434 | 639.3196 | 718.0458 | 810.2891 | 0 | 0 | 0 | 0 | -2.2841 | -27.5332 | -2.4472 | -7.4367 | -2.021 | -14.0786 | -14.4658 | -18.8486 | 1331.5274 | 1351.562 | 1371.6116 | 1297.9578 | 0.37973 | 0.1927 | 0.19404 | 0.18663 | 505.6274 | 260.4477 | 266.1528 | 242.2331 | 0.088764 | 0.10155 | 0.097878 | 0.1031 | 0.048907 | 0.045669 | 0.044457 | 0.046373 | 118.1923 | 137.2511 | 134.2501 | 133.8232 | 65.1208 | 61.7244 | 60.9772 | 60.1901
1 | 30 | 17 | 1971.6825 | 2046.2951 | 2113.4921 | 2127.5891 | 80 | 63 | 0 | 0 | 0 | 0 | 0 | 0 | 0 | 0 | 0 | 0 | 409.993 | 461.0472 | 496.4484 | 551.7107 | 0 | 0 | 0 | 0 | -3.2866 | -1.7496 | -3.0986 | 21.2035 | 1.0869 | 0.80621 | -0.48891 | 0.64623 | 1483.8893 | 1523.1913 | 1620.6312 | 1554.0288 | 0.39657 | 0.40209 | 0.39866 | 0.38696 | 588.4636 | 612.4661 | 646.085 | 601.3483 | 0.086708 | 0.099825 | 0.096839 | 0.1017 | 0.047062 | 0.043165 | 0.043381 | 0.043336 | 128.6644 | 152.0524 | 156.941 | 158.0441 | 69.8348 | 65.748 | 70.3038 | 67.3449
1 | 30 | 18 | 2126.6136 | 2216.0629 | 2298.5521 | 2322.0785 | 80 | 63 | 0 | 0 | 0 | 0 | 0 | 0 | 0 | 0 | 0 | 0 | 396.5798 | 413.9132 | 423.7297 | 455.6048 | 0 | 0 | 0 | 0 | 7.4506 | 39.0353 | 30.4001 | 70.1959 | 3.877 | 7.0816 | 14.1594 | 37.0769 | 1638.7062 | 1693.0327 | 1830.263 | 1759.2009 | 0.40419 | 0.40413 | 0.39849 | 0.38211 | 662.3411 | 684.1981 | 729.3407 | 672.2163 | 0.086823 | 0.10004 | 0.097457 | 0.10172 | 0.047145 | 0.043483 | 0.044227 | 0.043698 | 142.2778 | 169.3792 | 178.3728 | 178.9393 | 77.2574 | 73.6175 | 80.9478 | 76.8739
1 | 30 | 19 | 2221.9769 | 2323.313 | 2418.2711 | 2450.1237 | 80 | 63 | 0 | 0 | 0 | 0 | 0 | 0 | 0 | 0 | 0 | 0 | 418.3869 | 429.4717 | 441.2928 | 476.909 | 0 | 0 | 0 | 0 | 11.4106 | 35.4049 | 39.8274 | 60.5347 | 3.7412 | 7.8972 | 12.4117 | 36.117 | 1708.4383 | 1787.5392 | 1924.7393 | 1876.563 | 0.40616 | 0.40567 | 0.40134 | 0.38379 | 693.8954 | 725.1599 | 772.4704 | 720.2148 | 0.08684 | 0.10005 | 0.097487 | 0.10171 | 0.047139 | 0.04349 | 0.044239 | 0.043719 | 148.3614 | 178.8498 | 187.6362 | 190.8658 | 80.5334 | 77.7399 | 85.1484 | 82.0415
1 | 30 | 20 | 2189.9239 | 2292.221 | 2388.2243 | 2421.2693 | 80 | 63 | 0 | 0 | 0 | 0 | 0 | 0 | 0 | 0 | 0 | 0 | 477.8215 | 487.2355 | 502.2159 | 543.1646 | 0 | 0 | 0 | 0 | 9.3486 | 5.667 | 19.0465 | 51.8247 | 4.3284 | 7.5726 | 5.3452 | 26.9614 | 1618.4253 | 1728.7459 | 1861.6167 | 1799.3186 | 0.40529 | 0.40498 | 0.3998 | 0.38283 | 655.9366 | 700.1127 | 744.2822 | 688.8285 | 0.086743 | 0.10003 | 0.097484 | 0.1017 | 0.047064 | 0.043381 | 0.044219 | 0.043685 | 140.3867 | 172.9189 | 181.4773 | 182.9893 | 76.1693 | 74.9955 | 82.3185 | 78.6027
1 | 30 | 21 | 2122.1269 | 2221.7711 | 2314.9891 | 2346.6914 | 80 | 63 | 0 | 0 | 0 | 0 | 0 | 0 | 0 | 0 | 0 | 0 | 534.7668 | 545.9835 | 564.4937 | 607.4394 | 0 | 0 | 0 | 0 | 6.2034 | 9.7393 | 15.6182 | 65.7839 | 6.4769 | 10.2025 | 11.5471 | 19.9746 | 1494.6799 | 1592.8458 | 1723.3301 | 1653.4934 | 0.40397 | 0.40336 | 0.39852 | 0.38167 | 603.7995 | 642.489 | 686.7853 | 631.0878 | 0.08664 | 0.099979 | 0.097483 | 0.10169 | 0.047017 | 0.043326 | 0.044102 | 0.043677 | 129.4985 | 159.2516 | 167.9946 | 168.1459 | 70.275 | 69.0116 | 76.0016 | 72.2204
1 | 30 | 22 | 1996.1694 | 2091.9863 | 2181.9073 | 2213.4757 | 80 | 63 | 0 | 0 | 0 | 0 | 0 | 0 | 0 | 0 | 0 | 0 | 552.1681 | 561.6395 | 581.9767 | 625.946 | 0 | 0 | 0 | 0 | 9.4759 | 33.8731 | 48.6462 | 14.6201 | 4.5165 | 8.223 | 4.3893 | 29.102 | 1350.0089 | 1425.2508 | 1546.8952 | 1543.8077 | 0.40092 | 0.40074 | 0.39596 | 0.37797 | 541.2505 | 571.1579 | 612.5033 | 583.5112 | 0.086466 | 0.099891 | 0.097421 | 0.10169 | 0.046911 | 0.04333 | 0.043988 | 0.043661 | 116.7293 | 142.369 | 150.6999 | 156.9959 | 63.3301 | 61.756 | 68.0442 | 67.4038
1 | 30 | 23 | 1815.645 | 1903.3816 | 1985.692 | 2014.6764 | 80 | 63 | 0 | 0 | 0 | 0 | 0 | 0 | 0 | 0 | 0 | 0 | 556.799 | 560.9616 | 582.6846 | 628.9488 | 0 | 0 | 0 | 0 | 5.1138 | 37.5313 | 14.892 | 51.6028 | 3.072 | 13.5806 | 11.419 | 13.7841 | 1170.6603 | 1228.308 | 1376.6964 | 1320.3408 | 0.39777 | 0.39563 | 0.3915 | 0.37266 | 465.6562 | 485.9521 | 538.9788 | 492.044 | 0.086481 | 0.09976 | 0.097236 | 0.1017 | 0.046794 | 0.043296 | 0.043896 | 0.043621 | 101.2394 | 122.5357 | 133.8646 | 134.2795 | 54.7798 | 53.1814 | 60.4318 | 57.5944
1 | 30 | 24 | 1647.1096 | 1722.4019 | 1791.9701 | 1813.65 | 80 | 63 | 0 | 0 | 0 | 0 | 0 | 0 | 0 | 0 | 0 | 0 | 558.9573 | 563.101 | 586.0595 | 630.9698 | 0 | 0 | 0 | 0 | -3.5948 | 30.8489 | 42.3154 | 24.104 | 2.6414 | 2.4786 | 5.0857 | 3.3766 | 1009.1057 | 1062.9734 | 1158.5095 | 1155.1996 | 0.39698 | 0.39267 | 0.38667 | 0.36903 | 400.5959 | 417.402 | 447.9578 | 426.3086 | 0.086828 | 0.099535 | 0.096875 | 0.10152 | 0.046988 | 0.043124 | 0.043578 | 0.043375 | 87.6182 | 105.8027 | 112.2307 | 117.281 | 47.4154 | 45.84 | 50.4851 | 50.107
1 | 31 | 1 | 1527.7452 | 1589.0951 | 1643.5744 | 1654.62 | 80 | 63 | 0 | 0 | 0 | 0 | 0 | 0 | 0 | 0 | 0 | 0 | 536.2093 | 540.2174 | 565.2444 | 603.8554 | 0 | 0 | 0 | 0 | 3.7286 | -3.1152 | 10.4011 | 27.8367 | 3.522 | 12.2114 | 12.9969 | 11.8536 | 904.2853 | 976.7815 | 1054.9319 | 1011.0743 | 0.399 | 0.39187 | 0.38588 | 0.36679 | 360.8094 | 382.7714 | 407.077 | 370.8476 | 0.087028 | 0.099508 | 0.096784 | 0.10146 | 0.047115 | 0.042845 | 0.043404 | 0.043093 | 78.6979 | 97.1972 | 102.1008 | 102.5818 | 42.6053 | 41.8506 | 45.7886 | 43.5705
1 | 31 | 2 | 1466.6145 | 1518.7986 | 1563.5273 | 1567.7409 | 80 | 63 | 0 | 0 | 0 | 0 | 0 | 0 | 0 | 0 | 0 | 0 | 514.7639 | 519.0621 | 544.3193 | 579.1387 | 0 | 0 | 0 | 0 | 3.5185 | 10.0383 | -3.583 | -0.84308 | 4.4327 | 9.5334 | 16.66 | 2.8154 | 863.8994 | 917.1648 | 1006.1311 | 986.6299 | 0.39922 | 0.39186 | 0.38422 | 0.36646 | 344.8887 | 359.4039 | 386.5751 | 361.5632 | 0.087077 | 0.099535 | 0.096576 | 0.10143 | 0.047161 | 0.042718 | 0.043071 | 0.042851 | 75.2254 | 91.2902 | 97.1677 | 100.0759 | 40.7426 | 39.1796 | 43.3348 | 42.2781
1 | 31 | 3 | 1434.6665 | 1479.6726 | 1516.633 | 1515.0479 | 80 | 63 | 0 | 0 | 0 | 0 | 0 | 0 | 0 | 0 | 0 | 0 | 540.644 | 549.5308 | 575.6895 | 610.1865 | 0 | 0 | 0 | 0 | -3.3419 | -10.8573 | 45.1661 | -31.2252 | 5.896 | 11.7173 | 5.6335 | 2.6378 | 811.4684 | 866.2818 | 890.1439 | 933.4488 | 0.39872 | 0.3916 | 0.38238 | 0.3658 | 323.5503 | 339.2317 | 340.3768 | 341.455 | 0.087055 | 0.099528 | 0.096565 | 0.10141 | 0.047125 | 0.042721 | 0.04301 | 0.042804 | 70.6427 | 86.2193 | 85.9568 | 94.6618 | 38.2401 | 37.0088 | 38.2851 | 39.9557
1 | 31 | 4 | 1429.7782 | 1469.2791 | 1500.0344 | 1493.2724 | 80 | 63 | 0 | 0 | 0 | 0 | 0 | 0 | 0 | 0 | 0 | 0 | 512.7835 | 511.332 | 540.8852 | 573.168 | 0 | 0 | 0 | 0 | -3.1269 | -2.1097 | -14.5783 | -16.0449 | 1.9556 | 2.0198 | 9.7853 | 2.3031 | 838.166 | 895.037 | 963.9422 | 933.8461 | 0.39774 | 0.39105 | 0.38218 | 0.36579 | 333.3743 | 350.0005 | 368.4031 | 341.587 | 0.086973 | 0.099535 | 0.096571 | 0.10142 | 0.04708 | 0.042727 | 0.043006 | 0.042823 | 72.8975 | 89.0879 | 93.0887 | 94.7061 | 39.4612 | 38.2423 | 41.4552 | 39.9905
1 | 31 | 5 | 1472.5132 | 1508.4083 | 1534.6652 | 1523.1049 | 80 | 63 | 0 | 0 | 0 | 0 | 0 | 0 | 0 | 0 | 0 | 0 | 519.9129 | 519.4485 | 550.5256 | 581.1518 | 0 | 0 | 0 | 0 | -4.3324 | -2.3469 | 6.156 | -7.2767 | 4.9935 | 13.5225 | 1.6839 | 2.2761 | 871.9392 | 914.7842 | 976.2997 | 946.9536 | 0.39572 | 0.38832 | 0.382 | 0.36494 | 345.0435 | 355.2248 | 372.9458 | 345.5843 | 0.086824 | 0.099564 | 0.096555 | 0.1014 | 0.046939 | 0.042787 | 0.043072 | 0.042852 | 75.7053 | 91.0795 | 94.2666 | 96.02 | 40.928 | 39.1408 | 42.0508 | 40.5786
1 | 31 | 6 | 1610.6068 | 1646.1783 | 1670.9635 | 1655.2751 | 80 | 63 | 0 | 0 | 0 | 0 | 0 | 0 | 0 | 0 | 0 | 0 | 515.4349 | 517.2342 | 547.7084 | 576.9786 | 0 | 0 | 0 | 0 | 8.1052 | 57.8424 | -1.8606 | -12.0466 | 4.0185 | 13.314 | 12.8936 | 2.1521 | 1003.0482 | 994.7877 | 1112.2221 | 1088.1911 | 0.39561 | 0.38891 | 0.3827 | 0.36553 | 396.8198 | 386.8822 | 425.6468 | 397.7718 | 0.086608 | 0.099575 | 0.09655 | 0.10136 | 0.046829 | 0.042888 | 0.043246 | 0.043036 | 86.8724 | 99.0562 | 107.3855 | 110.3022 | 46.972 | 42.6643 | 48.0996 | 46.8316
1 | 31 | 7 | 1832.5393 | 1874.5314 | 1905.3084 | 1890.6933 | 80 | 63 | 0 | 0 | 0 | 0 | 0 | 0 | 0 | 0 | 0 | 0 | 521.6025 | 526.5619 | 556.6445 | 582.602 | 0 | 0 | 0 | 0 | 0.42446 | 67.628 | 52.0271 | 33.0091 | 6.1138 | 7.5585 | 9.8806 | 0.93596 | 1224.3986 | 1209.783 | 1286.7562 | 1274.1462 | 0.39512 | 0.39346 | 0.38571 | 0.37033 | 483.7804 | 475.998 | 496.3193 | 471.8543 | 0.086486 | 0.099658 | 0.096526 | 0.10134 | 0.04689 | 0.043201 | 0.043591 | 0.043372 | 105.893 | 120.565 | 124.205 | 129.1205 | 57.4116 | 52.2641 | 56.0913 | 55.2621
1 | 31 | 8 | 1953.8507 | 2000.9375 | 2037.9441 | 2027.8266 | 80 | 63 | 0 | 0 | 0 | 0 | 0 | 0 | 0 | 0 | 0 | 0 | 915.1887 | 932.4065 | 977.4436 | 1015.8803 | 0 | 0 | 0 | 0 | -3.135 | -5.3757 | 10.4073 | -7.1489 | 1.1657 | 1.4499 | -1.2281 | -5.4043 | 960.6313 | 1009.4568 | 1051.3213 | 1024.4995 | 0.39371 | 0.38507 | 0.38401 | 0.3747 | 378.206 | 388.7072 | 403.7126 | 383.884 | 0.086739 | 0.099693 | 0.096575 | 0.10137 | 0.047098 | 0.043308 | 0.043527 | 0.043389 | 83.3245 | 100.6358 | 101.5314 | 103.8532 | 45.2436 | 43.7174 | 45.7613 | 44.4522
1 | 31 | 9 | 1966.8326 | 2017.0246 | 2058.9651 | 2054.6061 | 80 | 63 | 0 | 0 | 0 | 0 | 0 | 0 | 0 | 0 | 0 | 0 | 1094.823 | 1167.14 | 1262.831 | 1345.3042 | 0 | 0 | 0 | 0 | -3.6779 | -53.3422 | -20.8541 | -12.6683 | -1.0133 | -15.8654 | -13.6729 | -19.2227 | 796.7008 | 856.0922 | 830.661 | 741.1929 | 0.37693 | 0.19574 | 0.19483 | 0.1952 | 300.3028 | 167.5697 | 161.8339 | 144.6822 | 0.087477 | 0.10082 | 0.097162 | 0.10205 | 0.047507 | 0.044179 | 0.043354 | 0.044098 | 69.6929 | 86.3149 | 80.7087 | 75.6417 | 37.8487 | 37.8213 | 36.0126 | 32.6853
1 | 31 | 10 | 1994.0179 | 2045.2188 | 2087.8887 | 2083.3444 | 80 | 63 | 0 | 0 | 0 | 0 | 0 | 0 | 0 | 0 | 0 | 0 | 1374.2599 | 1501.3385 | 1642.7663 | 1769.0849 | 0 | 0 | 0 | 0 | -7.0821 | -46.0374 | -58.2283 | -93.5406 | -1.1787 | -19.0812 | -17.5225 | -29.5032 | 548.0188 | 545.9989 | 520.8732 | 437.3033 | 0.37868 | 0.19544 | 0.19523 | 0.10268 | 207.5219 | 106.7091 | 101.6925 | 44.9036 | 0.088647 | 0.10157 | 0.098162 | 0.10366 | 0.048644 | 0.045804 | 0.046508 | 0.047991 | 48.5801 | 55.4579 | 51.1301 | 45.3289 | 26.658 | 25.0092 | 24.2245 | 20.9868
1 | 31 | 11 | 1996.6211 | 2047.9358 | 2089.6518 | 2082.9531 | 80 | 63 | 0 | 0 | 0 | 0 | 0 | 0 | 0 | 0 | 0 | 0 | 1378.831 | 1530.7659 | 1693.5436 | 1841.5483 | 0 | 0 | 0 | 0 | -6.9305 | -65.4313 | -76.6062 | -87.4562 | -12.032 | -24.7616 | -27.0059 | -34.5361 | 556.7526 | 544.3628 | 499.7202 | 363.3971 | 0.37978 | 0.19887 | 0.19965 | 0.10268 | 211.4415 | 108.2554 | 99.7691 | 37.3147 | 0.089482 | 0.10344 | 0.098058 | 0.10481 | 0.049741 | 0.047823 | 0.04674 | 0.053099 | 49.8196 | 56.3103 | 49.0017 | 38.0869 | 27.6932 | 26.0331 | 23.3567 | 19.296
1 | 31 | 12 | 1991.8615 | 2043.859 | 2085.6082 | 2078.0897 | 80 | 63 | 0 | 0 | 0 | 0 | 0 | 0 | 0 | 0 | 0 | 0 | 1377.7375 | 1536.4091 | 1702.641 | 1856.711 | 0 | 0 | 0 | 0 | -13.0916 | -65.0673 | -80.873 | -90.1792 | -19.0026 | -26.0731 | -27.8582 | -39.9587 | 566.2182 | 535.5903 | 491.6985 | 351.5167 | 0.37904 | 0.19928 | 0.19965 | 0.10268 | 214.6214 | 106.7321 | 98.1676 | 36.0948 | 0.089671 | 0.10344 | 0.098074 | 0.10459 | 0.05005 | 0.047771 | 0.046943 | 0.052134 | 50.7733 | 55.4029 | 48.2228 | 36.7646 | 28.3392 | 25.5859 | 23.082 | 18.326
1 | 31 | 13 | 1968.4181 | 2023.9052 | 2069.5669 | 2065.5798 | 80 | 63 | 0 | 0 | 0 | 0 | 0 | 0 | 0 | 0 | 0 | 0 | 1376.5506 | 1551.7042 | 1727.5554 | 1892.5123 | 0 | 0 | 0 | 0 | -12.0927 | -64.096 | -80.0039 | -88.4307 | -18.6193 | -26.7795 | -27.7316 | -36.2308 | 542.5795 | 500.0765 | 449.7471 | 297.729 | 0.37914 | 0.19928 | 0.19965 | 0.10268 | 205.7157 | 99.655 | 89.792 | 30.5717 | 0.090031 | 0.10361 | 0.099358 | 0.1052 | 0.05221 | 0.047938 | 0.048595 | 0.054783 | 48.8488 | 51.8109 | 44.6858 | 31.32 | 28.3282 | 23.9725 | 21.8556 | 16.3104
1 | 31 | 14 | 1953.5809 | 2011.2732 | 2059.688 | 2058.5101 | 80 | 63 | 0 | 0 | 0 | 0 | 0 | 0 | 0 | 0 | 0 | 0 | 1474.5368 | 1660.2527 | 1846.8363 | 2024.1647 | 0 | 0 | 0 | 0 | -13.9201 | -67.8083 | -72.6068 | -69.4527 | -17.7196 | -26.0391 | -27.5113 | -31.3153 | 430.6838 | 381.8679 | 312.9698 | 135.1133 | 0.37923 | 0.19925 | 0.19951 | 0.10268 | 163.3303 | 76.0886 | 62.4417 | 13.8738 | 0.089789 | 0.10359 | 0.098211 | 0.10464 | 0.050209 | 0.047871 | 0.046907 | 0.053497 | 38.6707 | 39.5577 | 30.737 | 14.1383 | 21.6242 | 18.2804 | 14.6806 | 7.2281
1 | 31 | 15 | 1930.9323 | 1990.9382 | 2042.0945 | 2043.6428 | 80 | 63 | 0 | 0 | 0 | 0 | 0 | 0 | 0 | 0 | 0 | 0 | 1426.9777 | 1596.002 | 1766.0774 | 1928.9523 | 0 | 0 | 0 | 0 | -11.6408 | -49.0955 | -52.9911 | -54.2308 | -13.6745 | -18.1027 | -20.8724 | -31.2802 | 449.2699 | 399.1343 | 349.8806 | 200.2015 | 0.37903 | 0.19565 | 0.19571 | 0.097328 | 170.2874 | 78.0894 | 68.4758 | 19.4853 | 0.089515 | 0.10349 | 0.098323 | 0.10454 | 0.049758 | 0.047666 | 0.046678 | 0.051405 | 40.2162 | 41.307 | 34.4012 | 20.9296 | 22.3547 | 19.0251 | 16.3317 | 10.2914
1 | 31 | 16 | 1918.4988 | 1985.3109 | 2044.3355 | 2052.8929 | 80 | 63 | 0 | 0 | 0 | 0 | 0 | 0 | 0 | 0 | 0 | 0 | 1353.582 | 1489.695 | 1639.5782 | 1782.7466 | 0 | 0 | 0 | 0 | -2.2841 | -27.5332 | -2.4472 | -7.4367 | -2.021 | -14.0786 | -14.4658 | -18.8486 | 489.2219 | 474.2278 | 421.6703 | 296.4316 | 0.37973 | 0.1927 | 0.19404 | 0.18663 | 185.7746 | 91.3843 | 81.8225 | 55.3219 | 0.088764 | 0.10155 | 0.097878 | 0.1031 | 0.048907 | 0.045669 | 0.044457 | 0.046373 | 43.4255 | 48.1578 | 41.2721 | 30.5629 | 23.9263 | 21.6575 | 18.746 | 13.7464
1 | 31 | 17 | 1925.7161 | 1997.6358 | 2062.2154 | 2075.1218 | 80 | 63 | 0 | 0 | 0 | 0 | 0 | 0 | 0 | 0 | 0 | 0 | 695.0908 | 734.4784 | 800.8628 | 876.3053 | 0 | 0 | 0 | 0 | -3.2866 | -1.7496 | -3.0986 | 21.2035 | 1.0869 | 0.80621 | -0.48891 | 0.64623 | 1152.825 | 1201.1008 | 1264.9401 | 1176.9669 | 0.39657 | 0.40209 | 0.39866 | 0.38696 | 457.174 | 482.9555 | 504.2842 | 455.4401 | 0.086708 | 0.099825 | 0.096839 | 0.1017 | 0.047062 | 0.043165 | 0.043381 | 0.043336 | 99.9586 | 119.8997 | 122.4961 | 119.697 | 54.2543 | 51.8451 | 54.8737 | 51.0047
1 | 31 | 18 | 2108.2831 | 2196.6585 | 2278.1039 | 2301.1555 | 80 | 63 | 0 | 0 | 0 | 0 | 0 | 0 | 0 | 0 | 0 | 0 | 484.6251 | 476.6735 | 501.3663 | 542.4193 | 0 | 0 | 0 | 0 | 7.4506 | 39.0353 | 30.4001 | 70.1959 | 3.877 | 7.0816 | 14.1594 | 37.0769 | 1532.3304 | 1610.868 | 1732.1781 | 1651.4633 | 0.40419 | 0.40413 | 0.39849 | 0.38211 | 619.3456 | 650.9932 | 690.2549 | 631.0482 | 0.086823 | 0.10004 | 0.097457 | 0.10172 | 0.047145 | 0.043483 | 0.044227 | 0.043698 | 133.0419 | 161.159 | 168.8137 | 167.9806 | 72.2423 | 70.0447 | 76.6098 | 72.1659
1 | 31 | 19 | 2232.5415 | 2334.4965 | 2430.0562 | 2462.1824 | 80 | 63 | 0 | 0 | 0 | 0 | 0 | 0 | 0 | 0 | 0 | 0 | 469.5671 | 456.7571 | 481.3521 | 522.5253 | 0 | 0 | 0 | 0 | 11.4106 | 35.4049 | 39.8274 | 60.5347 | 3.7412 | 7.8972 | 12.4117 | 36.117 | 1667.8227 | 1771.4372 | 1896.465 | 1843.0054 | 0.40616 | 0.40567 | 0.40134 | 0.38379 | 677.3991 | 718.6277 | 761.1229 | 707.3356 | 0.08684 | 0.10005 | 0.097487 | 0.10171 | 0.047139 | 0.04349 | 0.044239 | 0.043719 | 144.8343 | 177.2387 | 184.8799 | 187.4527 | 78.6188 | 77.0396 | 83.8976 | 80.5744
1 | 31 | 20 | 2186.9154 | 2289.0363 | 2384.8683 | 2417.8354 | 80 | 63 | 0 | 0 | 0 | 0 | 0 | 0 | 0 | 0 | 0 | 0 | 506.728 | 494.4496 | 523.1137 | 563.4628 | 0 | 0 | 0 | 0 | 9.3486 | 5.667 | 19.0465 | 51.8247 | 4.3284 | 7.5726 | 5.3452 | 26.9614 | 1586.5104 | 1718.3471 | 1837.3629 | 1775.5864 | 0.40529 | 0.40498 | 0.3998 | 0.38283 | 643.0017 | 695.9013 | 734.5854 | 679.7431 | 0.086743 | 0.10003 | 0.097484 | 0.1017 | 0.047064 | 0.043381 | 0.044219 | 0.043685 | 137.6183 | 171.8788 | 179.1129 | 180.5758 | 74.6673 | 74.5444 | 81.246 | 77.566
1 | 31 | 21 | 2131.712 | 2231.9177 | 2325.6815 | 2357.632 | 80 | 63 | 0 | 0 | 0 | 0 | 0 | 0 | 0 | 0 | 0 | 0 | 553.3421 | 549.6522 | 580.2956 | 618.8491 | 0 | 0 | 0 | 0 | 6.2034 | 9.7393 | 15.6182 | 65.7839 | 6.4769 | 10.2025 | 11.5471 | 19.9746 | 1485.6896 | 1599.3238 | 1718.2206 | 1653.0244 | 0.40397 | 0.40336 | 0.39852 | 0.38167 | 600.1677 | 645.102 | 684.749 | 630.9088 | 0.08664 | 0.099979 | 0.097483 | 0.10169 | 0.047017 | 0.043326 | 0.044102 | 0.043677 | 128.7196 | 159.8993 | 167.4965 | 168.0982 | 69.8523 | 69.2923 | 75.7763 | 72.1999
1 | 31 | 22 | 2013.5205 | 2110.3539 | 2201.2629 | 2233.2807 | 80 | 63 | 0 | 0 | 0 | 0 | 0 | 0 | 0 | 0 | 0 | 0 | 553.4035 | 545.9718 | 578.1975 | 616.8854 | 0 | 0 | 0 | 0 | 9.4759 | 33.8731 | 48.6462 | 14.6201 | 4.5165 | 8.223 | 4.3893 | 29.102 | 1366.1246 | 1459.2861 | 1570.03 | 1572.6733 | 0.40092 | 0.40074 | 0.39596 | 0.37797 | 547.7117 | 584.7973 | 621.6637 | 594.4215 | 0.086466 | 0.099891 | 0.097421 | 0.10169 | 0.046911 | 0.04333 | 0.043988 | 0.043661 | 118.1227 | 145.7688 | 152.9537 | 159.9314 | 64.0861 | 63.2307 | 69.0618 | 68.6641
1 | 31 | 23 | 1836.9841 | 1925.9707 | 2009.4963 | 2039.0334 | 80 | 63 | 0 | 0 | 0 | 0 | 0 | 0 | 0 | 0 | 0 | 0 | 537.589 | 527.6189 | 558.8153 | 598.3486 | 0 | 0 | 0 | 0 | 5.1138 | 37.5313 | 14.892 | 51.6028 | 3.072 | 13.5806 | 11.419 | 13.7841 | 1211.2094 | 1284.2399 | 1424.37 | 1375.298 | 0.39777 | 0.39563 | 0.3915 | 0.37266 | 481.7855 | 508.0803 | 557.6431 | 512.5246 | 0.086481 | 0.09976 | 0.097236 | 0.1017 | 0.046794 | 0.043296 | 0.043896 | 0.043621 | 104.7461 | 128.1155 | 138.5002 | 139.8687 | 56.6772 | 55.6031 | 62.5245 | 59.9917
1 | 31 | 24 | 1660.8925 | 1736.9923 | 1807.3453 | 1829.3822 | 80 | 63 | 0 | 0 | 0 | 0 | 0 | 0 | 0 | 0 | 0 | 0 | 551.7723 | 544.329 | 574.9928 | 615.7447 | 0 | 0 | 0 | 0 | -3.5948 | 30.8489 | 42.3154 | 24.104 | 2.6414 | 2.4786 | 5.0857 | 3.3766 | 1030.0737 | 1096.3357 | 1184.9514 | 1186.1569 | 0.39698 | 0.39267 | 0.38667 | 0.36903 | 408.9198 | 430.5025 | 458.182 | 437.7329 | 0.086828 | 0.099535 | 0.096875 | 0.10152 | 0.046988 | 0.043124 | 0.043578 | 0.043375 | 89.4388 | 109.1234 | 114.7922 | 120.424 | 48.4006 | 47.2788 | 51.6374 | 51.4498
2 | 1 | 1 | 1539.9449 | 1603.9808 | 1661.4054 | 1674.705 | 80 | 63 | 0 | 0 | 0 | 0 | 0 | 0 | 0 | 0 | 0 | 0 | 571.2606 | 560.3949 | 591.5993 | 636.6478 | 0 | 0 | 0 | 0 | -6.6 | 17.5316 | 23.942 | -4.3798 | 0 | 1.986 | 13.3338 | 0 | 895.2843 | 961.0682 | 1032.5303 | 1042.437 | 0.40941 | 0.38749 | 0.36569 | 0.36737 | 366.5349 | 372.4029 | 377.5809 | 382.9578 | 0.095375 | 0.10278 | 0.09923 | 0.10553 | 0.048212 | 0.042779 | 0.043415 | 0.043067 | 85.388 | 98.7751 | 102.4582 | 110.0046 | 43.1634 | 41.1137 | 44.8276 | 44.8948
2 | 1 | 2 | 1473.6994 | 1528.068 | 1575.1897 | 1581.2636 | 80 | 63 | 0 | 0 | 0 | 0 | 0 | 0 | 0 | 0 | 0 | 0 | 602.7819 | 598.8366 | 630.1935 | 674.849 | 0 | 0 | 0 | 0 | -6.6 | 0 | 0 | -7.2978 | -1.4889 | 10.2421 | 4.2889 | 0 | 799.0063 | 855.9893 | 940.7074 | 913.7123 | 0.40877 | 0.38552 | 0.36832 | 0.36522 | 326.6105 | 330.0049 | 346.4814 | 333.7023 | 0.095382 | 0.10276 | 0.09902 | 0.10547 | 0.048091 | 0.042742 | 0.04309 | 0.04286 | 76.2108 | 87.963 | 93.1489 | 96.3665 | 38.425 | 36.5863 | 40.5352 | 39.1615
2 | 1 | 3 | 1437.7333 | 1484.1479 | 1522.6685 | 1522.3358 | 80 | 63 | 0 | 0 | 0 | 0 | 0 | 0 | 0 | 0 | 0 | 0 | 617.9757 | 624.8171 | 654.2211 | 696.5606 | 0 | 0 | 0 | 0 | -6.6 | 4.5355 | -10.0637 | -11.007 | -2.1061 | 4.2889 | 0.83188 | 0 | 748.4637 | 787.5064 | 877.6792 | 836.7822 | 0.40833 | 0.3849 | 0.36884 | 0.36626 | 305.6223 | 303.11 | 323.7244 | 306.4831 | 0.0952 | 0.10277 | 0.099017 | 0.10546 | 0.047915 | 0.042848 | 0.043079 | 0.042817 | 71.2535 | 80.9323 | 86.9052 | 88.2469 | 35.8628 | 33.743 | 37.8095 | 35.8286
2 | 1 | 4 | 1431.4323 | 1472.2246 | 1504.4253 | 1498.8549 | 80 | 63 | 0 | 0 | 0 | 0 | 0 | 0 | 0 | 0 | 0 | 0 | 595.4173 | 599.5607 | 629.4644 | 669.5248 | 0 | 0 | 0 | 0 | -6.6 | 76.7974 | 5.3459 | -19.7188 | -1.8786 | 0 | 0 | 0 | 764.4936 | 732.8666 | 869.615 | 849.0489 | 0.40772 | 0.37892 | 0.36678 | 0.36631 | 311.6963 | 277.6982 | 318.9612 | 311.0119 | 0.095074 | 0.10277 | 0.09902 | 0.10547 | 0.047831 | 0.042854 | 0.043091 | 0.042826 | 72.6837 | 75.3183 | 86.1092 | 89.5471 | 36.5663 | 31.406 | 37.4726 | 36.3614
2 | 1 | 5 | 1474.6512 | 1511.2904 | 1538.3725 | 1527.4703 | 80 | 63 | 0 | 0 | 0 | 0 | 0 | 0 | 0 | 0 | 0 | 0 | 569.3214 | 567.7489 | 598.5539 | 637.4839 | 0 | 0 | 0 | 0 | -6.6 | 4.692 | 0 | -17.4506 | -1.1384 | 4.5627 | 0.97031 | 0 | 833.0682 | 871.2869 | 938.8484 | 907.437 | 0.409 | 0.38297 | 0.36528 | 0.36514 | 340.7263 | 333.6804 | 342.9401 | 331.3458 | 0.094879 | 0.10279 | 0.099022 | 0.10545 | 0.047608 | 0.042903 | 0.043215 | 0.042915 | 79.0407 | 89.557 | 92.9671 | 95.6889 | 39.6608 | 37.3807 | 40.5721 | 38.9423
2 | 1 | 6 | 1605.3035 | 1641.3307 | 1666.7038 | 1651.6629 | 80 | 63 | 0 | 0 | 0 | 0 | 0 | 0 | 0 | 0 | 0 | 0 | 542.6196 | 535.986 | 565.3452 | 605.9673 | 0 | 0 | 0 | 0 | 0 | 67.3099 | 48.3601 | 0 | 0 | 25.7793 | 36.3087 | 0 | 982.6839 | 949.2554 | 1016.6898 | 1045.6956 | 0.4104 | 0.38709 | 0.36491 | 0.36382 | 403.2938 | 367.4512 | 371.0038 | 380.4473 | 0.094756 | 0.10287 | 0.09902 | 0.10543 | 0.047492 | 0.04292 | 0.043351 | 0.043037 | 93.1152 | 97.6493 | 100.6728 | 110.2527 | 46.6693 | 40.7419 | 44.0749 | 45.004
2 | 1 | 7 | 1829.1369 | 1872.443 | 1904.8076 | 1891.7026 | 80 | 63 | 0 | 0 | 0 | 0 | 0 | 0 | 0 | 0 | 0 | 0 | 541.7073 | 540.509 | 567.2594 | 605.0028 | 0 | 0 | 0 | 0 | 0 | 43.802 | 46.794 | 29.6314 | 0 | 17.369 | 25.7751 | 34.99 | 1207.4297 | 1207.7631 | 1264.979 | 1222.0785 | 0.40901 | 0.39641 | 0.37719 | 0.36382 | 493.8483 | 478.7691 | 477.1327 | 444.6193 | 0.094697 | 0.10289 | 0.098985 | 0.10544 | 0.047596 | 0.043203 | 0.043712 | 0.043428 | 114.3398 | 124.2695 | 125.2142 | 128.8544 | 57.4688 | 52.1796 | 55.2946 | 53.0724
2 | 1 | 8 | 1941.5465 | 1989.6123 | 2027.9804 | 2019.4657 | 80 | 63 | 0 | 0 | 0 | 0 | 0 | 0 | 0 | 0 | 0 | 0 | 926.3078 | 954.8123 | 998.9482 | 1050.9728 | 0 | 0 | 0 | 0 | 9.1434 | -18.5367 | -4.7449 | 0 | 0 | -1.2666 | 0 | -3.3391 | 926.0953 | 991.6034 | 1033.7772 | 971.832 | 0.4026 | 0.40314 | 0.38075 | 0.37732 | 372.8492 | 399.759 | 393.611 | 366.688 | 0.095029 | 0.1031 | 0.099074 | 0.10557 | 0.047896 | 0.043202 | 0.04309 | 0.04298 | 88.0055 | 102.236 | 102.4203 | 102.5984 | 44.3561 | 42.839 | 44.5455 | 41.7694
2 | 1 | 9 | 1978.8599 | 2031.5638 | 2076.451 | 2074.589 | 80 | 63 | 0 | 0 | 0 | 0 | 0 | 0 | 0 | 0 | 0 | 0 | 1317.7943 | 1424.0331 | 1521.3686 | 1620.8029 | 0 | 0 | 0 | 0 | -3.516 | -15.6334 | -13.2263 | 76.1809 | -7.0376 | -3.4847 | -3.8079 | -25.2937 | 591.6192 | 563.6489 | 572.1165 | 402.8989 | 0.40979 | 0.40905 | 0.39309 | 0.38587 | 242.4383 | 230.5593 | 224.8905 | 155.4647 | 0.097056 | 0.10465 | 0.10013 | 0.10737 | 0.049551 | 0.046105 | 0.044016 | 0.046392 | 57.4201 | 58.9857 | 57.2836 | 43.2601 | 29.3153 | 25.9869 | 25.1824 | 18.6912
2 | 1 | 10 | 2002.5763 | 2056.029 | 2101.3632 | 2099.1292 | 80 | 63 | 0 | 0 | 0 | 0 | 0 | 0 | 0 | 0 | 0 | 0 | 1522.9617 | 1696.4811 | 1835.5383 | 1975.9542 | 0 | 0 | 0 | 0 | -6.6 | -36.8556 | -11.445 | -104.1343 | -6.9821 | -12.8159 | -19.8889 | -38.3367 | 413.1967 | 346.2195 | 297.1588 | 265.646 | 0.4056 | 0 | 0 | 0 | 167.5945 | 0 | 0 | 0 | 0.098171 | 0.10513 | 0.10062 | 0.10929 | 0.050883 | 0.046667 | 0.046424 | 0.051989 | 40.5639 | 36.3971 | 29.8999 | 29.033 | 21.0247 | 16.1569 | 13.7953 | 13.8107
2 | 1 | 11 | 2014.6228 | 2068.49 | 2113.0433 | 2108.4943 | 80 | 63 | 0 | 0 | 0 | 0 | 0 | 0 | 0 | 0 | 0 | 0 | 1521.7591 | 1733.4287 | 1902.9746 | 2067.7428 | 0 | 0 | 0 | 0 | -6.6 | -89.6684 | -83.9015 | -87.627 | -6.7 | -35.1707 | -40 | -40 | 426.1637 | 396.9003 | 333.9702 | 168.3785 | 0.40256 | 0 | 0 | 0 | 171.556 | 0 | 0 | 0 | 0.098698 | 0.10738 | 0.10037 | 0.10847 | 0.053525 | 0.047967 | 0.046505 | 0.050883 | 42.0616 | 42.6173 | 33.5203 | 18.2646 | 22.8105 | 19.0382 | 15.5313 | 8.5676
2 | 1 | 12 | 2006.8067 | 2061.5451 | 2106.3312 | 2101.1501 | 80 | 63 | 0 | 0 | 0 | 0 | 0 | 0 | 0 | 0 | 0 | 0 | 1628.5391 | 1855.8998 | 2042.4137 | 2220.1832 | 0 | 0 | 0 | 0 | -6.6 | -69.739 | -84.722 | -94.7553 | -5.9162 | -34.2354 | -38.7893 | -40 | 310.7837 | 246.6196 | 187.4288 | 15.7221 | 0.3965 | 0 | 0 | 0 | 123.2262 | 0 | 0 | 0 | 0.099071 | 0.10753 | 0.10029 | 0.10881 | 0.053991 | 0.048073 | 0.046622 | 0.052075 | 30.7896 | 26.5183 | 18.7972 | 1.7108 | 16.7796 | 11.8556 | 8.7383 | 0.81873
2 | 1 | 13 | 1984.9734 | 2043.0715 | 2091.5724 | 2089.6752 | 80 | 63 | 0 | 0 | 0 | 0 | 0 | 0 | 0 | 0 | 0 | 0 | 1642.9766 | 1868.8972 | 2058.0372 | 2238.1407 | 0 | 0 | 0 | 0 | -6.6 | -69.8581 | -84.8002 | -88.3997 | -6.1275 | -34.0686 | -38.7945 | -40 | 274.7243 | 215.101 | 157.13 | -20.0658 | 0.39531 | 0 | 0 | 0 | 108.6014 | 0 | 0 | 0 | 0.098969 | 0.10791 | 0.1017 | 0.10902 | 0.05178 | 0.048178 | 0.048128 | 0.052433 | 27.1893 | 23.211 | 15.9796 | -2.1877 | 14.2252 | 10.3631 | 7.5624 | -1.0521
2 | 1 | 14 | 1976.0902 | 2036.734 | 2088.3218 | 2089.3892 | 80 | 63 | 0 | 0 | 0 | 0 | 0 | 0 | 0 | 0 | 0 | 0 | 1602.6356 | 1819.8243 | 2007.9409 | 2188.334 | 0 | 0 | 0 | 0 | -6.6 | -69.9292 | -85.023 | -86.4 | -5.6262 | -34.1345 | -33.6109 | -40 | 305.6808 | 257.9733 | 199.0148 | 27.4551 | 0.39361 | 0 | 0 | 0 | 120.3197 | 0 | 0 | 0 | 0.098851 | 0.10786 | 0.10064 | 0.11023 | 0.051574 | 0.048578 | 0.046559 | 0.055947 | 30.2169 | 27.8242 | 20.0284 | 3.0265 | 15.7653 | 12.5319 | 9.2659 | 1.536
2 | 1 | 15 | 1945.0929 | 2007.1972 | 2060.6265 | 2063.827 | 80 | 63 | 0 | 0 | 0 | 0 | 0 | 0 | 0 | 0 | 0 | 0 | 1500.2912 | 1684.7512 | 1856.7111 | 2021.1271 | 0 | 0 | 0 | 0 | -6.6 | -70.2144 | -73.0444 | -68.4918 | -5.5515 | -33.729 | -39.7727 | -40 | 376.9533 | 363.3894 | 316.7325 | 151.1917 | 0.39648 | 0 | 0 | 0 | 149.4556 | 0 | 0 | 0 | 0.099071 | 0.1078 | 0.10085 | 0.10978 | 0.051827 | 0.048008 | 0.046437 | 0.054061 | 37.345 | 39.1724 | 31.942 | 16.5973 | 19.5365 | 17.4456 | 14.708 | 8.1736
2 | 1 | 16 | 1943.4564 | 2014.1862 | 2077.449 | 2089.0953 | 80 | 63 | 0 | 0 | 0 | 0 | 0 | 0 | 0 | 0 | 0 | 0 | 1225.6537 | 1360.8685 | 1503.4335 | 1634.46 | 0 | 0 | 0 | 0 | -3.8835 | -4.2695 | -5.2275 | 11.8765 | -4.9731 | -3.5118 | -1.6812 | -38.0919 | 646.6593 | 598.099 | 580.9243 | 480.8507 | 0.40398 | 0 | 0.39996 | 0 | 261.2391 | 0 | 232.3481 | 0 | 0.098376 | 0.10569 | 0.10068 | 0.10845 | 0.050971 | 0.047139 | 0.045199 | 0.04881 | 63.616 | 63.2128 | 58.4862 | 52.1466 | 32.9606 | 28.1939 | 26.2572 | 23.4703
2 | 1 | 17 | 1985.7319 | 2066.3267 | 2140.227 | 2159.7866 | 80 | 63 | 0 | 0 | 0 | 0 | 0 | 0 | 0 | 0 | 0 | 0 | 597.0606 | 631.4404 | 698.1191 | 759.8347 | 0 | 0 | 0 | 0 | -3.2376 | -9.0084 | -4.32 | 8.4846 | 4.46 | -1.6812 | -1.645 | 0 | 1307.4488 | 1382.576 | 1448.0729 | 1391.4673 | 0.4024 | 0.40819 | 0.40418 | 0.39462 | 526.1187 | 564.3521 | 585.2792 | 549.0983 | 0.095803 | 0.10382 | 0.099269 | 0.10562 | 0.048485 | 0.043638 | 0.04283 | 0.043123 | 125.258 | 143.5332 | 143.7481 | 146.9665 | 63.3912 | 60.3326 | 62.0207 | 60.0044
2 | 1 | 18 | 2118.518 | 2211.5377 | 2298.1904 | 2325.4955 | 80 | 63 | 0 | 0 | 0 | 0 | 0 | 0 | 0 | 0 | 0 | 0 | 493.7132 | 485.9653 | 518.2041 | 549.3339 | 0 | 0 | 0 | 0 | 1.0808 | 3.8289 | 3.2517 | 40.4135 | 16.8507 | 17.2013 | 24.8151 | 40 | 1526.8734 | 1641.5422 | 1751.9196 | 1695.7481 | 0.40342 | 0.39939 | 0.39298 | 0.37664 | 615.9648 | 655.6147 | 688.4723 | 638.6845 | 0.094866 | 0.10317 | 0.099874 | 0.10582 | 0.047707 | 0.043166 | 0.044066 | 0.043553 | 144.8482 | 169.3518 | 174.972 | 179.4445 | 72.8419 | 70.8585 | 77.1999 | 73.8557
2 | 1 | 19 | 2227.2792 | 2332.5083 | 2431.8477 | 2467.3355 | 80 | 63 | 0 | 0 | 0 | 0 | 0 | 0 | 0 | 0 | 0 | 0 | 556.3158 | 563.6232 | 594.2676 | 625.646 | 0 | 0 | 0 | 0 | 17.6973 | -1.9066 | 93.9423 | 79.5326 | 10.9491 | 15.8231 | 2.9904 | 40 | 1562.317 | 1691.9686 | 1740.6473 | 1722.157 | 0.41293 | 0.40451 | 0.39736 | 0.38359 | 645.1238 | 684.4164 | 691.6613 | 660.6027 | 0.094754 | 0.10316 | 0.099869 | 0.10578 | 0.047696 | 0.043405 | 0.044173 | 0.04372 | 148.0363 | 174.5445 | 173.8363 | 182.1643 | 74.517 | 73.4398 | 76.8893 | 75.293
2 | 1 | 20 | 2201.6513 | 2305.781 | 2403.7237 | 2438.1217 | 80 | 63 | 0 | 0 | 0 | 0 | 0 | 0 | 0 | 0 | 0 | 0 | 529.9413 | 542.0039 | 568.3374 | 598.7557 | 0 | 0 | 0 | 0 | 13.9373 | 27.3778 | 10.7571 | 106.4405 | 2.3251 | 3.4932 | 12.4937 | 25.6983 | 1575.4476 | 1669.9062 | 1812.1356 | 1707.2272 | 0.4122 | 0.4033 | 0.397 | 0.38296 | 649.4023 | 673.4653 | 719.4092 | 653.8071 | 0.094718 | 0.10318 | 0.099871 | 0.10578 | 0.047658 | 0.043213 | 0.044146 | 0.043628 | 149.2225 | 172.3068 | 180.9795 | 180.5899 | 75.0822 | 72.1621 | 79.9986 | 74.4837
2 | 1 | 21 | 2138.7613 | 2241.0251 | 2337.003 | 2370.6169 | 80 | 63 | 0 | 0 | 0 | 0 | 0 | 0 | 0 | 0 | 0 | 0 | 440.6634 | 448.2422 | 469.6972 | 496.9818 | 0 | 0 | 0 | 0 | 12.1608 | 0 | 21.9869 | 28.8 | 2.4596 | 5.6035 | 6.3052 | 31.6135 | 1603.4774 | 1724.1794 | 1839.0136 | 1813.2216 | 0.40612 | 0.40218 | 0.39602 | 0.38156 | 651.2033 | 693.4234 | 728.2811 | 691.8582 | 0.09463 | 0.10311 | 0.099855 | 0.10575 | 0.047643 | 0.043144 | 0.044055 | 0.043602 | 151.7368 | 177.7878 | 183.6341 | 191.7523 | 76.3951 | 74.3885 | 81.0181 | 79.0594
2 | 1 | 22 | 2011.4041 | 2108.2351 | 2199.0903 | 2231.0238 | 80 | 63 | 0 | 0 | 0 | 0 | 0 | 0 | 0 | 0 | 0 | 0 | 382.1287 | 394.1007 | 410.7358 | 433.7762 | 0 | 0 | 0 | 0 | 14.5894 | 0 | 5.2329 | 28.8 | 0 | 5.8338 | 13.5635 | 31.8325 | 1534.6859 | 1645.3005 | 1769.5581 | 1736.615 | 0.41109 | 0.39872 | 0.39241 | 0.37595 | 630.8995 | 656.0118 | 694.3945 | 652.8777 | 0.094516 | 0.10292 | 0.099753 | 0.10576 | 0.047603 | 0.043037 | 0.043906 | 0.043547 | 145.0531 | 169.3283 | 176.5186 | 183.6635 | 73.055 | 70.8094 | 77.6938 | 75.6248
2 | 1 | 23 | 1839.4757 | 1930.1107 | 2015.4339 | 2046.3892 | 80 | 63 | 0 | 0 | 0 | 0 | 0 | 0 | 0 | 0 | 0 | 0 | 258.7166 | 267.6411 | 275.754 | 295.1498 | 0 | 0 | 0 | 0 | 0 | 87.6582 | 23.942 | 11.1472 | 7.9319 | 7.1662 | 16.6024 | 34.5934 | 1492.8272 | 1504.6453 | 1699.1354 | 1705.4988 | 0.41371 | 0.39663 | 0.38604 | 0.36606 | 617.5986 | 596.7814 | 655.9284 | 624.3104 | 0.094524 | 0.10276 | 0.099596 | 0.10574 | 0.047677 | 0.042817 | 0.04382 | 0.043505 | 141.1076 | 154.6122 | 169.2266 | 180.3314 | 71.1735 | 64.4239 | 74.4554 | 74.1983
2 | 1 | 24 | 1666.202 | 1743.6132 | 1815.351 | 1838.3861 | 80 | 63 | 0 | 0 | 0 | 0 | 0 | 0 | 0 | 0 | 0 | 0 | 107.8596 | 103.3483 | 103.7754 | 120.5764 | 0 | 0 | 0 | 0 | 0 | 5.5201 | 43.0511 | 5.2644 | 0 | 28.1194 | 10.3758 | 3.4234 | 1478.3424 | 1543.6254 | 1658.1488 | 1709.1219 | 0.40639 | 0.39199 | 0.37547 | 0.36382 | 600.7817 | 605.0814 | 622.5824 | 621.8157 | 0.095206 | 0.10275 | 0.099285 | 0.10561 | 0.04814 | 0.042867 | 0.043498 | 0.043317 | 140.7473 | 158.6071 | 164.6286 | 180.5069 | 71.1671 | 66.1704 | 72.1268 | 74.0345
2 | 2 | 1 | 1538.7555 | 1602.7218 | 1660.0786 | 1673.3474 | 80 | 63 | 0 | 0 | 0 | 0 | 0 | 0 | 0 | 0 | 0 | 0 | 67.334 | 59.0226 | 58.5323 | 73.1763 | 0 | 0 | 0 | 0 | -6.6 | 17.5316 | 23.942 | -4.3798 | 0 | 1.986 | 13.3338 | 0 | 1398.0215 | 1461.1815 | 1564.2704 | 1604.5509 | 0.40941 | 0.38749 | 0.36569 | 0.36737 | 572.3586 | 566.191 | 572.0304 | 589.4604 | 0.095375 | 0.10278 | 0.09923 | 0.10553 | 0.048212 | 0.042779 | 0.043415 | 0.043067 | 133.3367 | 150.1749 | 155.2229 | 169.3225 | 67.4013 | 62.5081 | 67.9133 | 69.1034
2 | 2 | 2 | 1474.8188 | 1529.253 | 1576.4384 | 1582.5413 | 80 | 63 | 0 | 0 | 0 | 0 | 0 | 0 | 0 | 0 | 0 | 0 | 55.6708 | 44.9169 | 44.4232 | 58.802 | 0 | 0 | 0 | 0 | -6.6 | 0 | 0 | -7.2978 | -1.4889 | 10.2421 | 4.2889 | 0 | 1347.2369 | 1411.0939 | 1527.7263 | 1531.0371 | 0.40877 | 0.38552 | 0.36832 | 0.36522 | 550.7112 | 544.0113 | 562.6922 | 559.1591 | 0.095382 | 0.10276 | 0.09902 | 0.10547 | 0.048091 | 0.042742 | 0.04309 | 0.04286 | 128.502 | 145.0065 | 151.2755 | 161.474 | 64.79 | 60.3123 | 65.83 | 65.6199
2 | 2 | 3 | 1437.1036 | 1483.4813 | 1521.9661 | 1521.617 | 80 | 63 | 0 | 0 | 0 | 0 | 0 | 0 | 0 | 0 | 0 | 0 | 63.3025 | 52.3964 | 51.5124 | 67.7717 | 0 | 0 | 0 | 0 | -6.6 | 4.5355 | -10.0637 | -11.007 | -2.1061 | 4.2889 | 0.83188 | 0 | 1302.5072 | 1359.2606 | 1479.6856 | 1464.8524 | 0.40833 | 0.3849 | 0.36884 | 0.36626 | 531.8565 | 523.1773 | 545.7692 | 536.5226 | 0.0952 | 0.10277 | 0.099017 | 0.10546 | 0.047915 | 0.042848 | 0.043079 | 0.042817 | 123.9983 | 139.6916 | 146.514 | 154.4832 | 62.4098 | 58.2414 | 63.7433 | 62.7208
2 | 2 | 4 | 1432.5517 | 1473.4097 | 1505.6741 | 1500.1326 | 80 | 63 | 0 | 0 | 0 | 0 | 0 | 0 | 0 | 0 | 0 | 0 | 95.2943 | 93.4842 | 92.8785 | 107.7967 | 0 | 0 | 0 | 0 | -6.6 | 76.7974 | 5.3459 | -19.7188 | -1.8786 | 0 | 0 | 0 | 1265.736 | 1240.1281 | 1407.4496 | 1412.0547 | 0.40772 | 0.37892 | 0.36678 | 0.36631 | 516.0609 | 469.9101 | 516.2305 | 517.2445 | 0.095074 | 0.10277 | 0.09902 | 0.10547 | 0.047831 | 0.042854 | 0.043091 | 0.042826 | 120.3389 | 127.4506 | 139.3656 | 148.926 | 60.5412 | 53.144 | 60.6484 | 60.4728
2 | 2 | 5 | 1478.0095 | 1514.8454 | 1542.1188 | 1531.3035 | 80 | 63 | 0 | 0 | 0 | 0 | 0 | 0 | 0 | 0 | 0 | 0 | 123.0799 | 126.942 | 126.2713 | 141.6712 | 0 | 0 | 0 | 0 | -6.6 | 4.692 | 0 | -17.4506 | -1.1384 | 4.5627 | 0.97031 | 0 | 1282.668 | 1315.6488 | 1414.8772 | 1407.083 | 0.409 | 0.38297 | 0.36528 | 0.36514 | 524.6133 | 503.8596 | 516.8227 | 513.7888 | 0.094879 | 0.10279 | 0.099022 | 0.10545 | 0.047608 | 0.042903 | 0.043215 | 0.042915 | 121.6982 | 135.2316 | 140.1046 | 148.3764 | 61.0654 | 56.4451 | 61.1436 | 60.3843
2 | 2 | 6 | 1610.9006 | 1647.2557 | 1672.9476 | 1658.0516 | 80 | 63 | 0 | 0 | 0 | 0 | 0 | 0 | 0 | 0 | 0 | 0 | 148.3012 | 152.2067 | 151.161 | 170.8771 | 0 | 0 | 0 | 0 | 0 | 67.3099 | 48.3601 | 0 | 0 | 25.7793 | 36.3087 | 0 | 1382.5994 | 1338.9598 | 1437.1177 | 1487.1745 | 0.4104 | 0.38709 | 0.36491 | 0.36382 | 567.4193 | 518.3034 | 524.4236 | 541.0671 | 0.094756 | 0.10287 | 0.09902 | 0.10543 | 0.047492 | 0.04292 | 0.043351 | 0.043037 | 131.0096 | 137.738 | 142.3036 | 156.7999 | 65.662 | 57.468 | 62.301 | 64.0041
2 | 2 | 7 | 1817.9427 | 1860.593 | 1892.3201 | 1878.9252 | 80 | 63 | 0 | 0 | 0 | 0 | 0 | 0 | 0 | 0 | 0 | 0 | 212.6594 | 216.6151 | 217.3947 | 237.8468 | 0 | 0 | 0 | 0 | 0 | 43.802 | 46.794 | 29.6314 | 0 | 17.369 | 25.7751 | 34.99 | 1525.2833 | 1519.8069 | 1602.3563 | 1576.4571 | 0.40901 | 0.39641 | 0.37719 | 0.36382 | 623.8529 | 602.4664 | 604.3868 | 573.5501 | 0.094697 | 0.10289 | 0.098985 | 0.10544 | 0.047596 | 0.043203 | 0.043712 | 0.043428 | 144.4396 | 156.3765 | 158.6096 | 166.2197 | 72.5973 | 65.6609 | 70.042 | 68.4623
2 | 2 | 8 | 1941.4066 | 1989.4642 | 2027.8243 | 2019.306 | 80 | 63 | 0 | 0 | 0 | 0 | 0 | 0 | 0 | 0 | 0 | 0 | 851.53 | 881.2051 | 907.7115 | 948.5072 | 0 | 0 | 0 | 0 | 9.1434 | -18.5367 | -4.7449 | 0 | 0 | -1.2666 | 0 | -3.3391 | 1000.7332 | 1065.0624 | 1124.8578 | 1074.1378 | 0.4026 | 0.40314 | 0.38075 | 0.37732 | 402.8987 | 429.3735 | 428.29 | 405.2897 | 0.095029 | 0.1031 | 0.099074 | 0.10557 | 0.047896 | 0.043202 | 0.04309 | 0.04298 | 95.0982 | 109.8098 | 111.444 | 113.399 | 47.9309 | 46.0125 | 48.4701 | 46.1665
2 | 2 | 9 | 1974.6621 | 2027.1201 | 2071.7682 | 2069.7975 | 80 | 63 | 0 | 0 | 0 | 0 | 0 | 0 | 0 | 0 | 0 | 0 | 1345.4456 | 1453.6394 | 1552.3497 | 1649.2283 | 0 | 0 | 0 | 0 | -3.516 | -15.6334 | -13.2263 | 76.1809 | -7.0376 | -3.4847 | -3.8079 | -25.2937 | 559.7701 | 529.5988 | 536.4526 | 369.6819 | 0.40979 | 0.40905 | 0.39309 | 0.38587 | 229.3869 | 216.6311 | 210.8715 | 142.6474 | 0.097056 | 0.10465 | 0.10013 | 0.10737 | 0.049551 | 0.046105 | 0.044016 | 0.046392 | 54.3289 | 55.4224 | 53.7127 | 39.6935 | 27.7371 | 24.4171 | 23.6126 | 17.1503
2 | 2 | 10 | 1984.9453 | 2037.3652 | 2081.6955 | 2079.0047 | 80 | 63 | 0 | 0 | 0 | 0 | 0 | 0 | 0 | 0 | 0 | 0 | 1671.5054 | 1846.3917 | 2005.2301 | 2150.3981 | 0 | 0 | 0 | 0 | -6.6 | -36.8556 | -11.445 | -104.1343 | -6.9821 | -12.8159 | -19.8889 | -38.3367 | 247.022 | 177.645 | 107.7993 | 71.0776 | 0.4056 | 0 | 0 | 0 | 100.1933 | 0 | 0 | 0 | 0.098171 | 0.10513 | 0.10062 | 0.10929 | 0.050883 | 0.046667 | 0.046424 | 0.051989 | 24.2504 | 18.6753 | 10.8467 | 7.7682 | 12.5693 | 8.2901 | 5.0045 | 3.6953
2 | 2 | 11 | 1985.4478 | 2037.6057 | 2080.4978 | 2075.1931 | 80 | 63 | 0 | 0 | 0 | 0 | 0 | 0 | 0 | 0 | 0 | 0 | 1835.9704 | 2057.2458 | 2257.912 | 2438.2794 | 0 | 0 | 0 | 0 | -6.6 | -89.6684 | -83.9015 | -87.627 | -6.7 | -35.1707 | -40 | -40 | 82.7774 | 42.199 | -53.5127 | -235.4593 | 0.40256 | 0 | 0 | 0 | 33.3228 | 0 | 0 | 0 | 0.098698 | 0.10738 | 0.10037 | 0.10847 | 0.053525 | 0.047967 | 0.046505 | 0.050883 | 8.17 | 4.5311 | -5.371 | -25.5411 | 4.4307 | 2.0242 | -2.4886 | -11.9809
2 | 2 | 12 | 1972.3844 | 2025.1061 | 2067.9322 | 2061.8595 | 80 | 63 | 0 | 0 | 0 | 0 | 0 | 0 | 0 | 0 | 0 | 0 | 1884.8981 | 2135.0327 | 2362.3819 | 2564.5388 | 0 | 0 | 0 | 0 | -6.6 | -69.739 | -84.722 | -94.7553 | -5.9162 | -34.2354 | -38.7893 | -40 | 20.0024 | -68.9522 | -170.9384 | -367.9241 | 0.3965 | 0 | 0 | 0 | 7.931 | 0 | 0 | 0 | 0.099071 | 0.10753 | 0.10029 | 0.10881 | 0.053991 | 0.048073 | 0.046622 | 0.052075 | 1.9817 | -7.4142 | -17.1433 | -40.0347 | 1.08 | -3.3147 | -7.9695 | -19.1597
2 | 2 | 13 | 1936.4883 | 1991.7459 | 2037.4861 | 2034.3329 | 80 | 63 | 0 | 0 | 0 | 0 | 0 | 0 | 0 | 0 | 0 | 0 | 1889.5848 | 2151.5934 | 2394.6173 | 2609.0525 | 0 | 0 | 0 | 0 | -6.6 | -69.8581 | -84.8002 | -88.3997 | -6.1275 | -34.0686 | -38.7945 | -40 | -20.369 | -118.9208 | -233.5365 | -446.3199 | 0.39531 | 0 | 0 | 0 | -8.0521 | 0 | 0 | 0 | 0.098969 | 0.10791 | 0.1017 | 0.10902 | 0.05178 | 0.048178 | 0.048128 | 0.052433 | -2.0159 | -12.8324 | -23.7499 | -48.6597 | -1.0547 | -5.7294 | -11.2397 | -23.4019
2 | 2 | 14 | 1919.6293 | 1976.9652 | 2025.3381 | 2024.943 | 80 | 63 | 0 | 0 | 0 | 0 | 0 | 0 | 0 | 0 | 0 | 0 | 1860.4384 | 2108.7087 | 2340.0712 | 2544.4237 | 0 | 0 | 0 | 0 | -6.6 | -69.9292 | -85.023 | -86.4 | -5.6262 | -34.1345 | -33.6109 | -40 | -8.5829 | -90.6799 | -196.0991 | -393.0807 | 0.39361 | 0 | 0 | 0 | -3.3783 | 0 | 0 | 0 | 0.098851 | 0.10786 | 0.10064 | 0.11023 | 0.051574 | 0.048578 | 0.046559 | 0.055947 | -0.84843 | -9.7805 | -19.735 | -43.3312 | -0.44266 | -4.4051 | -9.1302 | -21.9917
2 | 2 | 15 | 1879.5366 | 1937.8002 | 1987.4967 | 1988.9991 | 80 | 63 | 0 | 0 | 0 | 0 | 0 | 0 | 0 | 0 | 0 | 0 | 1709.9781 | 1919.8143 | 2116.145 | 2290.5191 | 0 | 0 | 0 | 0 | -6.6 | -70.2144 | -73.0444 | -68.4918 | -5.5515 | -33.729 | -39.7727 | -40 | 101.71 | 58.9294 | -15.8312 | -193.0281 | 0.39648 | 0 | 0 | 0 | 40.3263 | 0 | 0 | 0 | 0.099071 | 0.1078 | 0.10085 | 0.10978 | 0.051827 | 0.048008 | 0.046437 | 0.054061 | 10.0765 | 6.3524 | -1.5966 | -21.1899 | 5.2714 | 2.8291 | -0.73515 | -10.4353
2 | 2 | 16 | 1854.6021 | 1920.1262 | 1978.3297 | 1987.6744 | 80 | 63 | 0 | 0 | 0 | 0 | 0 | 0 | 0 | 0 | 0 | 0 | 1378.2892 | 1529.6061 | 1668.9364 | 1795.3466 | 0 | 0 | 0 | 0 | -3.8835 | -4.2695 | -5.2275 | 11.8765 | -4.9731 | -3.5118 | -1.6812 | -38.0919 | 405.1695 | 335.3014 | 316.302 | 218.5433 | 0.40398 | 0 | 0.39996 | 0 | 163.6815 | 0 | 126.509 | 0 | 0.098376 | 0.10569 | 0.10068 | 0.10845 | 0.050971 | 0.047139 | 0.045199 | 0.04881 | 39.8591 | 35.4379 | 31.8446 | 23.7003 | 20.6517 | 15.8058 | 14.2965 | 10.6671
2 | 2 | 17 | 1864.1344 | 1937.6054 | 2004.5818 | 2020.9918 | 80 | 63 | 0 | 0 | 0 | 0 | 0 | 0 | 0 | 0 | 0 | 0 | 527.0748 | 578.3886 | 619.9836 | 666.0339 | 0 | 0 | 0 | 0 | -3.2376 | -9.0084 | -4.32 | 8.4846 | 4.46 | -1.6812 | -1.645 | 0 | 1255.8371 | 1306.9064 | 1390.5632 | 1346.4732 | 0.4024 | 0.40819 | 0.40418 | 0.39462 | 505.3501 | 533.4646 | 562.0351 | 531.3428 | 0.095803 | 0.10382 | 0.099269 | 0.10562 | 0.048485 | 0.043638 | 0.04283 | 0.043123 | 120.3134 | 135.6775 | 138.0392 | 142.2142 | 60.8888 | 57.0305 | 59.5575 | 58.0642
2 | 2 | 18 | 2015.5309 | 2102.5171 | 2183.3056 | 2207.9431 | 80 | 63 | 0 | 0 | 0 | 0 | 0 | 0 | 0 | 0 | 0 | 0 | 144.5201 | 154.351 | 154.5945 | 167.9363 | 0 | 0 | 0 | 0 | 1.0808 | 3.8289 | 3.2517 | 40.4135 | 16.8507 | 17.2013 | 24.8151 | 40 | 1773.0794 | 1864.1358 | 2000.6444 | 1959.5934 | 0.40342 | 0.39939 | 0.39298 | 0.37664 | 715.2882 | 744.5163 | 786.2166 | 738.0589 | 0.094866 | 0.10317 | 0.099874 | 0.10582 | 0.047707 | 0.043166 | 0.044066 | 0.043553 | 168.2048 | 192.316 | 199.8133 | 207.3647 | 84.5875 | 80.4669 | 88.1602 | 85.347
2 | 2 | 19 | 2131.2885 | 2230.8939 | 2324.7676 | 2357.7691 | 80 | 63 | 0 | 0 | 0 | 0 | 0 | 0 | 0 | 0 | 0 | 0 | 158.2389 | 169.7339 | 169.0054 | 184.5151 | 0 | 0 | 0 | 0 | 17.6973 | -1.9066 | 93.9423 | 79.5326 | 10.9491 | 15.8231 | 2.9904 | 40 | 1864.4032 | 1984.2435 | 2058.8294 | 2053.7214 | 0.41293 | 0.40451 | 0.39736 | 0.38359 | 769.8636 | 802.6442 | 818.0937 | 787.7876 | 0.094754 | 0.10316 | 0.099869 | 0.10578 | 0.047696 | 0.043405 | 0.044173 | 0.04372 | 176.6603 | 204.6957 | 205.6127 | 217.2361 | 88.9255 | 86.126 | 90.9443 | 89.7891
2 | 2 | 20 | 2080.8934 | 2177.9484 | 2269.0151 | 2300.2851 | 80 | 63 | 0 | 0 | 0 | 0 | 0 | 0 | 0 | 0 | 0 | 0 | 172.7034 | 187.3432 | 186.6395 | 202.0301 | 0 | 0 | 0 | 0 | 13.9373 | 27.3778 | 10.7571 | 106.4405 | 2.3251 | 3.4932 | 12.4937 | 25.6983 | 1811.9276 | 1896.7342 | 2059.1249 | 1966.1163 | 0.4122 | 0.4033 | 0.397 | 0.38296 | 746.8797 | 764.944 | 817.4628 | 752.9524 | 0.094718 | 0.10318 | 0.099871 | 0.10578 | 0.047658 | 0.043213 | 0.044146 | 0.043628 | 171.6213 | 195.7117 | 205.6465 | 207.9751 | 86.3522 | 81.9641 | 90.9022 | 85.7786
2 | 2 | 21 | 2020.592 | 2115.9327 | 2205.1821 | 2235.7352 | 80 | 63 | 0 | 0 | 0 | 0 | 0 | 0 | 0 | 0 | 0 | 0 | 197.8225 | 217.617 | 216.8329 | 232.6109 | 0 | 0 | 0 | 0 | 12.1608 | 0 | 21.9869 | 28.8 | 2.4596 | 5.6035 | 6.3052 | 31.6135 | 1728.1491 | 1829.7123 | 1960.0571 | 1942.7108 | 0.40612 | 0.40218 | 0.39602 | 0.38156 | 701.8349 | 735.8661 | 776.2164 | 741.2665 | 0.09463 | 0.10311 | 0.099855 | 0.10575 | 0.047643 | 0.043144 | 0.044055 | 0.043602 | 163.5345 | 188.6697 | 195.7208 | 205.4461 | 82.3348 | 78.9417 | 86.3507 | 84.7053
2 | 2 | 22 | 1941.44 | 2034.1721 | 2121.0436 | 2151.1649 | 80 | 63 | 0 | 0 | 0 | 0 | 0 | 0 | 0 | 0 | 0 | 0 | 208.8453 | 228.8214 | 227.5968 | 245.4969 | 0 | 0 | 0 | 0 | 14.5894 | 0 | 5.2329 | 28.8 | 0 | 5.8338 | 13.5635 | 31.8325 | 1638.0053 | 1736.5169 | 1874.6504 | 1845.0354 | 0.41109 | 0.39872 | 0.39241 | 0.37595 | 673.3735 | 692.3815 | 735.6339 | 693.6382 | 0.094516 | 0.10292 | 0.099753 | 0.10576 | 0.047603 | 0.043037 | 0.043906 | 0.043547 | 154.8185 | 178.716 | 187.0018 | 195.13 | 77.9733 | 74.7351 | 82.3079 | 80.3462
2 | 2 | 23 | 1818.4166 | 1907.8178 | 1991.9418 | 2022.3517 | 80 | 63 | 0 | 0 | 0 | 0 | 0 | 0 | 0 | 0 | 0 | 0 | 208.5692 | 226.3525 | 224.6925 | 244.6907 | 0 | 0 | 0 | 0 | 0 | 87.6582 | 23.942 | 11.1472 | 7.9319 | 7.1662 | 16.6024 | 34.5934 | 1521.9155 | 1523.6409 | 1726.7049 | 1731.9204 | 0.41371 | 0.39663 | 0.38604 | 0.36606 | 629.6327 | 604.3156 | 666.5712 | 633.9822 | 0.094524 | 0.10276 | 0.099596 | 0.10574 | 0.047677 | 0.042817 | 0.04382 | 0.043505 | 143.8571 | 156.5641 | 171.9724 | 183.1251 | 72.5603 | 65.2372 | 75.6635 | 75.3478
2 | 2 | 24 | 1676.9764 | 1755.0189 | 1827.3702 | 1850.6844 | 80 | 63 | 0 | 0 | 0 | 0 | 0 | 0 | 0 | 0 | 0 | 0 | 201.1331 | 216.0562 | 214.1502 | 235.3337 | 0 | 0 | 0 | 0 | 0 | 5.5201 | 43.0511 | 5.2644 | 0 | 28.1194 | 10.3758 | 3.4234 | 1395.8434 | 1442.3232 | 1559.7932 | 1606.6629 | 0.40639 | 0.39199 | 0.37547 | 0.36382 | 567.255 | 565.3722 | 585.653 | 584.5389 | 0.095206 | 0.10275 | 0.099285 | 0.10561 | 0.04814 | 0.042867 | 0.043498 | 0.043317 | 132.8929 | 148.1984 | 154.8634 | 169.6858 | 67.1956 | 61.8279 | 67.8485 | 69.5963
2 | 3 | 1 | 1550.2996 | 1614.9422 | 1672.9563 | 1686.5242 | 80 | 63 | 0 | 0 | 0 | 0 | 0 | 0 | 0 | 0 | 0 | 0 | 202.1493 | 215.0962 | 212.7308 | 236.1277 | 0 | 0 | 0 | 0 | -6.6 | 17.5316 | 23.942 | -4.3798 | 0 | 1.986 | 13.3338 | 0 | 1274.7503 | 1317.3283 | 1422.9497 | 1454.7762 | 0.40941 | 0.38749 | 0.36569 | 0.36737 | 521.8906 | 510.4495 | 520.3515 | 534.438 | 0.095375 | 0.10278 | 0.09923 | 0.10553 | 0.048212 | 0.042779 | 0.043415 | 0.043067 | 121.5797 | 135.3902 | 141.1996 | 153.5173 | 61.4581 | 56.3541 | 61.7778 | 62.6531
2 | 3 | 2 | 1474.1192 | 1528.5124 | 1575.658 | 1581.7427 | 80 | 63 | 0 | 0 | 0 | 0 | 0 | 0 | 0 | 0 | 0 | 0 | 206.0079 | 217.41 | 214.5612 | 240.2873 | 0 | 0 | 0 | 0 | -6.6 | 0 | 0 | -7.2978 | -1.4889 | 10.2421 | 4.2889 | 0 | 1196.2002 | 1237.8602 | 1356.8079 | 1348.7533 | 0.40877 | 0.38552 | 0.36832 | 0.36522 | 488.9718 | 477.2255 | 499.7395 | 492.5861 | 0.095382 | 0.10276 | 0.09902 | 0.10547 | 0.048091 | 0.042742 | 0.04309 | 0.04286 | 114.0959 | 127.2047 | 134.3512 | 142.249 | 57.5265 | 52.9081 | 58.4651 | 57.8072
2 | 3 | 3 | 1435.0047 | 1481.2594 | 1519.6247 | 1519.2213 | 80 | 63 | 0 | 0 | 0 | 0 | 0 | 0 | 0 | 0 | 0 | 0 | 212.7432 | 227.4656 | 225.0171 | 248.8146 | 0 | 0 | 0 | 0 | -6.6 | 4.5355 | -10.0637 | -11.007 | -2.1061 | 4.2889 | 0.83188 | 0 | 1150.9676 | 1181.9694 | 1303.8394 | 1281.4137 | 0.40833 | 0.3849 | 0.36884 | 0.36626 | 469.9779 | 454.9382 | 480.9099 | 469.3357 | 0.0952 | 0.10277 | 0.099017 | 0.10546 | 0.047915 | 0.042848 | 0.043079 | 0.042817 | 109.5717 | 121.4714 | 129.1023 | 135.1377 | 55.1488 | 50.6449 | 56.168 | 54.8665
2 | 3 | 4 | 1417.0197 | 1456.9677 | 1488.3477 | 1482.404 | 80 | 63 | 0 | 0 | 0 | 0 | 0 | 0 | 0 | 0 | 0 | 0 | 235.3784 | 255.5993 | 253.2418 | 276.6005 | 0 | 0 | 0 | 0 | -6.6 | 76.7974 | 5.3459 | -19.7188 | -1.8786 | 0 | 0 | 0 | 1110.1199 | 1061.571 | 1229.76 | 1225.5223 | 0.40772 | 0.37892 | 0.36678 | 0.36631 | 452.6137 | 402.2511 | 451.0567 | 448.9165 | 0.095074 | 0.10277 | 0.09902 | 0.10547 | 0.047831 | 0.042854 | 0.043091 | 0.042826 | 105.5439 | 109.0999 | 121.7708 | 129.2528 | 53.0979 | 45.4921 | 52.9916 | 52.4843
2 | 3 | 5 | 1429.5244 | 1463.5198 | 1488.0324 | 1475.9613 | 80 | 63 | 0 | 0 | 0 | 0 | 0 | 0 | 0 | 0 | 0 | 0 | 232.0388 | 249.9769 | 247.275 | 272.2933 | 0 | 0 | 0 | 0 | -6.6 | 4.692 | 0 | -17.4506 | -1.1384 | 4.5627 | 0.97031 | 0 | 1125.224 | 1141.2883 | 1239.7871 | 1221.1186 | 0.409 | 0.38297 | 0.36528 | 0.36514 | 460.2185 | 437.084 | 452.8663 | 445.8849 | 0.094879 | 0.10279 | 0.099022 | 0.10545 | 0.047608 | 0.042903 | 0.043215 | 0.042915 | 106.7601 | 117.3096 | 122.7667 | 128.7665 | 53.5698 | 48.9646 | 53.5771 | 52.4038
2 | 3 | 6 | 1477.4792 | 1506.0177 | 1524.1125 | 1505.7606 | 80 | 63 | 0 | 0 | 0 | 0 | 0 | 0 | 0 | 0 | 0 | 0 | 187.4732 | 193.1114 | 189.9288 | 217.2631 | 0 | 0 | 0 | 0 | 0 | 67.3099 | 48.3601 | 0 | 0 | 25.7793 | 36.3087 | 0 | 1210.006 | 1156.8171 | 1249.5149 | 1288.4975 | 0.4104 | 0.38709 | 0.36491 | 0.36382 | 496.5869 | 447.7971 | 455.9649 | 468.784 | 0.094756 | 0.10287 | 0.09902 | 0.10543 | 0.047492 | 0.04292 | 0.043351 | 0.043037 | 114.6554 | 119.0011 | 123.7272 | 135.8524 | 57.4652 | 49.6505 | 54.1681 | 55.4536
2 | 3 | 7 | 1543.8235 | 1570.4144 | 1586.5331 | 1566.0379 | 80 | 63 | 0 | 0 | 0 | 0 | 0 | 0 | 0 | 0 | 0 | 0 | 215.8841 | 218.4583 | 215.2121 | 242.8608 | 0 | 0 | 0 | 0 | 0 | 43.802 | 46.794 | 29.6314 | 0 | 17.369 | 25.7751 | 34.99 | 1247.9394 | 1227.785 | 1298.7519 | 1258.5557 | 0.40901 | 0.39641 | 0.37719 | 0.36382 | 510.4171 | 486.706 | 489.8714 | 457.8906 | 0.094697 | 0.10289 | 0.098985 | 0.10544 | 0.047596 | 0.043203 | 0.043712 | 0.043428 | 118.176 | 126.3297 | 128.5572 | 132.7005 | 59.3969 | 53.0446 | 56.7709 | 54.6565
2 | 3 | 8 | 1572.4862 | 1598.9303 | 1616.2841 | 1598.2099 | 80 | 63 | 0 | 0 | 0 | 0 | 0 | 0 | 0 | 0 | 0 | 0 | 857.811 | 889.2211 | 913.6033 | 960.9699 | 0 | 0 | 0 | 0 | 9.1434 | -18.5367 | -4.7449 | 0 | 0 | -1.2666 | 0 | -3.3391 | 625.5319 | 666.5126 | 707.4257 | 640.5791 | 0.4026 | 0.40314 | 0.38075 | 0.37732 | 251.8413 | 268.7006 | 269.3526 | 241.7009 | 0.095029 | 0.1031 | 0.099074 | 0.10557 | 0.047896 | 0.043202 | 0.04309 | 0.04298 | 59.4434 | 68.7186 | 70.0874 | 67.6273 | 29.9604 | 28.7945 | 30.483 | 27.5321
2 | 3 | 9 | 1680.4633 | 1715.6854 | 1743.5818 | 1733.9907 | 80 | 63 | 0 | 0 | 0 | 0 | 0 | 0 | 0 | 0 | 0 | 0 | 1357.9582 | 1476.8942 | 1585.1707 | 1698.4246 | 0 | 0 | 0 | 0 | -3.516 | -15.6334 | -13.2263 | 76.1809 | -7.0376 | -3.4847 | -3.8079 | -25.2937 | 253.0586 | 194.9094 | 175.4452 | -15.3212 | 0.40979 | 0.40905 | 0.39309 | 0.38587 | 103.7003 | 79.7272 | 68.9649 | -5.9119 | 0.097056 | 0.10465 | 0.10013 | 0.10737 | 0.049551 | 0.046105 | 0.044016 | 0.046392 | 24.5608 | 20.3972 | 17.5666 | -1.6451 | 12.5393 | 8.9863 | 7.7224 | -0.71078
2 | 3 | 10 | 1703.34 | 1739.2619 | 1767.5575 | 1757.5725 | 80 | 63 | 0 | 0 | 0 | 0 | 0 | 0 | 0 | 0 | 0 | 0 | 1627.3479 | 1814.3497 | 1988.341 | 2153.1475 | 0 | 0 | 0 | 0 | -6.6 | -36.8556 | -11.445 | -104.1343 | -6.9821 | -12.8159 | -19.8889 | -38.3367 | 9.5742 | -88.4163 | -189.4497 | -253.104 | 0.4056 | 0 | 0 | 0 | 3.8833 | 0 | 0 | 0 | 0.098171 | 0.10513 | 0.10062 | 0.10929 | 0.050883 | 0.046667 | 0.046424 | 0.051989 | 0.93991 | -9.295 | -19.0623 | -27.6623 | 0.48717 | -4.1261 | -8.795 | -13.1587
2 | 3 | 11 | 1715.3166 | 1751.6487 | 1779.1595 | 1766.8578 | 80 | 63 | 0 | 0 | 0 | 0 | 0 | 0 | 0 | 0 | 0 | 0 | 1772.6305 | 2006.1091 | 2222.9371 | 2421.3409 | 0 | 0 | 0 | 0 | -6.6 | -89.6684 | -83.9015 | -87.627 | -6.7 | -35.1707 | -40 | -40 | -124.0138 | -192.6213 | -319.8761 | -526.8561 | 0.40256 | 0 | 0 | 0 | -49.9229 | 0 | 0 | 0 | 0.098698 | 0.10738 | 0.10037 | 0.10847 | 0.053525 | 0.047967 | 0.046505 | 0.050883 | -12.2399 | -20.6828 | -32.1057 | -57.1499 | -6.6379 | -9.2395 | -14.8759 | -26.808
2 | 3 | 12 | 1699.6645 | 1736.4088 | 1763.7062 | 1750.5694 | 80 | 63 | 0 | 0 | 0 | 0 | 0 | 0 | 0 | 0 | 0 | 0 | 1807.8986 | 2062.4799 | 2298.8985 | 2512.558 | 0 | 0 | 0 | 0 | -6.6 | -69.739 | -84.722 | -94.7553 | -5.9162 | -34.2354 | -38.7893 | -40 | -175.7179 | -285.0968 | -411.681 | -627.2333 | 0.3965 | 0 | 0 | 0 | -69.6724 | 0 | 0 | 0 | 0.099071 | 0.10753 | 0.10029 | 0.10881 | 0.053991 | 0.048073 | 0.046622 | 0.052075 | -17.4085 | -30.6556 | -41.2873 | -68.2508 | -9.4872 | -13.7053 | -19.1935 | -32.6633
2 | 3 | 13 | 1673.6334 | 1713.4914 | 1744.2646 | 1734.3029 | 80 | 63 | 0 | 0 | 0 | 0 | 0 | 0 | 0 | 0 | 0 | 0 | 1840.26 | 2097.9465 | 2337.5339 | 2553.4186 | 0 | 0 | 0 | 0 | -6.6 | -69.8581 | -84.8002 | -88.3997 | -6.1275 | -34.0686 | -38.7945 | -40 | -233.8991 | -343.5283 | -469.6745 | -690.7159 | 0.39531 | 0 | 0 | 0 | -92.4628 | 0 | 0 | 0 | 0.098969 | 0.10791 | 0.1017 | 0.10902 | 0.05178 | 0.048178 | 0.048128 | 0.052433 | -23.1488 | -37.0692 | -47.7643 | -75.3048 | -12.1112 | -16.5505 | -22.6046 | -36.2163
2 | 3 | 14 | 1644.4607 | 1685.6756 | 1718.3804 | 1710.8578 | 80 | 63 | 0 | 0 | 0 | 0 | 0 | 0 | 0 | 0 | 0 | 0 | 1833.4494 | 2080.688 | 2310.0911 | 2516.7974 | 0 | 0 | 0 | 0 | -6.6 | -69.9292 | -85.023 | -86.4 | -5.6262 | -34.1345 | -33.6109 | -40 | -256.7626 | -353.9487 | -473.0767 | -679.5395 | 0.39361 | 0 | 0 | 0 | -101.0649 | 0 | 0 | 0 | 0.098851 | 0.10786 | 0.10064 | 0.11023 | 0.051574 | 0.048578 | 0.046559 | 0.055947 | -25.3813 | -38.1758 | -47.6093 | -74.909 | -13.2424 | -17.1942 | -22.026 | -38.0183
2 | 3 | 15 | 1620.3898 | 1663.4711 | 1698.4117 | 1693.2017 | 80 | 63 | 0 | 0 | 0 | 0 | 0 | 0 | 0 | 0 | 0 | 0 | 1659.3579 | 1872.127 | 2068.3372 | 2246.6168 | 0 | 0 | 0 | 0 | -6.6 | -70.2144 | -73.0444 | -68.4918 | -5.5515 | -33.729 | -39.7727 | -40 | -106.8166 | -167.7124 | -257.1084 | -444.9233 | 0.39648 | 0 | 0 | 0 | -42.351 | 0 | 0 | 0 | 0.099071 | 0.1078 | 0.10085 | 0.10978 | 0.051827 | 0.048008 | 0.046437 | 0.054061 | -10.5824 | -18.079 | -25.929 | -48.842 | -5.536 | -8.0516 | -11.9393 | -24.053
2 | 3 | 16 | 1608.8184 | 1659.9431 | 1704.1516 | 1707.13 | 80 | 63 | 0 | 0 | 0 | 0 | 0 | 0 | 0 | 0 | 0 | 0 | 1350.1618 | 1507.173 | 1650.6497 | 1784.2319 | 0 | 0 | 0 | 0 | -3.8835 | -4.2695 | -5.2275 | 11.8765 | -4.9731 | -3.5118 | -1.6812 | -38.0919 | 187.5132 | 97.5514 | 60.4106 | -50.8865 | 0.40398 | 0 | 0.39996 | 0 | 75.7521 | 0 | 24.162 | 0 | 0.098376 | 0.10569 | 0.10068 | 0.10845 | 0.050971 | 0.047139 | 0.045199 | 0.04881 | 18.4469 | 10.3102 | 6.082 | -5.5185 | 9.5577 | 4.5985 | 2.7305 | -2.4838
2 | 3 | 17 | 1633.3929 | 1693.3458 | 1747.1838 | 1757.617 | 80 | 63 | 0 | 0 | 0 | 0 | 0 | 0 | 0 | 0 | 0 | 0 | 518.1143 | 574.6638 | 621.1494 | 674.4153 | 0 | 0 | 0 | 0 | -3.2376 | -9.0084 | -4.32 | 8.4846 | 4.46 | -1.6812 | -1.645 | 0 | 1034.0562 | 1066.3716 | 1131.9994 | 1074.7171 | 0.4024 | 0.40819 | 0.40418 | 0.39462 | 416.1052 | 435.281 | 457.5293 | 424.1029 | 0.095803 | 0.10382 | 0.099269 | 0.10562 | 0.048485 | 0.043638 | 0.04283 | 0.043123 | 99.0661 | 110.7062 | 112.3719 | 113.5114 | 50.1359 | 46.5341 | 48.4833 | 46.3452
2 | 3 | 18 | 1785.839 | 1859.3685 | 1927.0783 | 1945.7663 | 80 | 63 | 0 | 0 | 0 | 0 | 0 | 0 | 0 | 0 | 0 | 0 | 152.3 | 163.1512 | 163.1917 | 178.1739 | 0 | 0 | 0 | 0 | 1.0808 | 3.8289 | 3.2517 | 40.4135 | 16.8507 | 17.2013 | 24.8151 | 40 | 1535.6076 | 1612.187 | 1735.8199 | 1687.1789 | 0.40342 | 0.39939 | 0.39298 | 0.37664 | 619.4883 | 643.8906 | 682.1454 | 635.457 | 0.094866 | 0.10317 | 0.099874 | 0.10582 | 0.047707 | 0.043166 | 0.044066 | 0.043553 | 145.6768 | 166.3234 | 173.3641 | 178.5377 | 73.2586 | 69.5913 | 76.4905 | 73.4824
2 | 3 | 19 | 1963.3748 | 2053.1429 | 2137.4555 | 2166.1076 | 80 | 63 | 0 | 0 | 0 | 0 | 0 | 0 | 0 | 0 | 0 | 0 | 149.8444 | 159.7357 | 159.0579 | 174.3234 | 0 | 0 | 0 | 0 | 17.6973 | -1.9066 | 93.9423 | 79.5326 | 10.9491 | 15.8231 | 2.9904 | 40 | 1704.884 | 1816.4907 | 1881.4648 | 1872.2517 | 0.41293 | 0.40451 | 0.39736 | 0.38359 | 703.9937 | 734.7867 | 747.6164 | 718.1776 | 0.094754 | 0.10316 | 0.099869 | 0.10578 | 0.047696 | 0.043405 | 0.044173 | 0.04372 | 161.5452 | 187.3902 | 187.8995 | 198.0409 | 81.317 | 78.8447 | 83.1096 | 81.8552
2 | 3 | 20 | 1932.4297 | 2020.7868 | 2103.4 | 2130.8245 | 80 | 63 | 0 | 0 | 0 | 0 | 0 | 0 | 0 | 0 | 0 | 0 | 151.6076 | 161.2037 | 160.3978 | 176.2809 | 0 | 0 | 0 | 0 | 13.9373 | 27.3778 | 10.7571 | 106.4405 | 2.3251 | 3.4932 | 12.4937 | 25.6983 | 1684.5597 | 1765.7121 | 1919.7515 | 1822.4048 | 0.4122 | 0.4033 | 0.397 | 0.38296 | 694.3785 | 712.1034 | 762.1322 | 697.916 | 0.094718 | 0.10318 | 0.099871 | 0.10578 | 0.047658 | 0.043213 | 0.044146 | 0.043628 | 159.5573 | 182.1924 | 191.7272 | 192.7734 | 80.2822 | 76.3022 | 84.7494 | 79.5087
2 | 3 | 21 | 1882.9028 | 1970.1769 | 2051.5861 | 2078.5728 | 80 | 63 | 0 | 0 | 0 | 0 | 0 | 0 | 0 | 0 | 0 | 0 | 161.5359 | 173.3826 | 172.5848 | 188.4286 | 0 | 0 | 0 | 0 | 12.1608 | 0 | 21.9869 | 28.8 | 2.4596 | 5.6035 | 6.3052 | 31.6135 | 1626.7465 | 1728.1908 | 1850.7092 | 1829.7307 | 0.40612 | 0.40218 | 0.39602 | 0.38156 | 660.6533 | 695.0367 | 732.9128 | 698.1575 | 0.09463 | 0.10311 | 0.099855 | 0.10575 | 0.047643 | 0.043144 | 0.044055 | 0.043602 | 153.9387 | 178.2014 | 184.802 | 193.4982 | 77.5037 | 74.5616 | 81.5334 | 79.7792
2 | 3 | 22 | 1818.5132 | 1904.0435 | 1983.9156 | 2010.8527 | 80 | 63 | 0 | 0 | 0 | 0 | 0 | 0 | 0 | 0 | 0 | 0 | 170.5098 | 184.853 | 184.17 | 199.4609 | 0 | 0 | 0 | 0 | 14.5894 | 0 | 5.2329 | 28.8 | 0 | 5.8338 | 13.5635 | 31.8325 | 1553.4141 | 1650.3567 | 1780.9491 | 1750.7593 | 0.41109 | 0.39872 | 0.39241 | 0.37595 | 638.5985 | 658.0278 | 698.8645 | 658.1952 | 0.094516 | 0.10292 | 0.099753 | 0.10576 | 0.047603 | 0.043037 | 0.043906 | 0.043547 | 146.8232 | 169.8487 | 177.6548 | 185.1594 | 73.9465 | 71.027 | 78.1939 | 76.2407
2 | 3 | 23 | 1707.7334 | 1790.6502 | 1868.4719 | 1896.0149 | 80 | 63 | 0 | 0 | 0 | 0 | 0 | 0 | 0 | 0 | 0 | 0 | 178.5357 | 194.627 | 193.9421 | 209.2422 | 0 | 0 | 0 | 0 | 0 | 87.6582 | 23.942 | 11.1472 | 7.9319 | 7.1662 | 16.6024 | 34.5934 | 1441.2658 | 1438.1988 | 1633.9854 | 1641.032 | 0.41371 | 0.39663 | 0.38604 | 0.36606 | 596.2671 | 570.427 | 630.7781 | 600.7119 | 0.094524 | 0.10276 | 0.099596 | 0.10574 | 0.047677 | 0.042817 | 0.04382 | 0.043505 | 136.2338 | 147.7844 | 162.7379 | 173.515 | 68.7152 | 61.5789 | 71.6006 | 71.3937
2 | 3 | 24 | 1585.6034 | 1658.2927 | 1725.4412 | 1746.3886 | 80 | 63 | 0 | 0 | 0 | 0 | 0 | 0 | 0 | 0 | 0 | 0 | 180.5973 | 196.7901 | 196.0469 | 211.6274 | 0 | 0 | 0 | 0 | 0 | 5.5201 | 43.0511 | 5.2644 | 0 | 28.1194 | 10.3758 | 3.4234 | 1325.0061 | 1364.8631 | 1475.9674 | 1526.0734 | 0.40639 | 0.39199 | 0.37547 | 0.36382 | 538.4675 | 535.0088 | 554.1791 | 555.2187 | 0.095206 | 0.10275 | 0.099285 | 0.10561 | 0.04814 | 0.042867 | 0.043498 | 0.043317 | 126.1488 | 140.2394 | 146.5408 | 161.1744 | 63.7855 | 58.5074 | 64.2022 | 66.1054
2 | 4 | 1 | 1485.4429 | 1546.2858 | 1600.607 | 1612.4949 | 80 | 63 | 0 | 0 | 0 | 0 | 0 | 0 | 0 | 0 | 0 | 0 | 186.8597 | 202.989 | 201.9504 | 218.9542 | 0 | 0 | 0 | 0 | -6.6 | 17.5316 | 23.942 | -4.3798 | 0 | 1.986 | 13.3338 | 0 | 1225.1832 | 1260.7792 | 1361.3807 | 1397.9205 | 0.40941 | 0.38749 | 0.36569 | 0.36737 | 501.5975 | 488.5374 | 497.8366 | 513.551 | 0.095375 | 0.10278 | 0.09923 | 0.10553 | 0.048212 | 0.042779 | 0.043415 | 0.043067 | 116.8522 | 129.5783 | 135.0901 | 147.5176 | 59.0684 | 53.935 | 59.1047 | 60.2045
2 | 4 | 2 | 1421.4363 | 1472.743 | 1516.8888 | 1521.6089 | 80 | 63 | 0 | 0 | 0 | 0 | 0 | 0 | 0 | 0 | 0 | 0 | 192.3201 | 207.863 | 206.4576 | 225.229 | 0 | 0 | 0 | 0 | -6.6 | 0 | 0 | -7.2978 | -1.4889 | 10.2421 | 4.2889 | 0 | 1157.205 | 1191.6378 | 1306.1423 | 1303.6777 | 0.40877 | 0.38552 | 0.36832 | 0.36522 | 473.0317 | 459.4056 | 481.0784 | 476.1238 | 0.095382 | 0.10276 | 0.09902 | 0.10547 | 0.048091 | 0.042742 | 0.04309 | 0.04286 | 110.3764 | 122.4548 | 129.3343 | 137.495 | 55.6511 | 50.9325 | 56.2819 | 55.8753
2 | 4 | 3 | 1368.9586 | 1411.344 | 1445.9486 | 1443.8344 | 80 | 63 | 0 | 0 | 0 | 0 | 0 | 0 | 0 | 0 | 0 | 0 | 194.4198 | 206.9957 | 204.9845 | 226.9939 | 0 | 0 | 0 | 0 | -6.6 | 4.5355 | -10.0637 | -11.007 | -2.1061 | 4.2889 | 0.83188 | 0 | 1103.2449 | 1132.5239 | 1250.196 | 1227.8476 | 0.40833 | 0.3849 | 0.36884 | 0.36626 | 450.4912 | 435.9067 | 461.1239 | 449.7163 | 0.0952 | 0.10277 | 0.099017 | 0.10546 | 0.047915 | 0.042848 | 0.043079 | 0.042817 | 105.0285 | 116.3898 | 123.7907 | 129.4887 | 52.8622 | 48.5262 | 53.8571 | 52.5729
2 | 4 | 4 | 1352.233 | 1388.3854 | 1416.0765 | 1408.4546 | 80 | 63 | 0 | 0 | 0 | 0 | 0 | 0 | 0 | 0 | 0 | 0 | 198.7872 | 206.2923 | 204.1263 | 230.5252 | 0 | 0 | 0 | 0 | -6.6 | 76.7974 | 5.3459 | -19.7188 | -1.8786 | 0 | 0 | 0 | 1081.9243 | 1042.2957 | 1206.6042 | 1197.6482 | 0.40772 | 0.37892 | 0.36678 | 0.36631 | 441.1179 | 394.9473 | 442.5635 | 438.706 | 0.095074 | 0.10277 | 0.09902 | 0.10547 | 0.047831 | 0.042854 | 0.043091 | 0.042826 | 102.8632 | 107.119 | 119.4779 | 126.313 | 51.7493 | 44.6661 | 51.9938 | 51.2906
2 | 4 | 5 | 1354.9427 | 1384.5687 | 1404.8346 | 1390.8317 | 80 | 63 | 0 | 0 | 0 | 0 | 0 | 0 | 0 | 0 | 0 | 0 | 207.2932 | 207.6489 | 206.7368 | 237.4509 | 0 | 0 | 0 | 0 | -6.6 | 4.692 | 0 | -17.4506 | -1.1384 | 4.5627 | 0.97031 | 0 | 1075.388 | 1104.6652 | 1197.1275 | 1170.8313 | 0.409 | 0.38297 | 0.36528 | 0.36514 | 439.8354 | 423.0583 | 437.2837 | 427.5228 | 0.094879 | 0.10279 | 0.099022 | 0.10545 | 0.047608 | 0.042903 | 0.043215 | 0.042915 | 102.0317 | 113.5452 | 118.5425 | 123.4638 | 51.1972 | 47.3933 | 51.7336 | 50.2457
2 | 4 | 6 | 1387.2955 | 1410.5505 | 1423.5103 | 1402.8224 | 80 | 63 | 0 | 0 | 0 | 0 | 0 | 0 | 0 | 0 | 0 | 0 | 226.7268 | 223.4277 | 224.5712 | 257.7852 | 0 | 0 | 0 | 0 | 0 | 67.3099 | 48.3601 | 0 | 0 | 25.7793 | 36.3087 | 0 | 1080.5687 | 1031.0337 | 1114.2703 | 1145.0372 | 0.4104 | 0.38709 | 0.36491 | 0.36382 | 443.4658 | 399.1071 | 406.6123 | 416.59 | 0.094756 | 0.10287 | 0.09902 | 0.10543 | 0.047492 | 0.04292 | 0.043351 | 0.043037 | 102.3904 | 106.0618 | 110.3352 | 120.7267 | 51.3181 | 44.2519 | 48.3051 | 49.2794
2 | 4 | 7 | 1430.5518 | 1450.5065 | 1460.1755 | 1436.7463 | 80 | 63 | 0 | 0 | 0 | 0 | 0 | 0 | 0 | 0 | 0 | 0 | 274.5507 | 267.4875 | 269.8278 | 304.2546 | 0 | 0 | 0 | 0 | 0 | 43.802 | 46.794 | 29.6314 | 0 | 17.369 | 25.7751 | 34.99 | 1076.0011 | 1058.8479 | 1117.7786 | 1067.8704 | 0.40901 | 0.39641 | 0.37719 | 0.36382 | 440.0929 | 419.7377 | 421.6107 | 388.515 | 0.094697 | 0.10289 | 0.098985 | 0.10544 | 0.047596 | 0.043203 | 0.043712 | 0.043428 | 101.8939 | 108.9473 | 110.6435 | 112.5949 | 51.2133 | 45.7459 | 48.8602 | 46.3754
2 | 4 | 8 | 1460.054 | 1479.9112 | 1490.863 | 1469.8766 | 80 | 63 | 0 | 0 | 0 | 0 | 0 | 0 | 0 | 0 | 0 | 0 | 913.2047 | 937.2636 | 965.1351 | 1021.2973 | 0 | 0 | 0 | 0 | 9.1434 | -18.5367 | -4.7449 | 0 | 0 | -1.2666 | 0 | -3.3391 | 457.7059 | 499.4509 | 530.4728 | 451.9183 | 0.4026 | 0.40314 | 0.38075 | 0.37732 | 184.274 | 201.3507 | 201.9777 | 170.5161 | 0.095029 | 0.1031 | 0.099074 | 0.10557 | 0.047896 | 0.043202 | 0.04309 | 0.04298 | 43.4951 | 51.4943 | 52.556 | 47.71 | 21.9222 | 21.5771 | 22.8581 | 19.4235
2 | 4 | 9 | 1542.914 | 1570.0777 | 1590.142 | 1576.988 | 80 | 63 | 0 | 0 | 0 | 0 | 0 | 0 | 0 | 0 | 0 | 0 | 1418.7124 | 1528.7467 | 1635.322 | 1755.6192 | 0 | 0 | 0 | 0 | -3.516 | -15.6334 | -13.2263 | 76.1809 | -7.0376 | -3.4847 | -3.8079 | -25.2937 | 54.7551 | -2.5509 | -28.1459 | -229.5185 | 0.40979 | 0.40905 | 0.39309 | 0.38587 | 22.438 | -1.0434 | -11.0637 | -88.5632 | 0.097056 | 0.10465 | 0.10013 | 0.10737 | 0.049551 | 0.046105 | 0.044016 | 0.046392 | 5.3143 | -0.26695 | -2.8181 | -24.6439 | 2.7132 | -0.11761 | -1.2389 | -10.6478
2 | 4 | 10 | 1589.3686 | 1618.6133 | 1640.4194 | 1627.4823 | 80 | 63 | 0 | 0 | 0 | 0 | 0 | 0 | 0 | 0 | 0 | 0 | 1708.0465 | 1889.1775 | 2058.9892 | 2229.6874 | 0 | 0 | 0 | 0 | -6.6 | -36.8556 | -11.445 | -104.1343 | -6.9821 | -12.8159 | -19.8889 | -38.3367 | -185.0958 | -283.8927 | -387.236 | -459.7342 | 0.4056 | 0 | 0 | 0 | -75.0757 | 0 | 0 | 0 | 0.098171 | 0.10513 | 0.10062 | 0.10929 | 0.050883 | 0.046667 | 0.046424 | 0.051989 | -18.171 | -29.8449 | -38.9634 | -50.2454 | -9.4183 | -13.2483 | -17.977 | -23.9012
2 | 4 | 11 | 1614.7083 | 1645.1462 | 1666.9283 | 1652.0207 | 80 | 63 | 0 | 0 | 0 | 0 | 0 | 0 | 0 | 0 | 0 | 0 | 1840.7873 | 2066.3005 | 2279.7023 | 2484.8291 | 0 | 0 | 0 | 0 | -6.6 | -89.6684 | -83.9015 | -87.627 | -6.7 | -35.1707 | -40 | -40 | -292.7789 | -359.3152 | -488.8725 | -705.1815 | 0.40256 | 0 | 0 | 0 | -117.8608 | 0 | 0 | 0 | 0.098698 | 0.10738 | 0.10037 | 0.10847 | 0.053525 | 0.047967 | 0.046505 | 0.050883 | -28.8968 | -38.5816 | -49.0677 | -76.4935 | -15.671 | -17.2354 | -22.7351 | -35.8818
2 | 4 | 12 | 1628.7909 | 1661.383 | 1684.6449 | 1669.6723 | 80 | 63 | 0 | 0 | 0 | 0 | 0 | 0 | 0 | 0 | 0 | 0 | 1895.1383 | 2140.3218 | 2374.6814 | 2594.4251 | 0 | 0 | 0 | 0 | -6.6 | -69.739 | -84.722 | -94.7553 | -5.9162 | -34.2354 | -38.7893 | -40 | -333.8312 | -437.9644 | -566.5253 | -789.9976 | 0.3965 | 0 | 0 | 0 | -132.3646 | 0 | 0 | 0 | 0.099071 | 0.10753 | 0.10029 | 0.10881 | 0.053991 | 0.048073 | 0.046622 | 0.052075 | -33.0729 | -47.093 | -56.8166 | -85.9616 | -18.0239 | -21.0541 | -26.4127 | -41.1393
2 | 4 | 13 | 1640.9602 | 1678.904 | 1707.8168 | 1697.0088 | 80 | 63 | 0 | 0 | 0 | 0 | 0 | 0 | 0 | 0 | 0 | 0 | 1878.1791 | 2131.1752 | 2373.0393 | 2595.8069 | 0 | 0 | 0 | 0 | -6.6 | -69.8581 | -84.8002 | -88.3997 | -6.1275 | -34.0686 | -38.7945 | -40 | -304.4914 | -411.3445 | -541.6277 | -770.3984 | 0.39531 | 0 | 0 | 0 | -120.3687 | 0 | 0 | 0 | 0.098969 | 0.10791 | 0.1017 | 0.10902 | 0.05178 | 0.048178 | 0.048128 | 0.052433 | -30.1353 | -44.3871 | -55.0817 | -83.9921 | -15.7665 | -19.8178 | -26.0676 | -40.3943
2 | 4 | 14 | 1626.6898 | 1666.8637 | 1698.5565 | 1690.5737 | 80 | 63 | 0 | 0 | 0 | 0 | 0 | 0 | 0 | 0 | 0 | 0 | 1856.8366 | 2099.1839 | 2330.41 | 2542.8294 | 0 | 0 | 0 | 0 | -6.6 | -69.9292 | -85.023 | -86.4 | -5.6262 | -34.1345 | -33.6109 | -40 | -297.9206 | -391.2566 | -513.2195 | -725.8557 | 0.39361 | 0 | 0 | 0 | -117.2652 | 0 | 0 | 0 | 0.098851 | 0.10786 | 0.10064 | 0.11023 | 0.051574 | 0.048578 | 0.046559 | 0.055947 | -29.4498 | -42.1997 | -51.6492 | -80.0147 | -15.365 | -19.0065 | -23.895 | -40.6095
2 | 4 | 15 | 1617.5912 | 1660.5086 | 1695.2898 | 1690.0073 | 80 | 63 | 0 | 0 | 0 | 0 | 0 | 0 | 0 | 0 | 0 | 0 | 1711.4279 | 1924.551 | 2127.4992 | 2315.9399 | 0 | 0 | 0 | 0 | -6.6 | -70.2144 | -73.0444 | -68.4918 | -5.5515 | -33.729 | -39.7727 | -40 | -161.6851 | -223.099 | -319.3922 | -517.4408 | 0.39648 | 0 | 0 | 0 | -64.1054 | 0 | 0 | 0 | 0.099071 | 0.1078 | 0.10085 | 0.10978 | 0.051827 | 0.048008 | 0.046437 | 0.054061 | -16.0183 | -24.0495 | -32.2103 | -56.8027 | -8.3797 | -10.7106 | -14.8315 | -27.9733
2 | 4 | 16 | 1607.629 | 1658.6841 | 1702.8248 | 1705.7724 | 80 | 63 | 0 | 0 | 0 | 0 | 0 | 0 | 0 | 0 | 0 | 0 | 1380.4064 | 1537.5983 | 1685.7831 | 1829.0451 | 0 | 0 | 0 | 0 | -3.8835 | -4.2695 | -5.2275 | 11.8765 | -4.9731 | -3.5118 | -1.6812 | -38.0919 | 156.0792 | 65.867 | 23.9504 | -97.0572 | 0.40398 | 0 | 0.39996 | 0 | 63.0533 | 0 | 9.5793 | 0 | 0.098376 | 0.10569 | 0.10068 | 0.10845 | 0.050971 | 0.047139 | 0.045199 | 0.04881 | 15.3545 | 6.9615 | 2.4113 | -10.5255 | 7.9554 | 3.1049 | 1.0825 | -4.7374
2 | 4 | 17 | 1612.4737 | 1671.201 | 1723.8478 | 1733.7392 | 80 | 63 | 0 | 0 | 0 | 0 | 0 | 0 | 0 | 0 | 0 | 0 | 785.8225 | 846.0008 | 900.8929 | 969.8989 | 0 | 0 | 0 | 0 | -3.2376 | -9.0084 | -4.32 | 8.4846 | 4.46 | -1.6812 | -1.645 | 0 | 745.4287 | 772.8897 | 828.9199 | 755.3557 | 0.4024 | 0.40819 | 0.40418 | 0.39462 | 299.9612 | 315.485 | 335.0312 | 298.0771 | 0.095803 | 0.10382 | 0.099269 | 0.10562 | 0.048485 | 0.043638 | 0.04283 | 0.043123 | 71.4146 | 80.2382 | 82.2857 | 79.7805 | 36.1419 | 33.7272 | 35.5025 | 32.5733
2 | 4 | 18 | 1746.0994 | 1817.3007 | 1882.7477 | 1900.4064 | 80 | 63 | 0 | 0 | 0 | 0 | 0 | 0 | 0 | 0 | 0 | 0 | 191.2502 | 190.8579 | 190.0527 | 218.6112 | 0 | 0 | 0 | 0 | 1.0808 | 3.8289 | 3.2517 | 40.4135 | 16.8507 | 17.2013 | 24.8151 | 40 | 1456.9178 | 1542.4126 | 1664.6283 | 1601.3818 | 0.40342 | 0.39939 | 0.39298 | 0.37664 | 587.7436 | 616.0234 | 654.1684 | 603.1425 | 0.094866 | 0.10317 | 0.099874 | 0.10582 | 0.047707 | 0.043166 | 0.044066 | 0.043553 | 138.2118 | 159.125 | 166.2538 | 169.4586 | 69.5045 | 66.5794 | 73.3534 | 69.7457
2 | 4 | 19 | 1878.1586 | 1962.9342 | 2042.3946 | 2068.8394 | 80 | 63 | 0 | 0 | 0 | 0 | 0 | 0 | 0 | 0 | 0 | 0 | 186.8259 | 178.9077 | 178.8128 | 211.007 | 0 | 0 | 0 | 0 | 17.6973 | -1.9066 | 93.9423 | 79.5326 | 10.9491 | 15.8231 | 2.9904 | 40 | 1582.6863 | 1707.11 | 1766.6491 | 1738.2999 | 0.41293 | 0.40451 | 0.39736 | 0.38359 | 653.5349 | 690.5413 | 701.9934 | 666.795 | 0.094754 | 0.10316 | 0.099869 | 0.10578 | 0.047696 | 0.043405 | 0.044173 | 0.04372 | 149.9664 | 176.1065 | 176.433 | 183.8719 | 75.4886 | 74.097 | 78.0378 | 75.9988
2 | 4 | 20 | 1882.6852 | 1968.1281 | 2047.9088 | 2074.0448 | 80 | 63 | 0 | 0 | 0 | 0 | 0 | 0 | 0 | 0 | 0 | 0 | 213.2105 | 198.4159 | 201.0834 | 237.8863 | 0 | 0 | 0 | 0 | 13.9373 | 27.3778 | 10.7571 | 106.4405 | 2.3251 | 3.4932 | 12.4937 | 25.6983 | 1573.2124 | 1675.8412 | 1823.5746 | 1704.0197 | 0.4122 | 0.4033 | 0.397 | 0.38296 | 648.4809 | 675.8589 | 723.9505 | 652.5788 | 0.094718 | 0.10318 | 0.099871 | 0.10578 | 0.047658 | 0.043213 | 0.044146 | 0.043628 | 149.0108 | 172.9192 | 182.1219 | 180.2506 | 74.9756 | 72.4186 | 80.5036 | 74.3437
2 | 4 | 21 | 1855.4069 | 1941.0701 | 2020.9138 | 2047.1883 | 80 | 63 | 0 | 0 | 0 | 0 | 0 | 0 | 0 | 0 | 0 | 0 | 234.3388 | 222.2785 | 225.1293 | 262.9321 | 0 | 0 | 0 | 0 | 12.1608 | 0 | 21.9869 | 28.8 | 2.4596 | 5.6035 | 6.3052 | 31.6135 | 1526.4477 | 1650.1881 | 1767.4923 | 1723.8427 | 0.40612 | 0.40218 | 0.39602 | 0.38156 | 619.92 | 663.6659 | 699.9575 | 657.7545 | 0.09463 | 0.10311 | 0.099855 | 0.10575 | 0.047643 | 0.043144 | 0.044055 | 0.043602 | 144.4475 | 170.1582 | 176.4924 | 182.3003 | 72.7251 | 71.1962 | 77.8672 | 75.1623
2 | 4 | 22 | 1768.279 | 1850.8663 | 1927.878 | 1953.514 | 80 | 63 | 0 | 0 | 0 | 0 | 0 | 0 | 0 | 0 | 0 | 0 | 265.1744 | 258.2614 | 259.4348 | 300.8565 | 0 | 0 | 0 | 0 | 14.5894 | 0 | 5.2329 | 28.8 | 0 | 5.8338 | 13.5635 | 31.8325 | 1408.5152 | 1523.7711 | 1649.6468 | 1592.025 | 0.41109 | 0.39872 | 0.39241 | 0.37595 | 579.0315 | 607.5558 | 647.34 | 598.5193 | 0.094516 | 0.10292 | 0.099753 | 0.10576 | 0.047603 | 0.043037 | 0.043906 | 0.043547 | 133.1279 | 156.821 | 164.5571 | 168.3718 | 67.049 | 65.5791 | 72.429 | 69.3283
2 | 4 | 23 | 1625.9455 | 1704.0707 | 1777.2353 | 1802.6598 | 80 | 63 | 0 | 0 | 0 | 0 | 0 | 0 | 0 | 0 | 0 | 0 | 268.3159 | 263.7615 | 263.4938 | 305.7676 | 0 | 0 | 0 | 0 | 0 | 87.6582 | 23.942 | 11.1472 | 7.9319 | 7.1662 | 16.6024 | 34.5934 | 1269.6977 | 1282.4848 | 1473.1971 | 1451.1515 | 0.41371 | 0.39663 | 0.38604 | 0.36606 | 525.2875 | 508.6668 | 568.708 | 531.2047 | 0.094524 | 0.10276 | 0.099596 | 0.10574 | 0.047677 | 0.042817 | 0.04382 | 0.043505 | 120.0165 | 131.7837 | 146.7241 | 153.4379 | 60.5354 | 54.9117 | 64.5549 | 63.1329
2 | 4 | 24 | 1486.4643 | 1553.3455 | 1614.8491 | 1633.2285 | 80 | 63 | 0 | 0 | 0 | 0 | 0 | 0 | 0 | 0 | 0 | 0 | 272.3169 | 267.7307 | 267.2638 | 310.3926 | 0 | 0 | 0 | 0 | 0 | 5.5201 | 43.0511 | 5.2644 | 0 | 28.1194 | 10.3758 | 3.4234 | 1134.1475 | 1188.9753 | 1294.1584 | 1314.1481 | 0.40639 | 0.39199 | 0.37547 | 0.36382 | 460.9048 | 466.0631 | 485.9155 | 478.1156 | 0.095206 | 0.10275 | 0.099285 | 0.10561 | 0.04814 | 0.042867 | 0.043498 | 0.043317 | 107.9778 | 122.1669 | 128.49 | 138.7922 | 54.5976 | 50.9677 | 56.2938 | 56.9253
2 | 5 | 1 | 1398.8974 | 1454.67 | 1504.0632 | 1513.7094 | 80 | 63 | 0 | 0 | 0 | 0 | 0 | 0 | 0 | 0 | 0 | 0 | 289.1883 | 284.5497 | 285.0941 | 329.3193 | 0 | 0 | 0 | 0 | -6.6 | 17.5316 | 23.942 | -4.3798 | 0 | 1.986 | 13.3338 | 0 | 1036.3091 | 1087.6026 | 1181.6932 | 1188.7699 | 0.40941 | 0.38749 | 0.36569 | 0.36737 | 424.2713 | 421.4335 | 432.1276 | 436.7158 | 0.095375 | 0.10278 | 0.09923 | 0.10553 | 0.048212 | 0.042779 | 0.043415 | 0.043067 | 98.8383 | 111.7798 | 117.2597 | 125.4466 | 49.9624 | 46.5267 | 51.3036 | 51.1969
2 | 5 | 2 | 1354.6906 | 1402.0869 | 1442.4322 | 1445.4235 | 80 | 63 | 0 | 0 | 0 | 0 | 0 | 0 | 0 | 0 | 0 | 0 | 299.5666 | 293.2781 | 294.3191 | 340.5326 | 0 | 0 | 0 | 0 | -6.6 | 0 | 0 | -7.2978 | -1.4889 | 10.2421 | 4.2889 | 0 | 983.2128 | 1035.5667 | 1143.8243 | 1112.1887 | 0.40877 | 0.38552 | 0.36832 | 0.36522 | 401.9087 | 399.2364 | 421.2934 | 406.189 | 0.095382 | 0.10276 | 0.09902 | 0.10547 | 0.048091 | 0.042742 | 0.04309 | 0.04286 | 93.7807 | 106.4167 | 113.2615 | 117.2993 | 47.2837 | 44.2617 | 49.2876 | 47.6681
2 | 5 | 3 | 1327.0502 | 1366.9803 | 1399.1986 | 1395.9989 | 80 | 63 | 0 | 0 | 0 | 0 | 0 | 0 | 0 | 0 | 0 | 0 | 287.6433 | 280.2624 | 281.7521 | 326.1931 | 0 | 0 | 0 | 0 | -6.6 | 4.5355 | -10.0637 | -11.007 | -2.1061 | 4.2889 | 0.83188 | 0 | 968.113 | 1014.8935 | 1126.6784 | 1080.8129 | 0.40833 | 0.3849 | 0.36884 | 0.36626 | 395.3124 | 390.6309 | 415.5655 | 395.8628 | 0.0952 | 0.10277 | 0.099017 | 0.10546 | 0.047915 | 0.042848 | 0.043079 | 0.042817 | 92.164 | 104.3009 | 111.5603 | 113.9824 | 46.3873 | 43.486 | 48.5361 | 46.2773
2 | 5 | 4 | 1328.4452 | 1363.204 | 1389.5406 | 1381.3026 | 80 | 63 | 0 | 0 | 0 | 0 | 0 | 0 | 0 | 0 | 0 | 0 | 292.2621 | 287.1391 | 290.0454 | 331.6054 | 0 | 0 | 0 | 0 | -6.6 | 76.7974 | 5.3459 | -19.7188 | -1.8786 | 0 | 0 | 0 | 964.6617 | 936.2675 | 1094.1492 | 1069.416 | 0.40772 | 0.37892 | 0.36678 | 0.36631 | 393.3081 | 354.771 | 401.3168 | 391.7338 | 0.095074 | 0.10277 | 0.09902 | 0.10547 | 0.047831 | 0.042854 | 0.043091 | 0.042826 | 91.7145 | 96.2222 | 108.3426 | 112.7887 | 46.1406 | 40.1224 | 47.148 | 45.7989
2 | 5 | 5 | 1381.9488 | 1413.157 | 1434.9606 | 1421.6572 | 80 | 63 | 0 | 0 | 0 | 0 | 0 | 0 | 0 | 0 | 0 | 0 | 288.9825 | 286.2306 | 289.0324 | 328.6178 | 0 | 0 | 0 | 0 | -6.6 | 4.692 | 0 | -17.4506 | -1.1384 | 4.5627 | 0.97031 | 0 | 1020.7048 | 1054.6717 | 1144.9579 | 1110.49 | 0.409 | 0.38297 | 0.36528 | 0.36514 | 417.4699 | 403.9121 | 418.2273 | 405.4895 | 0.094879 | 0.10279 | 0.099022 | 0.10545 | 0.047608 | 0.042903 | 0.043215 | 0.042915 | 96.8434 | 108.4066 | 113.3765 | 117.1008 | 48.5938 | 45.2485 | 49.4791 | 47.6562
2 | 5 | 6 | 1510.3623 | 1540.8273 | 1560.7945 | 1543.2943 | 80 | 63 | 0 | 0 | 0 | 0 | 0 | 0 | 0 | 0 | 0 | 0 | 281.0091 | 278.605 | 279.9477 | 320.2393 | 0 | 0 | 0 | 0 | 0 | 67.3099 | 48.3601 | 0 | 0 | 25.7793 | 36.3087 | 0 | 1149.3532 | 1106.133 | 1196.1779 | 1223.055 | 0.4104 | 0.38709 | 0.36491 | 0.36382 | 471.695 | 428.1776 | 436.5015 | 444.9746 | 0.094756 | 0.10287 | 0.09902 | 0.10543 | 0.047492 | 0.04292 | 0.043351 | 0.043037 | 108.9081 | 113.7872 | 118.4457 | 128.9525 | 54.5847 | 47.4751 | 51.8559 | 52.6371
2 | 5 | 7 | 1717.5443 | 1754.3126 | 1780.3231 | 1764.3276 | 80 | 63 | 0 | 0 | 0 | 0 | 0 | 0 | 0 | 0 | 0 | 0 | 325.3005 | 320.7002 | 320.8008 | 363.6902 | 0 | 0 | 0 | 0 | 0 | 43.802 | 46.794 | 29.6314 | 0 | 17.369 | 25.7751 | 34.99 | 1312.2438 | 1309.4415 | 1386.9531 | 1336.0161 | 0.40901 | 0.39641 | 0.37719 | 0.36382 | 536.7181 | 519.0754 | 523.1397 | 486.0724 | 0.094697 | 0.10289 | 0.098985 | 0.10544 | 0.047596 | 0.043203 | 0.043712 | 0.043428 | 124.2654 | 134.7315 | 137.2878 | 140.8679 | 62.4575 | 56.5724 | 60.6263 | 58.0205
2 | 5 | 8 | 1835.621 | 1877.4811 | 1909.8177 | 1898.5593 | 80 | 63 | 0 | 0 | 0 | 0 | 0 | 0 | 0 | 0 | 0 | 0 | 930.3909 | 949.6365 | 972.2502 | 1031.6891 | 0 | 0 | 0 | 0 | 9.1434 | -18.5367 | -4.7449 | 0 | 0 | -1.2666 | 0 | -3.3391 | 816.0867 | 884.6478 | 942.3125 | 870.2093 | 0.4026 | 0.40314 | 0.38075 | 0.37732 | 328.5594 | 356.6405 | 358.7858 | 328.3441 | 0.095029 | 0.1031 | 0.099074 | 0.10557 | 0.047896 | 0.043202 | 0.04309 | 0.04298 | 77.5515 | 91.2087 | 93.3585 | 91.8699 | 39.0872 | 38.2183 | 40.6043 | 37.4017
2 | 5 | 9 | 1870.2757 | 1916.6182 | 1955.3225 | 1950.6479 | 80 | 63 | 0 | 0 | 0 | 0 | 0 | 0 | 0 | 0 | 0 | 0 | 1342.9202 | 1436.0535 | 1523.083 | 1629.4863 | 0 | 0 | 0 | 0 | -3.516 | -15.6334 | -13.2263 | 76.1809 | -7.0376 | -3.4847 | -3.8079 | -25.2937 | 457.9091 | 436.6828 | 449.2736 | 270.2744 | 0.40979 | 0.40905 | 0.39309 | 0.38587 | 187.6456 | 178.6241 | 176.6028 | 104.2895 | 0.097056 | 0.10465 | 0.10013 | 0.10737 | 0.049551 | 0.046105 | 0.044016 | 0.046392 | 44.4427 | 45.6988 | 44.9838 | 29.0199 | 22.6898 | 20.1332 | 19.7753 | 12.5385
2 | 5 | 10 | 1916.9403 | 1965.376 | 2005.8341 | 2001.3818 | 80 | 63 | 0 | 0 | 0 | 0 | 0 | 0 | 0 | 0 | 0 | 0 | 1643.7705 | 1802.5835 | 1949.3744 | 2098.2797 | 0 | 0 | 0 | 0 | -6.6 | -36.8556 | -11.445 | -104.1343 | -6.9821 | -12.8159 | -19.8889 | -38.3367 | 206.7518 | 149.464 | 87.7935 | 45.5731 | 0.4056 | 0 | 0 | 0 | 83.8595 | 0 | 0 | 0 | 0.098171 | 0.10513 | 0.10062 | 0.10929 | 0.050883 | 0.046667 | 0.046424 | 0.051989 | 20.297 | 15.7127 | 8.8337 | 4.9808 | 10.5202 | 6.975 | 4.0757 | 2.3693
2 | 5 | 11 | 1955.0834 | 2005.4624 | 2046.6256 | 2040.5344 | 80 | 63 | 0 | 0 | 0 | 0 | 0 | 0 | 0 | 0 | 0 | 0 | 1783.588 | 1980.2653 | 2167.1397 | 2343.9467 | 0 | 0 | 0 | 0 | -6.6 | -89.6684 | -83.9015 | -87.627 | -6.7 | -35.1707 | -40 | -40 | 104.7954 | 87.0362 | 3.3874 | -175.7854 | 0.40256 | 0 | 0 | 0 | 42.1863 | 0 | 0 | 0 | 0.098698 | 0.10738 | 0.10037 | 0.10847 | 0.053525 | 0.047967 | 0.046505 | 0.050883 | 10.3431 | 9.3455 | 0.33999 | -19.0681 | 5.6092 | 4.1749 | 0.15753 | -8.9445
2 | 5 | 12 | 1983.5086 | 2036.8822 | 2080.3417 | 2074.557 | 80 | 63 | 0 | 0 | 0 | 0 | 0 | 0 | 0 | 0 | 0 | 0 | 1853.5664 | 2065.8971 | 2270.231 | 2454.9685 | 0 | 0 | 0 | 0 | -6.6 | -69.739 | -84.722 | -94.7553 | -5.9162 | -34.2354 | -38.7893 | -40 | 62.4584 | 11.9594 | -66.3781 | -245.6562 | 0.3965 | 0 | 0 | 0 | 24.7648 | 0 | 0 | 0 | 0.099071 | 0.10753 | 0.10029 | 0.10881 | 0.053991 | 0.048073 | 0.046622 | 0.052075 | 6.1878 | 1.286 | -6.657 | -26.7305 | 3.3722 | 0.57492 | -3.0947 | -12.7926
2 | 5 | 13 | 1974.8286 | 2032.3324 | 2080.2557 | 2078.0956 | 80 | 63 | 0 | 0 | 0 | 0 | 0 | 0 | 0 | 0 | 0 | 0 | 1871.3671 | 2095.7023 | 2310.9666 | 2499.1077 | 0 | 0 | 0 | 0 | -6.6 | -69.8581 | -84.8002 | -88.3997 | -6.1275 | -34.0686 | -38.7945 | -40 | 36.1891 | -22.4433 | -107.1161 | -292.6124 | 0.39531 | 0 | 0 | 0 | 14.3059 | 0 | 0 | 0 | 0.098969 | 0.10791 | 0.1017 | 0.10902 | 0.05178 | 0.048178 | 0.048128 | 0.052433 | 3.5816 | -2.4218 | -10.8933 | -31.9018 | 1.8739 | -1.0813 | -5.1553 | -15.3425
2 | 5 | 14 | 1979.7284 | 2040.5853 | 2092.3802 | 2093.5418 | 80 | 63 | 0 | 0 | 0 | 0 | 0 | 0 | 0 | 0 | 0 | 0 | 1798.6629 | 2002.6191 | 2201.2164 | 2373.5863 | 0 | 0 | 0 | 0 | -6.6 | -69.9292 | -85.023 | -86.4 | -5.6262 | -34.1345 | -33.6109 | -40 | 113.2917 | 79.0299 | 9.7977 | -153.6445 | 0.39361 | 0 | 0 | 0 | 44.593 | 0 | 0 | 0 | 0.098851 | 0.10786 | 0.10064 | 0.11023 | 0.051574 | 0.048578 | 0.046559 | 0.055947 | 11.199 | 8.5239 | 0.98602 | -16.937 | 5.8429 | 3.8391 | 0.45617 | -8.596
2 | 5 | 15 | 1958.8758 | 2021.7876 | 2076.0017 | 2079.5592 | 80 | 63 | 0 | 0 | 0 | 0 | 0 | 0 | 0 | 0 | 0 | 0 | 1566.8185 | 1725.2013 | 1880.1926 | 2016.9069 | 0 | 0 | 0 | 0 | -6.6 | -70.2144 | -73.0444 | -68.4918 | -5.5515 | -33.729 | -39.7727 | -40 | 324.2089 | 337.5297 | 308.6262 | 171.1442 | 0.39648 | 0 | 0 | 0 | 128.5433 | 0 | 0 | 0 | 0.099071 | 0.1078 | 0.10085 | 0.10978 | 0.051827 | 0.048008 | 0.046437 | 0.054061 | 32.1196 | 36.3848 | 31.1245 | 18.7876 | 16.8029 | 16.2042 | 14.3316 | 9.2522
2 | 5 | 16 | 1926.3852 | 1996.1148 | 2058.4056 | 2069.6097 | 80 | 63 | 0 | 0 | 0 | 0 | 0 | 0 | 0 | 0 | 0 | 0 | 1288.3562 | 1402.572 | 1511.625 | 1611.4867 | 0 | 0 | 0 | 0 | -3.8835 | -4.2695 | -5.2275 | 11.8765 | -4.9731 | -3.5118 | -1.6812 | -38.0919 | 566.8855 | 538.3241 | 553.6893 | 484.3385 | 0.40398 | 0 | 0.39996 | 0 | 229.0119 | 0 | 221.4551 | 0 | 0.098376 | 0.10569 | 0.10068 | 0.10845 | 0.050971 | 0.047139 | 0.045199 | 0.04881 | 55.7682 | 56.8952 | 55.7443 | 52.5249 | 28.8945 | 25.3761 | 25.0262 | 23.6405
2 | 5 | 17 | 1914.9283 | 1991.375 | 2061.2437 | 2078.9693 | 80 | 63 | 0 | 0 | 0 | 0 | 0 | 0 | 0 | 0 | 0 | 0 | 693.684 | 742.6572 | 782.3929 | 826.3062 | 0 | 0 | 0 | 0 | -3.2376 | -9.0084 | -4.32 | 8.4846 | 4.46 | -1.6812 | -1.645 | 0 | 1140.0217 | 1196.4074 | 1284.8158 | 1244.1785 | 0.4024 | 0.40819 | 0.40418 | 0.39462 | 458.7459 | 488.3602 | 519.2943 | 490.9755 | 0.095803 | 0.10382 | 0.099269 | 0.10562 | 0.048485 | 0.043638 | 0.04283 | 0.043123 | 109.2179 | 124.206 | 127.5418 | 131.4099 | 55.2736 | 52.2086 | 55.0284 | 53.6529
2 | 5 | 18 | 2056.8097 | 2146.2142 | 2229.3532 | 2255.0599 | 80 | 63 | 0 | 0 | 0 | 0 | 0 | 0 | 0 | 0 | 0 | 0 | 137.7132 | 144.4118 | 145.4575 | 157.7447 | 0 | 0 | 0 | 0 | 1.0808 | 3.8289 | 3.2517 | 40.4135 | 16.8507 | 17.2013 | 24.8151 | 40 | 1821.1651 | 1917.7722 | 2055.829 | 2016.9018 | 0.40342 | 0.39939 | 0.39298 | 0.37664 | 734.6868 | 765.9381 | 807.9031 | 759.6435 | 0.094866 | 0.10317 | 0.099874 | 0.10582 | 0.047707 | 0.043166 | 0.044066 | 0.043553 | 172.7664 | 197.8495 | 205.3248 | 213.429 | 86.8815 | 82.7821 | 90.592 | 87.843
2 | 5 | 19 | 2179.7736 | 2282.2195 | 2378.8539 | 2413.1113 | 80 | 63 | 0 | 0 | 0 | 0 | 0 | 0 | 0 | 0 | 0 | 0 | 121.6021 | 126.0473 | 127.2415 | 139.2415 | 0 | 0 | 0 | 0 | 17.6973 | -1.9066 | 93.9423 | 79.5326 | 10.9491 | 15.8231 | 2.9904 | 40 | 1949.5251 | 2079.2557 | 2154.6797 | 2154.3372 | 0.41293 | 0.40451 | 0.39736 | 0.38359 | 805.0127 | 841.0775 | 856.1807 | 826.3829 | 0.094754 | 0.10316 | 0.099869 | 0.10578 | 0.047696 | 0.043405 | 0.044173 | 0.04372 | 184.726 | 214.4972 | 215.1852 | 227.879 | 92.9855 | 90.25 | 95.1782 | 94.188
2 | 5 | 20 | 2129.2385 | 2229.1259 | 2322.9454 | 2355.4677 | 80 | 63 | 0 | 0 | 0 | 0 | 0 | 0 | 0 | 0 | 0 | 0 | 113.3118 | 116.4911 | 117.4462 | 129.4462 | 0 | 0 | 0 | 0 | 13.9373 | 27.3778 | 10.7571 | 106.4405 | 2.3251 | 3.4932 | 12.4937 | 25.6983 | 1919.6644 | 2018.7638 | 2182.2485 | 2093.8828 | 0.4122 | 0.4033 | 0.397 | 0.38296 | 791.289 | 814.158 | 866.3423 | 801.8824 | 0.094718 | 0.10318 | 0.099871 | 0.10578 | 0.047658 | 0.043213 | 0.044146 | 0.043628 | 181.8258 | 208.3031 | 217.943 | 221.4902 | 91.4867 | 87.2374 | 96.3376 | 91.3529
2 | 5 | 21 | 2046.4787 | 2143.336 | 2234.0594 | 2265.283 | 80 | 63 | 0 | 0 | 0 | 0 | 0 | 0 | 0 | 0 | 0 | 0 | 91.0311 | 90.951 | 91.0543 | 103.0543 | 0 | 0 | 0 | 0 | 12.1608 | 0 | 21.9869 | 28.8 | 2.4596 | 5.6035 | 6.3052 | 31.6135 | 1860.8272 | 1983.7815 | 2114.713 | 2101.8152 | 0.40612 | 0.40218 | 0.39602 | 0.38156 | 755.718 | 797.8291 | 837.4628 | 801.9748 | 0.09463 | 0.10311 | 0.099855 | 0.10575 | 0.047643 | 0.043144 | 0.044055 | 0.043602 | 176.0898 | 204.5565 | 211.164 | 222.2717 | 88.6561 | 85.5889 | 93.1641 | 91.6425
2 | 5 | 22 | 1914.5738 | 2005.7319 | 2091.0737 | 2120.499 | 80 | 63 | 0 | 0 | 0 | 0 | 0 | 0 | 0 | 0 | 0 | 0 | 75.0368 | 71.4515 | 71.4515 | 83.4515 | 0 | 0 | 0 | 0 | 14.5894 | 0 | 5.2329 | 28.8 | 0 | 5.8338 | 13.5635 | 31.8325 | 1744.9476 | 1865.4466 | 2000.8257 | 1976.415 | 0.41109 | 0.39872 | 0.39241 | 0.37595 | 717.3367 | 743.7882 | 785.1465 | 743.0302 | 0.094516 | 0.10292 | 0.099753 | 0.10576 | 0.047603 | 0.043037 | 0.043906 | 0.043547 | 164.9263 | 191.985 | 199.5882 | 209.0247 | 83.064 | 80.2839 | 87.8477 | 86.0674
2 | 5 | 23 | 1752.0207 | 1837.5321 | 1917.8755 | 1946.5656 | 80 | 63 | 0 | 0 | 0 | 0 | 0 | 0 | 0 | 0 | 0 | 0 | 69.5052 | 64.6264 | 64.6264 | 76.6264 | 0 | 0 | 0 | 0 | 0 | 87.6582 | 23.942 | 11.1472 | 7.9319 | 7.1662 | 16.6024 | 34.5934 | 1594.5836 | 1615.0813 | 1812.7046 | 1824.1985 | 0.41371 | 0.39663 | 0.38604 | 0.36606 | 659.6963 | 640.5832 | 699.7703 | 667.7613 | 0.094524 | 0.10276 | 0.099596 | 0.10574 | 0.047677 | 0.042817 | 0.04382 | 0.043505 | 150.726 | 165.9602 | 180.5376 | 192.8821 | 76.0249 | 69.1524 | 79.432 | 79.3624
2 | 5 | 24 | 1578.1872 | 1650.442 | 1717.1683 | 1737.9235 | 80 | 63 | 0 | 0 | 0 | 0 | 0 | 0 | 0 | 0 | 0 | 0 | 73.1402 | 69.1069 | 69.1069 | 81.1069 | 0 | 0 | 0 | 0 | 0 | 5.5201 | 43.0511 | 5.2644 | 0 | 28.1194 | 10.3758 | 3.4234 | 1425.047 | 1484.6955 | 1594.6345 | 1648.1288 | 0.40639 | 0.39199 | 0.37547 | 0.36382 | 579.123 | 581.9816 | 598.7348 | 599.6251 | 0.095206 | 0.10275 | 0.099285 | 0.10561 | 0.04814 | 0.042867 | 0.043498 | 0.043317 | 135.6733 | 152.5521 | 158.3226 | 174.0652 | 68.6015 | 63.6443 | 69.364 | 71.3925
2 | 6 | 1 | 1467.3222 | 1527.1035 | 1580.3929 | 1591.8115 | 80 | 63 | 0 | 0 | 0 | 0 | 0 | 0 | 0 | 0 | 0 | 0 | 87.3274 | 86.6206 | 86.6206 | 98.6206 | 0 | 0 | 0 | 0 | -6.6 | 17.5316 | 23.942 | -4.3798 | 0 | 1.986 | 13.3338 | 0 | 1306.5948 | 1357.9652 | 1456.4964 | 1497.5706 | 0.40941 | 0.38749 | 0.36569 | 0.36737 | 534.9279 | 526.1959 | 532.6191 | 550.1592 | 0.095375 | 0.10278 | 0.09923 | 0.10553 | 0.048212 | 0.042779 | 0.043415 | 0.043067 | 124.6169 | 139.5667 | 144.5284 | 158.0333 | 62.9934 | 58.0926 | 63.2342 | 64.4961
2 | 6 | 2 | 1408.0032 | 1458.5229 | 1501.9038 | 1506.276 | 80 | 63 | 0 | 0 | 0 | 0 | 0 | 0 | 0 | 0 | 0 | 0 | 104.7841 | 108.1445 | 108.1445 | 120.1445 | 0 | 0 | 0 | 0 | -6.6 | 0 | 0 | -7.2978 | -1.4889 | 10.2421 | 4.2889 | 0 | 1231.3079 | 1277.1363 | 1389.4705 | 1393.4293 | 0.40877 | 0.38552 | 0.36832 | 0.36522 | 503.3228 | 492.3674 | 511.7698 | 508.9026 | 0.095382 | 0.10276 | 0.09902 | 0.10547 | 0.048091 | 0.042742 | 0.04309 | 0.04286 | 117.4445 | 131.2408 | 137.5854 | 146.9609 | 59.2148 | 54.5868 | 59.8725 | 59.722
2 | 6 | 3 | 1375.2554 | 1418.0097 | 1452.9728 | 1451.0218 | 80 | 63 | 0 | 0 | 0 | 0 | 0 | 0 | 0 | 0 | 0 | 0 | 105.9488 | 109.6503 | 109.6503 | 121.6503 | 0 | 0 | 0 | 0 | -6.6 | 4.5355 | -10.0637 | -11.007 | -2.1061 | 4.2889 | 0.83188 | 0 | 1198.0127 | 1236.535 | 1352.5543 | 1340.3785 | 0.40833 | 0.3849 | 0.36884 | 0.36626 | 489.188 | 475.9404 | 498.8779 | 490.9323 | 0.0952 | 0.10277 | 0.099017 | 0.10546 | 0.047915 | 0.042848 | 0.043079 | 0.042817 | 114.0504 | 127.0791 | 133.9259 | 141.3562 | 57.403 | 52.9829 | 58.2666 | 57.3912
2 | 6 | 4 | 1370.0738 | 1407.2714 | 1435.9784 | 1428.8186 | 80 | 63 | 0 | 0 | 0 | 0 | 0 | 0 | 0 | 0 | 0 | 0 | 79.0525 | 76.3008 | 76.3008 | 88.3008 | 0 | 0 | 0 | 0 | -6.6 | 76.7974 | 5.3459 | -19.7188 | -1.8786 | 0 | 0 | 0 | 1219.4999 | 1191.1733 | 1354.3316 | 1360.2366 | 0.40772 | 0.37892 | 0.36678 | 0.36631 | 497.2097 | 451.3601 | 496.7476 | 498.2632 | 0.095074 | 0.10277 | 0.09902 | 0.10547 | 0.047831 | 0.042854 | 0.043091 | 0.042826 | 115.9431 | 122.4194 | 134.1058 | 143.4608 | 58.3297 | 51.0461 | 58.3595 | 58.2536
2 | 6 | 5 | 1409.3747 | 1442.1897 | 1465.5549 | 1452.9619 | 80 | 63 | 0 | 0 | 0 | 0 | 0 | 0 | 0 | 0 | 0 | 0 | 76.5744 | 73.3476 | 73.3476 | 85.3476 | 0 | 0 | 0 | 0 | -6.6 | 4.692 | 0 | -17.4506 | -1.1384 | 4.5627 | 0.97031 | 0 | 1260.5388 | 1296.5874 | 1391.237 | 1385.0649 | 0.409 | 0.38297 | 0.36528 | 0.36514 | 515.5624 | 496.5596 | 508.1875 | 505.7491 | 0.094879 | 0.10279 | 0.099022 | 0.10545 | 0.047608 | 0.042903 | 0.043215 | 0.042915 | 119.5986 | 133.2724 | 137.7637 | 146.0546 | 60.0118 | 55.6274 | 60.122 | 59.4394
2 | 6 | 6 | 1545.4842 | 1578.0068 | 1599.9739 | 1583.3835 | 80 | 63 | 0 | 0 | 0 | 0 | 0 | 0 | 0 | 0 | 0 | 0 | 84.7145 | 83.4727 | 83.4727 | 95.4727 | 0 | 0 | 0 | 0 | 0 | 67.3099 | 48.3601 | 0 | 0 | 25.7793 | 36.3087 | 0 | 1380.7698 | 1338.4449 | 1431.8324 | 1487.9108 | 0.4104 | 0.38709 | 0.36491 | 0.36382 | 566.6684 | 518.1041 | 522.495 | 541.335 | 0.094756 | 0.10287 | 0.09902 | 0.10543 | 0.047492 | 0.04292 | 0.043351 | 0.043037 | 130.8363 | 137.685 | 141.7803 | 156.8775 | 65.5751 | 57.4459 | 62.0718 | 64.0358
2 | 6 | 7 | 1756.8641 | 1795.936 | 1824.1853 | 1809.2084 | 80 | 63 | 0 | 0 | 0 | 0 | 0 | 0 | 0 | 0 | 0 | 0 | 108.3518 | 107.5624 | 107.564 | 119.5653 | 0 | 0 | 0 | 0 | 0 | 43.802 | 46.794 | 29.6314 | 0 | 17.369 | 25.7751 | 34.99 | 1568.5123 | 1564.2026 | 1644.0522 | 1625.0217 | 0.40901 | 0.39641 | 0.37719 | 0.36382 | 641.5339 | 620.0653 | 620.114 | 591.219 | 0.094697 | 0.10289 | 0.098985 | 0.10544 | 0.047596 | 0.043203 | 0.043712 | 0.043428 | 148.5332 | 160.9444 | 162.7368 | 171.3403 | 74.6549 | 67.579 | 71.8646 | 70.5714
2 | 6 | 8 | 1862.4172 | 1905.8472 | 1939.7096 | 1929.1453 | 80 | 63 | 0 | 0 | 0 | 0 | 0 | 0 | 0 | 0 | 0 | 0 | 419.0001 | 433.5825 | 448.5219 | 472.7195 | 0 | 0 | 0 | 0 | 9.1434 | -18.5367 | -4.7449 | 0 | 0 | -1.2666 | 0 | -3.3391 | 1354.2737 | 1429.068 | 1495.9326 | 1459.7648 | 0.4026 | 0.40314 | 0.38075 | 0.37732 | 545.2354 | 576.1202 | 569.5768 | 550.793 | 0.095029 | 0.1031 | 0.099074 | 0.10557 | 0.047896 | 0.043202 | 0.04309 | 0.04298 | 128.6947 | 147.3394 | 148.2078 | 154.1105 | 64.8641 | 61.7382 | 64.4598 | 62.7408
2 | 6 | 9 | 1883.4989 | 1930.6161 | 1970.0733 | 1965.7413 | 80 | 63 | 0 | 0 | 0 | 0 | 0 | 0 | 0 | 0 | 0 | 0 | 838.4495 | 924.1277 | 1010.21 | 1092.4933 | 0 | 0 | 0 | 0 | -3.516 | -15.6334 | -13.2263 | 76.1809 | -7.0376 | -3.4847 | -3.8079 | -25.2937 | 975.603 | 962.6065 | 976.8975 | 822.3607 | 0.40979 | 0.40905 | 0.39309 | 0.38587 | 399.7902 | 393.7519 | 384.0039 | 317.3204 | 0.097056 | 0.10465 | 0.10013 | 0.10737 | 0.049551 | 0.046105 | 0.044016 | 0.046392 | 94.6879 | 100.7365 | 97.8125 | 88.2986 | 48.3421 | 44.3808 | 42.9994 | 38.1509
2 | 6 | 10 | 1926.2455 | 1975.2264 | 2016.2143 | 2012.0031 | 80 | 63 | 0 | 0 | 0 | 0 | 0 | 0 | 0 | 0 | 0 | 0 | 1166.6692 | 1307.2905 | 1452.6393 | 1583.3119 | 0 | 0 | 0 | 0 | -6.6 | -36.8556 | -11.445 | -104.1343 | -6.9821 | -12.8159 | -19.8889 | -38.3367 | 693.1584 | 654.6074 | 594.9088 | 571.1621 | 0.4056 | 0 | 0 | 0 | 281.1483 | 0 | 0 | 0 | 0.098171 | 0.10513 | 0.10062 | 0.10929 | 0.050883 | 0.046667 | 0.046424 | 0.051989 | 68.048 | 68.8171 | 59.8593 | 62.4236 | 35.2701 | 30.5483 | 27.618 | 29.6943
2 | 6 | 11 | 1964.4586 | 2015.3868 | 2057.0838 | 2051.2355 | 80 | 63 | 0 | 0 | 0 | 0 | 0 | 0 | 0 | 0 | 0 | 0 | 1442.3568 | 1626.9431 | 1819.1786 | 1988.1326 | 0 | 0 | 0 | 0 | -6.6 | -89.6684 | -83.9015 | -87.627 | -6.7 | -35.1707 | -40 | -40 | 455.4017 | 450.2829 | 361.8067 | 190.7298 | 0.40256 | 0 | 0 | 0 | 183.3261 | 0 | 0 | 0 | 0.098698 | 0.10738 | 0.10037 | 0.10847 | 0.053525 | 0.047967 | 0.046505 | 0.050883 | 44.9473 | 48.3492 | 36.3143 | 20.6891 | 24.3755 | 21.5988 | 16.8259 | 9.7049
2 | 6 | 12 | 1952.9344 | 2004.5166 | 2046.2353 | 2039.6587 | 80 | 63 | 0 | 0 | 0 | 0 | 0 | 0 | 0 | 0 | 0 | 0 | 1574.6164 | 1775.4978 | 1986.089 | 2170.0298 | 0 | 0 | 0 | 0 | -6.6 | -69.739 | -84.722 | -94.7553 | -5.9162 | -34.2354 | -38.7893 | -40 | 310.8341 | 269.9932 | 183.6576 | 4.3842 | 0.3965 | 0 | 0 | 0 | 123.2462 | 0 | 0 | 0 | 0.099071 | 0.10753 | 0.10029 | 0.10881 | 0.053991 | 0.048073 | 0.046622 | 0.052075 | 30.7946 | 29.0316 | 18.4189 | 0.47705 | 16.7823 | 12.9793 | 8.5625 | 0.22831
2 | 6 | 13 | 1964.7538 | 2021.6673 | 2069.0169 | 2066.596 | 80 | 63 | 0 | 0 | 0 | 0 | 0 | 0 | 0 | 0 | 0 | 0 | 1590.0717 | 1795.0808 | 2010.8399 | 2199.0002 | 0 | 0 | 0 | 0 | -6.6 | -69.8581 | -84.8002 | -88.3997 | -6.1275 | -34.0686 | -38.7945 | -40 | 307.4097 | 267.5133 | 181.7718 | -4.0046 | 0.39531 | 0 | 0 | 0 | 121.5223 | 0 | 0 | 0 | 0.098969 | 0.10791 | 0.1017 | 0.10902 | 0.05178 | 0.048178 | 0.048128 | 0.052433 | 30.4241 | 28.8667 | 18.4856 | -0.43659 | 15.9176 | 12.8883 | 8.7484 | -0.20997
2 | 6 | 14 | 1969.1638 | 2029.4018 | 2080.5951 | 2081.4831 | 80 | 63 | 0 | 0 | 0 | 0 | 0 | 0 | 0 | 0 | 0 | 0 | 1549.8609 | 1739.4944 | 1939.554 | 2114.8961 | 0 | 0 | 0 | 0 | -6.6 | -69.9292 | -85.023 | -86.4 | -5.6262 | -34.1345 | -33.6109 | -40 | 351.5291 | 330.971 | 259.6751 | 92.987 | 0.39361 | 0 | 0 | 0 | 138.3662 | 0 | 0 | 0 | 0.098851 | 0.10786 | 0.10064 | 0.11023 | 0.051574 | 0.048578 | 0.046559 | 0.055947 | 34.7491 | 35.6975 | 26.1331 | 10.2504 | 18.1299 | 16.078 | 12.0902 | 5.2024
2 | 6 | 15 | 1936.8372 | 1998.4578 | 2051.417 | 2054.4036 | 80 | 63 | 0 | 0 | 0 | 0 | 0 | 0 | 0 | 0 | 0 | 0 | 1390.1645 | 1537.7531 | 1696.5549 | 1838.0853 | 0 | 0 | 0 | 0 | -6.6 | -70.2144 | -73.0444 | -68.4918 | -5.5515 | -33.729 | -39.7727 | -40 | 478.8242 | 501.6481 | 467.6792 | 324.8101 | 0.39648 | 0 | 0 | 0 | 189.8457 | 0 | 0 | 0 | 0.099071 | 0.1078 | 0.10085 | 0.10978 | 0.051827 | 0.048008 | 0.046437 | 0.054061 | 47.4374 | 54.0763 | 47.1648 | 35.6565 | 24.8162 | 24.0832 | 21.7175 | 17.5595
2 | 6 | 16 | 1910.2935 | 1979.0803 | 2040.4549 | 2051.2422 | 80 | 63 | 0 | 0 | 0 | 0 | 0 | 0 | 0 | 0 | 0 | 0 | 1051.2582 | 1155.7436 | 1274.5824 | 1382.2833 | 0 | 0 | 0 | 0 | -3.8835 | -4.2695 | -5.2275 | 11.8765 | -4.9731 | -3.5118 | -1.6812 | -38.0919 | 787.8919 | 768.118 | 772.7811 | 695.1743 | 0.40398 | 0 | 0.39996 | 0 | 318.2947 | 0 | 309.0837 | 0 | 0.098376 | 0.10569 | 0.10068 | 0.10845 | 0.050971 | 0.047139 | 0.045199 | 0.04881 | 77.51 | 81.1821 | 77.802 | 75.3893 | 40.1593 | 36.2084 | 34.929 | 33.9314
2 | 6 | 17 | 1899.6761 | 1975.2293 | 2044.2295 | 2061.5601 | 80 | 63 | 0 | 0 | 0 | 0 | 0 | 0 | 0 | 0 | 0 | 0 | 533.5638 | 567.3906 | 621.6216 | 674.6106 | 0 | 0 | 0 | 0 | -3.2376 | -9.0084 | -4.32 | 8.4846 | 4.46 | -1.6812 | -1.645 | 0 | 1284.8898 | 1355.5283 | 1428.5729 | 1378.4649 | 0.4024 | 0.40819 | 0.40418 | 0.39462 | 517.0409 | 553.3115 | 577.3978 | 543.9673 | 0.095803 | 0.10382 | 0.099269 | 0.10562 | 0.048485 | 0.043638 | 0.04283 | 0.043123 | 123.0968 | 140.7252 | 141.8123 | 145.5932 | 62.2975 | 59.1523 | 61.1855 | 59.4437
2 | 6 | 18 | 2028.6142 | 2116.3669 | 2197.9004 | 2222.8768 | 80 | 63 | 0 | 0 | 0 | 0 | 0 | 0 | 0 | 0 | 0 | 0 | 92.3328 | 71.8188 | 79.4201 | 91.9219 | 0 | 0 | 0 | 0 | 1.0808 | 3.8289 | 3.2517 | 40.4135 | 16.8507 | 17.2013 | 24.8151 | 40 | 1838.3499 | 1960.5179 | 2090.4135 | 2050.5414 | 0.40342 | 0.39939 | 0.39298 | 0.37664 | 741.6194 | 783.0102 | 821.4942 | 772.3135 | 0.094866 | 0.10317 | 0.099874 | 0.10582 | 0.047707 | 0.043166 | 0.044066 | 0.043553 | 174.3967 | 202.2594 | 208.7789 | 216.9888 | 87.7014 | 84.6273 | 92.116 | 89.3081
2 | 6 | 19 | 2156.8954 | 2258.001 | 2353.3327 | 2386.9974 | 80 | 63 | 0 | 0 | 0 | 0 | 0 | 0 | 0 | 0 | 0 | 0 | 75.1944 | 59.0651 | 64.2767 | 76.4057 | 0 | 0 | 0 | 0 | 17.6973 | -1.9066 | 93.9423 | 79.5326 | 10.9491 | 15.8231 | 2.9904 | 40 | 1973.0546 | 2122.0194 | 2192.1232 | 2191.0591 | 0.41293 | 0.40451 | 0.39736 | 0.38359 | 814.7287 | 858.3758 | 871.0592 | 840.4691 | 0.094754 | 0.10316 | 0.099869 | 0.10578 | 0.047696 | 0.043405 | 0.044173 | 0.04372 | 186.9555 | 218.9088 | 218.9246 | 231.7633 | 94.1078 | 92.1061 | 96.8322 | 95.7935
2 | 6 | 20 | 2105.8006 | 2204.3148 | 2296.7998 | 2328.7149 | 80 | 63 | 0 | 0 | 0 | 0 | 0 | 0 | 0 | 0 | 0 | 0 | 105.6505 | 99.5071 | 102.4256 | 116.6747 | 0 | 0 | 0 | 0 | 13.9373 | 27.3778 | 10.7571 | 106.4405 | 2.3251 | 3.4932 | 12.4937 | 25.6983 | 1903.8877 | 2010.9367 | 2171.1234 | 2079.9015 | 0.4122 | 0.4033 | 0.397 | 0.38296 | 784.7858 | 811.0014 | 861.9257 | 796.5281 | 0.094718 | 0.10318 | 0.099871 | 0.10578 | 0.047658 | 0.043213 | 0.044146 | 0.043628 | 180.3315 | 207.4955 | 216.8319 | 220.0113 | 90.7349 | 86.8992 | 95.8464 | 90.7429
2 | 6 | 21 | 2032.416 | 2128.4494 | 2218.372 | 2249.2314 | 80 | 63 | 0 | 0 | 0 | 0 | 0 | 0 | 0 | 0 | 0 | 0 | 132.1429 | 131.8876 | 134.3945 | 149.3357 | 0 | 0 | 0 | 0 | 12.1608 | 0 | 21.9869 | 28.8 | 2.4596 | 5.6035 | 6.3052 | 31.6135 | 1805.6527 | 1927.9583 | 2055.6853 | 2039.4821 | 0.40612 | 0.40218 | 0.39602 | 0.38156 | 733.3106 | 775.3783 | 814.0869 | 778.1908 | 0.09463 | 0.10311 | 0.099855 | 0.10575 | 0.047643 | 0.043144 | 0.044055 | 0.043602 | 170.8686 | 198.8003 | 205.2698 | 215.6799 | 86.0274 | 83.1804 | 90.5636 | 88.9247
2 | 6 | 22 | 1909.3265 | 2000.1772 | 2085.2202 | 2114.5096 | 80 | 63 | 0 | 0 | 0 | 0 | 0 | 0 | 0 | 0 | 0 | 0 | 146.0637 | 148.6874 | 151.5863 | 166.0392 | 0 | 0 | 0 | 0 | 14.5894 | 0 | 5.2329 | 28.8 | 0 | 5.8338 | 13.5635 | 31.8325 | 1668.6735 | 1782.6559 | 1914.8374 | 1887.8379 | 0.41109 | 0.39872 | 0.39241 | 0.37595 | 685.9809 | 710.778 | 751.4038 | 709.7297 | 0.094516 | 0.10292 | 0.099753 | 0.10576 | 0.047603 | 0.043037 | 0.043906 | 0.043547 | 157.7171 | 183.4645 | 191.0106 | 199.6568 | 79.4332 | 76.7208 | 84.0724 | 82.2101
2 | 6 | 23 | 1754.8892 | 1840.5687 | 1921.0754 | 1949.8398 | 80 | 63 | 0 | 0 | 0 | 0 | 0 | 0 | 0 | 0 | 0 | 0 | 157.6587 | 162.567 | 165.5919 | 179.9856 | 0 | 0 | 0 | 0 | 0 | 87.6582 | 23.942 | 11.1472 | 7.9319 | 7.1662 | 16.6024 | 34.5934 | 1509.2986 | 1520.1773 | 1714.9391 | 1724.1136 | 0.41371 | 0.39663 | 0.38604 | 0.36606 | 624.413 | 602.9418 | 662.0292 | 631.1245 | 0.094524 | 0.10276 | 0.099596 | 0.10574 | 0.047677 | 0.042817 | 0.04382 | 0.043505 | 142.6645 | 156.2082 | 170.8005 | 182.2996 | 71.9588 | 65.0889 | 75.148 | 75.0082
2 | 6 | 24 | 1601.0655 | 1674.6606 | 1742.6896 | 1764.0374 | 80 | 63 | 0 | 0 | 0 | 0 | 0 | 0 | 0 | 0 | 0 | 0 | 178.7655 | 188.0478 | 190.8888 | 205.7977 | 0 | 0 | 0 | 0 | 0 | 5.5201 | 43.0511 | 5.2644 | 0 | 28.1194 | 10.3758 | 3.4234 | 1342.3 | 1389.9732 | 1498.3739 | 1549.5519 | 0.40639 | 0.39199 | 0.37547 | 0.36382 | 545.4956 | 544.8517 | 562.592 | 563.7607 | 0.095206 | 0.10275 | 0.099285 | 0.10561 | 0.04814 | 0.042867 | 0.043498 | 0.043317 | 127.7952 | 142.8194 | 148.7654 | 163.6541 | 64.618 | 59.5838 | 65.1768 | 67.1224
2 | 7 | 1 | 1479.6359 | 1540.1386 | 1594.1291 | 1605.8666 | 80 | 63 | 0 | 0 | 0 | 0 | 0 | 0 | 0 | 0 | 0 | 0 | 190.3565 | 200.2886 | 203.4712 | 219.1413 | 0 | 0 | 0 | 0 | -6.6 | 17.5316 | 23.942 | -4.3798 | 0 | 1.986 | 13.3338 | 0 | 1215.8794 | 1257.3323 | 1353.382 | 1391.1051 | 0.40941 | 0.38749 | 0.36569 | 0.36737 | 497.7885 | 487.2018 | 494.9117 | 511.0472 | 0.095375 | 0.10278 | 0.09923 | 0.10553 | 0.048212 | 0.042779 | 0.043415 | 0.043067 | 115.9649 | 129.224 | 134.2964 | 146.7983 | 58.6199 | 53.7876 | 58.7575 | 59.9109
2 | 7 | 2 | 1410.8717 | 1461.5595 | 1505.1037 | 1509.5502 | 80 | 63 | 0 | 0 | 0 | 0 | 0 | 0 | 0 | 0 | 0 | 0 | 190.4305 | 199.0829 | 202.282 | 218.8879 | 0 | 0 | 0 | 0 | -6.6 | 0 | 0 | -7.2978 | -1.4889 | 10.2421 | 4.2889 | 0 | 1148.5301 | 1189.2345 | 1298.5328 | 1297.9601 | 0.40877 | 0.38552 | 0.36832 | 0.36522 | 469.4856 | 458.4791 | 478.2757 | 474.0357 | 0.095382 | 0.10276 | 0.09902 | 0.10547 | 0.048091 | 0.042742 | 0.04309 | 0.04286 | 109.549 | 122.2078 | 128.5808 | 136.892 | 55.234 | 50.8297 | 55.954 | 55.6303
2 | 7 | 3 | 1380.5727 | 1423.6385 | 1458.9044 | 1457.091 | 80 | 63 | 0 | 0 | 0 | 0 | 0 | 0 | 0 | 0 | 0 | 0 | 164.2165 | 166.0196 | 168.6234 | 186.7912 | 0 | 0 | 0 | 0 | -6.6 | 4.5355 | -10.0637 | -11.007 | -2.1061 | 4.2889 | 0.83188 | 0 | 1145.0623 | 1185.7946 | 1299.5128 | 1281.3069 | 0.40833 | 0.3849 | 0.36884 | 0.36626 | 467.5666 | 456.4105 | 479.314 | 469.2965 | 0.0952 | 0.10277 | 0.099017 | 0.10546 | 0.047915 | 0.042848 | 0.043079 | 0.042817 | 109.0095 | 121.8645 | 128.6739 | 135.1265 | 54.8658 | 50.8088 | 55.9817 | 54.8619
2 | 7 | 4 | 1380.8482 | 1418.6771 | 1447.9976 | 1441.1169 | 80 | 63 | 0 | 0 | 0 | 0 | 0 | 0 | 0 | 0 | 0 | 0 | 136.6414 | 132.6317 | 134.1294 | 153.7021 | 0 | 0 | 0 | 0 | -6.6 | 76.7974 | 5.3459 | -19.7188 | -1.8786 | 0 | 0 | 0 | 1172.6854 | 1146.2481 | 1308.5222 | 1307.1335 | 0.40772 | 0.37892 | 0.36678 | 0.36631 | 478.1227 | 434.337 | 479.9455 | 478.8112 | 0.095074 | 0.10277 | 0.09902 | 0.10547 | 0.047831 | 0.042854 | 0.043091 | 0.042826 | 111.4922 | 117.8024 | 129.5698 | 137.8602 | 56.0905 | 49.1209 | 56.3855 | 55.9794
2 | 7 | 5 | 1412.1033 | 1445.0781 | 1468.5988 | 1456.0764 | 80 | 63 | 0 | 0 | 0 | 0 | 0 | 0 | 0 | 0 | 0 | 0 | 126.2127 | 119.1583 | 121.1213 | 140.5459 | 0 | 0 | 0 | 0 | -6.6 | 4.692 | 0 | -17.4506 | -1.1384 | 4.5627 | 0.97031 | 0 | 1213.629 | 1253.6652 | 1346.5072 | 1332.9811 | 0.409 | 0.38297 | 0.36528 | 0.36514 | 496.3763 | 480.1215 | 491.8487 | 486.7309 | 0.094879 | 0.10279 | 0.099022 | 0.10545 | 0.047608 | 0.042903 | 0.043215 | 0.042915 | 115.1479 | 128.8605 | 133.3344 | 140.5624 | 57.7786 | 53.7859 | 58.189 | 57.2043
2 | 7 | 6 | 1548.0729 | 1580.7472 | 1602.8616 | 1586.3383 | 80 | 63 | 0 | 0 | 0 | 0 | 0 | 0 | 0 | 0 | 0 | 0 | 114.8987 | 106.161 | 108.8159 | 126.5774 | 0 | 0 | 0 | 0 | 0 | 67.3099 | 48.3601 | 0 | 0 | 25.7793 | 36.3087 | 0 | 1353.1742 | 1318.497 | 1409.3769 | 1459.7609 | 0.4104 | 0.38709 | 0.36491 | 0.36382 | 555.3432 | 510.3824 | 514.3007 | 531.0935 | 0.094756 | 0.10287 | 0.09902 | 0.10543 | 0.047492 | 0.04292 | 0.043351 | 0.043037 | 128.2214 | 135.633 | 139.5567 | 153.9095 | 64.2646 | 56.5898 | 61.0984 | 62.8243
2 | 7 | 7 | 1749.238 | 1787.8632 | 1815.6782 | 1800.5037 | 80 | 63 | 0 | 0 | 0 | 0 | 0 | 0 | 0 | 0 | 0 | 0 | 143.278 | 135.2662 | 138.7662 | 154.5972 | 0 | 0 | 0 | 0 | 0 | 43.802 | 46.794 | 29.6314 | 0 | 17.369 | 25.7751 | 34.99 | 1525.96 | 1528.4259 | 1604.3429 | 1581.2851 | 0.40901 | 0.39641 | 0.37719 | 0.36382 | 624.1297 | 605.883 | 605.1362 | 575.3067 | 0.094697 | 0.10289 | 0.098985 | 0.10544 | 0.047596 | 0.043203 | 0.043712 | 0.043428 | 144.5037 | 157.2633 | 158.8062 | 166.7287 | 72.6295 | 66.0333 | 70.1288 | 68.672
2 | 7 | 8 | 1844.7163 | 1887.1092 | 1919.9638 | 1908.941 | 80 | 63 | 0 | 0 | 0 | 0 | 0 | 0 | 0 | 0 | 0 | 0 | 494.0162 | 495.9329 | 510.4249 | 535.2787 | 0 | 0 | 0 | 0 | 9.1434 | -18.5367 | -4.7449 | 0 | 0 | -1.2666 | 0 | -3.3391 | 1261.5567 | 1347.9797 | 1414.2838 | 1377.0013 | 0.4026 | 0.40314 | 0.38075 | 0.37732 | 507.9072 | 543.4299 | 538.489 | 519.565 | 0.095029 | 0.1031 | 0.099074 | 0.10557 | 0.047896 | 0.043202 | 0.04309 | 0.04298 | 119.8839 | 138.9791 | 140.1186 | 145.373 | 60.4233 | 58.2351 | 60.9415 | 59.1836
2 | 7 | 9 | 1891.125 | 1938.6889 | 1978.5804 | 1974.4459 | 80 | 63 | 0 | 0 | 0 | 0 | 0 | 0 | 0 | 0 | 0 | 0 | 991.2039 | 1029.5652 | 1081.1339 | 1136.1045 | 0 | 0 | 0 | 0 | -3.516 | -15.6334 | -13.2263 | 76.1809 | -7.0376 | -3.4847 | -3.8079 | -25.2937 | 830.4747 | 865.2418 | 914.4807 | 787.4541 | 0.40979 | 0.40905 | 0.39309 | 0.38587 | 340.3184 | 353.9251 | 359.4688 | 303.8512 | 0.097056 | 0.10465 | 0.10013 | 0.10737 | 0.049551 | 0.046105 | 0.044016 | 0.046392 | 80.6024 | 90.5474 | 91.563 | 84.5506 | 41.1508 | 39.8918 | 40.252 | 36.5315
2 | 7 | 10 | 1926.3154 | 1975.3004 | 2016.2923 | 2012.0829 | 80 | 63 | 0 | 0 | 0 | 0 | 0 | 0 | 0 | 0 | 0 | 0 | 1329.09 | 1401.5795 | 1490.2718 | 1575.3032 | 0 | 0 | 0 | 0 | -6.6 | -36.8556 | -11.445 | -104.1343 | -6.9821 | -12.8159 | -19.8889 | -38.3367 | 530.8076 | 560.3924 | 557.3544 | 579.2507 | 0.4056 | 0 | 0 | 0 | 215.2981 | 0 | 0 | 0 | 0.098171 | 0.10513 | 0.10062 | 0.10929 | 0.050883 | 0.046667 | 0.046424 | 0.051989 | 52.1099 | 58.9125 | 56.0806 | 63.3076 | 27.0092 | 26.1516 | 25.8746 | 30.1148
2 | 7 | 11 | 1951.4453 | 2001.6111 | 2042.5671 | 2036.3817 | 80 | 63 | 0 | 0 | 0 | 0 | 0 | 0 | 0 | 0 | 0 | 0 | 1448.9494 | 1544.6705 | 1662.1882 | 1768.5298 | 0 | 0 | 0 | 0 | -6.6 | -89.6684 | -83.9015 | -87.627 | -6.7 | -35.1707 | -40 | -40 | 435.7958 | 518.7798 | 504.2804 | 395.4789 | 0.40256 | 0 | 0 | 0 | 175.4335 | 0 | 0 | 0 | 0.098698 | 0.10738 | 0.10037 | 0.10847 | 0.053525 | 0.047967 | 0.046505 | 0.050883 | 43.0123 | 55.7041 | 50.6142 | 42.899 | 23.3261 | 24.8844 | 23.4516 | 20.1232
2 | 7 | 12 | 1965.4579 | 2017.7739 | 2060.2056 | 2053.9534 | 80 | 63 | 0 | 0 | 0 | 0 | 0 | 0 | 0 | 0 | 0 | 0 | 1460.0874 | 1563.2965 | 1693.3328 | 1807.2568 | 0 | 0 | 0 | 0 | -6.6 | -69.739 | -84.722 | -94.7553 | -5.9162 | -34.2354 | -38.7893 | -40 | 437.8867 | 495.4518 | 490.3841 | 381.4519 | 0.3965 | 0 | 0 | 0 | 173.6228 | 0 | 0 | 0 | 0.099071 | 0.10753 | 0.10029 | 0.10881 | 0.053991 | 0.048073 | 0.046622 | 0.052075 | 43.3818 | 53.2745 | 49.1804 | 41.5067 | 23.642 | 23.8176 | 22.8628 | 19.8642
2 | 7 | 13 | 1945.0239 | 2000.7816 | 2047.0078 | 2044.0757 | 80 | 63 | 0 | 0 | 0 | 0 | 0 | 0 | 0 | 0 | 0 | 0 | 1515.6415 | 1612.5302 | 1739.6593 | 1849.1953 | 0 | 0 | 0 | 0 | -6.6 | -69.8581 | -84.8002 | -88.3997 | -6.1275 | -34.0686 | -38.7945 | -40 | 362.1099 | 429.178 | 430.9432 | 323.2802 | 0.39531 | 0 | 0 | 0 | 143.1459 | 0 | 0 | 0 | 0.098969 | 0.10791 | 0.1017 | 0.10902 | 0.05178 | 0.048178 | 0.048128 | 0.052433 | 35.8377 | 46.3115 | 43.8254 | 35.2454 | 18.75 | 20.6769 | 20.7406 | 16.9506
2 | 7 | 14 | 1930.4037 | 1988.3709 | 2037.3573 | 2037.2413 | 80 | 63 | 0 | 0 | 0 | 0 | 0 | 0 | 0 | 0 | 0 | 0 | 1370.1765 | 1443.9814 | 1551.1546 | 1644.1096 | 0 | 0 | 0 | 0 | -6.6 | -69.9292 | -85.023 | -86.4 | -5.6262 | -34.1345 | -33.6109 | -40 | 492.4534 | 585.4531 | 604.8366 | 519.5317 | 0.39361 | 0 | 0 | 0 | 193.8357 | 0 | 0 | 0 | 0.098851 | 0.10786 | 0.10064 | 0.11023 | 0.051574 | 0.048578 | 0.046559 | 0.055947 | 48.6796 | 63.1452 | 60.8693 | 57.2706 | 25.3979 | 28.4402 | 28.1607 | 29.0663
2 | 7 | 15 | 1922.4945 | 1983.2749 | 2035.4174 | 2038.0325 | 80 | 63 | 0 | 0 | 0 | 0 | 0 | 0 | 0 | 0 | 0 | 0 | 1260.8058 | 1317.55 | 1413.3164 | 1498.9626 | 0 | 0 | 0 | 0 | -6.6 | -70.2144 | -73.0444 | -68.4918 | -5.5515 | -33.729 | -39.7727 | -40 | 593.8403 | 706.6683 | 734.9181 | 647.5618 | 0.39648 | 0 | 0 | 0 | 235.4476 | 0 | 0 | 0 | 0.099071 | 0.1078 | 0.10085 | 0.10978 | 0.051827 | 0.048008 | 0.046437 | 0.054061 | 58.8322 | 76.177 | 74.1155 | 71.0869 | 30.7772 | 33.9258 | 34.1272 | 35.0078
2 | 7 | 16 | 1908.6843 | 1977.3769 | 2038.6598 | 2049.4054 | 80 | 63 | 0 | 0 | 0 | 0 | 0 | 0 | 0 | 0 | 0 | 0 | 946.0216 | 979.4459 | 1057.9694 | 1133.2 | 0 | 0 | 0 | 0 | -3.8835 | -4.2695 | -5.2275 | 11.8765 | -4.9731 | -3.5118 | -1.6812 | -38.0919 | 891.5193 | 942.7122 | 987.5991 | 942.4208 | 0.40398 | 0 | 0.39996 | 0 | 360.1584 | 0 | 395.0029 | 0 | 0.098376 | 0.10569 | 0.10068 | 0.10845 | 0.050971 | 0.047139 | 0.045199 | 0.04881 | 87.7045 | 99.6349 | 99.4294 | 102.2023 | 45.4412 | 44.4386 | 44.6385 | 45.9995
2 | 7 | 17 | 1920.8752 | 1997.6704 | 2067.8777 | 2085.7573 | 80 | 63 | 0 | 0 | 0 | 0 | 0 | 0 | 0 | 0 | 0 | 0 | 591.1586 | 594.5803 | 644.6653 | 699.435 | 0 | 0 | 0 | 0 | -3.2376 | -9.0084 | -4.32 | 8.4846 | 4.46 | -1.6812 | -1.645 | 0 | 1248.4941 | 1350.7797 | 1429.1774 | 1377.8378 | 0.4024 | 0.40819 | 0.40418 | 0.39462 | 502.3952 | 551.3732 | 577.6421 | 543.7198 | 0.095803 | 0.10382 | 0.099269 | 0.10562 | 0.048485 | 0.043638 | 0.04283 | 0.043123 | 119.6099 | 140.2322 | 141.8724 | 145.5269 | 60.5328 | 58.9451 | 61.2114 | 59.4167
2 | 7 | 18 | 2027.145 | 2114.8116 | 2196.2614 | 2221.1997 | 80 | 63 | 0 | 0 | 0 | 0 | 0 | 0 | 0 | 0 | 0 | 0 | 229.922 | 195.2877 | 212.7561 | 243.2315 | 0 | 0 | 0 | 0 | 1.0808 | 3.8289 | 3.2517 | 40.4135 | 16.8507 | 17.2013 | 24.8151 | 40 | 1699.2915 | 1835.4936 | 1955.4386 | 1897.5547 | 0.40342 | 0.39939 | 0.39298 | 0.37664 | 685.521 | 733.0769 | 768.4516 | 714.6927 | 0.094866 | 0.10317 | 0.099874 | 0.10582 | 0.047707 | 0.043166 | 0.044066 | 0.043553 | 161.2048 | 189.3611 | 195.2984 | 200.7997 | 81.0674 | 79.2305 | 86.1682 | 82.645
2 | 7 | 19 | 2156.4056 | 2257.4825 | 2352.7863 | 2386.4384 | 80 | 63 | 0 | 0 | 0 | 0 | 0 | 0 | 0 | 0 | 0 | 0 | 222.5808 | 177.2126 | 195.3842 | 231.6156 | 0 | 0 | 0 | 0 | 17.6973 | -1.9066 | 93.9423 | 79.5326 | 10.9491 | 15.8231 | 2.9904 | 40 | 1825.1784 | 2003.3534 | 2060.4694 | 2035.2902 | 0.41293 | 0.40451 | 0.39736 | 0.38359 | 753.6666 | 810.3743 | 818.7454 | 780.7176 | 0.094754 | 0.10316 | 0.099869 | 0.10578 | 0.047696 | 0.043405 | 0.044173 | 0.04372 | 172.9436 | 206.6671 | 205.7765 | 215.2866 | 87.0546 | 86.9554 | 91.0167 | 88.9832
2 | 7 | 20 | 2136.7247 | 2237.0506 | 2331.2964 | 2364.0126 | 80 | 63 | 0 | 0 | 0 | 0 | 0 | 0 | 0 | 0 | 0 | 0 | 239.8635 | 194.8789 | 213.5882 | 251.3884 | 0 | 0 | 0 | 0 | 13.9373 | 27.3778 | 10.7571 | 106.4405 | 2.3251 | 3.4932 | 12.4937 | 25.6983 | 1800.5988 | 1948.3007 | 2094.4575 | 1980.4854 | 0.4122 | 0.4033 | 0.397 | 0.38296 | 742.21 | 785.7406 | 831.4897 | 758.4553 | 0.094718 | 0.10318 | 0.099871 | 0.10578 | 0.047658 | 0.043213 | 0.044146 | 0.043628 | 170.5483 | 201.0325 | 209.1752 | 209.4951 | 85.8123 | 84.1925 | 92.4619 | 86.4055
2 | 7 | 21 | 2072.5054 | 2170.8874 | 2263.0927 | 2294.9905 | 80 | 63 | 0 | 0 | 0 | 0 | 0 | 0 | 0 | 0 | 0 | 0 | 296.7599 | 261.4254 | 280.6409 | 319.8896 | 0 | 0 | 0 | 0 | 12.1608 | 0 | 21.9869 | 28.8 | 2.4596 | 5.6035 | 6.3052 | 31.6135 | 1681.125 | 1840.8585 | 1954.1597 | 1914.6874 | 0.40612 | 0.40218 | 0.39602 | 0.38156 | 682.7375 | 740.3489 | 773.881 | 730.5738 | 0.09463 | 0.10311 | 0.099855 | 0.10575 | 0.047643 | 0.043144 | 0.044055 | 0.043602 | 159.0846 | 189.8191 | 195.132 | 202.4826 | 80.0945 | 79.4226 | 86.0909 | 83.4834
2 | 7 | 22 | 1958.7911 | 2052.5397 | 2140.3992 | 2170.9699 | 80 | 63 | 0 | 0 | 0 | 0 | 0 | 0 | 0 | 0 | 0 | 0 | 351.7801 | 326.7426 | 344.5994 | 387.2628 | 0 | 0 | 0 | 0 | 14.5894 | 0 | 5.2329 | 28.8 | 0 | 5.8338 | 13.5635 | 31.8325 | 1512.4216 | 1656.9633 | 1777.0034 | 1723.0745 | 0.41109 | 0.39872 | 0.39241 | 0.37595 | 621.7468 | 660.662 | 697.3161 | 647.7872 | 0.094516 | 0.10292 | 0.099753 | 0.10576 | 0.047603 | 0.043037 | 0.043906 | 0.043547 | 142.9487 | 170.5286 | 177.2612 | 182.2315 | 71.9952 | 71.3113 | 78.0207 | 75.0351
2 | 7 | 23 | 1789.6613 | 1877.3779 | 1959.8646 | 1989.5297 | 80 | 63 | 0 | 0 | 0 | 0 | 0 | 0 | 0 | 0 | 0 | 0 | 299.1551 | 273.847 | 284.9811 | 329.4504 | 0 | 0 | 0 | 0 | 0 | 87.6582 | 23.942 | 11.1472 | 7.9319 | 7.1662 | 16.6024 | 34.5934 | 1402.5743 | 1445.7065 | 1634.3391 | 1614.3386 | 0.41371 | 0.39663 | 0.38604 | 0.36606 | 580.26 | 573.4048 | 630.9147 | 590.9405 | 0.094524 | 0.10276 | 0.099596 | 0.10574 | 0.047677 | 0.042817 | 0.04382 | 0.043505 | 132.5765 | 148.5558 | 162.7731 | 170.6925 | 66.8705 | 61.9003 | 71.6161 | 70.2324
2 | 7 | 24 | 1626.0426 | 1701.1011 | 1770.5522 | 1792.5471 | 80 | 63 | 0 | 0 | 0 | 0 | 0 | 0 | 0 | 0 | 0 | 0 | 247.8723 | 230.9143 | 233.9578 | 276.9732 | 0 | 0 | 0 | 0 | 0 | 5.5201 | 43.0511 | 5.2644 | 0 | 28.1194 | 10.3758 | 3.4234 | 1298.1703 | 1373.5472 | 1483.1675 | 1506.8861 | 0.40639 | 0.39199 | 0.37547 | 0.36382 | 527.5618 | 538.4129 | 556.8825 | 548.2379 | 0.095206 | 0.10275 | 0.099285 | 0.10561 | 0.04814 | 0.042867 | 0.043498 | 0.043317 | 123.5938 | 141.1317 | 147.2557 | 159.148 | 62.4936 | 58.8797 | 64.5154 | 65.2742
2 | 8 | 1 | 1497.5467 | 1559.0987 | 1614.1091 | 1626.3105 | 80 | 63 | 0 | 0 | 0 | 0 | 0 | 0 | 0 | 0 | 0 | 0 | 206.6807 | 194.9539 | 194.3639 | 232.8424 | 0 | 0 | 0 | 0 | -6.6 | 17.5316 | 23.942 | -4.3798 | 0 | 1.986 | 13.3338 | 0 | 1217.466 | 1281.6272 | 1382.4693 | 1397.8479 | 0.40941 | 0.38749 | 0.36569 | 0.36737 | 498.4381 | 496.6157 | 505.5485 | 513.5243 | 0.095375 | 0.10278 | 0.09923 | 0.10553 | 0.048212 | 0.042779 | 0.043415 | 0.043067 | 116.1162 | 131.7209 | 137.1827 | 147.5099 | 58.6963 | 54.8269 | 60.0203 | 60.2013
2 | 8 | 2 | 1427.733 | 1479.4086 | 1523.913 | 1528.7962 | 80 | 63 | 0 | 0 | 0 | 0 | 0 | 0 | 0 | 0 | 0 | 0 | 195.4204 | 190.5802 | 189.6456 | 222.2198 | 0 | 0 | 0 | 0 | -6.6 | 0 | 0 | -7.2978 | -1.4889 | 10.2421 | 4.2889 | 0 | 1160.4015 | 1215.5863 | 1329.9785 | 1313.8742 | 0.40877 | 0.38552 | 0.36832 | 0.36522 | 474.3383 | 468.6383 | 489.8577 | 479.8478 | 0.095382 | 0.10276 | 0.09902 | 0.10547 | 0.048091 | 0.042742 | 0.04309 | 0.04286 | 110.6813 | 124.9158 | 131.6945 | 138.5704 | 55.8049 | 51.956 | 57.309 | 56.3123
2 | 8 | 3 | 1395.1951 | 1439.1176 | 1475.2161 | 1473.7815 | 80 | 63 | 0 | 0 | 0 | 0 | 0 | 0 | 0 | 0 | 0 | 0 | 197.6335 | 202.1301 | 202.3116 | 227.2667 | 0 | 0 | 0 | 0 | -6.6 | 4.5355 | -10.0637 | -11.007 | -2.1061 | 4.2889 | 0.83188 | 0 | 1126.2678 | 1165.1632 | 1282.1364 | 1257.5219 | 0.40833 | 0.3849 | 0.36884 | 0.36626 | 459.8922 | 448.4695 | 472.9049 | 460.5849 | 0.0952 | 0.10277 | 0.099017 | 0.10546 | 0.047915 | 0.042848 | 0.043079 | 0.042817 | 107.2203 | 119.7442 | 126.9533 | 132.6181 | 53.9653 | 49.9248 | 55.2331 | 53.8435
2 | 8 | 4 | 1389.034 | 1427.3425 | 1457.129 | 1450.4604 | 80 | 63 | 0 | 0 | 0 | 0 | 0 | 0 | 0 | 0 | 0 | 0 | 178.6202 | 185.3701 | 185.0713 | 206.1759 | 0 | 0 | 0 | 0 | -6.6 | 76.7974 | 5.3459 | -19.7188 | -1.8786 | 0 | 0 | 0 | 1138.8925 | 1102.175 | 1266.7118 | 1264.0032 | 0.40772 | 0.37892 | 0.36678 | 0.36631 | 464.3448 | 417.6368 | 464.61 | 463.0123 | 0.095074 | 0.10277 | 0.09902 | 0.10547 | 0.047831 | 0.042854 | 0.043091 | 0.042826 | 108.2794 | 113.2729 | 125.4297 | 133.3113 | 54.4742 | 47.2322 | 54.5839 | 54.1323
2 | 8 | 5 | 1426.9357 | 1460.7795 | 1485.1447 | 1473.0065 | 80 | 63 | 0 | 0 | 0 | 0 | 0 | 0 | 0 | 0 | 0 | 0 | 174.4809 | 186.382 | 185.2033 | 203.6603 | 0 | 0 | 0 | 0 | -6.6 | 4.692 | 0 | -17.4506 | -1.1384 | 4.5627 | 0.97031 | 0 | 1180.1932 | 1202.1428 | 1298.971 | 1286.7968 | 0.409 | 0.38297 | 0.36528 | 0.36514 | 482.701 | 460.3897 | 474.4848 | 469.867 | 0.094879 | 0.10279 | 0.099022 | 0.10545 | 0.047608 | 0.042903 | 0.043215 | 0.042915 | 111.9755 | 123.5647 | 128.6273 | 135.6923 | 56.1867 | 51.5754 | 56.1347 | 55.2223
2 | 8 | 6 | 1564.4445 | 1598.0779 | 1621.1246 | 1605.0253 | 80 | 63 | 0 | 0 | 0 | 0 | 0 | 0 | 0 | 0 | 0 | 0 | 137.464 | 144.9367 | 144.3435 | 159.2017 | 0 | 0 | 0 | 0 | 0 | 67.3099 | 48.3601 | 0 | 0 | 25.7793 | 36.3087 | 0 | 1346.9805 | 1297.052 | 1392.1122 | 1445.8236 | 0.4104 | 0.38709 | 0.36491 | 0.36382 | 552.8013 | 502.0812 | 508.0005 | 526.0228 | 0.094756 | 0.10287 | 0.09902 | 0.10543 | 0.047492 | 0.04292 | 0.043351 | 0.043037 | 127.6345 | 133.4269 | 137.8472 | 152.4401 | 63.9704 | 55.6693 | 60.3499 | 62.2245
2 | 8 | 7 | 1759.5927 | 1798.8245 | 1827.2292 | 1812.3229 | 80 | 63 | 0 | 0 | 0 | 0 | 0 | 0 | 0 | 0 | 0 | 0 | 161.5173 | 167.8056 | 167.6704 | 180.3358 | 0 | 0 | 0 | 0 | 0 | 43.802 | 46.794 | 29.6314 | 0 | 17.369 | 25.7751 | 34.99 | 1518.0754 | 1506.8479 | 1586.9896 | 1567.3657 | 0.40901 | 0.39641 | 0.37719 | 0.36382 | 620.9048 | 597.3293 | 598.5907 | 570.2425 | 0.094697 | 0.10289 | 0.098985 | 0.10544 | 0.047596 | 0.043203 | 0.043712 | 0.043428 | 143.757 | 155.0431 | 157.0885 | 165.2611 | 72.2543 | 65.1011 | 69.3703 | 68.0675
2 | 8 | 8 | 1876.8997 | 1921.1782 | 1955.8653 | 1945.6761 | 80 | 63 | 0 | 0 | 0 | 0 | 0 | 0 | 0 | 0 | 0 | 0 | 690.5369 | 712.9295 | 731.4246 | 758.5622 | 0 | 0 | 0 | 0 | 9.1434 | -18.5367 | -4.7449 | 0 | 0 | -1.2666 | 0 | -3.3391 | 1097.2195 | 1165.052 | 1229.1856 | 1190.4529 | 0.4026 | 0.40314 | 0.38075 | 0.37732 | 441.7444 | 469.6837 | 468.0128 | 449.1772 | 0.095029 | 0.1031 | 0.099074 | 0.10557 | 0.047896 | 0.043202 | 0.04309 | 0.04298 | 104.2672 | 120.1189 | 121.7802 | 125.6787 | 52.5522 | 50.3323 | 52.9656 | 51.1657
2 | 8 | 9 | 1905.6076 | 1954.0199 | 1994.7361 | 1990.9767 | 80 | 63 | 0 | 0 | 0 | 0 | 0 | 0 | 0 | 0 | 0 | 0 | 1074.0326 | 1125.918 | 1180.8902 | 1237.7732 | 0 | 0 | 0 | 0 | -3.516 | -15.6334 | -13.2263 | 76.1809 | -7.0376 | -3.4847 | -3.8079 | -25.2937 | 762.1286 | 784.2201 | 830.88 | 702.3163 | 0.40979 | 0.40905 | 0.39309 | 0.38587 | 312.311 | 320.7834 | 326.6066 | 270.9995 | 0.097056 | 0.10465 | 0.10013 | 0.10737 | 0.049551 | 0.046105 | 0.044016 | 0.046392 | 73.969 | 82.0685 | 83.1924 | 75.4092 | 37.7642 | 36.1563 | 36.5722 | 32.5818
2 | 8 | 10 | 1949.8933 | 2000.2597 | 2042.5941 | 2038.9954 | 80 | 63 | 0 | 0 | 0 | 0 | 0 | 0 | 0 | 0 | 0 | 0 | 1342.4572 | 1417.9253 | 1504.019 | 1586.3118 | 0 | 0 | 0 | 0 | -6.6 | -36.8556 | -11.445 | -104.1343 | -6.9821 | -12.8159 | -19.8889 | -38.3367 | 541.0182 | 569.0058 | 569.9089 | 595.1546 | 0.4056 | 0 | 0 | 0 | 219.4395 | 0 | 0 | 0 | 0.098171 | 0.10513 | 0.10062 | 0.10929 | 0.050883 | 0.046667 | 0.046424 | 0.051989 | 53.1122 | 59.818 | 57.3439 | 65.0458 | 27.5287 | 26.5536 | 26.4574 | 30.9416
2 | 8 | 11 | 1976.2825 | 2027.9035 | 2070.2737 | 2064.7316 | 80 | 63 | 0 | 0 | 0 | 0 | 0 | 0 | 0 | 0 | 0 | 0 | 1428.46 | 1529.0677 | 1641.5793 | 1745.4414 | 0 | 0 | 0 | 0 | -6.6 | -89.6684 | -83.9015 | -87.627 | -6.7 | -35.1707 | -40 | -40 | 481.1225 | 560.6749 | 552.5959 | 446.9172 | 0.40256 | 0 | 0 | 0 | 193.6802 | 0 | 0 | 0 | 0.098698 | 0.10738 | 0.10037 | 0.10847 | 0.053525 | 0.047967 | 0.046505 | 0.050883 | 47.4859 | 60.2026 | 55.4636 | 48.4787 | 25.7522 | 26.894 | 25.6985 | 22.7405
2 | 8 | 12 | 1976.0925 | 2029.0315 | 2072.0687 | 2066.092 | 80 | 63 | 0 | 0 | 0 | 0 | 0 | 0 | 0 | 0 | 0 | 0 | 1363.262 | 1472.3824 | 1591.1027 | 1700.0339 | 0 | 0 | 0 | 0 | -6.6 | -69.739 | -84.722 | -94.7553 | -5.9162 | -34.2354 | -38.7893 | -40 | 545.3466 | 597.6234 | 604.4774 | 500.8134 | 0.3965 | 0 | 0 | 0 | 216.2308 | 0 | 0 | 0 | 0.099071 | 0.10753 | 0.10029 | 0.10881 | 0.053991 | 0.048073 | 0.046622 | 0.052075 | 54.028 | 64.2607 | 60.6228 | 54.4948 | 29.4439 | 28.7293 | 28.1821 | 26.08
2 | 8 | 13 | 1970.211 | 2027.4442 | 2075.1046 | 2072.8249 | 80 | 63 | 0 | 0 | 0 | 0 | 0 | 0 | 0 | 0 | 0 | 0 | 1194.9313 | 1281.9272 | 1378.1217 | 1468.6613 | 0 | 0 | 0 | 0 | -6.6 | -69.8581 | -84.8002 | -88.3997 | -6.1275 | -34.0686 | -38.7945 | -40 | 708.0072 | 786.4438 | 820.5777 | 732.5633 | 0.39531 | 0 | 0 | 0 | 279.8828 | 0 | 0 | 0 | 0.098969 | 0.10791 | 0.1017 | 0.10902 | 0.05178 | 0.048178 | 0.048128 | 0.052433 | 70.0709 | 84.8631 | 83.4499 | 79.8672 | 36.6605 | 37.8893 | 39.493 | 38.4105
2 | 8 | 14 | 1962.5172 | 2022.3658 | 2073.1807 | 2073.8965 | 80 | 63 | 0 | 0 | 0 | 0 | 0 | 0 | 0 | 0 | 0 | 0 | 948.0095 | 1021.7738 | 1102.2299 | 1179.9817 | 0 | 0 | 0 | 0 | -6.6 | -69.9292 | -85.023 | -86.4 | -5.6262 | -34.1345 | -33.6109 | -40 | 946.7339 | 1041.6556 | 1089.5847 | 1020.3148 | 0.39361 | 0 | 0 | 0 | 372.6461 | 0 | 0 | 0 | 0.098851 | 0.10786 | 0.10064 | 0.11023 | 0.051574 | 0.048578 | 0.046559 | 0.055947 | 93.5857 | 112.3498 | 109.6532 | 112.4744 | 48.8271 | 50.6017 | 50.7301 | 57.0836
2 | 8 | 15 | 1944.6731 | 2006.7528 | 2060.1582 | 2063.3478 | 80 | 63 | 0 | 0 | 0 | 0 | 0 | 0 | 0 | 0 | 0 | 0 | 947.0929 | 1003.0044 | 1066.8302 | 1131.8316 | 0 | 0 | 0 | 0 | -6.6 | -70.2144 | -73.0444 | -68.4918 | -5.5515 | -33.729 | -39.7727 | -40 | 929.7317 | 1044.6919 | 1106.1451 | 1040.0081 | 0.39648 | 0 | 0 | 0 | 368.6229 | 0 | 0 | 0 | 0.099071 | 0.1078 | 0.10085 | 0.10978 | 0.051827 | 0.048008 | 0.046437 | 0.054061 | 92.1092 | 112.615 | 111.5532 | 114.1682 | 48.1855 | 50.1537 | 51.3658 | 56.2238
2 | 8 | 16 | 1942.267 | 2012.9271 | 2076.1222 | 2087.7377 | 80 | 63 | 0 | 0 | 0 | 0 | 0 | 0 | 0 | 0 | 0 | 0 | 772.8603 | 814.6518 | 874.1033 | 935.0073 | 0 | 0 | 0 | 0 | -3.8835 | -4.2695 | -5.2275 | 11.8765 | -4.9731 | -3.5118 | -1.6812 | -38.0919 | 1098.2633 | 1143.0566 | 1208.9276 | 1178.9458 | 0.40398 | 0 | 0.39996 | 0 | 443.6794 | 0 | 483.526 | 0 | 0.098376 | 0.10569 | 0.10068 | 0.10845 | 0.050971 | 0.047139 | 0.045199 | 0.04881 | 108.0432 | 120.8092 | 121.7123 | 127.8526 | 55.9791 | 53.8827 | 54.6423 | 57.5443
2 | 8 | 17 | 1961.2445 | 2040.4047 | 2112.9106 | 2131.8359 | 80 | 63 | 0 | 0 | 0 | 0 | 0 | 0 | 0 | 0 | 0 | 0 | 350.306 | 362.8609 | 401.0198 | 445.5857 | 0 | 0 | 0 | 0 | -3.2376 | -9.0084 | -4.32 | 8.4846 | 4.46 | -1.6812 | -1.645 | 0 | 1529.716 | 1625.2334 | 1717.8558 | 1677.7657 | 0.4024 | 0.40819 | 0.40418 | 0.39462 | 615.5592 | 663.4022 | 694.3196 | 662.0768 | 0.095803 | 0.10382 | 0.099269 | 0.10562 | 0.048485 | 0.043638 | 0.04283 | 0.043123 | 146.5519 | 168.7249 | 170.529 | 177.2053 | 74.1678 | 70.9216 | 73.5754 | 72.3505
2 | 8 | 18 | 2083.1162 | 2174.0619 | 2258.6987 | 2285.0869 | 80 | 63 | 0 | 0 | 0 | 0 | 0 | 0 | 0 | 0 | 0 | 0 | 82.794 | 60.9506 | 65.9934 | 82.8189 | 0 | 0 | 0 | 0 | 1.0808 | 3.8289 | 3.2517 | 40.4135 | 16.8507 | 17.2013 | 24.8151 | 40 | 1902.3908 | 2029.081 | 2164.6386 | 2121.8545 | 0.40342 | 0.39939 | 0.39298 | 0.37664 | 767.4545 | 810.3936 | 850.6633 | 799.1727 | 0.094866 | 0.10317 | 0.099874 | 0.10582 | 0.047707 | 0.043166 | 0.044066 | 0.043553 | 180.472 | 209.3328 | 216.1921 | 224.5352 | 90.7565 | 87.5869 | 95.3868 | 92.4141
2 | 8 | 19 | 2178.2344 | 2280.5901 | 2377.1369 | 2411.3544 | 80 | 63 | 0 | 0 | 0 | 0 | 0 | 0 | 0 | 0 | 0 | 0 | 71.6493 | 54.0983 | 57.3225 | 72.9038 | 0 | 0 | 0 | 0 | 17.6973 | -1.9066 | 93.9423 | 79.5326 | 10.9491 | 15.8231 | 2.9904 | 40 | 1997.9387 | 2149.5753 | 2222.8817 | 2218.918 | 0.41293 | 0.40451 | 0.39736 | 0.38359 | 825.0041 | 869.5224 | 883.2813 | 851.1555 | 0.094754 | 0.10316 | 0.099869 | 0.10578 | 0.047696 | 0.043405 | 0.044173 | 0.04372 | 189.3134 | 221.7515 | 221.9964 | 234.7101 | 95.2947 | 93.3022 | 98.1909 | 97.0115
2 | 8 | 20 | 2129.0286 | 2228.9037 | 2322.7113 | 2355.2281 | 80 | 63 | 0 | 0 | 0 | 0 | 0 | 0 | 0 | 0 | 0 | 0 | 101.5232 | 89.3293 | 92.94 | 109.5563 | 0 | 0 | 0 | 0 | 13.9373 | 27.3778 | 10.7571 | 106.4405 | 2.3251 | 3.4932 | 12.4937 | 25.6983 | 1931.2431 | 2045.7034 | 2206.5205 | 2113.5331 | 0.4122 | 0.4033 | 0.397 | 0.38296 | 796.0618 | 825.0226 | 875.9782 | 809.4078 | 0.094718 | 0.10318 | 0.099871 | 0.10578 | 0.047658 | 0.043213 | 0.044146 | 0.043628 | 182.9226 | 211.0828 | 220.367 | 223.5688 | 92.0385 | 88.4016 | 97.4091 | 92.2102
2 | 8 | 21 | 2075.3039 | 2173.85 | 2266.2146 | 2298.1849 | 80 | 63 | 0 | 0 | 0 | 0 | 0 | 0 | 0 | 0 | 0 | 0 | 147.4362 | 136.6661 | 143.8001 | 161.4135 | 0 | 0 | 0 | 0 | 12.1608 | 0 | 21.9869 | 28.8 | 2.4596 | 5.6035 | 6.3052 | 31.6135 | 1833.2472 | 1968.5804 | 2094.1223 | 2076.3579 | 0.40612 | 0.40218 | 0.39602 | 0.38156 | 744.5172 | 791.7155 | 829.3086 | 792.2613 | 0.09463 | 0.10311 | 0.099855 | 0.10575 | 0.047643 | 0.043144 | 0.044055 | 0.043602 | 173.4799 | 202.989 | 209.1079 | 219.5796 | 87.3421 | 84.9331 | 92.257 | 90.5325
2 | 8 | 22 | 1957.9515 | 2051.651 | 2139.4627 | 2170.0116 | 80 | 63 | 0 | 0 | 0 | 0 | 0 | 0 | 0 | 0 | 0 | 0 | 187.6763 | 175.4744 | 187.3126 | 205.1758 | 0 | 0 | 0 | 0 | 14.5894 | 0 | 5.2329 | 28.8 | 0 | 5.8338 | 13.5635 | 31.8325 | 1675.6858 | 1807.3427 | 1933.3536 | 1904.2032 | 0.41109 | 0.39872 | 0.39241 | 0.37595 | 688.8637 | 720.6211 | 758.6697 | 715.8823 | 0.094516 | 0.10292 | 0.099753 | 0.10576 | 0.047603 | 0.043037 | 0.043906 | 0.043547 | 158.3799 | 186.0051 | 192.8576 | 201.3876 | 79.767 | 77.7833 | 84.8853 | 82.9228
2 | 8 | 23 | 1792.32 | 1880.1923 | 1962.8304 | 1992.5643 | 80 | 63 | 0 | 0 | 0 | 0 | 0 | 0 | 0 | 0 | 0 | 0 | 190.9973 | 174.9047 | 189.0297 | 206.5174 | 0 | 0 | 0 | 0 | 0 | 87.6582 | 23.942 | 11.1472 | 7.9319 | 7.1662 | 16.6024 | 34.5934 | 1513.3908 | 1547.4632 | 1733.2563 | 1740.3063 | 0.41371 | 0.39663 | 0.38604 | 0.36606 | 626.106 | 613.7641 | 669.1003 | 637.0519 | 0.094524 | 0.10276 | 0.099596 | 0.10574 | 0.047677 | 0.042817 | 0.04382 | 0.043505 | 143.0513 | 159.012 | 172.6249 | 184.0118 | 72.1539 | 66.2572 | 75.9506 | 75.7126
2 | 8 | 24 | 1616.8074 | 1691.3247 | 1760.2501 | 1782.0057 | 80 | 63 | 0 | 0 | 0 | 0 | 0 | 0 | 0 | 0 | 0 | 0 | 183.9844 | 172.228 | 183.107 | 201.4744 | 0 | 0 | 0 | 0 | 0 | 5.5201 | 43.0511 | 5.2644 | 0 | 28.1194 | 10.3758 | 3.4234 | 1352.8229 | 1422.4572 | 1523.7162 | 1571.8435 | 0.40639 | 0.39199 | 0.37547 | 0.36382 | 549.772 | 557.585 | 572.1073 | 571.8709 | 0.095206 | 0.10275 | 0.099285 | 0.10561 | 0.04814 | 0.042867 | 0.043498 | 0.043317 | 128.7971 | 146.1571 | 151.2815 | 166.0084 | 65.1246 | 60.9763 | 66.2792 | 68.088
2 | 9 | 1 | 1497.8965 | 1559.469 | 1614.4993 | 1626.7098 | 80 | 63 | 0 | 0 | 0 | 0 | 0 | 0 | 0 | 0 | 0 | 0 | 157.4548 | 148.7325 | 155.4104 | 173.8208 | 0 | 0 | 0 | 0 | -6.6 | 17.5316 | 23.942 | -4.3798 | 0 | 1.986 | 13.3338 | 0 | 1267.0417 | 1328.2189 | 1421.813 | 1457.2688 | 0.40941 | 0.38749 | 0.36569 | 0.36737 | 518.7347 | 514.6695 | 519.9358 | 535.3537 | 0.095375 | 0.10278 | 0.09923 | 0.10553 | 0.048212 | 0.042779 | 0.043415 | 0.043067 | 120.8445 | 136.5095 | 141.0868 | 153.7804 | 61.0865 | 56.82 | 61.7284 | 62.7604
2 | 9 | 2 | 1425.4242 | 1476.9646 | 1521.3375 | 1526.1609 | 80 | 63 | 0 | 0 | 0 | 0 | 0 | 0 | 0 | 0 | 0 | 0 | 131.9736 | 125.0941 | 130.1819 | 145.7534 | 0 | 0 | 0 | 0 | -6.6 | 0 | 0 | -7.2978 | -1.4889 | 10.2421 | 4.2889 | 0 | 1221.5395 | 1278.6283 | 1386.8667 | 1387.7054 | 0.40877 | 0.38552 | 0.36832 | 0.36522 | 499.3297 | 492.9426 | 510.8108 | 506.8121 | 0.095382 | 0.10276 | 0.09902 | 0.10547 | 0.048091 | 0.042742 | 0.04309 | 0.04286 | 116.5128 | 131.3941 | 137.3276 | 146.3572 | 58.7451 | 54.6506 | 59.7603 | 59.4767
2 | 9 | 3 | 1394.3556 | 1438.2289 | 1474.2796 | 1472.8232 | 80 | 63 | 0 | 0 | 0 | 0 | 0 | 0 | 0 | 0 | 0 | 0 | 115.7381 | 108.9374 | 113.7025 | 127.1229 | 0 | 0 | 0 | 0 | -6.6 | 4.5355 | -10.0637 | -11.007 | -2.1061 | 4.2889 | 0.83188 | 0 | 1207.3236 | 1257.4671 | 1369.8089 | 1356.7073 | 0.40833 | 0.3849 | 0.36884 | 0.36626 | 492.9899 | 483.9971 | 505.2421 | 496.913 | 0.0952 | 0.10277 | 0.099017 | 0.10546 | 0.047915 | 0.042848 | 0.043079 | 0.042817 | 114.9368 | 129.2303 | 135.6344 | 143.0782 | 57.8491 | 53.8798 | 59.0099 | 58.0903
2 | 9 | 4 | 1376.7903 | 1414.3815 | 1443.4709 | 1436.4851 | 80 | 63 | 0 | 0 | 0 | 0 | 0 | 0 | 0 | 0 | 0 | 0 | 119.7366 | 115.8072 | 120.562 | 132.7897 | 0 | 0 | 0 | 0 | -6.6 | 76.7974 | 5.3459 | -19.7188 | -1.8786 | 0 | 0 | 0 | 1185.5324 | 1158.7769 | 1317.5629 | 1323.4142 | 0.40772 | 0.37892 | 0.36678 | 0.36631 | 483.3606 | 439.0844 | 483.2615 | 484.7749 | 0.095074 | 0.10277 | 0.09902 | 0.10547 | 0.047831 | 0.042854 | 0.043091 | 0.042826 | 112.7136 | 119.09 | 130.465 | 139.5773 | 56.705 | 49.6578 | 56.7751 | 56.6766
2 | 9 | 5 | 1416.0913 | 1449.2997 | 1473.0474 | 1460.6284 | 80 | 63 | 0 | 0 | 0 | 0 | 0 | 0 | 0 | 0 | 0 | 0 | 104.5943 | 101.6104 | 104.4632 | 116.4727 | 0 | 0 | 0 | 0 | -6.6 | 4.692 | 0 | -17.4506 | -1.1384 | 4.5627 | 0.97031 | 0 | 1239.2354 | 1275.4347 | 1367.6139 | 1361.6063 | 0.409 | 0.38297 | 0.36528 | 0.36514 | 506.8493 | 488.4586 | 499.5585 | 497.1833 | 0.094879 | 0.10279 | 0.099022 | 0.10545 | 0.047608 | 0.042903 | 0.043215 | 0.042915 | 117.5774 | 131.0981 | 135.4245 | 143.5809 | 58.9976 | 54.7198 | 59.1011 | 58.4327
2 | 9 | 6 | 1531.2116 | 1562.898 | 1584.0524 | 1567.0923 | 80 | 63 | 0 | 0 | 0 | 0 | 0 | 0 | 0 | 0 | 0 | 0 | 87.9335 | 85.7837 | 86.5586 | 98.5586 | 0 | 0 | 0 | 0 | 0 | 67.3099 | 48.3601 | 0 | 0 | 25.7793 | 36.3087 | 0 | 1363.2781 | 1321.0251 | 1412.825 | 1468.5337 | 0.4104 | 0.38709 | 0.36491 | 0.36382 | 559.4898 | 511.361 | 515.5589 | 534.2852 | 0.094756 | 0.10287 | 0.09902 | 0.10543 | 0.047492 | 0.04292 | 0.043351 | 0.043037 | 129.1788 | 135.893 | 139.8981 | 154.8345 | 64.7444 | 56.6983 | 61.2478 | 63.2019
2 | 9 | 7 | 1731.677 | 1769.2734 | 1796.0885 | 1780.4591 | 80 | 63 | 0 | 0 | 0 | 0 | 0 | 0 | 0 | 0 | 0 | 0 | 85.0965 | 78.6802 | 78.7442 | 90.7467 | 0 | 0 | 0 | 0 | 0 | 43.802 | 46.794 | 29.6314 | 0 | 17.369 | 25.7751 | 34.99 | 1566.5805 | 1566.4222 | 1644.7752 | 1625.0911 | 0.40901 | 0.39641 | 0.37719 | 0.36382 | 640.7438 | 620.9451 | 620.3866 | 591.2443 | 0.094697 | 0.10289 | 0.098985 | 0.10544 | 0.047596 | 0.043203 | 0.043712 | 0.043428 | 148.3503 | 161.1728 | 162.8084 | 171.3476 | 74.5629 | 67.6749 | 71.8962 | 70.5744
2 | 9 | 8 | 1835.2711 | 1877.1107 | 1909.4275 | 1898.16 | 80 | 63 | 0 | 0 | 0 | 0 | 0 | 0 | 0 | 0 | 0 | 0 | 371.8296 | 373.3597 | 385.5483 | 407.5 | 0 | 0 | 0 | 0 | 9.1434 | -18.5367 | -4.7449 | 0 | 0 | -1.2666 | 0 | -3.3391 | 1374.2981 | 1460.5544 | 1528.6241 | 1493.9991 | 0.4026 | 0.40314 | 0.38075 | 0.37732 | 553.2973 | 588.8138 | 582.0241 | 563.7102 | 0.095029 | 0.1031 | 0.099074 | 0.10557 | 0.047896 | 0.043202 | 0.04309 | 0.04298 | 130.5976 | 150.5857 | 151.4467 | 157.7247 | 65.8232 | 63.0985 | 65.8684 | 64.2122
2 | 9 | 9 | 1893.3639 | 1941.0589 | 1981.0779 | 1977.0014 | 80 | 63 | 0 | 0 | 0 | 0 | 0 | 0 | 0 | 0 | 0 | 0 | 575.8771 | 605.8043 | 647.8526 | 694.1837 | 0 | 0 | 0 | 0 | -3.516 | -15.6334 | -13.2263 | 76.1809 | -7.0376 | -3.4847 | -3.8079 | -25.2937 | 1248.0403 | 1291.3728 | 1350.2594 | 1231.9305 | 0.40979 | 0.40905 | 0.39309 | 0.38587 | 511.4317 | 528.233 | 530.7669 | 475.3592 | 0.097056 | 0.10465 | 0.10013 | 0.10737 | 0.049551 | 0.046105 | 0.044016 | 0.046392 | 121.1295 | 135.1419 | 135.1957 | 132.275 | 61.8416 | 59.5385 | 59.4333 | 57.1516
2 | 9 | 10 | 1936.2503 | 1985.8174 | 2027.375 | 2023.4229 | 80 | 63 | 0 | 0 | 0 | 0 | 0 | 0 | 0 | 0 | 0 | 0 | 774.3176 | 817.6217 | 875.3349 | 934.4559 | 0 | 0 | 0 | 0 | -6.6 | -36.8556 | -11.445 | -104.1343 | -6.9821 | -12.8159 | -19.8889 | -38.3367 | 1095.5148 | 1154.8672 | 1183.3739 | 1231.438 | 0.4056 | 0 | 0 | 0 | 444.346 | 0 | 0 | 0 | 0.098171 | 0.10513 | 0.10062 | 0.10929 | 0.050883 | 0.046667 | 0.046424 | 0.051989 | 107.5477 | 121.408 | 119.0703 | 134.5866 | 55.7432 | 53.8937 | 54.9368 | 64.0216
2 | 9 | 11 | 1972.2946 | 2023.6819 | 2065.8251 | 2060.1797 | 80 | 63 | 0 | 0 | 0 | 0 | 0 | 0 | 0 | 0 | 0 | 0 | 955.5019 | 1022.6573 | 1103.5578 | 1181.6105 | 0 | 0 | 0 | 0 | -6.6 | -89.6684 | -83.9015 | -87.627 | -6.7 | -35.1707 | -40 | -40 | 950.0926 | 1062.8637 | 1086.1687 | 1006.1962 | 0.40256 | 0 | 0 | 0 | 382.4683 | 0 | 0 | 0 | 0.098698 | 0.10738 | 0.10037 | 0.10847 | 0.053525 | 0.047967 | 0.046505 | 0.050883 | 93.7724 | 114.1253 | 109.0179 | 109.1456 | 50.8539 | 50.9827 | 50.5124 | 51.1983
2 | 9 | 12 | 1971.9646 | 2024.6618 | 2067.464 | 2061.3803 | 80 | 63 | 0 | 0 | 0 | 0 | 0 | 0 | 0 | 0 | 0 | 0 | 1278.6218 | 1365.4988 | 1465.3274 | 1558.8343 | 0 | 0 | 0 | 0 | -6.6 | -69.739 | -84.722 | -94.7553 | -5.9162 | -34.2354 | -38.7893 | -40 | 625.8589 | 700.1373 | 725.6478 | 637.3013 | 0.3965 | 0 | 0 | 0 | 248.1541 | 0 | 0 | 0 | 0.099071 | 0.10753 | 0.10029 | 0.10881 | 0.053991 | 0.048073 | 0.046622 | 0.052075 | 62.0044 | 75.2837 | 72.7749 | 69.3464 | 33.7909 | 33.6574 | 33.8313 | 33.1876
2 | 9 | 13 | 1953.9793 | 2010.2616 | 2056.9977 | 2054.2977 | 80 | 63 | 0 | 0 | 0 | 0 | 0 | 0 | 0 | 0 | 0 | 0 | 1323.4963 | 1408.5435 | 1506.7195 | 1598.7176 | 0 | 0 | 0 | 0 | -6.6 | -69.8581 | -84.8002 | -88.3997 | -6.1275 | -34.0686 | -38.7945 | -40 | 563.2106 | 642.6448 | 673.8731 | 583.9797 | 0.39531 | 0 | 0 | 0 | 222.6431 | 0 | 0 | 0 | 0.098969 | 0.10791 | 0.1017 | 0.10902 | 0.05178 | 0.048178 | 0.048128 | 0.052433 | 55.7405 | 69.3461 | 68.5306 | 63.668 | 29.1629 | 30.9613 | 32.4323 | 30.6198
2 | 9 | 14 | 1944.3965 | 2003.1835 | 2052.9666 | 2053.2131 | 80 | 63 | 0 | 0 | 0 | 0 | 0 | 0 | 0 | 0 | 0 | 0 | 1210.4281 | 1276.4932 | 1359.1206 | 1436.9254 | 0 | 0 | 0 | 0 | -6.6 | -69.9292 | -85.023 | -86.4 | -5.6262 | -34.1345 | -33.6109 | -40 | 666.1946 | 767.7539 | 812.48 | 742.6877 | 0.39361 | 0 | 0 | 0 | 262.2224 | 0 | 0 | 0 | 0.098851 | 0.10786 | 0.10064 | 0.11023 | 0.051574 | 0.048578 | 0.046559 | 0.055947 | 65.8541 | 82.8076 | 81.7661 | 81.8702 | 34.3585 | 37.2961 | 37.8283 | 41.5512
2 | 9 | 15 | 1920.3256 | 1980.9789 | 2032.9979 | 2035.5569 | 80 | 63 | 0 | 0 | 0 | 0 | 0 | 0 | 0 | 0 | 0 | 0 | 1056.4543 | 1108.2595 | 1182.1378 | 1250.8829 | 0 | 0 | 0 | 0 | -6.6 | -70.2144 | -73.0444 | -68.4918 | -5.5515 | -33.729 | -39.7727 | -40 | 796.0229 | 913.6628 | 963.6772 | 893.1658 | 0.39648 | 0 | 0 | 0 | 315.6096 | 0 | 0 | 0 | 0.099071 | 0.1078 | 0.10085 | 0.10978 | 0.051827 | 0.048008 | 0.046437 | 0.054061 | 78.8625 | 98.4904 | 97.1855 | 98.0484 | 41.2558 | 43.8632 | 44.7501 | 48.2854
2 | 9 | 16 | 1909.7337 | 1978.4878 | 2039.8305 | 2050.6033 | 80 | 63 | 0 | 0 | 0 | 0 | 0 | 0 | 0 | 0 | 0 | 0 | 872.8316 | 896.7243 | 948.9891 | 999.7116 | 0 | 0 | 0 | 0 | -3.8835 | -4.2695 | -5.2275 | 11.8765 | -4.9731 | -3.5118 | -1.6812 | -38.0919 | 965.7588 | 1026.5447 | 1097.7501 | 1077.1072 | 0.40398 | 0 | 0.39996 | 0 | 390.1498 | 0 | 439.0592 | 0 | 0.098376 | 0.10569 | 0.10068 | 0.10845 | 0.050971 | 0.047139 | 0.045199 | 0.04881 | 95.0079 | 108.4951 | 110.5192 | 116.8086 | 49.2253 | 48.3904 | 49.6172 | 52.5736
2 | 9 | 17 | 1913.6689 | 1990.0419 | 2059.8389 | 2077.5319 | 80 | 63 | 0 | 0 | 0 | 0 | 0 | 0 | 0 | 0 | 0 | 0 | 513.6752 | 516.2341 | 551.3758 | 587.7998 | 0 | 0 | 0 | 0 | -3.2376 | -9.0084 | -4.32 | 8.4846 | 4.46 | -1.6812 | -1.645 | 0 | 1318.7713 | 1421.4974 | 1514.428 | 1481.2474 | 0.4024 | 0.40819 | 0.40418 | 0.39462 | 530.6748 | 580.2394 | 612.0985 | 584.5272 | 0.095803 | 0.10382 | 0.099269 | 0.10562 | 0.048485 | 0.043638 | 0.04283 | 0.043123 | 126.3427 | 147.5739 | 150.3351 | 156.449 | 63.9402 | 62.0311 | 64.8626 | 63.876
2 | 9 | 18 | 2022.6673 | 2110.0715 | 2191.2664 | 2216.0887 | 80 | 63 | 0 | 0 | 0 | 0 | 0 | 0 | 0 | 0 | 0 | 0 | 122.6864 | 94.0517 | 105.7024 | 121.2101 | 0 | 0 | 0 | 0 | 1.0808 | 3.8289 | 3.2517 | 40.4135 | 16.8507 | 17.2013 | 24.8151 | 40 | 1802.0494 | 1931.9896 | 2057.4972 | 2014.4652 | 0.40342 | 0.39939 | 0.39298 | 0.37664 | 726.9752 | 771.6164 | 808.5587 | 758.7258 | 0.094866 | 0.10317 | 0.099874 | 0.10582 | 0.047707 | 0.043166 | 0.044066 | 0.043553 | 170.953 | 199.3162 | 205.4914 | 213.1712 | 85.9696 | 83.3958 | 90.6655 | 87.7369
2 | 9 | 19 | 2096.7263 | 2194.3068 | 2286.2125 | 2318.3188 | 80 | 63 | 0 | 0 | 0 | 0 | 0 | 0 | 0 | 0 | 0 | 0 | 103.1916 | 74.7356 | 85.4261 | 100.6878 | 0 | 0 | 0 | 0 | 17.6973 | -1.9066 | 93.9423 | 79.5326 | 10.9491 | 15.8231 | 2.9904 | 40 | 1884.8883 | 2042.6547 | 2103.8536 | 2098.0984 | 0.41293 | 0.40451 | 0.39736 | 0.38359 | 778.3224 | 826.2721 | 835.9845 | 804.8102 | 0.094754 | 0.10316 | 0.099869 | 0.10578 | 0.047696 | 0.043405 | 0.044173 | 0.04372 | 178.6013 | 210.7215 | 210.1092 | 221.9302 | 89.9025 | 88.6613 | 92.9331 | 91.7292
2 | 9 | 20 | 2037.8655 | 2132.3997 | 2221.0164 | 2251.1719 | 80 | 63 | 0 | 0 | 0 | 0 | 0 | 0 | 0 | 0 | 0 | 0 | 91.2829 | 65.9465 | 74.1185 | 89.4511 | 0 | 0 | 0 | 0 | 13.9373 | 27.3778 | 10.7571 | 106.4405 | 2.3251 | 3.4932 | 12.4937 | 25.6983 | 1850.3203 | 1972.5822 | 2123.6472 | 2029.5821 | 0.4122 | 0.4033 | 0.397 | 0.38296 | 762.7053 | 795.5332 | 843.0779 | 777.2576 | 0.094718 | 0.10318 | 0.099871 | 0.10578 | 0.047658 | 0.043213 | 0.044146 | 0.043628 | 175.2577 | 203.5379 | 212.0904 | 214.6885 | 88.182 | 85.2418 | 93.7506 | 88.5475
2 | 9 | 21 | 1974.3458 | 2066.9771 | 2153.5932 | 2182.9485 | 80 | 63 | 0 | 0 | 0 | 0 | 0 | 0 | 0 | 0 | 0 | 0 | 82.2984 | 60.7411 | 66.8222 | 81.971 | 0 | 0 | 0 | 0 | 12.1608 | 0 | 21.9869 | 28.8 | 2.4596 | 5.6035 | 6.3052 | 31.6135 | 1797.4269 | 1937.6325 | 2058.4789 | 2040.5639 | 0.40612 | 0.40218 | 0.39602 | 0.38156 | 729.9699 | 779.2691 | 815.1932 | 778.6036 | 0.09463 | 0.10311 | 0.099855 | 0.10575 | 0.047643 | 0.043144 | 0.044055 | 0.043602 | 170.0902 | 199.7978 | 205.5487 | 215.7943 | 85.6355 | 83.5978 | 90.6867 | 88.9718
2 | 9 | 22 | 1890.2263 | 1979.958 | 2063.9134 | 2092.7081 | 80 | 63 | 0 | 0 | 0 | 0 | 0 | 0 | 0 | 0 | 0 | 0 | 67.0997 | 48.756 | 52.5026 | 66.4146 | 0 | 0 | 0 | 0 | 14.5894 | 0 | 5.2329 | 28.8 | 0 | 5.8338 | 13.5635 | 31.8325 | 1728.5372 | 1862.3682 | 1992.6144 | 1965.6609 | 0.41109 | 0.39872 | 0.39241 | 0.37595 | 710.5905 | 742.5608 | 781.9243 | 738.9872 | 0.094516 | 0.10292 | 0.099753 | 0.10576 | 0.047603 | 0.043037 | 0.043906 | 0.043547 | 163.3752 | 191.6682 | 198.7691 | 207.8873 | 82.2828 | 80.1514 | 87.4872 | 85.5991
2 | 9 | 23 | 1760.2065 | 1846.1974 | 1927.007 | 1955.9091 | 80 | 63 | 0 | 0 | 0 | 0 | 0 | 0 | 0 | 0 | 0 | 0 | 49.1586 | 33.978 | 34.8002 | 47.8313 | 0 | 0 | 0 | 0 | 0 | 87.6582 | 23.942 | 11.1472 | 7.9319 | 7.1662 | 16.6024 | 34.5934 | 1623.116 | 1654.395 | 1851.6623 | 1862.3371 | 0.41371 | 0.39663 | 0.38604 | 0.36606 | 671.5004 | 656.176 | 714.8094 | 681.7222 | 0.094524 | 0.10276 | 0.099596 | 0.10574 | 0.047677 | 0.042817 | 0.04382 | 0.043505 | 153.423 | 169.9999 | 184.4176 | 196.9147 | 77.3853 | 70.8357 | 81.1391 | 81.0216
2 | 9 | 24 | 1606.1029 | 1679.9931 | 1748.3089 | 1769.7873 | 80 | 63 | 0 | 0 | 0 | 0 | 0 | 0 | 0 | 0 | 0 | 0 | 46.1623 | 33.8651 | 33.8116 | 46.4383 | 0 | 0 | 0 | 0 | 0 | 5.5201 | 43.0511 | 5.2644 | 0 | 28.1194 | 10.3758 | 3.4234 | 1479.9406 | 1549.4885 | 1661.0705 | 1714.6611 | 0.40639 | 0.39199 | 0.37547 | 0.36382 | 601.4312 | 607.3796 | 623.6794 | 623.831 | 0.095206 | 0.10275 | 0.099285 | 0.10561 | 0.04814 | 0.042867 | 0.043498 | 0.043317 | 140.8995 | 159.2096 | 164.9187 | 181.0919 | 71.244 | 66.4217 | 72.2538 | 74.2745
2 | 10 | 1 | 1480.8253 | 1541.3977 | 1595.4559 | 1607.2242 | 80 | 63 | 0 | 0 | 0 | 0 | 0 | 0 | 0 | 0 | 0 | 0 | 46.4309 | 35.3972 | 35.3717 | 47.4943 | 0 | 0 | 0 | 0 | -6.6 | 17.5316 | 23.942 | -4.3798 | 0 | 1.986 | 13.3338 | 0 | 1360.9943 | 1423.4828 | 1522.8083 | 1564.1097 | 0.40941 | 0.38749 | 0.36569 | 0.36737 | 557.1994 | 551.5832 | 556.8683 | 574.6036 | 0.095375 | 0.10278 | 0.09923 | 0.10553 | 0.048212 | 0.042779 | 0.043415 | 0.043067 | 129.8052 | 146.3003 | 151.1086 | 165.0549 | 65.6161 | 60.8953 | 66.1132 | 67.3618
2 | 10 | 2 | 1406.5339 | 1456.9676 | 1500.2649 | 1504.599 | 80 | 63 | 0 | 0 | 0 | 0 | 0 | 0 | 0 | 0 | 0 | 0 | 44.8209 | 32.8751 | 32.874 | 44.8794 | 0 | 0 | 0 | 0 | -6.6 | 0 | 0 | -7.2978 | -1.4889 | 10.2421 | 4.2889 | 0 | 1289.8019 | 1350.8503 | 1463.102 | 1467.0174 | 0.40877 | 0.38552 | 0.36832 | 0.36522 | 527.2334 | 520.786 | 538.8898 | 535.7781 | 0.095382 | 0.10276 | 0.09902 | 0.10547 | 0.048091 | 0.042742 | 0.04309 | 0.04286 | 123.0238 | 138.8158 | 144.8764 | 154.722 | 62.0279 | 57.7374 | 63.0453 | 62.876
2 | 10 | 3 | 1370.0081 | 1412.4549 | 1447.1193 | 1445.0323 | 80 | 63 | 0 | 0 | 0 | 0 | 0 | 0 | 0 | 0 | 0 | 0 | 43.8972 | 31.3376 | 31.3376 | 43.3376 | 0 | 0 | 0 | 0 | -6.6 | 4.5355 | -10.0637 | -11.007 | -2.1061 | 4.2889 | 0.83188 | 0 | 1254.817 | 1309.293 | 1425.0135 | 1412.7018 | 0.40833 | 0.3849 | 0.36884 | 0.36626 | 512.383 | 503.9448 | 525.6039 | 517.4217 | 0.0952 | 0.10277 | 0.099017 | 0.10546 | 0.047915 | 0.042848 | 0.043079 | 0.042817 | 119.4582 | 134.5564 | 141.1006 | 148.9834 | 60.1248 | 56.1004 | 61.3881 | 60.4879
2 | 10 | 4 | 1344.9567 | 1380.6829 | 1407.9596 | 1400.1493 | 80 | 63 | 0 | 0 | 0 | 0 | 0 | 0 | 0 | 0 | 0 | 0 | 41.7255 | 27.7043 | 27.7043 | 39.7043 | 0 | 0 | 0 | 0 | -6.6 | 76.7974 | 5.3459 | -19.7188 | -1.8786 | 0 | 0 | 0 | 1231.7098 | 1213.1812 | 1374.9094 | 1380.1638 | 0.40772 | 0.37892 | 0.36678 | 0.36631 | 502.1879 | 459.6993 | 504.2952 | 505.5626 | 0.095074 | 0.10277 | 0.09902 | 0.10547 | 0.047831 | 0.042854 | 0.043091 | 0.042826 | 117.1039 | 124.6812 | 136.1434 | 145.5625 | 58.9137 | 51.9892 | 59.2462 | 59.107
2 | 10 | 5 | 1350.6749 | 1380.0509 | 1400.0738 | 1385.9603 | 80 | 63 | 0 | 0 | 0 | 0 | 0 | 0 | 0 | 0 | 0 | 0 | 39.7745 | 24.44 | 24.44 | 36.44 | 0 | 0 | 0 | 0 | -6.6 | 4.692 | 0 | -17.4506 | -1.1384 | 4.5627 | 0.97031 | 0 | 1238.6388 | 1283.3562 | 1374.6634 | 1366.9709 | 0.409 | 0.38297 | 0.36528 | 0.36514 | 506.6053 | 491.4924 | 502.1336 | 499.1421 | 0.094879 | 0.10279 | 0.099022 | 0.10545 | 0.047608 | 0.042903 | 0.043215 | 0.042915 | 117.5208 | 131.9124 | 136.1225 | 144.1466 | 58.9692 | 55.0597 | 59.4058 | 58.663
2 | 10 | 6 | 1391.4234 | 1414.9203 | 1428.1151 | 1407.5341 | 80 | 63 | 0 | 0 | 0 | 0 | 0 | 0 | 0 | 0 | 0 | 0 | 39.3196 | 23.679 | 23.679 | 35.679 | 0 | 0 | 0 | 0 | 0 | 67.3099 | 48.3601 | 0 | 0 | 25.7793 | 36.3087 | 0 | 1272.1038 | 1235.1521 | 1319.7673 | 1371.8552 | 0.4104 | 0.38709 | 0.36491 | 0.36382 | 522.0719 | 478.1201 | 481.6009 | 499.1114 | 0.094756 | 0.10287 | 0.09902 | 0.10543 | 0.047492 | 0.04292 | 0.043351 | 0.043037 | 120.5395 | 127.0593 | 130.6836 | 144.6412 | 60.4144 | 53.0126 | 57.2137 | 59.0411
2 | 10 | 7 | 1448.6025 | 1469.6147 | 1480.3115 | 1457.3499 | 80 | 63 | 0 | 0 | 0 | 0 | 0 | 0 | 0 | 0 | 0 | 0 | 56.3024 | 40.9828 | 40.9849 | 52.9867 | 0 | 0 | 0 | 0 | 0 | 43.802 | 46.794 | 29.6314 | 0 | 17.369 | 25.7751 | 34.99 | 1312.3001 | 1304.4609 | 1366.7575 | 1339.7419 | 0.40901 | 0.39641 | 0.37719 | 0.36382 | 536.7411 | 517.1011 | 515.5222 | 487.4279 | 0.094697 | 0.10289 | 0.098985 | 0.10544 | 0.047596 | 0.043203 | 0.043712 | 0.043428 | 124.2707 | 134.219 | 135.2888 | 141.2607 | 62.4602 | 56.3572 | 59.7435 | 58.1823
2 | 10 | 8 | 1507.1398 | 1529.7555 | 1543.3884 | 1523.6216 | 80 | 63 | 0 | 0 | 0 | 0 | 0 | 0 | 0 | 0 | 0 | 0 | 315.451 | 303.7719 | 307.566 | 322.6638 | 0 | 0 | 0 | 0 | 9.1434 | -18.5367 | -4.7449 | 0 | 0 | -1.2666 | 0 | -3.3391 | 1102.5454 | 1182.7869 | 1240.5674 | 1204.2969 | 0.4026 | 0.40314 | 0.38075 | 0.37732 | 443.8887 | 476.8335 | 472.3464 | 454.4008 | 0.095029 | 0.1031 | 0.099074 | 0.10557 | 0.047896 | 0.043202 | 0.04309 | 0.04298 | 104.7733 | 121.9474 | 122.9078 | 127.1402 | 52.8073 | 51.0984 | 53.4561 | 51.7608
2 | 10 | 9 | 1602.5233 | 1633.1793 | 1656.6377 | 1645.0278 | 80 | 63 | 0 | 0 | 0 | 0 | 0 | 0 | 0 | 0 | 0 | 0 | 763.7487 | 776.889 | 805.8477 | 841.4916 | 0 | 0 | 0 | 0 | -3.516 | -15.6334 | -13.2263 | 76.1809 | -7.0376 | -3.4847 | -3.8079 | -25.2937 | 769.3282 | 812.4085 | 867.8242 | 752.649 | 0.40979 | 0.40905 | 0.39309 | 0.38587 | 315.2613 | 332.3138 | 341.1288 | 290.4211 | 0.097056 | 0.10465 | 0.10013 | 0.10737 | 0.049551 | 0.046105 | 0.044016 | 0.046392 | 74.6678 | 85.0184 | 86.8915 | 80.8135 | 38.121 | 37.456 | 38.1984 | 34.9168
2 | 10 | 10 | 1679.6222 | 1714.1545 | 1741.0996 | 1730.5003 | 80 | 63 | 0 | 0 | 0 | 0 | 0 | 0 | 0 | 0 | 0 | 0 | 1067.9241 | 1102.0066 | 1152.4364 | 1205.6108 | 0 | 0 | 0 | 0 | -6.6 | -36.8556 | -11.445 | -104.1343 | -6.9821 | -12.8159 | -19.8889 | -38.3367 | 545.2802 | 598.8195 | 619.9971 | 667.3605 | 0.4056 | 0 | 0 | 0 | 221.1682 | 0 | 0 | 0 | 0.098171 | 0.10513 | 0.10062 | 0.10929 | 0.050883 | 0.046667 | 0.046424 | 0.051989 | 53.5306 | 62.9522 | 62.3837 | 72.9373 | 27.7456 | 27.9449 | 28.7827 | 34.6956
2 | 10 | 11 | 1721.6834 | 1758.3884 | 1786.2618 | 1774.125 | 80 | 63 | 0 | 0 | 0 | 0 | 0 | 0 | 0 | 0 | 0 | 0 | 1117.0272 | 1174.9932 | 1249.1198 | 1321.4099 | 0 | 0 | 0 | 0 | -6.6 | -89.6684 | -83.9015 | -87.627 | -6.7 | -35.1707 | -40 | -40 | 537.9562 | 645.2344 | 661.0434 | 580.342 | 0.40256 | 0 | 0 | 0 | 216.5591 | 0 | 0 | 0 | 0.098698 | 0.10738 | 0.10037 | 0.10847 | 0.053525 | 0.047967 | 0.046505 | 0.050883 | 53.0953 | 69.2822 | 66.3484 | 62.9517 | 28.7942 | 30.9501 | 30.7419 | 29.5295
2 | 10 | 12 | 1728.9794 | 1767.4412 | 1796.4077 | 1784.0302 | 80 | 63 | 0 | 0 | 0 | 0 | 0 | 0 | 0 | 0 | 0 | 0 | 1190.2126 | 1252.6243 | 1335.913 | 1413.3879 | 0 | 0 | 0 | 0 | -6.6 | -69.739 | -84.722 | -94.7553 | -5.9162 | -34.2354 | -38.7893 | -40 | 471.283 | 555.7912 | 584.006 | 505.3976 | 0.3965 | 0 | 0 | 0 | 186.8645 | 0 | 0 | 0 | 0.099071 | 0.10753 | 0.10029 | 0.10881 | 0.053991 | 0.048073 | 0.046622 | 0.052075 | 46.6904 | 59.7626 | 58.5697 | 54.9936 | 25.4451 | 26.7183 | 27.2276 | 26.3187
2 | 10 | 13 | 1716.1016 | 1758.4476 | 1791.6389 | 1782.7773 | 80 | 63 | 0 | 0 | 0 | 0 | 0 | 0 | 0 | 0 | 0 | 0 | 1232.3919 | 1319.3424 | 1435.274 | 1535.2898 | 0 | 0 | 0 | 0 | -6.6 | -69.8581 | -84.8002 | -88.3997 | -6.1275 | -34.0686 | -38.7945 | -40 | 416.4372 | 480.0319 | 479.9597 | 375.8872 | 0.39531 | 0 | 0 | 0 | 164.622 | 0 | 0 | 0 | 0.098969 | 0.10791 | 0.1017 | 0.10902 | 0.05178 | 0.048178 | 0.048128 | 0.052433 | 41.2145 | 51.799 | 48.8102 | 40.9808 | 21.563 | 23.127 | 23.0996 | 19.7089
2 | 10 | 14 | 1694.345 | 1738.4825 | 1774.0277 | 1767.7973 | 80 | 63 | 0 | 0 | 0 | 0 | 0 | 0 | 0 | 0 | 0 | 0 | 879.5043 | 953.2861 | 1063.6656 | 1155.6736 | 0 | 0 | 0 | 0 | -6.6 | -69.9292 | -85.023 | -86.4 | -5.6262 | -34.1345 | -33.6109 | -40 | 747.067 | 826.2601 | 828.9961 | 738.5237 | 0.39361 | 0 | 0 | 0 | 294.0547 | 0 | 0 | 0 | 0.098851 | 0.10786 | 0.10064 | 0.11023 | 0.051574 | 0.048578 | 0.046559 | 0.055947 | 73.8484 | 89.1179 | 83.4282 | 81.4112 | 38.5295 | 40.1382 | 38.5973 | 41.3182
2 | 10 | 15 | 1671.8134 | 1717.9073 | 1755.776 | 1751.898 | 80 | 63 | 0 | 0 | 0 | 0 | 0 | 0 | 0 | 0 | 0 | 0 | 739.1998 | 799.2745 | 900.0857 | 982.803 | 0 | 0 | 0 | 0 | -6.6 | -70.2144 | -73.0444 | -68.4918 | -5.5515 | -33.729 | -39.7727 | -40 | 864.7651 | 959.5763 | 968.5075 | 877.5868 | 0.39648 | 0 | 0 | 0 | 342.8647 | 0 | 0 | 0 | 0.099071 | 0.1078 | 0.10085 | 0.10978 | 0.051827 | 0.048008 | 0.046437 | 0.054061 | 85.6729 | 103.4398 | 97.6727 | 96.3382 | 44.8185 | 46.0674 | 44.9744 | 47.4432
2 | 10 | 16 | 1668.4277 | 1723.0447 | 1770.6474 | 1775.1698 | 80 | 63 | 0 | 0 | 0 | 0 | 0 | 0 | 0 | 0 | 0 | 0 | 519.819 | 565.992 | 658.8892 | 734.1917 | 0 | 0 | 0 | 0 | -3.8835 | -4.2695 | -5.2275 | 11.8765 | -4.9731 | -3.5118 | -1.6812 | -38.0919 | 1077.4653 | 1101.834 | 1118.6669 | 1067.1935 | 0.40398 | 0 | 0.39996 | 0 | 435.2773 | 0 | 447.4251 | 0 | 0.098376 | 0.10569 | 0.10068 | 0.10845 | 0.050971 | 0.047139 | 0.045199 | 0.04881 | 105.9972 | 116.4524 | 112.625 | 115.7335 | 54.919 | 51.9395 | 50.5627 | 52.0897
2 | 10 | 17 | 1704.8962 | 1769.0381 | 1826.9475 | 1839.2328 | 80 | 63 | 0 | 0 | 0 | 0 | 0 | 0 | 0 | 0 | 0 | 0 | 403.694 | 407.4785 | 461.4125 | 507.4062 | 0 | 0 | 0 | 0 | -3.2376 | -9.0084 | -4.32 | 8.4846 | 4.46 | -1.6812 | -1.645 | 0 | 1219.9798 | 1309.2492 | 1371.5 | 1323.3421 | 0.4024 | 0.40819 | 0.40418 | 0.39462 | 490.921 | 534.421 | 554.3302 | 522.2148 | 0.095803 | 0.10382 | 0.099269 | 0.10562 | 0.048485 | 0.043638 | 0.04283 | 0.043123 | 116.8782 | 135.9207 | 136.1468 | 139.7711 | 59.1503 | 57.1328 | 58.7411 | 57.0667
2 | 10 | 18 | 1842.3699 | 1919.2113 | 1990.14 | 2010.2923 | 80 | 63 | 0 | 0 | 0 | 0 | 0 | 0 | 0 | 0 | 0 | 0 | 153.9488 | 121.5736 | 139.5145 | 156.8165 | 0 | 0 | 0 | 0 | 1.0808 | 3.8289 | 3.2517 | 40.4135 | 16.8507 | 17.2013 | 24.8151 | 40 | 1590.4897 | 1713.6075 | 1822.5588 | 1773.0623 | 0.40342 | 0.39939 | 0.39298 | 0.37664 | 641.6287 | 684.3968 | 716.2322 | 667.8041 | 0.094866 | 0.10317 | 0.099874 | 0.10582 | 0.047707 | 0.043166 | 0.044066 | 0.043553 | 150.8832 | 176.7865 | 182.0271 | 187.6259 | 75.8768 | 73.9692 | 80.3127 | 77.223
2 | 10 | 19 | 1938.5376 | 2026.8505 | 2109.7489 | 2137.7577 | 80 | 63 | 0 | 0 | 0 | 0 | 0 | 0 | 0 | 0 | 0 | 0 | 176.3084 | 148.7937 | 164.6938 | 185.063 | 0 | 0 | 0 | 0 | 17.6973 | -1.9066 | 93.9423 | 79.5326 | 10.9491 | 15.8231 | 2.9904 | 40 | 1653.5827 | 1801.1403 | 1848.1224 | 1833.1622 | 0.41293 | 0.40451 | 0.39736 | 0.38359 | 682.81 | 728.5773 | 734.3675 | 703.1833 | 0.094754 | 0.10316 | 0.099869 | 0.10578 | 0.047696 | 0.043405 | 0.044173 | 0.04372 | 156.6841 | 185.8067 | 184.5697 | 193.9061 | 78.8701 | 78.1784 | 81.6367 | 80.1462
2 | 10 | 20 | 1901.4356 | 1987.977 | 2068.8253 | 2095.447 | 80 | 63 | 0 | 0 | 0 | 0 | 0 | 0 | 0 | 0 | 0 | 0 | 201.2432 | 182.8657 | 195.3646 | 218.4713 | 0 | 0 | 0 | 0 | 13.9373 | 27.3778 | 10.7571 | 106.4405 | 2.3251 | 3.4932 | 12.4937 | 25.6983 | 1603.9301 | 1711.2403 | 1850.21 | 1744.8369 | 0.4122 | 0.4033 | 0.397 | 0.38296 | 661.1428 | 690.1352 | 734.5246 | 668.2103 | 0.094718 | 0.10318 | 0.099871 | 0.10578 | 0.047658 | 0.043213 | 0.044146 | 0.043628 | 151.9203 | 176.5718 | 184.782 | 184.5683 | 76.4396 | 73.9483 | 81.6794 | 76.1245
2 | 10 | 21 | 1844.9823 | 1930.0348 | 2009.2848 | 2035.2893 | 80 | 63 | 0 | 0 | 0 | 0 | 0 | 0 | 0 | 0 | 0 | 0 | 227.8182 | 214.5463 | 225.191 | 251.558 | 0 | 0 | 0 | 0 | 12.1608 | 0 | 21.9869 | 28.8 | 2.4596 | 5.6035 | 6.3052 | 31.6135 | 1522.5436 | 1646.885 | 1755.8017 | 1723.3178 | 0.40612 | 0.40218 | 0.39602 | 0.38156 | 618.3345 | 662.3374 | 695.3278 | 657.5542 | 0.09463 | 0.10311 | 0.099855 | 0.10575 | 0.047643 | 0.043144 | 0.044055 | 0.043602 | 144.078 | 169.8176 | 175.325 | 182.2448 | 72.5391 | 71.0537 | 77.3522 | 75.1394
2 | 10 | 22 | 1776.7447 | 1859.828 | 1937.3217 | 1963.1769 | 80 | 63 | 0 | 0 | 0 | 0 | 0 | 0 | 0 | 0 | 0 | 0 | 266.1029 | 249.2062 | 262.2916 | 293.2099 | 0 | 0 | 0 | 0 | 14.5894 | 0 | 5.2329 | 28.8 | 0 | 5.8338 | 13.5635 | 31.8325 | 1416.0524 | 1541.7879 | 1656.2336 | 1609.3345 | 0.41109 | 0.39872 | 0.39241 | 0.37595 | 582.13 | 614.7394 | 649.9247 | 605.0268 | 0.094516 | 0.10292 | 0.099753 | 0.10576 | 0.047603 | 0.043037 | 0.043906 | 0.043547 | 133.8403 | 158.6752 | 165.2141 | 170.2024 | 67.4078 | 66.3545 | 72.7182 | 70.082
2 | 10 | 23 | 1671.4221 | 1752.2116 | 1827.9657 | 1854.5681 | 80 | 63 | 0 | 0 | 0 | 0 | 0 | 0 | 0 | 0 | 0 | 0 | 308.573 | 290.9635 | 304.945 | 341.3837 | 0 | 0 | 0 | 0 | 0 | 87.6582 | 23.942 | 11.1472 | 7.9319 | 7.1662 | 16.6024 | 34.5934 | 1274.9173 | 1303.4237 | 1482.4762 | 1467.4437 | 0.41371 | 0.39663 | 0.38604 | 0.36606 | 527.4469 | 516.9717 | 572.29 | 537.1686 | 0.094524 | 0.10276 | 0.099596 | 0.10574 | 0.047677 | 0.042817 | 0.04382 | 0.043505 | 120.5099 | 133.9353 | 147.6482 | 155.1606 | 60.7842 | 55.8083 | 64.9615 | 63.8417
2 | 10 | 24 | 1539.0073 | 1608.9668 | 1673.4621 | 1693.2025 | 80 | 63 | 0 | 0 | 0 | 0 | 0 | 0 | 0 | 0 | 0 | 0 | 335.3171 | 322.7626 | 334.4048 | 374.8016 | 0 | 0 | 0 | 0 | 0 | 5.5201 | 43.0511 | 5.2644 | 0 | 28.1194 | 10.3758 | 3.4234 | 1123.6902 | 1189.5646 | 1285.6304 | 1309.7131 | 0.40639 | 0.39199 | 0.37547 | 0.36382 | 456.6551 | 466.2941 | 482.7136 | 476.5021 | 0.095206 | 0.10275 | 0.099285 | 0.10561 | 0.04814 | 0.042867 | 0.043498 | 0.043317 | 106.9822 | 122.2275 | 127.6433 | 138.3238 | 54.0942 | 50.9929 | 55.9228 | 56.7332
2 | 11 | 1 | 1440.6659 | 1498.8855 | 1550.6571 | 1561.3852 | 80 | 63 | 0 | 0 | 0 | 0 | 0 | 0 | 0 | 0 | 0 | 0 | 326.61 | 318.8997 | 325.9881 | 368.3439 | 0 | 0 | 0 | 0 | -6.6 | 17.5316 | 23.942 | -4.3798 | 0 | 1.986 | 13.3338 | 0 | 1040.6559 | 1097.4682 | 1187.3931 | 1197.4211 | 0.40941 | 0.38749 | 0.36569 | 0.36737 | 426.0509 | 425.2563 | 434.212 | 439.894 | 0.095375 | 0.10278 | 0.09923 | 0.10553 | 0.048212 | 0.042779 | 0.043415 | 0.043067 | 99.2529 | 112.7938 | 117.8253 | 126.3596 | 50.172 | 46.9487 | 51.551 | 51.5695
2 | 11 | 2 | 1369.2431 | 1417.492 | 1458.666 | 1462.0342 | 80 | 63 | 0 | 0 | 0 | 0 | 0 | 0 | 0 | 0 | 0 | 0 | 341.5231 | 330.1699 | 340.5323 | 382.7642 | 0 | 0 | 0 | 0 | -6.6 | 0 | 0 | -7.2978 | -1.4889 | 10.2421 | 4.2889 | 0 | 955.8089 | 1014.08 | 1113.8448 | 1086.5678 | 0.40877 | 0.38552 | 0.36832 | 0.36522 | 390.7068 | 390.9527 | 410.2513 | 396.8318 | 0.095382 | 0.10276 | 0.09902 | 0.10547 | 0.048091 | 0.042742 | 0.04309 | 0.04286 | 91.1669 | 104.2087 | 110.2929 | 114.5971 | 45.9658 | 43.3434 | 47.9957 | 46.57
2 | 11 | 3 | 1323.2721 | 1362.9809 | 1394.9841 | 1391.6866 | 80 | 63 | 0 | 0 | 0 | 0 | 0 | 0 | 0 | 0 | 0 | 0 | 353.3484 | 342.5343 | 354.899 | 395.5722 | 0 | 0 | 0 | 0 | -6.6 | 4.5355 | -10.0637 | -11.007 | -2.1061 | 4.2889 | 0.83188 | 0 | 898.6299 | 948.6222 | 1049.3169 | 1007.1214 | 0.40833 | 0.3849 | 0.36884 | 0.36626 | 366.9401 | 365.1232 | 387.0314 | 368.8723 | 0.0952 | 0.10277 | 0.099017 | 0.10546 | 0.047915 | 0.042848 | 0.043079 | 0.042817 | 85.5493 | 97.4902 | 103.9002 | 106.2109 | 43.058 | 40.6464 | 45.2035 | 43.1221
2 | 11 | 4 | 1297.661 | 1330.6163 | 1355.2 | 1346.1646 | 80 | 63 | 0 | 0 | 0 | 0 | 0 | 0 | 0 | 0 | 0 | 0 | 360.6268 | 353.2414 | 364.2656 | 405.6119 | 0 | 0 | 0 | 0 | -6.6 | 76.7974 | 5.3459 | -19.7188 | -1.8786 | 0 | 0 | 0 | 865.5128 | 837.5775 | 985.5884 | 960.2715 | 0.40772 | 0.37892 | 0.36678 | 0.36631 | 352.8835 | 317.3754 | 361.4984 | 351.7535 | 0.095074 | 0.10277 | 0.09902 | 0.10547 | 0.047831 | 0.042854 | 0.043091 | 0.042826 | 82.288 | 86.0796 | 97.5929 | 101.2775 | 41.3982 | 35.8932 | 42.47 | 41.1247
2 | 11 | 5 | 1293.0945 | 1319.0971 | 1335.8413 | 1320.2364 | 80 | 63 | 0 | 0 | 0 | 0 | 0 | 0 | 0 | 0 | 0 | 0 | 358.6161 | 357.1405 | 365.1828 | 406.2939 | 0 | 0 | 0 | 0 | -6.6 | 4.692 | 0 | -17.4506 | -1.1384 | 4.5627 | 0.97031 | 0 | 862.2169 | 889.702 | 969.6882 | 931.3931 | 0.409 | 0.38297 | 0.36528 | 0.36514 | 352.6481 | 340.7329 | 354.2052 | 340.0932 | 0.094879 | 0.10279 | 0.099022 | 0.10545 | 0.047608 | 0.042903 | 0.043215 | 0.042915 | 81.8062 | 91.4498 | 96.0209 | 98.2151 | 41.0485 | 38.1708 | 41.9049 | 39.9703
2 | 11 | 6 | 1321.3894 | 1340.7833 | 1349.9903 | 1327.5953 | 80 | 63 | 0 | 0 | 0 | 0 | 0 | 0 | 0 | 0 | 0 | 0 | 400.5196 | 412.5362 | 419.2699 | 459.2963 | 0 | 0 | 0 | 0 | 0 | 67.3099 | 48.3601 | 0 | 0 | 25.7793 | 36.3087 | 0 | 840.8698 | 772.1578 | 846.0516 | 868.2991 | 0.4104 | 0.38709 | 0.36491 | 0.36382 | 345.0933 | 298.8977 | 308.7356 | 315.9065 | 0.094756 | 0.10287 | 0.09902 | 0.10543 | 0.047492 | 0.04292 | 0.043351 | 0.043037 | 79.6775 | 79.4314 | 83.7762 | 91.5489 | 39.9343 | 33.1409 | 36.6775 | 37.3693
2 | 11 | 7 | 1365.835 | 1381.9983 | 1387.9823 | 1362.8768 | 80 | 63 | 0 | 0 | 0 | 0 | 0 | 0 | 0 | 0 | 0 | 0 | 423.8223 | 439.1715 | 446.0495 | 486.0586 | 0 | 0 | 0 | 0 | 0 | 43.802 | 46.794 | 29.6314 | 0 | 17.369 | 25.7751 | 34.99 | 862.0127 | 818.6557 | 869.3637 | 812.1968 | 0.40901 | 0.39641 | 0.37719 | 0.36382 | 352.57 | 324.5232 | 327.9121 | 295.4953 | 0.094697 | 0.10289 | 0.098985 | 0.10544 | 0.047596 | 0.043203 | 0.043712 | 0.043428 | 81.6299 | 84.2334 | 86.0541 | 85.637 | 41.0283 | 35.3688 | 38.0015 | 35.2721
2 | 11 | 8 | 1402.0538 | 1418.513 | 1426.1623 | 1403.6735 | 80 | 63 | 0 | 0 | 0 | 0 | 0 | 0 | 0 | 0 | 0 | 0 | 568.5983 | 595.794 | 614.6985 | 666.5048 | 0 | 0 | 0 | 0 | 9.1434 | -18.5367 | -4.7449 | 0 | 0 | -1.2666 | 0 | -3.3391 | 744.3122 | 779.5223 | 816.2087 | 740.5078 | 0.4026 | 0.40314 | 0.38075 | 0.37732 | 299.6627 | 314.2598 | 310.7718 | 279.4056 | 0.095029 | 0.1031 | 0.099074 | 0.10557 | 0.047896 | 0.043202 | 0.04309 | 0.04298 | 70.7309 | 80.3701 | 80.865 | 78.177 | 35.6494 | 33.6767 | 35.1705 | 31.8271
2 | 11 | 9 | 1497.7172 | 1522.233 | 1539.7238 | 1525.3991 | 80 | 63 | 0 | 0 | 0 | 0 | 0 | 0 | 0 | 0 | 0 | 0 | 1027.9894 | 1103.2811 | 1174.1232 | 1269.6184 | 0 | 0 | 0 | 0 | -3.516 | -15.6334 | -13.2263 | 76.1809 | -7.0376 | -3.4847 | -3.8079 | -25.2937 | 400.2814 | 375.0701 | 382.6347 | 204.8935 | 0.40979 | 0.40905 | 0.39309 | 0.38587 | 164.0304 | 153.4215 | 150.408 | 79.0613 | 0.097056 | 0.10465 | 0.10013 | 0.10737 | 0.049551 | 0.046105 | 0.044016 | 0.046392 | 38.8496 | 39.251 | 38.3116 | 21.9999 | 19.8343 | 17.2925 | 16.8421 | 9.5054
2 | 11 | 10 | 1572.0875 | 1600.3198 | 1621.1418 | 1607.7572 | 80 | 63 | 0 | 0 | 0 | 0 | 0 | 0 | 0 | 0 | 0 | 0 | 1298.7944 | 1422.7204 | 1538.5632 | 1668.9277 | 0 | 0 | 0 | 0 | -6.6 | -36.8556 | -11.445 | -104.1343 | -6.9821 | -12.8159 | -19.8889 | -38.3367 | 206.8752 | 164.2708 | 113.9125 | 81.3005 | 0.4056 | 0 | 0 | 0 | 83.9095 | 0 | 0 | 0 | 0.098171 | 0.10513 | 0.10062 | 0.10929 | 0.050883 | 0.046667 | 0.046424 | 0.051989 | 20.3091 | 17.2693 | 11.4618 | 8.8855 | 10.5265 | 7.666 | 5.2883 | 4.2268
2 | 11 | 11 | 1615.4779 | 1645.9609 | 1667.7869 | 1652.8991 | 80 | 63 | 0 | 0 | 0 | 0 | 0 | 0 | 0 | 0 | 0 | 0 | 1480.7217 | 1637.2338 | 1791.65 | 1948.8661 | 0 | 0 | 0 | 0 | -6.6 | -89.6684 | -83.9015 | -87.627 | -6.7 | -35.1707 | -40 | -40 | 68.0562 | 70.5662 | 0.038323 | -168.34 | 0.40256 | 0 | 0 | 0 | 27.3967 | 0 | 0 | 0 | 0.098698 | 0.10738 | 0.10037 | 0.10847 | 0.053525 | 0.047967 | 0.046505 | 0.050883 | 6.717 | 7.5771 | 0.0038464 | -18.2604 | 3.6427 | 3.3849 | 0.0017822 | -8.5656
2 | 11 | 12 | 1629.9803 | 1662.6421 | 1685.9717 | 1671.0299 | 80 | 63 | 0 | 0 | 0 | 0 | 0 | 0 | 0 | 0 | 0 | 0 | 1671.2536 | 1822.5034 | 1996.0824 | 2161.3008 | 0 | 0 | 0 | 0 | -6.6 | -69.739 | -84.722 | -94.7553 | -5.9162 | -34.2354 | -38.7893 | -40 | -108.7571 | -118.8869 | -186.5995 | -355.5157 | 0.3965 | 0 | 0 | 0 | -43.1224 | 0 | 0 | 0 | 0.099071 | 0.10753 | 0.10029 | 0.10881 | 0.053991 | 0.048073 | 0.046622 | 0.052075 | -10.7747 | -12.7836 | -18.714 | -38.6846 | -5.8719 | -5.7152 | -8.6997 | -18.5136
2 | 11 | 13 | 1627.4571 | 1664.6099 | 1692.7538 | 1681.596 | 80 | 63 | 0 | 0 | 0 | 0 | 0 | 0 | 0 | 0 | 0 | 0 | 1751.3217 | 1906.2771 | 2101.3653 | 2283.3791 | 0 | 0 | 0 | 0 | -6.6 | -69.8581 | -84.8002 | -88.3997 | -6.1275 | -34.0686 | -38.7945 | -40 | -191.137 | -200.7405 | -285.0168 | -473.3834 | 0.39531 | 0 | 0 | 0 | -75.5585 | 0 | 0 | 0 | 0.098969 | 0.10791 | 0.1017 | 0.10902 | 0.05178 | 0.048178 | 0.048128 | 0.052433 | -18.9167 | -21.6614 | -28.9852 | -51.6103 | -9.897 | -9.6713 | -13.7174 | -24.8209
2 | 11 | 14 | 1613.8864 | 1653.3101 | 1684.274 | 1675.9595 | 80 | 63 | 0 | 0 | 0 | 0 | 0 | 0 | 0 | 0 | 0 | 0 | 1726.2709 | 1877.3454 | 2065.4116 | 2244.1448 | 0 | 0 | 0 | 0 | -6.6 | -69.9292 | -85.023 | -86.4 | -5.6262 | -34.1345 | -33.6109 | -40 | -180.1583 | -182.9716 | -262.5037 | -441.7853 | 0.39361 | 0 | 0 | 0 | -70.9125 | 0 | 0 | 0 | 0.098851 | 0.10786 | 0.10064 | 0.11023 | 0.051574 | 0.048578 | 0.046559 | 0.055947 | -17.8089 | -19.7347 | -26.4177 | -48.7002 | -9.2915 | -8.8884 | -12.2219 | -24.7166
2 | 11 | 15 | 1600.45 | 1642.3631 | 1676.1684 | 1670.4419 | 80 | 63 | 0 | 0 | 0 | 0 | 0 | 0 | 0 | 0 | 0 | 0 | 1603.9492 | 1744.5228 | 1923.2989 | 2097.824 | 0 | 0 | 0 | 0 | -6.6 | -70.2144 | -73.0444 | -68.4918 | -5.5515 | -33.729 | -39.7727 | -40 | -71.3476 | -61.2162 | -134.3134 | -318.8903 | 0.39648 | 0 | 0 | 0 | -28.2881 | 0 | 0 | 0 | 0.099071 | 0.1078 | 0.10085 | 0.10978 | 0.051827 | 0.048008 | 0.046437 | 0.054061 | -7.0685 | -6.5989 | -13.5453 | -35.0066 | -3.6978 | -2.9389 | -6.2371 | -17.2395
2 | 11 | 16 | 1593.5662 | 1643.7974 | 1687.1374 | 1689.7208 | 80 | 63 | 0 | 0 | 0 | 0 | 0 | 0 | 0 | 0 | 0 | 0 | 1689.3056 | 1804.5999 | 1957.5275 | 2115.2584 | 0 | 0 | 0 | 0 | -3.8835 | -4.2695 | -5.2275 | 11.8765 | -4.9731 | -3.5118 | -1.6812 | -38.0919 | -166.8827 | -216.0212 | -263.4814 | -399.3222 | 0.40398 | 0 | 0.39996 | 0 | -67.4177 | 0 | -105.3827 | 0 | 0.098376 | 0.10569 | 0.10068 | 0.10845 | 0.050971 | 0.047139 | 0.045199 | 0.04881 | -16.4173 | -22.8312 | -26.5267 | -43.3051 | -8.5061 | -10.183 | -11.9091 | -19.4909
2 | 11 | 17 | 1615.2023 | 1674.0894 | 1726.8916 | 1736.8537 | 80 | 63 | 0 | 0 | 0 | 0 | 0 | 0 | 0 | 0 | 0 | 0 | 1270.336 | 1327.0316 | 1415.6105 | 1524.6496 | 0 | 0 | 0 | 0 | -3.2376 | -9.0084 | -4.32 | 8.4846 | 4.46 | -1.6812 | -1.645 | 0 | 263.6438 | 294.7474 | 317.2461 | 203.7194 | 0.4024 | 0.40819 | 0.40418 | 0.39462 | 106.0905 | 120.3126 | 128.2239 | 80.3914 | 0.095803 | 0.10382 | 0.099269 | 0.10562 | 0.048485 | 0.043638 | 0.04283 | 0.043123 | 25.258 | 30.5994 | 31.4926 | 21.5168 | 12.7827 | 12.8621 | 13.5876 | 8.785
2 | 11 | 18 | 1764.6399 | 1836.9274 | 1903.4301 | 1921.569 | 80 | 63 | 0 | 0 | 0 | 0 | 0 | 0 | 0 | 0 | 0 | 0 | 723.4124 | 725.5247 | 754.7716 | 815.5313 | 0 | 0 | 0 | 0 | 1.0808 | 3.8289 | 3.2517 | 40.4135 | 16.8507 | 17.2013 | 24.8151 | 40 | 943.296 | 1027.3725 | 1120.5918 | 1025.6243 | 0.40342 | 0.39939 | 0.39298 | 0.37664 | 380.5405 | 410.3218 | 440.372 | 386.2899 | 0.094866 | 0.10317 | 0.099874 | 0.10582 | 0.047707 | 0.043166 | 0.044066 | 0.043553 | 89.4866 | 105.9902 | 111.9185 | 108.5318 | 45.0014 | 44.3473 | 49.3799 | 44.6695
2 | 11 | 19 | 1974.4991 | 2064.9189 | 2149.8649 | 2178.8052 | 80 | 63 | 0 | 0 | 0 | 0 | 0 | 0 | 0 | 0 | 0 | 0 | 678.418 | 684.2787 | 710.6081 | 766.5913 | 0 | 0 | 0 | 0 | 17.6973 | -1.9066 | 93.9423 | 79.5326 | 10.9491 | 15.8231 | 2.9904 | 40 | 1187.4347 | 1303.7237 | 1342.3241 | 1292.6813 | 0.41293 | 0.40451 | 0.39736 | 0.38359 | 490.3246 | 527.3679 | 533.3841 | 495.86 | 0.094754 | 0.10316 | 0.099869 | 0.10578 | 0.047696 | 0.043405 | 0.044173 | 0.04372 | 112.5146 | 134.4929 | 134.0562 | 136.7357 | 56.6365 | 56.588 | 59.2942 | 56.5163
2 | 11 | 20 | 1948.3815 | 2037.6732 | 2121.1947 | 2149.0323 | 80 | 63 | 0 | 0 | 0 | 0 | 0 | 0 | 0 | 0 | 0 | 0 | 664.8286 | 678.6496 | 705.1397 | 753.3183 | 0 | 0 | 0 | 0 | 13.9373 | 27.3778 | 10.7571 | 106.4405 | 2.3251 | 3.4932 | 12.4937 | 25.6983 | 1187.2905 | 1265.1525 | 1392.8043 | 1263.5753 | 0.4122 | 0.4033 | 0.397 | 0.38296 | 489.4032 | 510.2301 | 552.9367 | 483.9043 | 0.094718 | 0.10318 | 0.099871 | 0.10578 | 0.047658 | 0.043213 | 0.044146 | 0.043628 | 112.4572 | 130.5429 | 139.1005 | 133.6606 | 56.5835 | 54.6714 | 61.4868 | 55.1278
2 | 11 | 21 | 1896.6158 | 1984.6932 | 2066.8833 | 2094.2252 | 80 | 63 | 0 | 0 | 0 | 0 | 0 | 0 | 0 | 0 | 0 | 0 | 672.6215 | 691.5055 | 719.1384 | 763.3608 | 0 | 0 | 0 | 0 | 12.1608 | 0 | 21.9869 | 28.8 | 2.4596 | 5.6035 | 6.3052 | 31.6135 | 1129.3739 | 1224.5842 | 1319.4527 | 1270.4509 | 0.40612 | 0.40218 | 0.39602 | 0.38156 | 458.6606 | 492.4982 | 522.5261 | 484.757 | 0.09463 | 0.10311 | 0.099855 | 0.10575 | 0.047643 | 0.043144 | 0.044055 | 0.043602 | 106.8725 | 126.2723 | 131.7535 | 134.3531 | 53.8072 | 52.8339 | 58.1287 | 55.3937
2 | 11 | 22 | 1804.5204 | 1889.2309 | 1968.3062 | 1994.8809 | 80 | 63 | 0 | 0 | 0 | 0 | 0 | 0 | 0 | 0 | 0 | 0 | 672.809 | 688.1396 | 718.7891 | 761.1612 | 0 | 0 | 0 | 0 | 14.5894 | 0 | 5.2329 | 28.8 | 0 | 5.8338 | 13.5635 | 31.8325 | 1037.122 | 1132.2576 | 1230.7207 | 1173.0872 | 0.41109 | 0.39872 | 0.39241 | 0.37595 | 426.3542 | 451.4521 | 482.9486 | 441.0203 | 0.094516 | 0.10292 | 0.099753 | 0.10576 | 0.047603 | 0.043037 | 0.043906 | 0.043547 | 98.0251 | 116.5278 | 122.768 | 124.0651 | 49.3697 | 48.7294 | 54.0357 | 51.0847
2 | 11 | 23 | 1668.4836 | 1749.1009 | 1824.6877 | 1851.214 | 80 | 63 | 0 | 0 | 0 | 0 | 0 | 0 | 0 | 0 | 0 | 0 | 648.8721 | 656.2964 | 689.485 | 730.2308 | 0 | 0 | 0 | 0 | 0 | 87.6582 | 23.942 | 11.1472 | 7.9319 | 7.1662 | 16.6024 | 34.5934 | 931.6797 | 934.9802 | 1094.6583 | 1075.2425 | 0.41371 | 0.39663 | 0.38604 | 0.36606 | 385.4458 | 370.8374 | 422.5781 | 393.6004 | 0.094524 | 0.10276 | 0.099596 | 0.10574 | 0.047677 | 0.042817 | 0.04382 | 0.043505 | 88.0658 | 96.0753 | 109.0232 | 113.6911 | 44.4197 | 40.0327 | 47.9675 | 46.7788
2 | 11 | 24 | 1520.9566 | 1589.8585 | 1653.3261 | 1672.5989 | 80 | 63 | 0 | 0 | 0 | 0 | 0 | 0 | 0 | 0 | 0 | 0 | 596.0195 | 597.5302 | 630.4595 | 667.9557 | 0 | 0 | 0 | 0 | 0 | 5.5201 | 43.0511 | 5.2644 | 0 | 28.1194 | 10.3758 | 3.4234 | 844.9372 | 895.6888 | 969.4397 | 995.9555 | 0.40639 | 0.39199 | 0.37547 | 0.36382 | 343.373 | 351.0985 | 363.9939 | 362.3503 | 0.095206 | 0.10275 | 0.099285 | 0.10561 | 0.04814 | 0.042867 | 0.043498 | 0.043317 | 80.4432 | 92.0318 | 96.2504 | 105.1867 | 40.6751 | 38.3954 | 42.169 | 43.1421
2 | 12 | 1 | 1421.1459 | 1478.222 | 1528.8821 | 1539.1046 | 80 | 63 | 0 | 0 | 0 | 0 | 0 | 0 | 0 | 0 | 0 | 0 | 560.6817 | 560.2487 | 591.8754 | 627.552 | 0 | 0 | 0 | 0 | -6.6 | 17.5316 | 23.942 | -4.3798 | 0 | 1.986 | 13.3338 | 0 | 787.0642 | 835.4556 | 899.7308 | 915.9324 | 0.40941 | 0.38749 | 0.36569 | 0.36737 | 322.2289 | 323.7294 | 329.0181 | 336.4841 | 0.095375 | 0.10278 | 0.09923 | 0.10553 | 0.048212 | 0.042779 | 0.043415 | 0.043067 | 75.0665 | 85.8651 | 89.2805 | 96.6551 | 37.9459 | 35.7401 | 39.0621 | 39.4466
2 | 12 | 2 | 1362.9463 | 1410.8264 | 1451.6418 | 1454.8469 | 80 | 63 | 0 | 0 | 0 | 0 | 0 | 0 | 0 | 0 | 0 | 0 | 523.7057 | 526.0011 | 554.7107 | 587.3635 | 0 | 0 | 0 | 0 | -6.6 | 0 | 0 | -7.2978 | -1.4889 | 10.2421 | 4.2889 | 0 | 767.3295 | 811.5831 | 892.6422 | 874.7811 | 0.40877 | 0.38552 | 0.36832 | 0.36522 | 313.6619 | 312.8852 | 328.778 | 319.484 | 0.095382 | 0.10276 | 0.09902 | 0.10547 | 0.048091 | 0.042742 | 0.04309 | 0.04286 | 73.1894 | 83.3997 | 88.3895 | 92.2606 | 36.9016 | 34.6883 | 38.4641 | 37.4929
2 | 12 | 3 | 1335.3759 | 1375.7938 | 1408.4862 | 1405.5022 | 80 | 63 | 0 | 0 | 0 | 0 | 0 | 0 | 0 | 0 | 0 | 0 | 486.6463 | 492.4694 | 516.4418 | 548.125 | 0 | 0 | 0 | 0 | -6.6 | 4.5355 | -10.0637 | -11.007 | -2.1061 | 4.2889 | 0.83188 | 0 | 777.4357 | 811.5 | 901.2762 | 868.3842 | 0.40833 | 0.3849 | 0.36884 | 0.36626 | 317.4526 | 312.3451 | 332.4279 | 318.0578 | 0.0952 | 0.10277 | 0.099017 | 0.10546 | 0.047915 | 0.042848 | 0.043079 | 0.042817 | 74.0116 | 83.3981 | 89.2417 | 91.5797 | 37.251 | 34.7711 | 38.826 | 37.1817
2 | 12 | 4 | 1334.602 | 1369.7215 | 1396.4087 | 1388.3301 | 80 | 63 | 0 | 0 | 0 | 0 | 0 | 0 | 0 | 0 | 0 | 0 | 464.186 | 472.3033 | 493.202 | 524.4567 | 0 | 0 | 0 | 0 | -6.6 | 76.7974 | 5.3459 | -19.7188 | -1.8786 | 0 | 0 | 0 | 798.8947 | 757.6208 | 897.8607 | 883.5922 | 0.40772 | 0.37892 | 0.36678 | 0.36631 | 325.7222 | 287.0781 | 329.3213 | 323.6654 | 0.095074 | 0.10277 | 0.09902 | 0.10547 | 0.047831 | 0.042854 | 0.043091 | 0.042826 | 75.9543 | 77.8623 | 88.9061 | 93.1903 | 38.2118 | 32.4668 | 38.6897 | 37.8408
2 | 12 | 5 | 1383.3481 | 1414.6382 | 1436.5216 | 1423.2544 | 80 | 63 | 0 | 0 | 0 | 0 | 0 | 0 | 0 | 0 | 0 | 0 | 462.9844 | 473.2353 | 493.1563 | 524.2329 | 0 | 0 | 0 | 0 | -6.6 | 4.692 | 0 | -17.4506 | -1.1384 | 4.5627 | 0.97031 | 0 | 848.1022 | 869.1483 | 942.395 | 916.4722 | 0.409 | 0.38297 | 0.36528 | 0.36514 | 346.8752 | 332.8614 | 344.2356 | 334.6449 | 0.094879 | 0.10279 | 0.099022 | 0.10545 | 0.047608 | 0.042903 | 0.043215 | 0.042915 | 80.4671 | 89.3372 | 93.3183 | 96.6417 | 40.3765 | 37.289 | 40.7254 | 39.33
2 | 12 | 6 | 1500.4974 | 1530.3844 | 1549.7899 | 1532.0342 | 80 | 63 | 0 | 0 | 0 | 0 | 0 | 0 | 0 | 0 | 0 | 0 | 456.5973 | 468.9086 | 488.3503 | 517.6129 | 0 | 0 | 0 | 0 | 0 | 67.3099 | 48.3601 | 0 | 0 | 25.7793 | 36.3087 | 0 | 963.9001 | 905.3866 | 976.7707 | 1014.4213 | 0.4104 | 0.38709 | 0.36491 | 0.36382 | 395.5849 | 350.4698 | 356.4368 | 369.069 | 0.094756 | 0.10287 | 0.09902 | 0.10543 | 0.047492 | 0.04292 | 0.043351 | 0.043037 | 91.3353 | 93.1366 | 96.72 | 106.9553 | 45.7773 | 38.8591 | 42.3443 | 43.658
2 | 12 | 7 | 1678.5743 | 1713.0596 | 1736.8511 | 1719.8462 | 80 | 63 | 0 | 0 | 0 | 0 | 0 | 0 | 0 | 0 | 0 | 0 | 561.2348 | 583.1978 | 601.2343 | 627.8325 | 0 | 0 | 0 | 0 | 0 | 43.802 | 46.794 | 29.6314 | 0 | 17.369 | 25.7751 | 34.99 | 1037.3395 | 1005.6907 | 1063.0477 | 1027.3923 | 0.40901 | 0.39641 | 0.37719 | 0.36382 | 424.2801 | 398.6657 | 400.967 | 373.7882 | 0.094697 | 0.10289 | 0.098985 | 0.10544 | 0.047596 | 0.043203 | 0.043712 | 0.043428 | 98.2328 | 103.4779 | 105.226 | 108.327 | 49.3732 | 43.4493 | 46.4678 | 44.6176
2 | 12 | 8 | 1791.4736 | 1830.7473 | 1860.5703 | 1848.1683 | 80 | 63 | 0 | 0 | 0 | 0 | 0 | 0 | 0 | 0 | 0 | 0 | 1107.0054 | 1154.921 | 1197.2413 | 1242.7402 | 0 | 0 | 0 | 0 | 9.1434 | -18.5367 | -4.7449 | 0 | 0 | -1.2666 | 0 | -3.3391 | 595.3249 | 632.6297 | 668.0739 | 608.7672 | 0.4026 | 0.40314 | 0.38075 | 0.37732 | 239.6799 | 255.0409 | 254.3694 | 229.6978 | 0.095029 | 0.1031 | 0.099074 | 0.10557 | 0.047896 | 0.043202 | 0.04309 | 0.04298 | 56.5729 | 65.2252 | 66.1887 | 64.2689 | 28.5136 | 27.3307 | 28.7873 | 26.1649
2 | 12 | 9 | 1879.0912 | 1925.9501 | 1965.1564 | 1960.7102 | 80 | 63 | 0 | 0 | 0 | 0 | 0 | 0 | 0 | 0 | 0 | 0 | 1386.9302 | 1499.7188 | 1606.8678 | 1707.1326 | 0 | 0 | 0 | 0 | -3.516 | -15.6334 | -13.2263 | 76.1809 | -7.0376 | -3.4847 | -3.8079 | -25.2937 | 422.7146 | 382.3494 | 375.3227 | 202.6904 | 0.40979 | 0.40905 | 0.39309 | 0.38587 | 173.2233 | 156.3991 | 147.5338 | 78.2112 | 0.097056 | 0.10465 | 0.10013 | 0.10737 | 0.049551 | 0.046105 | 0.044016 | 0.046392 | 41.0269 | 40.0128 | 37.5795 | 21.7633 | 20.9459 | 17.6282 | 16.5203 | 9.4032
2 | 12 | 10 | 1935.3408 | 1984.8546 | 2026.3603 | 2022.3847 | 80 | 63 | 0 | 0 | 0 | 0 | 0 | 0 | 0 | 0 | 0 | 0 | 1533.0427 | 1697.1793 | 1859.2459 | 2007.5224 | 0 | 0 | 0 | 0 | -6.6 | -36.8556 | -11.445 | -104.1343 | -6.9821 | -12.8159 | -19.8889 | -38.3367 | 335.8802 | 274.3468 | 198.4483 | 157.3333 | 0.4056 | 0 | 0 | 0 | 136.2346 | 0 | 0 | 0 | 0.098171 | 0.10513 | 0.10062 | 0.10929 | 0.050883 | 0.046667 | 0.046424 | 0.051989 | 32.9737 | 28.8413 | 19.9677 | 17.1953 | 17.0906 | 12.8028 | 9.2127 | 8.1796
2 | 12 | 11 | 1953.5442 | 2003.833 | 2044.9085 | 2038.7775 | 80 | 63 | 0 | 0 | 0 | 0 | 0 | 0 | 0 | 0 | 0 | 0 | 1535.9886 | 1720.3574 | 1913.4488 | 2088.2668 | 0 | 0 | 0 | 0 | -6.6 | -89.6684 | -83.9015 | -87.627 | -6.7 | -35.1707 | -40 | -40 | 350.8556 | 345.3147 | 255.3612 | 78.1376 | 0.40256 | 0 | 0 | 0 | 141.2401 | 0 | 0 | 0 | 0.098698 | 0.10738 | 0.10037 | 0.10847 | 0.053525 | 0.047967 | 0.046505 | 0.050883 | 34.6288 | 37.0782 | 25.6304 | 8.4759 | 18.7796 | 16.5638 | 11.8756 | 3.9759
2 | 12 | 12 | 1950.2058 | 2001.6282 | 2043.1914 | 2036.5442 | 80 | 63 | 0 | 0 | 0 | 0 | 0 | 0 | 0 | 0 | 0 | 0 | 1748.6901 | 1959.308 | 2184.2587 | 2384.6212 | 0 | 0 | 0 | 0 | -6.6 | -69.739 | -84.722 | -94.7553 | -5.9162 | -34.2354 | -38.7893 | -40 | 134.0319 | 83.2945 | -17.556 | -213.3218 | 0.3965 | 0 | 0 | 0 | 53.1438 | 0 | 0 | 0 | 0.099071 | 0.10753 | 0.10029 | 0.10881 | 0.053991 | 0.048073 | 0.046622 | 0.052075 | 13.2787 | 8.9564 | -1.7607 | -23.2121 | 7.2365 | 4.0042 | -0.8185 | -11.1088
2 | 12 | 13 | 1936.0685 | 1991.3015 | 2037.0178 | 2033.8538 | 80 | 63 | 0 | 0 | 0 | 0 | 0 | 0 | 0 | 0 | 0 | 0 | 1805.8802 | 1999.4422 | 2216.6114 | 2408.6187 | 0 | 0 | 0 | 0 | -6.6 | -69.8581 | -84.8002 | -88.3997 | -6.1275 | -34.0686 | -38.7945 | -40 | 62.9159 | 32.786 | -55.9988 | -246.3652 | 0.39531 | 0 | 0 | 0 | 24.8713 | 0 | 0 | 0 | 0.098969 | 0.10791 | 0.1017 | 0.10902 | 0.05178 | 0.048178 | 0.048128 | 0.052433 | 6.2267 | 3.5378 | -5.6949 | -26.8598 | 3.2578 | 1.5796 | -2.6951 | -12.9177
2 | 12 | 14 | 1927.955 | 1985.7787 | 2034.6256 | 2034.4462 | 80 | 63 | 0 | 0 | 0 | 0 | 0 | 0 | 0 | 0 | 0 | 0 | 1843.689 | 2025.0395 | 2238.2052 | 2424.1581 | 0 | 0 | 0 | 0 | -6.6 | -69.9292 | -85.023 | -86.4 | -5.6262 | -34.1345 | -33.6109 | -40 | 16.4922 | 1.8029 | -84.9456 | -263.3118 | 0.39361 | 0 | 0 | 0 | 6.4915 | 0 | 0 | 0 | 0.098851 | 0.10786 | 0.10064 | 0.11023 | 0.051574 | 0.048578 | 0.046559 | 0.055947 | 1.6303 | 0.19445 | -8.5487 | -29.0262 | 0.85057 | 0.087579 | -3.955 | -14.7315
2 | 12 | 15 | 1900.246 | 1959.7228 | 2010.5985 | 2012.6374 | 80 | 63 | 0 | 0 | 0 | 0 | 0 | 0 | 0 | 0 | 0 | 0 | 1864.0802 | 2018.433 | 2212.3469 | 2384.1375 | 0 | 0 | 0 | 0 | -6.6 | -70.2144 | -73.0444 | -68.4918 | -5.5515 | -33.729 | -39.7727 | -40 | -31.6827 | -17.7667 | -88.9312 | -263.0083 | 0.39648 | 0 | 0 | 0 | -12.5616 | 0 | 0 | 0 | 0.099071 | 0.1078 | 0.10085 | 0.10978 | 0.051827 | 0.048008 | 0.046437 | 0.054061 | -3.1388 | -1.9152 | -8.9686 | -28.8721 | -1.642 | -0.85294 | -4.1297 | -14.2185
2 | 12 | 16 | 1889.5141 | 1957.0836 | 2017.275 | 2027.5241 | 80 | 63 | 0 | 0 | 0 | 0 | 0 | 0 | 0 | 0 | 0 | 0 | 1619.6212 | 1725.8372 | 1880.3203 | 2021.4236 | 0 | 0 | 0 | 0 | -3.8835 | -4.2695 | -5.2275 | 11.8765 | -4.9731 | -3.5118 | -1.6812 | -38.0919 | 198.7495 | 176.0277 | 143.8634 | 32.316 | 0.40398 | 0 | 0.39996 | 0 | 80.2914 | 0 | 57.54 | 0 | 0.098376 | 0.10569 | 0.10068 | 0.10845 | 0.050971 | 0.047139 | 0.045199 | 0.04881 | 19.5523 | 18.6043 | 14.4839 | 3.5046 | 10.1304 | 8.2978 | 6.5025 | 1.5773
2 | 12 | 17 | 1912.2696 | 1988.5607 | 2058.2779 | 2075.9347 | 80 | 63 | 0 | 0 | 0 | 0 | 0 | 0 | 0 | 0 | 0 | 0 | 1055.2153 | 1084.7604 | 1166.5922 | 1247.2664 | 0 | 0 | 0 | 0 | -3.2376 | -9.0084 | -4.32 | 8.4846 | 4.46 | -1.6812 | -1.645 | 0 | 775.8318 | 851.4899 | 897.6507 | 820.1837 | 0.4024 | 0.40819 | 0.40418 | 0.39462 | 312.1955 | 347.5687 | 362.8107 | 323.6594 | 0.095803 | 0.10382 | 0.099269 | 0.10562 | 0.048485 | 0.043638 | 0.04283 | 0.043123 | 74.3273 | 88.3981 | 89.1085 | 86.6276 | 37.6159 | 37.1572 | 38.4462 | 35.3689
2 | 12 | 18 | 2048.3441 | 2137.2526 | 2219.9095 | 2245.397 | 80 | 63 | 0 | 0 | 0 | 0 | 0 | 0 | 0 | 0 | 0 | 0 | 489.9263 | 471.3782 | 501.2962 | 540.3045 | 0 | 0 | 0 | 0 | 1.0808 | 3.8289 | 3.2517 | 40.4135 | 16.8507 | 17.2013 | 24.8151 | 40 | 1460.4863 | 1581.8442 | 1690.5466 | 1624.6791 | 0.40342 | 0.39939 | 0.39298 | 0.37664 | 589.1833 | 631.7719 | 664.3539 | 611.9172 | 0.094866 | 0.10317 | 0.099874 | 0.10582 | 0.047707 | 0.043166 | 0.044066 | 0.043553 | 138.5503 | 163.193 | 168.8424 | 171.9239 | 69.6748 | 68.2815 | 74.4955 | 70.7604
2 | 12 | 19 | 2189.7085 | 2292.7365 | 2389.9366 | 2424.4513 | 80 | 63 | 0 | 0 | 0 | 0 | 0 | 0 | 0 | 0 | 0 | 0 | 520.8459 | 511.3978 | 540.5487 | 580.21 | 0 | 0 | 0 | 0 | 17.6973 | -1.9066 | 93.9423 | 79.5326 | 10.9491 | 15.8231 | 2.9904 | 40 | 1560.2162 | 1704.4222 | 1752.4551 | 1724.7087 | 0.41293 | 0.40451 | 0.39736 | 0.38359 | 644.2563 | 689.454 | 696.3533 | 661.5816 | 0.094754 | 0.10316 | 0.099869 | 0.10578 | 0.047696 | 0.043405 | 0.044173 | 0.04372 | 147.8373 | 175.8292 | 175.0155 | 182.4342 | 74.4168 | 73.9803 | 77.4109 | 75.4046
2 | 12 | 20 | 2159.6029 | 2261.2692 | 2356.8177 | 2390.1264 | 80 | 63 | 0 | 0 | 0 | 0 | 0 | 0 | 0 | 0 | 0 | 0 | 610.7281 | 617.5951 | 644.4389 | 689.6246 | 0 | 0 | 0 | 0 | 13.9373 | 27.3778 | 10.7571 | 106.4405 | 2.3251 | 3.4932 | 12.4937 | 25.6983 | 1452.6125 | 1549.8031 | 1689.128 | 1568.3631 | 0.4122 | 0.4033 | 0.397 | 0.38296 | 598.7694 | 625.0283 | 670.5758 | 600.6271 | 0.094718 | 0.10318 | 0.099871 | 0.10578 | 0.047658 | 0.043213 | 0.044146 | 0.043628 | 137.5878 | 159.9141 | 168.6946 | 165.9009 | 69.2281 | 66.9721 | 74.5683 | 68.4253
2 | 12 | 21 | 2087.1279 | 2186.3666 | 2279.4045 | 2311.6811 | 80 | 63 | 0 | 0 | 0 | 0 | 0 | 0 | 0 | 0 | 0 | 0 | 627.7634 | 624.5464 | 653.6088 | 704.6384 | 0 | 0 | 0 | 0 | 12.1608 | 0 | 21.9869 | 28.8 | 2.4596 | 5.6035 | 6.3052 | 31.6135 | 1364.744 | 1493.2167 | 1597.5035 | 1546.6291 | 0.40612 | 0.40218 | 0.39602 | 0.38156 | 554.249 | 600.5358 | 632.639 | 590.1364 | 0.09463 | 0.10311 | 0.099855 | 0.10575 | 0.047643 | 0.043144 | 0.044055 | 0.043602 | 129.1455 | 153.9722 | 159.5182 | 163.5596 | 65.021 | 64.4238 | 70.3783 | 67.4355
2 | 12 | 22 | 1962.5692 | 2056.5391 | 2144.6137 | 2175.2823 | 80 | 63 | 0 | 0 | 0 | 0 | 0 | 0 | 0 | 0 | 0 | 0 | 644.2389 | 637.751 | 668.8385 | 721.5791 | 0 | 0 | 0 | 0 | 14.5894 | 0 | 5.2329 | 28.8 | 0 | 5.8338 | 13.5635 | 31.8325 | 1223.7409 | 1349.9543 | 1456.9788 | 1393.0706 | 0.41109 | 0.39872 | 0.39241 | 0.37595 | 503.072 | 538.2518 | 571.7349 | 523.7227 | 0.094516 | 0.10292 | 0.099753 | 0.10576 | 0.047603 | 0.043037 | 0.043906 | 0.043547 | 115.6637 | 138.9324 | 145.3379 | 147.3305 | 58.2532 | 58.0985 | 63.9697 | 60.6644
2 | 12 | 23 | 1791.9701 | 1879.822 | 1962.4402 | 1992.165 | 80 | 63 | 0 | 0 | 0 | 0 | 0 | 0 | 0 | 0 | 0 | 0 | 664.0929 | 661.7587 | 692.4895 | 745.9213 | 0 | 0 | 0 | 0 | 0 | 87.6582 | 23.942 | 11.1472 | 7.9319 | 7.1662 | 16.6024 | 34.5934 | 1039.9454 | 1060.239 | 1229.4063 | 1200.503 | 0.41371 | 0.39663 | 0.38604 | 0.36606 | 430.2365 | 420.5183 | 474.5958 | 439.453 | 0.094524 | 0.10276 | 0.099596 | 0.10574 | 0.047677 | 0.042817 | 0.04382 | 0.043505 | 98.2995 | 108.9465 | 122.4436 | 126.9355 | 49.5815 | 45.3959 | 53.8721 | 52.2283
2 | 12 | 24 | 1613.7989 | 1688.14 | 1756.8941 | 1778.5717 | 80 | 63 | 0 | 0 | 0 | 0 | 0 | 0 | 0 | 0 | 0 | 0 | 654.0032 | 650.033 | 681.7074 | 733.187 | 0 | 0 | 0 | 0 | 0 | 5.5201 | 43.0511 | 5.2644 | 0 | 28.1194 | 10.3758 | 3.4234 | 879.7957 | 941.4676 | 1021.7598 | 1036.6969 | 0.40639 | 0.39199 | 0.37547 | 0.36382 | 357.5391 | 369.0432 | 383.6385 | 377.1729 | 0.095206 | 0.10275 | 0.099285 | 0.10561 | 0.04814 | 0.042867 | 0.043498 | 0.043317 | 83.762 | 96.7356 | 101.445 | 109.4895 | 42.3532 | 40.3578 | 44.4449 | 44.9069
2 | 13 | 1 | 1487.8916 | 1548.878 | 1603.3386 | 1615.29 | 80 | 63 | 0 | 0 | 0 | 0 | 0 | 0 | 0 | 0 | 0 | 0 | 677.5481 | 678.9829 | 712.9607 | 760.9777 | 0 | 0 | 0 | 0 | -6.6 | 17.5316 | 23.942 | -4.3798 | 0 | 1.986 | 13.3338 | 0 | 736.9435 | 787.3775 | 853.1021 | 858.692 | 0.40941 | 0.38749 | 0.36569 | 0.36737 | 301.7092 | 305.0997 | 311.9667 | 315.4558 | 0.095375 | 0.10278 | 0.09923 | 0.10553 | 0.048212 | 0.042779 | 0.043415 | 0.043067 | 70.2862 | 80.9238 | 84.6535 | 90.6147 | 35.5294 | 33.6833 | 37.0377 | 36.9814
2 | 13 | 2 | 1423.1854 | 1474.5945 | 1518.84 | 1523.6054 | 80 | 63 | 0 | 0 | 0 | 0 | 0 | 0 | 0 | 0 | 0 | 0 | 675.4732 | 673.3728 | 709.118 | 756.6191 | 0 | 0 | 0 | 0 | -6.6 | 0 | 0 | -7.2978 | -1.4889 | 10.2421 | 4.2889 | 0 | 675.801 | 727.9796 | 805.4331 | 774.2842 | 0.40877 | 0.38552 | 0.36832 | 0.36522 | 276.2477 | 280.654 | 296.6571 | 282.7809 | 0.095382 | 0.10276 | 0.09902 | 0.10547 | 0.048091 | 0.042742 | 0.04309 | 0.04286 | 64.4592 | 74.8085 | 79.754 | 81.6615 | 32.4999 | 31.115 | 34.7062 | 33.1856
2 | 13 | 3 | 1397.7139 | 1441.7839 | 1478.0258 | 1476.6565 | 80 | 63 | 0 | 0 | 0 | 0 | 0 | 0 | 0 | 0 | 0 | 0 | 661.4813 | 658.9713 | 694.8498 | 740.5128 | 0 | 0 | 0 | 0 | -6.6 | 4.5355 | -10.0637 | -11.007 | -2.1061 | 4.2889 | 0.83188 | 0 | 664.9387 | 710.9882 | 792.4078 | 747.1507 | 0.40833 | 0.3849 | 0.36884 | 0.36626 | 271.5163 | 273.6582 | 292.2727 | 273.6544 | 0.0952 | 0.10277 | 0.099017 | 0.10546 | 0.047915 | 0.042848 | 0.043079 | 0.042817 | 63.3019 | 73.0685 | 78.4618 | 78.7944 | 31.8606 | 30.4643 | 34.1361 | 31.9909
2 | 13 | 4 | 1388.1945 | 1426.4537 | 1456.1925 | 1449.5021 | 80 | 63 | 0 | 0 | 0 | 0 | 0 | 0 | 0 | 0 | 0 | 0 | 627.1129 | 618.9678 | 653.5241 | 699.882 | 0 | 0 | 0 | 0 | -6.6 | 76.7974 | 5.3459 | -19.7188 | -1.8786 | 0 | 0 | 0 | 689.5602 | 667.6885 | 797.3225 | 769.3388 | 0.40772 | 0.37892 | 0.36678 | 0.36631 | 281.1448 | 253.0009 | 292.4454 | 281.8136 | 0.095074 | 0.10277 | 0.09902 | 0.10547 | 0.047831 | 0.042854 | 0.043091 | 0.042826 | 65.5594 | 68.6198 | 78.9508 | 81.1403 | 32.9822 | 28.6129 | 34.3574 | 32.9478
2 | 13 | 5 | 1427.2855 | 1461.1498 | 1485.5349 | 1473.4058 | 80 | 63 | 0 | 0 | 0 | 0 | 0 | 0 | 0 | 0 | 0 | 0 | 620.5297 | 612.5373 | 645.6218 | 693.1744 | 0 | 0 | 0 | 0 | -6.6 | 4.692 | 0 | -17.4506 | -1.1384 | 4.5627 | 0.97031 | 0 | 734.4943 | 776.3579 | 838.9428 | 797.682 | 0.409 | 0.38297 | 0.36528 | 0.36514 | 300.4094 | 297.3251 | 306.4469 | 291.2693 | 0.094879 | 0.10279 | 0.099022 | 0.10545 | 0.047608 | 0.042903 | 0.043215 | 0.042915 | 69.6881 | 79.7995 | 83.0742 | 84.1153 | 34.9679 | 33.308 | 36.2547 | 34.2322
2 | 13 | 6 | 1549.5422 | 1582.3025 | 1604.5006 | 1588.0153 | 80 | 63 | 0 | 0 | 0 | 0 | 0 | 0 | 0 | 0 | 0 | 0 | 630.4829 | 621.6948 | 658.1697 | 702.9 | 0 | 0 | 0 | 0 | 0 | 67.3099 | 48.3601 | 0 | 0 | 25.7793 | 36.3087 | 0 | 839.0593 | 804.5185 | 861.6621 | 885.1153 | 0.4104 | 0.38709 | 0.36491 | 0.36382 | 344.3502 | 311.4244 | 314.4321 | 322.0246 | 0.094756 | 0.10287 | 0.09902 | 0.10543 | 0.047492 | 0.04292 | 0.043351 | 0.043037 | 79.5059 | 82.7603 | 85.3219 | 93.3219 | 39.8484 | 34.5299 | 37.3542 | 38.0931
2 | 13 | 7 | 1752.0365 | 1790.8257 | 1818.8001 | 1803.6981 | 80 | 63 | 0 | 0 | 0 | 0 | 0 | 0 | 0 | 0 | 0 | 0 | 681.9833 | 666.45 | 704.218 | 748.8653 | 0 | 0 | 0 | 0 | 0 | 43.802 | 46.794 | 29.6314 | 0 | 17.369 | 25.7751 | 34.99 | 990.0532 | 1000.2047 | 1042.0129 | 990.2115 | 0.40901 | 0.39641 | 0.37719 | 0.36382 | 404.9396 | 396.491 | 393.033 | 360.261 | 0.094697 | 0.10289 | 0.098985 | 0.10544 | 0.047596 | 0.043203 | 0.043712 | 0.043428 | 93.755 | 102.9134 | 103.1439 | 104.4067 | 47.1225 | 43.2123 | 45.5483 | 43.0029
2 | 13 | 8 | 1864.8659 | 1908.4394 | 1942.4412 | 1931.9403 | 80 | 63 | 0 | 0 | 0 | 0 | 0 | 0 | 0 | 0 | 0 | 0 | 1112.9927 | 1115.8635 | 1182.7734 | 1244.2367 | 0 | 0 | 0 | 0 | 9.1434 | -18.5367 | -4.7449 | 0 | 0 | -1.2666 | 0 | -3.3391 | 662.7299 | 749.3792 | 764.4128 | 691.0428 | 0.4026 | 0.40314 | 0.38075 | 0.37732 | 266.8174 | 302.1077 | 291.0504 | 260.7417 | 0.095029 | 0.1031 | 0.099074 | 0.10557 | 0.047896 | 0.043202 | 0.04309 | 0.04298 | 62.9783 | 77.2623 | 75.7333 | 72.9549 | 31.742 | 32.3745 | 32.9386 | 29.7011
2 | 13 | 9 | 1907.0768 | 1955.5753 | 1996.3751 | 1992.6537 | 80 | 63 | 0 | 0 | 0 | 0 | 0 | 0 | 0 | 0 | 0 | 0 | 1424.106 | 1491.6293 | 1624.1571 | 1733.8178 | 0 | 0 | 0 | 0 | -3.516 | -15.6334 | -13.2263 | 76.1809 | -7.0376 | -3.4847 | -3.8079 | -25.2937 | 413.5244 | 420.0641 | 389.2521 | 207.9487 | 0.40979 | 0.40905 | 0.39309 | 0.38587 | 169.4573 | 171.8262 | 153.0092 | 80.2402 | 0.097056 | 0.10465 | 0.10013 | 0.10737 | 0.049551 | 0.046105 | 0.044016 | 0.046392 | 40.1349 | 43.9596 | 38.9741 | 22.3279 | 20.4905 | 19.367 | 17.1334 | 9.6471
2 | 13 | 10 | 1933.7316 | 1983.1511 | 2024.5653 | 2020.548 | 80 | 63 | 0 | 0 | 0 | 0 | 0 | 0 | 0 | 0 | 0 | 0 | 1700.807 | 1813.4041 | 1987.0205 | 2130.6274 | 0 | 0 | 0 | 0 | -6.6 | -36.8556 | -11.445 | -104.1343 | -6.9821 | -12.8159 | -19.8889 | -38.3367 | 166.5068 | 156.4185 | 68.8787 | 32.3915 | 0.4056 | 0 | 0 | 0 | 67.5359 | 0 | 0 | 0 | 0.098171 | 0.10513 | 0.10062 | 0.10929 | 0.050883 | 0.046667 | 0.046424 | 0.051989 | 16.3461 | 16.4438 | 6.9305 | 3.5401 | 8.4724 | 7.2995 | 3.1976 | 1.684
2 | 13 | 11 | 1961.66 | 2012.4243 | 2053.962 | 2048.0411 | 80 | 63 | 0 | 0 | 0 | 0 | 0 | 0 | 0 | 0 | 0 | 0 | 1878.4445 | 2012.5888 | 2199.8781 | 2359.0973 | 0 | 0 | 0 | 0 | -6.6 | -89.6684 | -83.9015 | -87.627 | -6.7 | -35.1707 | -40 | -40 | 16.5156 | 61.6746 | -22.0147 | -183.4292 | 0.40256 | 0 | 0 | 0 | 6.6485 | 0 | 0 | 0 | 0.098698 | 0.10738 | 0.10037 | 0.10847 | 0.053525 | 0.047967 | 0.046505 | 0.050883 | 1.6301 | 6.6223 | -2.2096 | -19.8972 | 0.884 | 2.9584 | -1.0238 | -9.3334
2 | 13 | 12 | 1950.4856 | 2001.9244 | 2043.5036 | 2036.8636 | 80 | 63 | 0 | 0 | 0 | 0 | 0 | 0 | 0 | 0 | 0 | 0 | 1759.4393 | 1902.7208 | 2093.5262 | 2258.0016 | 0 | 0 | 0 | 0 | -6.6 | -69.739 | -84.722 | -94.7553 | -5.9162 | -34.2354 | -38.7893 | -40 | 123.5624 | 140.178 | 73.4887 | -86.3828 | 0.3965 | 0 | 0 | 0 | 48.9927 | 0 | 0 | 0 | 0.099071 | 0.10753 | 0.10029 | 0.10881 | 0.053991 | 0.048073 | 0.046622 | 0.052075 | 12.2414 | 15.0729 | 7.3701 | -9.3995 | 6.6713 | 6.7387 | 3.4262 | -4.4984
2 | 13 | 13 | 1932.8502 | 1987.8946 | 2033.4276 | 2030.1803 | 80 | 63 | 0 | 0 | 0 | 0 | 0 | 0 | 0 | 0 | 0 | 0 | 1718.4757 | 1840.48 | 2009.7161 | 2155.3981 | 0 | 0 | 0 | 0 | -6.6 | -69.8581 | -84.8002 | -88.3997 | -6.1275 | -34.0686 | -38.7945 | -40 | 147.102 | 188.3413 | 147.3063 | 3.1818 | 0.39531 | 0 | 0 | 0 | 58.151 | 0 | 0 | 0 | 0.098969 | 0.10791 | 0.1017 | 0.10902 | 0.05178 | 0.048178 | 0.048128 | 0.052433 | 14.5586 | 20.3234 | 14.9805 | 0.3469 | 7.6169 | 9.0739 | 7.0896 | 0.16683
2 | 13 | 14 | 1929.2143 | 1987.1118 | 2036.0305 | 2035.8837 | 80 | 63 | 0 | 0 | 0 | 0 | 0 | 0 | 0 | 0 | 0 | 0 | 1624.8032 | 1744.1216 | 1910.1319 | 2054.3135 | 0 | 0 | 0 | 0 | -6.6 | -69.9292 | -85.023 | -86.4 | -5.6262 | -34.1345 | -33.6109 | -40 | 236.6373 | 284.0538 | 244.5325 | 107.9702 | 0.39361 | 0 | 0 | 0 | 93.1434 | 0 | 0 | 0 | 0.098851 | 0.10786 | 0.10064 | 0.11023 | 0.051574 | 0.048578 | 0.046559 | 0.055947 | 23.3919 | 30.6372 | 24.6092 | 11.9021 | 12.2044 | 13.7988 | 11.3852 | 6.0406
2 | 13 | 15 | 1902.9046 | 1962.5372 | 2013.5643 | 2015.672 | 80 | 63 | 0 | 0 | 0 | 0 | 0 | 0 | 0 | 0 | 0 | 0 | 1639.6487 | 1751.2324 | 1911.7143 | 2050.3206 | 0 | 0 | 0 | 0 | -6.6 | -70.2144 | -73.0444 | -68.4918 | -5.5515 | -33.729 | -39.7727 | -40 | 195.4074 | 252.2483 | 214.6672 | 73.8432 | 0.39648 | 0 | 0 | 0 | 77.4757 | 0 | 0 | 0 | 0.099071 | 0.1078 | 0.10085 | 0.10978 | 0.051827 | 0.048008 | 0.046437 | 0.054061 | 19.3591 | 27.1917 | 21.6489 | 8.1062 | 10.1275 | 12.11 | 9.9684 | 3.992
2 | 13 | 16 | 1881.0485 | 1948.122 | 2007.8313 | 2017.8611 | 80 | 63 | 0 | 0 | 0 | 0 | 0 | 0 | 0 | 0 | 0 | 0 | 1657.0651 | 1756.5344 | 1903.3611 | 2030.1651 | 0 | 0 | 0 | 0 | -3.8835 | -4.2695 | -5.2275 | 11.8765 | -4.9731 | -3.5118 | -1.6812 | -38.0919 | 152.84 | 136.3688 | 111.3789 | 13.9115 | 0.40398 | 0 | 0.39996 | 0 | 61.7447 | 0 | 44.5474 | 0 | 0.098376 | 0.10569 | 0.10068 | 0.10845 | 0.050971 | 0.047139 | 0.045199 | 0.04881 | 15.0358 | 14.4128 | 11.2134 | 1.5087 | 7.7903 | 6.4283 | 5.0342 | 0.67902
2 | 13 | 17 | 1885.9631 | 1960.713 | 2028.9324 | 2045.9077 | 80 | 63 | 0 | 0 | 0 | 0 | 0 | 0 | 0 | 0 | 0 | 0 | 1262.9735 | 1318.2001 | 1419.4347 | 1506.469 | 0 | 0 | 0 | 0 | -3.2376 | -9.0084 | -4.32 | 8.4846 | 4.46 | -1.6812 | -1.645 | 0 | 541.7672 | 590.2025 | 615.4627 | 530.9541 | 0.4024 | 0.40819 | 0.40418 | 0.39462 | 218.0076 | 240.9141 | 248.7565 | 209.5241 | 0.095803 | 0.10382 | 0.099269 | 0.10562 | 0.048485 | 0.043638 | 0.04283 | 0.043123 | 51.9031 | 61.2723 | 61.0961 | 56.0793 | 26.2674 | 25.7552 | 26.3601 | 22.8964
2 | 13 | 18 | 1989.4343 | 2074.8916 | 2154.1942 | 2178.1557 | 80 | 63 | 0 | 0 | 0 | 0 | 0 | 0 | 0 | 0 | 0 | 0 | 818.4491 | 820.8173 | 871.2228 | 916.3964 | 0 | 0 | 0 | 0 | 1.0808 | 3.8289 | 3.2517 | 40.4135 | 16.8507 | 17.2013 | 24.8151 | 40 | 1073.0538 | 1170.0441 | 1254.9046 | 1181.3459 | 0.40342 | 0.39939 | 0.39298 | 0.37664 | 432.8868 | 467.3033 | 493.1545 | 444.9407 | 0.094866 | 0.10317 | 0.099874 | 0.10582 | 0.047707 | 0.043166 | 0.044066 | 0.043553 | 101.7962 | 120.7091 | 125.3329 | 125.0103 | 51.1917 | 50.5059 | 55.2985 | 51.4517
2 | 13 | 19 | 2172.9171 | 2274.9614 | 2371.2054 | 2405.2851 | 80 | 63 | 0 | 0 | 0 | 0 | 0 | 0 | 0 | 0 | 0 | 0 | 791.5355 | 785.7256 | 834.0625 | 882.7176 | 0 | 0 | 0 | 0 | 17.6973 | -1.9066 | 93.9423 | 79.5326 | 10.9491 | 15.8231 | 2.9904 | 40 | 1272.7352 | 1412.3193 | 1440.2101 | 1403.035 | 0.41293 | 0.40451 | 0.39736 | 0.38359 | 525.5475 | 571.2958 | 572.28 | 538.1906 | 0.094754 | 0.10316 | 0.099869 | 0.10578 | 0.047696 | 0.043405 | 0.044173 | 0.04372 | 120.5972 | 145.6957 | 143.832 | 148.4086 | 60.705 | 61.3016 | 63.6181 | 61.3409
2 | 13 | 20 | 2151.2072 | 2252.3816 | 2347.4521 | 2380.5434 | 80 | 63 | 0 | 0 | 0 | 0 | 0 | 0 | 0 | 0 | 0 | 0 | 759.7614 | 749.8942 | 797.0852 | 845.5933 | 0 | 0 | 0 | 0 | 13.9373 | 27.3778 | 10.7571 | 106.4405 | 2.3251 | 3.4932 | 12.4937 | 25.6983 | 1295.1834 | 1408.6165 | 1527.1161 | 1402.8113 | 0.4122 | 0.4033 | 0.397 | 0.38296 | 533.8769 | 568.0884 | 606.2579 | 537.2267 | 0.094718 | 0.10318 | 0.099871 | 0.10578 | 0.047658 | 0.043213 | 0.044146 | 0.043628 | 122.6766 | 145.346 | 152.5144 | 148.3889 | 61.7254 | 60.871 | 67.4161 | 61.2025
2 | 13 | 21 | 2093.0048 | 2192.5879 | 2285.9604 | 2318.3892 | 80 | 63 | 0 | 0 | 0 | 0 | 0 | 0 | 0 | 0 | 0 | 0 | 730.9148 | 717.948 | 763.4861 | 812.4381 | 0 | 0 | 0 | 0 | 12.1608 | 0 | 21.9869 | 28.8 | 2.4596 | 5.6035 | 6.3052 | 31.6135 | 1267.4696 | 1406.0364 | 1494.1822 | 1445.5376 | 0.40612 | 0.40218 | 0.39602 | 0.38156 | 514.744 | 565.4739 | 591.722 | 551.5636 | 0.09463 | 0.10311 | 0.099855 | 0.10575 | 0.047643 | 0.043144 | 0.044055 | 0.043602 | 119.9404 | 144.9826 | 149.2011 | 152.8689 | 60.3865 | 60.6625 | 65.8265 | 63.0277
2 | 13 | 22 | 1979.8503 | 2074.8327 | 2163.8913 | 2195.0074 | 80 | 63 | 0 | 0 | 0 | 0 | 0 | 0 | 0 | 0 | 0 | 0 | 692.6041 | 675.7807 | 718.2474 | 768.88 | 0 | 0 | 0 | 0 | 14.5894 | 0 | 5.2329 | 28.8 | 0 | 5.8338 | 13.5635 | 31.8325 | 1192.6568 | 1330.2181 | 1426.8474 | 1365.4949 | 0.41109 | 0.39872 | 0.39241 | 0.37595 | 490.2935 | 530.3826 | 559.911 | 513.3557 | 0.094516 | 0.10292 | 0.099753 | 0.10576 | 0.047603 | 0.043037 | 0.043906 | 0.043547 | 112.7257 | 136.9012 | 142.3322 | 144.4141 | 56.7735 | 57.2491 | 62.6468 | 59.4635
2 | 13 | 23 | 1809.4612 | 1898.3377 | 1981.9518 | 2012.1298 | 80 | 63 | 0 | 0 | 0 | 0 | 0 | 0 | 0 | 0 | 0 | 0 | 634.9939 | 611.52 | 651.1004 | 701.9833 | 0 | 0 | 0 | 0 | 0 | 87.6582 | 23.942 | 11.1472 | 7.9319 | 7.1662 | 16.6024 | 34.5934 | 1086.5354 | 1128.9934 | 1290.307 | 1264.4058 | 0.41371 | 0.39663 | 0.38604 | 0.36606 | 449.5113 | 447.7881 | 498.1057 | 462.8451 | 0.094524 | 0.10276 | 0.099596 | 0.10574 | 0.047677 | 0.042817 | 0.04382 | 0.043505 | 102.7034 | 116.0115 | 128.509 | 133.6923 | 51.8027 | 48.3397 | 56.5407 | 55.0084
2 | 13 | 24 | 1640.0354 | 1715.9136 | 1786.1616 | 1808.5188 | 80 | 63 | 0 | 0 | 0 | 0 | 0 | 0 | 0 | 0 | 0 | 0 | 618.1634 | 598.8347 | 636.8866 | 684.7944 | 0 | 0 | 0 | 0 | 0 | 5.5201 | 43.0511 | 5.2644 | 0 | 28.1194 | 10.3758 | 3.4234 | 941.8721 | 1020.4394 | 1095.8481 | 1115.0366 | 0.40639 | 0.39199 | 0.37547 | 0.36382 | 382.7662 | 399.9992 | 411.4563 | 405.6746 | 0.095206 | 0.10275 | 0.099285 | 0.10561 | 0.04814 | 0.042867 | 0.043498 | 0.043317 | 89.672 | 104.8499 | 108.8008 | 117.7633 | 45.3415 | 43.743 | 47.6676 | 48.3004
2 | 14 | 1 | 1506.2922 | 1568.3566 | 1623.8649 | 1636.2929 | 80 | 63 | 0 | 0 | 0 | 0 | 0 | 0 | 0 | 0 | 0 | 0 | 612.5105 | 598.9104 | 636.8127 | 680.2085 | 0 | 0 | 0 | 0 | -6.6 | 17.5316 | 23.942 | -4.3798 | 0 | 1.986 | 13.3338 | 0 | 820.3817 | 886.9285 | 949.7763 | 960.4642 | 0.40941 | 0.38749 | 0.36569 | 0.36737 | 335.8693 | 343.6746 | 347.3191 | 352.8436 | 0.095375 | 0.10278 | 0.09923 | 0.10553 | 0.048212 | 0.042779 | 0.043415 | 0.043067 | 78.2442 | 91.1553 | 94.2465 | 101.3544 | 39.5522 | 37.942 | 41.2348 | 41.3645
2 | 14 | 2 | 1446.5533 | 1499.3316 | 1544.9076 | 1550.2783 | 80 | 63 | 0 | 0 | 0 | 0 | 0 | 0 | 0 | 0 | 0 | 0 | 587.7575 | 575.5582 | 612.1842 | 652.8164 | 0 | 0 | 0 | 0 | -6.6 | 0 | 0 | -7.2978 | -1.4889 | 10.2421 | 4.2889 | 0 | 786.8848 | 850.5312 | 928.4345 | 904.7597 | 0.40877 | 0.38552 | 0.36832 | 0.36522 | 321.6555 | 327.9007 | 341.961 | 330.4326 | 0.095382 | 0.10276 | 0.09902 | 0.10547 | 0.048091 | 0.042742 | 0.04309 | 0.04286 | 75.0546 | 87.4021 | 91.9336 | 95.4223 | 37.8421 | 36.353 | 40.0064 | 38.7778
2 | 14 | 3 | 1414.7151 | 1459.7812 | 1496.9912 | 1496.0622 | 80 | 63 | 0 | 0 | 0 | 0 | 0 | 0 | 0 | 0 | 0 | 0 | 547.7835 | 534.8693 | 566.7713 | 608.9035 | 0 | 0 | 0 | 0 | -6.6 | 4.5355 | -10.0637 | -11.007 | -2.1061 | 4.2889 | 0.83188 | 0 | 795.6377 | 853.0875 | 939.4517 | 898.1657 | 0.40833 | 0.3849 | 0.36884 | 0.36626 | 324.885 | 328.352 | 346.5086 | 328.9657 | 0.0952 | 0.10277 | 0.099017 | 0.10546 | 0.047915 | 0.042848 | 0.043079 | 0.042817 | 75.7444 | 87.6721 | 93.0217 | 94.7205 | 38.1231 | 36.553 | 40.4706 | 38.4569
2 | 14 | 4 | 1405.4756 | 1444.7473 | 1475.47 | 1469.2272 | 80 | 63 | 0 | 0 | 0 | 0 | 0 | 0 | 0 | 0 | 0 | 0 | 509.9069 | 499.7916 | 527.1131 | 568.485 | 0 | 0 | 0 | 0 | -6.6 | 76.7974 | 5.3459 | -19.7188 | -1.8786 | 0 | 0 | 0 | 824.0473 | 805.1583 | 943.011 | 920.461 | 0.40772 | 0.37892 | 0.36678 | 0.36631 | 335.9773 | 305.0911 | 345.8817 | 337.1706 | 0.095074 | 0.10277 | 0.09902 | 0.10547 | 0.047831 | 0.042854 | 0.043091 | 0.042826 | 78.3457 | 82.7478 | 93.3769 | 97.0788 | 39.4148 | 34.5039 | 40.6353 | 39.4197
2 | 14 | 5 | 1437.0805 | 1471.5186 | 1496.4614 | 1484.586 | 80 | 63 | 0 | 0 | 0 | 0 | 0 | 0 | 0 | 0 | 0 | 0 | 459.5355 | 452.615 | 474.2644 | 514.3134 | 0 | 0 | 0 | 0 | -6.6 | 4.692 | 0 | -17.4506 | -1.1384 | 4.5627 | 0.97031 | 0 | 905.2835 | 946.6489 | 1021.2268 | 987.7233 | 0.409 | 0.38297 | 0.36528 | 0.36514 | 370.2624 | 362.5422 | 373.0311 | 360.6619 | 0.094879 | 0.10279 | 0.099022 | 0.10545 | 0.047608 | 0.042903 | 0.043215 | 0.042915 | 85.8924 | 97.3032 | 101.1244 | 104.1551 | 43.0988 | 40.614 | 44.1321 | 42.3877
2 | 14 | 6 | 1511.0619 | 1541.5679 | 1561.5749 | 1544.0929 | 80 | 63 | 0 | 0 | 0 | 0 | 0 | 0 | 0 | 0 | 0 | 0 | 393.7071 | 389.475 | 403.2076 | 443.2584 | 0 | 0 | 0 | 0 | 0 | 67.3099 | 48.3601 | 0 | 0 | 25.7793 | 36.3087 | 0 | 1037.3548 | 996.0037 | 1073.6985 | 1100.8345 | 0.4104 | 0.38709 | 0.36491 | 0.36382 | 425.7308 | 385.5472 | 391.8071 | 400.5081 | 0.094756 | 0.10287 | 0.09902 | 0.10543 | 0.047492 | 0.04292 | 0.043351 | 0.043037 | 98.2956 | 102.4583 | 106.3178 | 116.0662 | 49.2658 | 42.7484 | 46.5463 | 47.377
2 | 14 | 7 | 1740.7723 | 1778.9015 | 1806.2346 | 1790.8408 | 80 | 63 | 0 | 0 | 0 | 0 | 0 | 0 | 0 | 0 | 0 | 0 | 395.1185 | 391.2671 | 398.93 | 438.917 | 0 | 0 | 0 | 0 | 0 | 43.802 | 46.794 | 29.6314 | 0 | 17.369 | 25.7751 | 34.99 | 1265.6538 | 1263.4634 | 1334.7355 | 1287.3024 | 0.40901 | 0.39641 | 0.37719 | 0.36382 | 517.6624 | 500.8493 | 503.4439 | 468.3493 | 0.094697 | 0.10289 | 0.098985 | 0.10544 | 0.047596 | 0.043203 | 0.043712 | 0.043428 | 119.8535 | 130.0007 | 132.1191 | 135.7316 | 60.24 | 54.586 | 58.3438 | 55.9049
2 | 14 | 8 | 1857.9395 | 1901.1071 | 1934.7146 | 1924.0343 | 80 | 63 | 0 | 0 | 0 | 0 | 0 | 0 | 0 | 0 | 0 | 0 | 920.483 | 935.859 | 968.1302 | 1028.1498 | 0 | 0 | 0 | 0 | 9.1434 | -18.5367 | -4.7449 | 0 | 0 | -1.2666 | 0 | -3.3391 | 848.3132 | 922.0514 | 971.3294 | 899.2235 | 0.4026 | 0.40314 | 0.38075 | 0.37732 | 341.5339 | 371.7195 | 369.834 | 339.2917 | 0.095029 | 0.1031 | 0.099074 | 0.10557 | 0.047896 | 0.043202 | 0.04309 | 0.04298 | 80.614 | 95.0651 | 96.2333 | 94.933 | 40.6307 | 39.8342 | 41.8546 | 38.6487
2 | 14 | 9 | 1888.3964 | 1935.8005 | 1975.5366 | 1971.3314 | 80 | 63 | 0 | 0 | 0 | 0 | 0 | 0 | 0 | 0 | 0 | 0 | 1319.048 | 1414.76 | 1522.7518 | 1649.2527 | 0 | 0 | 0 | 0 | -3.516 | -15.6334 | -13.2263 | 76.1809 | -7.0376 | -3.4847 | -3.8079 | -25.2937 | 499.902 | 477.1586 | 469.819 | 271.1915 | 0.40979 | 0.40905 | 0.39309 | 0.38587 | 204.8537 | 195.1806 | 184.6789 | 104.6434 | 0.097056 | 0.10465 | 0.10013 | 0.10737 | 0.049551 | 0.046105 | 0.044016 | 0.046392 | 48.5184 | 49.9345 | 47.041 | 29.1184 | 24.7706 | 21.9993 | 20.6797 | 12.5811
2 | 14 | 10 | 1948.0743 | 1998.334 | 2040.5648 | 2036.919 | 80 | 63 | 0 | 0 | 0 | 0 | 0 | 0 | 0 | 0 | 0 | 0 | 1687.6775 | 1855.0966 | 2030.5074 | 2221.8727 | 0 | 0 | 0 | 0 | -6.6 | -36.8556 | -11.445 | -104.1343 | -6.9821 | -12.8159 | -19.8889 | -38.3367 | 193.9789 | 129.9089 | 41.3913 | -42.4827 | 0.4056 | 0 | 0 | 0 | 78.6788 | 0 | 0 | 0 | 0.098171 | 0.10513 | 0.10062 | 0.10929 | 0.050883 | 0.046667 | 0.046424 | 0.051989 | 19.0431 | 13.657 | 4.1648 | -4.643 | 9.8703 | 6.0624 | 1.9215 | -2.2086
2 | 14 | 11 | 1944.6588 | 1994.427 | 2034.9966 | 2028.6354 | 80 | 63 | 0 | 0 | 0 | 0 | 0 | 0 | 0 | 0 | 0 | 0 | 1884.463 | 2109.5594 | 2328.0037 | 2554.3153 | 0 | 0 | 0 | 0 | -6.6 | -89.6684 | -83.9015 | -87.627 | -6.7 | -35.1707 | -40 | -40 | -6.5042 | -53.2932 | -169.1056 | -398.0529 | 0.40256 | 0 | 0 | 0 | -2.6183 | 0 | 0 | 0 | 0.098698 | 0.10738 | 0.10037 | 0.10847 | 0.053525 | 0.047967 | 0.046505 | 0.050883 | -0.64196 | -5.7224 | -16.973 | -43.1782 | -0.34814 | -2.5563 | -7.8643 | -20.2541
2 | 14 | 12 | 1944.7486 | 1995.8513 | 2037.1038 | 2030.3152 | 80 | 63 | 0 | 0 | 0 | 0 | 0 | 0 | 0 | 0 | 0 | 0 | 1964.8853 | 2222.4496 | 2465.8585 | 2713.7329 | 0 | 0 | 0 | 0 | -6.6 | -69.739 | -84.722 | -94.7553 | -5.9162 | -34.2354 | -38.7893 | -40 | -87.6205 | -185.6239 | -305.2434 | -548.6625 | 0.3965 | 0 | 0 | 0 | -34.7417 | 0 | 0 | 0 | 0.099071 | 0.10753 | 0.10029 | 0.10881 | 0.053991 | 0.048073 | 0.046622 | 0.052075 | -8.6806 | -19.9596 | -30.6127 | -59.7013 | -4.7307 | -8.9234 | -14.2311 | -28.5717
2 | 14 | 13 | 1927.9527 | 1982.7102 | 2027.9644 | 2024.5902 | 80 | 63 | 0 | 0 | 0 | 0 | 0 | 0 | 0 | 0 | 0 | 0 | 1984.9984 | 2245.9328 | 2490.5597 | 2740.5839 | 0 | 0 | 0 | 0 | -6.6 | -69.8581 | -84.8002 | -88.3997 | -6.1275 | -34.0686 | -38.7945 | -40 | -124.3182 | -222.2959 | -339.0006 | -587.594 | 0.39531 | 0 | 0 | 0 | -49.1443 | 0 | 0 | 0 | 0.098969 | 0.10791 | 0.1017 | 0.10902 | 0.05178 | 0.048178 | 0.048128 | 0.052433 | -12.3037 | -23.9874 | -34.4752 | -64.062 | -6.4372 | -10.7098 | -16.3155 | -30.8093
2 | 14 | 14 | 1918.4399 | 1975.7061 | 2024.0113 | 2023.5854 | 80 | 63 | 0 | 0 | 0 | 0 | 0 | 0 | 0 | 0 | 0 | 0 | 1998.3117 | 2250.7114 | 2484.9572 | 2730.0784 | 0 | 0 | 0 | 0 | -6.6 | -69.9292 | -85.023 | -86.4 | -5.6262 | -34.1345 | -33.6109 | -40 | -147.6457 | -233.9416 | -342.312 | -580.093 | 0.39361 | 0 | 0 | 0 | -58.1151 | 0 | 0 | 0 | 0.098851 | 0.10786 | 0.10064 | 0.11023 | 0.051574 | 0.048578 | 0.046559 | 0.055947 | -14.5949 | -25.2322 | -34.4495 | -63.9465 | -7.6147 | -11.3644 | -15.9377 | -32.4545
2 | 14 | 15 | 1912.2098 | 1972.3876 | 2023.9445 | 2026.2933 | 80 | 63 | 0 | 0 | 0 | 0 | 0 | 0 | 0 | 0 | 0 | 0 | 2012.6837 | 2240.5519 | 2437.8363 | 2651.3498 | 0 | 0 | 0 | 0 | -6.6 | -70.2144 | -73.0444 | -68.4918 | -5.5515 | -33.729 | -39.7727 | -40 | -168.3224 | -227.2208 | -301.0747 | -516.5647 | 0.39648 | 0 | 0 | 0 | -66.737 | 0 | 0 | 0 | 0.099071 | 0.1078 | 0.10085 | 0.10978 | 0.051827 | 0.048008 | 0.046437 | 0.054061 | -16.6758 | -24.4938 | -30.363 | -56.7066 | -8.7237 | -10.9084 | -13.9809 | -27.926
2 | 14 | 16 | 1882.8675 | 1950.0477 | 2009.8606 | 2019.9375 | 80 | 63 | 0 | 0 | 0 | 0 | 0 | 0 | 0 | 0 | 0 | 0 | 1820.9131 | 1992.8698 | 2148.2007 | 2318.8749 | 0 | 0 | 0 | 0 | -3.8835 | -4.2695 | -5.2275 | 11.8765 | -4.9731 | -3.5118 | -1.6812 | -38.0919 | -9.189 | -98.0409 | -131.4314 | -272.722 | 0.40398 | 0 | 0.39996 | 0 | -3.7122 | 0 | -52.5677 | 0 | 0.098376 | 0.10569 | 0.10068 | 0.10845 | 0.050971 | 0.047139 | 0.045199 | 0.04881 | -0.90398 | -10.3619 | -13.2322 | -29.5758 | -0.46837 | -4.6216 | -5.9406 | -13.3116
2 | 14 | 17 | 1882.5349 | 1957.0839 | 2025.1081 | 2041.9946 | 80 | 63 | 0 | 0 | 0 | 0 | 0 | 0 | 0 | 0 | 0 | 0 | 1269.5227 | 1344.9001 | 1435.0288 | 1535.9199 | 0 | 0 | 0 | 0 | -3.2376 | -9.0084 | -4.32 | 8.4846 | 4.46 | -1.6812 | -1.645 | 0 | 531.7897 | 559.8734 | 596.0443 | 497.5901 | 0.4024 | 0.40819 | 0.40418 | 0.39462 | 213.9927 | 228.5341 | 240.908 | 196.3581 | 0.095803 | 0.10382 | 0.099269 | 0.10562 | 0.048485 | 0.043638 | 0.04283 | 0.043123 | 50.9472 | 58.1237 | 59.1684 | 52.5554 | 25.7836 | 24.4317 | 25.5285 | 21.4576
2 | 14 | 18 | 1989.5743 | 2075.0398 | 2154.3503 | 2178.3155 | 80 | 63 | 0 | 0 | 0 | 0 | 0 | 0 | 0 | 0 | 0 | 0 | 572.6507 | 564.4838 | 593.9823 | 636.9352 | 0 | 0 | 0 | 0 | 1.0808 | 3.8289 | 3.2517 | 40.4135 | 16.8507 | 17.2013 | 24.8151 | 40 | 1318.9921 | 1426.5257 | 1532.3012 | 1460.9668 | 0.40342 | 0.39939 | 0.39298 | 0.37664 | 532.1023 | 569.7394 | 602.1663 | 550.2568 | 0.094866 | 0.10317 | 0.099874 | 0.10582 | 0.047707 | 0.043166 | 0.044066 | 0.043553 | 125.1274 | 147.1694 | 153.0377 | 154.5999 | 62.9246 | 61.5771 | 67.5223 | 63.6301
2 | 14 | 19 | 2158.9943 | 2260.2228 | 2355.6741 | 2389.3932 | 80 | 63 | 0 | 0 | 0 | 0 | 0 | 0 | 0 | 0 | 0 | 0 | 472.5234 | 450.7002 | 480.6703 | 520.9618 | 0 | 0 | 0 | 0 | 17.6973 | -1.9066 | 93.9423 | 79.5326 | 10.9491 | 15.8231 | 2.9904 | 40 | 1577.8245 | 1732.6061 | 1778.0711 | 1748.8988 | 0.41293 | 0.40451 | 0.39736 | 0.38359 | 651.5273 | 700.8547 | 706.532 | 670.8607 | 0.094754 | 0.10316 | 0.099869 | 0.10578 | 0.047696 | 0.043405 | 0.044173 | 0.04372 | 149.5057 | 178.7367 | 177.5737 | 184.993 | 75.2567 | 75.2037 | 78.5424 | 76.4622
2 | 14 | 20 | 2126.7198 | 2226.4596 | 2320.1357 | 2352.5927 | 80 | 63 | 0 | 0 | 0 | 0 | 0 | 0 | 0 | 0 | 0 | 0 | 394.2179 | 359.7374 | 388.7349 | 427.3746 | 0 | 0 | 0 | 0 | 13.9373 | 27.3778 | 10.7571 | 106.4405 | 2.3251 | 3.4932 | 12.4937 | 25.6983 | 1636.2396 | 1772.8512 | 1908.1501 | 1793.0794 | 0.4122 | 0.4033 | 0.397 | 0.38296 | 674.4608 | 714.9826 | 757.5265 | 686.6855 | 0.094718 | 0.10318 | 0.099871 | 0.10578 | 0.047658 | 0.043213 | 0.044146 | 0.043628 | 154.9806 | 182.929 | 190.5685 | 189.6713 | 77.9794 | 76.6107 | 84.2372 | 78.2293
2 | 14 | 21 | 2071.6658 | 2169.9987 | 2262.1562 | 2294.0322 | 80 | 63 | 0 | 0 | 0 | 0 | 0 | 0 | 0 | 0 | 0 | 0 | 350.3582 | 322.5684 | 345.9415 | 381.9547 | 0 | 0 | 0 | 0 | 12.1608 | 0 | 21.9869 | 28.8 | 2.4596 | 5.6035 | 6.3052 | 31.6135 | 1626.6871 | 1778.8268 | 1887.9225 | 1851.664 | 0.40612 | 0.40218 | 0.39602 | 0.38156 | 660.6292 | 715.4012 | 747.6499 | 706.5264 | 0.09463 | 0.10311 | 0.099855 | 0.10575 | 0.047643 | 0.043144 | 0.044055 | 0.043602 | 153.9331 | 183.4227 | 188.5179 | 195.8177 | 77.5008 | 76.7463 | 83.1728 | 80.7355
2 | 14 | 22 | 1959.5607 | 2053.3544 | 2141.2577 | 2171.8483 | 80 | 63 | 0 | 0 | 0 | 0 | 0 | 0 | 0 | 0 | 0 | 0 | 301.8798 | 277.4672 | 293.9199 | 330.505 | 0 | 0 | 0 | 0 | 14.5894 | 0 | 5.2329 | 28.8 | 0 | 5.8338 | 13.5635 | 31.8325 | 1563.0916 | 1707.0534 | 1828.5414 | 1780.7108 | 0.41109 | 0.39872 | 0.39241 | 0.37595 | 642.5769 | 680.6338 | 717.5402 | 669.4555 | 0.094516 | 0.10292 | 0.099753 | 0.10576 | 0.047603 | 0.043037 | 0.043906 | 0.043547 | 147.7379 | 175.6837 | 182.4023 | 188.3271 | 74.4072 | 73.4671 | 80.2835 | 77.545
2 | 14 | 23 | 1813.2392 | 1902.3371 | 1986.1664 | 2016.4421 | 80 | 63 | 0 | 0 | 0 | 0 | 0 | 0 | 0 | 0 | 0 | 0 | 255.6793 | 232.0878 | 243.7774 | 279.8475 | 0 | 0 | 0 | 0 | 0 | 87.6582 | 23.942 | 11.1472 | 7.9319 | 7.1662 | 16.6024 | 34.5934 | 1469.6281 | 1512.425 | 1701.8445 | 1690.8539 | 0.41371 | 0.39663 | 0.38604 | 0.36606 | 608.0009 | 599.867 | 656.9742 | 618.9495 | 0.094524 | 0.10276 | 0.099596 | 0.10574 | 0.047677 | 0.042817 | 0.04382 | 0.043505 | 138.9147 | 155.4116 | 169.4964 | 178.7829 | 70.0674 | 64.757 | 74.5742 | 73.5612
2 | 14 | 24 | 1660.325 | 1737.3919 | 1808.7951 | 1831.6779 | 80 | 63 | 0 | 0 | 0 | 0 | 0 | 0 | 0 | 0 | 0 | 0 | 220.186 | 197.5489 | 207.9572 | 239.7095 | 0 | 0 | 0 | 0 | 0 | 5.5201 | 43.0511 | 5.2644 | 0 | 28.1194 | 10.3758 | 3.4234 | 1360.139 | 1443.2035 | 1547.4111 | 1583.2806 | 0.40639 | 0.39199 | 0.37547 | 0.36382 | 552.7452 | 565.7173 | 581.0039 | 576.0319 | 0.095206 | 0.10275 | 0.099285 | 0.10561 | 0.04814 | 0.042867 | 0.043498 | 0.043317 | 129.4936 | 148.2888 | 153.6341 | 167.2163 | 65.4768 | 61.8656 | 67.3099 | 68.5834
2 | 15 | 1 | 1536.8665 | 1600.7221 | 1657.9713 | 1671.1912 | 80 | 63 | 0 | 0 | 0 | 0 | 0 | 0 | 0 | 0 | 0 | 0 | 240.1592 | 226.4668 | 236.7832 | 265.7109 | 0 | 0 | 0 | 0 | -6.6 | 17.5316 | 23.942 | -4.3798 | 0 | 1.986 | 13.3338 | 0 | 1223.3073 | 1291.7376 | 1383.9123 | 1409.8601 | 0.40941 | 0.38749 | 0.36569 | 0.36737 | 500.8295 | 500.5334 | 506.0761 | 517.9372 | 0.095375 | 0.10278 | 0.09923 | 0.10553 | 0.048212 | 0.042779 | 0.043415 | 0.043067 | 116.6733 | 132.7601 | 137.3259 | 148.7775 | 58.978 | 55.2594 | 60.083 | 60.7187
2 | 15 | 2 | 1460.1963 | 1513.7738 | 1560.1267 | 1565.8508 | 80 | 63 | 0 | 0 | 0 | 0 | 0 | 0 | 0 | 0 | 0 | 0 | 256.4962 | 251.8152 | 261.0357 | 288.0415 | 0 | 0 | 0 | 0 | -6.6 | 0 | 0 | -7.2978 | -1.4889 | 10.2421 | 4.2889 | 0 | 1131.789 | 1188.7165 | 1294.8021 | 1285.1071 | 0.40877 | 0.38552 | 0.36832 | 0.36522 | 462.6424 | 458.2794 | 476.9015 | 469.3416 | 0.095382 | 0.10276 | 0.09902 | 0.10547 | 0.048091 | 0.042742 | 0.04309 | 0.04286 | 107.9522 | 122.1546 | 128.2113 | 135.5364 | 54.4289 | 50.8076 | 55.7932 | 55.0794
2 | 15 | 3 | 1433.5354 | 1479.7041 | 1517.9857 | 1517.5442 | 80 | 63 | 0 | 0 | 0 | 0 | 0 | 0 | 0 | 0 | 0 | 0 | 217.828 | 204.075 | 212.4611 | 240.92 | 0 | 0 | 0 | 0 | -6.6 | 4.5355 | -10.0637 | -11.007 | -2.1061 | 4.2889 | 0.83188 | 0 | 1144.4135 | 1203.8047 | 1314.7564 | 1287.6313 | 0.40833 | 0.3849 | 0.36884 | 0.36626 | 467.3017 | 463.3425 | 484.9365 | 471.6129 | 0.0952 | 0.10277 | 0.099017 | 0.10546 | 0.047915 | 0.042848 | 0.043079 | 0.042817 | 108.9478 | 123.7154 | 130.1832 | 135.7934 | 54.8348 | 51.5805 | 56.6383 | 55.1327
2 | 15 | 4 | 1424.3659 | 1464.7443 | 1496.5426 | 1490.7892 | 80 | 63 | 0 | 0 | 0 | 0 | 0 | 0 | 0 | 0 | 0 | 0 | 189.4873 | 164.0809 | 174.6641 | 203.4122 | 0 | 0 | 0 | 0 | -6.6 | 76.7974 | 5.3459 | -19.7188 | -1.8786 | 0 | 0 | 0 | 1163.3572 | 1160.866 | 1316.5325 | 1307.0957 | 0.40772 | 0.37892 | 0.36678 | 0.36631 | 474.3194 | 439.876 | 482.8835 | 478.7973 | 0.095074 | 0.10277 | 0.09902 | 0.10547 | 0.047831 | 0.042854 | 0.043091 | 0.042826 | 110.6053 | 119.3047 | 130.363 | 137.8562 | 55.6443 | 49.7473 | 56.7307 | 55.9778
2 | 15 | 5 | 1458.7693 | 1494.4781 | 1520.6559 | 1509.3423 | 80 | 63 | 0 | 0 | 0 | 0 | 0 | 0 | 0 | 0 | 0 | 0 | 188.0178 | 162.4783 | 173.5619 | 201.5865 | 0 | 0 | 0 | 0 | -6.6 | 4.692 | 0 | -17.4506 | -1.1384 | 4.5627 | 0.97031 | 0 | 1198.4899 | 1259.7451 | 1346.1237 | 1325.2065 | 0.409 | 0.38297 | 0.36528 | 0.36514 | 490.1843 | 482.4499 | 491.7086 | 483.8921 | 0.094879 | 0.10279 | 0.099022 | 0.10545 | 0.047608 | 0.042903 | 0.043215 | 0.042915 | 113.7115 | 129.4854 | 133.2965 | 139.7426 | 57.0578 | 54.0467 | 58.1724 | 56.8706
2 | 15 | 6 | 1584.804 | 1619.6302 | 1643.8362 | 1628.2642 | 80 | 63 | 0 | 0 | 0 | 0 | 0 | 0 | 0 | 0 | 0 | 0 | 182.5953 | 159.7873 | 169.4887 | 196.7475 | 0 | 0 | 0 | 0 | 0 | 67.3099 | 48.3601 | 0 | 0 | 25.7793 | 36.3087 | 0 | 1322.2088 | 1303.7537 | 1389.6786 | 1431.5167 | 0.4104 | 0.38709 | 0.36491 | 0.36382 | 542.635 | 504.6754 | 507.1125 | 520.8176 | 0.094756 | 0.10287 | 0.09902 | 0.10543 | 0.047492 | 0.04292 | 0.043351 | 0.043037 | 125.2873 | 134.1163 | 137.6062 | 150.9316 | 62.794 | 55.957 | 60.2444 | 61.6087
2 | 15 | 7 | 1767.9883 | 1807.712 | 1836.5948 | 1821.9059 | 80 | 63 | 0 | 0 | 0 | 0 | 0 | 0 | 0 | 0 | 0 | 0 | 333.4103 | 316.4094 | 325.6054 | 354.7255 | 0 | 0 | 0 | 0 | 0 | 43.802 | 46.794 | 29.6314 | 0 | 17.369 | 25.7751 | 34.99 | 1354.578 | 1367.1317 | 1438.4202 | 1402.5591 | 0.40901 | 0.39641 | 0.37719 | 0.36382 | 554.0331 | 541.9444 | 542.5524 | 510.2822 | 0.094697 | 0.10289 | 0.098985 | 0.10544 | 0.047596 | 0.043203 | 0.043712 | 0.043428 | 128.2743 | 140.6674 | 142.3823 | 147.8841 | 64.4724 | 59.0648 | 62.876 | 60.9103
2 | 15 | 8 | 1874.7309 | 1918.8822 | 1953.4458 | 1943.2004 | 80 | 63 | 0 | 0 | 0 | 0 | 0 | 0 | 0 | 0 | 0 | 0 | 967.658 | 989.0547 | 1029.3048 | 1081.7714 | 0 | 0 | 0 | 0 | 9.1434 | -18.5367 | -4.7449 | 0 | 0 | -1.2666 | 0 | -3.3391 | 817.9295 | 886.6309 | 928.886 | 864.7681 | 0.4026 | 0.40314 | 0.38075 | 0.37732 | 329.3013 | 357.4399 | 353.6736 | 326.2911 | 0.095029 | 0.1031 | 0.099074 | 0.10557 | 0.047896 | 0.043202 | 0.04309 | 0.04298 | 77.7267 | 91.4132 | 92.0283 | 91.2954 | 39.1754 | 38.304 | 40.0257 | 37.1678
2 | 15 | 9 | 1902.9489 | 1951.2056 | 1991.7703 | 1987.9421 | 80 | 63 | 0 | 0 | 0 | 0 | 0 | 0 | 0 | 0 | 0 | 0 | 1381.5306 | 1493.4042 | 1609.5981 | 1721.0776 | 0 | 0 | 0 | 0 | -3.516 | -15.6334 | -13.2263 | 76.1809 | -7.0376 | -3.4847 | -3.8079 | -25.2937 | 451.9719 | 413.9195 | 399.2063 | 215.9772 | 0.40979 | 0.40905 | 0.39309 | 0.38587 | 185.2126 | 169.3128 | 156.9221 | 83.3381 | 0.097056 | 0.10465 | 0.10013 | 0.10737 | 0.049551 | 0.046105 | 0.044016 | 0.046392 | 43.8665 | 43.3166 | 39.9708 | 23.1899 | 22.3956 | 19.0837 | 17.5716 | 10.0196
2 | 15 | 10 | 1929.9536 | 1979.1517 | 2020.3508 | 2016.2356 | 80 | 63 | 0 | 0 | 0 | 0 | 0 | 0 | 0 | 0 | 0 | 0 | 1702.8418 | 1887.922 | 2065.5005 | 2231.1992 | 0 | 0 | 0 | 0 | -6.6 | -36.8556 | -11.445 | -104.1343 | -6.9821 | -12.8159 | -19.8889 | -38.3367 | 160.6938 | 77.9012 | -13.8159 | -72.4926 | 0.4056 | 0 | 0 | 0 | 65.1782 | 0 | 0 | 0 | 0.098171 | 0.10513 | 0.10062 | 0.10929 | 0.050883 | 0.046667 | 0.046424 | 0.051989 | 15.7755 | 8.1895 | -1.3901 | -7.9229 | 8.1766 | 3.6354 | -0.64139 | -3.7688
2 | 15 | 11 | 1961.5901 | 2012.3502 | 2053.8839 | 2047.9612 | 80 | 63 | 0 | 0 | 0 | 0 | 0 | 0 | 0 | 0 | 0 | 0 | 1849.243 | 2078.9683 | 2296.6882 | 2499.1414 | 0 | 0 | 0 | 0 | -6.6 | -89.6684 | -83.9015 | -87.627 | -6.7 | -35.1707 | -40 | -40 | 45.647 | -4.779 | -118.9028 | -323.5531 | 0.40256 | 0 | 0 | 0 | 18.3756 | 0 | 0 | 0 | 0.098698 | 0.10738 | 0.10037 | 0.10847 | 0.053525 | 0.047967 | 0.046505 | 0.050883 | 4.5053 | -0.51315 | -11.9342 | -35.0969 | 2.4433 | -0.22924 | -5.5296 | -16.4634
2 | 15 | 12 | 1968.4664 | 2020.9586 | 2063.5616 | 2057.3874 | 80 | 63 | 0 | 0 | 0 | 0 | 0 | 0 | 0 | 0 | 0 | 0 | 1866.4453 | 2116.8896 | 2358.1734 | 2578.3676 | 0 | 0 | 0 | 0 | -6.6 | -69.739 | -84.722 | -94.7553 | -5.9162 | -34.2354 | -38.7893 | -40 | 34.5372 | -54.9567 | -171.1005 | -386.2249 | 0.3965 | 0 | 0 | 0 | 13.6941 | 0 | 0 | 0 | 0.099071 | 0.10753 | 0.10029 | 0.10881 | 0.053991 | 0.048073 | 0.046622 | 0.052075 | 3.4216 | -5.9093 | -17.1596 | -42.0261 | 1.8647 | -2.6419 | -7.9771 | -20.1128
2 | 15 | 13 | 1952.1603 | 2008.336 | 2054.9685 | 2052.2213 | 80 | 63 | 0 | 0 | 0 | 0 | 0 | 0 | 0 | 0 | 0 | 0 | 1866.1682 | 2117.3387 | 2361.8954 | 2586.6934 | 0 | 0 | 0 | 0 | -6.6 | -69.8581 | -84.8002 | -88.3997 | -6.1275 | -34.0686 | -38.7945 | -40 | 18.7196 | -68.076 | -183.3321 | -406.0724 | 0.39531 | 0 | 0 | 0 | 7.4001 | 0 | 0 | 0 | 0.098969 | 0.10791 | 0.1017 | 0.10902 | 0.05178 | 0.048178 | 0.048128 | 0.052433 | 1.8527 | -7.3459 | -18.6442 | -44.2717 | 0.9693 | -3.2798 | -8.8235 | -21.2916
2 | 15 | 14 | 1944.8863 | 2003.7019 | 2053.5129 | 2053.7721 | 80 | 63 | 0 | 0 | 0 | 0 | 0 | 0 | 0 | 0 | 0 | 0 | 1854.6195 | 2092.7324 | 2325.882 | 2544.7091 | 0 | 0 | 0 | 0 | -6.6 | -69.9292 | -85.023 | -86.4 | -5.6262 | -34.1345 | -33.6109 | -40 | 22.4929 | -47.9668 | -153.7351 | -364.537 | 0.39361 | 0 | 0 | 0 | 8.8535 | 0 | 0 | 0 | 0.098851 | 0.10786 | 0.10064 | 0.11023 | 0.051574 | 0.048578 | 0.046559 | 0.055947 | 2.2235 | -5.1735 | -15.4715 | -40.1847 | 1.1601 | -2.3301 | -7.1578 | -20.3948
2 | 15 | 15 | 1929.0012 | 1990.1627 | 2042.6757 | 2045.4594 | 80 | 63 | 0 | 0 | 0 | 0 | 0 | 0 | 0 | 0 | 0 | 0 | 1786.8905 | 1997.7564 | 2205.6613 | 2404.0041 | 0 | 0 | 0 | 0 | -6.6 | -70.2144 | -73.0444 | -68.4918 | -5.5515 | -33.729 | -39.7727 | -40 | 74.2622 | 33.3498 | -50.1685 | -250.0529 | 0.39648 | 0 | 0 | 0 | 29.4437 | 0 | 0 | 0 | 0.099071 | 0.1078 | 0.10085 | 0.10978 | 0.051827 | 0.048008 | 0.046437 | 0.054061 | 7.3572 | 3.595 | -5.0594 | -27.4499 | 3.8488 | 1.6011 | -2.3297 | -13.5181
2 | 15 | 16 | 1907.355 | 1975.9697 | 2037.1769 | 2047.8881 | 80 | 63 | 0 | 0 | 0 | 0 | 0 | 0 | 0 | 0 | 0 | 0 | 1547.2156 | 1701.8298 | 1863.5592 | 2024.4405 | 0 | 0 | 0 | 0 | -3.8835 | -4.2695 | -5.2275 | 11.8765 | -4.9731 | -3.5118 | -1.6812 | -38.0919 | 288.996 | 218.9211 | 180.5264 | 49.663 | 0.40398 | 0 | 0.39996 | 0 | 116.7494 | 0 | 72.2038 | 0 | 0.098376 | 0.10569 | 0.10068 | 0.10845 | 0.050971 | 0.047139 | 0.045199 | 0.04881 | 28.4304 | 23.1377 | 18.175 | 5.3858 | 14.7303 | 10.3197 | 8.1596 | 2.4241
2 | 15 | 17 | 1907.3721 | 1983.3762 | 2052.8147 | 2070.3446 | 80 | 63 | 0 | 0 | 0 | 0 | 0 | 0 | 0 | 0 | 0 | 0 | 948.6364 | 1013.2524 | 1097.9346 | 1194.4983 | 0 | 0 | 0 | 0 | -3.2376 | -9.0084 | -4.32 | 8.4846 | 4.46 | -1.6812 | -1.645 | 0 | 877.5133 | 917.8134 | 960.8451 | 867.3617 | 0.4024 | 0.40819 | 0.40418 | 0.39462 | 353.1122 | 374.6412 | 388.3525 | 342.2767 | 0.095803 | 0.10382 | 0.099269 | 0.10562 | 0.048485 | 0.043638 | 0.04283 | 0.043123 | 84.0687 | 95.2835 | 95.3817 | 91.6106 | 42.5459 | 40.0514 | 41.1528 | 37.4034
2 | 15 | 18 | 1980.4789 | 2065.4116 | 2144.2042 | 2167.9338 | 80 | 63 | 0 | 0 | 0 | 0 | 0 | 0 | 0 | 0 | 0 | 0 | 307.5279 | 289.6463 | 302.2378 | 340.1003 | 0 | 0 | 0 | 0 | 1.0808 | 3.8289 | 3.2517 | 40.4135 | 16.8507 | 17.2013 | 24.8151 | 40 | 1575.0196 | 1691.735 | 1813.8997 | 1747.42 | 0.40342 | 0.39939 | 0.39298 | 0.37664 | 635.3878 | 675.6612 | 712.8294 | 658.1462 | 0.094866 | 0.10317 | 0.099874 | 0.10582 | 0.047707 | 0.043166 | 0.044066 | 0.043553 | 149.4156 | 174.53 | 181.1622 | 184.9124 | 75.1388 | 73.0251 | 79.9312 | 76.1061
2 | 15 | 19 | 2154.0968 | 2255.0384 | 2350.2108 | 2383.8031 | 80 | 63 | 0 | 0 | 0 | 0 | 0 | 0 | 0 | 0 | 0 | 0 | 272.1772 | 245.2204 | 255.9328 | 298.1941 | 0 | 0 | 0 | 0 | 17.6973 | -1.9066 | 93.9423 | 79.5326 | 10.9491 | 15.8231 | 2.9904 | 40 | 1773.2732 | 1932.9015 | 1997.3453 | 1966.0765 | 0.41293 | 0.40451 | 0.39736 | 0.38359 | 732.2335 | 781.8759 | 793.6625 | 754.1679 | 0.094754 | 0.10316 | 0.099869 | 0.10578 | 0.047696 | 0.043405 | 0.044173 | 0.04372 | 168.0253 | 199.3993 | 199.4724 | 207.9653 | 84.5789 | 83.8975 | 88.2283 | 85.9572
2 | 15 | 20 | 2131.5473 | 2231.57 | 2325.5209 | 2358.103 | 80 | 63 | 0 | 0 | 0 | 0 | 0 | 0 | 0 | 0 | 0 | 0 | 286.1216 | 260.3055 | 270.9328 | 314.6148 | 0 | 0 | 0 | 0 | 13.9373 | 27.3778 | 10.7571 | 106.4405 | 2.3251 | 3.4932 | 12.4937 | 25.6983 | 1749.1634 | 1877.3934 | 2031.3374 | 1911.3495 | 0.4122 | 0.4033 | 0.397 | 0.38296 | 721.0082 | 757.144 | 806.4313 | 731.9787 | 0.094718 | 0.10318 | 0.099871 | 0.10578 | 0.047658 | 0.043213 | 0.044146 | 0.043628 | 165.6764 | 193.716 | 202.8714 | 202.1819 | 83.3611 | 81.1283 | 89.6754 | 83.3892
2 | 15 | 21 | 2059.1422 | 2156.7414 | 2248.1858 | 2279.7375 | 80 | 63 | 0 | 0 | 0 | 0 | 0 | 0 | 0 | 0 | 0 | 0 | 332.0137 | 304.9723 | 321.883 | 364.1119 | 0 | 0 | 0 | 0 | 12.1608 | 0 | 21.9869 | 28.8 | 2.4596 | 5.6035 | 6.3052 | 31.6135 | 1632.5081 | 1783.1656 | 1898.0107 | 1855.212 | 0.40612 | 0.40218 | 0.39602 | 0.38156 | 662.9932 | 717.1462 | 751.645 | 707.8802 | 0.09463 | 0.10311 | 0.099855 | 0.10575 | 0.047643 | 0.043144 | 0.044055 | 0.043602 | 154.484 | 183.8701 | 189.5252 | 196.1929 | 77.7782 | 76.9335 | 83.6172 | 80.8902
2 | 15 | 22 | 1942.5594 | 2035.3571 | 2122.2924 | 2152.4426 | 80 | 63 | 0 | 0 | 0 | 0 | 0 | 0 | 0 | 0 | 0 | 0 | 375.4182 | 343.675 | 368.5783 | 408.773 | 0 | 0 | 0 | 0 | 14.5894 | 0 | 5.2329 | 28.8 | 0 | 5.8338 | 13.5635 | 31.8325 | 1472.5518 | 1622.8483 | 1734.9176 | 1683.0371 | 0.41109 | 0.39872 | 0.39241 | 0.37595 | 605.3566 | 647.0597 | 680.8012 | 632.7352 | 0.094516 | 0.10292 | 0.099753 | 0.10576 | 0.047603 | 0.043037 | 0.043906 | 0.043547 | 139.1804 | 167.0176 | 173.0631 | 177.9972 | 70.0973 | 69.8431 | 76.1729 | 73.2916
2 | 15 | 23 | 1776.0183 | 1862.9357 | 1944.6455 | 1973.9572 | 80 | 63 | 0 | 0 | 0 | 0 | 0 | 0 | 0 | 0 | 0 | 0 | 359.7585 | 335.2468 | 356.1823 | 394.721 | 0 | 0 | 0 | 0 | 0 | 87.6582 | 23.942 | 11.1472 | 7.9319 | 7.1662 | 16.6024 | 34.5934 | 1328.328 | 1369.8645 | 1547.9188 | 1533.4955 | 0.41371 | 0.39663 | 0.38604 | 0.36606 | 549.5435 | 543.3239 | 597.5533 | 561.3473 | 0.094524 | 0.10276 | 0.099596 | 0.10574 | 0.047677 | 0.042817 | 0.04382 | 0.043505 | 125.5585 | 140.7626 | 154.166 | 162.1446 | 63.3307 | 58.653 | 67.8292 | 66.7153
2 | 15 | 24 | 1616.8773 | 1691.3988 | 1760.3281 | 1782.0855 | 80 | 63 | 0 | 0 | 0 | 0 | 0 | 0 | 0 | 0 | 0 | 0 | 354.1776 | 347.4131 | 360.703 | 397.3996 | 0 | 0 | 0 | 0 | 0 | 5.5201 | 43.0511 | 5.2644 | 0 | 28.1194 | 10.3758 | 3.4234 | 1182.6997 | 1247.3462 | 1346.1982 | 1375.9981 | 0.40639 | 0.39199 | 0.37547 | 0.36382 | 480.6358 | 488.9437 | 505.4549 | 500.618 | 0.095206 | 0.10275 | 0.099285 | 0.10561 | 0.04814 | 0.042867 | 0.043498 | 0.043317 | 112.6003 | 128.1645 | 133.6567 | 145.3244 | 56.9349 | 53.4698 | 58.5574 | 59.6045
2 | 16 | 1 | 1518.5359 | 1581.3176 | 1637.5231 | 1650.2682 | 80 | 63 | 0 | 0 | 0 | 0 | 0 | 0 | 0 | 0 | 0 | 0 | 350.3317 | 356.1684 | 362.5978 | 400.0225 | 0 | 0 | 0 | 0 | -6.6 | 17.5316 | 23.942 | -4.3798 | 0 | 1.986 | 13.3338 | 0 | 1094.8042 | 1142.6315 | 1237.6494 | 1254.6255 | 0.40941 | 0.38749 | 0.36569 | 0.36737 | 448.2196 | 442.7565 | 452.5899 | 460.909 | 0.095375 | 0.10278 | 0.09923 | 0.10553 | 0.048212 | 0.042779 | 0.043415 | 0.043067 | 104.4173 | 117.4355 | 122.8122 | 132.3961 | 52.7826 | 48.8808 | 53.7329 | 54.0332
2 | 16 | 2 | 1455.5787 | 1508.8857 | 1554.9756 | 1560.5801 | 80 | 63 | 0 | 0 | 0 | 0 | 0 | 0 | 0 | 0 | 0 | 0 | 336.7454 | 347.8017 | 352.4993 | 386.8605 | 0 | 0 | 0 | 0 | -6.6 | 0 | 0 | -7.2978 | -1.4889 | 10.2421 | 4.2889 | 0 | 1046.9221 | 1087.8419 | 1198.1875 | 1181.0174 | 0.40877 | 0.38552 | 0.36832 | 0.36522 | 427.9513 | 419.3897 | 441.3164 | 431.3263 | 0.095382 | 0.10276 | 0.09902 | 0.10547 | 0.048091 | 0.042742 | 0.04309 | 0.04286 | 99.8574 | 111.7886 | 118.6446 | 124.5584 | 50.3475 | 46.4961 | 51.6301 | 50.6181
2 | 16 | 3 | 1425.4896 | 1471.1869 | 1509.0104 | 1508.3605 | 80 | 63 | 0 | 0 | 0 | 0 | 0 | 0 | 0 | 0 | 0 | 0 | 286.9385 | 294.536 | 297.2823 | 329.4017 | 0 | 0 | 0 | 0 | -6.6 | 4.5355 | -10.0637 | -11.007 | -2.1061 | 4.2889 | 0.83188 | 0 | 1067.2572 | 1104.8265 | 1220.9599 | 1189.9657 | 0.40833 | 0.3849 | 0.36884 | 0.36626 | 435.7962 | 425.246 | 450.3404 | 435.8415 | 0.0952 | 0.10277 | 0.099017 | 0.10546 | 0.047915 | 0.042848 | 0.043079 | 0.042817 | 101.6025 | 113.5434 | 120.8958 | 125.4936 | 51.1378 | 47.3395 | 52.5977 | 50.9509
2 | 16 | 4 | 1415.5504 | 1455.4124 | 1486.7087 | 1480.7269 | 80 | 63 | 0 | 0 | 0 | 0 | 0 | 0 | 0 | 0 | 0 | 0 | 263.6509 | 264.8549 | 267.503 | 300.669 | 0 | 0 | 0 | 0 | -6.6 | 76.7974 | 5.3459 | -19.7188 | -1.8786 | 0 | 0 | 0 | 1080.3781 | 1050.7601 | 1213.8598 | 1199.7767 | 0.40772 | 0.37892 | 0.36678 | 0.36631 | 440.4875 | 398.1546 | 445.2248 | 439.4857 | 0.095074 | 0.10277 | 0.09902 | 0.10547 | 0.047831 | 0.042854 | 0.043091 | 0.042826 | 102.7162 | 107.9889 | 120.1963 | 126.5375 | 51.6754 | 45.0289 | 52.3064 | 51.3817
2 | 16 | 5 | 1457.9298 | 1493.5893 | 1519.7194 | 1508.384 | 80 | 63 | 0 | 0 | 0 | 0 | 0 | 0 | 0 | 0 | 0 | 0 | 273.6082 | 275.9177 | 276.9361 | 313.351 | 0 | 0 | 0 | 0 | -6.6 | 4.692 | 0 | -17.4506 | -1.1384 | 4.5627 | 0.97031 | 0 | 1112.06 | 1145.417 | 1241.813 | 1212.4837 | 0.409 | 0.38297 | 0.36528 | 0.36514 | 454.8344 | 438.6652 | 453.6063 | 442.7319 | 0.094879 | 0.10279 | 0.099022 | 0.10545 | 0.047608 | 0.042903 | 0.043215 | 0.042915 | 105.5111 | 117.734 | 122.9674 | 127.856 | 52.9431 | 49.1417 | 53.6647 | 52.0332
2 | 16 | 6 | 1575.149 | 1609.4095 | 1633.0657 | 1617.2437 | 80 | 63 | 0 | 0 | 0 | 0 | 0 | 0 | 0 | 0 | 0 | 0 | 285.7711 | 286.6995 | 287.4463 | 327.1185 | 0 | 0 | 0 | 0 | 0 | 67.3099 | 48.3601 | 0 | 0 | 25.7793 | 36.3087 | 0 | 1209.3779 | 1166.6208 | 1260.9505 | 1290.1251 | 0.4104 | 0.38709 | 0.36491 | 0.36382 | 496.3291 | 451.592 | 460.1379 | 469.3762 | 0.094756 | 0.10287 | 0.09902 | 0.10543 | 0.047492 | 0.04292 | 0.043351 | 0.043037 | 114.5958 | 120.0096 | 124.8595 | 136.024 | 57.4354 | 50.0712 | 54.6639 | 55.5236
2 | 16 | 7 | 1757.5637 | 1796.6767 | 1824.9658 | 1810.007 | 80 | 63 | 0 | 0 | 0 | 0 | 0 | 0 | 0 | 0 | 0 | 0 | 388.7957 | 381.3162 | 383.7701 | 424.4355 | 0 | 0 | 0 | 0 | 0 | 43.802 | 46.794 | 29.6314 | 0 | 17.369 | 25.7751 | 34.99 | 1288.768 | 1291.1894 | 1368.6265 | 1320.9501 | 0.40901 | 0.39641 | 0.37719 | 0.36382 | 527.1163 | 511.8402 | 516.2272 | 480.591 | 0.094697 | 0.10289 | 0.098985 | 0.10544 | 0.047596 | 0.043203 | 0.043712 | 0.043428 | 122.0423 | 132.8535 | 135.4738 | 139.2793 | 61.3402 | 55.7839 | 59.8252 | 57.3662
2 | 16 | 8 | 1838.6294 | 1880.6658 | 1913.1737 | 1901.9932 | 80 | 63 | 0 | 0 | 0 | 0 | 0 | 0 | 0 | 0 | 0 | 0 | 1028.5152 | 1055.2174 | 1092.7206 | 1158.7268 | 0 | 0 | 0 | 0 | 9.1434 | -18.5367 | -4.7449 | 0 | 0 | -1.2666 | 0 | -3.3391 | 720.9708 | 782.2517 | 825.1981 | 746.6055 | 0.4026 | 0.40314 | 0.38075 | 0.37732 | 290.2654 | 315.3601 | 314.1945 | 281.7064 | 0.095029 | 0.1031 | 0.099074 | 0.10557 | 0.047896 | 0.043202 | 0.04309 | 0.04298 | 68.5128 | 80.6515 | 81.7556 | 78.8208 | 34.5315 | 33.7946 | 35.5578 | 32.0892
2 | 16 | 9 | 1891.195 | 1938.763 | 1978.6585 | 1974.5258 | 80 | 63 | 0 | 0 | 0 | 0 | 0 | 0 | 0 | 0 | 0 | 0 | 1419.3072 | 1526.7421 | 1640.8802 | 1768.6947 | 0 | 0 | 0 | 0 | -3.516 | -15.6334 | -13.2263 | 76.1809 | -7.0376 | -3.4847 | -3.8079 | -25.2937 | 402.4414 | 368.139 | 354.8124 | 154.9438 | 0.40979 | 0.40905 | 0.39309 | 0.38587 | 164.9156 | 150.5864 | 139.4715 | 59.7874 | 0.097056 | 0.10465 | 0.10013 | 0.10737 | 0.049551 | 0.046105 | 0.044016 | 0.046392 | 39.0593 | 38.5257 | 35.5258 | 16.6366 | 19.9414 | 16.973 | 15.6175 | 7.1881
2 | 16 | 10 | 1940.6581 | 1990.4833 | 2032.2919 | 2028.454 | 80 | 63 | 0 | 0 | 0 | 0 | 0 | 0 | 0 | 0 | 0 | 0 | 1696.9049 | 1867.227 | 2042.3677 | 2226.2416 | 0 | 0 | 0 | 0 | -6.6 | -36.8556 | -11.445 | -104.1343 | -6.9821 | -12.8159 | -19.8889 | -38.3367 | 177.3353 | 109.9278 | 21.258 | -55.3166 | 0.4056 | 0 | 0 | 0 | 71.928 | 0 | 0 | 0 | 0.098171 | 0.10513 | 0.10062 | 0.10929 | 0.050883 | 0.046667 | 0.046424 | 0.051989 | 17.4092 | 11.5564 | 2.139 | -6.0457 | 9.0234 | 5.13 | 0.98688 | -2.8759
2 | 16 | 11 | 1973.9737 | 2025.4594 | 2067.6982 | 2062.0963 | 80 | 63 | 0 | 0 | 0 | 0 | 0 | 0 | 0 | 0 | 0 | 0 | 1890.6452 | 2098.159 | 2312.3731 | 2536.8123 | 0 | 0 | 0 | 0 | -6.6 | -89.6684 | -83.9015 | -87.627 | -6.7 | -35.1707 | -40 | -40 | 16.6285 | -10.8605 | -120.7734 | -347.089 | 0.40256 | 0 | 0 | 0 | 6.694 | 0 | 0 | 0 | 0.098698 | 0.10738 | 0.10037 | 0.10847 | 0.053525 | 0.047967 | 0.046505 | 0.050883 | 1.6412 | -1.1662 | -12.1219 | -37.65 | 0.89005 | -0.52095 | -5.6166 | -17.6609
2 | 16 | 12 | 1982.3193 | 2035.6231 | 2079.0149 | 2073.1994 | 80 | 63 | 0 | 0 | 0 | 0 | 0 | 0 | 0 | 0 | 0 | 0 | 1955.4556 | 2185.7129 | 2425.6959 | 2674.5123 | 0 | 0 | 0 | 0 | -6.6 | -69.739 | -84.722 | -94.7553 | -5.9162 | -34.2354 | -38.7893 | -40 | -40.6201 | -109.1155 | -223.1697 | -466.5576 | 0.3965 | 0 | 0 | 0 | -16.106 | 0 | 0 | 0 | 0.099071 | 0.10753 | 0.10029 | 0.10881 | 0.053991 | 0.048073 | 0.046622 | 0.052075 | -4.0243 | -11.7329 | -22.3816 | -50.7673 | -2.1931 | -5.2455 | -10.4047 | -24.2961
2 | 16 | 13 | 1981.2653 | 2039.1462 | 2087.436 | 2085.4427 | 80 | 63 | 0 | 0 | 0 | 0 | 0 | 0 | 0 | 0 | 0 | 0 | 1982.883 | 2216.6635 | 2462.482 | 2718.0587 | 0 | 0 | 0 | 0 | -6.6 | -69.8581 | -84.8002 | -88.3997 | -6.1275 | -34.0686 | -38.7945 | -40 | -68.8902 | -136.5906 | -251.4513 | -504.2164 | 0.39531 | 0 | 0 | 0 | -27.233 | 0 | 0 | 0 | 0.098969 | 0.10791 | 0.1017 | 0.10902 | 0.05178 | 0.048178 | 0.048128 | 0.052433 | -6.818 | -14.7391 | -25.5717 | -54.9718 | -3.5671 | -6.5807 | -12.1019 | -26.4376
2 | 16 | 14 | 1976.3001 | 2036.9562 | 2088.5559 | 2089.6288 | 80 | 63 | 0 | 0 | 0 | 0 | 0 | 0 | 0 | 0 | 0 | 0 | 1974.4987 | 2198.8339 | 2434.253 | 2682.17 | 0 | 0 | 0 | 0 | -6.6 | -69.9292 | -85.023 | -86.4 | -5.6262 | -34.1345 | -33.6109 | -40 | -65.9724 | -120.8141 | -227.0631 | -466.1412 | 0.39361 | 0 | 0 | 0 | -25.9675 | 0 | 0 | 0 | 0.098851 | 0.10786 | 0.10064 | 0.11023 | 0.051574 | 0.048578 | 0.046559 | 0.055947 | -6.5214 | -13.0306 | -22.8511 | -51.3851 | -3.4025 | -5.8689 | -10.5719 | -26.0792
2 | 16 | 15 | 1976.9266 | 2040.8958 | 2096.1377 | 2100.1628 | 80 | 63 | 0 | 0 | 0 | 0 | 0 | 0 | 0 | 0 | 0 | 0 | 1856.2273 | 2050.0936 | 2261.9402 | 2490.3068 | 0 | 0 | 0 | 0 | -6.6 | -70.2144 | -73.0444 | -68.4918 | -5.5515 | -33.729 | -39.7727 | -40 | 52.8508 | 31.7457 | -52.9854 | -281.6522 | 0.39648 | 0 | 0 | 0 | 20.9544 | 0 | 0 | 0 | 0.099071 | 0.1078 | 0.10085 | 0.10978 | 0.051827 | 0.048008 | 0.046437 | 0.054061 | 5.236 | 3.4221 | -5.3435 | -30.9187 | 2.7391 | 1.5241 | -2.4605 | -15.2264
2 | 16 | 16 | 1946.5348 | 2017.4449 | 2080.8831 | 2092.6091 | 80 | 63 | 0 | 0 | 0 | 0 | 0 | 0 | 0 | 0 | 0 | 0 | 1586.6121 | 1732.6249 | 1896.305 | 2077.5494 | 0 | 0 | 0 | 0 | -3.8835 | -4.2695 | -5.2275 | 11.8765 | -4.9731 | -3.5118 | -1.6812 | -38.0919 | 288.7793 | 229.6013 | 191.4868 | 41.2751 | 0.40398 | 0 | 0.39996 | 0 | 116.6618 | 0 | 76.5876 | 0 | 0.098376 | 0.10569 | 0.10068 | 0.10845 | 0.050971 | 0.047139 | 0.045199 | 0.04881 | 28.4091 | 24.2665 | 19.2785 | 4.4761 | 14.7192 | 10.8232 | 8.655 | 2.0146
2 | 16 | 17 | 1921.5049 | 1998.337 | 2068.5801 | 2086.4761 | 80 | 63 | 0 | 0 | 0 | 0 | 0 | 0 | 0 | 0 | 0 | 0 | 959.0963 | 1017.8859 | 1096.3594 | 1203.0825 | 0 | 0 | 0 | 0 | -3.2376 | -9.0084 | -4.32 | 8.4846 | 4.46 | -1.6812 | -1.645 | 0 | 881.1861 | 928.1406 | 978.1857 | 874.909 | 0.4024 | 0.40819 | 0.40418 | 0.39462 | 354.5901 | 378.8567 | 395.3612 | 345.255 | 0.095803 | 0.10382 | 0.099269 | 0.10562 | 0.048485 | 0.043638 | 0.04283 | 0.043123 | 84.4206 | 96.3556 | 97.1031 | 92.4077 | 42.724 | 40.502 | 41.8955 | 37.7288
2 | 16 | 18 | 1970.9638 | 2055.339 | 2133.5899 | 2157.073 | 80 | 63 | 0 | 0 | 0 | 0 | 0 | 0 | 0 | 0 | 0 | 0 | 298.1292 | 283.0849 | 290.5956 | 332.7941 | 0 | 0 | 0 | 0 | 1.0808 | 3.8289 | 3.2517 | 40.4135 | 16.8507 | 17.2013 | 24.8151 | 40 | 1574.9032 | 1688.2239 | 1814.9275 | 1743.8654 | 0.40342 | 0.39939 | 0.39298 | 0.37664 | 635.3408 | 674.2589 | 713.2333 | 656.8074 | 0.094866 | 0.10317 | 0.099874 | 0.10582 | 0.047707 | 0.043166 | 0.044066 | 0.043553 | 149.4046 | 174.1678 | 181.2649 | 184.5363 | 75.1332 | 72.8735 | 79.9765 | 75.9513
2 | 16 | 19 | 2115.9664 | 2214.6741 | 2307.6754 | 2340.28 | 80 | 63 | 0 | 0 | 0 | 0 | 0 | 0 | 0 | 0 | 0 | 0 | 296.4991 | 278.8769 | 285.4495 | 330.9484 | 0 | 0 | 0 | 0 | 17.6973 | -1.9066 | 93.9423 | 79.5326 | 10.9491 | 15.8231 | 2.9904 | 40 | 1710.8209 | 1858.8807 | 1925.2931 | 1889.799 | 0.41293 | 0.40451 | 0.39736 | 0.38359 | 706.4452 | 751.9338 | 765.0319 | 724.9086 | 0.094754 | 0.10316 | 0.099869 | 0.10578 | 0.047696 | 0.043405 | 0.044173 | 0.04372 | 162.1077 | 191.7632 | 192.2766 | 199.897 | 81.6001 | 80.6846 | 85.0456 | 82.6223
2 | 16 | 20 | 2058.5049 | 2154.2483 | 2244.0402 | 2274.7303 | 80 | 63 | 0 | 0 | 0 | 0 | 0 | 0 | 0 | 0 | 0 | 0 | 361.8898 | 345.1515 | 356.2149 | 404.2461 | 0 | 0 | 0 | 0 | 13.9373 | 27.3778 | 10.7571 | 106.4405 | 2.3251 | 3.4932 | 12.4937 | 25.6983 | 1600.3527 | 1715.2257 | 1864.5746 | 1738.3455 | 0.4122 | 0.4033 | 0.397 | 0.38296 | 659.6682 | 691.7425 | 740.2273 | 665.7243 | 0.094718 | 0.10318 | 0.099871 | 0.10578 | 0.047658 | 0.043213 | 0.044146 | 0.043628 | 151.5814 | 176.983 | 186.2166 | 183.8816 | 76.2691 | 74.1205 | 82.3135 | 75.8413
2 | 16 | 21 | 1998.6933 | 2092.751 | 2180.7535 | 2210.7394 | 80 | 63 | 0 | 0 | 0 | 0 | 0 | 0 | 0 | 0 | 0 | 0 | 426.3613 | 404.9938 | 423.571 | 473.3696 | 0 | 0 | 0 | 0 | 12.1608 | 0 | 21.9869 | 28.8 | 2.4596 | 5.6035 | 6.3052 | 31.6135 | 1477.7115 | 1619.1538 | 1728.8903 | 1676.9562 | 0.40612 | 0.40218 | 0.39602 | 0.38156 | 600.1273 | 651.1846 | 684.6704 | 639.8644 | 0.09463 | 0.10311 | 0.099855 | 0.10575 | 0.047643 | 0.043144 | 0.044055 | 0.043602 | 139.8356 | 166.9581 | 172.6378 | 177.3419 | 70.4031 | 69.8573 | 76.1666 | 73.118
2 | 16 | 22 | 1887.9875 | 1977.588 | 2061.416 | 2090.1526 | 80 | 63 | 0 | 0 | 0 | 0 | 0 | 0 | 0 | 0 | 0 | 0 | 470.1658 | 439.3732 | 465.7106 | 517.0758 | 0 | 0 | 0 | 0 | 14.5894 | 0 | 5.2329 | 28.8 | 0 | 5.8338 | 13.5635 | 31.8325 | 1323.2323 | 1469.3809 | 1576.9089 | 1512.4443 | 0.41109 | 0.39872 | 0.39241 | 0.37595 | 543.9723 | 585.8694 | 618.7968 | 568.6011 | 0.094516 | 0.10292 | 0.099753 | 0.10576 | 0.047603 | 0.043037 | 0.043906 | 0.043547 | 125.0672 | 151.2233 | 157.3012 | 159.9554 | 62.9893 | 63.2383 | 69.2354 | 65.8627
2 | 16 | 23 | 1765.1039 | 1851.3818 | 1932.4702 | 1961.4992 | 80 | 63 | 0 | 0 | 0 | 0 | 0 | 0 | 0 | 0 | 0 | 0 | 488.7724 | 456.3527 | 485.1302 | 536.9281 | 0 | 0 | 0 | 0 | 0 | 87.6582 | 23.942 | 11.1472 | 7.9319 | 7.1662 | 16.6024 | 34.5934 | 1188.3997 | 1237.2048 | 1406.7956 | 1378.8304 | 0.41371 | 0.39663 | 0.38604 | 0.36606 | 491.6536 | 490.7076 | 543.0745 | 504.731 | 0.094524 | 0.10276 | 0.099596 | 0.10574 | 0.047677 | 0.042817 | 0.04382 | 0.043505 | 112.332 | 127.1309 | 140.1108 | 145.791 | 56.6593 | 52.973 | 61.6452 | 59.9865
2 | 16 | 24 | 1633.039 | 1708.5073 | 1778.3569 | 1800.5329 | 80 | 63 | 0 | 0 | 0 | 0 | 0 | 0 | 0 | 0 | 0 | 0 | 455.0168 | 423.2741 | 449.9002 | 499.2545 | 0 | 0 | 0 | 0 | 0 | 5.5201 | 43.0511 | 5.2644 | 0 | 28.1194 | 10.3758 | 3.4234 | 1098.0222 | 1188.5938 | 1275.0299 | 1292.5907 | 0.40639 | 0.39199 | 0.37547 | 0.36382 | 446.2239 | 465.9135 | 478.7334 | 470.2726 | 0.095206 | 0.10275 | 0.099285 | 0.10561 | 0.04814 | 0.042867 | 0.043498 | 0.043317 | 104.5385 | 122.1277 | 126.5908 | 136.5154 | 52.8586 | 50.9513 | 55.4617 | 55.9915
2 | 17 | 1 | 1531.4093 | 1594.9452 | 1651.8837 | 1664.9622 | 80 | 63 | 0 | 0 | 0 | 0 | 0 | 0 | 0 | 0 | 0 | 0 | 422.0863 | 396.7509 | 417.9284 | 465.7535 | 0 | 0 | 0 | 0 | -6.6 | 17.5316 | 23.942 | -4.3798 | 0 | 1.986 | 13.3338 | 0 | 1035.923 | 1115.6766 | 1196.6794 | 1203.5885 | 0.40941 | 0.38749 | 0.36569 | 0.36737 | 424.1132 | 432.3118 | 437.6078 | 442.1597 | 0.095375 | 0.10278 | 0.09923 | 0.10553 | 0.048212 | 0.042779 | 0.043415 | 0.043067 | 98.8015 | 114.6652 | 118.7467 | 127.0104 | 49.9438 | 47.7277 | 51.9542 | 51.8351
2 | 17 | 2 | 1445.5039 | 1498.2206 | 1543.7369 | 1549.0804 | 80 | 63 | 0 | 0 | 0 | 0 | 0 | 0 | 0 | 0 | 0 | 0 | 465.7036 | 454.2369 | 473.7125 | 521.1379 | 0 | 0 | 0 | 0 | -6.6 | 0 | 0 | -7.2978 | -1.4889 | 10.2421 | 4.2889 | 0 | 907.8891 | 970.7415 | 1065.7355 | 1035.2403 | 0.40877 | 0.38552 | 0.36832 | 0.36522 | 371.1186 | 374.2447 | 392.5317 | 378.0862 | 0.095382 | 0.10276 | 0.09902 | 0.10547 | 0.048091 | 0.042742 | 0.04309 | 0.04286 | 86.5962 | 99.7551 | 105.5292 | 109.1837 | 43.6613 | 41.491 | 45.9227 | 44.3701
2 | 17 | 3 | 1393.446 | 1437.266 | 1473.265 | 1471.7851 | 80 | 63 | 0 | 0 | 0 | 0 | 0 | 0 | 0 | 0 | 0 | 0 | 470.3173 | 463.8016 | 482.2335 | 528.2964 | 0 | 0 | 0 | 0 | -6.6 | 4.5355 | -10.0637 | -11.007 | -2.1061 | 4.2889 | 0.83188 | 0 | 851.8349 | 901.6401 | 1000.2633 | 954.4958 | 0.40833 | 0.3849 | 0.36884 | 0.36626 | 347.8322 | 347.0399 | 368.9384 | 349.5974 | 0.0952 | 0.10277 | 0.099017 | 0.10546 | 0.047915 | 0.042848 | 0.043079 | 0.042817 | 81.0944 | 92.6618 | 99.0431 | 100.661 | 40.8158 | 38.6334 | 43.0903 | 40.8688
2 | 17 | 4 | 1374.9013 | 1412.3818 | 1441.3636 | 1434.3289 | 80 | 63 | 0 | 0 | 0 | 0 | 0 | 0 | 0 | 0 | 0 | 0 | 442.8301 | 440.8 | 457.0519 | 499.0512 | 0 | 0 | 0 | 0 | -6.6 | 76.7974 | 5.3459 | -19.7188 | -1.8786 | 0 | 0 | 0 | 860.5498 | 831.7844 | 978.9658 | 954.9964 | 0.40772 | 0.37892 | 0.36678 | 0.36631 | 350.86 | 315.1802 | 359.0693 | 349.8212 | 0.095074 | 0.10277 | 0.09902 | 0.10547 | 0.047831 | 0.042854 | 0.043091 | 0.042826 | 81.8162 | 85.4843 | 96.9371 | 100.7211 | 41.1608 | 35.645 | 42.1846 | 40.8987
2 | 17 | 5 | 1380.8294 | 1411.972 | 1433.7119 | 1420.3795 | 80 | 63 | 0 | 0 | 0 | 0 | 0 | 0 | 0 | 0 | 0 | 0 | 432.3954 | 431.057 | 445.8971 | 487.9009 | 0 | 0 | 0 | 0 | -6.6 | 4.692 | 0 | -17.4506 | -1.1384 | 4.5627 | 0.97031 | 0 | 876.1724 | 908.6604 | 986.8444 | 949.9292 | 0.409 | 0.38297 | 0.36528 | 0.36514 | 358.3559 | 347.9935 | 360.472 | 346.8616 | 0.094879 | 0.10279 | 0.099022 | 0.10545 | 0.047608 | 0.042903 | 0.043215 | 0.042915 | 83.1303 | 93.3985 | 97.7197 | 100.1697 | 41.7129 | 38.9842 | 42.6463 | 40.7658
2 | 17 | 6 | 1404.8565 | 1429.1403 | 1443.1 | 1422.867 | 80 | 63 | 0 | 0 | 0 | 0 | 0 | 0 | 0 | 0 | 0 | 0 | 424.9298 | 428.0008 | 437.7549 | 483.0839 | 0 | 0 | 0 | 0 | 0 | 67.3099 | 48.3601 | 0 | 0 | 25.7793 | 36.3087 | 0 | 899.9267 | 845.0504 | 920.6763 | 939.7831 | 0.4104 | 0.38709 | 0.36491 | 0.36382 | 369.3303 | 327.114 | 335.9672 | 341.914 | 0.094756 | 0.10287 | 0.09902 | 0.10543 | 0.047492 | 0.04292 | 0.043351 | 0.043037 | 85.2735 | 86.9298 | 91.1655 | 99.0858 | 42.7391 | 36.2695 | 39.9125 | 40.4458
2 | 17 | 7 | 1444.3347 | 1465.0969 | 1475.5507 | 1452.4785 | 80 | 63 | 0 | 0 | 0 | 0 | 0 | 0 | 0 | 0 | 0 | 0 | 563.405 | 566.3025 | 576.2152 | 622.084 | 0 | 0 | 0 | 0 | 0 | 43.802 | 46.794 | 29.6314 | 0 | 17.369 | 25.7751 | 34.99 | 800.9297 | 774.6233 | 826.7664 | 765.7732 | 0.40901 | 0.39641 | 0.37719 | 0.36382 | 327.5866 | 307.0683 | 311.8449 | 278.6053 | 0.094697 | 0.10289 | 0.098985 | 0.10544 | 0.047596 | 0.043203 | 0.043712 | 0.043428 | 75.8455 | 79.7028 | 81.8376 | 80.7422 | 38.121 | 33.4664 | 36.1395 | 33.256
2 | 17 | 8 | 1486.1506 | 1507.5367 | 1519.9744 | 1499.6639 | 80 | 63 | 0 | 0 | 0 | 0 | 0 | 0 | 0 | 0 | 0 | 0 | 1233.717 | 1271.9535 | 1320.1356 | 1394.2031 | 0 | 0 | 0 | 0 | 9.1434 | -18.5367 | -4.7449 | 0 | 0 | -1.2666 | 0 | -3.3391 | 163.2902 | 192.3865 | 204.5837 | 108.7999 | 0.4026 | 0.40314 | 0.38075 | 0.37732 | 65.7412 | 77.5595 | 77.8953 | 41.052 | 0.095029 | 0.1031 | 0.099074 | 0.10557 | 0.047896 | 0.043202 | 0.04309 | 0.04298 | 15.5172 | 19.8354 | 20.2689 | 11.4862 | 7.8209 | 8.3114 | 8.8155 | 4.6762
2 | 17 | 9 | 1598.3955 | 1628.8096 | 1652.033 | 1640.3161 | 80 | 63 | 0 | 0 | 0 | 0 | 0 | 0 | 0 | 0 | 0 | 0 | 1679.5462 | 1809.3288 | 1938.8563 | 2079.9912 | 0 | 0 | 0 | 0 | -3.516 | -15.6334 | -13.2263 | 76.1809 | -7.0376 | -3.4847 | -3.8079 | -25.2937 | -150.5972 | -224.4011 | -269.7892 | -490.5623 | 0.40979 | 0.40905 | 0.39309 | 0.38587 | -61.7129 | -91.7908 | -106.0501 | -189.291 | 0.097056 | 0.10465 | 0.10013 | 0.10737 | 0.049551 | 0.046105 | 0.044016 | 0.046392 | -14.6163 | -23.4835 | -27.0128 | -52.6727 | -7.4622 | -10.346 | -11.8751 | -22.7581
2 | 17 | 10 | 1682.2809 | 1716.9689 | 1744.0654 | 1733.535 | 80 | 63 | 0 | 0 | 0 | 0 | 0 | 0 | 0 | 0 | 0 | 0 | 1932.9663 | 2130.8687 | 2322.6383 | 2519.1308 | 0 | 0 | 0 | 0 | -6.6 | -36.8556 | -11.445 | -104.1343 | -6.9821 | -12.8159 | -19.8889 | -38.3367 | -317.1033 | -427.2283 | -547.239 | -643.1249 | 0.4056 | 0 | 0 | 0 | -128.6186 | 0 | 0 | 0 | 0.098171 | 0.10513 | 0.10062 | 0.10929 | 0.050883 | 0.046667 | 0.046424 | 0.051989 | -31.1303 | -44.9133 | -55.0628 | -70.2885 | -16.1352 | -19.9373 | -25.405 | -33.4356
2 | 17 | 11 | 1733.997 | 1771.4235 | 1799.998 | 1788.1801 | 80 | 63 | 0 | 0 | 0 | 0 | 0 | 0 | 0 | 0 | 0 | 0 | 2092.158 | 2326.9493 | 2564.9415 | 2796.0254 | 0 | 0 | 0 | 0 | -6.6 | -89.6684 | -83.9015 | -87.627 | -6.7 | -35.1707 | -40 | -40 | -424.861 | -493.6867 | -641.042 | -880.2182 | 0.40256 | 0 | 0 | 0 | -171.0316 | 0 | 0 | 0 | 0.098698 | 0.10738 | 0.10037 | 0.10847 | 0.053525 | 0.047967 | 0.046505 | 0.050883 | -41.933 | -53.0097 | -64.3409 | -95.4804 | -22.7408 | -23.6808 | -29.8117 | -44.7881
2 | 17 | 12 | 1756.5453 | 1796.622 | 1827.1582 | 1815.4947 | 80 | 63 | 0 | 0 | 0 | 0 | 0 | 0 | 0 | 0 | 0 | 0 | 2128.4059 | 2376.4873 | 2643.2622 | 2884.1738 | 0 | 0 | 0 | 0 | -6.6 | -69.739 | -84.722 | -94.7553 | -5.9162 | -34.2354 | -38.7893 | -40 | -439.3444 | -538.891 | -692.5927 | -933.9239 | 0.3965 | 0 | 0 | 0 | -174.2008 | 0 | 0 | 0 | 0.099071 | 0.10753 | 0.10029 | 0.10881 | 0.053991 | 0.048073 | 0.046622 | 0.052075 | -43.5262 | -57.9453 | -69.4598 | -101.6226 | -23.7207 | -25.9059 | -32.2902 | -48.6343
2 | 17 | 13 | 1759.969 | 1804.8851 | 1840.5742 | 1832.8489 | 80 | 63 | 0 | 0 | 0 | 0 | 0 | 0 | 0 | 0 | 0 | 0 | 2058.5548 | 2308.1643 | 2584.6507 | 2821.0706 | 0 | 0 | 0 | 0 | -6.6 | -69.8581 | -84.8002 | -88.3997 | -6.1275 | -34.0686 | -38.7945 | -40 | -365.8582 | -462.3525 | -620.4817 | -859.822 | 0.39531 | 0 | 0 | 0 | -144.6277 | 0 | 0 | 0 | 0.098969 | 0.10791 | 0.1017 | 0.10902 | 0.05178 | 0.048178 | 0.048128 | 0.052433 | -36.2087 | -49.8912 | -63.1008 | -93.7415 | -18.9441 | -22.2752 | -29.8627 | -45.0831
2 | 17 | 14 | 1739.6118 | 1786.4012 | 1824.5239 | 1819.466 | 80 | 63 | 0 | 0 | 0 | 0 | 0 | 0 | 0 | 0 | 0 | 0 | 1894.0076 | 2130.8405 | 2398.5023 | 2619.3587 | 0 | 0 | 0 | 0 | -6.6 | -69.9292 | -85.023 | -86.4 | -5.6262 | -34.1345 | -33.6109 | -40 | -222.1696 | -303.3756 | -455.3445 | -673.4927 | 0.39361 | 0 | 0 | 0 | -87.4487 | 0 | 0 | 0 | 0.098851 | 0.10786 | 0.10064 | 0.11023 | 0.051574 | 0.048578 | 0.046559 | 0.055947 | -21.9617 | -32.7212 | -45.8248 | -74.2425 | -11.4582 | -14.7374 | -21.2004 | -37.6799
2 | 17 | 15 | 1721.7677 | 1770.7883 | 1811.5014 | 1808.9173 | 80 | 63 | 0 | 0 | 0 | 0 | 0 | 0 | 0 | 0 | 0 | 0 | 1577.6529 | 1778.3239 | 2013.0064 | 2202.5941 | 0 | 0 | 0 | 0 | -6.6 | -70.2144 | -73.0444 | -68.4918 | -5.5515 | -33.729 | -39.7727 | -40 | 76.2663 | 33.4078 | -88.6879 | -285.185 | 0.39648 | 0 | 0 | 0 | 30.2383 | 0 | 0 | 0 | 0.099071 | 0.1078 | 0.10085 | 0.10978 | 0.051827 | 0.048008 | 0.046437 | 0.054061 | 7.5558 | 3.6013 | -8.9441 | -31.3066 | 3.9527 | 1.6038 | -4.1184 | -15.4174
2 | 17 | 16 | 1702.7101 | 1759.3356 | 1808.8903 | 1814.3007 | 80 | 63 | 0 | 0 | 0 | 0 | 0 | 0 | 0 | 0 | 0 | 0 | 1249.71 | 1398.5291 | 1571.7968 | 1713.9173 | 0 | 0 | 0 | 0 | -3.8835 | -4.2695 | -5.2275 | 11.8765 | -4.9731 | -3.5118 | -1.6812 | -38.0919 | 381.8568 | 305.5878 | 244.0022 | 126.5989 | 0.40398 | 0 | 0.39996 | 0 | 154.2635 | 0 | 97.5918 | 0 | 0.098376 | 0.10569 | 0.10068 | 0.10845 | 0.050971 | 0.047139 | 0.045199 | 0.04881 | 37.5657 | 32.2974 | 24.5656 | 13.7292 | 19.4635 | 14.4051 | 11.0287 | 6.1793
2 | 17 | 17 | 1704.6863 | 1768.8159 | 1826.7133 | 1838.9932 | 80 | 63 | 0 | 0 | 0 | 0 | 0 | 0 | 0 | 0 | 0 | 0 | 841.3262 | 917.194 | 1001.9388 | 1077.8432 | 0 | 0 | 0 | 0 | -3.2376 | -9.0084 | -4.32 | 8.4846 | 4.46 | -1.6812 | -1.645 | 0 | 782.1376 | 799.3115 | 830.7395 | 752.6655 | 0.4024 | 0.40819 | 0.40418 | 0.39462 | 314.7329 | 326.2701 | 335.7667 | 297.0155 | 0.095803 | 0.10382 | 0.099269 | 0.10562 | 0.048485 | 0.043638 | 0.04283 | 0.043123 | 74.9314 | 82.9811 | 82.4663 | 79.4964 | 37.9217 | 34.8802 | 35.5804 | 32.4573
2 | 17 | 18 | 1798.1526 | 1872.4035 | 1940.8145 | 1959.8214 | 80 | 63 | 0 | 0 | 0 | 0 | 0 | 0 | 0 | 0 | 0 | 0 | 311.9744 | 323.5178 | 337.314 | 357.5954 | 0 | 0 | 0 | 0 | 1.0808 | 3.8289 | 3.2517 | 40.4135 | 16.8507 | 17.2013 | 24.8151 | 40 | 1388.2468 | 1464.8555 | 1575.4337 | 1521.8126 | 0.40342 | 0.39939 | 0.39298 | 0.37664 | 560.0407 | 585.0479 | 619.1166 | 573.1737 | 0.094866 | 0.10317 | 0.099874 | 0.10582 | 0.047707 | 0.043166 | 0.044066 | 0.043553 | 131.6973 | 151.1237 | 157.3456 | 161.0386 | 66.2285 | 63.2316 | 69.4229 | 66.2802
2 | 17 | 19 | 1960.5063 | 2050.1063 | 2134.2556 | 2162.8334 | 80 | 63 | 0 | 0 | 0 | 0 | 0 | 0 | 0 | 0 | 0 | 0 | 278.446 | 293.4597 | 301.7442 | 319.4382 | 0 | 0 | 0 | 0 | 17.6973 | -1.9066 | 93.9423 | 79.5326 | 10.9491 | 15.8231 | 2.9904 | 40 | 1573.4139 | 1679.7301 | 1735.5786 | 1723.8626 | 0.41293 | 0.40451 | 0.39736 | 0.38359 | 649.706 | 679.4658 | 689.6472 | 661.257 | 0.094754 | 0.10316 | 0.099869 | 0.10578 | 0.047696 | 0.043405 | 0.044173 | 0.04372 | 149.0878 | 173.2819 | 173.3301 | 182.3447 | 75.0463 | 72.9086 | 76.6654 | 75.3676
2 | 17 | 20 | 1916.268 | 2003.6783 | 2085.3712 | 2112.3771 | 80 | 63 | 0 | 0 | 0 | 0 | 0 | 0 | 0 | 0 | 0 | 0 | 270.587 | 294.107 | 298.3171 | 314.8526 | 0 | 0 | 0 | 0 | 13.9373 | 27.3778 | 10.7571 | 106.4405 | 2.3251 | 3.4932 | 12.4937 | 25.6983 | 1549.4186 | 1615.7003 | 1763.8033 | 1665.3858 | 0.4122 | 0.4033 | 0.397 | 0.38296 | 638.6731 | 651.6044 | 700.2216 | 637.7834 | 0.094718 | 0.10318 | 0.099871 | 0.10578 | 0.047658 | 0.043213 | 0.044146 | 0.043628 | 146.7571 | 166.7136 | 176.1525 | 176.1639 | 73.8417 | 69.8197 | 77.8649 | 72.6582
2 | 17 | 21 | 1855.8267 | 1941.5145 | 2021.3821 | 2047.6674 | 80 | 63 | 0 | 0 | 0 | 0 | 0 | 0 | 0 | 0 | 0 | 0 | 275.5337 | 307.1254 | 308.5745 | 324.2951 | 0 | 0 | 0 | 0 | 12.1608 | 0 | 21.9869 | 28.8 | 2.4596 | 5.6035 | 6.3052 | 31.6135 | 1485.6725 | 1565.7856 | 1684.5155 | 1662.9588 | 0.40612 | 0.40218 | 0.39602 | 0.38156 | 603.3604 | 629.7212 | 667.0972 | 634.5235 | 0.09463 | 0.10311 | 0.099855 | 0.10575 | 0.047643 | 0.043144 | 0.044055 | 0.043602 | 140.5889 | 161.4551 | 168.2067 | 175.8617 | 70.7824 | 67.5548 | 74.2117 | 72.5077
2 | 17 | 22 | 1766.32 | 1848.7926 | 1925.6927 | 1951.278 | 80 | 63 | 0 | 0 | 0 | 0 | 0 | 0 | 0 | 0 | 0 | 0 | 275.8483 | 312.5779 | 312.1943 | 327.0807 | 0 | 0 | 0 | 0 | 14.5894 | 0 | 5.2329 | 28.8 | 0 | 5.8338 | 13.5635 | 31.8325 | 1395.8824 | 1467.3809 | 1594.702 | 1563.5647 | 0.41109 | 0.39872 | 0.39241 | 0.37595 | 573.8383 | 585.072 | 625.779 | 587.8197 | 0.094516 | 0.10292 | 0.099753 | 0.10576 | 0.047603 | 0.043037 | 0.043906 | 0.043547 | 131.9339 | 151.0175 | 159.0761 | 165.3618 | 66.4476 | 63.1522 | 70.0166 | 68.0889
2 | 17 | 23 | 1672.6814 | 1753.5447 | 1829.3705 | 1856.0056 | 80 | 63 | 0 | 0 | 0 | 0 | 0 | 0 | 0 | 0 | 0 | 0 | 268.568 | 303.7604 | 303.0691 | 318.4003 | 0 | 0 | 0 | 0 | 0 | 87.6582 | 23.942 | 11.1472 | 7.9319 | 7.1662 | 16.6024 | 34.5934 | 1316.1815 | 1291.9599 | 1485.757 | 1491.8646 | 0.41371 | 0.39663 | 0.38604 | 0.36606 | 544.5184 | 512.4249 | 573.5566 | 546.108 | 0.094524 | 0.10276 | 0.099596 | 0.10574 | 0.047677 | 0.042817 | 0.04382 | 0.043505 | 124.4104 | 132.7573 | 147.975 | 157.7427 | 62.7516 | 55.3174 | 65.1053 | 64.9041
2 | 17 | 24 | 1558.3874 | 1629.4822 | 1695.0811 | 1715.3235 | 80 | 63 | 0 | 0 | 0 | 0 | 0 | 0 | 0 | 0 | 0 | 0 | 246.259 | 276.2073 | 275.3986 | 291.2951 | 0 | 0 | 0 | 0 | 0 | 5.5201 | 43.0511 | 5.2644 | 0 | 28.1194 | 10.3758 | 3.4234 | 1232.1284 | 1256.6353 | 1366.2556 | 1415.3406 | 0.40639 | 0.39199 | 0.37547 | 0.36382 | 500.7231 | 492.5849 | 512.9858 | 514.9317 | 0.095206 | 0.10275 | 0.099285 | 0.10561 | 0.04814 | 0.042867 | 0.043498 | 0.043317 | 117.3062 | 129.119 | 135.6481 | 149.4795 | 59.3144 | 53.868 | 59.4299 | 61.3087
2 | 18 | 1 | 1448.6418 | 1507.3287 | 1559.5544 | 1570.4891 | 80 | 63 | 0 | 0 | 0 | 0 | 0 | 0 | 0 | 0 | 0 | 0 | 203.9929 | 225.4827 | 224.7674 | 240.2141 | 0 | 0 | 0 | 0 | -6.6 | 17.5316 | 23.942 | -4.3798 | 0 | 1.986 | 13.3338 | 0 | 1171.249 | 1199.3283 | 1297.5112 | 1334.6548 | 0.40941 | 0.38749 | 0.36569 | 0.36737 | 479.5165 | 464.7259 | 474.4805 | 490.3092 | 0.095375 | 0.10278 | 0.09923 | 0.10553 | 0.048212 | 0.042779 | 0.043415 | 0.043067 | 111.7082 | 123.2626 | 128.7523 | 140.8413 | 56.4681 | 51.3062 | 56.3318 | 57.4798
2 | 18 | 2 | 1382.2564 | 1431.2677 | 1473.1826 | 1476.8879 | 80 | 63 | 0 | 0 | 0 | 0 | 0 | 0 | 0 | 0 | 0 | 0 | 136.6314 | 144.4656 | 143.9899 | 158.2821 | 0 | 0 | 0 | 0 | -6.6 | 0 | 0 | -7.2978 | -1.4889 | 10.2421 | 4.2889 | 0 | 1173.7139 | 1213.56 | 1324.9039 | 1325.9036 | 0.40877 | 0.38552 | 0.36832 | 0.36522 | 479.78 | 467.8572 | 487.9887 | 484.2411 | 0.095382 | 0.10276 | 0.09902 | 0.10547 | 0.048091 | 0.042742 | 0.04309 | 0.04286 | 111.9511 | 124.7076 | 131.192 | 139.8391 | 56.4451 | 51.8694 | 57.0903 | 56.8279
2 | 18 | 3 | 1344.4712 | 1385.422 | 1418.6323 | 1415.8838 | 80 | 63 | 0 | 0 | 0 | 0 | 0 | 0 | 0 | 0 | 0 | 0 | 93.3417 | 91.8313 | 91.3985 | 105.4839 | 0 | 0 | 0 | 0 | -6.6 | 4.5355 | -10.0637 | -11.007 | -2.1061 | 4.2889 | 0.83188 | 0 | 1179.8356 | 1221.7663 | 1336.4656 | 1321.407 | 0.40833 | 0.3849 | 0.36884 | 0.36626 | 481.7657 | 470.2559 | 492.9437 | 483.9837 | 0.0952 | 0.10277 | 0.099017 | 0.10546 | 0.047915 | 0.042848 | 0.043079 | 0.042817 | 112.32 | 125.5613 | 132.3328 | 139.3554 | 56.532 | 52.3501 | 57.5735 | 56.5789
2 | 18 | 4 | 1331.1738 | 1366.0925 | 1392.5844 | 1384.4171 | 80 | 63 | 0 | 0 | 0 | 0 | 0 | 0 | 0 | 0 | 0 | 0 | 60.0605 | 52.3986 | 52.314 | 64.7216 | 0 | 0 | 0 | 0 | -6.6 | 76.7974 | 5.3459 | -19.7188 | -1.8786 | 0 | 0 | 0 | 1199.5918 | 1173.8965 | 1334.9245 | 1339.4142 | 0.40772 | 0.37892 | 0.36678 | 0.36631 | 489.0929 | 444.8135 | 489.6294 | 490.6358 | 0.095074 | 0.10277 | 0.09902 | 0.10547 | 0.047831 | 0.042854 | 0.043091 | 0.042826 | 114.0503 | 120.6439 | 132.1841 | 141.2647 | 57.3775 | 50.3057 | 57.5232 | 57.3618
2 | 18 | 5 | 1322.9691 | 1350.7219 | 1369.1673 | 1354.3361 | 80 | 63 | 0 | 0 | 0 | 0 | 0 | 0 | 0 | 0 | 0 | 0 | 46.1125 | 34.749 | 34.7453 | 46.7631 | 0 | 0 | 0 | 0 | -6.6 | 4.692 | 0 | -17.4506 | -1.1384 | 4.5627 | 0.97031 | 0 | 1204.5951 | 1243.7183 | 1333.4517 | 1325.0237 | 0.409 | 0.38297 | 0.36528 | 0.36514 | 492.6814 | 476.3121 | 487.0798 | 483.8253 | 0.094879 | 0.10279 | 0.099022 | 0.10545 | 0.047608 | 0.042903 | 0.043215 | 0.042915 | 114.2907 | 127.8381 | 132.0416 | 139.7233 | 57.3485 | 53.3591 | 57.6248 | 56.8628
2 | 18 | 6 | 1348.2556 | 1369.2234 | 1379.9602 | 1358.2612 | 80 | 63 | 0 | 0 | 0 | 0 | 0 | 0 | 0 | 0 | 0 | 0 | 49.4115 | 39.2296 | 39.2296 | 51.2296 | 0 | 0 | 0 | 0 | 0 | 67.3099 | 48.3601 | 0 | 0 | 25.7793 | 36.3087 | 0 | 1218.8441 | 1173.9046 | 1256.0618 | 1307.0315 | 0.4104 | 0.38709 | 0.36491 | 0.36382 | 500.2141 | 454.4115 | 458.3539 | 475.5271 | 0.094756 | 0.10287 | 0.09902 | 0.10543 | 0.047492 | 0.04292 | 0.043351 | 0.043037 | 115.4928 | 120.7588 | 124.3754 | 137.8065 | 57.885 | 50.3839 | 54.4519 | 56.2512
2 | 18 | 7 | 1387.8037 | 1405.254 | 1412.4889 | 1387.9525 | 80 | 63 | 0 | 0 | 0 | 0 | 0 | 0 | 0 | 0 | 0 | 0 | 112.0554 | 114.7879 | 114.7908 | 126.7932 | 0 | 0 | 0 | 0 | 0 | 43.802 | 46.794 | 29.6314 | 0 | 17.369 | 25.7751 | 34.99 | 1195.7483 | 1166.2951 | 1225.129 | 1196.538 | 0.40901 | 0.39641 | 0.37719 | 0.36382 | 489.0705 | 462.3308 | 462.1019 | 435.3271 | 0.094697 | 0.10289 | 0.098985 | 0.10544 | 0.047596 | 0.043203 | 0.043712 | 0.043428 | 113.2336 | 120.0028 | 121.2696 | 126.1615 | 56.9128 | 50.388 | 53.5527 | 51.9632
2 | 18 | 8 | 1424.7921 | 1442.5835 | 1451.5275 | 1429.6277 | 80 | 63 | 0 | 0 | 0 | 0 | 0 | 0 | 0 | 0 | 0 | 0 | 401.3172 | 426.059 | 438.1228 | 459.9725 | 0 | 0 | 0 | 0 | 9.1434 | -18.5367 | -4.7449 | 0 | 0 | -1.2666 | 0 | -3.3391 | 934.3316 | 973.3278 | 1018.1496 | 972.9942 | 0.4026 | 0.40314 | 0.38075 | 0.37732 | 376.1652 | 392.3913 | 387.6608 | 367.1265 | 0.095029 | 0.1031 | 0.099074 | 0.10557 | 0.047896 | 0.043202 | 0.04309 | 0.04298 | 88.7882 | 100.3518 | 100.872 | 102.7211 | 44.7506 | 42.0494 | 43.8721 | 41.8194
2 | 18 | 9 | 1500.9355 | 1525.6399 | 1543.3139 | 1529.0726 | 80 | 63 | 0 | 0 | 0 | 0 | 0 | 0 | 0 | 0 | 0 | 0 | 651.7878 | 710.5312 | 761.9985 | 816.1356 | 0 | 0 | 0 | 0 | -3.516 | -15.6334 | -13.2263 | 76.1809 | -7.0376 | -3.4847 | -3.8079 | -25.2937 | 779.7013 | 771.2269 | 798.3496 | 662.0498 | 0.40979 | 0.40905 | 0.39309 | 0.38587 | 319.5121 | 315.4685 | 313.8194 | 255.462 | 0.097056 | 0.10465 | 0.10013 | 0.10737 | 0.049551 | 0.046105 | 0.044016 | 0.046392 | 75.6745 | 80.7087 | 79.9353 | 71.0857 | 38.6349 | 35.5573 | 35.1403 | 30.7138
2 | 18 | 10 | 1571.8076 | 1600.0235 | 1620.8297 | 1607.4377 | 80 | 63 | 0 | 0 | 0 | 0 | 0 | 0 | 0 | 0 | 0 | 0 | 1116.3821 | 1205.76 | 1288.3111 | 1369.9632 | 0 | 0 | 0 | 0 | -6.6 | -36.8556 | -11.445 | -104.1343 | -6.9821 | -12.8159 | -19.8889 | -38.3367 | 389.0076 | 380.935 | 363.8524 | 379.9455 | 0.4056 | 0 | 0 | 0 | 157.7833 | 0 | 0 | 0 | 0.098171 | 0.10513 | 0.10062 | 0.10929 | 0.050883 | 0.046667 | 0.046424 | 0.051989 | 38.1892 | 40.0466 | 36.6106 | 41.5251 | 19.7939 | 17.7769 | 16.8914 | 19.7531
2 | 18 | 11 | 1617.6468 | 1648.2568 | 1670.2063 | 1655.3747 | 80 | 63 | 0 | 0 | 0 | 0 | 0 | 0 | 0 | 0 | 0 | 0 | 1414.0036 | 1557.1215 | 1686.8951 | 1811.8478 | 0 | 0 | 0 | 0 | -6.6 | -89.6684 | -83.9015 | -87.627 | -6.7 | -35.1707 | -40 | -40 | 136.9432 | 152.9744 | 107.2127 | -28.8461 | 0.40256 | 0 | 0 | 0 | 55.1277 | 0 | 0 | 0 | 0.098698 | 0.10738 | 0.10037 | 0.10847 | 0.053525 | 0.047967 | 0.046505 | 0.050883 | 13.516 | 16.4257 | 10.7609 | -3.129 | 7.3299 | 7.3378 | 4.9859 | -1.4678
2 | 18 | 12 | 1634.6679 | 1667.6043 | 1691.2008 | 1676.3804 | 80 | 63 | 0 | 0 | 0 | 0 | 0 | 0 | 0 | 0 | 0 | 0 | 1651.5772 | 1816.363 | 1969.7043 | 2120.3683 | 0 | 0 | 0 | 0 | -6.6 | -69.739 | -84.722 | -94.7553 | -5.9162 | -34.2354 | -38.7893 | -40 | -84.3932 | -107.7843 | -154.9922 | -309.2327 | 0.3965 | 0 | 0 | 0 | -33.462 | 0 | 0 | 0 | 0.099071 | 0.10753 | 0.10029 | 0.10881 | 0.053991 | 0.048073 | 0.046622 | 0.052075 | -8.3609 | -11.5897 | -15.5441 | -33.6484 | -4.5565 | -5.1815 | -7.2261 | -16.1034
2 | 18 | 13 | 1639.5609 | 1677.4228 | 1706.2558 | 1695.4116 | 80 | 63 | 0 | 0 | 0 | 0 | 0 | 0 | 0 | 0 | 0 | 0 | 1592.2551 | 1755.1419 | 1920.257 | 2083.697 | 0 | 0 | 0 | 0 | -6.6 | -69.8581 | -84.8002 | -88.3997 | -6.1275 | -34.0686 | -38.7945 | -40 | -19.9667 | -36.7924 | -90.4063 | -259.8857 | 0.39531 | 0 | 0 | 0 | -7.893 | 0 | 0 | 0 | 0.098969 | 0.10791 | 0.1017 | 0.10902 | 0.05178 | 0.048178 | 0.048128 | 0.052433 | -1.9761 | -3.9702 | -9.194 | -28.3338 | -1.0339 | -1.7726 | -4.3511 | -13.6266
2 | 18 | 14 | 1631.3074 | 1671.7518 | 1703.7076 | 1695.8444 | 80 | 63 | 0 | 0 | 0 | 0 | 0 | 0 | 0 | 0 | 0 | 0 | 1733.8373 | 1880.4173 | 2037.2933 | 2190.1928 | 0 | 0 | 0 | 0 | -6.6 | -69.9292 | -85.023 | -86.4 | -5.6262 | -34.1345 | -33.6109 | -40 | -170.3037 | -167.6019 | -214.9517 | -367.9484 | 0.39361 | 0 | 0 | 0 | -67.0336 | 0 | 0 | 0 | 0.098851 | 0.10786 | 0.10064 | 0.11023 | 0.051574 | 0.048578 | 0.046559 | 0.055947 | -16.8347 | -18.077 | -21.6322 | -40.5608 | -8.7833 | -8.1418 | -10.008 | -20.5856
2 | 18 | 15 | 1615.9821 | 1658.8051 | 1693.4948 | 1688.1706 | 80 | 63 | 0 | 0 | 0 | 0 | 0 | 0 | 0 | 0 | 0 | 0 | 1607.9365 | 1740.1592 | 1890.0457 | 2033.9753 | 0 | 0 | 0 | 0 | -6.6 | -70.2144 | -73.0444 | -68.4918 | -5.5515 | -33.729 | -39.7727 | -40 | -59.803 | -40.4106 | -83.7338 | -237.3129 | 0.39648 | 0 | 0 | 0 | -23.7109 | 0 | 0 | 0 | 0.099071 | 0.1078 | 0.10085 | 0.10978 | 0.051827 | 0.048008 | 0.046437 | 0.054061 | -5.9247 | -4.3562 | -8.4444 | -26.0513 | -3.0994 | -1.94 | -3.8883 | -12.8294
2 | 18 | 16 | 1604.6905 | 1655.5734 | 1699.5469 | 1702.4183 | 80 | 63 | 0 | 0 | 0 | 0 | 0 | 0 | 0 | 0 | 0 | 0 | 1559.7962 | 1662.9115 | 1792.7596 | 1923.2382 | 0 | 0 | 0 | 0 | -3.8835 | -4.2695 | -5.2275 | 11.8765 | -4.9731 | -3.5118 | -1.6812 | -38.0919 | -26.2491 | -62.5569 | -86.304 | -194.6044 | 0.40398 | 0 | 0.39996 | 0 | -10.6042 | 0 | -34.5184 | 0 | 0.098376 | 0.10569 | 0.10068 | 0.10845 | 0.050971 | 0.047139 | 0.045199 | 0.04881 | -2.5823 | -6.6116 | -8.6889 | -21.1042 | -1.3379 | -2.9489 | -3.9009 | -9.4986
2 | 18 | 17 | 1635.7018 | 1695.7899 | 1749.7593 | 1760.2523 | 80 | 63 | 0 | 0 | 0 | 0 | 0 | 0 | 0 | 0 | 0 | 0 | 1060.8523 | 1109.5959 | 1190.0744 | 1281.6617 | 0 | 0 | 0 | 0 | -3.2376 | -9.0084 | -4.32 | 8.4846 | 4.46 | -1.6812 | -1.645 | 0 | 493.627 | 533.8835 | 565.6499 | 470.1061 | 0.4024 | 0.40819 | 0.40418 | 0.39462 | 198.636 | 217.9253 | 228.6233 | 185.5124 | 0.095803 | 0.10382 | 0.099269 | 0.10562 | 0.048485 | 0.043638 | 0.04283 | 0.043123 | 47.2911 | 55.4255 | 56.1512 | 49.6525 | 23.9333 | 23.2975 | 24.2267 | 20.2725
2 | 18 | 18 | 1760.0222 | 1832.0392 | 1898.279 | 1916.2983 | 80 | 63 | 0 | 0 | 0 | 0 | 0 | 0 | 0 | 0 | 0 | 0 | 559.7262 | 562.8433 | 582.4247 | 633.4004 | 0 | 0 | 0 | 0 | 1.0808 | 3.8289 | 3.2517 | 40.4135 | 16.8507 | 17.2013 | 24.8151 | 40 | 1102.3646 | 1185.1657 | 1287.7876 | 1202.4845 | 0.40342 | 0.39939 | 0.39298 | 0.37664 | 444.7113 | 473.3427 | 506.0769 | 452.9023 | 0.094866 | 0.10317 | 0.099874 | 0.10582 | 0.047707 | 0.043166 | 0.044066 | 0.043553 | 104.5768 | 122.2692 | 128.6171 | 127.2472 | 52.59 | 51.1586 | 56.7475 | 52.3723
2 | 18 | 19 | 1939.657 | 2028.0355 | 2110.9976 | 2139.0355 | 80 | 63 | 0 | 0 | 0 | 0 | 0 | 0 | 0 | 0 | 0 | 0 | 502.2399 | 501.7086 | 513.6 | 569.5534 | 0 | 0 | 0 | 0 | 17.6973 | -1.9066 | 93.9423 | 79.5326 | 10.9491 | 15.8231 | 2.9904 | 40 | 1328.7707 | 1449.4104 | 1500.4649 | 1449.9495 | 0.41293 | 0.40451 | 0.39736 | 0.38359 | 548.6861 | 586.2994 | 596.2228 | 556.1866 | 0.094754 | 0.10316 | 0.099869 | 0.10578 | 0.047696 | 0.043405 | 0.044173 | 0.04372 | 125.9068 | 149.522 | 149.8496 | 153.3711 | 63.3777 | 62.9116 | 66.2797 | 63.392
2 | 18 | 20 | 1918.0171 | 2005.5299 | 2087.3224 | 2114.3735 | 80 | 63 | 0 | 0 | 0 | 0 | 0 | 0 | 0 | 0 | 0 | 0 | 520.6553 | 512.0224 | 526.3918 | 587.0738 | 0 | 0 | 0 | 0 | 13.9373 | 27.3778 | 10.7571 | 106.4405 | 2.3251 | 3.4932 | 12.4937 | 25.6983 | 1301.0994 | 1399.6364 | 1537.6799 | 1395.1611 | 0.4122 | 0.4033 | 0.397 | 0.38296 | 536.3155 | 564.4668 | 610.4516 | 534.2969 | 0.094718 | 0.10318 | 0.099871 | 0.10578 | 0.047658 | 0.043213 | 0.044146 | 0.043628 | 123.2369 | 144.4194 | 153.5694 | 147.5797 | 62.0074 | 60.4829 | 67.8824 | 60.8687
2 | 18 | 21 | 1857.5059 | 1943.292 | 2023.2552 | 2049.584 | 80 | 63 | 0 | 0 | 0 | 0 | 0 | 0 | 0 | 0 | 0 | 0 | 513.5177 | 504.3535 | 519.001 | 578.5374 | 0 | 0 | 0 | 0 | 12.1608 | 0 | 21.9869 | 28.8 | 2.4596 | 5.6035 | 6.3052 | 31.6135 | 1249.3677 | 1370.3351 | 1475.962 | 1410.6331 | 0.40612 | 0.40218 | 0.39602 | 0.38156 | 507.3924 | 551.1157 | 584.5064 | 538.2453 | 0.09463 | 0.10311 | 0.099855 | 0.10575 | 0.047643 | 0.043144 | 0.044055 | 0.043602 | 118.2275 | 141.3013 | 147.3817 | 149.1777 | 59.5241 | 59.1222 | 65.0238 | 61.5059
2 | 18 | 22 | 1771.2875 | 1854.051 | 1931.234 | 1956.9479 | 80 | 63 | 0 | 0 | 0 | 0 | 0 | 0 | 0 | 0 | 0 | 0 | 536.6201 | 526.6331 | 543.2312 | 603.8721 | 0 | 0 | 0 | 0 | 14.5894 | 0 | 5.2329 | 28.8 | 0 | 5.8338 | 13.5635 | 31.8325 | 1140.078 | 1258.5841 | 1369.2064 | 1292.4433 | 0.41109 | 0.39872 | 0.39241 | 0.37595 | 468.6787 | 501.8208 | 537.292 | 485.8921 | 0.094516 | 0.10292 | 0.099753 | 0.10576 | 0.047603 | 0.043037 | 0.043906 | 0.043547 | 107.7561 | 129.5289 | 136.5823 | 136.6882 | 54.2707 | 54.1661 | 60.116 | 56.2823
2 | 18 | 23 | 1652.2519 | 1731.9183 | 1806.5809 | 1832.6867 | 80 | 63 | 0 | 0 | 0 | 0 | 0 | 0 | 0 | 0 | 0 | 0 | 572.8137 | 565.6556 | 584.6997 | 645.2927 | 0 | 0 | 0 | 0 | 0 | 87.6582 | 23.942 | 11.1472 | 7.9319 | 7.1662 | 16.6024 | 34.5934 | 991.5063 | 1008.4384 | 1181.3367 | 1141.6534 | 0.41371 | 0.39663 | 0.38604 | 0.36606 | 410.1968 | 399.9729 | 456.0392 | 417.9106 | 0.094524 | 0.10276 | 0.099596 | 0.10574 | 0.047677 | 0.042817 | 0.04382 | 0.043505 | 93.7209 | 103.6237 | 117.656 | 120.713 | 47.272 | 43.178 | 51.7657 | 49.668
2 | 18 | 24 | 1527.0435 | 1596.302 | 1660.1161 | 1679.5467 | 80 | 63 | 0 | 0 | 0 | 0 | 0 | 0 | 0 | 0 | 0 | 0 | 548.2192 | 537.6288 | 554.6265 | 616.7345 | 0 | 0 | 0 | 0 | 0 | 5.5201 | 43.0511 | 5.2644 | 0 | 28.1194 | 10.3758 | 3.4234 | 898.8243 | 962.0337 | 1052.0627 | 1054.1243 | 0.40639 | 0.39199 | 0.37547 | 0.36382 | 365.2721 | 377.1049 | 395.0163 | 383.5134 | 0.095206 | 0.10275 | 0.099285 | 0.10561 | 0.04814 | 0.042867 | 0.043498 | 0.043317 | 85.5736 | 98.8487 | 104.4536 | 111.3301 | 43.2692 | 41.2394 | 45.763 | 45.6618
2 | 19 | 1 | 1433.0398 | 1490.8127 | 1542.15 | 1552.6806 | 80 | 63 | 0 | 0 | 0 | 0 | 0 | 0 | 0 | 0 | 0 | 0 | 542.538 | 536.6784 | 551.0632 | 612.9653 | 0 | 0 | 0 | 0 | -6.6 | 17.5316 | 23.942 | -4.3798 | 0 | 1.986 | 13.3338 | 0 | 817.1019 | 871.6166 | 953.8109 | 944.0951 | 0.40941 | 0.38749 | 0.36569 | 0.36737 | 334.5265 | 337.7414 | 348.7945 | 346.8302 | 0.095375 | 0.10278 | 0.09923 | 0.10553 | 0.048212 | 0.042779 | 0.043415 | 0.043067 | 77.9313 | 89.5816 | 94.6469 | 99.627 | 39.394 | 37.287 | 41.41 | 40.6595
2 | 19 | 2 | 1379.178 | 1428.009 | 1469.7486 | 1473.3741 | 80 | 63 | 0 | 0 | 0 | 0 | 0 | 0 | 0 | 0 | 0 | 0 | 515.1969 | 517.6759 | 526.6567 | 586.5434 | 0 | 0 | 0 | 0 | -6.6 | 0 | 0 | -7.2978 | -1.4889 | 10.2421 | 4.2889 | 0 | 792.0699 | 837.091 | 938.803 | 894.1285 | 0.40877 | 0.38552 | 0.36832 | 0.36522 | 323.7751 | 322.7191 | 345.78 | 326.5499 | 0.095382 | 0.10276 | 0.09902 | 0.10547 | 0.048091 | 0.042742 | 0.04309 | 0.04286 | 75.5491 | 86.0209 | 92.9603 | 94.3011 | 38.0914 | 35.7786 | 40.4532 | 38.3221
2 | 19 | 3 | 1349.3687 | 1390.6064 | 1424.0955 | 1421.4739 | 80 | 63 | 0 | 0 | 0 | 0 | 0 | 0 | 0 | 0 | 0 | 0 | 524.9361 | 531.2871 | 540.2128 | 599.0534 | 0 | 0 | 0 | 0 | -6.6 | 4.5355 | -10.0637 | -11.007 | -2.1061 | 4.2889 | 0.83188 | 0 | 753.1387 | 787.4949 | 893.1146 | 833.4276 | 0.40833 | 0.3849 | 0.36884 | 0.36626 | 307.5313 | 303.1056 | 329.4176 | 305.2545 | 0.0952 | 0.10277 | 0.099017 | 0.10546 | 0.047915 | 0.042848 | 0.043079 | 0.042817 | 71.6986 | 80.9311 | 88.4335 | 87.8932 | 36.0868 | 33.7425 | 38.4744 | 35.685
2 | 19 | 4 | 1344.8168 | 1380.5347 | 1407.8035 | 1399.9895 | 80 | 63 | 0 | 0 | 0 | 0 | 0 | 0 | 0 | 0 | 0 | 0 | 527.1852 | 525.9418 | 540.3637 | 596.8298 | 0 | 0 | 0 | 0 | -6.6 | 76.7974 | 5.3459 | -19.7188 | -1.8786 | 0 | 0 | 0 | 746.1102 | 714.7956 | 862.0939 | 822.8785 | 0.40772 | 0.37892 | 0.36678 | 0.36631 | 304.2011 | 270.8508 | 316.2025 | 301.4255 | 0.095074 | 0.10277 | 0.09902 | 0.10547 | 0.047831 | 0.042854 | 0.043091 | 0.042826 | 70.9359 | 73.4611 | 85.3645 | 86.787 | 35.6871 | 30.6316 | 37.1485 | 35.2407
2 | 19 | 5 | 1375.5121 | 1406.3432 | 1427.7803 | 1414.3102 | 80 | 63 | 0 | 0 | 0 | 0 | 0 | 0 | 0 | 0 | 0 | 0 | 493.8212 | 485.7525 | 505.8778 | 553.9475 | 0 | 0 | 0 | 0 | -6.6 | 4.692 | 0 | -17.4506 | -1.1384 | 4.5627 | 0.97031 | 0 | 809.4294 | 848.3361 | 920.9322 | 877.8133 | 0.409 | 0.38297 | 0.36528 | 0.36514 | 331.0579 | 324.8909 | 336.3958 | 320.5288 | 0.094879 | 0.10279 | 0.099022 | 0.10545 | 0.047608 | 0.042903 | 0.043215 | 0.042915 | 76.7978 | 87.1979 | 91.193 | 92.5651 | 38.5354 | 36.3961 | 39.7979 | 37.671
2 | 19 | 6 | 1453.0617 | 1480.1697 | 1496.8742 | 1477.8898 | 80 | 63 | 0 | 0 | 0 | 0 | 0 | 0 | 0 | 0 | 0 | 0 | 459.7185 | 438.5373 | 464.7945 | 507.9915 | 0 | 0 | 0 | 0 | 0 | 67.3099 | 48.3601 | 0 | 0 | 25.7793 | 36.3087 | 0 | 913.3433 | 885.5432 | 947.4109 | 969.8984 | 0.4104 | 0.38709 | 0.36491 | 0.36382 | 374.8364 | 342.7886 | 345.723 | 352.8706 | 0.094756 | 0.10287 | 0.09902 | 0.10543 | 0.047492 | 0.04292 | 0.043351 | 0.043037 | 86.5448 | 91.0953 | 93.8128 | 102.261 | 43.3762 | 38.0074 | 41.0715 | 41.7419
2 | 19 | 7 | 1576.077 | 1604.5574 | 1622.5126 | 1602.8529 | 80 | 63 | 0 | 0 | 0 | 0 | 0 | 0 | 0 | 0 | 0 | 0 | 469.7623 | 443.3564 | 467.9248 | 511.2338 | 0 | 0 | 0 | 0 | 0 | 43.802 | 46.794 | 29.6314 | 0 | 17.369 | 25.7751 | 34.99 | 1026.3147 | 1037.03 | 1082.0187 | 1026.9977 | 0.40901 | 0.39641 | 0.37719 | 0.36382 | 419.7708 | 411.0889 | 408.1226 | 373.6446 | 0.094697 | 0.10289 | 0.098985 | 0.10544 | 0.047596 | 0.043203 | 0.043712 | 0.043428 | 97.1888 | 106.7024 | 107.1038 | 108.2854 | 48.8484 | 44.8033 | 47.2971 | 44.6004
2 | 19 | 8 | 1652.1752 | 1683.288 | 1705.1793 | 1689.1692 | 80 | 63 | 0 | 0 | 0 | 0 | 0 | 0 | 0 | 0 | 0 | 0 | 687.3048 | 698.3708 | 725.0204 | 778.1767 | 0 | 0 | 0 | 0 | 9.1434 | -18.5367 | -4.7449 | 0 | 0 | -1.2666 | 0 | -3.3391 | 875.727 | 941.7205 | 984.9038 | 914.3315 | 0.4026 | 0.40314 | 0.38075 | 0.37732 | 352.5708 | 379.649 | 375.0024 | 344.9922 | 0.095029 | 0.1031 | 0.099074 | 0.10557 | 0.047896 | 0.043202 | 0.04309 | 0.04298 | 83.2191 | 97.093 | 97.5782 | 96.5279 | 41.9437 | 40.684 | 42.4395 | 39.298
2 | 19 | 9 | 1774.7748 | 1815.5222 | 1848.7887 | 1841.6405 | 80 | 63 | 0 | 0 | 0 | 0 | 0 | 0 | 0 | 0 | 0 | 0 | 1005.2085 | 1072.1735 | 1141.5548 | 1232.5414 | 0 | 0 | 0 | 0 | -3.516 | -15.6334 | -13.2263 | 76.1809 | -7.0376 | -3.4847 | -3.8079 | -25.2937 | 700.1199 | 699.4669 | 724.2681 | 558.2119 | 0.40979 | 0.40905 | 0.39309 | 0.38587 | 286.9006 | 286.1153 | 284.699 | 215.3946 | 0.097056 | 0.10465 | 0.10013 | 0.10737 | 0.049551 | 0.046105 | 0.044016 | 0.046392 | 67.9507 | 73.1991 | 72.5179 | 59.9364 | 34.6916 | 32.2488 | 31.8796 | 25.8965
2 | 19 | 10 | 1864.1874 | 1909.5326 | 1946.9868 | 1941.1682 | 80 | 63 | 0 | 0 | 0 | 0 | 0 | 0 | 0 | 0 | 0 | 0 | 1063.3937 | 1189.0637 | 1302.1971 | 1428.9928 | 0 | 0 | 0 | 0 | -6.6 | -36.8556 | -11.445 | -104.1343 | -6.9821 | -12.8159 | -19.8889 | -38.3367 | 734.3757 | 707.1403 | 676.1236 | 654.6463 | 0.4056 | 0 | 0 | 0 | 297.8663 | 0 | 0 | 0 | 0.098171 | 0.10513 | 0.10062 | 0.10929 | 0.050883 | 0.046667 | 0.046424 | 0.051989 | 72.0943 | 74.3397 | 68.0311 | 71.5478 | 37.3673 | 32.9998 | 31.3883 | 34.0346
2 | 19 | 11 | 1915.8336 | 1963.9131 | 2002.8414 | 1995.7335 | 80 | 63 | 0 | 0 | 0 | 0 | 0 | 0 | 0 | 0 | 0 | 0 | 1140.3832 | 1291.1144 | 1424.1716 | 1570.3667 | 0 | 0 | 0 | 0 | -6.6 | -89.6684 | -83.9015 | -87.627 | -6.7 | -35.1707 | -40 | -40 | 708.7504 | 734.6377 | 702.5712 | 552.9938 | 0.40256 | 0 | 0 | 0 | 285.3138 | 0 | 0 | 0 | 0.098698 | 0.10738 | 0.10037 | 0.10847 | 0.053525 | 0.047967 | 0.046505 | 0.050883 | 69.9524 | 78.8819 | 70.5165 | 59.9852 | 37.936 | 35.2386 | 32.6731 | 28.138
2 | 19 | 12 | 1931.4554 | 1981.7793 | 2022.2749 | 2015.142 | 80 | 63 | 0 | 0 | 0 | 0 | 0 | 0 | 0 | 0 | 0 | 0 | 1352.5994 | 1534.2217 | 1690.7856 | 1856.2499 | 0 | 0 | 0 | 0 | -6.6 | -69.739 | -84.722 | -94.7553 | -5.9162 | -34.2354 | -38.7893 | -40 | 511.3721 | 488.532 | 455.0006 | 293.6474 | 0.3965 | 0 | 0 | 0 | 202.7599 | 0 | 0 | 0 | 0.099071 | 0.10753 | 0.10029 | 0.10881 | 0.053991 | 0.048073 | 0.046622 | 0.052075 | 50.6621 | 52.5304 | 45.6318 | 31.9525 | 27.6096 | 23.485 | 21.2131 | 15.2918
2 | 19 | 13 | 1923.8248 | 1978.3405 | 2023.3596 | 2019.8785 | 80 | 63 | 0 | 0 | 0 | 0 | 0 | 0 | 0 | 0 | 0 | 0 | 1237.5811 | 1432.5181 | 1596.3626 | 1764.7381 | 0 | 0 | 0 | 0 | -6.6 | -69.8581 | -84.8002 | -88.3997 | -6.1275 | -34.0686 | -38.7945 | -40 | 618.9713 | 586.749 | 550.5918 | 383.5401 | 0.39531 | 0 | 0 | 0 | 244.6859 | 0 | 0 | 0 | 0.098969 | 0.10791 | 0.1017 | 0.10902 | 0.05178 | 0.048178 | 0.048128 | 0.052433 | 61.2591 | 63.3145 | 55.9933 | 41.8152 | 32.0502 | 28.2684 | 26.499 | 20.1102
2 | 19 | 14 | 1900.1093 | 1956.3016 | 2003.563 | 2002.6624 | 80 | 63 | 0 | 0 | 0 | 0 | 0 | 0 | 0 | 0 | 0 | 0 | 1043.1297 | 1228.7241 | 1376.3104 | 1525.5978 | 0 | 0 | 0 | 0 | -6.6 | -69.9292 | -85.023 | -86.4 | -5.6262 | -34.1345 | -33.6109 | -40 | 789.2058 | 768.6412 | 745.8866 | 603.4646 | 0.39361 | 0 | 0 | 0 | 310.6411 | 0 | 0 | 0 | 0.098851 | 0.10786 | 0.10064 | 0.11023 | 0.051574 | 0.048578 | 0.046559 | 0.055947 | 78.0139 | 82.9033 | 75.0643 | 66.5229 | 40.7027 | 37.3392 | 34.7278 | 33.7621
2 | 19 | 15 | 1877.5776 | 1935.7264 | 1985.3114 | 1986.7631 | 80 | 63 | 0 | 0 | 0 | 0 | 0 | 0 | 0 | 0 | 0 | 0 | 1303.1433 | 1490.731 | 1633.9596 | 1790.0728 | 0 | 0 | 0 | 0 | -6.6 | -70.2144 | -73.0444 | -68.4918 | -5.5515 | -33.729 | -39.7727 | -40 | 506.5858 | 485.9389 | 464.1689 | 305.1822 | 0.39648 | 0 | 0 | 0 | 200.8527 | 0 | 0 | 0 | 0.099071 | 0.1078 | 0.10085 | 0.10978 | 0.051827 | 0.048008 | 0.046437 | 0.054061 | 50.1878 | 52.3829 | 46.8108 | 33.5018 | 26.255 | 23.329 | 21.5545 | 16.4984
2 | 19 | 16 | 1861.5985 | 1927.5325 | 1986.1344 | 1995.6603 | 80 | 63 | 0 | 0 | 0 | 0 | 0 | 0 | 0 | 0 | 0 | 0 | 1204.1024 | 1360.2761 | 1471.8206 | 1606.4118 | 0 | 0 | 0 | 0 | -3.8835 | -4.2695 | -5.2275 | 11.8765 | -4.9731 | -3.5118 | -1.6812 | -38.0919 | 586.3527 | 512.0377 | 521.2224 | 415.464 | 0.40398 | 0 | 0.39996 | 0 | 236.8763 | 0 | 208.4696 | 0 | 0.098376 | 0.10569 | 0.10068 | 0.10845 | 0.050971 | 0.047139 | 0.045199 | 0.04881 | 57.6833 | 54.1171 | 52.4756 | 45.0556 | 29.8867 | 24.137 | 23.5587 | 20.2788
2 | 19 | 17 | 1843.9148 | 1916.2012 | 1982.0263 | 1997.9125 | 80 | 63 | 0 | 0 | 0 | 0 | 0 | 0 | 0 | 0 | 0 | 0 | 910.7633 | 1015.4573 | 1080.7666 | 1177.8184 | 0 | 0 | 0 | 0 | -3.2376 | -9.0084 | -4.32 | 8.4846 | 4.46 | -1.6812 | -1.645 | 0 | 851.9289 | 848.4335 | 907.2247 | 811.6095 | 0.4024 | 0.40819 | 0.40418 | 0.39462 | 342.817 | 346.3211 | 366.6803 | 320.2758 | 0.095803 | 0.10382 | 0.099269 | 0.10562 | 0.048485 | 0.043638 | 0.04283 | 0.043123 | 81.6177 | 88.0808 | 90.0589 | 85.722 | 41.3055 | 37.0238 | 38.8562 | 34.9992
2 | 19 | 18 | 1939.0602 | 2021.5663 | 2098.0006 | 2120.6573 | 80 | 63 | 0 | 0 | 0 | 0 | 0 | 0 | 0 | 0 | 0 | 0 | 551.1542 | 583.5232 | 596.5692 | 641.0008 | 0 | 0 | 0 | 0 | 1.0808 | 3.8289 | 3.2517 | 40.4135 | 16.8507 | 17.2013 | 24.8151 | 40 | 1289.9745 | 1354.0129 | 1473.3646 | 1399.243 | 0.40342 | 0.39939 | 0.39298 | 0.37664 | 520.3961 | 540.7785 | 579.0053 | 527.0092 | 0.094866 | 0.10317 | 0.099874 | 0.10582 | 0.047707 | 0.043166 | 0.044066 | 0.043553 | 122.3746 | 139.6885 | 147.1515 | 148.0682 | 61.5403 | 58.447 | 64.9252 | 60.9418
2 | 19 | 19 | 2139.3344 | 2239.4112 | 2333.743 | 2366.9528 | 80 | 63 | 0 | 0 | 0 | 0 | 0 | 0 | 0 | 0 | 0 | 0 | 540.2182 | 559.1403 | 574.9348 | 617.0842 | 0 | 0 | 0 | 0 | 17.6973 | -1.9066 | 93.9423 | 79.5326 | 10.9491 | 15.8231 | 2.9904 | 40 | 1490.4698 | 1603.3544 | 1661.8755 | 1630.3361 | 0.41293 | 0.40451 | 0.39736 | 0.38359 | 615.4561 | 648.5712 | 660.3606 | 625.3812 | 0.094754 | 0.10316 | 0.099869 | 0.10578 | 0.047696 | 0.043405 | 0.044173 | 0.04372 | 141.2285 | 165.403 | 165.9694 | 172.4518 | 71.0902 | 69.5935 | 73.4097 | 71.2786
2 | 19 | 20 | 2125.2506 | 2224.9043 | 2318.4967 | 2350.9157 | 80 | 63 | 0 | 0 | 0 | 0 | 0 | 0 | 0 | 0 | 0 | 0 | 534.9766 | 551.2879 | 568.2955 | 609.9144 | 0 | 0 | 0 | 0 | 13.9373 | 27.3778 | 10.7571 | 106.4405 | 2.3251 | 3.4932 | 12.4937 | 25.6983 | 1494.0116 | 1579.7454 | 1726.9505 | 1608.8626 | 0.4122 | 0.4033 | 0.397 | 0.38296 | 615.8342 | 637.1039 | 685.5912 | 616.137 | 0.094718 | 0.10318 | 0.099871 | 0.10578 | 0.047658 | 0.043213 | 0.044146 | 0.043628 | 141.5091 | 163.0037 | 172.472 | 170.1849 | 71.2011 | 68.266 | 76.238 | 70.1922
2 | 19 | 21 | 2053.1253 | 2150.372 | 2241.4738 | 2272.8696 | 80 | 63 | 0 | 0 | 0 | 0 | 0 | 0 | 0 | 0 | 0 | 0 | 484.0446 | 492.5729 | 508.477 | 549.4407 | 0 | 0 | 0 | 0 | 12.1608 | 0 | 21.9869 | 28.8 | 2.4596 | 5.6035 | 6.3052 | 31.6135 | 1474.4603 | 1589.1956 | 1704.7046 | 1663.0154 | 0.40612 | 0.40218 | 0.39602 | 0.38156 | 598.8069 | 639.1361 | 675.0925 | 634.5451 | 0.09463 | 0.10311 | 0.099855 | 0.10575 | 0.047643 | 0.043144 | 0.044055 | 0.043602 | 139.5279 | 163.869 | 170.2227 | 175.8677 | 70.2482 | 68.5648 | 75.1011 | 72.5101
2 | 19 | 22 | 1930.4557 | 2022.5442 | 2108.7903 | 2138.627 | 80 | 63 | 0 | 0 | 0 | 0 | 0 | 0 | 0 | 0 | 0 | 0 | 458.2365 | 473.6454 | 486.9574 | 523.2853 | 0 | 0 | 0 | 0 | 14.5894 | 0 | 5.2329 | 28.8 | 0 | 5.8338 | 13.5635 | 31.8325 | 1377.6298 | 1480.065 | 1603.0364 | 1554.7091 | 0.41109 | 0.39872 | 0.39241 | 0.37595 | 566.3347 | 590.1294 | 629.0495 | 584.4905 | 0.094516 | 0.10292 | 0.099753 | 0.10576 | 0.047603 | 0.043037 | 0.043906 | 0.043547 | 130.2087 | 152.3229 | 159.9075 | 164.4253 | 65.5787 | 63.6981 | 70.3825 | 67.7033
2 | 19 | 23 | 1757.0581 | 1842.8646 | 1923.4949 | 1952.3154 | 80 | 63 | 0 | 0 | 0 | 0 | 0 | 0 | 0 | 0 | 0 | 0 | 434.7487 | 458.696 | 467.8083 | 500.7979 | 0 | 0 | 0 | 0 | 0 | 87.6582 | 23.942 | 11.1472 | 7.9319 | 7.1662 | 16.6024 | 34.5934 | 1234.3775 | 1226.3442 | 1415.1421 | 1405.7769 | 0.41371 | 0.39663 | 0.38604 | 0.36606 | 510.6752 | 486.4 | 546.2966 | 514.595 | 0.094524 | 0.10276 | 0.099596 | 0.10574 | 0.047677 | 0.042817 | 0.04382 | 0.043505 | 116.678 | 126.0149 | 140.942 | 148.6402 | 58.8514 | 52.508 | 62.011 | 61.1588
2 | 19 | 24 | 1591.7602 | 1664.8102 | 1732.3094 | 1753.4162 | 80 | 63 | 0 | 0 | 0 | 0 | 0 | 0 | 0 | 0 | 0 | 0 | 426.4047 | 464.3771 | 469.3253 | 497.4882 | 0 | 0 | 0 | 0 | 0 | 5.5201 | 43.0511 | 5.2644 | 0 | 28.1194 | 10.3758 | 3.4234 | 1085.3555 | 1103.7936 | 1209.5572 | 1247.2402 | 0.40639 | 0.39199 | 0.37547 | 0.36382 | 441.0763 | 432.6729 | 454.1505 | 453.7731 | 0.095206 | 0.10275 | 0.099285 | 0.10561 | 0.04814 | 0.042867 | 0.043498 | 0.043317 | 103.3325 | 113.4145 | 120.0904 | 131.7258 | 52.2488 | 47.3162 | 52.6138 | 54.0271
2 | 20 | 1 | 1482.0846 | 1542.7308 | 1596.8608 | 1608.6617 | 80 | 63 | 0 | 0 | 0 | 0 | 0 | 0 | 0 | 0 | 0 | 0 | 403.967 | 449.7839 | 451.1815 | 475.9981 | 0 | 0 | 0 | 0 | -6.6 | 17.5316 | 23.942 | -4.3798 | 0 | 1.986 | 13.3338 | 0 | 1004.7176 | 1010.4292 | 1108.4033 | 1137.0434 | 0.40941 | 0.38749 | 0.36569 | 0.36737 | 411.3376 | 391.5297 | 405.3266 | 417.7131 | 0.095375 | 0.10278 | 0.09923 | 0.10553 | 0.048212 | 0.042779 | 0.043415 | 0.043067 | 95.8252 | 103.8482 | 109.9871 | 119.9881 | 48.4393 | 43.2253 | 48.1217 | 48.9692
2 | 20 | 2 | 1428.0129 | 1479.7049 | 1524.2252 | 1529.1157 | 80 | 63 | 0 | 0 | 0 | 0 | 0 | 0 | 0 | 0 | 0 | 0 | 315.3345 | 350.779 | 350.2652 | 371.7188 | 0 | 0 | 0 | 0 | -6.6 | 0 | 0 | -7.2978 | -1.4889 | 10.2421 | 4.2889 | 0 | 1040.7672 | 1055.6837 | 1169.6711 | 1164.6947 | 0.40877 | 0.38552 | 0.36832 | 0.36522 | 425.4353 | 406.992 | 430.8133 | 425.365 | 0.095382 | 0.10276 | 0.09902 | 0.10547 | 0.048091 | 0.042742 | 0.04309 | 0.04286 | 99.2704 | 108.4839 | 115.8209 | 122.8369 | 50.0515 | 45.1216 | 50.4013 | 49.9185
2 | 20 | 3 | 1396.9442 | 1440.9692 | 1477.1673 | 1475.778 | 80 | 63 | 0 | 0 | 0 | 0 | 0 | 0 | 0 | 0 | 0 | 0 | 280.2731 | 312.8712 | 311.3296 | 331.3956 | 0 | 0 | 0 | 0 | -6.6 | 4.5355 | -10.0637 | -11.007 | -2.1061 | 4.2889 | 0.83188 | 0 | 1045.3773 | 1056.2736 | 1175.0696 | 1155.3894 | 0.40833 | 0.3849 | 0.36884 | 0.36626 | 426.8619 | 406.5581 | 433.4142 | 423.1775 | 0.0952 | 0.10277 | 0.099017 | 0.10546 | 0.047915 | 0.042848 | 0.043079 | 0.042817 | 99.5196 | 108.5536 | 116.3519 | 121.8472 | 50.0894 | 45.2591 | 50.6208 | 49.4705
2 | 20 | 4 | 1401.1378 | 1440.1554 | 1470.6311 | 1464.276 | 80 | 63 | 0 | 0 | 0 | 0 | 0 | 0 | 0 | 0 | 0 | 0 | 245.9703 | 272.0929 | 270.5739 | 289.893 | 0 | 0 | 0 | 0 | -6.6 | 76.7974 | 5.3459 | -19.7188 | -1.8786 | 0 | 0 | 0 | 1083.6461 | 1028.2651 | 1194.7113 | 1194.1018 | 0.40772 | 0.37892 | 0.36678 | 0.36631 | 441.8199 | 389.6308 | 438.2014 | 437.407 | 0.095074 | 0.10277 | 0.09902 | 0.10547 | 0.047831 | 0.042854 | 0.043091 | 0.042826 | 103.0269 | 105.677 | 118.3002 | 125.939 | 51.8317 | 44.0649 | 51.4813 | 51.1387
2 | 20 | 5 | 1444.9165 | 1479.8136 | 1505.2027 | 1493.5302 | 80 | 63 | 0 | 0 | 0 | 0 | 0 | 0 | 0 | 0 | 0 | 0 | 252.625 | 277.7217 | 275.6238 | 297.7318 | 0 | 0 | 0 | 0 | -6.6 | 4.692 | 0 | -17.4506 | -1.1384 | 4.5627 | 0.97031 | 0 | 1120.0299 | 1129.8373 | 1228.6086 | 1213.2491 | 0.409 | 0.38297 | 0.36528 | 0.36514 | 458.0941 | 432.6986 | 448.783 | 443.0114 | 0.094879 | 0.10279 | 0.099022 | 0.10545 | 0.047608 | 0.042903 | 0.043215 | 0.042915 | 106.2673 | 116.1326 | 121.6598 | 127.9367 | 53.3225 | 48.4733 | 53.094 | 52.066
2 | 20 | 6 | 1582.4253 | 1617.1121 | 1641.1826 | 1625.549 | 80 | 63 | 0 | 0 | 0 | 0 | 0 | 0 | 0 | 0 | 0 | 0 | 236.8685 | 256.7146 | 254.249 | 278.1287 | 0 | 0 | 0 | 0 | 0 | 67.3099 | 48.3601 | 0 | 0 | 25.7793 | 36.3087 | 0 | 1265.5567 | 1204.3083 | 1302.2648 | 1347.4203 | 0.4104 | 0.38709 | 0.36491 | 0.36382 | 519.385 | 466.1806 | 475.214 | 490.2215 | 0.094756 | 0.10287 | 0.09902 | 0.10543 | 0.047492 | 0.04292 | 0.043351 | 0.043037 | 119.9191 | 123.8864 | 128.9505 | 142.0649 | 60.1035 | 51.6888 | 56.4549 | 57.9894
2 | 20 | 7 | 1797.7231 | 1839.1888 | 1869.7646 | 1855.846 | 80 | 63 | 0 | 0 | 0 | 0 | 0 | 0 | 0 | 0 | 0 | 0 | 357.0762 | 374.5627 | 372.5792 | 394.2026 | 0 | 0 | 0 | 0 | 0 | 43.802 | 46.794 | 29.6314 | 0 | 17.369 | 25.7751 | 34.99 | 1360.6469 | 1340.455 | 1424.6163 | 1397.022 | 0.40901 | 0.39641 | 0.37719 | 0.36382 | 556.5153 | 531.3695 | 537.3457 | 508.2677 | 0.094697 | 0.10289 | 0.098985 | 0.10544 | 0.047596 | 0.043203 | 0.043712 | 0.043428 | 128.849 | 137.9225 | 141.0159 | 147.3003 | 64.7613 | 57.9123 | 62.2726 | 60.6698
2 | 20 | 8 | 1900.9674 | 1946.6558 | 1982.7134 | 1973.1475 | 80 | 63 | 0 | 0 | 0 | 0 | 0 | 0 | 0 | 0 | 0 | 0 | 960.6917 | 1001.8222 | 1038.3613 | 1085.6614 | 0 | 0 | 0 | 0 | 9.1434 | -18.5367 | -4.7449 | 0 | 0 | -1.2666 | 0 | -3.3391 | 851.1323 | 901.6369 | 949.097 | 890.8252 | 0.4026 | 0.40314 | 0.38075 | 0.37732 | 342.6689 | 363.4895 | 361.369 | 336.1228 | 0.095029 | 0.1031 | 0.099074 | 0.10557 | 0.047896 | 0.043202 | 0.04309 | 0.04298 | 80.8819 | 92.9603 | 94.0307 | 94.0463 | 40.7657 | 38.9523 | 40.8966 | 38.2877
2 | 20 | 9 | 1958.1506 | 2009.6412 | 2053.3492 | 2050.9508 | 80 | 63 | 0 | 0 | 0 | 0 | 0 | 0 | 0 | 0 | 0 | 0 | 1335.0943 | 1446.2085 | 1565.4634 | 1675.2062 | 0 | 0 | 0 | 0 | -3.516 | -15.6334 | -13.2263 | 76.1809 | -7.0376 | -3.4847 | -3.8079 | -25.2937 | 553.6099 | 519.5509 | 504.9199 | 324.8573 | 0.40979 | 0.40905 | 0.39309 | 0.38587 | 226.8626 | 212.5211 | 198.4765 | 125.3512 | 0.097056 | 0.10465 | 0.10013 | 0.10737 | 0.049551 | 0.046105 | 0.044016 | 0.046392 | 53.731 | 54.3709 | 50.5555 | 34.8806 | 27.4319 | 23.9538 | 22.2247 | 15.0708
2 | 20 | 10 | 1994.7403 | 2047.734 | 2092.622 | 2090.185 | 80 | 63 | 0 | 0 | 0 | 0 | 0 | 0 | 0 | 0 | 0 | 0 | 1620.1521 | 1791.3299 | 1971.8218 | 2131.1923 | 0 | 0 | 0 | 0 | -6.6 | -36.8556 | -11.445 | -104.1343 | -6.9821 | -12.8159 | -19.8889 | -38.3367 | 308.1703 | 243.0756 | 152.1341 | 101.4636 | 0.4056 | 0 | 0 | 0 | 124.9953 | 0 | 0 | 0 | 0.098171 | 0.10513 | 0.10062 | 0.10929 | 0.050883 | 0.046667 | 0.046424 | 0.051989 | 30.2534 | 25.5539 | 15.3076 | 11.0892 | 15.6807 | 11.3435 | 7.0627 | 5.275
2 | 20 | 11 | 2001.4696 | 2054.5661 | 2098.3705 | 2093.4808 | 80 | 63 | 0 | 0 | 0 | 0 | 0 | 0 | 0 | 0 | 0 | 0 | 1697.4363 | 1903.6732 | 2118.8206 | 2306.4815 | 0 | 0 | 0 | 0 | -6.6 | -89.6684 | -83.9015 | -87.627 | -6.7 | -35.1707 | -40 | -40 | 237.3333 | 212.732 | 103.4514 | -85.3737 | 0.40256 | 0 | 0 | 0 | 95.5406 | 0 | 0 | 0 | 0.098698 | 0.10738 | 0.10037 | 0.10847 | 0.053525 | 0.047967 | 0.046505 | 0.050883 | 23.4244 | 22.8421 | 10.3833 | -9.2608 | 12.7033 | 10.2042 | 4.811 | -4.3441
2 | 20 | 12 | 2005.5473 | 2060.212 | 2104.9264 | 2099.7126 | 80 | 63 | 0 | 0 | 0 | 0 | 0 | 0 | 0 | 0 | 0 | 0 | 1731.6308 | 1951.126 | 2180.2396 | 2379.1293 | 0 | 0 | 0 | 0 | -6.6 | -69.739 | -84.722 | -94.7553 | -5.9162 | -34.2354 | -38.7893 | -40 | 206.4326 | 150.0603 | 48.1981 | -144.6615 | 0.3965 | 0 | 0 | 0 | 81.8509 | 0 | 0 | 0 | 0.099071 | 0.10753 | 0.10029 | 0.10881 | 0.053991 | 0.048073 | 0.046622 | 0.052075 | 20.4515 | 16.1355 | 4.8338 | -15.741 | 11.1455 | 7.2138 | 2.2471 | -7.5333
2 | 20 | 13 | 1990.5705 | 2048.9965 | 2097.8162 | 2096.0639 | 80 | 63 | 0 | 0 | 0 | 0 | 0 | 0 | 0 | 0 | 0 | 0 | 1750.0191 | 1975.2046 | 2214.7251 | 2420.3686 | 0 | 0 | 0 | 0 | -6.6 | -69.8581 | -84.8002 | -88.3997 | -6.1275 | -34.0686 | -38.7945 | -40 | 173.2789 | 114.7186 | 6.6859 | -195.905 | 0.39531 | 0 | 0 | 0 | 68.499 | 0 | 0 | 0 | 0.098969 | 0.10791 | 0.1017 | 0.10902 | 0.05178 | 0.048178 | 0.048128 | 0.052433 | 17.1493 | 12.379 | 0.67993 | -21.3584 | 8.9723 | 5.5269 | 0.32178 | -10.2719
2 | 20 | 14 | 1996.5897 | 2058.4344 | 2111.1894 | 2112.7878 | 80 | 63 | 0 | 0 | 0 | 0 | 0 | 0 | 0 | 0 | 0 | 0 | 1753.952 | 1964.8907 | 2199.0872 | 2396.9534 | 0 | 0 | 0 | 0 | -6.6 | -69.9292 | -85.023 | -86.4 | -5.6262 | -34.1345 | -33.6109 | -40 | 174.8639 | 134.6074 | 30.7362 | -157.7656 | 0.39361 | 0 | 0 | 0 | 68.8286 | 0 | 0 | 0 | 0.098851 | 0.10786 | 0.10064 | 0.11023 | 0.051574 | 0.048578 | 0.046559 | 0.055947 | 17.2855 | 14.5183 | 3.0932 | -17.3913 | 9.0185 | 6.539 | 1.431 | -8.8265
2 | 20 | 15 | 1964.2631 | 2027.4904 | 2082.0113 | 2085.7083 | 80 | 63 | 0 | 0 | 0 | 0 | 0 | 0 | 0 | 0 | 0 | 0 | 1717.3972 | 1897.1156 | 2112.3282 | 2289.9607 | 0 | 0 | 0 | 0 | -6.6 | -70.2144 | -73.0444 | -68.4918 | -5.5515 | -33.729 | -39.7727 | -40 | 179.0174 | 171.3183 | 82.5002 | -95.7605 | 0.39648 | 0 | 0 | 0 | 70.9774 | 0 | 0 | 0 | 0.099071 | 0.1078 | 0.10085 | 0.10978 | 0.051827 | 0.048008 | 0.046437 | 0.054061 | 17.7354 | 18.4677 | 8.32 | -10.5122 | 9.278 | 8.2247 | 3.831 | -5.1769
2 | 20 | 16 | 1941.2875 | 2011.8902 | 2075.0296 | 2086.6197 | 80 | 63 | 0 | 0 | 0 | 0 | 0 | 0 | 0 | 0 | 0 | 0 | 1507.7278 | 1632.1418 | 1808.5201 | 1948.1506 | 0 | 0 | 0 | 0 | -3.8835 | -4.2695 | -5.2275 | 11.8765 | -4.9731 | -3.5118 | -1.6812 | -38.0919 | 362.4164 | 324.5297 | 273.4182 | 164.6845 | 0.40398 | 0 | 0.39996 | 0 | 146.4099 | 0 | 109.3571 | 0 | 0.098376 | 0.10569 | 0.10068 | 0.10845 | 0.050971 | 0.047139 | 0.045199 | 0.04881 | 35.6532 | 34.2994 | 27.5272 | 17.8595 | 18.4726 | 15.298 | 12.3582 | 8.0382
2 | 20 | 17 | 1940.3252 | 2018.2599 | 2089.5747 | 2107.9581 | 80 | 63 | 0 | 0 | 0 | 0 | 0 | 0 | 0 | 0 | 0 | 0 | 979.7373 | 1017.8849 | 1121.1949 | 1196.4977 | 0 | 0 | 0 | 0 | -3.2376 | -9.0084 | -4.32 | 8.4846 | 4.46 | -1.6812 | -1.645 | 0 | 879.3654 | 948.0646 | 974.3447 | 902.9758 | 0.4024 | 0.40819 | 0.40418 | 0.39462 | 353.8575 | 386.9894 | 393.8087 | 356.3307 | 0.095803 | 0.10382 | 0.099269 | 0.10562 | 0.048485 | 0.043638 | 0.04283 | 0.043123 | 84.2462 | 98.4241 | 96.7218 | 95.3721 | 42.6357 | 41.3715 | 41.731 | 38.9392
2 | 20 | 18 | 2030.853 | 2118.7369 | 2200.3978 | 2225.4322 | 80 | 63 | 0 | 0 | 0 | 0 | 0 | 0 | 0 | 0 | 0 | 0 | 284.6355 | 245.1526 | 276.7182 | 292.0151 | 0 | 0 | 0 | 0 | 1.0808 | 3.8289 | 3.2517 | 40.4135 | 16.8507 | 17.2013 | 24.8151 | 40 | 1648.2861 | 1789.554 | 1895.6129 | 1853.0037 | 0.40342 | 0.39939 | 0.39298 | 0.37664 | 664.9447 | 714.7291 | 744.9411 | 697.9131 | 0.094866 | 0.10317 | 0.099874 | 0.10582 | 0.047707 | 0.043166 | 0.044066 | 0.043553 | 156.3661 | 184.6217 | 189.3233 | 196.0853 | 78.6341 | 77.2475 | 83.5319 | 80.7047
2 | 20 | 19 | 2210.4179 | 2314.6591 | 2413.0384 | 2448.0895 | 80 | 63 | 0 | 0 | 0 | 0 | 0 | 0 | 0 | 0 | 0 | 0 | 171.2048 | 131.4225 | 156.4917 | 168.6505 | 0 | 0 | 0 | 0 | 17.6973 | -1.9066 | 93.9423 | 79.5326 | 10.9491 | 15.8231 | 2.9904 | 40 | 1930.5666 | 2106.32 | 2159.614 | 2159.9065 | 0.41293 | 0.40451 | 0.39736 | 0.38359 | 797.1843 | 852.0253 | 858.1414 | 828.5192 | 0.094754 | 0.10316 | 0.099869 | 0.10578 | 0.047696 | 0.043405 | 0.044173 | 0.04372 | 182.9296 | 217.2892 | 215.678 | 228.4681 | 92.0812 | 91.4247 | 95.3962 | 94.4315
2 | 20 | 20 | 2187.9384 | 2291.2647 | 2388.4266 | 2422.4693 | 80 | 63 | 0 | 0 | 0 | 0 | 0 | 0 | 0 | 0 | 0 | 0 | 153.1727 | 115.2771 | 137.3028 | 149.3104 | 0 | 0 | 0 | 0 | 13.9373 | 27.3778 | 10.7571 | 106.4405 | 2.3251 | 3.4932 | 12.4937 | 25.6983 | 1938.5033 | 2082.1166 | 2227.873 | 2141.0202 | 0.4122 | 0.4033 | 0.397 | 0.38296 | 799.0545 | 839.7079 | 884.455 | 819.9344 | 0.094718 | 0.10318 | 0.099871 | 0.10578 | 0.047658 | 0.043213 | 0.044146 | 0.043628 | 183.6102 | 214.8401 | 222.4995 | 226.4764 | 92.3846 | 89.9751 | 98.3517 | 93.4094
2 | 20 | 21 | 2119.6611 | 2220.8059 | 2315.6962 | 2348.8155 | 80 | 63 | 0 | 0 | 0 | 0 | 0 | 0 | 0 | 0 | 0 | 0 | 143.2804 | 106.0546 | 126.4519 | 138.4519 | 0 | 0 | 0 | 0 | 12.1608 | 0 | 21.9869 | 28.8 | 2.4596 | 5.6035 | 6.3052 | 31.6135 | 1881.7603 | 2046.1477 | 2160.9522 | 2149.9501 | 0.40612 | 0.40218 | 0.39602 | 0.38156 | 764.2193 | 822.9113 | 855.7744 | 820.3413 | 0.09463 | 0.10311 | 0.099855 | 0.10575 | 0.047643 | 0.043144 | 0.044055 | 0.043602 | 178.0707 | 210.9873 | 215.7812 | 227.3621 | 89.6534 | 88.2797 | 95.2012 | 93.7413
2 | 20 | 22 | 1989.5753 | 2085.1274 | 2174.7398 | 2206.1078 | 80 | 63 | 0 | 0 | 0 | 0 | 0 | 0 | 0 | 0 | 0 | 0 | 137.6359 | 101.2822 | 120.6388 | 132.6388 | 0 | 0 | 0 | 0 | 14.5894 | 0 | 5.2329 | 28.8 | 0 | 5.8338 | 13.5635 | 31.8325 | 1757.35 | 1915.0114 | 2035.3046 | 2012.8365 | 0.41109 | 0.39872 | 0.39241 | 0.37595 | 722.4353 | 763.5506 | 798.6764 | 756.7228 | 0.094516 | 0.10292 | 0.099753 | 0.10576 | 0.047603 | 0.043037 | 0.043906 | 0.043547 | 166.0985 | 197.086 | 203.0275 | 212.8766 | 83.6544 | 82.417 | 89.3616 | 87.6534
2 | 20 | 23 | 1819.1162 | 1908.5584 | 1992.7223 | 2023.1503 | 80 | 63 | 0 | 0 | 0 | 0 | 0 | 0 | 0 | 0 | 0 | 0 | 124.4761 | 90.6685 | 107.4846 | 119.4846 | 0 | 0 | 0 | 0 | 0 | 87.6582 | 23.942 | 11.1472 | 7.9319 | 7.1662 | 16.6024 | 34.5934 | 1606.7082 | 1660.0655 | 1844.6932 | 1857.925 | 0.41371 | 0.39663 | 0.38604 | 0.36606 | 664.7124 | 658.4251 | 712.119 | 680.1071 | 0.094524 | 0.10276 | 0.099596 | 0.10574 | 0.047677 | 0.042817 | 0.04382 | 0.043505 | 151.872 | 170.5826 | 183.7235 | 196.4482 | 76.603 | 71.0785 | 80.8337 | 80.8297
2 | 20 | 24 | 1651.0897 | 1727.6156 | 1798.493 | 1821.1366 | 80 | 63 | 0 | 0 | 0 | 0 | 0 | 0 | 0 | 0 | 0 | 0 | 116.8611 | 84.5134 | 99.8624 | 111.8624 | 0 | 0 | 0 | 0 | 0 | 5.5201 | 43.0511 | 5.2644 | 0 | 28.1194 | 10.3758 | 3.4234 | 1454.2286 | 1546.4627 | 1645.2037 | 1700.5863 | 0.40639 | 0.39199 | 0.37547 | 0.36382 | 590.9821 | 606.1935 | 617.7219 | 618.7103 | 0.095206 | 0.10275 | 0.099285 | 0.10561 | 0.04814 | 0.042867 | 0.043498 | 0.043317 | 138.4515 | 158.8987 | 163.3433 | 179.6054 | 70.0063 | 66.292 | 71.5637 | 73.6648
2 | 21 | 1 | 1525.3924 | 1588.5758 | 1645.1717 | 1658.0944 | 80 | 63 | 0 | 0 | 0 | 0 | 0 | 0 | 0 | 0 | 0 | 0 | 105.5329 | 75.369 | 88.5329 | 100.5329 | 0 | 0 | 0 | 0 | -6.6 | 17.5316 | 23.942 | -4.3798 | 0 | 1.986 | 13.3338 | 0 | 1346.4595 | 1430.6891 | 1519.3629 | 1561.9413 | 0.40941 | 0.38749 | 0.36569 | 0.36737 | 551.2488 | 554.3755 | 555.6084 | 573.807 | 0.095375 | 0.10278 | 0.09923 | 0.10553 | 0.048212 | 0.042779 | 0.043415 | 0.043067 | 128.419 | 147.041 | 150.7667 | 164.8261 | 64.9154 | 61.2036 | 65.9636 | 67.2684
2 | 21 | 2 | 1470.2712 | 1524.4389 | 1571.3654 | 1577.3505 | 80 | 63 | 0 | 0 | 0 | 0 | 0 | 0 | 0 | 0 | 0 | 0 | 96.9775 | 68.4641 | 79.9775 | 91.9775 | 0 | 0 | 0 | 0 | -6.6 | 0 | 0 | -7.2978 | -1.4889 | 10.2421 | 4.2889 | 0 | 1301.3825 | 1382.7326 | 1487.0991 | 1492.6708 | 0.40877 | 0.38552 | 0.36832 | 0.36522 | 531.9672 | 533.0774 | 547.7284 | 545.1471 | 0.095382 | 0.10276 | 0.09902 | 0.10547 | 0.048091 | 0.042742 | 0.04309 | 0.04286 | 124.1284 | 142.0921 | 147.2526 | 157.4276 | 62.5848 | 59.1001 | 64.0793 | 63.9755
2 | 21 | 3 | 1435.9842 | 1482.2963 | 1520.7174 | 1520.3393 | 80 | 63 | 0 | 0 | 0 | 0 | 0 | 0 | 0 | 0 | 0 | 0 | 84.1298 | 58.0951 | 67.1298 | 79.1298 | 0 | 0 | 0 | 0 | -6.6 | 4.5355 | -10.0637 | -11.007 | -2.1061 | 4.2889 | 0.83188 | 0 | 1280.5605 | 1352.3768 | 1462.8194 | 1452.2165 | 0.40833 | 0.3849 | 0.36884 | 0.36626 | 522.895 | 520.5277 | 539.5482 | 531.8946 | 0.0952 | 0.10277 | 0.099017 | 0.10546 | 0.047915 | 0.042848 | 0.043079 | 0.042817 | 121.9089 | 138.9842 | 144.844 | 153.1506 | 61.3583 | 57.9465 | 63.0167 | 62.1798
2 | 21 | 4 | 1428.1439 | 1468.7437 | 1500.7571 | 1495.1015 | 80 | 63 | 0 | 0 | 0 | 0 | 0 | 0 | 0 | 0 | 0 | 0 | 72.9132 | 49.0429 | 55.9135 | 67.9135 | 0 | 0 | 0 | 0 | -6.6 | 76.7974 | 5.3459 | -19.7188 | -1.8786 | 0 | 0 | 0 | 1283.7093 | 1279.9034 | 1439.4977 | 1446.9068 | 0.40772 | 0.37892 | 0.36678 | 0.36631 | 523.3889 | 484.9817 | 527.9852 | 530.011 | 0.095074 | 0.10277 | 0.09902 | 0.10547 | 0.047831 | 0.042854 | 0.043091 | 0.042826 | 122.0477 | 131.5384 | 142.539 | 152.6017 | 61.4009 | 54.8485 | 62.0294 | 61.9653
2 | 21 | 5 | 1469.7537 | 1506.106 | 1532.9093 | 1521.8802 | 80 | 63 | 0 | 0 | 0 | 0 | 0 | 0 | 0 | 0 | 0 | 0 | 58.6246 | 37.5345 | 41.6432 | 53.6432 | 0 | 0 | 0 | 0 | -6.6 | 4.692 | 0 | -17.4506 | -1.1384 | 4.5627 | 0.97031 | 0 | 1338.8675 | 1396.3169 | 1490.2957 | 1485.6876 | 0.409 | 0.38297 | 0.36528 | 0.36514 | 547.599 | 534.7534 | 544.3714 | 542.4909 | 0.094879 | 0.10279 | 0.099022 | 0.10545 | 0.047608 | 0.042903 | 0.043215 | 0.042915 | 127.0304 | 143.5233 | 147.5727 | 156.6652 | 63.7409 | 59.906 | 64.4028 | 63.7576
2 | 21 | 6 | 1587.5326 | 1622.5187 | 1646.88 | 1631.3787 | 80 | 63 | 0 | 0 | 0 | 0 | 0 | 0 | 0 | 0 | 0 | 0 | 45.1139 | 26.7737 | 28.244 | 40.244 | 0 | 0 | 0 | 0 | 0 | 67.3099 | 48.3601 | 0 | 0 | 25.7793 | 36.3087 | 0 | 1462.4187 | 1439.6558 | 1533.9672 | 1591.1348 | 0.4104 | 0.38709 | 0.36491 | 0.36382 | 600.1772 | 557.2822 | 559.7653 | 578.8902 | 0.094756 | 0.10287 | 0.09902 | 0.10543 | 0.047492 | 0.04292 | 0.043351 | 0.043037 | 138.573 | 148.0965 | 151.8937 | 167.7609 | 69.4528 | 61.7899 | 66.4995 | 68.4783
2 | 21 | 7 | 1785.2695 | 1826.0056 | 1855.8723 | 1841.6311 | 80 | 63 | 0 | 0 | 0 | 0 | 0 | 0 | 0 | 0 | 0 | 0 | 196.9793 | 180.0172 | 180.165 | 192.1775 | 0 | 0 | 0 | 0 | 0 | 43.802 | 46.794 | 29.6314 | 0 | 17.369 | 25.7751 | 34.99 | 1508.2902 | 1521.8174 | 1603.1382 | 1584.8322 | 0.40901 | 0.39641 | 0.37719 | 0.36382 | 616.9026 | 603.2633 | 604.6817 | 576.5972 | 0.094697 | 0.10289 | 0.098985 | 0.10544 | 0.047596 | 0.043203 | 0.043712 | 0.043428 | 142.8304 | 156.5833 | 158.6869 | 167.1027 | 71.7885 | 65.7478 | 70.0762 | 68.8261
2 | 21 | 8 | 1892.4318 | 1937.6202 | 1973.1917 | 1963.4048 | 80 | 63 | 0 | 0 | 0 | 0 | 0 | 0 | 0 | 0 | 0 | 0 | 864.8435 | 885.395 | 922.0819 | 964.0355 | 0 | 0 | 0 | 0 | 9.1434 | -18.5367 | -4.7449 | 0 | 0 | -1.2666 | 0 | -3.3391 | 938.4449 | 1009.0285 | 1055.8547 | 1002.7083 | 0.4026 | 0.40314 | 0.38075 | 0.37732 | 377.8212 | 406.7838 | 402.017 | 378.3381 | 0.095029 | 0.1031 | 0.099074 | 0.10557 | 0.047896 | 0.043202 | 0.04309 | 0.04298 | 89.1791 | 104.0326 | 104.6076 | 105.8581 | 44.9476 | 43.5918 | 45.4968 | 43.0965
2 | 21 | 9 | 1936.3918 | 1986.6076 | 2029.0766 | 2026.1146 | 80 | 63 | 0 | 0 | 0 | 0 | 0 | 0 | 0 | 0 | 0 | 0 | 1323.6307 | 1423.1868 | 1536.7502 | 1641.471 | 0 | 0 | 0 | 0 | -3.516 | -15.6334 | -13.2263 | 76.1809 | -7.0376 | -3.4847 | -3.8079 | -25.2937 | 543.3147 | 519.5389 | 509.3605 | 333.7564 | 0.40979 | 0.40905 | 0.39309 | 0.38587 | 222.6437 | 212.5162 | 200.2221 | 128.785 | 0.097056 | 0.10465 | 0.10013 | 0.10737 | 0.049551 | 0.046105 | 0.044016 | 0.046392 | 52.7318 | 54.3696 | 51.0001 | 35.8361 | 26.9218 | 23.9533 | 22.4201 | 15.4836
2 | 21 | 10 | 1976.7595 | 2028.6998 | 2072.564 | 2069.6612 | 80 | 63 | 0 | 0 | 0 | 0 | 0 | 0 | 0 | 0 | 0 | 0 | 1629.8497 | 1792.0314 | 1966.8225 | 2121.5337 | 0 | 0 | 0 | 0 | -6.6 | -36.8556 | -11.445 | -104.1343 | -6.9821 | -12.8159 | -19.8889 | -38.3367 | 280.4919 | 223.3399 | 137.0754 | 90.5985 | 0.4056 | 0 | 0 | 0 | 113.7688 | 0 | 0 | 0 | 0.098171 | 0.10513 | 0.10062 | 0.10929 | 0.050883 | 0.046667 | 0.046424 | 0.051989 | 27.5361 | 23.4791 | 13.7924 | 9.9017 | 14.2723 | 10.4225 | 6.3636 | 4.7101
2 | 21 | 11 | 2000.56 | 2053.6033 | 2097.3559 | 2092.4427 | 80 | 63 | 0 | 0 | 0 | 0 | 0 | 0 | 0 | 0 | 0 | 0 | 1710.5784 | 1908.3925 | 2118.0518 | 2301.2318 | 0 | 0 | 0 | 0 | -6.6 | -89.6684 | -83.9015 | -87.627 | -6.7 | -35.1707 | -40 | -40 | 223.2816 | 207.0499 | 103.2056 | -81.1621 | 0.40256 | 0 | 0 | 0 | 89.884 | 0 | 0 | 0 | 0.098698 | 0.10738 | 0.10037 | 0.10847 | 0.053525 | 0.047967 | 0.046505 | 0.050883 | 22.0375 | 22.232 | 10.3587 | -8.8039 | 11.9512 | 9.9316 | 4.7996 | -4.1298
2 | 21 | 12 | 2002.259 | 2056.731 | 2101.2582 | 2095.9592 | 80 | 63 | 0 | 0 | 0 | 0 | 0 | 0 | 0 | 0 | 0 | 0 | 1739.4611 | 1955.6274 | 2182.978 | 2380.6024 | 0 | 0 | 0 | 0 | -6.6 | -69.739 | -84.722 | -94.7553 | -5.9162 | -34.2354 | -38.7893 | -40 | 195.3141 | 142.0779 | 41.7915 | -149.8879 | 0.3965 | 0 | 0 | 0 | 77.4424 | 0 | 0 | 0 | 0.099071 | 0.10753 | 0.10029 | 0.10881 | 0.053991 | 0.048073 | 0.046622 | 0.052075 | 19.3499 | 15.2772 | 4.1913 | -16.3097 | 10.5452 | 6.8301 | 1.9484 | -7.8054
2 | 21 | 13 | 1983.5042 | 2041.5162 | 2089.9334 | 2087.9981 | 80 | 63 | 0 | 0 | 0 | 0 | 0 | 0 | 0 | 0 | 0 | 0 | 1740.3906 | 1957.1693 | 2184.7357 | 2382.5364 | 0 | 0 | 0 | 0 | -6.6 | -69.8581 | -84.8002 | -88.3997 | -6.1275 | -34.0686 | -38.7945 | -40 | 175.8411 | 125.2736 | 28.7925 | -166.1385 | 0.39531 | 0 | 0 | 0 | 69.5119 | 0 | 0 | 0 | 0.098969 | 0.10791 | 0.1017 | 0.10902 | 0.05178 | 0.048178 | 0.048128 | 0.052433 | 17.4029 | 13.5179 | 2.9281 | -18.1131 | 9.105 | 6.0354 | 1.3857 | -8.7111
2 | 21 | 14 | 1979.7983 | 2040.6593 | 2092.4582 | 2093.6217 | 80 | 63 | 0 | 0 | 0 | 0 | 0 | 0 | 0 | 0 | 0 | 0 | 1726.424 | 1934.3154 | 2153.2292 | 2343.9618 | 0 | 0 | 0 | 0 | -6.6 | -69.9292 | -85.023 | -86.4 | -5.6262 | -34.1345 | -33.6109 | -40 | 185.6005 | 147.4076 | 57.863 | -123.9401 | 0.39361 | 0 | 0 | 0 | 73.0547 | 0 | 0 | 0 | 0.098851 | 0.10786 | 0.10064 | 0.11023 | 0.051574 | 0.048578 | 0.046559 | 0.055947 | 18.3468 | 15.8989 | 5.8232 | -13.6625 | 9.5722 | 7.1608 | 2.694 | -6.9341
2 | 21 | 15 | 1977.3463 | 2041.3402 | 2096.606 | 2100.6419 | 80 | 63 | 0 | 0 | 0 | 0 | 0 | 0 | 0 | 0 | 0 | 0 | 1630.0136 | 1804.6856 | 1992.3219 | 2157.1481 | 0 | 0 | 0 | 0 | -6.6 | -70.2144 | -73.0444 | -68.4918 | -5.5515 | -33.729 | -39.7727 | -40 | 279.4843 | 277.5981 | 217.1012 | 51.9857 | 0.39648 | 0 | 0 | 0 | 110.8108 | 0 | 0 | 0 | 0.099071 | 0.1078 | 0.10085 | 0.10978 | 0.051827 | 0.048008 | 0.046437 | 0.054061 | 27.6887 | 29.9243 | 21.8944 | 5.7068 | 14.4849 | 13.327 | 10.0815 | 2.8104
2 | 21 | 16 | 1950.2429 | 2021.3703 | 2085.0195 | 2096.8416 | 80 | 63 | 0 | 0 | 0 | 0 | 0 | 0 | 0 | 0 | 0 | 0 | 1421.3235 | 1553.0064 | 1706.3431 | 1840.0594 | 0 | 0 | 0 | 0 | -3.8835 | -4.2695 | -5.2275 | 11.8765 | -4.9731 | -3.5118 | -1.6812 | -38.0919 | 457.776 | 413.1451 | 385.5851 | 282.9977 | 0.40398 | 0 | 0.39996 | 0 | 184.9336 | 0 | 154.2197 | 0 | 0.098376 | 0.10569 | 0.10068 | 0.10845 | 0.050971 | 0.047139 | 0.045199 | 0.04881 | 45.0344 | 43.6651 | 38.8199 | 30.6901 | 23.3331 | 19.4753 | 17.4281 | 13.8131
2 | 21 | 17 | 1949.1407 | 2027.5918 | 2099.4085 | 2118.0204 | 80 | 63 | 0 | 0 | 0 | 0 | 0 | 0 | 0 | 0 | 0 | 0 | 889.4444 | 942.8372 | 1028.7588 | 1103.7588 | 0 | 0 | 0 | 0 | -3.2376 | -9.0084 | -4.32 | 8.4846 | 4.46 | -1.6812 | -1.645 | 0 | 978.4738 | 1032.4442 | 1076.6147 | 1005.777 | 0.4024 | 0.40819 | 0.40418 | 0.39462 | 393.7388 | 421.4322 | 435.144 | 396.8979 | 0.095803 | 0.10382 | 0.099269 | 0.10562 | 0.048485 | 0.043638 | 0.04283 | 0.043123 | 93.7411 | 107.184 | 106.874 | 106.2299 | 47.441 | 45.0536 | 46.1112 | 43.3723
2 | 21 | 18 | 2026.2354 | 2113.8487 | 2195.2468 | 2220.1615 | 80 | 63 | 0 | 0 | 0 | 0 | 0 | 0 | 0 | 0 | 0 | 0 | 211.5096 | 185.0428 | 201.5628 | 216.2856 | 0 | 0 | 0 | 0 | 1.0808 | 3.8289 | 3.2517 | 40.4135 | 16.8507 | 17.2013 | 24.8151 | 40 | 1716.7943 | 1844.7757 | 1965.6172 | 1923.4625 | 0.40342 | 0.39939 | 0.39298 | 0.37664 | 692.582 | 736.784 | 772.4516 | 724.4506 | 0.094866 | 0.10317 | 0.099874 | 0.10582 | 0.047707 | 0.043166 | 0.044066 | 0.043553 | 162.8652 | 190.3187 | 196.3149 | 203.5413 | 81.9024 | 79.6312 | 86.6167 | 83.7734
2 | 21 | 19 | 2196.3551 | 2299.7724 | 2397.351 | 2432.0379 | 80 | 63 | 0 | 0 | 0 | 0 | 0 | 0 | 0 | 0 | 0 | 0 | 110.7249 | 79.913 | 93.9861 | 106.0118 | 0 | 0 | 0 | 0 | 17.6973 | -1.9066 | 93.9423 | 79.5326 | 10.9491 | 15.8231 | 2.9904 | 40 | 1976.9837 | 2142.9429 | 2206.4322 | 2206.4935 | 0.41293 | 0.40451 | 0.39736 | 0.38359 | 816.3512 | 866.8395 | 876.745 | 846.3895 | 0.094754 | 0.10316 | 0.099869 | 0.10578 | 0.047696 | 0.043405 | 0.044173 | 0.04372 | 187.3278 | 221.0672 | 220.3536 | 233.3959 | 94.2952 | 93.0143 | 97.4643 | 96.4683
2 | 21 | 20 | 2167.5089 | 2269.6383 | 2365.6369 | 2399.1505 | 80 | 63 | 0 | 0 | 0 | 0 | 0 | 0 | 0 | 0 | 0 | 0 | 94.3179 | 67.0033 | 77.5656 | 90.0996 | 0 | 0 | 0 | 0 | 13.9373 | 27.3778 | 10.7571 | 106.4405 | 2.3251 | 3.4932 | 12.4937 | 25.6983 | 1976.9285 | 2108.764 | 2264.8206 | 2176.9122 | 0.4122 | 0.4033 | 0.397 | 0.38296 | 814.8934 | 850.4547 | 899.123 | 833.6797 | 0.094718 | 0.10318 | 0.099871 | 0.10578 | 0.047658 | 0.043213 | 0.044146 | 0.043628 | 187.2498 | 217.5897 | 226.1895 | 230.273 | 94.2158 | 91.1266 | 99.9828 | 94.9753
2 | 21 | 21 | 2110.4958 | 2211.1036 | 2305.4721 | 2338.3539 | 80 | 63 | 0 | 0 | 0 | 0 | 0 | 0 | 0 | 0 | 0 | 0 | 117.2021 | 87.5121 | 101.0738 | 115.2456 | 0 | 0 | 0 | 0 | 12.1608 | 0 | 21.9869 | 28.8 | 2.4596 | 5.6035 | 6.3052 | 31.6135 | 1898.6733 | 2054.988 | 2176.1062 | 2162.6948 | 0.40612 | 0.40218 | 0.39602 | 0.38156 | 771.088 | 826.4666 | 861.7756 | 825.2042 | 0.09463 | 0.10311 | 0.099855 | 0.10575 | 0.047643 | 0.043144 | 0.044055 | 0.043602 | 179.6711 | 211.8989 | 217.2944 | 228.7099 | 90.4592 | 88.6611 | 95.8688 | 94.2969
2 | 21 | 22 | 1994.6127 | 2090.46 | 2180.3591 | 2211.8576 | 80 | 63 | 0 | 0 | 0 | 0 | 0 | 0 | 0 | 0 | 0 | 0 | 194.5939 | 160.9073 | 184.164 | 200.4742 | 0 | 0 | 0 | 0 | 14.5894 | 0 | 5.2329 | 28.8 | 0 | 5.8338 | 13.5635 | 31.8325 | 1705.4294 | 1860.7188 | 1977.3986 | 1950.7509 | 0.41109 | 0.39872 | 0.39241 | 0.37595 | 701.0911 | 741.9031 | 775.9535 | 733.3818 | 0.094516 | 0.10292 | 0.099753 | 0.10576 | 0.047603 | 0.043037 | 0.043906 | 0.043547 | 161.1912 | 191.4984 | 197.2512 | 206.3104 | 81.1828 | 80.0804 | 86.8192 | 84.9498
2 | 21 | 23 | 1822.9642 | 1912.6319 | 1997.0149 | 2027.5425 | 80 | 63 | 0 | 0 | 0 | 0 | 0 | 0 | 0 | 0 | 0 | 0 | 291.4842 | 258.0198 | 290.4565 | 308.2464 | 0 | 0 | 0 | 0 | 0 | 87.6582 | 23.942 | 11.1472 | 7.9319 | 7.1662 | 16.6024 | 34.5934 | 1443.5482 | 1496.7877 | 1666.0139 | 1673.5555 | 0.41371 | 0.39663 | 0.38604 | 0.36606 | 597.2113 | 593.6649 | 643.1423 | 612.6173 | 0.094524 | 0.10276 | 0.099596 | 0.10574 | 0.047677 | 0.042817 | 0.04382 | 0.043505 | 136.4495 | 153.8047 | 165.9278 | 176.9539 | 68.824 | 64.0875 | 73.0041 | 72.8086
2 | 21 | 24 | 1650.3201 | 1726.8009 | 1797.6344 | 1820.2581 | 80 | 63 | 0 | 0 | 0 | 0 | 0 | 0 | 0 | 0 | 0 | 0 | 354.4528 | 324.0298 | 361.0452 | 379.7512 | 0 | 0 | 0 | 0 | 0 | 5.5201 | 43.0511 | 5.2644 | 0 | 28.1194 | 10.3758 | 3.4234 | 1215.8673 | 1306.1316 | 1383.1624 | 1431.8191 | 0.40639 | 0.39199 | 0.37547 | 0.36382 | 494.1148 | 511.9868 | 519.3337 | 520.9269 | 0.095206 | 0.10275 | 0.099285 | 0.10561 | 0.04814 | 0.042867 | 0.043498 | 0.043317 | 115.7581 | 134.2047 | 137.3267 | 151.2199 | 58.5316 | 55.9898 | 60.1653 | 62.0225
2 | 22 | 1 | 1539.2453 | 1603.2402 | 1660.6249 | 1673.9064 | 80 | 63 | 0 | 0 | 0 | 0 | 0 | 0 | 0 | 0 | 0 | 0 | 354.8269 | 314.3925 | 355.6736 | 374.6783 | 0 | 0 | 0 | 0 | -6.6 | 17.5316 | 23.942 | -4.3798 | 0 | 1.986 | 13.3338 | 0 | 1111.0184 | 1206.33 | 1267.6754 | 1303.6079 | 0.40941 | 0.38749 | 0.36569 | 0.36737 | 454.8577 | 467.439 | 463.57 | 478.9036 | 0.095375 | 0.10278 | 0.09923 | 0.10553 | 0.048212 | 0.042779 | 0.043415 | 0.043067 | 105.9637 | 123.9822 | 125.7917 | 137.5651 | 53.5643 | 51.6057 | 55.0365 | 56.1427
2 | 22 | 2 | 1476.2181 | 1530.7343 | 1577.9994 | 1584.1385 | 80 | 63 | 0 | 0 | 0 | 0 | 0 | 0 | 0 | 0 | 0 | 0 | 367.7252 | 327.2264 | 369.4862 | 389.1778 | 0 | 0 | 0 | 0 | -6.6 | 0 | 0 | -7.2978 | -1.4889 | 10.2421 | 4.2889 | 0 | 1036.5818 | 1130.2657 | 1204.2243 | 1202.2585 | 0.40877 | 0.38552 | 0.36832 | 0.36522 | 423.7244 | 435.7452 | 443.5399 | 439.0839 | 0.095382 | 0.10276 | 0.09902 | 0.10547 | 0.048091 | 0.042742 | 0.04309 | 0.04286 | 98.8712 | 116.1481 | 119.2423 | 126.7986 | 49.8503 | 48.3093 | 51.8902 | 51.5285
2 | 22 | 3 | 1438.0831 | 1484.5182 | 1523.0588 | 1522.7351 | 80 | 63 | 0 | 0 | 0 | 0 | 0 | 0 | 0 | 0 | 0 | 0 | 363.6304 | 326.5143 | 366.0822 | 386.7725 | 0 | 0 | 0 | 0 | -6.6 | 4.5355 | -10.0637 | -11.007 | -2.1061 | 4.2889 | 0.83188 | 0 | 1003.1588 | 1086.1796 | 1166.2083 | 1146.9696 | 0.40833 | 0.3849 | 0.36884 | 0.36626 | 409.6227 | 418.0688 | 430.1458 | 420.0936 | 0.0952 | 0.10277 | 0.099017 | 0.10546 | 0.047915 | 0.042848 | 0.043079 | 0.042817 | 95.5004 | 111.627 | 115.4745 | 120.9593 | 48.0665 | 46.5405 | 50.239 | 49.11
2 | 22 | 4 | 1434.7206 | 1475.7056 | 1508.0935 | 1502.6083 | 80 | 63 | 0 | 0 | 0 | 0 | 0 | 0 | 0 | 0 | 0 | 0 | 362.2637 | 328.8723 | 365.8263 | 387.5523 | 0 | 0 | 0 | 0 | -6.6 | 76.7974 | 5.3459 | -19.7188 | -1.8786 | 0 | 0 | 0 | 1000.9355 | 1007.0359 | 1136.9213 | 1134.7747 | 0.40772 | 0.37892 | 0.36678 | 0.36631 | 408.0975 | 381.5866 | 417.0049 | 415.6751 | 0.095074 | 0.10277 | 0.09902 | 0.10547 | 0.047831 | 0.042854 | 0.043091 | 0.042826 | 95.1632 | 103.4952 | 112.5779 | 119.6819 | 47.8756 | 43.1551 | 48.9911 | 48.5979
2 | 22 | 5 | 1472.4823 | 1508.9944 | 1535.9531 | 1524.9947 | 80 | 63 | 0 | 0 | 0 | 0 | 0 | 0 | 0 | 0 | 0 | 0 | 378.031 | 348.2505 | 384.1169 | 407.2818 | 0 | 0 | 0 | 0 | -6.6 | 4.692 | 0 | -17.4506 | -1.1384 | 4.5627 | 0.97031 | 0 | 1022.1897 | 1088.4893 | 1150.8658 | 1135.1635 | 0.409 | 0.38297 | 0.36528 | 0.36514 | 418.0773 | 416.8634 | 420.3853 | 414.4989 | 0.094879 | 0.10279 | 0.099022 | 0.10545 | 0.047608 | 0.042903 | 0.043215 | 0.042915 | 96.9843 | 111.8826 | 113.9615 | 119.7026 | 48.6645 | 46.6993 | 49.7344 | 48.715
2 | 22 | 6 | 1590.8909 | 1626.0737 | 1650.6262 | 1635.2119 | 80 | 63 | 0 | 0 | 0 | 0 | 0 | 0 | 0 | 0 | 0 | 0 | 395.4792 | 372.1115 | 405.0026 | 430.9001 | 0 | 0 | 0 | 0 | 0 | 67.3099 | 48.3601 | 0 | 0 | 25.7793 | 36.3087 | 0 | 1115.4117 | 1097.873 | 1160.9548 | 1204.3118 | 0.4104 | 0.38709 | 0.36491 | 0.36382 | 457.7654 | 424.9802 | 423.6481 | 438.1554 | 0.094756 | 0.10287 | 0.09902 | 0.10543 | 0.047492 | 0.04292 | 0.043351 | 0.043037 | 105.692 | 112.9375 | 114.9579 | 126.9763 | 52.9728 | 47.1206 | 50.3289 | 51.8304
2 | 22 | 7 | 1787.0186 | 1827.8571 | 1857.8235 | 1843.6276 | 80 | 63 | 0 | 0 | 0 | 0 | 0 | 0 | 0 | 0 | 0 | 0 | 488.4873 | 461.8783 | 490.6062 | 519.5974 | 0 | 0 | 0 | 0 | 0 | 43.802 | 46.794 | 29.6314 | 0 | 17.369 | 25.7751 | 34.99 | 1218.5312 | 1241.8078 | 1294.6482 | 1259.4088 | 0.40901 | 0.39641 | 0.37719 | 0.36382 | 498.3889 | 492.2648 | 488.3235 | 458.2009 | 0.094697 | 0.10289 | 0.098985 | 0.10544 | 0.047596 | 0.043203 | 0.043712 | 0.043428 | 115.3911 | 127.7725 | 128.151 | 132.7905 | 57.9972 | 53.6504 | 56.5915 | 54.6936
2 | 22 | 8 | 1912.8613 | 1959.2465 | 1995.9813 | 1986.7236 | 80 | 63 | 0 | 0 | 0 | 0 | 0 | 0 | 0 | 0 | 0 | 0 | 1066.7793 | 1064.6214 | 1117.9141 | 1171.9091 | 0 | 0 | 0 | 0 | 9.1434 | -18.5367 | -4.7449 | 0 | 0 | -1.2666 | 0 | -3.3391 | 756.9386 | 851.4285 | 882.8121 | 818.1535 | 0.4026 | 0.40314 | 0.38075 | 0.37732 | 304.7461 | 343.2483 | 336.131 | 308.7026 | 0.095029 | 0.1031 | 0.099074 | 0.10557 | 0.047896 | 0.043202 | 0.04309 | 0.04298 | 71.9308 | 87.7838 | 87.4636 | 86.3742 | 36.2542 | 36.7832 | 38.0404 | 35.1643
2 | 22 | 9 | 1976.2013 | 2028.7494 | 2073.4852 | 2071.5544 | 80 | 63 | 0 | 0 | 0 | 0 | 0 | 0 | 0 | 0 | 0 | 0 | 1507.8687 | 1546.0085 | 1644.4157 | 1739.939 | 0 | 0 | 0 | 0 | -3.516 | -15.6334 | -13.2263 | 76.1809 | -7.0376 | -3.4847 | -3.8079 | -25.2937 | 398.8862 | 438.8591 | 446.1037 | 280.7282 | 0.40979 | 0.40905 | 0.39309 | 0.38587 | 163.4587 | 179.5143 | 175.3567 | 108.3232 | 0.097056 | 0.10465 | 0.10013 | 0.10737 | 0.049551 | 0.046105 | 0.044016 | 0.046392 | 38.7142 | 45.9265 | 44.6664 | 30.1424 | 19.7652 | 20.2335 | 19.6358 | 13.0235
2 | 22 | 10 | 2034.4099 | 2089.7277 | 2136.8745 | 2135.465 | 80 | 63 | 0 | 0 | 0 | 0 | 0 | 0 | 0 | 0 | 0 | 0 | 1762.3425 | 1829.9771 | 1964.2101 | 2092.9851 | 0 | 0 | 0 | 0 | -6.6 | -36.8556 | -11.445 | -104.1343 | -6.9821 | -12.8159 | -19.8889 | -38.3367 | 205.6495 | 246.4221 | 203.9983 | 184.9508 | 0.4056 | 0 | 0 | 0 | 83.4124 | 0 | 0 | 0 | 0.098171 | 0.10513 | 0.10062 | 0.10929 | 0.050883 | 0.046667 | 0.046424 | 0.051989 | 20.1888 | 25.9057 | 20.5262 | 20.2137 | 10.4641 | 11.4997 | 9.4704 | 9.6155
2 | 22 | 11 | 2056.2514 | 2112.5574 | 2159.4811 | 2156.0104 | 80 | 63 | 0 | 0 | 0 | 0 | 0 | 0 | 0 | 0 | 0 | 0 | 1838.0483 | 1932.0043 | 2094.2681 | 2244.7921 | 0 | 0 | 0 | 0 | -6.6 | -89.6684 | -83.9015 | -87.627 | -6.7 | -35.1707 | -40 | -40 | 151.5031 | 242.3922 | 189.1145 | 38.8453 | 0.40256 | 0 | 0 | 0 | 60.9889 | 0 | 0 | 0 | 0.098698 | 0.10738 | 0.10037 | 0.10847 | 0.053525 | 0.047967 | 0.046505 | 0.050883 | 14.9531 | 26.0269 | 18.9813 | 4.2137 | 8.1092 | 11.6269 | 8.7948 | 1.9766
2 | 22 | 12 | 2046.6162 | 2103.6869 | 2150.7398 | 2146.5898 | 80 | 63 | 0 | 0 | 0 | 0 | 0 | 0 | 0 | 0 | 0 | 0 | 1836.4209 | 1953.4475 | 2139.5692 | 2306.6128 | 0 | 0 | 0 | 0 | -6.6 | -69.739 | -84.722 | -94.7553 | -5.9162 | -34.2354 | -38.7893 | -40 | 142.7115 | 191.2138 | 134.6819 | -25.2677 | 0.3965 | 0 | 0 | 0 | 56.5853 | 0 | 0 | 0 | 0.099071 | 0.10753 | 0.10029 | 0.10881 | 0.053991 | 0.048073 | 0.046622 | 0.052075 | 14.1386 | 20.5606 | 13.5072 | -2.7494 | 7.7052 | 9.1921 | 6.2792 | -1.3158
2 | 22 | 13 | 2021.3547 | 2081.5842 | 2132.1567 | 2131.2018 | 80 | 63 | 0 | 0 | 0 | 0 | 0 | 0 | 0 | 0 | 0 | 0 | 1733.2858 | 1854.1119 | 2043.5846 | 2210.7981 | 0 | 0 | 0 | 0 | -6.6 | -69.8581 | -84.8002 | -88.3997 | -6.1275 | -34.0686 | -38.7945 | -40 | 220.7964 | 268.399 | 212.1669 | 48.8034 | 0.39531 | 0 | 0 | 0 | 87.2832 | 0 | 0 | 0 | 0.098969 | 0.10791 | 0.1017 | 0.10902 | 0.05178 | 0.048178 | 0.048128 | 0.052433 | 21.852 | 28.9622 | 21.5766 | 5.3208 | 11.4328 | 12.9309 | 10.2112 | 2.5589
2 | 22 | 14 | 2002.6766 | 2064.8779 | 2117.9795 | 2119.7356 | 80 | 63 | 0 | 0 | 0 | 0 | 0 | 0 | 0 | 0 | 0 | 0 | 1724.7913 | 1846.9476 | 2034.3716 | 2202.3496 | 0 | 0 | 0 | 0 | -6.6 | -69.9292 | -85.023 | -86.4 | -5.6262 | -34.1345 | -33.6109 | -40 | 210.1115 | 258.994 | 202.2418 | 43.7859 | 0.39361 | 0 | 0 | 0 | 82.7025 | 0 | 0 | 0 | 0.098851 | 0.10786 | 0.10064 | 0.11023 | 0.051574 | 0.048578 | 0.046559 | 0.055947 | 20.7698 | 27.9343 | 20.3531 | 4.8267 | 10.8364 | 12.5814 | 9.4162 | 2.4497
2 | 22 | 15 | 1983.2933 | 2047.6355 | 2103.24 | 2107.4299 | 80 | 63 | 0 | 0 | 0 | 0 | 0 | 0 | 0 | 0 | 0 | 0 | 1749.1529 | 1873.1776 | 2062.0603 | 2234.1548 | 0 | 0 | 0 | 0 | -6.6 | -70.2144 | -73.0444 | -68.4918 | -5.5515 | -33.729 | -39.7727 | -40 | 166.2919 | 215.4014 | 153.9968 | -18.233 | 0.39648 | 0 | 0 | 0 | 65.9319 | 0 | 0 | 0 | 0.099071 | 0.1078 | 0.10085 | 0.10978 | 0.051827 | 0.048008 | 0.046437 | 0.054061 | 16.4747 | 23.2197 | 15.5304 | -2.0016 | 8.6185 | 10.341 | 7.1511 | -0.98569
2 | 22 | 16 | 1975.0802 | 2047.6626 | 2112.7261 | 2125.1915 | 80 | 63 | 0 | 0 | 0 | 0 | 0 | 0 | 0 | 0 | 0 | 0 | 1661.3143 | 1749.713 | 1904.5558 | 2051.6593 | 0 | 0 | 0 | 0 | -3.8835 | -4.2695 | -5.2275 | 11.8765 | -4.9731 | -3.5118 | -1.6812 | -38.0919 | 242.6225 | 242.7309 | 215.079 | 99.7477 | 0.40398 | 0 | 0.39996 | 0 | 98.0153 | 0 | 86.0236 | 0 | 0.098376 | 0.10569 | 0.10068 | 0.10845 | 0.050971 | 0.047139 | 0.045199 | 0.04881 | 23.8683 | 25.6541 | 21.6537 | 10.8173 | 12.3666 | 11.4421 | 9.7214 | 4.8687
2 | 22 | 17 | 2014.9768 | 2097.285 | 2172.8505 | 2193.1676 | 80 | 63 | 0 | 0 | 0 | 0 | 0 | 0 | 0 | 0 | 0 | 0 | 1250.5286 | 1295.1183 | 1384.6634 | 1491.0251 | 0 | 0 | 0 | 0 | -3.2376 | -9.0084 | -4.32 | 8.4846 | 4.46 | -1.6812 | -1.645 | 0 | 683.2258 | 749.8563 | 794.152 | 693.658 | 0.4024 | 0.40819 | 0.40418 | 0.39462 | 274.9307 | 306.083 | 320.9788 | 273.73 | 0.095803 | 0.10382 | 0.099269 | 0.10562 | 0.048485 | 0.043638 | 0.04283 | 0.043123 | 65.4553 | 77.8469 | 78.8343 | 73.264 | 33.126 | 32.7221 | 34.0134 | 29.9127
2 | 22 | 18 | 2113.2007 | 2205.909 | 2292.2588 | 2319.4262 | 80 | 63 | 0 | 0 | 0 | 0 | 0 | 0 | 0 | 0 | 0 | 0 | 768.4349 | 772.9652 | 802.8237 | 865.5529 | 0 | 0 | 0 | 0 | 1.0808 | 3.8289 | 3.2517 | 40.4135 | 16.8507 | 17.2013 | 24.8151 | 40 | 1246.8344 | 1348.9135 | 1461.3683 | 1373.4598 | 0.40342 | 0.39939 | 0.39298 | 0.37664 | 502.9927 | 538.7419 | 574.291 | 517.2983 | 0.094866 | 0.10317 | 0.099874 | 0.10582 | 0.047707 | 0.043166 | 0.044066 | 0.043553 | 118.2821 | 139.1624 | 145.9534 | 145.3399 | 59.4822 | 58.2269 | 64.3965 | 59.8189
2 | 22 | 19 | 2250.997 | 2357.6156 | 2458.3055 | 2494.4077 | 80 | 63 | 0 | 0 | 0 | 0 | 0 | 0 | 0 | 0 | 0 | 0 | 706.7998 | 712.2098 | 738.4029 | 799.0599 | 0 | 0 | 0 | 0 | 17.6973 | -1.9066 | 93.9423 | 79.5326 | 10.9491 | 15.8231 | 2.9904 | 40 | 1435.5508 | 1568.4893 | 1622.9699 | 1575.8152 | 0.41293 | 0.40451 | 0.39736 | 0.38359 | 592.7786 | 634.4679 | 644.9012 | 604.4675 | 0.094754 | 0.10316 | 0.099869 | 0.10578 | 0.047696 | 0.043405 | 0.044173 | 0.04372 | 136.0247 | 161.8063 | 162.084 | 166.6847 | 68.4707 | 68.0802 | 71.6911 | 68.8949
2 | 22 | 20 | 2231.8058 | 2337.7022 | 2437.3619 | 2472.5409 | 80 | 63 | 0 | 0 | 0 | 0 | 0 | 0 | 0 | 0 | 0 | 0 | 700.9232 | 701.788 | 728.6695 | 790.5667 | 0 | 0 | 0 | 0 | 13.9373 | 27.3778 | 10.7571 | 106.4405 | 2.3251 | 3.4932 | 12.4937 | 25.6983 | 1434.6202 | 1542.0432 | 1685.4416 | 1549.8354 | 0.4122 | 0.4033 | 0.397 | 0.38296 | 591.353 | 621.8988 | 669.1123 | 593.5317 | 0.094718 | 0.10318 | 0.099871 | 0.10578 | 0.047658 | 0.043213 | 0.044146 | 0.043628 | 135.8837 | 159.1134 | 168.3265 | 163.9411 | 68.3707 | 66.6368 | 74.4055 | 67.6169
2 | 22 | 21 | 2172.2741 | 2276.5012 | 2374.3873 | 2408.8694 | 80 | 63 | 0 | 0 | 0 | 0 | 0 | 0 | 0 | 0 | 0 | 0 | 711.4285 | 708.8187 | 739.1449 | 800.1099 | 0 | 0 | 0 | 0 | 12.1608 | 0 | 21.9869 | 28.8 | 2.4596 | 5.6035 | 6.3052 | 31.6135 | 1366.2252 | 1499.079 | 1606.9503 | 1548.346 | 0.40612 | 0.40218 | 0.39602 | 0.38156 | 554.8505 | 602.8934 | 636.3801 | 590.7915 | 0.09463 | 0.10311 | 0.099855 | 0.10575 | 0.047643 | 0.043144 | 0.044055 | 0.043602 | 129.2857 | 154.5767 | 160.4615 | 163.7411 | 65.0916 | 64.6767 | 70.7945 | 67.5104
2 | 22 | 22 | 2040.2992 | 2138.8231 | 2231.3236 | 2264.0055 | 80 | 63 | 0 | 0 | 0 | 0 | 0 | 0 | 0 | 0 | 0 | 0 | 690.9729 | 683.2058 | 713.9403 | 774.9542 | 0 | 0 | 0 | 0 | 14.5894 | 0 | 5.2329 | 28.8 | 0 | 5.8338 | 13.5635 | 31.8325 | 1254.7369 | 1386.7834 | 1498.5869 | 1428.4188 | 0.41109 | 0.39872 | 0.39241 | 0.37595 | 515.8143 | 552.9363 | 588.0624 | 537.0118 | 0.094516 | 0.10292 | 0.099753 | 0.10576 | 0.047603 | 0.043037 | 0.043906 | 0.043547 | 118.5933 | 142.7227 | 149.4884 | 151.0689 | 59.7287 | 59.6835 | 65.7966 | 62.2037
2 | 22 | 23 | 1862.6338 | 1954.6256 | 2041.2673 | 2072.8226 | 80 | 63 | 0 | 0 | 0 | 0 | 0 | 0 | 0 | 0 | 0 | 0 | 647.5348 | 634.7233 | 663.6499 | 724.4668 | 0 | 0 | 0 | 0 | 0 | 87.6582 | 23.942 | 11.1472 | 7.9319 | 7.1662 | 16.6024 | 34.5934 | 1127.1671 | 1162.0779 | 1337.073 | 1302.615 | 0.41371 | 0.39663 | 0.38604 | 0.36606 | 466.3211 | 460.9103 | 516.1591 | 476.8318 | 0.094524 | 0.10276 | 0.099596 | 0.10574 | 0.047677 | 0.042817 | 0.04382 | 0.043505 | 106.544 | 119.4111 | 133.1667 | 137.7324 | 53.7399 | 49.7563 | 58.59 | 56.6707
2 | 22 | 24 | 1695.377 | 1774.4974 | 1847.8965 | 1871.6873 | 80 | 63 | 0 | 0 | 0 | 0 | 0 | 0 | 0 | 0 | 0 | 0 | 601.0898 | 589.6346 | 615.9756 | 672.8597 | 0 | 0 | 0 | 0 | 0 | 5.5201 | 43.0511 | 5.2644 | 0 | 28.1194 | 10.3758 | 3.4234 | 1014.2872 | 1088.2233 | 1178.494 | 1190.1398 | 0.40639 | 0.39199 | 0.37547 | 0.36382 | 412.1949 | 426.5696 | 442.4872 | 432.9987 | 0.095206 | 0.10275 | 0.099285 | 0.10561 | 0.04814 | 0.042867 | 0.043498 | 0.043317 | 96.5664 | 111.8147 | 117.0063 | 125.6952 | 48.8276 | 46.6487 | 51.2626 | 51.5536
2 | 23 | 1 | 1571.7785 | 1637.6795 | 1696.9166 | 1711.0408 | 80 | 63 | 0 | 0 | 0 | 0 | 0 | 0 | 0 | 0 | 0 | 0 | 585.3412 | 571.799 | 596.2307 | 654.9042 | 0 | 0 | 0 | 0 | -6.6 | 17.5316 | 23.942 | -4.3798 | 0 | 1.986 | 13.3338 | 0 | 913.0373 | 983.3628 | 1063.41 | 1060.5164 | 0.40941 | 0.38749 | 0.36569 | 0.36737 | 373.8031 | 381.0418 | 388.8732 | 389.5996 | 0.095375 | 0.10278 | 0.09923 | 0.10553 | 0.048212 | 0.042779 | 0.043415 | 0.043067 | 87.0812 | 101.0664 | 105.5224 | 111.9125 | 44.0193 | 42.0674 | 46.1683 | 45.6734
2 | 23 | 2 | 1492.0999 | 1547.5465 | 1595.716 | 1602.2665 | 80 | 63 | 0 | 0 | 0 | 0 | 0 | 0 | 0 | 0 | 0 | 0 | 624.0991 | 622.591 | 648.9439 | 702.4113 | 0 | 0 | 0 | 0 | -6.6 | 0 | 0 | -7.2978 | -1.4889 | 10.2421 | 4.2889 | 0 | 796.0897 | 851.7134 | 942.4832 | 907.153 | 0.40877 | 0.38552 | 0.36832 | 0.36522 | 325.4183 | 328.3564 | 347.1354 | 331.3067 | 0.095382 | 0.10276 | 0.09902 | 0.10547 | 0.048091 | 0.042742 | 0.04309 | 0.04286 | 75.9326 | 87.5236 | 93.3247 | 95.6747 | 38.2847 | 36.4036 | 40.6117 | 38.8804
2 | 23 | 3 | 1459.0723 | 1506.7371 | 1546.4728 | 1546.6928 | 80 | 63 | 0 | 0 | 0 | 0 | 0 | 0 | 0 | 0 | 0 | 0 | 611.8459 | 607.7082 | 629.5943 | 689.3864 | 0 | 0 | 0 | 0 | -6.6 | 4.5355 | -10.0637 | -11.007 | -2.1061 | 4.2889 | 0.83188 | 0 | 775.9326 | 827.2045 | 926.1103 | 868.3134 | 0.40833 | 0.3849 | 0.36884 | 0.36626 | 316.8388 | 318.3897 | 341.5878 | 318.0319 | 0.0952 | 0.10277 | 0.099017 | 0.10546 | 0.047915 | 0.042848 | 0.043079 | 0.042817 | 73.8685 | 85.0121 | 91.7007 | 91.5722 | 37.1789 | 35.444 | 39.8959 | 37.1787
2 | 23 | 4 | 1448.0137 | 1489.7776 | 1522.9224 | 1517.7815 | 80 | 63 | 0 | 0 | 0 | 0 | 0 | 0 | 0 | 0 | 0 | 0 | 619.9306 | 615.0453 | 637.6318 | 698.2204 | 0 | 0 | 0 | 0 | -6.6 | 76.7974 | 5.3459 | -19.7188 | -1.8786 | 0 | 0 | 0 | 756.5618 | 734.9349 | 879.9447 | 839.2799 | 0.40772 | 0.37892 | 0.36678 | 0.36631 | 308.4624 | 278.482 | 322.7499 | 307.4335 | 0.095074 | 0.10277 | 0.09902 | 0.10547 | 0.047831 | 0.042854 | 0.043091 | 0.042826 | 71.9296 | 75.5308 | 87.1321 | 88.5168 | 36.187 | 31.4946 | 37.9177 | 35.9431
2 | 23 | 5 | 1487.5246 | 1524.918 | 1552.7331 | 1542.1643 | 80 | 63 | 0 | 0 | 0 | 0 | 0 | 0 | 0 | 0 | 0 | 0 | 622.4474 | 613.8717 | 642.0735 | 697.1708 | 0 | 0 | 0 | 0 | -6.6 | 4.692 | 0 | -17.4506 | -1.1384 | 4.5627 | 0.97031 | 0 | 792.8156 | 838.7916 | 909.6893 | 862.4442 | 0.409 | 0.38297 | 0.36528 | 0.36514 | 324.2629 | 321.2356 | 332.289 | 314.9169 | 0.094879 | 0.10279 | 0.099022 | 0.10545 | 0.047608 | 0.042903 | 0.043215 | 0.042915 | 75.2215 | 86.2169 | 90.0797 | 90.9444 | 37.7444 | 35.9866 | 39.312 | 37.0114
2 | 23 | 6 | 1611.6702 | 1648.0704 | 1673.8061 | 1658.93 | 80 | 63 | 0 | 0 | 0 | 0 | 0 | 0 | 0 | 0 | 0 | 0 | 675.2232 | 673.3301 | 707.4471 | 757.3855 | 0 | 0 | 0 | 0 | 0 | 67.3099 | 48.3601 | 0 | 0 | 25.7793 | 36.3087 | 0 | 856.447 | 818.6511 | 881.6902 | 901.5446 | 0.4104 | 0.38709 | 0.36491 | 0.36382 | 351.4862 | 316.895 | 321.7407 | 328.002 | 0.094756 | 0.10287 | 0.09902 | 0.10543 | 0.047492 | 0.04292 | 0.043351 | 0.043037 | 81.1535 | 84.2141 | 87.3051 | 95.0541 | 40.6741 | 35.1364 | 38.2224 | 38.8001
2 | 23 | 7 | 1822.2105 | 1865.1108 | 1897.081 | 1883.7966 | 80 | 63 | 0 | 0 | 0 | 0 | 0 | 0 | 0 | 0 | 0 | 0 | 684.9006 | 677.8373 | 709.7446 | 761.0301 | 0 | 0 | 0 | 0 | 0 | 43.802 | 46.794 | 29.6314 | 0 | 17.369 | 25.7751 | 34.99 | 1057.3099 | 1063.1025 | 1114.7672 | 1058.1451 | 0.40901 | 0.39641 | 0.37719 | 0.36382 | 432.4481 | 421.4243 | 420.4749 | 384.9767 | 0.094697 | 0.10289 | 0.098985 | 0.10544 | 0.047596 | 0.043203 | 0.043712 | 0.043428 | 100.124 | 109.3851 | 110.3454 | 111.5695 | 50.3237 | 45.9297 | 48.7286 | 45.9531
2 | 23 | 8 | 1926.2944 | 1973.4666 | 2010.9663 | 2002.0565 | 80 | 63 | 0 | 0 | 0 | 0 | 0 | 0 | 0 | 0 | 0 | 0 | 1006.4055 | 1006.4729 | 1068.8186 | 1144.0998 | 0 | 0 | 0 | 0 | 9.1434 | -18.5367 | -4.7449 | 0 | 0 | -1.2666 | 0 | -3.3391 | 830.7455 | 923.797 | 946.8926 | 861.2957 | 0.4026 | 0.40314 | 0.38075 | 0.37732 | 334.4611 | 372.4232 | 360.5297 | 324.9809 | 0.095029 | 0.1031 | 0.099074 | 0.10557 | 0.047896 | 0.043202 | 0.04309 | 0.04298 | 78.9445 | 95.2451 | 93.8123 | 90.9288 | 39.7892 | 39.9096 | 40.8016 | 37.0185
2 | 23 | 9 | 1969.4847 | 2021.6394 | 2065.9927 | 2063.8879 | 80 | 63 | 0 | 0 | 0 | 0 | 0 | 0 | 0 | 0 | 0 | 0 | 1479.1798 | 1561.2932 | 1697.3021 | 1832.5845 | 0 | 0 | 0 | 0 | -3.516 | -15.6334 | -13.2263 | 76.1809 | -7.0376 | -3.4847 | -3.8079 | -25.2937 | 420.8585 | 416.4644 | 385.7247 | 180.4162 | 0.40979 | 0.40905 | 0.39309 | 0.38587 | 172.4627 | 170.3538 | 151.6227 | 69.6163 | 0.097056 | 0.10465 | 0.10013 | 0.10737 | 0.049551 | 0.046105 | 0.044016 | 0.046392 | 40.8468 | 43.5829 | 38.621 | 19.3717 | 20.8539 | 19.201 | 16.9782 | 8.3699
2 | 23 | 10 | 1986.1347 | 2038.6243 | 2083.0223 | 2080.3623 | 80 | 63 | 0 | 0 | 0 | 0 | 0 | 0 | 0 | 0 | 0 | 0 | 2047.9111 | 2210.3015 | 2407.5752 | 2590.741 | 0 | 0 | 0 | 0 | -6.6 | -36.8556 | -11.445 | -104.1343 | -6.9821 | -12.8159 | -19.8889 | -38.3367 | -128.1943 | -185.0058 | -293.2191 | -367.9077 | 0.4056 | 0 | 0 | 0 | -51.9962 | 0 | 0 | 0 | 0.098171 | 0.10513 | 0.10062 | 0.10929 | 0.050883 | 0.046667 | 0.046424 | 0.051989 | -12.5849 | -19.4491 | -29.5035 | -40.2094 | -6.5229 | -8.6336 | -13.6124 | -19.1273
2 | 23 | 11 | 2006.437 | 2059.8246 | 2103.9119 | 2099.1508 | 80 | 63 | 0 | 0 | 0 | 0 | 0 | 0 | 0 | 0 | 0 | 0 | 2206.0275 | 2405.4813 | 2639.6719 | 2851.8223 | 0 | 0 | 0 | 0 | -6.6 | -89.6684 | -83.9015 | -87.627 | -6.7 | -35.1707 | -40 | -40 | -266.2905 | -283.8177 | -411.8586 | -625.0444 | 0.40256 | 0 | 0 | 0 | -107.1976 | 0 | 0 | 0 | 0.098698 | 0.10738 | 0.10037 | 0.10847 | 0.053525 | 0.047967 | 0.046505 | 0.050883 | -26.2824 | -30.475 | -41.3379 | -67.8008 | -14.2532 | -13.614 | -19.1535 | -31.8041
2 | 23 | 12 | 2005.8971 | 2060.5823 | 2105.3166 | 2100.1119 | 80 | 63 | 0 | 0 | 0 | 0 | 0 | 0 | 0 | 0 | 0 | 0 | 2276.324 | 2482.9256 | 2725.1682 | 2945.8121 | 0 | 0 | 0 | 0 | -6.6 | -69.739 | -84.722 | -94.7553 | -5.9162 | -34.2354 | -38.7893 | -40 | -337.9107 | -381.3689 | -496.3403 | -710.945 | 0.3965 | 0 | 0 | 0 | -133.9822 | 0 | 0 | 0 | 0.099071 | 0.10753 | 0.10029 | 0.10881 | 0.053991 | 0.048073 | 0.046622 | 0.052075 | -33.4771 | -41.0075 | -49.7778 | -77.3597 | -18.2442 | -18.3334 | -23.1405 | -37.0226
2 | 23 | 13 | 1993.0892 | 2051.6628 | 2100.6258 | 2098.9388 | 80 | 63 | 0 | 0 | 0 | 0 | 0 | 0 | 0 | 0 | 0 | 0 | 2340.5853 | 2549.03 | 2797.0816 | 3024.3366 | 0 | 0 | 0 | 0 | -6.6 | -69.8581 | -84.8002 | -88.3997 | -6.1275 | -34.0686 | -38.7945 | -40 | -414.7685 | -456.4405 | -572.8609 | -796.9981 | 0.39531 | 0 | 0 | 0 | -163.9624 | 0 | 0 | 0 | 0.098969 | 0.10791 | 0.1017 | 0.10902 | 0.05178 | 0.048178 | 0.048128 | 0.052433 | -41.0493 | -49.2533 | -58.258 | -86.8921 | -21.4766 | -21.9904 | -27.5708 | -41.789
2 | 23 | 14 | 1963.9165 | 2023.847 | 2074.7416 | 2075.4937 | 80 | 63 | 0 | 0 | 0 | 0 | 0 | 0 | 0 | 0 | 0 | 0 | 2235.853 | 2428.0029 | 2663.8785 | 2885.7766 | 0 | 0 | 0 | 0 | -6.6 | -69.9292 | -85.023 | -86.4 | -5.6262 | -34.1345 | -33.6109 | -40 | -339.7103 | -363.0922 | -470.5029 | -683.8829 | 0.39361 | 0 | 0 | 0 | -133.7141 | 0 | 0 | 0 | 0.098851 | 0.10786 | 0.10064 | 0.11023 | 0.051574 | 0.048578 | 0.046559 | 0.055947 | -33.5808 | -39.162 | -47.3503 | -75.3878 | -17.5203 | -17.6383 | -21.9062 | -38.2613
2 | 23 | 15 | 1922.2846 | 1983.0527 | 2035.1833 | 2037.793 | 80 | 63 | 0 | 0 | 0 | 0 | 0 | 0 | 0 | 0 | 0 | 0 | 2260.2102 | 2426.2219 | 2642.7171 | 2847.1896 | 0 | 0 | 0 | 0 | -6.6 | -70.2144 | -73.0444 | -68.4918 | -5.5515 | -33.729 | -39.7727 | -40 | -405.774 | -402.2257 | -494.7167 | -700.9048 | 0.39648 | 0 | 0 | 0 | -160.8825 | 0 | 0 | 0 | 0.099071 | 0.1078 | 0.10085 | 0.10978 | 0.051827 | 0.048008 | 0.046437 | 0.054061 | -40.2003 | -43.3589 | -49.8915 | -76.9427 | -21.0302 | -19.3101 | -22.973 | -37.8916
2 | 23 | 16 | 1893.8519 | 1961.6755 | 2022.1139 | 2032.4753 | 80 | 63 | 0 | 0 | 0 | 0 | 0 | 0 | 0 | 0 | 0 | 0 | 2025.4407 | 2152.5797 | 2333.193 | 2506.1542 | 0 | 0 | 0 | 0 | -3.8835 | -4.2695 | -5.2275 | 11.8765 | -4.9731 | -3.5118 | -1.6812 | -38.0919 | -202.7322 | -246.1229 | -304.1704 | -447.4635 | 0.40398 | 0 | 0.39996 | 0 | -81.9003 | 0 | -121.6568 | 0 | 0.098376 | 0.10569 | 0.10068 | 0.10845 | 0.050971 | 0.047139 | 0.045199 | 0.04881 | -19.9441 | -26.0126 | -30.6232 | -48.5259 | -10.3334 | -11.602 | -13.7482 | -21.8407
2 | 23 | 17 | 1900.9355 | 1976.5625 | 2045.6344 | 2062.9975 | 80 | 63 | 0 | 0 | 0 | 0 | 0 | 0 | 0 | 0 | 0 | 0 | 1528.3061 | 1596.7328 | 1719.5771 | 1844.2901 | 0 | 0 | 0 | 0 | -3.2376 | -9.0084 | -4.32 | 8.4846 | 4.46 | -1.6812 | -1.645 | 0 | 291.4069 | 327.5192 | 332.0222 | 210.2228 | 0.4024 | 0.40819 | 0.40418 | 0.39462 | 117.2624 | 133.6897 | 134.1961 | 82.9577 | 0.095803 | 0.10382 | 0.099269 | 0.10562 | 0.048485 | 0.043638 | 0.04283 | 0.043123 | 27.9178 | 34.0017 | 32.9594 | 22.2037 | 14.1288 | 14.2922 | 14.2204 | 9.0655
2 | 23 | 18 | 1972.573 | 2057.0425 | 2135.3849 | 2158.9097 | 80 | 63 | 0 | 0 | 0 | 0 | 0 | 0 | 0 | 0 | 0 | 0 | 811.2394 | 796.9533 | 842.8193 | 902.7706 | 0 | 0 | 0 | 0 | 1.0808 | 3.8289 | 3.2517 | 40.4135 | 16.8507 | 17.2013 | 24.8151 | 40 | 1063.4021 | 1176.0589 | 1264.4989 | 1175.7257 | 0.40342 | 0.39939 | 0.39298 | 0.37664 | 428.9932 | 469.7056 | 496.9249 | 442.8239 | 0.094866 | 0.10317 | 0.099874 | 0.10582 | 0.047707 | 0.043166 | 0.044066 | 0.043553 | 100.8806 | 121.3296 | 126.2911 | 124.4156 | 50.7313 | 50.7655 | 55.7213 | 51.2069
2 | 23 | 19 | 2175.156 | 2277.3314 | 2373.7029 | 2407.8406 | 80 | 63 | 0 | 0 | 0 | 0 | 0 | 0 | 0 | 0 | 0 | 0 | 707.1372 | 683.5559 | 726.101 | 783.5501 | 0 | 0 | 0 | 0 | 17.6973 | -1.9066 | 93.9423 | 79.5326 | 10.9491 | 15.8231 | 2.9904 | 40 | 1359.3724 | 1516.859 | 1550.6691 | 1504.7579 | 0.41293 | 0.40451 | 0.39736 | 0.38359 | 561.3224 | 613.583 | 616.1718 | 577.2106 | 0.094754 | 0.10316 | 0.099869 | 0.10578 | 0.047696 | 0.043405 | 0.044173 | 0.04372 | 128.8064 | 156.4801 | 154.8634 | 159.1685 | 64.8373 | 65.8392 | 68.4974 | 65.7883
2 | 23 | 20 | 2147.5691 | 2248.5304 | 2343.3936 | 2376.3907 | 80 | 63 | 0 | 0 | 0 | 0 | 0 | 0 | 0 | 0 | 0 | 0 | 636.0144 | 603.6547 | 645.5534 | 699.5036 | 0 | 0 | 0 | 0 | 13.9373 | 27.3778 | 10.7571 | 106.4405 | 2.3251 | 3.4932 | 12.4937 | 25.6983 | 1415.2923 | 1551.0047 | 1674.5895 | 1544.7484 | 0.4122 | 0.4033 | 0.397 | 0.38296 | 583.386 | 625.5129 | 664.8041 | 591.5835 | 0.094718 | 0.10318 | 0.099871 | 0.10578 | 0.047658 | 0.043213 | 0.044146 | 0.043628 | 134.053 | 160.0381 | 167.2426 | 163.403 | 67.4495 | 67.024 | 73.9264 | 67.395
2 | 23 | 21 | 2110.0061 | 2210.5852 | 2304.9258 | 2337.7949 | 80 | 63 | 0 | 0 | 0 | 0 | 0 | 0 | 0 | 0 | 0 | 0 | 585.8674 | 551.4264 | 593.2847 | 641.4401 | 0 | 0 | 0 | 0 | 12.1608 | 0 | 21.9869 | 28.8 | 2.4596 | 5.6035 | 6.3052 | 31.6135 | 1429.5182 | 1590.5552 | 1683.3489 | 1635.9413 | 0.40612 | 0.40218 | 0.39602 | 0.38156 | 580.5551 | 639.683 | 666.6352 | 624.2146 | 0.09463 | 0.10311 | 0.099855 | 0.10575 | 0.047643 | 0.043144 | 0.044055 | 0.043602 | 135.2751 | 164.0092 | 168.0902 | 173.0045 | 68.1071 | 68.6234 | 74.1603 | 71.3297
2 | 23 | 22 | 2004.6175 | 2101.051 | 2191.5198 | 2223.2775 | 80 | 63 | 0 | 0 | 0 | 0 | 0 | 0 | 0 | 0 | 0 | 0 | 570.2242 | 540.3544 | 584.7394 | 623.896 | 0 | 0 | 0 | 0 | 14.5894 | 0 | 5.2329 | 28.8 | 0 | 5.8338 | 13.5635 | 31.8325 | 1339.8039 | 1491.8627 | 1587.9839 | 1538.7489 | 0.41109 | 0.39872 | 0.39241 | 0.37595 | 550.7848 | 594.8333 | 623.1428 | 578.4903 | 0.094516 | 0.10292 | 0.099753 | 0.10576 | 0.047603 | 0.043037 | 0.043906 | 0.043547 | 126.6335 | 153.5371 | 158.406 | 162.7373 | 63.7781 | 64.2058 | 69.7216 | 67.0082
2 | 23 | 23 | 1864.313 | 1956.4031 | 2043.1405 | 2074.7392 | 80 | 63 | 0 | 0 | 0 | 0 | 0 | 0 | 0 | 0 | 0 | 0 | 543.4739 | 513.4229 | 557.1926 | 593.6503 | 0 | 0 | 0 | 0 | 0 | 87.6582 | 23.942 | 11.1472 | 7.9319 | 7.1662 | 16.6024 | 34.5934 | 1232.9072 | 1285.1558 | 1445.4034 | 1435.3482 | 0.41371 | 0.39663 | 0.38604 | 0.36606 | 510.0669 | 509.7262 | 557.9786 | 525.4198 | 0.094524 | 0.10276 | 0.099596 | 0.10574 | 0.047677 | 0.042817 | 0.04382 | 0.043505 | 116.539 | 132.0582 | 143.9559 | 151.7669 | 58.7813 | 55.0261 | 63.337 | 62.4453
2 | 23 | 24 | 1708.7401 | 1788.6434 | 1862.8034 | 1886.9403 | 80 | 63 | 0 | 0 | 0 | 0 | 0 | 0 | 0 | 0 | 0 | 0 | 445.7385 | 407.0885 | 446.6024 | 480.7087 | 0 | 0 | 0 | 0 | 0 | 5.5201 | 43.0511 | 5.2644 | 0 | 28.1194 | 10.3758 | 3.4234 | 1183.0016 | 1284.9154 | 1362.7742 | 1397.5438 | 0.40639 | 0.39199 | 0.37547 | 0.36382 | 480.7585 | 503.6704 | 511.6786 | 508.4568 | 0.095206 | 0.10275 | 0.099285 | 0.10561 | 0.04814 | 0.042867 | 0.043498 | 0.043317 | 112.629 | 132.0248 | 135.3025 | 147.5999 | 56.9494 | 55.0803 | 59.2784 | 60.5378
2 | 24 | 1 | 1575.6965 | 1641.827 | 1701.2873 | 1715.5129 | 80 | 63 | 0 | 0 | 0 | 0 | 0 | 0 | 0 | 0 | 0 | 0 | 324.0379 | 275.5909 | 308.5267 | 340.4513 | 0 | 0 | 0 | 0 | -6.6 | 17.5316 | 23.942 | -4.3798 | 0 | 1.986 | 13.3338 | 0 | 1178.2586 | 1283.7184 | 1355.4846 | 1379.4414 | 0.40941 | 0.38749 | 0.36569 | 0.36737 | 482.3863 | 497.4261 | 495.6806 | 506.7624 | 0.095375 | 0.10278 | 0.09923 | 0.10553 | 0.048212 | 0.042779 | 0.043415 | 0.043067 | 112.3768 | 131.9359 | 134.505 | 145.5675 | 56.8061 | 54.9163 | 58.8488 | 59.4086
2 | 24 | 2 | 1503.5041 | 1559.6188 | 1608.4376 | 1615.2835 | 80 | 63 | 0 | 0 | 0 | 0 | 0 | 0 | 0 | 0 | 0 | 0 | 274.6165 | 231.941 | 257.5363 | 288.9758 | 0 | 0 | 0 | 0 | -6.6 | 0 | 0 | -7.2978 | -1.4889 | 10.2421 | 4.2889 | 0 | 1156.9764 | 1254.4357 | 1346.6124 | 1333.6055 | 0.40877 | 0.38552 | 0.36832 | 0.36522 | 472.9382 | 483.6157 | 495.9843 | 487.0539 | 0.095382 | 0.10276 | 0.09902 | 0.10547 | 0.048091 | 0.042742 | 0.04309 | 0.04286 | 110.3546 | 128.908 | 133.3416 | 140.6514 | 55.6402 | 53.6165 | 58.0257 | 57.158
2 | 24 | 3 | 1461.9408 | 1509.7737 | 1549.6727 | 1549.967 | 80 | 63 | 0 | 0 | 0 | 0 | 0 | 0 | 0 | 0 | 0 | 0 | 261.4607 | 230.6484 | 248.2691 | 281.399 | 0 | 0 | 0 | 0 | -6.6 | 4.5355 | -10.0637 | -11.007 | -2.1061 | 4.2889 | 0.83188 | 0 | 1129.1863 | 1207.3009 | 1310.6354 | 1279.575 | 0.40833 | 0.3849 | 0.36884 | 0.36626 | 461.0839 | 464.6882 | 483.4165 | 468.6622 | 0.0952 | 0.10277 | 0.099017 | 0.10546 | 0.047915 | 0.042848 | 0.043079 | 0.042817 | 107.4982 | 124.0747 | 129.7752 | 134.9438 | 54.1051 | 51.7303 | 56.4608 | 54.7878
2 | 24 | 4 | 1445.9148 | 1487.5557 | 1520.581 | 1515.3857 | 80 | 63 | 0 | 0 | 0 | 0 | 0 | 0 | 0 | 0 | 0 | 0 | 263.1027 | 247.7248 | 257.3016 | 292.0063 | 0 | 0 | 0 | 0 | -6.6 | 76.7974 | 5.3459 | -19.7188 | -1.8786 | 0 | 0 | 0 | 1111.2907 | 1100.0335 | 1257.9335 | 1243.0982 | 0.40772 | 0.37892 | 0.36678 | 0.36631 | 453.0911 | 416.8254 | 461.3903 | 455.3546 | 0.095074 | 0.10277 | 0.09902 | 0.10547 | 0.047831 | 0.042854 | 0.043091 | 0.042826 | 105.6552 | 113.0528 | 124.5605 | 131.1065 | 53.1539 | 47.1404 | 54.2056 | 53.237
2 | 24 | 5 | 1460.0987 | 1495.8853 | 1522.1388 | 1510.8596 | 80 | 63 | 0 | 0 | 0 | 0 | 0 | 0 | 0 | 0 | 0 | 0 | 234.754 | 230.5006 | 231.5392 | 266.7741 | 0 | 0 | 0 | 0 | -6.6 | 4.692 | 0 | -17.4506 | -1.1384 | 4.5627 | 0.97031 | 0 | 1153.0831 | 1193.13 | 1289.6293 | 1261.5361 | 0.409 | 0.38297 | 0.36528 | 0.36514 | 471.6129 | 456.9381 | 471.0725 | 460.6432 | 0.094879 | 0.10279 | 0.099022 | 0.10545 | 0.047608 | 0.042903 | 0.043215 | 0.042915 | 109.4033 | 122.6383 | 127.7022 | 133.0286 | 54.8961 | 51.1887 | 55.731 | 54.1383
2 | 24 | 6 | 1512.3213 | 1542.901 | 1562.9798 | 1545.5304 | 80 | 63 | 0 | 0 | 0 | 0 | 0 | 0 | 0 | 0 | 0 | 0 | 211.9621 | 211.2691 | 207.6016 | 243.7923 | 0 | 0 | 0 | 0 | 0 | 67.3099 | 48.3601 | 0 | 0 | 25.7793 | 36.3087 | 0 | 1220.3592 | 1175.5427 | 1270.7093 | 1301.7381 | 0.4104 | 0.38709 | 0.36491 | 0.36382 | 500.8358 | 455.0456 | 463.699 | 473.6013 | 0.094756 | 0.10287 | 0.09902 | 0.10543 | 0.047492 | 0.04292 | 0.043351 | 0.043037 | 115.6364 | 120.9273 | 125.8258 | 137.2484 | 57.9569 | 50.4542 | 55.0869 | 56.0234
2 | 24 | 7 | 1575.8671 | 1604.3352 | 1622.2785 | 1602.6133 | 80 | 63 | 0 | 0 | 0 | 0 | 0 | 0 | 0 | 0 | 0 | 0 | 383.3729 | 384.6337 | 379.8488 | 415.6294 | 0 | 0 | 0 | 0 | 0 | 43.802 | 46.794 | 29.6314 | 0 | 17.369 | 25.7751 | 34.99 | 1112.4942 | 1095.5305 | 1169.8605 | 1122.3626 | 0.40901 | 0.39641 | 0.37719 | 0.36382 | 455.0189 | 434.279 | 441.2553 | 408.3405 | 0.094697 | 0.10289 | 0.098985 | 0.10544 | 0.047596 | 0.043203 | 0.043712 | 0.043428 | 105.3497 | 112.7217 | 115.7989 | 118.3405 | 52.9502 | 47.3307 | 51.1368 | 48.7419
2 | 24 | 8 | 1633.215 | 1663.217 | 1684.0286 | 1667.5274 | 80 | 63 | 0 | 0 | 0 | 0 | 0 | 0 | 0 | 0 | 0 | 0 | 1035.997 | 1079.0165 | 1115.3997 | 1178.6135 | 0 | 0 | 0 | 0 | 9.1434 | -18.5367 | -4.7449 | 0 | 0 | -1.2666 | 0 | -3.3391 | 508.0746 | 541.0038 | 573.3738 | 492.253 | 0.4026 | 0.40314 | 0.38075 | 0.37732 | 204.5526 | 218.1024 | 218.3123 | 185.7351 | 0.095029 | 0.1031 | 0.099074 | 0.10557 | 0.047896 | 0.043202 | 0.04309 | 0.04298 | 48.2816 | 55.7784 | 56.8064 | 51.9682 | 24.3347 | 23.3723 | 24.7067 | 21.1571
2 | 24 | 9 | 1726.7795 | 1764.7151 | 1795.2487 | 1786.8573 | 80 | 63 | 0 | 0 | 0 | 0 | 0 | 0 | 0 | 0 | 0 | 0 | 1525.7419 | 1655.0792 | 1770.7618 | 1893.0083 | 0 | 0 | 0 | 0 | -3.516 | -15.6334 | -13.2263 | 76.1809 | -7.0376 | -3.4847 | -3.8079 | -25.2937 | 131.5912 | 65.754 | 41.521 | -157.0383 | 0.40979 | 0.40905 | 0.39309 | 0.38587 | 53.9244 | 26.8965 | 16.3213 | -60.5956 | 0.097056 | 0.10465 | 0.10013 | 0.10737 | 0.049551 | 0.046105 | 0.044016 | 0.046392 | 12.7717 | 6.8811 | 4.1573 | -16.8615 | 6.5205 | 3.0316 | 1.8276 | -7.2853
2 | 24 | 10 | 1797.3717 | 1838.8024 | 1872.4522 | 1864.9029 | 80 | 63 | 0 | 0 | 0 | 0 | 0 | 0 | 0 | 0 | 0 | 0 | 1829.8036 | 2026.9193 | 2202.3844 | 2370.4422 | 0 | 0 | 0 | 0 | -6.6 | -36.8556 | -11.445 | -104.1343 | -6.9821 | -12.8159 | -19.8889 | -38.3367 | -98.8498 | -201.4453 | -298.5983 | -363.0683 | 0.4056 | 0 | 0 | 0 | -40.094 | 0 | 0 | 0 | 0.098171 | 0.10513 | 0.10062 | 0.10929 | 0.050883 | 0.046667 | 0.046424 | 0.051989 | -9.7042 | -21.1774 | -30.0448 | -39.6805 | -5.0298 | -9.4008 | -13.8621 | -18.8757
2 | 24 | 11 | 1834.1855 | 1877.4816 | 1911.7609 | 1902.5381 | 80 | 63 | 0 | 0 | 0 | 0 | 0 | 0 | 0 | 0 | 0 | 0 | 1890.8585 | 2127.875 | 2338.9243 | 2532.2527 | 0 | 0 | 0 | 0 | -6.6 | -89.6684 | -83.9015 | -87.627 | -6.7 | -35.1707 | -40 | -40 | -123.373 | -188.5543 | -303.262 | -502.0875 | 0.40256 | 0 | 0 | 0 | -49.6649 | 0 | 0 | 0 | 0.098698 | 0.10738 | 0.10037 | 0.10847 | 0.053525 | 0.047967 | 0.046505 | 0.050883 | -12.1767 | -20.2461 | -30.4382 | -54.4632 | -6.6036 | -9.0444 | -14.1032 | -25.5477
2 | 24 | 12 | 1809.2282 | 1852.3914 | 1885.9273 | 1875.6284 | 80 | 63 | 0 | 0 | 0 | 0 | 0 | 0 | 0 | 0 | 0 | 0 | 1868.8623 | 2112.6703 | 2336.7005 | 2536.7522 | 0 | 0 | 0 | 0 | -6.6 | -69.739 | -84.722 | -94.7553 | -5.9162 | -34.2354 | -38.7893 | -40 | -127.1179 | -219.3046 | -327.2619 | -526.3685 | 0.3965 | 0 | 0 | 0 | -50.4025 | 0 | 0 | 0 | 0.099071 | 0.10753 | 0.10029 | 0.10881 | 0.053991 | 0.048073 | 0.046622 | 0.052075 | -12.5937 | -23.5812 | -32.821 | -57.2755 | -6.8632 | -10.5425 | -15.2577 | -27.4108
2 | 24 | 13 | 1776.6904 | 1822.5861 | 1859.2274 | 1851.9351 | 80 | 63 | 0 | 0 | 0 | 0 | 0 | 0 | 0 | 0 | 0 | 0 | 1818.8996 | 2051.297 | 2271.3099 | 2465.0638 | 0 | 0 | 0 | 0 | -6.6 | -69.8581 | -84.8002 | -88.3997 | -6.1275 | -34.0686 | -38.7945 | -40 | -109.4816 | -187.7842 | -288.4877 | -484.729 | 0.39531 | 0 | 0 | 0 | -43.2792 | 0 | 0 | 0 | 0.098969 | 0.10791 | 0.1017 | 0.10902 | 0.05178 | 0.048178 | 0.048128 | 0.052433 | -10.8353 | -20.2633 | -29.3382 | -52.8472 | -5.6689 | -9.0471 | -13.8844 | -25.4158
2 | 24 | 14 | 1742.97 | 1789.9563 | 1828.2701 | 1823.2992 | 80 | 63 | 0 | 0 | 0 | 0 | 0 | 0 | 0 | 0 | 0 | 0 | 1769.9569 | 1986.4886 | 2196.8414 | 2380.7016 | 0 | 0 | 0 | 0 | -6.6 | -69.9292 | -85.023 | -86.4 | -5.6262 | -34.1345 | -33.6109 | -40 | -94.7607 | -155.4687 | -249.9373 | -431.0023 | 0.39361 | 0 | 0 | 0 | -37.299 | 0 | 0 | 0 | 0.098851 | 0.10786 | 0.10064 | 0.11023 | 0.051574 | 0.048578 | 0.046559 | 0.055947 | -9.3672 | -16.7684 | -25.1531 | -47.5115 | -4.8872 | -7.5524 | -11.6369 | -24.1133
2 | 24 | 15 | 1714.8412 | 1763.456 | 1803.7748 | 1801.0112 | 80 | 63 | 0 | 0 | 0 | 0 | 0 | 0 | 0 | 0 | 0 | 0 | 1680.6442 | 1865.7066 | 2051.1474 | 2214.5539 | 0 | 0 | 0 | 0 | -6.6 | -70.2144 | -73.0444 | -68.4918 | -5.5515 | -33.729 | -39.7727 | -40 | -33.6514 | -61.307 | -134.5555 | -305.0508 | 0.39648 | 0 | 0 | 0 | -13.3422 | 0 | 0 | 0 | 0.099071 | 0.1078 | 0.10085 | 0.10978 | 0.051827 | 0.048008 | 0.046437 | 0.054061 | -3.3339 | -6.6087 | -13.5697 | -33.4873 | -1.7441 | -2.9432 | -6.2483 | -16.4913
2 | 24 | 16 | 1704.4592 | 1761.1872 | 1810.8415 | 1816.2972 | 80 | 63 | 0 | 0 | 0 | 0 | 0 | 0 | 0 | 0 | 0 | 0 | 1428.5485 | 1570.4933 | 1717.5742 | 1849.661 | 0 | 0 | 0 | 0 | -3.8835 | -4.2695 | -5.2275 | 11.8765 | -4.9731 | -3.5118 | -1.6812 | -38.0919 | 204.7674 | 135.4751 | 100.176 | -7.1483 | 0.40398 | 0 | 0.39996 | 0 | 82.7225 | 0 | 40.0666 | 0 | 0.098376 | 0.10569 | 0.10068 | 0.10845 | 0.050971 | 0.047139 | 0.045199 | 0.04881 | 20.1443 | 14.3183 | 10.0855 | -0.77521 | 10.4371 | 6.3862 | 4.5279 | -0.34891
2 | 24 | 17 | 1694.6815 | 1758.2249 | 1815.5527 | 1827.5734 | 80 | 63 | 0 | 0 | 0 | 0 | 0 | 0 | 0 | 0 | 0 | 0 | 868.9475 | 936.6101 | 1014.5423 | 1089.9147 | 0 | 0 | 0 | 0 | -3.2376 | -9.0084 | -4.32 | 8.4846 | 4.46 | -1.6812 | -1.645 | 0 | 744.5115 | 769.3044 | 806.9753 | 729.1741 | 0.4024 | 0.40819 | 0.40418 | 0.39462 | 299.5921 | 314.0215 | 326.1617 | 287.7454 | 0.095803 | 0.10382 | 0.099269 | 0.10562 | 0.048485 | 0.043638 | 0.04283 | 0.043123 | 71.3267 | 79.8659 | 80.1073 | 77.0152 | 36.0974 | 33.5708 | 34.5626 | 31.4443
2 | 24 | 18 | 1774.2249 | 1847.074 | 1914.1225 | 1932.5097 | 80 | 63 | 0 | 0 | 0 | 0 | 0 | 0 | 0 | 0 | 0 | 0 | 178.5932 | 165.737 | 173.1145 | 188.2242 | 0 | 0 | 0 | 0 | 1.0808 | 3.8289 | 3.2517 | 40.4135 | 16.8507 | 17.2013 | 24.8151 | 40 | 1497.7003 | 1597.3068 | 1712.9412 | 1663.872 | 0.40342 | 0.39939 | 0.39298 | 0.37664 | 604.196 | 637.9476 | 673.1545 | 626.6788 | 0.094866 | 0.10317 | 0.099874 | 0.10582 | 0.047707 | 0.043166 | 0.044066 | 0.043553 | 142.0807 | 164.7882 | 171.0791 | 176.0714 | 71.4501 | 68.949 | 75.4823 | 72.4673
2 | 24 | 19 | 1953.3 | 2042.4778 | 2126.2168 | 2154.6079 | 80 | 63 | 0 | 0 | 0 | 0 | 0 | 0 | 0 | 0 | 0 | 0 | 95.3611 | 71.2776 | 81.5616 | 93.5616 | 0 | 0 | 0 | 0 | 17.6973 | -1.9066 | 93.9423 | 79.5326 | 10.9491 | 15.8231 | 2.9904 | 40 | 1749.2925 | 1894.2837 | 1947.7224 | 1941.5137 | 0.41293 | 0.40451 | 0.39736 | 0.38359 | 722.3312 | 766.2547 | 773.9444 | 744.7459 | 0.094754 | 0.10316 | 0.099869 | 0.10578 | 0.047696 | 0.043405 | 0.044173 | 0.04372 | 165.7531 | 195.4154 | 194.5166 | 205.3672 | 83.4351 | 82.2213 | 86.0364 | 84.8833
2 | 24 | 20 | 1930.2608 | 2018.4909 | 2100.9806 | 2128.3489 | 80 | 63 | 0 | 0 | 0 | 0 | 0 | 0 | 0 | 0 | 0 | 0 | 120.9168 | 89.1895 | 105.0085 | 117.0085 | 0 | 0 | 0 | 0 | 13.9373 | 27.3778 | 10.7571 | 106.4405 | 2.3251 | 3.4932 | 12.4937 | 25.6983 | 1713.0816 | 1835.4304 | 1972.7213 | 1879.2017 | 0.4122 | 0.4033 | 0.397 | 0.38296 | 706.1352 | 740.2205 | 783.161 | 719.6672 | 0.094718 | 0.10318 | 0.099871 | 0.10578 | 0.047658 | 0.043213 | 0.044146 | 0.043628 | 162.2588 | 189.3861 | 197.0173 | 198.7813 | 81.6415 | 79.315 | 87.0878 | 81.9867
2 | 24 | 21 | 1888.29 | 1975.8797 | 2057.5957 | 2084.722 | 80 | 63 | 0 | 0 | 0 | 0 | 0 | 0 | 0 | 0 | 0 | 0 | 155.2485 | 116.4509 | 138.9618 | 151.02 | 0 | 0 | 0 | 0 | 12.1608 | 0 | 21.9869 | 28.8 | 2.4596 | 5.6035 | 6.3052 | 31.6135 | 1638.4211 | 1790.8253 | 1890.3418 | 1873.2884 | 0.40612 | 0.40218 | 0.39602 | 0.38156 | 665.3946 | 720.2267 | 748.608 | 714.7775 | 0.09463 | 0.10311 | 0.099855 | 0.10575 | 0.047643 | 0.043144 | 0.044055 | 0.043602 | 155.0435 | 184.6599 | 188.7595 | 198.1045 | 78.0599 | 77.2639 | 83.2794 | 81.6784
2 | 24 | 22 | 1808.5783 | 1893.5266 | 1972.8329 | 1999.5127 | 80 | 63 | 0 | 0 | 0 | 0 | 0 | 0 | 0 | 0 | 0 | 0 | 171.5955 | 130.8401 | 155.6884 | 168.7764 | 0 | 0 | 0 | 0 | 14.5894 | 0 | 5.2329 | 28.8 | 0 | 5.8338 | 13.5635 | 31.8325 | 1542.3934 | 1693.8526 | 1798.3481 | 1770.1038 | 0.41109 | 0.39872 | 0.39241 | 0.37595 | 634.068 | 675.3705 | 705.692 | 665.4678 | 0.094516 | 0.10292 | 0.099753 | 0.10576 | 0.047603 | 0.043037 | 0.043906 | 0.043547 | 145.7816 | 174.3252 | 179.3904 | 187.2053 | 73.4219 | 72.8989 | 78.9578 | 77.0831
2 | 24 | 23 | 1696.6091 | 1778.8742 | 1856.0625 | 1883.3173 | 80 | 63 | 0 | 0 | 0 | 0 | 0 | 0 | 0 | 0 | 0 | 0 | 169.9422 | 133.4558 | 156.0375 | 170.7017 | 0 | 0 | 0 | 0 | 0 | 87.6582 | 23.942 | 11.1472 | 7.9319 | 7.1662 | 16.6024 | 34.5934 | 1438.7351 | 1487.5941 | 1659.4806 | 1666.875 | 0.41371 | 0.39663 | 0.38604 | 0.36606 | 595.2201 | 590.0184 | 640.6202 | 610.1719 | 0.094524 | 0.10276 | 0.099596 | 0.10574 | 0.047677 | 0.042817 | 0.04382 | 0.043505 | 135.9946 | 152.86 | 165.2771 | 176.2475 | 68.5946 | 63.6938 | 72.7178 | 72.518
2 | 24 | 24 | 1574.3392 | 1646.3685 | 1712.8757 | 1733.5313 | 80 | 63 | 0 | 0 | 0 | 0 | 0 | 0 | 0 | 0 | 0 | 0 | 209.4593 | 183.4977 | 205.0603 | 221.227 | 0 | 0 | 0 | 0 | 0 | 5.5201 | 43.0511 | 5.2644 | 0 | 28.1194 | 10.3758 | 3.4234 | 1284.8799 | 1366.2313 | 1454.3886 | 1503.6165 | 0.40639 | 0.39199 | 0.37547 | 0.36382 | 522.1607 | 535.5452 | 546.0769 | 547.0484 | 0.095206 | 0.10275 | 0.099285 | 0.10561 | 0.04814 | 0.042867 | 0.043498 | 0.043317 | 122.3285 | 140.38 | 144.3984 | 158.8027 | 61.8538 | 58.5661 | 63.2635 | 65.1326
2 | 25 | 1 | 1501.7445 | 1563.5425 | 1618.7919 | 1631.1021 | 80 | 63 | 0 | 0 | 0 | 0 | 0 | 0 | 0 | 0 | 0 | 0 | 248.8986 | 226.2687 | 249.5459 | 266.8801 | 0 | 0 | 0 | 0 | -6.6 | 17.5316 | 23.942 | -4.3798 | 0 | 1.986 | 13.3338 | 0 | 1179.446 | 1254.7561 | 1331.9701 | 1368.6018 | 0.40941 | 0.38749 | 0.36569 | 0.36737 | 482.8724 | 486.2035 | 487.0816 | 502.7802 | 0.095375 | 0.10278 | 0.09923 | 0.10553 | 0.048212 | 0.042779 | 0.043415 | 0.043067 | 112.49 | 128.9592 | 132.1717 | 144.4237 | 56.8633 | 53.6774 | 57.8279 | 58.9418
2 | 25 | 2 | 1437.5979 | 1489.8515 | 1534.9176 | 1540.0564 | 80 | 63 | 0 | 0 | 0 | 0 | 0 | 0 | 0 | 0 | 0 | 0 | 286.1219 | 268.9229 | 291.852 | 311.6247 | 0 | 0 | 0 | 0 | -6.6 | 0 | 0 | -7.2978 | -1.4889 | 10.2421 | 4.2889 | 0 | 1079.5649 | 1147.6864 | 1238.7768 | 1235.7294 | 0.40877 | 0.38552 | 0.36832 | 0.36522 | 441.2947 | 442.4613 | 456.2663 | 451.308 | 0.095382 | 0.10276 | 0.09902 | 0.10547 | 0.048091 | 0.042742 | 0.04309 | 0.04286 | 102.971 | 117.9383 | 122.6637 | 130.3287 | 51.9174 | 49.0539 | 53.3791 | 52.9631
2 | 25 | 3 | 1402.8912 | 1447.2645 | 1483.8013 | 1482.566 | 80 | 63 | 0 | 0 | 0 | 0 | 0 | 0 | 0 | 0 | 0 | 0 | 317.2935 | 303.1885 | 325.4345 | 348.757 | 0 | 0 | 0 | 0 | -6.6 | 4.5355 | -10.0637 | -11.007 | -2.1061 | 4.2889 | 0.83188 | 0 | 1014.3038 | 1072.2517 | 1167.5986 | 1144.8161 | 0.40833 | 0.3849 | 0.36884 | 0.36626 | 414.1736 | 412.708 | 430.6586 | 419.3048 | 0.0952 | 0.10277 | 0.099017 | 0.10546 | 0.047915 | 0.042848 | 0.043079 | 0.042817 | 96.5614 | 110.1956 | 115.6121 | 120.7322 | 48.6005 | 45.9437 | 50.2989 | 49.0178
2 | 25 | 4 | 1384.8362 | 1422.8987 | 1452.4462 | 1445.6689 | 80 | 63 | 0 | 0 | 0 | 0 | 0 | 0 | 0 | 0 | 0 | 0 | 349.306 | 331.4172 | 356.6244 | 382.9235 | 0 | 0 | 0 | 0 | -6.6 | 76.7974 | 5.3459 | -19.7188 | -1.8786 | 0 | 0 | 0 | 964.0088 | 951.6842 | 1090.4758 | 1082.4642 | 0.40772 | 0.37892 | 0.36678 | 0.36631 | 393.0419 | 360.6127 | 399.9695 | 396.5134 | 0.095074 | 0.10277 | 0.09902 | 0.10547 | 0.047831 | 0.042854 | 0.043091 | 0.042826 | 91.6524 | 97.8066 | 107.9789 | 114.1648 | 46.1093 | 40.7831 | 46.9897 | 46.3577
2 | 25 | 5 | 1385.2371 | 1416.6379 | 1438.6288 | 1425.4106 | 80 | 63 | 0 | 0 | 0 | 0 | 0 | 0 | 0 | 0 | 0 | 0 | 377.3434 | 356.0142 | 384.0018 | 412.7499 | 0 | 0 | 0 | 0 | -6.6 | 4.692 | 0 | -17.4506 | -1.1384 | 4.5627 | 0.97031 | 0 | 935.6321 | 988.3692 | 1053.6567 | 1030.1113 | 0.409 | 0.38297 | 0.36528 | 0.36514 | 382.6751 | 378.5199 | 384.877 | 376.1397 | 0.094879 | 0.10279 | 0.099022 | 0.10545 | 0.047608 | 0.042903 | 0.043215 | 0.042915 | 88.7718 | 101.5915 | 104.3357 | 108.6249 | 44.5437 | 42.4039 | 45.5335 | 44.2068
2 | 25 | 6 | 1407.725 | 1432.1769 | 1446.2999 | 1426.1412 | 80 | 63 | 0 | 0 | 0 | 0 | 0 | 0 | 0 | 0 | 0 | 0 | 406.1705 | 383.1103 | 413.6086 | 444.242 | 0 | 0 | 0 | 0 | 0 | 67.3099 | 48.3601 | 0 | 0 | 25.7793 | 36.3087 | 0 | 921.5546 | 892.9774 | 948.0225 | 981.8992 | 0.4104 | 0.38709 | 0.36491 | 0.36382 | 378.2063 | 345.6663 | 345.9462 | 357.2368 | 0.094756 | 0.10287 | 0.09902 | 0.10543 | 0.047492 | 0.04292 | 0.043351 | 0.043037 | 87.3229 | 91.86 | 93.8733 | 103.5263 | 43.7662 | 38.3265 | 41.098 | 42.2584
2 | 25 | 7 | 1448.0428 | 1469.0222 | 1479.6872 | 1456.711 | 80 | 63 | 0 | 0 | 0 | 0 | 0 | 0 | 0 | 0 | 0 | 0 | 601.6048 | 573.6847 | 604.0706 | 638.1184 | 0 | 0 | 0 | 0 | 0 | 43.802 | 46.794 | 29.6314 | 0 | 17.369 | 25.7751 | 34.99 | 766.438 | 771.1665 | 803.0475 | 753.9713 | 0.40901 | 0.39641 | 0.37719 | 0.36382 | 313.4792 | 305.698 | 302.8985 | 274.3115 | 0.094697 | 0.10289 | 0.098985 | 0.10544 | 0.047596 | 0.043203 | 0.043712 | 0.043428 | 72.5793 | 79.3471 | 79.4898 | 79.4978 | 36.4794 | 33.3171 | 35.1027 | 32.7434
2 | 25 | 8 | 1503.3617 | 1525.7562 | 1539.1739 | 1519.3092 | 80 | 63 | 0 | 0 | 0 | 0 | 0 | 0 | 0 | 0 | 0 | 0 | 1249.4273 | 1245.6506 | 1303.2735 | 1360.631 | 0 | 0 | 0 | 0 | 9.1434 | -18.5367 | -4.7449 | 0 | 0 | -1.2666 | 0 | -3.3391 | 164.7911 | 236.9089 | 240.6453 | 162.0173 | 0.4026 | 0.40314 | 0.38075 | 0.37732 | 66.3455 | 95.5084 | 91.6258 | 61.1318 | 0.095029 | 0.1031 | 0.099074 | 0.10557 | 0.047896 | 0.043202 | 0.04309 | 0.04298 | 15.6599 | 24.4257 | 23.8417 | 17.1045 | 7.8928 | 10.2349 | 10.3694 | 6.9635
2 | 25 | 9 | 1591.6089 | 1621.6255 | 1644.4625 | 1632.5698 | 80 | 63 | 0 | 0 | 0 | 0 | 0 | 0 | 0 | 0 | 0 | 0 | 1605.4406 | 1650.365 | 1762.673 | 1861.9675 | 0 | 0 | 0 | 0 | -3.516 | -15.6334 | -13.2263 | 76.1809 | -7.0376 | -3.4847 | -3.8079 | -25.2937 | -83.278 | -72.6214 | -101.1764 | -280.2849 | 0.40979 | 0.40905 | 0.39309 | 0.38587 | -34.1263 | -29.7056 | -39.7709 | -108.1522 | 0.097056 | 0.10465 | 0.10013 | 0.10737 | 0.049551 | 0.046105 | 0.044016 | 0.046392 | -8.0826 | -7.5998 | -10.1304 | -30.0948 | -4.1265 | -3.3482 | -4.4534 | -13.003
2 | 25 | 10 | 1656.1843 | 1689.3434 | 1714.954 | 1703.7476 | 80 | 63 | 0 | 0 | 0 | 0 | 0 | 0 | 0 | 0 | 0 | 0 | 1743.1701 | 1826.0743 | 1983.9373 | 2118.0625 | 0 | 0 | 0 | 0 | -6.6 | -36.8556 | -11.445 | -104.1343 | -6.9821 | -12.8159 | -19.8889 | -38.3367 | -153.4037 | -150.0594 | -237.6495 | -271.8439 | 0.4056 | 0 | 0 | 0 | -62.2213 | 0 | 0 | 0 | 0.098171 | 0.10513 | 0.10062 | 0.10929 | 0.050883 | 0.046667 | 0.046424 | 0.051989 | -15.0598 | -15.7753 | -23.9121 | -29.7104 | -7.8057 | -7.0028 | -11.0326 | -14.133
2 | 25 | 11 | 1696.4963 | 1731.7258 | 1758.1649 | 1745.3758 | 80 | 63 | 0 | 0 | 0 | 0 | 0 | 0 | 0 | 0 | 0 | 0 | 1743.5539 | 1844.7319 | 2021.8683 | 2171.9954 | 0 | 0 | 0 | 0 | -6.6 | -89.6684 | -83.9015 | -87.627 | -6.7 | -35.1707 | -40 | -40 | -113.7576 | -51.167 | -139.8019 | -298.9926 | 0.40256 | 0 | 0 | 0 | -45.7942 | 0 | 0 | 0 | 0.098698 | 0.10738 | 0.10037 | 0.10847 | 0.053525 | 0.047967 | 0.046505 | 0.050883 | -11.2277 | -5.4941 | -14.0318 | -32.4328 | -6.0889 | -2.4543 | -6.5015 | -15.2136
2 | 25 | 12 | 1699.6645 | 1736.4088 | 1763.7062 | 1750.5694 | 80 | 63 | 0 | 0 | 0 | 0 | 0 | 0 | 0 | 0 | 0 | 0 | 2034.6054 | 2170.6297 | 2378.6734 | 2558.1007 | 0 | 0 | 0 | 0 | -6.6 | -69.739 | -84.722 | -94.7553 | -5.9162 | -34.2354 | -38.7893 | -40 | -402.4247 | -393.2465 | -491.4559 | -672.7761 | 0.3965 | 0 | 0 | 0 | -159.562 | 0 | 0 | 0 | 0.099071 | 0.10753 | 0.10029 | 0.10881 | 0.053991 | 0.048073 | 0.046622 | 0.052075 | -39.8686 | -42.2846 | -49.2879 | -73.2065 | -21.7274 | -18.9044 | -22.9128 | -35.035
2 | 25 | 13 | 1696.7915 | 1738.0063 | 1770.098 | 1760.7362 | 80 | 63 | 0 | 0 | 0 | 0 | 0 | 0 | 0 | 0 | 0 | 0 | 1958.9672 | 2090.5467 | 2294.3115 | 2476.1707 | 0 | 0 | 0 | 0 | -6.6 | -69.8581 | -84.8002 | -88.3997 | -6.1275 | -34.0686 | -38.7945 | -40 | -329.4482 | -311.6137 | -400.6187 | -587.0348 | 0.39531 | 0 | 0 | 0 | -130.2344 | 0 | 0 | 0 | 0.098969 | 0.10791 | 0.1017 | 0.10902 | 0.05178 | 0.048178 | 0.048128 | 0.052433 | -32.6052 | -33.6254 | -40.7415 | -64.001 | -17.0588 | -15.0129 | -19.2811 | -30.78
2 | 25 | 14 | 1688.1182 | 1731.8909 | 1767.0815 | 1760.6898 | 80 | 63 | 0 | 0 | 0 | 0 | 0 | 0 | 0 | 0 | 0 | 0 | 1780.7644 | 1909.1018 | 2106.4496 | 2292.4444 | 0 | 0 | 0 | 0 | -6.6 | -69.9292 | -85.023 | -86.4 | -5.6262 | -34.1345 | -33.6109 | -40 | -160.4199 | -136.1472 | -220.7342 | -405.3546 | 0.39361 | 0 | 0 | 0 | -63.1433 | 0 | 0 | 0 | 0.098851 | 0.10786 | 0.10064 | 0.11023 | 0.051574 | 0.048578 | 0.046559 | 0.055947 | -15.8577 | -14.6844 | -22.2142 | -44.6843 | -8.2735 | -6.6138 | -10.2772 | -22.6784
2 | 25 | 15 | 1687.3454 | 1734.3493 | 1773.1024 | 1769.6267 | 80 | 63 | 0 | 0 | 0 | 0 | 0 | 0 | 0 | 0 | 0 | 0 | 1696.1026 | 1806.3204 | 1974.5725 | 2142.21 | 0 | 0 | 0 | 0 | -6.6 | -70.2144 | -73.0444 | -68.4918 | -5.5515 | -33.729 | -39.7727 | -40 | -76.6057 | -31.0276 | -88.653 | -264.0915 | 0.39648 | 0 | 0 | 0 | -30.3729 | 0 | 0 | 0 | 0.099071 | 0.1078 | 0.10085 | 0.10978 | 0.051827 | 0.048008 | 0.046437 | 0.054061 | -7.5894 | -3.3447 | -8.9405 | -28.991 | -3.9703 | -1.4896 | -4.1168 | -14.277
2 | 25 | 16 | 1695.9236 | 1752.1515 | 1801.3198 | 1806.5544 | 80 | 63 | 0 | 0 | 0 | 0 | 0 | 0 | 0 | 0 | 0 | 0 | 1468.4754 | 1556.3489 | 1693.3767 | 1840.6786 | 0 | 0 | 0 | 0 | -3.8835 | -4.2695 | -5.2275 | 11.8765 | -4.9731 | -3.5118 | -1.6812 | -38.0919 | 156.3048 | 140.5838 | 114.8517 | -7.9087 | 0.40398 | 0 | 0.39996 | 0 | 63.1445 | 0 | 45.9364 | 0 | 0.098376 | 0.10569 | 0.10068 | 0.10845 | 0.050971 | 0.047139 | 0.045199 | 0.04881 | 15.3767 | 14.8582 | 11.563 | -0.85767 | 7.9669 | 6.627 | 5.1912 | -0.38602
2 | 25 | 17 | 1727.9843 | 1793.4789 | 1852.7029 | 1865.5863 | 80 | 63 | 0 | 0 | 0 | 0 | 0 | 0 | 0 | 0 | 0 | 0 | 1206.5202 | 1258.2196 | 1345.0871 | 1453.8952 | 0 | 0 | 0 | 0 | -3.2376 | -9.0084 | -4.32 | 8.4846 | 4.46 | -1.6812 | -1.645 | 0 | 440.2416 | 482.9489 | 513.5808 | 403.2064 | 0.4024 | 0.40819 | 0.40418 | 0.39462 | 177.1537 | 197.1344 | 207.5781 | 159.1126 | 0.095803 | 0.10382 | 0.099269 | 0.10562 | 0.048485 | 0.043638 | 0.04283 | 0.043123 | 42.1766 | 50.1377 | 50.9824 | 42.5866 | 21.345 | 21.0748 | 21.9966 | 17.3875
2 | 25 | 18 | 1856.4327 | 1934.098 | 2005.8274 | 2026.3439 | 80 | 63 | 0 | 0 | 0 | 0 | 0 | 0 | 0 | 0 | 0 | 0 | 645.5002 | 640.2432 | 665.395 | 723.948 | 0 | 0 | 0 | 0 | 1.0808 | 3.8289 | 3.2517 | 40.4135 | 16.8507 | 17.2013 | 24.8151 | 40 | 1113.0011 | 1209.8246 | 1312.3656 | 1221.9824 | 0.40342 | 0.39939 | 0.39298 | 0.37664 | 449.0022 | 483.1912 | 515.7357 | 460.246 | 0.094866 | 0.10317 | 0.099874 | 0.10582 | 0.047707 | 0.043166 | 0.044066 | 0.043553 | 105.5858 | 124.8131 | 131.0718 | 129.3105 | 53.0975 | 52.223 | 57.8306 | 53.2215
2 | 25 | 19 | 2028.5113 | 2122.0955 | 2210.117 | 2240.4563 | 80 | 63 | 0 | 0 | 0 | 0 | 0 | 0 | 0 | 0 | 0 | 0 | 574.2784 | 578.0112 | 597.5434 | 649.7922 | 0 | 0 | 0 | 0 | 17.6973 | -1.9066 | 93.9423 | 79.5326 | 10.9491 | 15.8231 | 2.9904 | 40 | 1345.5866 | 1467.1677 | 1515.6408 | 1471.1316 | 0.41293 | 0.40451 | 0.39736 | 0.38359 | 555.6299 | 593.4824 | 602.253 | 564.3118 | 0.094754 | 0.10316 | 0.099869 | 0.10578 | 0.047696 | 0.043405 | 0.044173 | 0.04372 | 127.5002 | 151.3539 | 151.3652 | 155.6116 | 64.1798 | 63.6823 | 66.9501 | 64.3181
2 | 25 | 20 | 2007.0113 | 2099.7379 | 2186.5978 | 2215.9541 | 80 | 63 | 0 | 0 | 0 | 0 | 0 | 0 | 0 | 0 | 0 | 0 | 586.8537 | 603.7589 | 620.9231 | 669.2495 | 0 | 0 | 0 | 0 | 13.9373 | 27.3778 | 10.7571 | 106.4405 | 2.3251 | 3.4932 | 12.4937 | 25.6983 | 1323.8952 | 1402.1081 | 1542.424 | 1414.5659 | 0.4122 | 0.4033 | 0.397 | 0.38296 | 545.7119 | 565.4636 | 612.335 | 541.7283 | 0.094718 | 0.10318 | 0.099871 | 0.10578 | 0.047658 | 0.043213 | 0.044146 | 0.043628 | 125.3961 | 144.6744 | 154.0432 | 149.6323 | 63.0938 | 60.5897 | 68.0919 | 61.7153
2 | 25 | 21 | 1968.189 | 2060.4596 | 2146.7251 | 2175.9209 | 80 | 63 | 0 | 0 | 0 | 0 | 0 | 0 | 0 | 0 | 0 | 0 | 606.6121 | 632.6998 | 648.6073 | 695.3765 | 0 | 0 | 0 | 0 | 12.1608 | 0 | 21.9869 | 28.8 | 2.4596 | 5.6035 | 6.3052 | 31.6135 | 1266.9564 | 1359.1563 | 1469.8257 | 1420.1309 | 0.40612 | 0.40218 | 0.39602 | 0.38156 | 514.5356 | 546.6199 | 582.0763 | 541.8694 | 0.09463 | 0.10311 | 0.099855 | 0.10575 | 0.047643 | 0.043144 | 0.044055 | 0.043602 | 119.8919 | 140.1486 | 146.7689 | 150.1821 | 60.3621 | 58.6399 | 64.7535 | 61.92
2 | 25 | 22 | 1870.0067 | 1958.5539 | 2041.3579 | 2069.6289 | 80 | 63 | 0 | 0 | 0 | 0 | 0 | 0 | 0 | 0 | 0 | 0 | 582.2655 | 603.7621 | 619.6431 | 665.958 | 0 | 0 | 0 | 0 | 14.5894 | 0 | 5.2329 | 28.8 | 0 | 5.8338 | 13.5635 | 31.8325 | 1193.1518 | 1285.9579 | 1402.9184 | 1343.0383 | 0.41109 | 0.39872 | 0.39241 | 0.37595 | 490.497 | 512.7353 | 550.521 | 504.9132 | 0.094516 | 0.10292 | 0.099753 | 0.10576 | 0.047603 | 0.043037 | 0.043906 | 0.043547 | 112.7725 | 132.3461 | 139.9452 | 142.0391 | 56.7971 | 55.3442 | 61.5962 | 58.4856
2 | 25 | 23 | 1720.1171 | 1803.7594 | 1882.2862 | 1910.1499 | 80 | 63 | 0 | 0 | 0 | 0 | 0 | 0 | 0 | 0 | 0 | 0 | 554.372 | 568.6612 | 585.1064 | 631.7973 | 0 | 0 | 0 | 0 | 0 | 87.6582 | 23.942 | 11.1472 | 7.9319 | 7.1662 | 16.6024 | 34.5934 | 1077.8132 | 1077.2738 | 1256.6354 | 1232.6119 | 0.41371 | 0.39663 | 0.38604 | 0.36606 | 445.9028 | 427.2748 | 485.1072 | 451.2067 | 0.094524 | 0.10276 | 0.099596 | 0.10574 | 0.047677 | 0.042817 | 0.04382 | 0.043505 | 101.8789 | 110.6969 | 125.1555 | 130.3306 | 51.3869 | 46.1253 | 55.0653 | 53.6252
2 | 25 | 24 | 1558.5273 | 1629.6303 | 1695.2372 | 1715.4832 | 80 | 63 | 0 | 0 | 0 | 0 | 0 | 0 | 0 | 0 | 0 | 0 | 469.9532 | 469.1821 | 483.0568 | 531.3825 | 0 | 0 | 0 | 0 | 0 | 5.5201 | 43.0511 | 5.2644 | 0 | 28.1194 | 10.3758 | 3.4234 | 1008.5741 | 1063.8087 | 1158.7535 | 1175.4129 | 0.40639 | 0.39199 | 0.37547 | 0.36382 | 409.8732 | 416.9994 | 435.0753 | 427.6408 | 0.095206 | 0.10275 | 0.099285 | 0.10561 | 0.04814 | 0.042867 | 0.043498 | 0.043317 | 96.0225 | 109.3061 | 115.0463 | 124.1398 | 48.5525 | 45.6022 | 50.4039 | 50.9157
2 | 26 | 1 | 1459.3463 | 1518.6603 | 1571.4956 | 1582.7075 | 80 | 63 | 0 | 0 | 0 | 0 | 0 | 0 | 0 | 0 | 0 | 0 | 435.2239 | 431.9267 | 444.5529 | 491.572 | 0 | 0 | 0 | 0 | -6.6 | 17.5316 | 23.942 | -4.3798 | 0 | 1.986 | 13.3338 | 0 | 950.7224 | 1004.216 | 1089.6668 | 1095.5154 | 0.40941 | 0.38749 | 0.36569 | 0.36737 | 389.2316 | 389.1221 | 398.4749 | 402.4571 | 0.095375 | 0.10278 | 0.09923 | 0.10553 | 0.048212 | 0.042779 | 0.043415 | 0.043067 | 90.6754 | 103.2096 | 108.1279 | 115.6058 | 45.8361 | 42.9595 | 47.3082 | 47.1807
2 | 26 | 2 | 1405.0647 | 1455.4122 | 1498.6259 | 1502.922 | 80 | 63 | 0 | 0 | 0 | 0 | 0 | 0 | 0 | 0 | 0 | 0 | 428.7383 | 422.0573 | 436.0233 | 482.5102 | 0 | 0 | 0 | 0 | -6.6 | 0 | 0 | -7.2978 | -1.4889 | 10.2421 | 4.2889 | 0 | 904.4152 | 960.1128 | 1058.3138 | 1027.7096 | 0.40877 | 0.38552 | 0.36832 | 0.36522 | 369.6986 | 370.147 | 389.7982 | 375.3359 | 0.095382 | 0.10276 | 0.09902 | 0.10547 | 0.048091 | 0.042742 | 0.04309 | 0.04286 | 86.2648 | 98.6629 | 104.7943 | 108.3895 | 43.4942 | 41.0367 | 45.6029 | 44.0474
2 | 26 | 3 | 1382.8815 | 1426.0825 | 1461.4799 | 1459.7264 | 80 | 63 | 0 | 0 | 0 | 0 | 0 | 0 | 0 | 0 | 0 | 0 | 431.7073 | 424.1042 | 439.136 | 485.2323 | 0 | 0 | 0 | 0 | -6.6 | 4.5355 | -10.0637 | -11.007 | -2.1061 | 4.2889 | 0.83188 | 0 | 879.8802 | 930.154 | 1031.5757 | 985.5011 | 0.40833 | 0.3849 | 0.36884 | 0.36626 | 359.284 | 358.0148 | 380.4877 | 360.9535 | 0.0952 | 0.10277 | 0.099017 | 0.10546 | 0.047915 | 0.042848 | 0.043079 | 0.042817 | 83.7643 | 95.5922 | 102.1435 | 103.9308 | 42.1596 | 39.8551 | 44.4392 | 42.1964
2 | 26 | 4 | 1390.4333 | 1428.8238 | 1458.69 | 1452.0576 | 80 | 63 | 0 | 0 | 0 | 0 | 0 | 0 | 0 | 0 | 0 | 0 | 420.3372 | 410.8229 | 425.6768 | 471.6353 | 0 | 0 | 0 | 0 | -6.6 | 76.7974 | 5.3459 | -19.7188 | -1.8786 | 0 | 0 | 0 | 898.5747 | 878.2035 | 1027.6672 | 1000.1411 | 0.40772 | 0.37892 | 0.36678 | 0.36631 | 366.3633 | 332.7694 | 376.9322 | 366.3579 | 0.095074 | 0.10277 | 0.09902 | 0.10547 | 0.047831 | 0.042854 | 0.043091 | 0.042826 | 85.4313 | 90.2549 | 101.7595 | 105.4824 | 42.9796 | 37.6342 | 44.2832 | 42.8321
2 | 26 | 5 | 1434.0021 | 1468.2598 | 1493.0274 | 1481.0723 | 80 | 63 | 0 | 0 | 0 | 0 | 0 | 0 | 0 | 0 | 0 | 0 | 414.7915 | 406.1922 | 421.4616 | 465.4306 | 0 | 0 | 0 | 0 | -6.6 | 4.692 | 0 | -17.4506 | -1.1384 | 4.5627 | 0.97031 | 0 | 946.949 | 989.813 | 1070.5955 | 1033.0923 | 0.409 | 0.38297 | 0.36528 | 0.36514 | 387.3037 | 379.0729 | 391.0644 | 377.2281 | 0.094879 | 0.10279 | 0.099022 | 0.10545 | 0.047608 | 0.042903 | 0.043215 | 0.042915 | 89.8455 | 101.7399 | 106.013 | 108.9392 | 45.0824 | 42.4658 | 46.2655 | 44.3347
2 | 26 | 6 | 1552.9704 | 1585.9316 | 1608.3249 | 1591.9284 | 80 | 63 | 0 | 0 | 0 | 0 | 0 | 0 | 0 | 0 | 0 | 0 | 413.5 | 402.7435 | 420.3378 | 462.0165 | 0 | 0 | 0 | 0 | 0 | 67.3099 | 48.3601 | 0 | 0 | 25.7793 | 36.3087 | 0 | 1059.4704 | 1027.0989 | 1103.3183 | 1129.9119 | 0.4104 | 0.38709 | 0.36491 | 0.36382 | 434.807 | 397.5839 | 402.6157 | 411.0871 | 0.094756 | 0.10287 | 0.09902 | 0.10543 | 0.047492 | 0.04292 | 0.043351 | 0.043037 | 100.3912 | 105.657 | 109.2507 | 119.132 | 50.3161 | 44.083 | 47.8303 | 48.6285
2 | 26 | 7 | 1764.5601 | 1804.0829 | 1832.7705 | 1817.9928 | 80 | 63 | 0 | 0 | 0 | 0 | 0 | 0 | 0 | 0 | 0 | 0 | 603.6282 | 601.7077 | 620.396 | 660.1254 | 0 | 0 | 0 | 0 | 0 | 43.802 | 46.794 | 29.6314 | 0 | 17.369 | 25.7751 | 34.99 | 1080.9319 | 1078.2042 | 1139.8053 | 1093.2461 | 0.40901 | 0.39641 | 0.37719 | 0.36382 | 442.1097 | 427.4107 | 429.9189 | 397.7472 | 0.094697 | 0.10289 | 0.098985 | 0.10544 | 0.047596 | 0.043203 | 0.043712 | 0.043428 | 102.3609 | 110.9389 | 112.8239 | 115.2705 | 51.448 | 46.5822 | 49.823 | 47.4775
2 | 26 | 8 | 1894.7406 | 1940.0642 | 1975.7672 | 1966.0401 | 80 | 63 | 0 | 0 | 0 | 0 | 0 | 0 | 0 | 0 | 0 | 0 | 1138.7932 | 1183.2579 | 1237.1926 | 1301.7334 | 0 | 0 | 0 | 0 | 9.1434 | -18.5367 | -4.7449 | 0 | 0 | -1.2666 | 0 | -3.3391 | 666.8041 | 713.6096 | 743.3195 | 667.6458 | 0.4026 | 0.40314 | 0.38075 | 0.37732 | 268.4577 | 287.6875 | 283.0192 | 251.9136 | 0.095029 | 0.1031 | 0.099074 | 0.10557 | 0.047896 | 0.043202 | 0.04309 | 0.04298 | 63.3654 | 73.5744 | 73.6435 | 70.4848 | 31.9371 | 30.8292 | 32.0297 | 28.6955
2 | 26 | 9 | 1956.7513 | 2008.16 | 2051.7882 | 2049.3536 | 80 | 63 | 0 | 0 | 0 | 0 | 0 | 0 | 0 | 0 | 0 | 0 | 1594.8014 | 1707.2799 | 1829.7123 | 1944.357 | 0 | 0 | 0 | 0 | -3.516 | -15.6334 | -13.2263 | 76.1809 | -7.0376 | -3.4847 | -3.8079 | -25.2937 | 292.5035 | 256.9982 | 239.11 | 54.1094 | 0.40979 | 0.40905 | 0.39309 | 0.38587 | 119.8643 | 105.1245 | 93.9906 | 20.8789 | 0.097056 | 0.10465 | 0.10013 | 0.10737 | 0.049551 | 0.046105 | 0.044016 | 0.046392 | 28.3892 | 26.8948 | 23.9411 | 5.8098 | 14.4938 | 11.8489 | 10.5247 | 2.5102
2 | 26 | 10 | 1997.5388 | 2050.6965 | 2095.7439 | 2093.3793 | 80 | 63 | 0 | 0 | 0 | 0 | 0 | 0 | 0 | 0 | 0 | 0 | 1766.9885 | 1918.2677 | 2089.5781 | 2242.2428 | 0 | 0 | 0 | 0 | -6.6 | -36.8556 | -11.445 | -104.1343 | -6.9821 | -12.8159 | -19.8889 | -38.3367 | 164.1324 | 119.1003 | 37.4996 | -6.3926 | 0.4056 | 0 | 0 | 0 | 66.5729 | 0 | 0 | 0 | 0.098171 | 0.10513 | 0.10062 | 0.10929 | 0.050883 | 0.046667 | 0.046424 | 0.051989 | 16.113 | 12.5207 | 3.7732 | -0.69866 | 8.3516 | 5.558 | 1.7409 | -0.33234
2 | 26 | 11 | 2028.1958 | 2082.8582 | 2128.1844 | 2123.9869 | 80 | 63 | 0 | 0 | 0 | 0 | 0 | 0 | 0 | 0 | 0 | 0 | 1923.0223 | 2079.9447 | 2276.047 | 2448.6409 | 0 | 0 | 0 | 0 | -6.6 | -89.6684 | -83.9015 | -87.627 | -6.7 | -35.1707 | -40 | -40 | 38.4735 | 64.7526 | -23.9612 | -197.027 | 0.40256 | 0 | 0 | 0 | 15.4879 | 0 | 0 | 0 | 0.098698 | 0.10738 | 0.10037 | 0.10847 | 0.053525 | 0.047967 | 0.046505 | 0.050883 | 3.7973 | 6.9528 | -2.405 | -21.3722 | 2.0593 | 3.106 | -1.1143 | -10.0253
2 | 26 | 12 | 2026.9563 | 2082.8752 | 2128.8087 | 2124.1494 | 80 | 63 | 0 | 0 | 0 | 0 | 0 | 0 | 0 | 0 | 0 | 0 | 1989.2464 | 2137.0227 | 2349.2629 | 2532.5067 | 0 | 0 | 0 | 0 | -6.6 | -69.739 | -84.722 | -94.7553 | -5.9162 | -34.2354 | -38.7893 | -40 | -29.7739 | -13.1731 | -96.9429 | -273.602 | 0.3965 | 0 | 0 | 0 | -11.8054 | 0 | 0 | 0 | 0.099071 | 0.10753 | 0.10029 | 0.10881 | 0.053991 | 0.048073 | 0.046622 | 0.052075 | -2.9497 | -1.4165 | -9.7224 | -29.7713 | -1.6075 | -0.63326 | -4.5197 | -14.2479
2 | 26 | 13 | 2022.9639 | 2083.2877 | 2133.9518 | 2133.0386 | 80 | 63 | 0 | 0 | 0 | 0 | 0 | 0 | 0 | 0 | 0 | 0 | 1918.0683 | 2036.9085 | 2240.5395 | 2416.3022 | 0 | 0 | 0 | 0 | -6.6 | -69.8581 | -84.8002 | -88.3997 | -6.1275 | -34.0686 | -38.7945 | -40 | 37.6231 | 87.3059 | 17.0071 | -154.8639 | 0.39531 | 0 | 0 | 0 | 14.8728 | 0 | 0 | 0 | 0.098969 | 0.10791 | 0.1017 | 0.10902 | 0.05178 | 0.048178 | 0.048128 | 0.052433 | 3.7235 | 9.4209 | 1.7296 | -16.8839 | 1.9481 | 4.2062 | 0.81852 | -8.12
2 | 26 | 14 | 2015.3401 | 2078.2833 | 2132.106 | 2134.19 | 80 | 63 | 0 | 0 | 0 | 0 | 0 | 0 | 0 | 0 | 0 | 0 | 1828.7874 | 1925.0716 | 2114.9531 | 2287.1985 | 0 | 0 | 0 | 0 | -6.6 | -69.9292 | -85.023 | -86.4 | -5.6262 | -34.1345 | -33.6109 | -40 | 118.7789 | 194.2753 | 135.7868 | -26.6084 | 0.39361 | 0 | 0 | 0 | 46.7528 | 0 | 0 | 0 | 0.098851 | 0.10786 | 0.10064 | 0.11023 | 0.051574 | 0.048578 | 0.046559 | 0.055947 | 11.7414 | 20.9539 | 13.6653 | -2.9332 | 6.1259 | 9.4375 | 6.3221 | -1.4887
2 | 26 | 15 | 1997.3561 | 2062.5222 | 2118.9274 | 2123.4816 | 80 | 63 | 0 | 0 | 0 | 0 | 0 | 0 | 0 | 0 | 0 | 0 | 1866.4612 | 1947.0078 | 2111.7005 | 2270.4714 | 0 | 0 | 0 | 0 | -6.6 | -70.2144 | -73.0444 | -68.4918 | -5.5515 | -33.729 | -39.7727 | -40 | 63.0464 | 156.4579 | 120.044 | -38.4979 | 0.39648 | 0 | 0 | 0 | 24.9968 | 0 | 0 | 0 | 0.099071 | 0.1078 | 0.10085 | 0.10978 | 0.051827 | 0.048008 | 0.046437 | 0.054061 | 6.2461 | 16.8657 | 12.1063 | -4.2262 | 3.2675 | 7.5112 | 5.5745 | -2.0812
2 | 26 | 16 | 1988.5832 | 2061.9568 | 2127.7891 | 2140.6043 | 80 | 63 | 0 | 0 | 0 | 0 | 0 | 0 | 0 | 0 | 0 | 0 | 1648.2112 | 1712.5611 | 1840.714 | 1976.8486 | 0 | 0 | 0 | 0 | -3.8835 | -4.2695 | -5.2275 | 11.8765 | -4.9731 | -3.5118 | -1.6812 | -38.0919 | 269.2286 | 294.1769 | 293.9838 | 189.9712 | 0.40398 | 0 | 0.39996 | 0 | 108.7637 | 0 | 117.5826 | 0 | 0.098376 | 0.10569 | 0.10068 | 0.10845 | 0.050971 | 0.047139 | 0.045199 | 0.04881 | 26.4857 | 31.0914 | 29.5977 | 20.6017 | 13.7227 | 13.8672 | 13.2878 | 9.2725
2 | 26 | 17 | 1997.6258 | 2078.9174 | 2153.4949 | 2173.3626 | 80 | 63 | 0 | 0 | 0 | 0 | 0 | 0 | 0 | 0 | 0 | 0 | 1113.8781 | 1135.399 | 1217.6014 | 1324.1579 | 0 | 0 | 0 | 0 | -3.2376 | -9.0084 | -4.32 | 8.4846 | 4.46 | -1.6812 | -1.645 | 0 | 802.5252 | 891.208 | 941.8585 | 840.7201 | 0.4024 | 0.40819 | 0.40418 | 0.39462 | 322.9369 | 363.7812 | 380.6785 | 331.7634 | 0.095803 | 0.10382 | 0.099269 | 0.10562 | 0.048485 | 0.043638 | 0.04283 | 0.043123 | 76.8846 | 92.5215 | 93.4969 | 88.7967 | 38.9102 | 38.8904 | 40.3396 | 36.2545
2 | 26 | 18 | 2081.9968 | 2172.8769 | 2257.45 | 2283.8091 | 80 | 63 | 0 | 0 | 0 | 0 | 0 | 0 | 0 | 0 | 0 | 0 | 594.5453 | 564.245 | 591.2465 | 653.5211 | 0 | 0 | 0 | 0 | 1.0808 | 3.8289 | 3.2517 | 40.4135 | 16.8507 | 17.2013 | 24.8151 | 40 | 1389.52 | 1524.6017 | 1638.1368 | 1549.8745 | 0.40342 | 0.39939 | 0.39298 | 0.37664 | 560.5543 | 608.9099 | 643.7578 | 583.7429 | 0.094866 | 0.10317 | 0.099874 | 0.10582 | 0.047707 | 0.043166 | 0.044066 | 0.043553 | 131.8181 | 157.2875 | 163.608 | 164.0081 | 66.2892 | 65.8106 | 72.186 | 67.5024
2 | 26 | 19 | 2261.0019 | 2368.2066 | 2469.4662 | 2505.8275 | 80 | 63 | 0 | 0 | 0 | 0 | 0 | 0 | 0 | 0 | 0 | 0 | 523.2537 | 492.9658 | 517.0875 | 578.9166 | 0 | 0 | 0 | 0 | 17.6973 | -1.9066 | 93.9423 | 79.5326 | 10.9491 | 15.8231 | 2.9904 | 40 | 1629.1017 | 1798.3243 | 1855.4459 | 1807.3784 | 0.41293 | 0.40451 | 0.39736 | 0.38359 | 672.7011 | 727.4382 | 737.2776 | 693.2929 | 0.094754 | 0.10316 | 0.099869 | 0.10578 | 0.047696 | 0.043405 | 0.044173 | 0.04372 | 154.3645 | 185.5162 | 185.3011 | 191.1788 | 77.7024 | 78.0561 | 81.9602 | 79.0189
2 | 26 | 20 | 2233.485 | 2339.4797 | 2439.235 | 2474.4575 | 80 | 63 | 0 | 0 | 0 | 0 | 0 | 0 | 0 | 0 | 0 | 0 | 588.3037 | 569.4417 | 595.5819 | 656.2522 | 0 | 0 | 0 | 0 | 13.9373 | 27.3778 | 10.7571 | 106.4405 | 2.3251 | 3.4932 | 12.4937 | 25.6983 | 1548.9189 | 1676.167 | 1820.4024 | 1686.0665 | 0.4122 | 0.4033 | 0.397 | 0.38296 | 638.4671 | 675.9903 | 722.6911 | 645.7033 | 0.094718 | 0.10318 | 0.099871 | 0.10578 | 0.047658 | 0.043213 | 0.044146 | 0.043628 | 146.7098 | 172.9528 | 181.8051 | 178.3515 | 73.8179 | 72.4327 | 80.3635 | 73.5605
2 | 26 | 21 | 2171.1547 | 2275.3162 | 2373.1386 | 2407.5916 | 80 | 63 | 0 | 0 | 0 | 0 | 0 | 0 | 0 | 0 | 0 | 0 | 637.9797 | 623.2431 | 654.1129 | 712.1726 | 0 | 0 | 0 | 0 | 12.1608 | 0 | 21.9869 | 28.8 | 2.4596 | 5.6035 | 6.3052 | 31.6135 | 1438.5546 | 1583.4696 | 1690.7336 | 1635.0055 | 0.40612 | 0.40218 | 0.39602 | 0.38156 | 584.2249 | 636.8333 | 669.5597 | 623.8575 | 0.09463 | 0.10311 | 0.099855 | 0.10575 | 0.047643 | 0.043144 | 0.044055 | 0.043602 | 136.1302 | 163.2785 | 168.8276 | 172.9056 | 68.5376 | 68.3177 | 74.4856 | 71.2889
2 | 26 | 22 | 2035.7515 | 2134.009 | 2226.2506 | 2258.8147 | 80 | 63 | 0 | 0 | 0 | 0 | 0 | 0 | 0 | 0 | 0 | 0 | 653.6775 | 643.0773 | 674.5811 | 731.0336 | 0 | 0 | 0 | 0 | 14.5894 | 0 | 5.2329 | 28.8 | 0 | 5.8338 | 13.5635 | 31.8325 | 1287.4846 | 1422.0979 | 1532.873 | 1467.1486 | 0.41109 | 0.39872 | 0.39241 | 0.37595 | 529.2767 | 567.0168 | 601.5166 | 551.5722 | 0.094516 | 0.10292 | 0.099753 | 0.10576 | 0.047603 | 0.043037 | 0.043906 | 0.043547 | 121.6885 | 146.3571 | 152.9085 | 155.1649 | 61.2876 | 61.2033 | 67.3019 | 63.8902
2 | 26 | 23 | 1846.822 | 1937.8874 | 2023.6288 | 2054.7744 | 80 | 63 | 0 | 0 | 0 | 0 | 0 | 0 | 0 | 0 | 0 | 0 | 666.503 | 658.4285 | 687.8449 | 747.3344 | 0 | 0 | 0 | 0 | 0 | 87.6582 | 23.942 | 11.1472 | 7.9319 | 7.1662 | 16.6024 | 34.5934 | 1092.3871 | 1121.6345 | 1295.2395 | 1261.6994 | 0.41371 | 0.39663 | 0.38604 | 0.36606 | 451.9322 | 444.8694 | 500.0098 | 461.8544 | 0.094524 | 0.10276 | 0.099596 | 0.10574 | 0.047677 | 0.042817 | 0.04382 | 0.043505 | 103.2565 | 115.2553 | 129.0003 | 133.4061 | 52.0817 | 48.0247 | 56.7569 | 54.8907
2 | 26 | 24 | 1666.132 | 1743.5391 | 1815.273 | 1838.3062 | 80 | 63 | 0 | 0 | 0 | 0 | 0 | 0 | 0 | 0 | 0 | 0 | 695.3775 | 694.6016 | 721.8296 | 783.6266 | 0 | 0 | 0 | 0 | 0 | 5.5201 | 43.0511 | 5.2644 | 0 | 28.1194 | 10.3758 | 3.4234 | 890.7545 | 952.298 | 1040.0166 | 1045.9918 | 0.40639 | 0.39199 | 0.37547 | 0.36382 | 361.9926 | 373.2886 | 390.4933 | 380.5546 | 0.095206 | 0.10275 | 0.099285 | 0.10561 | 0.04814 | 0.042867 | 0.043498 | 0.043317 | 84.8053 | 97.8484 | 103.2576 | 110.4712 | 42.8807 | 40.822 | 45.239 | 45.3095
2 | 27 | 1 | 1532.5287 | 1596.1302 | 1653.1324 | 1666.24 | 80 | 63 | 0 | 0 | 0 | 0 | 0 | 0 | 0 | 0 | 0 | 0 | 739.7365 | 744.6857 | 775.3815 | 834.5739 | 0 | 0 | 0 | 0 | -6.6 | 17.5316 | 23.942 | -4.3798 | 0 | 1.986 | 13.3338 | 0 | 719.3922 | 768.9268 | 840.4751 | 836.0459 | 0.40941 | 0.38749 | 0.36569 | 0.36737 | 294.5236 | 297.9503 | 307.3492 | 307.1363 | 0.095375 | 0.10278 | 0.09923 | 0.10553 | 0.048212 | 0.042779 | 0.043415 | 0.043067 | 68.6122 | 79.0275 | 83.4005 | 88.2249 | 34.6833 | 32.894 | 36.4895 | 36.0061
2 | 27 | 2 | 1473.9793 | 1528.3642 | 1575.5019 | 1581.583 | 80 | 63 | 0 | 0 | 0 | 0 | 0 | 0 | 0 | 0 | 0 | 0 | 772.6394 | 780.4883 | 816.2323 | 870.7988 | 0 | 0 | 0 | 0 | -6.6 | 0 | 0 | -7.2978 | -1.4889 | 10.2421 | 4.2889 | 0 | 629.4287 | 674.6338 | 754.9807 | 718.082 | 0.40877 | 0.38552 | 0.36832 | 0.36522 | 257.2921 | 260.0879 | 278.0745 | 262.255 | 0.095382 | 0.10276 | 0.09902 | 0.10547 | 0.048091 | 0.042742 | 0.04309 | 0.04286 | 60.0361 | 69.3266 | 74.7582 | 75.734 | 30.2699 | 28.8349 | 32.5322 | 30.7768
2 | 27 | 3 | 1446.1989 | 1493.1095 | 1532.1122 | 1531.9987 | 80 | 63 | 0 | 0 | 0 | 0 | 0 | 0 | 0 | 0 | 0 | 0 | 771.7793 | 784.2029 | 820.5537 | 870.9024 | 0 | 0 | 0 | 0 | -6.6 | 4.5355 | -10.0637 | -11.007 | -2.1061 | 4.2889 | 0.83188 | 0 | 603.1257 | 637.0823 | 720.7903 | 672.1034 | 0.40833 | 0.3849 | 0.36884 | 0.36626 | 246.2761 | 245.212 | 265.8573 | 246.1672 | 0.0952 | 0.10277 | 0.099017 | 0.10546 | 0.047915 | 0.042848 | 0.043079 | 0.042817 | 57.4174 | 65.4731 | 71.3705 | 70.8799 | 28.8989 | 27.2976 | 31.0509 | 28.7776
2 | 27 | 4 | 1438.8484 | 1480.0753 | 1512.6983 | 1507.32 | 80 | 63 | 0 | 0 | 0 | 0 | 0 | 0 | 0 | 0 | 0 | 0 | 780.8736 | 792.2905 | 833.4531 | 878.9006 | 0 | 0 | 0 | 0 | -6.6 | 76.7974 | 5.3459 | -19.7188 | -1.8786 | 0 | 0 | 0 | 586.4535 | 547.9875 | 673.8992 | 648.1381 | 0.40772 | 0.37892 | 0.36678 | 0.36631 | 239.1065 | 207.6437 | 247.1757 | 237.417 | 0.095074 | 0.10277 | 0.09902 | 0.10547 | 0.047831 | 0.042854 | 0.043091 | 0.042826 | 55.7566 | 56.3178 | 66.7295 | 68.3575 | 28.0505 | 23.4832 | 29.039 | 27.7572
2 | 27 | 5 | 1478.0794 | 1514.9195 | 1542.1968 | 1531.3834 | 80 | 63 | 0 | 0 | 0 | 0 | 0 | 0 | 0 | 0 | 0 | 0 | 753.9679 | 761.3222 | 803.0684 | 846.5367 | 0 | 0 | 0 | 0 | -6.6 | 4.692 | 0 | -17.4506 | -1.1384 | 4.5627 | 0.97031 | 0 | 651.8499 | 681.3427 | 738.1581 | 702.2973 | 0.409 | 0.38297 | 0.36528 | 0.36514 | 266.6077 | 260.9367 | 269.6325 | 256.4401 | 0.094879 | 0.10279 | 0.099022 | 0.10545 | 0.047608 | 0.042903 | 0.043215 | 0.042915 | 61.8468 | 70.0332 | 73.0942 | 74.057 | 31.0333 | 29.2316 | 31.8993 | 30.1388
2 | 27 | 6 | 1617.5472 | 1654.2917 | 1680.362 | 1665.6382 | 80 | 63 | 0 | 0 | 0 | 0 | 0 | 0 | 0 | 0 | 0 | 0 | 732.117 | 738.3475 | 781.1391 | 820.8349 | 0 | 0 | 0 | 0 | 0 | 67.3099 | 48.3601 | 0 | 0 | 25.7793 | 36.3087 | 0 | 805.4302 | 759.855 | 814.554 | 844.8033 | 0.4104 | 0.38709 | 0.36491 | 0.36382 | 330.5489 | 294.1354 | 297.2418 | 307.3582 | 0.094756 | 0.10287 | 0.09902 | 0.10543 | 0.047492 | 0.04292 | 0.043351 | 0.043037 | 76.3194 | 78.1658 | 80.6573 | 89.0716 | 38.2513 | 32.6129 | 35.312 | 36.3581
2 | 27 | 7 | 1834.874 | 1878.5162 | 1911.2074 | 1898.2511 | 80 | 63 | 0 | 0 | 0 | 0 | 0 | 0 | 0 | 0 | 0 | 0 | 862.0182 | 863.2162 | 907.0903 | 943.4213 | 0 | 0 | 0 | 0 | 0 | 43.802 | 46.794 | 29.6314 | 0 | 17.369 | 25.7751 | 34.99 | 892.8558 | 891.129 | 931.548 | 890.2085 | 0.40901 | 0.39641 | 0.37719 | 0.36382 | 365.1851 | 353.2523 | 351.3671 | 323.8776 | 0.094697 | 0.10289 | 0.098985 | 0.10544 | 0.047596 | 0.043203 | 0.043712 | 0.043428 | 84.5507 | 91.6903 | 92.2095 | 93.8625 | 42.4963 | 38.4999 | 40.7197 | 38.66
2 | 27 | 8 | 1935.9494 | 1983.6873 | 2021.7367 | 2013.077 | 80 | 63 | 0 | 0 | 0 | 0 | 0 | 0 | 0 | 0 | 0 | 0 | 1284.7131 | 1307.3353 | 1377.2108 | 1436.2831 | 0 | 0 | 0 | 0 | 9.1434 | -18.5367 | -4.7449 | 0 | 0 | -1.2666 | 0 | -3.3391 | 562.0929 | 633.1553 | 649.2709 | 580.133 | 0.4026 | 0.40314 | 0.38075 | 0.37732 | 226.3006 | 255.2528 | 247.2101 | 218.8936 | 0.095029 | 0.1031 | 0.099074 | 0.10557 | 0.047896 | 0.043202 | 0.04309 | 0.04298 | 53.4149 | 65.2794 | 64.3258 | 61.2459 | 26.9219 | 27.3534 | 27.9771 | 24.9342
2 | 27 | 9 | 1989.3545 | 2042.6733 | 2088.158 | 2086.5678 | 80 | 63 | 0 | 0 | 0 | 0 | 0 | 0 | 0 | 0 | 0 | 0 | 1471.9897 | 1542.5448 | 1669.0805 | 1772.6558 | 0 | 0 | 0 | 0 | -3.516 | -15.6334 | -13.2263 | 76.1809 | -7.0376 | -3.4847 | -3.8079 | -25.2937 | 447.9184 | 456.2467 | 436.1117 | 263.0248 | 0.40979 | 0.40905 | 0.39309 | 0.38587 | 183.5515 | 186.6266 | 171.429 | 101.4921 | 0.097056 | 0.10465 | 0.10013 | 0.10737 | 0.049551 | 0.046105 | 0.044016 | 0.046392 | 43.4731 | 47.7461 | 43.666 | 28.2415 | 22.1948 | 21.0352 | 19.196 | 12.2022
2 | 27 | 10 | 2020.2072 | 2074.6929 | 2121.031 | 2119.2536 | 80 | 63 | 0 | 0 | 0 | 0 | 0 | 0 | 0 | 0 | 0 | 0 | 1703.8132 | 1809.8807 | 1986.1752 | 2130.7236 | 0 | 0 | 0 | 0 | -6.6 | -36.8556 | -11.445 | -104.1343 | -6.9821 | -12.8159 | -19.8889 | -38.3367 | 249.9761 | 251.4837 | 166.1896 | 131.001 | 0.4056 | 0 | 0 | 0 | 101.3915 | 0 | 0 | 0 | 0.098171 | 0.10513 | 0.10062 | 0.10929 | 0.050883 | 0.046667 | 0.046424 | 0.051989 | 24.5404 | 26.4378 | 16.7219 | 14.3174 | 12.7196 | 11.7359 | 7.7152 | 6.8106
2 | 27 | 11 | 2042.1187 | 2097.5967 | 2143.7157 | 2139.8789 | 80 | 63 | 0 | 0 | 0 | 0 | 0 | 0 | 0 | 0 | 0 | 0 | 1777.0439 | 1909.7152 | 2106.0194 | 2268.9105 | 0 | 0 | 0 | 0 | -6.6 | -89.6684 | -83.9015 | -87.627 | -6.7 | -35.1707 | -40 | -40 | 198.3747 | 249.7206 | 161.5977 | -1.4046 | 0.40256 | 0 | 0 | 0 | 79.8575 | 0 | 0 | 0 | 0.098698 | 0.10738 | 0.10037 | 0.10847 | 0.053525 | 0.047967 | 0.046505 | 0.050883 | 19.5792 | 26.8138 | 16.2194 | -0.15236 | 10.618 | 11.9784 | 7.5151 | -0.07147
2 | 27 | 12 | 2045.7766 | 2102.7982 | 2149.8032 | 2145.6315 | 80 | 63 | 0 | 0 | 0 | 0 | 0 | 0 | 0 | 0 | 0 | 0 | 1881.796 | 2056.0073 | 2273.3153 | 2456.697 | 0 | 0 | 0 | 0 | -6.6 | -69.739 | -84.722 | -94.7553 | -5.9162 | -34.2354 | -38.7893 | -40 | 96.4968 | 87.7652 | -0.00071399 | -176.3103 | 0.3965 | 0 | 0 | 0 | 38.2611 | 0 | 0 | 0 | 0.099071 | 0.10753 | 0.10029 | 0.10881 | 0.053991 | 0.048073 | 0.046622 | 0.052075 | 9.56 | 9.4371 | -7.1605e-05 | -19.1848 | 5.21 | 4.2191 | -3.3288e-05 | -9.1814
2 | 27 | 13 | 2033.4585 | 2094.3971 | 2145.6588 | 2145.0174 | 80 | 63 | 0 | 0 | 0 | 0 | 0 | 0 | 0 | 0 | 0 | 0 | 1969.2758 | 2135.1965 | 2336.958 | 2508.8654 | 0 | 0 | 0 | 0 | -6.6 | -69.8581 | -84.8002 | -88.3997 | -6.1275 | -34.0686 | -38.7945 | -40 | -3.0898 | 0.12729 | -67.7044 | -235.4483 | 0.39531 | 0 | 0 | 0 | -1.2214 | 0 | 0 | 0 | 0.098969 | 0.10791 | 0.1017 | 0.10902 | 0.05178 | 0.048178 | 0.048128 | 0.052433 | -0.3058 | 0.013736 | -6.8853 | -25.6696 | -0.15999 | 0.0061326 | -3.2585 | -12.3453
2 | 27 | 14 | 2026.7442 | 2090.3556 | 2144.8276 | 2147.207 | 80 | 63 | 0 | 0 | 0 | 0 | 0 | 0 | 0 | 0 | 0 | 0 | 1922.8297 | 2077.6975 | 2266.8305 | 2432.7172 | 0 | 0 | 0 | 0 | -6.6 | -69.9292 | -85.023 | -86.4 | -5.6262 | -34.1345 | -33.6109 | -40 | 36.1407 | 53.7217 | -3.369 | -159.1102 | 0.39361 | 0 | 0 | 0 | 14.2254 | 0 | 0 | 0 | 0.098851 | 0.10786 | 0.10064 | 0.11023 | 0.051574 | 0.048578 | 0.046559 | 0.055947 | 3.5726 | 5.7943 | -0.33905 | -17.5395 | 1.8639 | 2.6097 | -0.15686 | -8.9018
2 | 27 | 15 | 2010.4393 | 2076.372 | 2133.5221 | 2138.4152 | 80 | 63 | 0 | 0 | 0 | 0 | 0 | 0 | 0 | 0 | 0 | 0 | 1786.0549 | 1928.876 | 2108.9818 | 2268.3648 | 0 | 0 | 0 | 0 | -6.6 | -70.2144 | -73.0444 | -68.4918 | -5.5515 | -33.729 | -39.7727 | -40 | 156.536 | 188.4395 | 137.3574 | -21.4577 | 0.39648 | 0 | 0 | 0 | 62.0639 | 0 | 0 | 0 | 0.099071 | 0.1078 | 0.10085 | 0.10978 | 0.051827 | 0.048008 | 0.046437 | 0.054061 | 15.5081 | 20.3133 | 13.8523 | -2.3555 | 8.1128 | 9.0466 | 6.3784 | -1.16
2 | 27 | 16 | 2005.2347 | 2079.5837 | 2146.3643 | 2159.6107 | 80 | 63 | 0 | 0 | 0 | 0 | 0 | 0 | 0 | 0 | 0 | 0 | 1531.8284 | 1634.9932 | 1784.7198 | 1916.4681 | 0 | 0 | 0 | 0 | -3.8835 | -4.2695 | -5.2275 | 11.8765 | -4.9731 | -3.5118 | -1.6812 | -38.0919 | 402.2628 | 389.3718 | 368.5531 | 269.358 | 0.40398 | 0 | 0.39996 | 0 | 162.5072 | 0 | 147.4075 | 0 | 0.098376 | 0.10569 | 0.10068 | 0.10845 | 0.050971 | 0.047139 | 0.045199 | 0.04881 | 39.5732 | 41.1525 | 37.1051 | 29.211 | 20.5036 | 18.3546 | 16.6582 | 13.1474
2 | 27 | 17 | 2024.0022 | 2106.8392 | 2182.9185 | 2203.4694 | 80 | 63 | 0 | 0 | 0 | 0 | 0 | 0 | 0 | 0 | 0 | 0 | 1257.5969 | 1310.5926 | 1410.2022 | 1501.2452 | 0 | 0 | 0 | 0 | -3.2376 | -9.0084 | -4.32 | 8.4846 | 4.46 | -1.6812 | -1.645 | 0 | 685.1828 | 743.9361 | 778.6813 | 693.7396 | 0.4024 | 0.40819 | 0.40418 | 0.39462 | 275.7182 | 303.6664 | 314.7259 | 273.7623 | 0.095803 | 0.10382 | 0.099269 | 0.10562 | 0.048485 | 0.043638 | 0.04283 | 0.043123 | 65.6428 | 77.2323 | 77.2986 | 73.2726 | 33.2209 | 32.4638 | 33.3508 | 29.9162
2 | 27 | 18 | 2121.1067 | 2214.2781 | 2301.0781 | 2328.4503 | 80 | 63 | 0 | 0 | 0 | 0 | 0 | 0 | 0 | 0 | 0 | 0 | 769.4714 | 771.6653 | 814.089 | 861.4666 | 0 | 0 | 0 | 0 | 1.0808 | 3.8289 | 3.2517 | 40.4135 | 16.8507 | 17.2013 | 24.8151 | 40 | 1253.7038 | 1358.5825 | 1458.9224 | 1386.5702 | 0.40342 | 0.39939 | 0.39298 | 0.37664 | 505.7639 | 542.6036 | 573.3298 | 522.2361 | 0.094866 | 0.10317 | 0.099874 | 0.10582 | 0.047707 | 0.043166 | 0.044066 | 0.043553 | 118.9337 | 140.1599 | 145.7091 | 146.7272 | 59.8099 | 58.6443 | 64.2888 | 60.3899
2 | 27 | 19 | 2299.4121 | 2408.8672 | 2512.3138 | 2549.6701 | 80 | 63 | 0 | 0 | 0 | 0 | 0 | 0 | 0 | 0 | 0 | 0 | 679.2901 | 687.7759 | 721.7229 | 765.0315 | 0 | 0 | 0 | 0 | 17.6973 | -1.9066 | 93.9423 | 79.5326 | 10.9491 | 15.8231 | 2.9904 | 40 | 1511.4757 | 1644.1747 | 1693.6582 | 1665.106 | 0.41293 | 0.40451 | 0.39736 | 0.38359 | 624.13 | 665.0833 | 672.9898 | 638.7186 | 0.094754 | 0.10316 | 0.099869 | 0.10578 | 0.047696 | 0.043405 | 0.044173 | 0.04372 | 143.2189 | 169.614 | 169.1435 | 176.1296 | 72.0921 | 71.3653 | 74.8136 | 72.7987
2 | 27 | 20 | 2282.5997 | 2391.4718 | 2494.0238 | 2530.5184 | 80 | 63 | 0 | 0 | 0 | 0 | 0 | 0 | 0 | 0 | 0 | 0 | 657.1185 | 665.9313 | 697.4312 | 740.8536 | 0 | 0 | 0 | 0 | 13.9373 | 27.3778 | 10.7571 | 106.4405 | 2.3251 | 3.4932 | 12.4937 | 25.6983 | 1529.2188 | 1631.6695 | 1773.3418 | 1657.5261 | 0.4122 | 0.4033 | 0.397 | 0.38296 | 630.3467 | 658.0447 | 704.0083 | 634.7734 | 0.094718 | 0.10318 | 0.099871 | 0.10578 | 0.047658 | 0.043213 | 0.044146 | 0.043628 | 144.8438 | 168.3614 | 177.1051 | 175.3325 | 72.879 | 70.5098 | 78.286 | 72.3153
2 | 27 | 21 | 2214.1826 | 2320.8649 | 2421.1373 | 2456.7049 | 80 | 63 | 0 | 0 | 0 | 0 | 0 | 0 | 0 | 0 | 0 | 0 | 626.9855 | 632.6535 | 663.412 | 705.6121 | 0 | 0 | 0 | 0 | 12.1608 | 0 | 21.9869 | 28.8 | 2.4596 | 5.6035 | 6.3052 | 31.6135 | 1492.5766 | 1619.6079 | 1729.4331 | 1690.6793 | 0.40612 | 0.40218 | 0.39602 | 0.38156 | 606.1643 | 651.3672 | 684.8854 | 645.1006 | 0.09463 | 0.10311 | 0.099855 | 0.10575 | 0.047643 | 0.043144 | 0.044055 | 0.043602 | 141.2423 | 167.0049 | 172.692 | 178.7932 | 71.1114 | 69.8769 | 76.1905 | 73.7163
2 | 27 | 22 | 2075.771 | 2176.373 | 2270.8933 | 2304.494 | 80 | 63 | 0 | 0 | 0 | 0 | 0 | 0 | 0 | 0 | 0 | 0 | 622.541 | 625.8739 | 655.0024 | 700.7411 | 0 | 0 | 0 | 0 | 14.5894 | 0 | 5.2329 | 28.8 | 0 | 5.8338 | 13.5635 | 31.8325 | 1358.6406 | 1481.6653 | 1597.0944 | 1543.1204 | 0.41109 | 0.39872 | 0.39241 | 0.37595 | 558.5284 | 590.7674 | 626.7178 | 580.1337 | 0.094516 | 0.10292 | 0.099753 | 0.10576 | 0.047603 | 0.043037 | 0.043906 | 0.043547 | 128.4139 | 152.4876 | 159.3148 | 163.1996 | 64.6748 | 63.767 | 70.1216 | 67.1986
2 | 27 | 23 | 1890.1997 | 1983.8064 | 2072.0177 | 2104.287 | 80 | 63 | 0 | 0 | 0 | 0 | 0 | 0 | 0 | 0 | 0 | 0 | 593.7987 | 590.7683 | 617.3651 | 666.8895 | 0 | 0 | 0 | 0 | 0 | 87.6582 | 23.942 | 11.1472 | 7.9319 | 7.1662 | 16.6024 | 34.5934 | 1208.4691 | 1235.2137 | 1414.1082 | 1391.6568 | 0.41371 | 0.39663 | 0.38604 | 0.36606 | 499.9566 | 489.9179 | 545.8975 | 509.4262 | 0.094524 | 0.10276 | 0.099596 | 0.10574 | 0.047677 | 0.042817 | 0.04382 | 0.043505 | 114.229 | 126.9263 | 140.8391 | 147.1472 | 57.6162 | 52.8877 | 61.9657 | 60.5445
2 | 27 | 24 | 1718.1153 | 1798.5679 | 1873.2617 | 1897.6414 | 80 | 63 | 0 | 0 | 0 | 0 | 0 | 0 | 0 | 0 | 0 | 0 | 585.3413 | 580.507 | 604.8467 | 657.9048 | 0 | 0 | 0 | 0 | 0 | 5.5201 | 43.0511 | 5.2644 | 0 | 28.1194 | 10.3758 | 3.4234 | 1052.774 | 1121.4213 | 1214.9882 | 1231.0488 | 0.40639 | 0.39199 | 0.37547 | 0.36382 | 427.8355 | 439.5828 | 456.1896 | 447.8823 | 0.095206 | 0.10275 | 0.099285 | 0.10561 | 0.04814 | 0.042867 | 0.043498 | 0.043317 | 100.2306 | 115.2258 | 120.6296 | 130.0158 | 50.6803 | 48.0718 | 52.85 | 53.3257
2 | 28 | 1 | 1593.4674 | 1660.639 | 1721.1111 | 1735.7971 | 80 | 63 | 0 | 0 | 0 | 0 | 0 | 0 | 0 | 0 | 0 | 0 | 529.9801 | 523.9993 | 545.0654 | 595.312 | 0 | 0 | 0 | 0 | -6.6 | 17.5316 | 23.942 | -4.3798 | 0 | 1.986 | 13.3338 | 0 | 990.0873 | 1054.1221 | 1138.7699 | 1144.8649 | 0.40941 | 0.38749 | 0.36569 | 0.36737 | 405.3478 | 408.4601 | 416.4312 | 420.5865 | 0.095375 | 0.10278 | 0.09923 | 0.10553 | 0.048212 | 0.042779 | 0.043415 | 0.043067 | 94.4299 | 108.3388 | 113.0004 | 120.8135 | 47.734 | 45.0944 | 49.44 | 49.3061
2 | 28 | 2 | 1526.942 | 1584.4299 | 1634.5832 | 1642.0362 | 80 | 63 | 0 | 0 | 0 | 0 | 0 | 0 | 0 | 0 | 0 | 0 | 525.5204 | 527.688 | 545.3922 | 594.4448 | 0 | 0 | 0 | 0 | -6.6 | 0 | 0 | -7.2978 | -1.4889 | 10.2421 | 4.2889 | 0 | 929.5105 | 983.4998 | 1084.9022 | 1054.8892 | 0.40877 | 0.38552 | 0.36832 | 0.36522 | 379.9568 | 379.1633 | 399.5912 | 385.2623 | 0.095382 | 0.10276 | 0.09902 | 0.10547 | 0.048091 | 0.042742 | 0.04309 | 0.04286 | 88.6585 | 101.0662 | 107.4271 | 111.256 | 44.7011 | 42.0363 | 46.7486 | 45.2123
2 | 28 | 3 | 1511.4754 | 1562.2102 | 1604.9298 | 1606.5071 | 80 | 63 | 0 | 0 | 0 | 0 | 0 | 0 | 0 | 0 | 0 | 0 | 545.8497 | 545.9637 | 567.6224 | 615.2187 | 0 | 0 | 0 | 0 | -6.6 | 4.5355 | -10.0637 | -11.007 | -2.1061 | 4.2889 | 0.83188 | 0 | 894.3318 | 944.4221 | 1046.5392 | 1002.2954 | 0.40833 | 0.3849 | 0.36884 | 0.36626 | 365.1851 | 363.5066 | 386.0069 | 367.1047 | 0.0952 | 0.10277 | 0.099017 | 0.10546 | 0.047915 | 0.042848 | 0.043079 | 0.042817 | 85.1401 | 97.0586 | 103.6252 | 105.702 | 42.8521 | 40.4665 | 45.0838 | 42.9154
2 | 28 | 4 | 1485.7244 | 1529.6975 | 1564.9896 | 1560.8254 | 80 | 63 | 0 | 0 | 0 | 0 | 0 | 0 | 0 | 0 | 0 | 0 | 582.4899 | 581.2034 | 608.8559 | 654.1873 | 0 | 0 | 0 | 0 | -6.6 | 76.7974 | 5.3459 | -19.7188 | -1.8786 | 0 | 0 | 0 | 831.7131 | 808.6968 | 950.7878 | 926.3569 | 0.40772 | 0.37892 | 0.36678 | 0.36631 | 339.1028 | 306.4318 | 348.7341 | 339.3303 | 0.095074 | 0.10277 | 0.09902 | 0.10547 | 0.047831 | 0.042854 | 0.043091 | 0.042826 | 79.0745 | 83.1115 | 94.1469 | 97.7006 | 39.7815 | 34.6556 | 40.9704 | 39.6722
2 | 28 | 5 | 1526.6345 | 1566.3191 | 1596.3612 | 1586.8055 | 80 | 63 | 0 | 0 | 0 | 0 | 0 | 0 | 0 | 0 | 0 | 0 | 593.7718 | 584.2487 | 616.8381 | 662.3629 | 0 | 0 | 0 | 0 | -6.6 | 4.692 | 0 | -17.4506 | -1.1384 | 4.5627 | 0.97031 | 0 | 860.6011 | 909.8158 | 978.5528 | 941.8932 | 0.409 | 0.38297 | 0.36528 | 0.36514 | 351.9873 | 348.436 | 357.4433 | 343.9273 | 0.094879 | 0.10279 | 0.099022 | 0.10545 | 0.047608 | 0.042903 | 0.043215 | 0.042915 | 81.6529 | 93.5173 | 96.8987 | 99.3223 | 40.9716 | 39.0337 | 42.2879 | 40.4209
2 | 28 | 6 | 1670.7898 | 1710.6536 | 1739.7556 | 1726.4108 | 80 | 63 | 0 | 0 | 0 | 0 | 0 | 0 | 0 | 0 | 0 | 0 | 584.9069 | 561.4045 | 595.2006 | 647.2477 | 0 | 0 | 0 | 0 | 0 | 67.3099 | 48.3601 | 0 | 0 | 25.7793 | 36.3087 | 0 | 1005.883 | 993.1599 | 1059.8862 | 1079.1631 | 0.4104 | 0.38709 | 0.36491 | 0.36382 | 412.8147 | 384.4463 | 386.7668 | 392.6235 | 0.094756 | 0.10287 | 0.09902 | 0.10543 | 0.047492 | 0.04292 | 0.043351 | 0.043037 | 95.3135 | 102.1657 | 104.9501 | 113.7813 | 47.7711 | 42.6263 | 45.9475 | 46.4444
2 | 28 | 7 | 1869.786 | 1915.4736 | 1950.1527 | 1938.1007 | 80 | 63 | 0 | 0 | 0 | 0 | 0 | 0 | 0 | 0 | 0 | 0 | 721.7406 | 701.3388 | 734.177 | 785.578 | 0 | 0 | 0 | 0 | 0 | 43.802 | 46.794 | 29.6314 | 0 | 17.369 | 25.7751 | 34.99 | 1068.0455 | 1089.9638 | 1143.4066 | 1087.9013 | 0.40901 | 0.39641 | 0.37719 | 0.36382 | 436.839 | 432.0723 | 431.2773 | 395.8027 | 0.094697 | 0.10289 | 0.098985 | 0.10544 | 0.047596 | 0.043203 | 0.043712 | 0.043428 | 101.1406 | 112.1489 | 113.1803 | 114.707 | 50.8347 | 47.0902 | 49.9804 | 47.2454
2 | 28 | 8 | 1961.9061 | 2011.1647 | 2050.692 | 2042.7047 | 80 | 63 | 0 | 0 | 0 | 0 | 0 | 0 | 0 | 0 | 0 | 0 | 1163.7224 | 1174.135 | 1240.8462 | 1323.153 | 0 | 0 | 0 | 0 | 9.1434 | -18.5367 | -4.7449 | 0 | 0 | -1.2666 | 0 | -3.3391 | 709.0403 | 793.8329 | 814.5907 | 722.8908 | 0.4026 | 0.40314 | 0.38075 | 0.37732 | 285.4621 | 320.029 | 310.1557 | 272.7585 | 0.095029 | 0.1031 | 0.099074 | 0.10557 | 0.047896 | 0.043202 | 0.04309 | 0.04298 | 67.3791 | 81.8456 | 80.7046 | 76.3171 | 33.9601 | 34.295 | 35.1007 | 31.0699
2 | 28 | 9 | 2001.3184 | 2055.338 | 2101.504 | 2100.2237 | 80 | 63 | 0 | 0 | 0 | 0 | 0 | 0 | 0 | 0 | 0 | 0 | 1758.2787 | 1850.6245 | 1988.8068 | 2130.7685 | 0 | 0 | 0 | 0 | -3.516 | -15.6334 | -13.2263 | 76.1809 | -7.0376 | -3.4847 | -3.8079 | -25.2937 | 173.5933 | 160.8316 | 129.7313 | -81.432 | 0.40979 | 0.40905 | 0.39309 | 0.38587 | 71.1364 | 65.7878 | 50.9955 | -31.4218 | 0.097056 | 0.10465 | 0.10013 | 0.10737 | 0.049551 | 0.046105 | 0.044016 | 0.046392 | 16.8482 | 16.831 | 12.9894 | -8.7435 | 8.6017 | 7.4151 | 5.7103 | -3.7778
2 | 28 | 10 | 2022.1662 | 2076.7667 | 2123.2163 | 2121.4897 | 80 | 63 | 0 | 0 | 0 | 0 | 0 | 0 | 0 | 0 | 0 | 0 | 1951.8042 | 2094.0789 | 2290.4358 | 2483.0793 | 0 | 0 | 0 | 0 | -6.6 | -36.8556 | -11.445 | -104.1343 | -6.9821 | -12.8159 | -19.8889 | -38.3367 | 3.9441 | -30.6407 | -135.8856 | -219.1187 | 0.4056 | 0 | 0 | 0 | 1.5998 | 0 | 0 | 0 | 0.098171 | 0.10513 | 0.10062 | 0.10929 | 0.050883 | 0.046667 | 0.046424 | 0.051989 | 0.3872 | -3.2212 | -13.6727 | -23.948 | 0.20069 | -1.4299 | -6.3083 | -11.3918
2 | 28 | 11 | 2030.7145 | 2085.5244 | 2130.9941 | 2126.8619 | 80 | 63 | 0 | 0 | 0 | 0 | 0 | 0 | 0 | 0 | 0 | 0 | 1955.804 | 2118.3963 | 2334.3551 | 2540.2859 | 0 | 0 | 0 | 0 | -6.6 | -89.6684 | -83.9015 | -87.627 | -6.7 | -35.1707 | -40 | -40 | 8.2105 | 28.9672 | -79.4595 | -285.797 | 0.40256 | 0 | 0 | 0 | 3.3052 | 0 | 0 | 0 | 0.098698 | 0.10738 | 0.10037 | 0.10847 | 0.053525 | 0.047967 | 0.046505 | 0.050883 | 0.81036 | 3.1104 | -7.9753 | -31.0014 | 0.43947 | 1.3895 | -3.6953 | -14.5422
2 | 28 | 12 | 2006.5268 | 2061.2489 | 2106.019 | 2100.8306 | 80 | 63 | 0 | 0 | 0 | 0 | 0 | 0 | 0 | 0 | 0 | 0 | 2106.5237 | 2303.8654 | 2530.2077 | 2745.9573 | 0 | 0 | 0 | 0 | -6.6 | -69.739 | -84.722 | -94.7553 | -5.9162 | -34.2354 | -38.7893 | -40 | -167.4807 | -201.6422 | -300.6774 | -510.3714 | 0.3965 | 0 | 0 | 0 | -66.4064 | 0 | 0 | 0 | 0.099071 | 0.10753 | 0.10029 | 0.10881 | 0.053991 | 0.048073 | 0.046622 | 0.052075 | -16.5925 | -21.682 | -30.1548 | -55.5348 | -9.0425 | -9.6935 | -14.0182 | -26.5777
2 | 28 | 13 | 1983.9239 | 2041.9606 | 2090.4017 | 2088.4773 | 80 | 63 | 0 | 0 | 0 | 0 | 0 | 0 | 0 | 0 | 0 | 0 | 2007.5696 | 2213.016 | 2439.921 | 2656.2462 | 0 | 0 | 0 | 0 | -6.6 | -69.8581 | -84.8002 | -88.3997 | -6.1275 | -34.0686 | -38.7945 | -40 | -90.9182 | -130.1287 | -225.9244 | -439.3692 | 0.39531 | 0 | 0 | 0 | -35.9409 | 0 | 0 | 0 | 0.098969 | 0.10791 | 0.1017 | 0.10902 | 0.05178 | 0.048178 | 0.048128 | 0.052433 | -8.9981 | -14.0418 | -22.9757 | -47.9019 | -4.7077 | -6.2693 | -10.8734 | -23.0374
2 | 28 | 14 | 1966.7151 | 2026.8095 | 2077.8635 | 2078.6881 | 80 | 63 | 0 | 0 | 0 | 0 | 0 | 0 | 0 | 0 | 0 | 0 | 2130.3748 | 2316.6157 | 2538.3206 | 2749.9727 | 0 | 0 | 0 | 0 | -6.6 | -69.9292 | -85.023 | -86.4 | -5.6262 | -34.1345 | -33.6109 | -40 | -231.4335 | -248.7424 | -341.8232 | -544.8846 | 0.39361 | 0 | 0 | 0 | -91.0951 | 0 | 0 | 0 | 0.098851 | 0.10786 | 0.10064 | 0.11023 | 0.051574 | 0.048578 | 0.046559 | 0.055947 | -22.8775 | -26.8286 | -34.4003 | -60.0653 | -11.936 | -12.0834 | -15.915 | -30.4847
2 | 28 | 15 | 1959.7154 | 2022.6763 | 2076.9382 | 2080.5175 | 80 | 63 | 0 | 0 | 0 | 0 | 0 | 0 | 0 | 0 | 0 | 0 | 2070.1921 | 2238.1444 | 2449.0171 | 2651.2596 | 0 | 0 | 0 | 0 | -6.6 | -70.2144 | -73.0444 | -68.4918 | -5.5515 | -33.729 | -39.7727 | -40 | -178.3251 | -174.5246 | -259.2617 | -462.2503 | 0.39648 | 0 | 0 | 0 | -70.7029 | 0 | 0 | 0 | 0.099071 | 0.1078 | 0.10085 | 0.10978 | 0.051827 | 0.048008 | 0.046437 | 0.054061 | -17.6668 | -18.8133 | -26.1462 | -50.7441 | -9.2421 | -8.3786 | -12.0393 | -24.9897
2 | 28 | 16 | 1948.9136 | 2019.9631 | 2083.5367 | 2095.3243 | 80 | 63 | 0 | 0 | 0 | 0 | 0 | 0 | 0 | 0 | 0 | 0 | 1687.2132 | 1824.1174 | 2003.6336 | 2179.0432 | 0 | 0 | 0 | 0 | -3.8835 | -4.2695 | -5.2275 | 11.8765 | -4.9731 | -3.5118 | -1.6812 | -38.0919 | 190.557 | 140.6269 | 86.8117 | -57.5035 | 0.40398 | 0 | 0.39996 | 0 | 76.9817 | 0 | 34.7215 | 0 | 0.098376 | 0.10569 | 0.10068 | 0.10845 | 0.050971 | 0.047139 | 0.045199 | 0.04881 | 18.7463 | 14.8628 | 8.74 | -6.2361 | 9.7128 | 6.629 | 3.9238 | -2.8067
2 | 28 | 17 | 1949.9103 | 2028.4065 | 2100.2671 | 2118.8988 | 80 | 63 | 0 | 0 | 0 | 0 | 0 | 0 | 0 | 0 | 0 | 0 | 1363.9419 | 1433.9235 | 1552.2422 | 1676.5815 | 0 | 0 | 0 | 0 | -3.2376 | -9.0084 | -4.32 | 8.4846 | 4.46 | -1.6812 | -1.645 | 0 | 504.7459 | 542.1726 | 553.9898 | 433.8327 | 0.4024 | 0.40819 | 0.40418 | 0.39462 | 203.1102 | 221.3088 | 223.9105 | 171.1983 | 0.095803 | 0.10382 | 0.099269 | 0.10562 | 0.048485 | 0.043638 | 0.04283 | 0.043123 | 48.3564 | 56.2861 | 54.9938 | 45.8213 | 24.4724 | 23.6592 | 23.7273 | 18.7082
2 | 28 | 18 | 2036.73 | 2124.9582 | 2206.9538 | 2232.1404 | 80 | 63 | 0 | 0 | 0 | 0 | 0 | 0 | 0 | 0 | 0 | 0 | 743.0787 | 731.0858 | 774.0599 | 831.4951 | 0 | 0 | 0 | 0 | 1.0808 | 3.8289 | 3.2517 | 40.4135 | 16.8507 | 17.2013 | 24.8151 | 40 | 1195.7199 | 1309.8422 | 1404.8272 | 1320.2318 | 0.40342 | 0.39939 | 0.39298 | 0.37664 | 482.3723 | 523.1372 | 552.0714 | 497.2505 | 0.094866 | 0.10317 | 0.099874 | 0.10582 | 0.047707 | 0.043166 | 0.044066 | 0.043553 | 113.433 | 135.1316 | 140.3063 | 139.7073 | 57.0437 | 56.5404 | 61.905 | 57.5006
2 | 28 | 19 | 2255.4047 | 2362.2816 | 2463.2224 | 2499.4388 | 80 | 63 | 0 | 0 | 0 | 0 | 0 | 0 | 0 | 0 | 0 | 0 | 689.2333 | 677.8091 | 716.8885 | 768.0966 | 0 | 0 | 0 | 0 | 17.6973 | -1.9066 | 93.9423 | 79.5326 | 10.9491 | 15.8231 | 2.9904 | 40 | 1457.525 | 1607.5559 | 1649.4012 | 1611.8096 | 0.41293 | 0.40451 | 0.39736 | 0.38359 | 601.8523 | 650.2707 | 655.4039 | 618.2746 | 0.094754 | 0.10316 | 0.099869 | 0.10578 | 0.047696 | 0.043405 | 0.044173 | 0.04372 | 138.1068 | 165.8364 | 164.7236 | 170.4921 | 69.5188 | 69.7759 | 72.8587 | 70.4686
2 | 28 | 20 | 2253.4947 | 2360.6617 | 2461.5564 | 2497.2971 | 80 | 63 | 0 | 0 | 0 | 0 | 0 | 0 | 0 | 0 | 0 | 0 | 721.7017 | 715.7685 | 756.3667 | 806.4583 | 0 | 0 | 0 | 0 | 13.9373 | 27.3778 | 10.7571 | 106.4405 | 2.3251 | 3.4932 | 12.4937 | 25.6983 | 1435.5306 | 1551.0222 | 1681.9389 | 1558.7001 | 0.4122 | 0.4033 | 0.397 | 0.38296 | 591.7282 | 625.52 | 667.7218 | 596.9265 | 0.094718 | 0.10318 | 0.099871 | 0.10578 | 0.047658 | 0.043213 | 0.044146 | 0.043628 | 135.9699 | 160.0399 | 167.9766 | 164.8788 | 68.414 | 67.0248 | 74.2509 | 68.0037
2 | 28 | 21 | 2196.4817 | 2302.127 | 2401.3915 | 2436.5006 | 80 | 63 | 0 | 0 | 0 | 0 | 0 | 0 | 0 | 0 | 0 | 0 | 683.9246 | 671.2446 | 711.7494 | 760.9531 | 0 | 0 | 0 | 0 | 12.1608 | 0 | 21.9869 | 28.8 | 2.4596 | 5.6035 | 6.3052 | 31.6135 | 1417.9366 | 1562.2789 | 1661.3499 | 1615.1339 | 0.40612 | 0.40218 | 0.39602 | 0.38156 | 575.8516 | 628.3109 | 657.9232 | 616.2753 | 0.09463 | 0.10311 | 0.099855 | 0.10575 | 0.047643 | 0.043144 | 0.044055 | 0.043602 | 134.1791 | 161.0935 | 165.8935 | 170.8041 | 67.5553 | 67.4035 | 73.1911 | 70.4224
2 | 28 | 22 | 2065.2764 | 2165.2635 | 2259.1863 | 2292.5152 | 80 | 63 | 0 | 0 | 0 | 0 | 0 | 0 | 0 | 0 | 0 | 0 | 637.7771 | 624.3984 | 663.4355 | 708.7191 | 0 | 0 | 0 | 0 | 14.5894 | 0 | 5.2329 | 28.8 | 0 | 5.8338 | 13.5635 | 31.8325 | 1332.9099 | 1472.0313 | 1576.9544 | 1523.1636 | 0.41109 | 0.39872 | 0.39241 | 0.37595 | 547.9507 | 586.9262 | 618.8146 | 572.631 | 0.094516 | 0.10292 | 0.099753 | 0.10576 | 0.047603 | 0.043037 | 0.043906 | 0.043547 | 125.9819 | 151.4961 | 157.3058 | 161.089 | 63.45 | 63.3523 | 69.2374 | 66.3295
2 | 28 | 23 | 1896.0067 | 1989.9536 | 2078.4956 | 2110.9153 | 80 | 63 | 0 | 0 | 0 | 0 | 0 | 0 | 0 | 0 | 0 | 0 | 567.3602 | 546.3588 | 582.6237 | 626.9498 | 0 | 0 | 0 | 0 | 0 | 87.6582 | 23.942 | 11.1472 | 7.9319 | 7.1662 | 16.6024 | 34.5934 | 1240.7146 | 1285.7705 | 1455.3275 | 1438.2248 | 0.41371 | 0.39663 | 0.38604 | 0.36606 | 513.2969 | 509.97 | 561.8096 | 526.4728 | 0.094524 | 0.10276 | 0.099596 | 0.10574 | 0.047677 | 0.042817 | 0.04382 | 0.043505 | 117.277 | 132.1213 | 144.9443 | 152.0711 | 59.1535 | 55.0524 | 63.7719 | 62.5705
2 | 28 | 24 | 1712.798 | 1792.9391 | 1867.3302 | 1891.5721 | 80 | 63 | 0 | 0 | 0 | 0 | 0 | 0 | 0 | 0 | 0 | 0 | 490.5933 | 464.2515 | 498.081 | 538.3033 | 0 | 0 | 0 | 0 | 0 | 5.5201 | 43.0511 | 5.2644 | 0 | 28.1194 | 10.3758 | 3.4234 | 1142.2047 | 1232.0481 | 1315.8223 | 1344.5811 | 0.40639 | 0.39199 | 0.37547 | 0.36382 | 464.1791 | 482.9471 | 494.0496 | 489.1878 | 0.095206 | 0.10275 | 0.099285 | 0.10561 | 0.04814 | 0.042867 | 0.043498 | 0.043317 | 108.7449 | 126.5927 | 130.6409 | 142.0063 | 54.9855 | 52.8141 | 57.2361 | 58.2436
3 | 1 | 1 | 1603.243 | 1671.4434 | 1733.0005 | 1748.4039 | 80 | 63 | 0 | 0 | 0 | 0 | 0 | 0 | 0 | 0 | 0 | 0 | 469.2739 | 443.5035 | 478.9844 | 513.5613 | 0 | 0 | 0 | 0 | -6.1617 | 29.4966 | 42.4916 | 4.4171 | -0.99199 | 8.7154 | 26.0891 | 2.2336 | 1061.1228 | 1126.7279 | 1185.4354 | 1228.1918 | 0.41329 | 0.40425 | 0.37696 | 0.36409 | 438.5462 | 455.4782 | 446.8571 | 447.1684 | 0.10791 | 0.1172 | 0.11023 | 0.11545 | 0.049406 | 0.042833 | 0.043238 | 0.043239 | 114.5043 | 132.0542 | 130.6658 | 141.7937 | 52.4253 | 48.2612 | 51.2563 | 53.1064
3 | 1 | 2 | 1549.6083 | 1608.7563 | 1660.5535 | 1668.8666 | 80 | 63 | 0 | 0 | 0 | 0 | 0 | 0 | 0 | 0 | 0 | 0 | 437.185 | 401.9634 | 441.3966 | 471.9103 | 0 | 0 | 0 | 0 | -5.3659 | 1.747 | 24.7014 | -3.0033 | -1.4471 | 8.4946 | 23.172 | 1.2763 | 1039.2363 | 1133.5513 | 1171.2834 | 1198.6833 | 0.41212 | 0.40593 | 0.37263 | 0.36396 | 428.2904 | 460.1427 | 436.451 | 436.2697 | 0.10789 | 0.11725 | 0.11017 | 0.11541 | 0.049287 | 0.042823 | 0.043052 | 0.043054 | 112.1233 | 132.9129 | 129.0456 | 138.3346 | 51.2203 | 48.5418 | 50.4257 | 51.6079
3 | 1 | 3 | 1502.8042 | 1552.9349 | 1595.0348 | 1596.26 | 80 | 63 | 0 | 0 | 0 | 0 | 0 | 0 | 0 | 0 | 0 | 0 | 413.9709 | 367.842 | 411.1112 | 440.1152 | 0 | 0 | 0 | 0 | -5.3696 | 8.4627 | 19.4409 | -0.98931 | -1.0603 | 7.5053 | 15.2125 | 1.2763 | 1015.2632 | 1106.125 | 1149.2701 | 1155.8579 | 0.41162 | 0.4062 | 0.3735 | 0.36453 | 417.8999 | 449.3081 | 429.2533 | 421.3421 | 0.10783 | 0.11726 | 0.11011 | 0.11539 | 0.04918 | 0.042852 | 0.042964 | 0.043023 | 109.4766 | 129.7071 | 126.5435 | 133.3725 | 49.9306 | 47.4001 | 49.3775 | 49.7288
3 | 1 | 4 | 1505.9699 | 1550.8613 | 1586.9872 | 1583.0574 | 80 | 63 | 0 | 0 | 0 | 0 | 0 | 0 | 0 | 0 | 0 | 0 | 377.2282 | 324.8646 | 368.7335 | 395.6432 | 0 | 0 | 0 | 0 | -5.3629 | 4.0782 | 29.0462 | -1.2643 | -1.1262 | 7.3583 | 12.5179 | 1.2763 | 1055.2308 | 1151.5602 | 1176.6897 | 1187.4022 | 0.4116 | 0.40613 | 0.376 | 0.36469 | 434.331 | 467.686 | 442.4338 | 433.0341 | 0.10763 | 0.1172 | 0.1101 | 0.11538 | 0.048977 | 0.042908 | 0.043007 | 0.043072 | 113.5766 | 134.9607 | 129.5556 | 137.0015 | 51.6823 | 49.411 | 50.6064 | 51.1443
3 | 1 | 5 | 1553.4437 | 1594.3669 | 1625.5516 | 1616.3543 | 80 | 63 | 0 | 0 | 0 | 0 | 0 | 0 | 0 | 0 | 0 | 0 | 317.6215 | 262.1296 | 302.2539 | 327.6121 | 0 | 0 | 0 | 0 | -4.0921 | 19.6331 | 47.7998 | -4.61 | 0.40494 | 10.1093 | 22.0661 | 1.3995 | 1159.5093 | 1239.4949 | 1253.4318 | 1291.9526 | 0.41177 | 0.4071 | 0.37726 | 0.36626 | 477.4514 | 504.5986 | 472.8651 | 473.1849 | 0.1074 | 0.11724 | 0.11008 | 0.11537 | 0.048799 | 0.042983 | 0.043099 | 0.043163 | 124.5258 | 145.3176 | 137.9812 | 149.0586 | 56.5832 | 53.2768 | 54.0213 | 55.7651
3 | 1 | 6 | 1708.7485 | 1752.1834 | 1784.9987 | 1773.9903 | 80 | 63 | 0 | 0 | 0 | 0 | 0 | 0 | 0 | 0 | 0 | 0 | 270.7715 | 216.3008 | 253.7686 | 274.8783 | 0 | 0 | 0 | 0 | 5.0785 | 63.8009 | 50.2852 | 31.7866 | 2.2568 | 18.0759 | 8.2526 | 16.7696 | 1350.6417 | 1391.0058 | 1472.6922 | 1450.5557 | 0.41056 | 0.40853 | 0.38849 | 0.36647 | 554.5262 | 568.2643 | 572.1207 | 531.5865 | 0.10721 | 0.11731 | 0.11004 | 0.11535 | 0.048667 | 0.043216 | 0.043478 | 0.043497 | 144.7991 | 163.1728 | 162.0604 | 167.3147 | 65.7319 | 60.113 | 64.0293 | 63.0946
3 | 1 | 7 | 1895.9797 | 1943.6321 | 1980.3318 | 1969.4595 | 80 | 63 | 0 | 0 | 0 | 0 | 0 | 0 | 0 | 0 | 0 | 0 | 492.5282 | 444.5205 | 480.3006 | 498.2295 | 0 | 0 | 0 | 0 | 7.3022 | 16.7827 | 8.4769 | 13.0101 | 1.3205 | 10.3844 | 8.5284 | 9.0064 | 1314.8287 | 1408.9445 | 1483.0259 | 1449.2134 | 0.41103 | 0.41035 | 0.39423 | 0.37873 | 540.4286 | 578.1574 | 584.6582 | 548.862 | 0.10735 | 0.11743 | 0.11016 | 0.11566 | 0.048782 | 0.043226 | 0.043175 | 0.043557 | 141.1426 | 165.452 | 163.3719 | 167.6171 | 64.1398 | 60.9029 | 64.0296 | 63.1233
3 | 1 | 8 | 2003.6328 | 2055.4901 | 2097.6569 | 2091.0822 | 80 | 63 | 0 | 0 | 0 | 0 | 0 | 0 | 0 | 0 | 0 | 0 | 1114.3565 | 1110.1893 | 1184.7797 | 1234.7039 | 0 | 0 | 0 | 0 | -5.0094 | -10.1346 | 6.4378 | 16.408 | 0.95673 | -2.812 | -7.7374 | -9.2086 | 813.329 | 895.2475 | 914.1768 | 849.179 | 0.409 | 0.28561 | 0.40476 | 0.39541 | 332.6534 | 255.6936 | 370.024 | 335.7733 | 0.11032 | 0.11878 | 0.11154 | 0.11933 | 0.051571 | 0.045686 | 0.045845 | 0.051303 | 89.7233 | 106.3349 | 101.9676 | 101.3301 | 41.9439 | 40.9006 | 41.9104 | 43.5652
3 | 1 | 9 | 2043.6537 | 2098.8187 | 2146.0115 | 2144.8044 | 80 | 63 | 0 | 0 | 0 | 0 | 0 | 0 | 0 | 0 | 0 | 0 | 1464.9844 | 1542.02 | 1689.3358 | 1797.9566 | 0 | 0 | 0 | 0 | -2.6499 | -25.6172 | -21.6143 | -30.0854 | -4.2699 | -12.6212 | -9.0623 | -16.0249 | 505.5891 | 532.0371 | 487.3523 | 392.9582 | 0.40919 | 0.27247 | 0.26264 | 0.26837 | 206.883 | 144.9668 | 128.0002 | 105.4574 | 0.11356 | 0.11896 | 0.11214 | 0.12116 | 0.055623 | 0.047569 | 0.048079 | 0.059568 | 57.4153 | 63.2887 | 54.653 | 47.6104 | 28.1226 | 25.3084 | 23.4314 | 23.4077
3 | 1 | 10 | 2043.5927 | 2097.694 | 2143.4846 | 2140.8437 | 80 | 63 | 0 | 0 | 0 | 0 | 0 | 0 | 0 | 0 | 0 | 0 | 1765.1566 | 1907.7579 | 2114.4999 | 2272.7587 | 0 | 0 | 0 | 0 | -5.0196 | -69.1829 | -62.6759 | -65.1752 | -4.1119 | -15.47 | -28.0828 | -33.9128 | 207.5676 | 211.589 | 119.7434 | -32.827 | 0.40293 | 0.26868 | 0.26582 | 0.087318 | 83.6345 | 56.8489 | 31.83 | -2.8664 | 0.11324 | 0.12223 | 0.1117 | 0.11889 | 0.056694 | 0.048167 | 0.049069 | 0.060676 | 23.5041 | 25.8626 | 13.3749 | -3.9029 | 11.7679 | 10.1915 | 5.8757 | -1.9918
3 | 1 | 11 | 2040.0283 | 2094.1446 | 2138.799 | 2133.8324 | 80 | 63 | 0 | 0 | 0 | 0 | 0 | 0 | 0 | 0 | 0 | 0 | 1856.3032 | 2035.0887 | 2275.4588 | 2462.4639 | 0 | 0 | 0 | 0 | -4.9661 | -64.9499 | -63.301 | -67.0757 | -4.8773 | -27.2207 | -29.5982 | -35.259 | 113.5685 | 88.2266 | -43.7606 | -226.2967 | 0.39688 | 0.26972 | 0.26885 | 0 | 45.0728 | 23.7964 | -11.7653 | 0 | 0.11342 | 0.12274 | 0.1116 | 0.1188 | 0.057199 | 0.049031 | 0.051193 | 0.062375 | 12.8807 | 10.8292 | -4.8839 | -26.8835 | 6.496 | 4.3259 | -2.2402 | -14.1153
3 | 1 | 12 | 2030.5975 | 2085.2152 | 2129.6598 | 2123.6742 | 80 | 63 | 0 | 0 | 0 | 0 | 0 | 0 | 0 | 0 | 0 | 0 | 1875.9821 | 2072.2144 | 2328.2725 | 2529.0391 | 0 | 0 | 0 | 0 | -7.0796 | -78.4171 | -80.9096 | -81.7355 | -6.7432 | -29.0612 | -37.4036 | -40 | 88.4381 | 57.4791 | -80.2995 | -283.6294 | 0.3979 | 0.26972 | 0.26972 | 0 | 35.1892 | 15.5032 | -21.6583 | 0 | 0.11404 | 0.12316 | 0.11112 | 0.11887 | 0.058126 | 0.049662 | 0.051671 | 0.062858 | 10.0854 | 7.0794 | -8.9228 | -33.7149 | 5.1405 | 2.8546 | -4.1492 | -17.8285
3 | 1 | 13 | 2000.5342 | 2057.3563 | 2104.2521 | 2100.6206 | 80 | 63 | 0 | 0 | 0 | 0 | 0 | 0 | 0 | 0 | 0 | 0 | 1871.5834 | 2055.577 | 2304.7049 | 2498.0235 | 0 | 0 | 0 | 0 | -4.1704 | -80.0891 | -81.8611 | -87.6129 | -5.7844 | -30.3489 | -37.734 | -40 | 58.9056 | 49.2173 | -80.8577 | -269.79 | 0.39853 | 0.26972 | 0.26972 | 0 | 23.4755 | 13.2749 | -21.8088 | 0 | 0.11453 | 0.11914 | 0.11147 | 0.11885 | 0.058479 | 0.050049 | 0.052659 | 0.06269 | 6.7465 | 5.8635 | -9.0133 | -32.0639 | 3.4448 | 2.4633 | -4.2579 | -16.9132
3 | 1 | 14 | 1985.0258 | 2043.4599 | 2092.444 | 2091.0729 | 80 | 63 | 0 | 0 | 0 | 0 | 0 | 0 | 0 | 0 | 0 | 0 | 1890.7519 | 2065.6592 | 2316.0425 | 2506.3455 | 0 | 0 | 0 | 0 | -6.2424 | -80.1049 | -79.968 | -56.8665 | -6.0523 | -24.7948 | -37.5062 | -40 | 26.5686 | 19.7004 | -106.1243 | -318.4061 | 0.39819 | 0.26972 | 0.26972 | 0 | 10.5792 | 5.3136 | -28.6237 | 0 | 0.11436 | 0.11904 | 0.11163 | 0.11868 | 0.058011 | 0.049569 | 0.050376 | 0.061597 | 3.0384 | 2.3452 | -11.8466 | -37.7898 | 1.5413 | 0.97652 | -5.3461 | -19.6129
3 | 1 | 15 | 1959.5661 | 2019.8183 | 2070.991 | 2071.9167 | 80 | 63 | 0 | 0 | 0 | 0 | 0 | 0 | 0 | 0 | 0 | 0 | 1878.5235 | 2027.6793 | 2261.3697 | 2434.623 | 0 | 0 | 0 | 0 | -5.7031 | -53.5326 | -45.2438 | -35.0429 | -6.0683 | -15.6918 | -32.8839 | -32.836 | 12.8141 | -1.6366 | -112.251 | -294.8274 | 0.40065 | 0.26972 | 0.26972 | 0 | 5.1339 | -0.44142 | -30.2762 | 0 | 0.11613 | 0.12037 | 0.11242 | 0.12027 | 0.058436 | 0.049196 | 0.048333 | 0.059267 | 1.488 | -0.197 | -12.6191 | -35.4595 | 0.7488 | -0.080514 | -5.4254 | -17.4734
3 | 1 | 16 | 1933.1973 | 2000.3172 | 2059.5555 | 2067.9677 | 80 | 63 | 0 | 0 | 0 | 0 | 0 | 0 | 0 | 0 | 0 | 0 | 1653.1891 | 1755.1257 | 1949.0455 | 2087.0473 | 0 | 0 | 0 | 0 | -4.2561 | -14.0059 | -12.3274 | -4.5114 | -5.0135 | -11.3207 | -12.9883 | -17.0329 | 209.2779 | 207.518 | 135.8257 | 2.4646 | 0.40929 | 0.26149 | 0.26306 | 0.18532 | 85.6558 | 54.263 | 35.7304 | 0.45674 | 0.11389 | 0.12093 | 0.11245 | 0.12241 | 0.055254 | 0.048565 | 0.047858 | 0.057989 | 23.8341 | 25.0947 | 15.2733 | 0.3017 | 11.5635 | 10.0781 | 6.5003 | 0.14292
3 | 1 | 17 | 1932.1457 | 2008.9954 | 2079.1484 | 2096.7153 | 80 | 63 | 0 | 0 | 0 | 0 | 0 | 0 | 0 | 0 | 0 | 0 | 1174.8967 | 1208.7069 | 1344.4778 | 1431.2088 | 0 | 0 | 0 | 0 | -4.2588 | -2.2311 | 2.7569 | 3.1611 | 0.91283 | -4.4182 | -5.7056 | -3.1536 | 680.595 | 743.9378 | 737.6194 | 665.499 | 0.40752 | 0.28291 | 0.38057 | 0.3842 | 277.3537 | 210.4687 | 280.7175 | 255.6839 | 0.1097 | 0.12042 | 0.11063 | 0.1167 | 0.050779 | 0.047537 | 0.043748 | 0.045603 | 74.662 | 89.5817 | 81.6014 | 77.6634 | 34.5601 | 35.3646 | 32.2696 | 30.3488
3 | 1 | 18 | 2015.4411 | 2104.588 | 2187.8465 | 2214.6145 | 80 | 63 | 0 | 0 | 0 | 0 | 0 | 0 | 0 | 0 | 0 | 0 | 472.0378 | 415.8425 | 472.6808 | 490.1854 | 0 | 0 | 0 | 0 | 8.7331 | -2.9126 | -0.019935 | 23.1056 | 1.7834 | 0.14841 | 1.8834 | 2.9348 | 1452.8868 | 1628.5097 | 1713.3022 | 1698.3887 | 0.40644 | 0.41154 | 0.3922 | 0.38465 | 590.5146 | 670.1965 | 671.9638 | 653.2846 | 0.10706 | 0.11756 | 0.11072 | 0.11593 | 0.048419 | 0.043185 | 0.043655 | 0.043722 | 155.5476 | 191.4537 | 189.7031 | 196.8978 | 70.3466 | 70.3266 | 74.7941 | 74.2575
3 | 1 | 19 | 2227.5622 | 2333.7478 | 2434.1631 | 2470.5531 | 80 | 63 | 0 | 0 | 0 | 0 | 0 | 0 | 0 | 0 | 0 | 0 | 321.1486 | 256.0381 | 309.3181 | 321.3181 | 0 | 0 | 0 | 0 | 19.9721 | 23.896 | -1.4176 | 50.3551 | 11.5758 | 16.4555 | 13.1947 | 35.7543 | 1794.8657 | 1974.3582 | 2113.0678 | 2063.1256 | 0.41784 | 0.42049 | 0.40026 | 0.38866 | 749.9733 | 830.2044 | 845.7821 | 801.855 | 0.10743 | 0.11774 | 0.11086 | 0.11589 | 0.048513 | 0.043707 | 0.044255 | 0.044135 | 192.8247 | 232.4514 | 234.2615 | 239.0879 | 87.0739 | 86.2923 | 93.5138 | 91.057
3 | 1 | 20 | 2243.6235 | 2352.1909 | 2454.7589 | 2492.1388 | 80 | 63 | 0 | 0 | 0 | 0 | 0 | 0 | 0 | 0 | 0 | 0 | 321.191 | 254.6169 | 308.2264 | 320.2318 | 0 | 0 | 0 | 0 | 9.9021 | 64.8182 | 7.3014 | 34.5259 | 7.7377 | 9.7627 | 12.5108 | 33.8599 | 1824.7927 | 1959.9931 | 2126.7203 | 2103.5211 | 0.41669 | 0.42192 | 0.40093 | 0.38937 | 760.3716 | 826.9685 | 852.6592 | 819.0447 | 0.10701 | 0.11773 | 0.11086 | 0.11588 | 0.048376 | 0.043603 | 0.044165 | 0.043976 | 195.2796 | 230.7516 | 235.778 | 243.7552 | 88.2763 | 85.4617 | 93.9269 | 92.5052
3 | 1 | 21 | 2186.3166 | 2293.1721 | 2393.8722 | 2430.3946 | 80 | 63 | 0 | 0 | 0 | 0 | 0 | 0 | 0 | 0 | 0 | 0 | 322.2317 | 255.5179 | 309.2297 | 321.3941 | 0 | 0 | 0 | 0 | 3.1762 | 38.2789 | 22.8682 | 57.507 | 4.9258 | 7.526 | 2.5778 | 24.486 | 1775.983 | 1928.8494 | 2059.1966 | 2027.0076 | 0.40725 | 0.41222 | 0.39727 | 0.38658 | 723.2607 | 795.1154 | 818.0544 | 783.5924 | 0.10677 | 0.11773 | 0.11083 | 0.11577 | 0.048296 | 0.043355 | 0.043933 | 0.04384 | 189.624 | 227.0924 | 228.2162 | 234.6697 | 85.7723 | 83.6256 | 90.4667 | 88.8636
3 | 1 | 22 | 2061.6387 | 2164.3579 | 2261.3912 | 2297.4282 | 80 | 63 | 0 | 0 | 0 | 0 | 0 | 0 | 0 | 0 | 0 | 0 | 320.9068 | 253.8404 | 306.7621 | 320.1811 | 0 | 0 | 0 | 0 | 8.5891 | 22.3226 | 10.0153 | 24.8122 | 4.7045 | 4.4025 | 6.2392 | 27.9011 | 1647.4384 | 1820.7924 | 1938.3746 | 1924.5338 | 0.4092 | 0.40681 | 0.39436 | 0.38072 | 674.1354 | 740.7112 | 764.421 | 732.7137 | 0.10667 | 0.1175 | 0.11057 | 0.11573 | 0.048211 | 0.043146 | 0.043745 | 0.043756 | 175.7365 | 213.9386 | 214.3243 | 222.7172 | 79.425 | 78.5602 | 84.7935 | 84.2093
3 | 1 | 23 | 1889.0961 | 1984.1032 | 2073.8807 | 2107.4713 | 80 | 63 | 0 | 0 | 0 | 0 | 0 | 0 | 0 | 0 | 0 | 0 | 318.5092 | 253.7579 | 304.8546 | 319.9862 | 0 | 0 | 0 | 0 | -1.5935 | 20.6854 | 23.8384 | 24.7053 | -0.027697 | 6.5294 | 15.0068 | 29.7782 | 1492.2081 | 1640.1305 | 1730.1809 | 1733.0016 | 0.41443 | 0.40564 | 0.38939 | 0.37001 | 618.4113 | 665.2979 | 673.714 | 641.2261 | 0.10699 | 0.11736 | 0.11036 | 0.1156 | 0.048443 | 0.042989 | 0.043597 | 0.043413 | 159.648 | 192.4793 | 190.9471 | 200.3427 | 72.2864 | 70.5068 | 75.4303 | 75.234
3 | 1 | 24 | 1709.7675 | 1790.4192 | 1865.3785 | 1890.126 | 80 | 63 | 0 | 0 | 0 | 0 | 0 | 0 | 0 | 0 | 0 | 0 | 314.3056 | 252.381 | 300.4772 | 317.7314 | 0 | 0 | 0 | 0 | -2.9811 | 21.7057 | 9.7772 | 7.5318 | -0.61607 | 16.1427 | 15.6755 | 22.9455 | 1319.0591 | 1437.1898 | 1539.4485 | 1541.9173 | 0.41271 | 0.40699 | 0.38318 | 0.36432 | 544.3864 | 584.921 | 589.8881 | 561.7454 | 0.10752 | 0.11724 | 0.11028 | 0.11549 | 0.049011 | 0.042864 | 0.043368 | 0.043305 | 141.8203 | 168.4946 | 169.7733 | 178.0768 | 64.649 | 61.6041 | 66.7634 | 66.772
3 | 2 | 1 | 1584.7725 | 1651.8908 | 1712.3962 | 1727.3211 | 80 | 63 | 0 | 0 | 0 | 0 | 0 | 0 | 0 | 0 | 0 | 0 | 312.7633 | 252.0686 | 296.6625 | 318.0659 | 0 | 0 | 0 | 0 | -6.1617 | 29.4966 | 42.4916 | 4.4171 | -0.99199 | 8.7154 | 26.0891 | 2.2336 | 1199.163 | 1298.6101 | 1347.153 | 1402.6044 | 0.41329 | 0.40425 | 0.37696 | 0.36409 | 495.5961 | 524.9613 | 507.8175 | 510.6697 | 0.10791 | 0.1172 | 0.11023 | 0.11545 | 0.049406 | 0.042833 | 0.043238 | 0.043239 | 129.4 | 152.199 | 148.4913 | 161.9295 | 59.2453 | 55.6234 | 58.2487 | 60.6479
3 | 2 | 2 | 1525.1209 | 1582.8343 | 1633.2371 | 1640.9159 | 80 | 63 | 0 | 0 | 0 | 0 | 0 | 0 | 0 | 0 | 0 | 0 | 324.1003 | 267.2289 | 306.9587 | 334.8309 | 0 | 0 | 0 | 0 | -5.3659 | 1.747 | 24.7014 | -3.0033 | -1.4471 | 8.4946 | 23.172 | 1.2763 | 1127.8336 | 1242.3638 | 1278.405 | 1307.812 | 0.41212 | 0.40593 | 0.37263 | 0.36396 | 464.8031 | 504.313 | 476.3674 | 475.9879 | 0.10789 | 0.11725 | 0.11017 | 0.11541 | 0.049287 | 0.042823 | 0.043052 | 0.043054 | 121.682 | 145.6715 | 140.8477 | 150.9287 | 55.587 | 53.2015 | 55.0375 | 56.3063
3 | 2 | 3 | 1495.0382 | 1544.7139 | 1586.3716 | 1587.3957 | 80 | 63 | 0 | 0 | 0 | 0 | 0 | 0 | 0 | 0 | 0 | 0 | 338.3222 | 290.0859 | 322.3193 | 357.7365 | 0 | 0 | 0 | 0 | -5.3696 | 8.4627 | 19.4409 | -0.98931 | -1.0603 | 7.5053 | 15.2125 | 1.2763 | 1083.1459 | 1175.6601 | 1229.3989 | 1229.3722 | 0.41162 | 0.4062 | 0.3735 | 0.36453 | 445.8416 | 477.5532 | 459.1814 | 448.1402 | 0.10783 | 0.11726 | 0.11011 | 0.11539 | 0.04918 | 0.042852 | 0.042964 | 0.043023 | 116.7965 | 137.861 | 135.3663 | 141.8553 | 53.269 | 50.3798 | 52.8202 | 52.8916
3 | 2 | 4 | 1490.3679 | 1534.3453 | 1569.5828 | 1565.2488 | 80 | 63 | 0 | 0 | 0 | 0 | 0 | 0 | 0 | 0 | 0 | 0 | 323.1786 | 278.0511 | 303.4876 | 344.2897 | 0 | 0 | 0 | 0 | -5.3629 | 4.0782 | 29.0462 | -1.2643 | -1.1262 | 7.3583 | 12.5179 | 1.2763 | 1093.6784 | 1181.8577 | 1224.5311 | 1220.9472 | 0.4116 | 0.40613 | 0.376 | 0.36469 | 450.1559 | 479.9908 | 460.4221 | 445.2676 | 0.10763 | 0.1172 | 0.1101 | 0.11538 | 0.048977 | 0.042908 | 0.043007 | 0.043072 | 117.7148 | 138.5115 | 134.8231 | 140.8719 | 53.5653 | 50.711 | 52.6639 | 52.5892
3 | 2 | 5 | 1533.224 | 1572.9627 | 1602.9961 | 1593.275 | 80 | 63 | 0 | 0 | 0 | 0 | 0 | 0 | 0 | 0 | 0 | 0 | 318.762 | 281.5457 | 300.6709 | 344.6348 | 0 | 0 | 0 | 0 | -4.0921 | 19.6331 | 47.7998 | -4.61 | 0.40494 | 10.1093 | 22.0661 | 1.3995 | 1138.1492 | 1198.6746 | 1232.4592 | 1251.8507 | 0.41177 | 0.4071 | 0.37726 | 0.36626 | 468.6559 | 487.9807 | 464.953 | 458.4974 | 0.1074 | 0.11724 | 0.11008 | 0.11537 | 0.048799 | 0.042983 | 0.043099 | 0.043163 | 122.2318 | 140.5318 | 135.6725 | 144.4318 | 55.5408 | 51.5222 | 53.1174 | 54.0342
3 | 2 | 6 | 1665.6506 | 1706.5606 | 1736.9219 | 1724.7972 | 80 | 63 | 0 | 0 | 0 | 0 | 0 | 0 | 0 | 0 | 0 | 0 | 313.1213 | 289.1946 | 300.7589 | 345.8571 | 0 | 0 | 0 | 0 | 5.0785 | 63.8009 | 50.2852 | 31.7866 | 2.2568 | 18.0759 | 8.2526 | 16.7696 | 1265.194 | 1272.4893 | 1377.6252 | 1330.3838 | 0.41056 | 0.40853 | 0.38849 | 0.36647 | 519.4443 | 519.8471 | 535.1885 | 487.547 | 0.10721 | 0.11731 | 0.11004 | 0.11535 | 0.048667 | 0.043216 | 0.043478 | 0.043497 | 135.6384 | 149.2702 | 151.5989 | 153.4535 | 61.5734 | 54.9913 | 59.896 | 57.8675
3 | 2 | 7 | 1851.6225 | 1896.6762 | 1930.8502 | 1918.829 | 80 | 63 | 0 | 0 | 0 | 0 | 0 | 0 | 0 | 0 | 0 | 0 | 497.9196 | 483.9827 | 490.2463 | 533.8337 | 0 | 0 | 0 | 0 | 7.3022 | 16.7827 | 8.4769 | 13.0101 | 1.3205 | 10.3844 | 8.5284 | 9.0064 | 1265.0801 | 1322.5264 | 1423.5987 | 1362.9787 | 0.41103 | 0.41035 | 0.39423 | 0.37873 | 519.9806 | 542.6959 | 561.23 | 516.2023 | 0.10735 | 0.11743 | 0.11016 | 0.11566 | 0.048782 | 0.043226 | 0.043175 | 0.043557 | 135.8023 | 155.304 | 156.8254 | 157.6431 | 61.713 | 57.1674 | 61.4638 | 59.3671
3 | 2 | 8 | 1953.7484 | 2002.6832 | 2042.0096 | 2034.1428 | 80 | 63 | 0 | 0 | 0 | 0 | 0 | 0 | 0 | 0 | 0 | 0 | 1177.3543 | 1209.5161 | 1257.7961 | 1333.3608 | 0 | 0 | 0 | 0 | -5.0094 | -10.1346 | 6.4378 | 16.408 | 0.95673 | -2.812 | -7.7374 | -9.2086 | 700.4468 | 743.1137 | 785.513 | 693.5826 | 0.409 | 0.28561 | 0.40476 | 0.39541 | 286.4843 | 212.2424 | 317.9458 | 274.249 | 0.11032 | 0.11878 | 0.11154 | 0.11933 | 0.051571 | 0.045686 | 0.045845 | 0.051303 | 77.2705 | 88.2649 | 87.6164 | 82.7632 | 36.1225 | 33.9501 | 36.0118 | 35.5827
3 | 2 | 9 | 1992.5799 | 2044.7527 | 2089.0374 | 2086.5074 | 80 | 63 | 0 | 0 | 0 | 0 | 0 | 0 | 0 | 0 | 0 | 0 | 1649.9808 | 1760.9225 | 1890.8825 | 2041.0117 | 0 | 0 | 0 | 0 | -2.6499 | -25.6172 | -21.6143 | -30.0854 | -4.2699 | -12.6212 | -9.0623 | -16.0249 | 269.519 | 259.0686 | 228.8315 | 91.6061 | 0.40919 | 0.27247 | 0.26264 | 0.26837 | 110.285 | 70.5897 | 60.1012 | 24.5842 | 0.11356 | 0.11896 | 0.11214 | 0.12116 | 0.055623 | 0.047569 | 0.048079 | 0.059568 | 30.6069 | 30.8176 | 25.6618 | 11.0989 | 14.9916 | 12.3236 | 11.002 | 5.4568
3 | 2 | 10 | 2002.0341 | 2053.7006 | 2097.1249 | 2093.4075 | 80 | 63 | 0 | 0 | 0 | 0 | 0 | 0 | 0 | 0 | 0 | 0 | 1983.7634 | 2167.8531 | 2356.5627 | 2564.1104 | 0 | 0 | 0 | 0 | -5.0196 | -69.1829 | -62.6759 | -65.1752 | -4.1119 | -15.47 | -28.0828 | -33.9128 | -52.5978 | -92.4997 | -168.6791 | -371.6149 | 0.40293 | 0.26868 | 0.26582 | 0.087318 | -21.193 | -24.8524 | -44.838 | -32.4485 | 0.11324 | 0.12223 | 0.1117 | 0.11889 | 0.056694 | 0.048167 | 0.049069 | 0.060676 | -5.9559 | -11.3063 | -18.8409 | -44.1826 | -2.982 | -4.4554 | -8.2769 | -22.5481
3 | 2 | 11 | 2019.249 | 2072.1479 | 2115.6191 | 2110.1143 | 80 | 63 | 0 | 0 | 0 | 0 | 0 | 0 | 0 | 0 | 0 | 0 | 2044.7638 | 2273.6739 | 2498.0212 | 2739.7115 | 0 | 0 | 0 | 0 | -4.9661 | -64.9499 | -63.301 | -67.0757 | -4.8773 | -27.2207 | -29.5982 | -35.259 | -95.6714 | -172.3553 | -289.5029 | -527.2624 | 0.39688 | 0.26972 | 0.26885 | 0 | -37.9698 | -46.4876 | -77.8343 | 0 | 0.11342 | 0.12274 | 0.1116 | 0.1188 | 0.057199 | 0.049031 | 0.051193 | 0.062375 | -10.8509 | -21.1554 | -32.3097 | -62.6375 | -5.4723 | -8.4508 | -14.8205 | -32.8881
3 | 2 | 12 | 2001.7723 | 2054.7012 | 2097.5046 | 2090.7723 | 80 | 63 | 0 | 0 | 0 | 0 | 0 | 0 | 0 | 0 | 0 | 0 | 2067.7613 | 2321.227 | 2568.5105 | 2829.8263 | 0 | 0 | 0 | 0 | -7.0796 | -78.4171 | -80.9096 | -81.7355 | -6.7432 | -29.0612 | -37.4036 | -40 | -132.1663 | -222.0475 | -352.6927 | -617.3185 | 0.3979 | 0.26972 | 0.26972 | 0 | -52.5885 | -59.8906 | -95.1279 | 0 | 0.11404 | 0.12316 | 0.11112 | 0.11887 | 0.058126 | 0.049662 | 0.051671 | 0.062858 | -15.0722 | -27.3483 | -39.191 | -73.3803 | -7.6823 | -11.0274 | -18.2241 | -38.8037
3 | 2 | 13 | 1979.7549 | 2035.3596 | 2081.0722 | 2076.9025 | 80 | 63 | 0 | 0 | 0 | 0 | 0 | 0 | 0 | 0 | 0 | 0 | 2057.4938 | 2314.4619 | 2561.4411 | 2820.437 | 0 | 0 | 0 | 0 | -4.1704 | -80.0891 | -81.8611 | -87.6129 | -5.7844 | -30.3489 | -37.734 | -40 | -147.7841 | -231.6643 | -360.7738 | -615.9215 | 0.39853 | 0.26972 | 0.26972 | 0 | -58.896 | -62.4844 | -97.3075 | 0 | 0.11453 | 0.11914 | 0.11147 | 0.11885 | 0.058479 | 0.050049 | 0.052659 | 0.06269 | -16.9259 | -27.5994 | -40.2158 | -73.2008 | -8.6423 | -11.5945 | -18.9981 | -38.6123
3 | 2 | 14 | 1963.4069 | 2020.5745 | 2068.3276 | 2066.3965 | 80 | 63 | 0 | 0 | 0 | 0 | 0 | 0 | 0 | 0 | 0 | 0 | 2041.8005 | 2292.9194 | 2529.7619 | 2783.2324 | 0 | 0 | 0 | 0 | -6.2424 | -80.1049 | -79.968 | -56.8665 | -6.0523 | -24.7948 | -37.5062 | -40 | -146.0989 | -230.4453 | -343.9601 | -619.9694 | 0.39819 | 0.26972 | 0.26972 | 0 | -58.1746 | -62.1556 | -92.7725 | 0 | 0.11436 | 0.11904 | 0.11163 | 0.11868 | 0.058011 | 0.049569 | 0.050376 | 0.061597 | -16.7079 | -27.4333 | -38.3961 | -73.5806 | -8.4753 | -11.4228 | -17.3272 | -38.1883
3 | 2 | 15 | 1936.8278 | 1995.7478 | 2045.6259 | 2045.9625 | 80 | 63 | 0 | 0 | 0 | 0 | 0 | 0 | 0 | 0 | 0 | 0 | 1965.1168 | 2197.1648 | 2410.3636 | 2644.6558 | 0 | 0 | 0 | 0 | -5.7031 | -53.5326 | -45.2438 | -35.0429 | -6.0683 | -15.6918 | -32.8839 | -32.836 | -96.5176 | -195.1926 | -286.6101 | -530.8144 | 0.40065 | 0.26972 | 0.26972 | 0 | -38.6696 | -52.6473 | -77.3041 | 0 | 0.11613 | 0.12037 | 0.11242 | 0.12027 | 0.058436 | 0.049196 | 0.048333 | 0.059267 | -11.2081 | -23.4954 | -32.2203 | -63.8422 | -5.6401 | -9.6028 | -13.8527 | -31.4595
3 | 2 | 16 | 1903.6725 | 1969.0626 | 2026.6198 | 2034.2672 | 80 | 63 | 0 | 0 | 0 | 0 | 0 | 0 | 0 | 0 | 0 | 0 | 1700.8821 | 1886.9784 | 2055.6254 | 2251.6805 | 0 | 0 | 0 | 0 | -4.2561 | -14.0059 | -12.3274 | -4.5114 | -5.0135 | -11.3207 | -12.9883 | -17.0329 | 132.0601 | 44.4108 | -3.6898 | -195.869 | 0.40929 | 0.26149 | 0.26306 | 0.18532 | 54.0512 | 11.6128 | -0.97064 | -36.2983 | 0.11389 | 0.12093 | 0.11245 | 0.12241 | 0.055254 | 0.048565 | 0.047858 | 0.057989 | 15.0399 | 5.3705 | -0.41491 | -23.9772 | 7.2969 | 2.1568 | -0.17659 | -11.3583
3 | 2 | 17 | 1883.1009 | 1957.0772 | 2024.4377 | 2040.7342 | 80 | 63 | 0 | 0 | 0 | 0 | 0 | 0 | 0 | 0 | 0 | 0 | 1142.5725 | 1245.3536 | 1333.6897 | 1461.253 | 0 | 0 | 0 | 0 | -4.2588 | -2.2311 | 2.7569 | 3.1611 | 0.91283 | -4.4182 | -5.7056 | -3.1536 | 663.8743 | 655.3729 | 693.6967 | 579.4736 | 0.40752 | 0.28291 | 0.38057 | 0.3842 | 270.5397 | 185.4127 | 264.0018 | 222.633 | 0.1097 | 0.12042 | 0.11063 | 0.1167 | 0.050779 | 0.047537 | 0.043748 | 0.045603 | 72.8277 | 78.9171 | 76.7423 | 67.6243 | 33.7111 | 31.1545 | 30.3481 | 26.4258
3 | 2 | 18 | 1935.0524 | 2019.4897 | 2098.1709 | 2122.8566 | 80 | 63 | 0 | 0 | 0 | 0 | 0 | 0 | 0 | 0 | 0 | 0 | 415.6842 | 426.1912 | 427.703 | 480.658 | 0 | 0 | 0 | 0 | 8.7331 | -2.9126 | -0.019935 | 23.1056 | 1.7834 | 0.14841 | 1.8834 | 2.9348 | 1428.8517 | 1533.0627 | 1668.6044 | 1616.1582 | 0.40644 | 0.41154 | 0.3922 | 0.38465 | 580.7457 | 630.9163 | 654.4331 | 621.6546 | 0.10706 | 0.11756 | 0.11072 | 0.11593 | 0.048419 | 0.043185 | 0.043655 | 0.043722 | 152.9743 | 180.2326 | 184.754 | 187.3646 | 69.1829 | 66.2047 | 72.8428 | 70.6622
3 | 2 | 19 | 2117.3688 | 2217.0987 | 2311.2395 | 2344.7753 | 80 | 63 | 0 | 0 | 0 | 0 | 0 | 0 | 0 | 0 | 0 | 0 | 296.0731 | 302.9355 | 298.7629 | 342.8919 | 0 | 0 | 0 | 0 | 19.9721 | 23.896 | -1.4176 | 50.3551 | 11.5758 | 16.4555 | 13.1947 | 35.7543 | 1709.7479 | 1810.8117 | 2000.6995 | 1915.774 | 0.41784 | 0.42049 | 0.40026 | 0.38866 | 714.4074 | 761.4341 | 800.8053 | 744.5852 | 0.10743 | 0.11774 | 0.11086 | 0.11589 | 0.048513 | 0.043707 | 0.044255 | 0.044135 | 183.6804 | 213.1963 | 221.804 | 222.0119 | 82.9446 | 79.1442 | 88.5409 | 84.5536
3 | 2 | 20 | 2105.0947 | 2205.5463 | 2300.2264 | 2334.0181 | 80 | 63 | 0 | 0 | 0 | 0 | 0 | 0 | 0 | 0 | 0 | 0 | 309.1898 | 319.8053 | 315.6248 | 359.0864 | 0 | 0 | 0 | 0 | 9.9021 | 64.8182 | 7.3014 | 34.5259 | 7.7377 | 9.7627 | 12.5108 | 33.8599 | 1698.2651 | 1748.16 | 1964.7894 | 1906.5459 | 0.41669 | 0.42192 | 0.40093 | 0.38937 | 707.6489 | 737.591 | 787.7367 | 742.3488 | 0.10701 | 0.11773 | 0.11086 | 0.11588 | 0.048376 | 0.043603 | 0.044165 | 0.043976 | 181.7393 | 205.8123 | 217.8256 | 220.9298 | 82.1554 | 76.2251 | 86.7752 | 83.8429
3 | 2 | 21 | 2046.9482 | 2145.6387 | 2238.4032 | 2271.3156 | 80 | 63 | 0 | 0 | 0 | 0 | 0 | 0 | 0 | 0 | 0 | 0 | 298.5065 | 310.2551 | 303.855 | 348.1931 | 0 | 0 | 0 | 0 | 3.1762 | 38.2789 | 22.8682 | 57.507 | 4.9258 | 7.526 | 2.5778 | 24.486 | 1660.3398 | 1726.5788 | 1909.1022 | 1841.1295 | 0.40725 | 0.41222 | 0.39727 | 0.38658 | 676.1656 | 711.7349 | 758.4265 | 711.7364 | 0.10677 | 0.11773 | 0.11083 | 0.11577 | 0.048296 | 0.043355 | 0.043933 | 0.04384 | 177.2766 | 203.2781 | 211.5816 | 213.1503 | 80.1873 | 74.8561 | 83.8726 | 80.7147
3 | 2 | 22 | 1957.3223 | 2053.9301 | 2145.0236 | 2178.3585 | 80 | 63 | 0 | 0 | 0 | 0 | 0 | 0 | 0 | 0 | 0 | 0 | 280.0338 | 288.9509 | 282.3358 | 326.2412 | 0 | 0 | 0 | 0 | 8.5891 | 22.3226 | 10.0153 | 24.8122 | 4.7045 | 4.4025 | 6.2392 | 27.9011 | 1583.9949 | 1675.254 | 1846.4332 | 1799.404 | 0.4092 | 0.40681 | 0.39436 | 0.38072 | 648.1742 | 681.5052 | 728.1628 | 685.0739 | 0.10667 | 0.1175 | 0.11057 | 0.11573 | 0.048211 | 0.043146 | 0.043745 | 0.043756 | 168.9689 | 196.8382 | 204.1584 | 208.2366 | 76.3664 | 72.2808 | 80.7715 | 78.7342
3 | 2 | 23 | 1821.8607 | 1912.9287 | 1998.8778 | 2030.7269 | 80 | 63 | 0 | 0 | 0 | 0 | 0 | 0 | 0 | 0 | 0 | 0 | 257.0894 | 257.8473 | 250.8009 | 297.4411 | 0 | 0 | 0 | 0 | -1.5935 | 20.6854 | 23.8384 | 24.7053 | -0.027697 | 6.5294 | 15.0068 | 29.7782 | 1486.3925 | 1564.8667 | 1709.2317 | 1678.8022 | 0.41443 | 0.40564 | 0.38939 | 0.37001 | 616.0011 | 634.7681 | 665.5566 | 621.1718 | 0.10699 | 0.11736 | 0.11036 | 0.1156 | 0.048443 | 0.042989 | 0.043597 | 0.043413 | 159.0258 | 183.6466 | 188.6351 | 194.077 | 72.0047 | 67.2714 | 74.5169 | 72.881
3 | 2 | 24 | 1659.9531 | 1737.6864 | 1809.8093 | 1833.2665 | 80 | 63 | 0 | 0 | 0 | 0 | 0 | 0 | 0 | 0 | 0 | 0 | 274.824 | 275.8352 | 270.3339 | 317.3839 | 0 | 0 | 0 | 0 | -2.9811 | 21.7057 | 9.7772 | 7.5318 | -0.61607 | 16.1427 | 15.6755 | 22.9455 | 1308.7263 | 1361.0028 | 1514.0226 | 1485.4053 | 0.41271 | 0.40699 | 0.38318 | 0.36432 | 540.122 | 553.9137 | 580.1454 | 541.1572 | 0.10752 | 0.11724 | 0.11028 | 0.11549 | 0.049011 | 0.042864 | 0.043368 | 0.043305 | 140.7094 | 159.5625 | 166.9693 | 171.5502 | 64.1426 | 58.3384 | 65.6607 | 64.3248
3 | 3 | 1 | 1538.6662 | 1603.0833 | 1660.9634 | 1674.6941 | 80 | 63 | 0 | 0 | 0 | 0 | 0 | 0 | 0 | 0 | 0 | 0 | 292.3674 | 288.7275 | 288.9926 | 333.2667 | 0 | 0 | 0 | 0 | -6.1617 | 29.4966 | 42.4916 | 4.4171 | -0.99199 | 8.7154 | 26.0891 | 2.2336 | 1173.4525 | 1213.1438 | 1303.3902 | 1334.7766 | 0.41329 | 0.40425 | 0.37696 | 0.36409 | 484.9703 | 490.4117 | 491.3208 | 485.9745 | 0.10791 | 0.1172 | 0.11023 | 0.11545 | 0.049406 | 0.042833 | 0.043238 | 0.043239 | 126.6256 | 142.1822 | 143.6675 | 154.0989 | 57.975 | 51.9627 | 56.3564 | 57.715
3 | 3 | 2 | 1464.8819 | 1519.0661 | 1566.0389 | 1572.1574 | 80 | 63 | 0 | 0 | 0 | 0 | 0 | 0 | 0 | 0 | 0 | 0 | 366.0439 | 354.8958 | 365.4775 | 410.9826 | 0 | 0 | 0 | 0 | -5.3659 | 1.747 | 24.7014 | -3.0033 | -1.4471 | 8.4946 | 23.172 | 1.2763 | 1025.651 | 1090.9287 | 1152.6879 | 1162.9018 | 0.41212 | 0.40593 | 0.37263 | 0.36396 | 422.6916 | 442.841 | 429.5219 | 423.2467 | 0.10789 | 0.11725 | 0.11017 | 0.11541 | 0.049287 | 0.042823 | 0.043052 | 0.043054 | 110.6575 | 127.9152 | 126.9969 | 134.2053 | 50.5508 | 46.7166 | 49.6252 | 50.0674
3 | 3 | 3 | 1429.8317 | 1475.6873 | 1513.632 | 1512.9671 | 80 | 63 | 0 | 0 | 0 | 0 | 0 | 0 | 0 | 0 | 0 | 0 | 395.6542 | 376.3911 | 394.0502 | 439.0501 | 0 | 0 | 0 | 0 | -5.3696 | 8.4627 | 19.4409 | -0.98931 | -1.0603 | 7.5053 | 15.2125 | 1.2763 | 960.6074 | 1020.3282 | 1084.9284 | 1073.6301 | 0.41162 | 0.4062 | 0.3735 | 0.36453 | 395.4027 | 414.4574 | 405.2216 | 391.3679 | 0.10783 | 0.11726 | 0.11011 | 0.11539 | 0.04918 | 0.042852 | 0.042964 | 0.043023 | 103.5831 | 119.6463 | 119.459 | 123.8844 | 47.2426 | 43.7235 | 46.6131 | 46.1911
3 | 3 | 4 | 1414.1071 | 1453.6167 | 1484.5119 | 1478.2026 | 80 | 63 | 0 | 0 | 0 | 0 | 0 | 0 | 0 | 0 | 0 | 0 | 414.709 | 397.931 | 417.8765 | 460.7608 | 0 | 0 | 0 | 0 | -5.3629 | 4.0782 | 29.0462 | -1.2643 | -1.1262 | 7.3583 | 12.5179 | 1.2763 | 925.8872 | 981.2491 | 1025.0713 | 1017.4298 | 0.4116 | 0.40613 | 0.376 | 0.36469 | 381.0934 | 398.5172 | 385.4255 | 371.0468 | 0.10763 | 0.1172 | 0.1101 | 0.11538 | 0.048977 | 0.042908 | 0.043007 | 0.043072 | 99.6551 | 115.0006 | 112.8622 | 117.3902 | 45.3474 | 42.1033 | 44.0857 | 43.8232
3 | 3 | 5 | 1423.5204 | 1456.832 | 1480.6188 | 1468.0562 | 80 | 63 | 0 | 0 | 0 | 0 | 0 | 0 | 0 | 0 | 0 | 0 | 410.4171 | 391.6789 | 410.2462 | 455.747 | 0 | 0 | 0 | 0 | -4.0921 | 19.6331 | 47.7998 | -4.61 | 0.40494 | 10.1093 | 22.0661 | 1.3995 | 936.7905 | 972.4107 | 1000.5067 | 1015.5197 | 0.41177 | 0.4071 | 0.37726 | 0.36626 | 385.7424 | 395.8686 | 377.4475 | 371.9398 | 0.1074 | 0.11724 | 0.11008 | 0.11537 | 0.048799 | 0.042983 | 0.043099 | 0.043163 | 100.6069 | 114.0048 | 110.1385 | 117.1652 | 45.7147 | 41.7968 | 43.1205 | 43.8333
3 | 3 | 6 | 1466.463 | 1495.7034 | 1514.7229 | 1497.4388 | 80 | 63 | 0 | 0 | 0 | 0 | 0 | 0 | 0 | 0 | 0 | 0 | 438.7287 | 417.7521 | 439.1565 | 486.3473 | 0 | 0 | 0 | 0 | 5.0785 | 63.8009 | 50.2852 | 31.7866 | 2.2568 | 18.0759 | 8.2526 | 16.7696 | 940.3989 | 933.0746 | 1017.0286 | 962.5352 | 0.41056 | 0.40853 | 0.38849 | 0.36647 | 386.0949 | 381.1868 | 395.1016 | 352.7412 | 0.10721 | 0.11731 | 0.11004 | 0.11535 | 0.048667 | 0.043216 | 0.043478 | 0.043497 | 100.8179 | 109.4549 | 111.9175 | 111.0239 | 45.7666 | 40.3233 | 44.2181 | 41.8673
3 | 3 | 7 | 1512.2269 | 1537.3968 | 1552.2456 | 1531.4333 | 80 | 63 | 0 | 0 | 0 | 0 | 0 | 0 | 0 | 0 | 0 | 0 | 595.1433 | 572.3928 | 593.4992 | 641.873 | 0 | 0 | 0 | 0 | 7.3022 | 16.7827 | 8.4769 | 13.0101 | 1.3205 | 10.3844 | 8.5284 | 9.0064 | 828.4609 | 874.837 | 941.7411 | 867.5438 | 0.41103 | 0.41035 | 0.39423 | 0.37873 | 340.5188 | 358.9875 | 371.2657 | 328.5657 | 0.10735 | 0.11743 | 0.11016 | 0.11566 | 0.048782 | 0.043226 | 0.043175 | 0.043557 | 88.9326 | 102.7319 | 103.7434 | 100.3408 | 40.4139 | 37.8156 | 40.6597 | 37.7875
3 | 3 | 8 | 1580.7701 | 1607.8537 | 1625.9426 | 1608.4149 | 80 | 63 | 0 | 0 | 0 | 0 | 0 | 0 | 0 | 0 | 0 | 0 | 1236.0749 | 1262.1501 | 1323.4742 | 1412.4058 | 0 | 0 | 0 | 0 | -5.0094 | -10.1346 | 6.4378 | 16.408 | 0.95673 | -2.812 | -7.7374 | -9.2086 | 268.7479 | 295.6502 | 303.768 | 188.8097 | 0.409 | 0.28561 | 0.40476 | 0.39541 | 109.9185 | 84.4413 | 122.9537 | 74.6571 | 0.11032 | 0.11878 | 0.11154 | 0.11933 | 0.051571 | 0.045686 | 0.045845 | 0.051303 | 29.6472 | 35.1165 | 33.8824 | 22.5301 | 13.8595 | 13.5072 | 13.9262 | 9.6865
3 | 3 | 9 | 1668.5065 | 1701.6932 | 1727.525 | 1716.6008 | 80 | 63 | 0 | 0 | 0 | 0 | 0 | 0 | 0 | 0 | 0 | 0 | 1697.4319 | 1820.7004 | 1959.1381 | 2117.1792 | 0 | 0 | 0 | 0 | -2.6499 | -25.6172 | -21.6143 | -30.0854 | -4.2699 | -12.6212 | -9.0623 | -16.0249 | -102.0056 | -143.7688 | -200.9365 | -354.468 | 0.40919 | 0.27247 | 0.26264 | 0.26837 | -41.7399 | -39.1734 | -52.7748 | -95.1279 | 0.11356 | 0.11896 | 0.11214 | 0.12116 | 0.055623 | 0.047569 | 0.048079 | 0.059568 | -11.5839 | -17.1021 | -22.5336 | -42.947 | -5.6739 | -6.8389 | -9.6608 | -21.1149
3 | 3 | 10 | 1722.4578 | 1757.7451 | 1785.2502 | 1774.2912 | 80 | 63 | 0 | 0 | 0 | 0 | 0 | 0 | 0 | 0 | 0 | 0 | 1911.3348 | 2092.7348 | 2294.6815 | 2503.6932 | 0 | 0 | 0 | 0 | -5.0196 | -69.1829 | -62.6759 | -65.1752 | -4.1119 | -15.47 | -28.0828 | -33.9128 | -259.7455 | -313.3369 | -418.6726 | -630.314 | 0.40293 | 0.26868 | 0.26582 | 0.087318 | -104.6583 | -84.1861 | -111.2908 | -55.0375 | 0.11324 | 0.12223 | 0.1117 | 0.11889 | 0.056694 | 0.048167 | 0.049069 | 0.060676 | -29.4125 | -38.2993 | -46.7643 | -74.9403 | -14.7261 | -15.0924 | -20.5438 | -38.2448
3 | 3 | 11 | 1757.4436 | 1795.0044 | 1823.5683 | 1811.2822 | 80 | 63 | 0 | 0 | 0 | 0 | 0 | 0 | 0 | 0 | 0 | 0 | 2059.278 | 2274.5459 | 2523.4696 | 2764.3421 | 0 | 0 | 0 | 0 | -4.9661 | -64.9499 | -63.301 | -67.0757 | -4.8773 | -27.2207 | -29.5982 | -35.259 | -371.9911 | -450.3709 | -607.0021 | -850.7251 | 0.39688 | 0.26972 | 0.26885 | 0 | -147.635 | -121.4738 | -163.1955 | 0 | 0.11342 | 0.12274 | 0.1116 | 0.1188 | 0.057199 | 0.049031 | 0.051193 | 0.062375 | -42.1905 | -55.2797 | -67.7439 | -101.0642 | -21.2775 | -22.0823 | -31.0742 | -53.0641
3 | 3 | 12 | 1755.3589 | 1793.8516 | 1822.6241 | 1809.5092 | 80 | 63 | 0 | 0 | 0 | 0 | 0 | 0 | 0 | 0 | 0 | 0 | 2179.209 | 2408.4156 | 2687.0595 | 2942.9697 | 0 | 0 | 0 | 0 | -7.0796 | -78.4171 | -80.9096 | -81.7355 | -6.7432 | -29.0612 | -37.4036 | -40 | -490.0273 | -570.0858 | -746.1223 | -1011.7251 | 0.3979 | 0.26972 | 0.26972 | 0 | -194.9801 | -153.7633 | -201.2432 | 0 | 0.11404 | 0.12316 | 0.11112 | 0.11887 | 0.058126 | 0.049662 | 0.051671 | 0.062858 | -55.8825 | -70.2141 | -82.9086 | -120.2631 | -28.4832 | -28.3118 | -38.5532 | -63.5955
3 | 3 | 13 | 1731.0327 | 1772.0659 | 1803.6161 | 1793.004 | 80 | 63 | 0 | 0 | 0 | 0 | 0 | 0 | 0 | 0 | 0 | 0 | 2197.1181 | 2422.3483 | 2707.8937 | 2962.9289 | 0 | 0 | 0 | 0 | -4.1704 | -80.0891 | -81.8611 | -87.6129 | -5.7844 | -30.3489 | -37.734 | -40 | -536.1306 | -602.8445 | -784.6825 | -1042.312 | 0.39853 | 0.26972 | 0.26972 | 0 | -213.6625 | -162.5989 | -211.6436 | 0 | 0.11453 | 0.11914 | 0.11147 | 0.11885 | 0.058479 | 0.050049 | 0.052659 | 0.06269 | -61.4039 | -71.82 | -87.4694 | -123.8763 | -31.3526 | -30.1715 | -41.3208 | -65.3429
3 | 3 | 14 | 1707.1286 | 1749.2819 | 1782.4425 | 1773.8733 | 80 | 63 | 0 | 0 | 0 | 0 | 0 | 0 | 0 | 0 | 0 | 0 | 2182.5374 | 2396.941 | 2673.5425 | 2915.4486 | 0 | 0 | 0 | 0 | -6.2424 | -80.1049 | -79.968 | -56.8665 | -6.0523 | -24.7948 | -37.5062 | -40 | -543.1141 | -605.7595 | -773.6258 | -1044.7088 | 0.39819 | 0.26972 | 0.26972 | 0 | -216.2605 | -163.3852 | -208.6614 | 0 | 0.11436 | 0.11904 | 0.11163 | 0.11868 | 0.058011 | 0.049569 | 0.050376 | 0.061597 | -62.1108 | -72.1125 | -86.3596 | -123.9905 | -31.5064 | -30.0266 | -38.9719 | -64.3511
3 | 3 | 15 | 1687.0562 | 1731.3432 | 1766.9991 | 1760.8662 | 80 | 63 | 0 | 0 | 0 | 0 | 0 | 0 | 0 | 0 | 0 | 0 | 1959.7933 | 2144.8124 | 2395.3327 | 2616.8802 | 0 | 0 | 0 | 0 | -5.7031 | -53.5326 | -45.2438 | -35.0429 | -6.0683 | -15.6918 | -32.8839 | -32.836 | -340.9657 | -407.2449 | -550.206 | -788.1351 | 0.40065 | 0.26972 | 0.26972 | 0 | -136.6073 | -109.8419 | -148.4009 | 0 | 0.11613 | 0.12037 | 0.11242 | 0.12027 | 0.058436 | 0.049196 | 0.048333 | 0.059267 | -39.5948 | -49.0202 | -61.8534 | -94.7907 | -19.9246 | -20.0349 | -26.593 | -46.71
3 | 3 | 16 | 1673.9806 | 1725.914 | 1770.3925 | 1772.0904 | 80 | 63 | 0 | 0 | 0 | 0 | 0 | 0 | 0 | 0 | 0 | 0 | 1788.9894 | 1931.8675 | 2136.6434 | 2321.0083 | 0 | 0 | 0 | 0 | -4.2561 | -14.0059 | -12.3274 | -4.5114 | -5.0135 | -11.3207 | -12.9883 | -17.0329 | -185.7392 | -243.627 | -340.9352 | -527.3737 | 0.40929 | 0.26149 | 0.26306 | 0.18532 | -76.0216 | -63.705 | -89.6866 | -97.7325 | 0.11389 | 0.12093 | 0.11245 | 0.12241 | 0.055254 | 0.048565 | 0.047858 | 0.057989 | -21.1533 | -29.4613 | -38.3375 | -64.5582 | -10.2629 | -11.8317 | -16.3165 | -30.5821
3 | 3 | 17 | 1685.1726 | 1747.5532 | 1803.6436 | 1814.8133 | 80 | 63 | 0 | 0 | 0 | 0 | 0 | 0 | 0 | 0 | 0 | 0 | 1278.8407 | 1339.1037 | 1458.4546 | 1577.5064 | 0 | 0 | 0 | 0 | -4.2588 | -2.2311 | 2.7569 | 3.1611 | 0.91283 | -4.4182 | -5.7056 | -3.1536 | 329.6779 | 352.0988 | 348.1377 | 237.2994 | 0.40752 | 0.28291 | 0.38057 | 0.3842 | 134.3492 | 99.6129 | 132.4916 | 91.1701 | 0.1097 | 0.12042 | 0.11063 | 0.1167 | 0.050779 | 0.047537 | 0.043748 | 0.045603 | 36.166 | 42.3982 | 38.5138 | 27.6927 | 16.7408 | 16.7377 | 15.2304 | 10.8216
3 | 3 | 18 | 1765.8094 | 1840.3315 | 1909.3759 | 1929.6778 | 80 | 63 | 0 | 0 | 0 | 0 | 0 | 0 | 0 | 0 | 0 | 0 | 577.3184 | 554.4058 | 588.7226 | 639.4705 | 0 | 0 | 0 | 0 | 8.7331 | -2.9126 | -0.019935 | 23.1056 | 1.7834 | 0.14841 | 1.8834 | 2.9348 | 1097.9745 | 1225.6898 | 1318.7897 | 1264.1669 | 0.40644 | 0.41154 | 0.3922 | 0.38465 | 446.2632 | 504.4201 | 517.2345 | 486.2613 | 0.10706 | 0.11756 | 0.11072 | 0.11593 | 0.048419 | 0.043185 | 0.043655 | 0.043722 | 117.5503 | 144.0967 | 146.0212 | 146.5576 | 53.1623 | 52.931 | 57.5717 | 55.2723
3 | 3 | 19 | 1949.0353 | 2038.9033 | 2123.4592 | 2152.6347 | 80 | 63 | 0 | 0 | 0 | 0 | 0 | 0 | 0 | 0 | 0 | 0 | 426.3013 | 399.0922 | 422.4852 | 469.3151 | 0 | 0 | 0 | 0 | 19.9721 | 23.896 | -1.4176 | 50.3551 | 11.5758 | 16.4555 | 13.1947 | 35.7543 | 1411.1862 | 1536.4596 | 1689.1968 | 1597.2102 | 0.41784 | 0.42049 | 0.40026 | 0.38866 | 589.6553 | 646.0709 | 676.1224 | 620.7722 | 0.10743 | 0.11774 | 0.11086 | 0.11589 | 0.048513 | 0.043707 | 0.044255 | 0.044135 | 151.6056 | 180.8954 | 187.2698 | 185.0947 | 68.4605 | 67.1533 | 74.7554 | 70.4936
3 | 3 | 20 | 1942.4283 | 2033.3499 | 2118.7678 | 2148.3461 | 80 | 63 | 0 | 0 | 0 | 0 | 0 | 0 | 0 | 0 | 0 | 0 | 401.2065 | 383.742 | 400.0202 | 446.613 | 0 | 0 | 0 | 0 | 9.9021 | 64.8182 | 7.3014 | 34.5259 | 7.7377 | 9.7627 | 12.5108 | 33.8599 | 1443.582 | 1512.027 | 1698.9355 | 1633.3473 | 0.41669 | 0.42192 | 0.40093 | 0.38937 | 601.5252 | 637.9607 | 681.1488 | 635.9739 | 0.10701 | 0.11773 | 0.11086 | 0.11588 | 0.048376 | 0.043603 | 0.044165 | 0.043976 | 154.4845 | 178.0122 | 188.3518 | 189.2716 | 69.8348 | 65.929 | 75.0337 | 71.8286
3 | 3 | 21 | 1889.5291 | 1978.9971 | 2062.7981 | 2091.633 | 80 | 63 | 0 | 0 | 0 | 0 | 0 | 0 | 0 | 0 | 0 | 0 | 397.6644 | 390.1941 | 400.4307 | 448.5471 | 0 | 0 | 0 | 0 | 3.1762 | 38.2789 | 22.8682 | 57.507 | 4.9258 | 7.526 | 2.5778 | 24.486 | 1403.7627 | 1479.9981 | 1636.9215 | 1561.0929 | 0.40725 | 0.41222 | 0.39727 | 0.38658 | 571.6758 | 610.0887 | 650.2977 | 603.481 | 0.10677 | 0.11773 | 0.11083 | 0.11577 | 0.048296 | 0.043355 | 0.043933 | 0.04384 | 149.8816 | 174.2471 | 181.4164 | 180.73 | 67.7957 | 64.1656 | 71.9149 | 68.438
3 | 3 | 22 | 1813.6861 | 1901.8789 | 1984.7937 | 2014.4081 | 80 | 63 | 0 | 0 | 0 | 0 | 0 | 0 | 0 | 0 | 0 | 0 | 376.3609 | 368.8277 | 377.3472 | 424.7493 | 0 | 0 | 0 | 0 | 8.5891 | 22.3226 | 10.0153 | 24.8122 | 4.7045 | 4.4025 | 6.2392 | 27.9011 | 1344.0317 | 1443.326 | 1591.192 | 1536.9455 | 0.4092 | 0.40681 | 0.39436 | 0.38072 | 549.9807 | 587.1552 | 627.5054 | 585.15 | 0.10667 | 0.1175 | 0.11057 | 0.11573 | 0.048211 | 0.043146 | 0.043745 | 0.043756 | 143.3714 | 169.5873 | 175.9366 | 177.8635 | 64.7974 | 62.274 | 69.6061 | 67.2501
3 | 3 | 23 | 1697.0448 | 1780.8004 | 1859.6425 | 1888.2585 | 80 | 63 | 0 | 0 | 0 | 0 | 0 | 0 | 0 | 0 | 0 | 0 | 359.6475 | 350.103 | 358.3414 | 405.0016 | 0 | 0 | 0 | 0 | -1.5935 | 20.6854 | 23.8384 | 24.7053 | -0.027697 | 6.5294 | 15.0068 | 29.7782 | 1259.0185 | 1340.4827 | 1462.4558 | 1428.7734 | 0.41443 | 0.40564 | 0.38939 | 0.37001 | 521.7712 | 543.7496 | 569.4647 | 528.6589 | 0.10699 | 0.11736 | 0.11036 | 0.1156 | 0.048443 | 0.042989 | 0.043597 | 0.043413 | 134.6996 | 157.3138 | 161.4003 | 165.1726 | 60.9901 | 57.6254 | 63.7583 | 62.0267
3 | 3 | 24 | 1565.7815 | 1637.9977 | 1704.7584 | 1725.7763 | 80 | 63 | 0 | 0 | 0 | 0 | 0 | 0 | 0 | 0 | 0 | 0 | 360.8755 | 353.5998 | 359.6634 | 408.219 | 0 | 0 | 0 | 0 | -2.9811 | 21.7057 | 9.7772 | 7.5318 | -0.61607 | 16.1427 | 15.6755 | 22.9455 | 1128.5031 | 1183.5495 | 1319.6423 | 1287.0801 | 0.41271 | 0.40699 | 0.38318 | 0.36432 | 465.7424 | 481.6921 | 505.6624 | 468.9041 | 0.10752 | 0.11724 | 0.11028 | 0.11549 | 0.049011 | 0.042864 | 0.043368 | 0.043305 | 121.3325 | 138.7581 | 145.5327 | 148.6455 | 55.3096 | 50.732 | 57.2307 | 55.7364
3 | 4 | 1 | 1460.8662 | 1520.7253 | 1574.1754 | 1585.8909 | 80 | 63 | 0 | 0 | 0 | 0 | 0 | 0 | 0 | 0 | 0 | 0 | 362.6603 | 356.2856 | 363.1398 | 410.181 | 0 | 0 | 0 | 0 | -6.1617 | 29.4966 | 42.4916 | 4.4171 | -0.99199 | 8.7154 | 26.0891 | 2.2336 | 1025.3596 | 1063.2276 | 1142.4549 | 1169.0592 | 0.41329 | 0.40425 | 0.37696 | 0.36409 | 423.7657 | 429.8083 | 430.6553 | 425.639 | 0.10791 | 0.1172 | 0.11023 | 0.11545 | 0.049406 | 0.042833 | 0.043238 | 0.043239 | 110.6451 | 124.6118 | 125.9282 | 134.9669 | 50.6584 | 45.5413 | 49.3979 | 50.5495
3 | 4 | 2 | 1396.1072 | 1446.2622 | 1489.319 | 1493.6561 | 80 | 63 | 0 | 0 | 0 | 0 | 0 | 0 | 0 | 0 | 0 | 0 | 359.1172 | 351.9623 | 361.3087 | 404.7673 | 0 | 0 | 0 | 0 | -5.3659 | 1.747 | 24.7014 | -3.0033 | -1.4471 | 8.4946 | 23.172 | 1.2763 | 963.803 | 1021.0583 | 1080.1368 | 1090.6158 | 0.41212 | 0.40593 | 0.37263 | 0.36396 | 397.2028 | 414.4785 | 402.4874 | 396.9377 | 0.10789 | 0.11725 | 0.11017 | 0.11541 | 0.049287 | 0.042823 | 0.043052 | 0.043054 | 103.9848 | 119.7227 | 119.0036 | 125.8631 | 47.5025 | 43.7246 | 46.5017 | 46.9552
3 | 4 | 3 | 1373.2308 | 1415.7703 | 1450.4923 | 1448.3613 | 80 | 63 | 0 | 0 | 0 | 0 | 0 | 0 | 0 | 0 | 0 | 0 | 339.3754 | 329.5933 | 341.2001 | 380.1553 | 0 | 0 | 0 | 0 | -5.3696 | 8.4627 | 19.4409 | -0.98931 | -1.0603 | 7.5053 | 15.2125 | 1.2763 | 960.2853 | 1007.209 | 1074.6387 | 1067.9191 | 0.41162 | 0.4062 | 0.3735 | 0.36453 | 395.2701 | 409.1284 | 401.3784 | 389.286 | 0.10783 | 0.11726 | 0.11011 | 0.11539 | 0.04918 | 0.042852 | 0.042964 | 0.043023 | 103.5483 | 118.108 | 118.326 | 123.2254 | 47.2267 | 43.1613 | 46.171 | 45.9454
3 | 4 | 4 | 1351.5592 | 1387.4044 | 1414.7381 | 1406.8087 | 80 | 63 | 0 | 0 | 0 | 0 | 0 | 0 | 0 | 0 | 0 | 0 | 327.5043 | 321.0389 | 332.0272 | 367.8864 | 0 | 0 | 0 | 0 | -5.3629 | 4.0782 | 29.0462 | -1.2643 | -1.1262 | 7.3583 | 12.5179 | 1.2763 | 950.5441 | 991.929 | 1041.1468 | 1038.9103 | 0.4116 | 0.40613 | 0.376 | 0.36469 | 391.2421 | 402.8546 | 391.4698 | 378.8805 | 0.10763 | 0.1172 | 0.1101 | 0.11538 | 0.048977 | 0.042908 | 0.043007 | 0.043072 | 102.309 | 116.2522 | 114.6321 | 119.8687 | 46.555 | 42.5616 | 44.777 | 44.7484
3 | 4 | 5 | 1345.6504 | 1374.4 | 1393.7528 | 1379.1732 | 80 | 63 | 0 | 0 | 0 | 0 | 0 | 0 | 0 | 0 | 0 | 0 | 350.2793 | 343.602 | 358.9447 | 392.0036 | 0 | 0 | 0 | 0 | -4.0921 | 19.6331 | 47.7998 | -4.61 | 0.40494 | 10.1093 | 22.0661 | 1.3995 | 919.0583 | 938.0555 | 964.9422 | 990.3802 | 0.41177 | 0.4071 | 0.37726 | 0.36626 | 378.4408 | 381.8826 | 364.0306 | 362.7323 | 0.1074 | 0.11724 | 0.11008 | 0.11537 | 0.048799 | 0.042983 | 0.043099 | 0.043163 | 98.7025 | 109.977 | 106.2235 | 114.2648 | 44.8494 | 40.3201 | 41.5877 | 42.7482
3 | 4 | 6 | 1374.95 | 1398.8291 | 1412.6378 | 1392.9833 | 80 | 63 | 0 | 0 | 0 | 0 | 0 | 0 | 0 | 0 | 0 | 0 | 337.2777 | 336.3756 | 350.3156 | 379.4759 | 0 | 0 | 0 | 0 | 5.0785 | 63.8009 | 50.2852 | 31.7866 | 2.2568 | 18.0759 | 8.2526 | 16.7696 | 950.3369 | 917.5768 | 1003.7844 | 964.9511 | 0.41056 | 0.40853 | 0.38849 | 0.36647 | 390.1751 | 374.8555 | 389.9564 | 353.6266 | 0.10721 | 0.11731 | 0.11004 | 0.11535 | 0.048667 | 0.043216 | 0.043478 | 0.043497 | 101.8834 | 107.6369 | 110.4601 | 111.3025 | 46.2502 | 39.6535 | 43.6422 | 41.9723
3 | 4 | 7 | 1389.7198 | 1407.7126 | 1415.5858 | 1391.6003 | 80 | 63 | 0 | 0 | 0 | 0 | 0 | 0 | 0 | 0 | 0 | 0 | 502.2311 | 506.2435 | 518.4464 | 544.1976 | 0 | 0 | 0 | 0 | 7.3022 | 16.7827 | 8.4769 | 13.0101 | 1.3205 | 10.3844 | 8.5284 | 9.0064 | 798.866 | 811.3021 | 880.1342 | 825.3861 | 0.41103 | 0.41035 | 0.39423 | 0.37873 | 328.3546 | 332.9161 | 346.9782 | 312.5993 | 0.10735 | 0.11743 | 0.11016 | 0.11566 | 0.048782 | 0.043226 | 0.043175 | 0.043557 | 85.7557 | 95.271 | 96.9567 | 95.4648 | 38.9702 | 35.0693 | 37.9998 | 35.9513
3 | 4 | 8 | 1465.3994 | 1485.7239 | 1497.2436 | 1476.7275 | 80 | 63 | 0 | 0 | 0 | 0 | 0 | 0 | 0 | 0 | 0 | 0 | 1072.1174 | 1114.8471 | 1166.563 | 1222.9383 | 0 | 0 | 0 | 0 | -5.0094 | -10.1346 | 6.4378 | 16.408 | 0.95673 | -2.812 | -7.7374 | -9.2086 | 317.3347 | 320.8235 | 331.9802 | 246.5898 | 0.409 | 0.28561 | 0.40476 | 0.39541 | 129.7906 | 91.6311 | 134.3729 | 97.5039 | 0.11032 | 0.11878 | 0.11154 | 0.11933 | 0.051571 | 0.045686 | 0.045845 | 0.051303 | 35.0071 | 38.1065 | 37.0292 | 29.4248 | 16.3652 | 14.6572 | 15.2196 | 12.6507
3 | 4 | 9 | 1532.0066 | 1557.1964 | 1575.2559 | 1560.7961 | 80 | 63 | 0 | 0 | 0 | 0 | 0 | 0 | 0 | 0 | 0 | 0 | 1374.1373 | 1494.3146 | 1621.987 | 1736.5943 | 0 | 0 | 0 | 0 | -2.6499 | -25.6172 | -21.6143 | -30.0854 | -4.2699 | -12.6212 | -9.0623 | -16.0249 | 84.7892 | 38.1202 | -16.0544 | -129.6878 | 0.40919 | 0.27247 | 0.26264 | 0.26837 | 34.695 | 10.3868 | -4.2166 | -34.8041 | 0.11356 | 0.11896 | 0.11214 | 0.12116 | 0.055623 | 0.047569 | 0.048079 | 0.059568 | 9.6288 | 4.5346 | -1.8004 | -15.7129 | 4.7163 | 1.8133 | -0.77188 | -7.7252
3 | 4 | 10 | 1580.3608 | 1607.3232 | 1626.7373 | 1612.0978 | 80 | 63 | 0 | 0 | 0 | 0 | 0 | 0 | 0 | 0 | 0 | 0 | 1580.0069 | 1749.0585 | 1928.5172 | 2083.5769 | 0 | 0 | 0 | 0 | -5.0196 | -69.1829 | -62.6759 | -65.1752 | -4.1119 | -15.47 | -28.0828 | -33.9128 | -70.5146 | -120.0824 | -211.0211 | -372.3911 | 0.40293 | 0.26868 | 0.26582 | 0.087318 | -28.4122 | -32.2633 | -56.0932 | -32.5163 | 0.11324 | 0.12223 | 0.1117 | 0.11889 | 0.056694 | 0.048167 | 0.049069 | 0.060676 | -7.9848 | -14.6777 | -23.5703 | -44.2749 | -3.9978 | -5.784 | -10.3545 | -22.5951
3 | 4 | 11 | 1624.8617 | 1654.6551 | 1675.6698 | 1659.9496 | 80 | 63 | 0 | 0 | 0 | 0 | 0 | 0 | 0 | 0 | 0 | 0 | 1763.356 | 1963.7578 | 2182.6543 | 2368.8304 | 0 | 0 | 0 | 0 | -4.9661 | -64.9499 | -63.301 | -67.0757 | -4.8773 | -27.2207 | -29.5982 | -35.259 | -208.6509 | -279.932 | -414.0853 | -606.5461 | 0.39688 | 0.26972 | 0.26885 | 0 | -82.8089 | -75.5032 | -111.3289 | 0 | 0.11342 | 0.12274 | 0.1116 | 0.1188 | 0.057199 | 0.049031 | 0.051193 | 0.062375 | -23.6648 | -34.3596 | -46.2136 | -72.0563 | -11.9346 | -13.7254 | -21.1983 | -37.8334
3 | 4 | 12 | 1642.9967 | 1674.9065 | 1697.2811 | 1681.2557 | 80 | 63 | 0 | 0 | 0 | 0 | 0 | 0 | 0 | 0 | 0 | 0 | 1892.7509 | 2106.0809 | 2349.2233 | 2553.0008 | 0 | 0 | 0 | 0 | -7.0796 | -78.4171 | -80.9096 | -81.7355 | -6.7432 | -29.0612 | -37.4036 | -40 | -315.9314 | -386.6961 | -533.6291 | -750.0095 | 0.3979 | 0.26972 | 0.26972 | 0 | -125.708 | -104.2995 | -143.9298 | 0 | 0.11404 | 0.12316 | 0.11112 | 0.11887 | 0.058126 | 0.049662 | 0.051671 | 0.062858 | -36.0287 | -47.6271 | -59.2965 | -89.1532 | -18.3638 | -19.2043 | -27.5734 | -47.1444
3 | 4 | 13 | 1647.5656 | 1683.7088 | 1710.5064 | 1697.7323 | 80 | 63 | 0 | 0 | 0 | 0 | 0 | 0 | 0 | 0 | 0 | 0 | 1855.2976 | 2062.6639 | 2308.7641 | 2511.945 | 0 | 0 | 0 | 0 | -4.1704 | -80.0891 | -81.8611 | -87.6129 | -5.7844 | -30.3489 | -37.734 | -40 | -277.7772 | -331.5172 | -478.6626 | -686.5997 | 0.39853 | 0.26972 | 0.26972 | 0 | -110.7017 | -89.4167 | -129.1043 | 0 | 0.11453 | 0.11914 | 0.11147 | 0.11885 | 0.058479 | 0.050049 | 0.052659 | 0.06269 | -31.8143 | -39.4954 | -53.357 | -81.6007 | -16.2443 | -16.592 | -25.206 | -43.0432
3 | 4 | 14 | 1643.4613 | 1681.8846 | 1711.42 | 1701.2016 | 80 | 63 | 0 | 0 | 0 | 0 | 0 | 0 | 0 | 0 | 0 | 0 | 1892.768 | 2078.5797 | 2308.5744 | 2496.7928 | 0 | 0 | 0 | 0 | -6.2424 | -80.1049 | -79.968 | -56.8665 | -6.0523 | -24.7948 | -37.5062 | -40 | -317.012 | -354.7954 | -479.6802 | -698.7246 | 0.39819 | 0.26972 | 0.26972 | 0 | -126.2298 | -95.6953 | -129.3788 | 0 | 0.11436 | 0.11904 | 0.11163 | 0.11868 | 0.058011 | 0.049569 | 0.050376 | 0.061597 | -36.2537 | -42.2366 | -53.5465 | -82.9276 | -18.3901 | -17.5867 | -24.1642 | -43.0394
3 | 4 | 15 | 1639.7605 | 1681.2766 | 1714.2395 | 1706.8815 | 80 | 63 | 0 | 0 | 0 | 0 | 0 | 0 | 0 | 0 | 0 | 0 | 1563.8376 | 1711.4995 | 1898.2036 | 2052.4918 | 0 | 0 | 0 | 0 | -5.7031 | -53.5326 | -45.2438 | -35.0429 | -6.0683 | -15.6918 | -32.8839 | -32.836 | 7.6943 | -23.9985 | -105.8364 | -277.7313 | 0.40065 | 0.26972 | 0.26972 | 0 | 3.0827 | -6.4729 | -28.5461 | 0 | 0.11613 | 0.12037 | 0.11242 | 0.12027 | 0.058436 | 0.049196 | 0.048333 | 0.059267 | 0.89351 | -2.8887 | -11.898 | -33.4033 | 0.44962 | -1.1806 | -5.1154 | -16.4602
3 | 4 | 16 | 1641.0275 | 1691.0304 | 1733.6325 | 1734.4768 | 80 | 63 | 0 | 0 | 0 | 0 | 0 | 0 | 0 | 0 | 0 | 0 | 1154.3124 | 1262.0415 | 1396.2 | 1510.9261 | 0 | 0 | 0 | 0 | -4.2561 | -14.0059 | -12.3274 | -4.5114 | -5.0135 | -11.3207 | -12.9883 | -17.0329 | 415.9848 | 391.3154 | 362.7482 | 245.095 | 0.40929 | 0.26149 | 0.26306 | 0.18532 | 170.2593 | 102.3234 | 95.4247 | 45.4208 | 0.11389 | 0.12093 | 0.11245 | 0.12241 | 0.055254 | 0.048565 | 0.047858 | 0.057989 | 47.3753 | 47.3209 | 40.7903 | 30.0032 | 22.9849 | 19.0042 | 17.3604 | 14.2129
3 | 4 | 17 | 1677.1967 | 1739.11 | 1794.7462 | 1805.7094 | 80 | 63 | 0 | 0 | 0 | 0 | 0 | 0 | 0 | 0 | 0 | 0 | 552.3884 | 608.2381 | 673.9053 | 735.6256 | 0 | 0 | 0 | 0 | -4.2588 | -2.2311 | 2.7569 | 3.1611 | 0.91283 | -4.4182 | -5.7056 | -3.1536 | 1048.1543 | 1074.5212 | 1123.7897 | 1070.0762 | 0.40752 | 0.28291 | 0.38057 | 0.3842 | 427.1401 | 303.9947 | 427.6832 | 411.122 | 0.1097 | 0.12042 | 0.11063 | 0.1167 | 0.050779 | 0.047537 | 0.043748 | 0.045603 | 114.9837 | 129.3891 | 124.3226 | 124.8773 | 53.2245 | 51.0796 | 49.1639 | 48.7988
3 | 4 | 18 | 1796.7335 | 1873.0673 | 1943.8725 | 1964.9755 | 80 | 63 | 0 | 0 | 0 | 0 | 0 | 0 | 0 | 0 | 0 | 0 | 306.0604 | 322.7476 | 336.718 | 357.5079 | 0 | 0 | 0 | 0 | 8.7331 | -2.9126 | -0.019935 | 23.1056 | 1.7834 | 0.14841 | 1.8834 | 2.9348 | 1400.1566 | 1490.0839 | 1605.291 | 1581.4272 | 0.40644 | 0.41154 | 0.3922 | 0.38465 | 569.0828 | 613.2288 | 629.6014 | 608.2954 | 0.10706 | 0.11756 | 0.11072 | 0.11593 | 0.048419 | 0.043185 | 0.043655 | 0.043722 | 149.9022 | 175.1799 | 177.7437 | 183.3382 | 67.7935 | 64.3487 | 70.0789 | 69.1437
3 | 4 | 19 | 1985.5566 | 2077.5641 | 2164.1995 | 2194.321 | 80 | 63 | 0 | 0 | 0 | 0 | 0 | 0 | 0 | 0 | 0 | 0 | 307.2919 | 324.3144 | 335.6323 | 351.8211 | 0 | 0 | 0 | 0 | 19.9721 | 23.896 | -1.4176 | 50.3551 | 11.5758 | 16.4555 | 13.1947 | 35.7543 | 1566.7168 | 1649.8982 | 1816.7901 | 1756.3905 | 0.41784 | 0.42049 | 0.40026 | 0.38866 | 654.6427 | 693.7711 | 727.1932 | 682.6392 | 0.10743 | 0.11774 | 0.11086 | 0.11589 | 0.048513 | 0.043707 | 0.044255 | 0.044135 | 168.3144 | 194.2511 | 201.4152 | 203.5415 | 76.0058 | 72.1113 | 80.402 | 77.5191
3 | 4 | 20 | 1978.1799 | 2071.1961 | 2158.6497 | 2189.154 | 80 | 63 | 0 | 0 | 0 | 0 | 0 | 0 | 0 | 0 | 0 | 0 | 301.0285 | 320.0155 | 330.6911 | 345.4638 | 0 | 0 | 0 | 0 | 9.9021 | 64.8182 | 7.3014 | 34.5259 | 7.7377 | 9.7627 | 12.5108 | 33.8599 | 1579.5117 | 1613.5997 | 1808.1464 | 1775.3044 | 0.41669 | 0.42192 | 0.40093 | 0.38937 | 658.1656 | 680.8167 | 724.9344 | 691.2475 | 0.10701 | 0.11773 | 0.11086 | 0.11588 | 0.048376 | 0.043603 | 0.044165 | 0.043976 | 169.031 | 189.9704 | 200.4594 | 205.7216 | 76.4106 | 70.3579 | 79.857 | 78.0714
3 | 4 | 21 | 1924.8609 | 2016.3989 | 2102.2116 | 2131.9618 | 80 | 63 | 0 | 0 | 0 | 0 | 0 | 0 | 0 | 0 | 0 | 0 | 300.2923 | 318.0092 | 328.8425 | 344.1496 | 0 | 0 | 0 | 0 | 3.1762 | 38.2789 | 22.8682 | 57.507 | 4.9258 | 7.526 | 2.5778 | 24.486 | 1536.4667 | 1589.5848 | 1747.9232 | 1705.8192 | 0.40725 | 0.41222 | 0.39727 | 0.38658 | 625.7188 | 655.2629 | 694.3952 | 659.4287 | 0.10677 | 0.11773 | 0.11083 | 0.11577 | 0.048296 | 0.043355 | 0.043933 | 0.04384 | 164.0505 | 187.1492 | 193.7185 | 197.4852 | 74.2047 | 68.9167 | 76.7915 | 74.7827
3 | 4 | 22 | 1824.0408 | 1912.8402 | 1996.3446 | 2026.2272 | 80 | 63 | 0 | 0 | 0 | 0 | 0 | 0 | 0 | 0 | 0 | 0 | 305.4868 | 321.0378 | 332.4757 | 349.0606 | 0 | 0 | 0 | 0 | 8.5891 | 22.3226 | 10.0153 | 24.8122 | 4.7045 | 4.4025 | 6.2392 | 27.9011 | 1425.2604 | 1502.0772 | 1647.6144 | 1624.4534 | 0.4092 | 0.40681 | 0.39436 | 0.38072 | 583.2197 | 611.0557 | 649.7563 | 618.4662 | 0.10667 | 0.1175 | 0.11057 | 0.11573 | 0.048211 | 0.043146 | 0.043745 | 0.043756 | 152.0362 | 176.4904 | 182.1752 | 187.9903 | 68.7136 | 64.8089 | 72.0743 | 71.0791
3 | 4 | 23 | 1664.2317 | 1746.0649 | 1823.0386 | 1850.8047 | 80 | 63 | 0 | 0 | 0 | 0 | 0 | 0 | 0 | 0 | 0 | 0 | 322.7481 | 344.4189 | 353.7858 | 371.9437 | 0 | 0 | 0 | 0 | -1.5935 | 20.6854 | 23.8384 | 24.7053 | -0.027697 | 6.5294 | 15.0068 | 29.7782 | 1263.1047 | 1311.4312 | 1430.4076 | 1424.3775 | 0.41443 | 0.40564 | 0.38939 | 0.37001 | 523.4647 | 531.9652 | 556.9854 | 527.0324 | 0.10699 | 0.11736 | 0.11036 | 0.1156 | 0.048443 | 0.042989 | 0.043597 | 0.043413 | 135.1368 | 153.9045 | 157.8634 | 164.6644 | 61.188 | 56.3765 | 62.3611 | 61.8358
3 | 4 | 24 | 1508.9707 | 1577.8586 | 1641.3845 | 1660.9309 | 80 | 63 | 0 | 0 | 0 | 0 | 0 | 0 | 0 | 0 | 0 | 0 | 290.6631 | 312.0785 | 318.2881 | 336.249 | 0 | 0 | 0 | 0 | -2.9811 | 21.7057 | 9.7772 | 7.5318 | -0.61607 | 16.1427 | 15.6755 | 22.9455 | 1141.9048 | 1164.9316 | 1297.6436 | 1294.2046 | 0.41271 | 0.40699 | 0.38318 | 0.36432 | 471.2734 | 474.1148 | 497.2329 | 471.4997 | 0.10752 | 0.11724 | 0.11028 | 0.11549 | 0.049011 | 0.042864 | 0.043368 | 0.043305 | 122.7734 | 136.5753 | 143.1066 | 149.4683 | 55.9664 | 49.934 | 56.2767 | 56.0449
3 | 5 | 1 | 1423.7153 | 1481.3979 | 1532.7326 | 1543.4858 | 80 | 63 | 0 | 0 | 0 | 0 | 0 | 0 | 0 | 0 | 0 | 0 | 288.614 | 312.7949 | 317.5564 | 335.5068 | 0 | 0 | 0 | 0 | -6.1617 | 29.4966 | 42.4916 | 4.4171 | -0.99199 | 8.7154 | 26.0891 | 2.2336 | 1062.255 | 1067.3909 | 1146.5956 | 1201.3283 | 0.41329 | 0.40425 | 0.37696 | 0.36409 | 439.0141 | 431.4913 | 432.2162 | 437.3878 | 0.10791 | 0.1172 | 0.11023 | 0.11545 | 0.049406 | 0.042833 | 0.043238 | 0.043239 | 114.6265 | 125.0998 | 126.3846 | 138.6924 | 52.4813 | 45.7196 | 49.5769 | 51.9448
3 | 5 | 2 | 1364.9033 | 1413.2302 | 1454.5102 | 1458.039 | 80 | 63 | 0 | 0 | 0 | 0 | 0 | 0 | 0 | 0 | 0 | 0 | 286.8015 | 312.1978 | 315.5032 | 334.4668 | 0 | 0 | 0 | 0 | -5.3659 | 1.747 | 24.7014 | -3.0033 | -1.4471 | 8.4946 | 23.172 | 1.2763 | 1004.9147 | 1027.7907 | 1091.1334 | 1125.2992 | 0.41212 | 0.40593 | 0.37263 | 0.36396 | 414.1458 | 417.2113 | 406.5851 | 409.561 | 0.10789 | 0.11725 | 0.11017 | 0.11541 | 0.049287 | 0.042823 | 0.043052 | 0.043054 | 108.4203 | 120.5121 | 120.2152 | 129.8657 | 49.5288 | 44.0129 | 46.9751 | 48.4484
3 | 5 | 3 | 1343.0763 | 1383.8492 | 1416.8541 | 1413.9421 | 80 | 63 | 0 | 0 | 0 | 0 | 0 | 0 | 0 | 0 | 0 | 0 | 284.4519 | 309.8951 | 313.0431 | 331.8941 | 0 | 0 | 0 | 0 | -5.3696 | 8.4627 | 19.4409 | -0.98931 | -1.0603 | 7.5053 | 15.2125 | 1.2763 | 985.0543 | 994.9862 | 1069.1576 | 1081.761 | 0.41162 | 0.4062 | 0.3735 | 0.36453 | 405.4654 | 404.1635 | 399.3312 | 394.3318 | 0.10783 | 0.11726 | 0.11011 | 0.11539 | 0.04918 | 0.042852 | 0.042964 | 0.043023 | 106.2192 | 116.6747 | 117.7225 | 124.8226 | 48.4449 | 42.6375 | 45.9355 | 46.5409
3 | 5 | 4 | 1341.2745 | 1376.5172 | 1403.2653 | 1395.0694 | 80 | 63 | 0 | 0 | 0 | 0 | 0 | 0 | 0 | 0 | 0 | 0 | 274.8758 | 296.71 | 300.4835 | 319.3708 | 0 | 0 | 0 | 0 | -5.3629 | 4.0782 | 29.0462 | -1.2643 | -1.1262 | 7.3583 | 12.5179 | 1.2763 | 992.8878 | 1005.3707 | 1061.2177 | 1075.6866 | 0.4116 | 0.40613 | 0.376 | 0.36469 | 408.6708 | 408.3137 | 399.0165 | 392.2925 | 0.10763 | 0.1172 | 0.1101 | 0.11538 | 0.048977 | 0.042908 | 0.043007 | 0.043072 | 106.8665 | 117.8276 | 116.842 | 124.1119 | 48.6289 | 43.1383 | 45.6402 | 46.3324
3 | 5 | 5 | 1387.419 | 1418.6155 | 1440.3467 | 1426.849 | 80 | 63 | 0 | 0 | 0 | 0 | 0 | 0 | 0 | 0 | 0 | 0 | 288.4828 | 313.0092 | 317.3476 | 335.7319 | 0 | 0 | 0 | 0 | -4.0921 | 19.6331 | 47.7998 | -4.61 | 0.40494 | 10.1093 | 22.0661 | 1.3995 | 1022.6234 | 1012.8639 | 1053.1332 | 1094.3276 | 0.41177 | 0.4071 | 0.37726 | 0.36626 | 421.0858 | 412.3371 | 397.3012 | 400.8036 | 0.1074 | 0.11724 | 0.11008 | 0.11537 | 0.048799 | 0.042983 | 0.043099 | 0.043163 | 109.8249 | 118.7475 | 115.9318 | 126.2577 | 49.9033 | 43.5356 | 45.3887 | 47.2349
3 | 5 | 6 | 1505.433 | 1536.9565 | 1558.1949 | 1541.9202 | 80 | 63 | 0 | 0 | 0 | 0 | 0 | 0 | 0 | 0 | 0 | 0 | 281.4698 | 303.4393 | 307.8916 | 326.7839 | 0 | 0 | 0 | 0 | 5.0785 | 63.8009 | 50.2852 | 31.7866 | 2.2568 | 18.0759 | 8.2526 | 16.7696 | 1136.6279 | 1088.6405 | 1191.7655 | 1166.5801 | 0.41056 | 0.40853 | 0.38849 | 0.36647 | 466.6596 | 444.7397 | 462.9845 | 427.5177 | 0.10721 | 0.11731 | 0.11004 | 0.11535 | 0.048667 | 0.043216 | 0.043478 | 0.043497 | 121.8552 | 127.7037 | 131.1462 | 134.5595 | 55.3165 | 47.0461 | 51.8152 | 50.7426
3 | 5 | 7 | 1674.9632 | 1709.6672 | 1733.7823 | 1717.1852 | 80 | 63 | 0 | 0 | 0 | 0 | 0 | 0 | 0 | 0 | 0 | 0 | 430.4096 | 450.334 | 454.1232 | 473.2029 | 0 | 0 | 0 | 0 | 7.3022 | 16.7827 | 8.4769 | 13.0101 | 1.3205 | 10.3844 | 8.5284 | 9.0064 | 1155.9309 | 1169.1661 | 1262.6538 | 1221.9657 | 0.41103 | 0.41035 | 0.39423 | 0.37873 | 475.1175 | 479.7649 | 497.7802 | 462.7963 | 0.10735 | 0.11743 | 0.11016 | 0.11566 | 0.048782 | 0.043226 | 0.043175 | 0.043557 | 124.0854 | 137.2949 | 139.0955 | 141.3335 | 56.3885 | 50.5383 | 54.5151 | 53.2251
3 | 5 | 8 | 1797.3788 | 1837.1525 | 1867.5752 | 1855.6581 | 80 | 63 | 0 | 0 | 0 | 0 | 0 | 0 | 0 | 0 | 0 | 0 | 1062.0194 | 1124.3512 | 1169.3168 | 1222.2115 | 0 | 0 | 0 | 0 | -5.0094 | -10.1346 | 6.4378 | 16.408 | 0.95673 | -2.812 | -7.7374 | -9.2086 | 659.4121 | 662.748 | 699.558 | 626.2472 | 0.409 | 0.28561 | 0.40476 | 0.39541 | 269.701 | 189.2889 | 283.1544 | 247.624 | 0.11032 | 0.11878 | 0.11154 | 0.11933 | 0.051571 | 0.045686 | 0.045845 | 0.051303 | 72.7438 | 78.7193 | 78.029 | 74.7283 | 34.0063 | 30.2785 | 32.0712 | 32.1282
3 | 5 | 9 | 1870.4227 | 1915.4388 | 1952.7678 | 1947.0737 | 80 | 63 | 0 | 0 | 0 | 0 | 0 | 0 | 0 | 0 | 0 | 0 | 1463.0254 | 1604.4695 | 1722.2605 | 1833.1973 | 0 | 0 | 0 | 0 | -2.6499 | -25.6172 | -21.6143 | -30.0854 | -4.2699 | -12.6212 | -9.0623 | -16.0249 | 334.3171 | 286.2078 | 261.184 | 159.9867 | 0.40919 | 0.27247 | 0.26264 | 0.26837 | 136.7999 | 77.9845 | 68.5984 | 42.9353 | 0.11356 | 0.11896 | 0.11214 | 0.12116 | 0.055623 | 0.047569 | 0.048079 | 0.059568 | 37.9655 | 34.0459 | 29.2899 | 19.3838 | 18.5959 | 13.6146 | 12.5575 | 9.5301
3 | 5 | 10 | 1933.9591 | 1981.6373 | 2021.1854 | 2015.7048 | 80 | 63 | 0 | 0 | 0 | 0 | 0 | 0 | 0 | 0 | 0 | 0 | 1699.6033 | 1894.8984 | 2069.9278 | 2226.3232 | 0 | 0 | 0 | 0 | -5.0196 | -69.1829 | -62.6759 | -65.1752 | -4.1119 | -15.47 | -28.0828 | -33.9128 | 163.4872 | 108.3919 | 42.0163 | -111.5305 | 0.40293 | 0.26868 | 0.26582 | 0.087318 | 65.8733 | 29.1223 | 11.1687 | -9.7386 | 0.11324 | 0.12223 | 0.1117 | 0.11889 | 0.056694 | 0.048167 | 0.049069 | 0.060676 | 18.5126 | 13.2488 | 4.6931 | -13.2603 | 9.2688 | 5.2209 | 2.0617 | -6.7672
3 | 5 | 11 | 1989.5843 | 2040.7452 | 2082.5273 | 2076.2542 | 80 | 63 | 0 | 0 | 0 | 0 | 0 | 0 | 0 | 0 | 0 | 0 | 1780.7206 | 2006.5561 | 2216.4942 | 2400.7468 | 0 | 0 | 0 | 0 | -4.9661 | -64.9499 | -63.301 | -67.0757 | -4.8773 | -27.2207 | -29.5982 | -35.259 | 138.7071 | 63.3598 | -41.0677 | -222.1579 | 0.39688 | 0.26972 | 0.26885 | 0 | 55.0498 | 17.0894 | -11.0413 | 0 | 0.11342 | 0.12274 | 0.1116 | 0.1188 | 0.057199 | 0.049031 | 0.051193 | 0.062375 | 15.7319 | 7.7769 | -4.5833 | -26.3918 | 7.9339 | 3.1066 | -2.1024 | -13.8571
3 | 5 | 12 | 2013.4563 | 2067.0697 | 2110.5384 | 2104.1088 | 80 | 63 | 0 | 0 | 0 | 0 | 0 | 0 | 0 | 0 | 0 | 0 | 1798.2565 | 2039.9805 | 2271.3854 | 2472.4561 | 0 | 0 | 0 | 0 | -7.0796 | -78.4171 | -80.9096 | -81.7355 | -6.7432 | -29.0612 | -37.4036 | -40 | 149.0226 | 71.5676 | -42.5339 | -246.6119 | 0.3979 | 0.26972 | 0.26972 | 0 | 59.2956 | 19.3032 | -11.4722 | 0 | 0.11404 | 0.12316 | 0.11112 | 0.11887 | 0.058126 | 0.049662 | 0.051671 | 0.062858 | 16.9945 | 8.8146 | -4.7263 | -29.3146 | 8.6621 | 3.5542 | -2.1978 | -15.5016
3 | 5 | 13 | 2028.7297 | 2087.2037 | 2135.7049 | 2132.8038 | 80 | 63 | 0 | 0 | 0 | 0 | 0 | 0 | 0 | 0 | 0 | 0 | 1754.9487 | 1991.4663 | 2223.2403 | 2424.4817 | 0 | 0 | 0 | 0 | -4.1704 | -80.0891 | -81.8611 | -87.6129 | -5.7844 | -30.3489 | -37.734 | -40 | 203.7358 | 143.1753 | 32.0597 | -164.065 | 0.39853 | 0.26972 | 0.26972 | 0 | 81.1942 | 38.6172 | 8.6471 | 0 | 0.11453 | 0.11914 | 0.11147 | 0.11885 | 0.058479 | 0.050049 | 0.052659 | 0.06269 | 23.3342 | 17.0572 | 3.5737 | -19.4987 | 11.9144 | 7.1657 | 1.6882 | -10.2853
3 | 5 | 14 | 2035.26 | 2096.6371 | 2148.4815 | 2148.4116 | 80 | 63 | 0 | 0 | 0 | 0 | 0 | 0 | 0 | 0 | 0 | 0 | 1753.2732 | 1977.8777 | 2201.8199 | 2396.6615 | 0 | 0 | 0 | 0 | -6.2424 | -80.1049 | -79.968 | -56.8665 | -6.0523 | -24.7948 | -37.5062 | -40 | 214.2815 | 160.659 | 64.1359 | -151.3834 | 0.39819 | 0.26972 | 0.26972 | 0 | 85.3239 | 43.3329 | 17.2986 | 0 | 0.11436 | 0.11904 | 0.11163 | 0.11868 | 0.058011 | 0.049569 | 0.050376 | 0.061597 | 24.5053 | 19.1256 | 7.1595 | -17.9668 | 12.4306 | 7.9636 | 3.2309 | -9.3248
3 | 5 | 15 | 2037.8559 | 2102.6947 | 2158.3253 | 2161.2788 | 80 | 63 | 0 | 0 | 0 | 0 | 0 | 0 | 0 | 0 | 0 | 0 | 1571.4082 | 1761.9812 | 1954.5941 | 2123.8563 | 0 | 0 | 0 | 0 | -5.7031 | -53.5326 | -45.2438 | -35.0429 | -6.0683 | -15.6918 | -32.8839 | -32.836 | 398.2191 | 346.9379 | 281.8589 | 105.3015 | 0.40065 | 0.26972 | 0.26972 | 0 | 159.5458 | 93.576 | 76.0226 | 0 | 0.11613 | 0.12037 | 0.11242 | 0.12027 | 0.058436 | 0.049196 | 0.048333 | 0.059267 | 46.2434 | 41.7611 | 31.6862 | 12.6648 | 23.2702 | 17.0681 | 13.623 | 6.2409
3 | 5 | 16 | 2017.0143 | 2089.0446 | 2153.0555 | 2163.6387 | 80 | 63 | 0 | 0 | 0 | 0 | 0 | 0 | 0 | 0 | 0 | 0 | 1328.7705 | 1480.3365 | 1636.0171 | 1775.1252 | 0 | 0 | 0 | 0 | -4.2561 | -14.0059 | -12.3274 | -4.5114 | -5.0135 | -11.3207 | -12.9883 | -17.0329 | 617.5134 | 571.0346 | 542.3541 | 410.0577 | 0.40929 | 0.26149 | 0.26306 | 0.18532 | 252.7434 | 149.3175 | 142.6719 | 75.9916 | 0.11389 | 0.12093 | 0.11245 | 0.12241 | 0.055254 | 0.048565 | 0.047858 | 0.057989 | 70.3269 | 69.054 | 60.9867 | 50.197 | 34.1202 | 27.7322 | 25.9559 | 23.779
3 | 5 | 17 | 1986.7176 | 2066.7645 | 2140.0249 | 2159.0053 | 80 | 63 | 0 | 0 | 0 | 0 | 0 | 0 | 0 | 0 | 0 | 0 | 886.2717 | 964.2625 | 1049.5221 | 1131.1338 | 0 | 0 | 0 | 0 | -4.2588 | -2.2311 | 2.7569 | 3.1611 | 0.91283 | -4.4182 | -5.7056 | -3.1536 | 1023.792 | 1046.1513 | 1093.4514 | 1027.8639 | 0.40752 | 0.28291 | 0.38057 | 0.3842 | 417.2121 | 295.9685 | 416.1374 | 394.904 | 0.1097 | 0.12042 | 0.11063 | 0.1167 | 0.050779 | 0.047537 | 0.043748 | 0.045603 | 112.3111 | 125.9729 | 120.9663 | 119.9512 | 51.9874 | 49.7309 | 47.8367 | 46.8738
3 | 5 | 18 | 2007.9549 | 2096.6633 | 2179.4955 | 2206.0696 | 80 | 63 | 0 | 0 | 0 | 0 | 0 | 0 | 0 | 0 | 0 | 0 | 231.6988 | 230.1448 | 238.0688 | 256.5386 | 0 | 0 | 0 | 0 | 8.7331 | -2.9126 | -0.019935 | 23.1056 | 1.7834 | 0.14841 | 1.8834 | 2.9348 | 1685.7396 | 1806.2827 | 1939.5632 | 1923.4906 | 0.40644 | 0.41154 | 0.3922 | 0.38465 | 685.1558 | 743.3572 | 760.7043 | 739.8699 | 0.10706 | 0.11756 | 0.11072 | 0.11593 | 0.048419 | 0.043185 | 0.043655 | 0.043722 | 180.477 | 212.3534 | 214.7555 | 222.9943 | 81.621 | 78.0037 | 84.6715 | 84.0995
3 | 5 | 19 | 2180.8962 | 2284.3478 | 2382.106 | 2417.2872 | 80 | 63 | 0 | 0 | 0 | 0 | 0 | 0 | 0 | 0 | 0 | 0 | 48.3396 | 38.2917 | 38.2917 | 50.2917 | 0 | 0 | 0 | 0 | 19.9721 | 23.896 | -1.4176 | 50.3551 | 11.5758 | 16.4555 | 13.1947 | 35.7543 | 2021.0087 | 2142.7046 | 2332.0371 | 2280.8861 | 0.41784 | 0.42049 | 0.40026 | 0.38866 | 844.4658 | 900.9929 | 933.4274 | 886.4898 | 0.10743 | 0.11774 | 0.11086 | 0.11589 | 0.048513 | 0.043707 | 0.044255 | 0.044135 | 217.1196 | 252.2717 | 258.5372 | 264.3233 | 98.0447 | 93.6501 | 103.2043 | 100.668
3 | 5 | 20 | 2171.6305 | 2275.9801 | 2374.4488 | 2409.9639 | 80 | 63 | 0 | 0 | 0 | 0 | 0 | 0 | 0 | 0 | 0 | 0 | 48.0967 | 37.9888 | 37.9888 | 49.9888 | 0 | 0 | 0 | 0 | 9.9021 | 64.8182 | 7.3014 | 34.5259 | 7.7377 | 9.7627 | 12.5108 | 33.8599 | 2025.894 | 2100.4104 | 2316.6479 | 2291.5894 | 0.41669 | 0.42192 | 0.40093 | 0.38937 | 844.1683 | 886.2139 | 928.8062 | 892.2726 | 0.10701 | 0.11773 | 0.11086 | 0.11588 | 0.048376 | 0.043603 | 0.044165 | 0.043976 | 216.8004 | 247.283 | 256.8342 | 265.5485 | 98.0048 | 91.5843 | 102.3151 | 100.7757
3 | 5 | 21 | 2089.7662 | 2190.9652 | 2286.1677 | 2320.1893 | 80 | 63 | 0 | 0 | 0 | 0 | 0 | 0 | 0 | 0 | 0 | 0 | 45.0687 | 33.2759 | 33.2759 | 45.2759 | 0 | 0 | 0 | 0 | 3.1762 | 38.2789 | 22.8682 | 57.507 | 4.9258 | 7.526 | 2.5778 | 24.486 | 1956.5955 | 2048.8844 | 2227.4459 | 2192.9204 | 0.40725 | 0.41222 | 0.39727 | 0.38658 | 796.8143 | 844.5965 | 884.8945 | 847.7303 | 0.10677 | 0.11773 | 0.11083 | 0.11577 | 0.048296 | 0.043355 | 0.043933 | 0.04384 | 208.9082 | 241.2247 | 246.8629 | 253.8776 | 94.4951 | 88.8297 | 97.8584 | 96.1371
3 | 5 | 22 | 1941.5804 | 2037.2659 | 2127.463 | 2160.3902 | 80 | 63 | 0 | 0 | 0 | 0 | 0 | 0 | 0 | 0 | 0 | 0 | 42.4914 | 28.9856 | 28.9856 | 40.9856 | 0 | 0 | 0 | 0 | 8.5891 | 22.3226 | 10.0153 | 24.8122 | 4.7045 | 4.4025 | 6.2392 | 27.9011 | 1805.7954 | 1918.5551 | 2082.2229 | 2066.6913 | 0.4092 | 0.40681 | 0.39436 | 0.38072 | 738.9354 | 780.4818 | 821.1493 | 786.8363 | 0.10667 | 0.1175 | 0.11057 | 0.11573 | 0.048211 | 0.043146 | 0.043745 | 0.043756 | 192.6289 | 225.4255 | 230.2294 | 239.1685 | 87.0596 | 82.7783 | 91.0861 | 90.4295
3 | 5 | 23 | 1780.5819 | 1869.2316 | 1952.8302 | 1983.6101 | 80 | 63 | 0 | 0 | 0 | 0 | 0 | 0 | 0 | 0 | 0 | 0 | 40.6127 | 25.8423 | 25.8423 | 37.8423 | 0 | 0 | 0 | 0 | -1.5935 | 20.6854 | 23.8384 | 24.7053 | -0.027697 | 6.5294 | 15.0068 | 29.7782 | 1661.5904 | 1753.1745 | 1888.1427 | 1891.2842 | 0.41443 | 0.40564 | 0.38939 | 0.37001 | 688.6079 | 711.1527 | 735.2226 | 699.7921 | 0.10699 | 0.11736 | 0.11036 | 0.1156 | 0.048443 | 0.042989 | 0.043597 | 0.043413 | 177.7699 | 205.7457 | 208.3802 | 218.6409 | 80.4917 | 75.3664 | 82.3169 | 82.1054
3 | 5 | 24 | 1610.6984 | 1685.5461 | 1754.8644 | 1777.0458 | 80 | 63 | 0 | 0 | 0 | 0 | 0 | 0 | 0 | 0 | 0 | 0 | 38.9115 | 22.9961 | 22.9961 | 34.9961 | 0 | 0 | 0 | 0 | -2.9811 | 21.7057 | 9.7772 | 7.5318 | -0.61607 | 16.1427 | 15.6755 | 22.9455 | 1495.3841 | 1561.7015 | 1706.4155 | 1711.5724 | 0.41271 | 0.40699 | 0.38318 | 0.36432 | 617.1572 | 635.596 | 653.8667 | 623.5535 | 0.10752 | 0.11724 | 0.11028 | 0.11549 | 0.049011 | 0.042864 | 0.043368 | 0.043305 | 160.7781 | 183.0922 | 188.1868 | 197.6703 | 73.291 | 66.9412 | 74.0045 | 74.1188
3 | 6 | 1 | 1496.268 | 1558.2012 | 1613.6671 | 1626.2996 | 80 | 63 | 0 | 0 | 0 | 0 | 0 | 0 | 0 | 0 | 0 | 0 | 38.4477 | 22.2201 | 22.2201 | 34.2201 | 0 | 0 | 0 | 0 | -6.1617 | 29.4966 | 42.4916 | 4.4171 | -0.99199 | 8.7154 | 26.0891 | 2.2336 | 1384.974 | 1434.769 | 1522.8663 | 1585.4287 | 0.41329 | 0.40425 | 0.37696 | 0.36409 | 572.389 | 580.0034 | 574.0537 | 577.2336 | 0.10791 | 0.1172 | 0.11023 | 0.11545 | 0.049406 | 0.042833 | 0.043238 | 0.043239 | 149.4506 | 168.157 | 167.8594 | 183.0364 | 68.4254 | 61.4555 | 65.8462 | 68.5531
3 | 6 | 2 | 1431.579 | 1483.8121 | 1528.8887 | 1534.1445 | 80 | 63 | 0 | 0 | 0 | 0 | 0 | 0 | 0 | 0 | 0 | 0 | 38.8662 | 22.9204 | 22.9204 | 34.9204 | 0 | 0 | 0 | 0 | -5.3659 | 1.747 | 24.7014 | -3.0033 | -1.4471 | 8.4946 | 23.172 | 1.2763 | 1319.5258 | 1387.6501 | 1458.0948 | 1500.9512 | 0.41212 | 0.40593 | 0.37263 | 0.36396 | 543.8034 | 563.2892 | 543.3245 | 546.2823 | 0.10789 | 0.11725 | 0.11017 | 0.11541 | 0.049287 | 0.042823 | 0.043052 | 0.043054 | 142.3637 | 162.7069 | 160.645 | 173.218 | 65.0348 | 59.4231 | 62.7734 | 64.6217
3 | 6 | 3 | 1403.8051 | 1448.1358 | 1484.5987 | 1483.2596 | 80 | 63 | 0 | 0 | 0 | 0 | 0 | 0 | 0 | 0 | 0 | 0 | 39.7247 | 24.3567 | 24.3567 | 36.3567 | 0 | 0 | 0 | 0 | -5.3696 | 8.4627 | 19.4409 | -0.98931 | -1.0603 | 7.5053 | 15.2125 | 1.2763 | 1290.5103 | 1344.8111 | 1425.5885 | 1446.6159 | 0.41162 | 0.4062 | 0.3735 | 0.36453 | 531.1964 | 546.2624 | 532.4584 | 527.3315 | 0.10783 | 0.11726 | 0.11011 | 0.11539 | 0.04918 | 0.042852 | 0.042964 | 0.043023 | 139.1567 | 157.6961 | 156.9683 | 166.9226 | 63.4672 | 57.6284 | 61.2493 | 62.2382
3 | 6 | 4 | 1387.5907 | 1425.5468 | 1454.9322 | 1447.936 | 80 | 63 | 0 | 0 | 0 | 0 | 0 | 0 | 0 | 0 | 0 | 0 | 41.8808 | 27.964 | 27.964 | 39.964 | 0 | 0 | 0 | 0 | -5.3629 | 4.0782 | 29.0462 | -1.2643 | -1.1262 | 7.3583 | 12.5179 | 1.2763 | 1272.199 | 1323.1463 | 1385.404 | 1407.96 | 0.4116 | 0.40613 | 0.376 | 0.36469 | 523.6347 | 537.3727 | 520.9101 | 513.4694 | 0.10763 | 0.1172 | 0.1101 | 0.11538 | 0.048977 | 0.042908 | 0.043007 | 0.043072 | 136.9293 | 155.0703 | 152.5355 | 162.4493 | 62.3088 | 56.7734 | 59.5827 | 60.6443
3 | 6 | 5 | 1422.2611 | 1455.4989 | 1479.214 | 1466.6188 | 80 | 63 | 0 | 0 | 0 | 0 | 0 | 0 | 0 | 0 | 0 | 0 | 45.3136 | 33.6175 | 33.6175 | 45.6175 | 0 | 0 | 0 | 0 | -4.0921 | 19.6331 | 47.7998 | -4.61 | 0.40494 | 10.1093 | 22.0661 | 1.3995 | 1300.6347 | 1329.1389 | 1375.7305 | 1424.2117 | 0.41177 | 0.4071 | 0.37726 | 0.36626 | 535.5626 | 541.0927 | 519.0031 | 521.6256 | 0.1074 | 0.11724 | 0.11008 | 0.11537 | 0.048799 | 0.042983 | 0.043099 | 0.043163 | 139.682 | 155.8274 | 151.4442 | 164.3179 | 63.47 | 57.13 | 59.2922 | 61.4739
3 | 6 | 6 | 1548.5308 | 1582.5792 | 1606.2717 | 1591.1133 | 80 | 63 | 0 | 0 | 0 | 0 | 0 | 0 | 0 | 0 | 0 | 0 | 51.2688 | 41.9235 | 41.9235 | 53.9235 | 0 | 0 | 0 | 0 | 5.0785 | 63.8009 | 50.2852 | 31.7866 | 2.2568 | 18.0759 | 8.2526 | 16.7696 | 1409.9266 | 1395.779 | 1505.8104 | 1488.6336 | 0.41056 | 0.40853 | 0.38849 | 0.36647 | 578.8665 | 570.2143 | 584.9867 | 545.541 | 0.10721 | 0.11731 | 0.11004 | 0.11535 | 0.048667 | 0.043216 | 0.043478 | 0.043497 | 151.1549 | 163.7328 | 165.7049 | 171.7068 | 68.6172 | 60.3193 | 65.4692 | 64.7509
3 | 6 | 7 | 1716.9417 | 1754.105 | 1780.6103 | 1765.1005 | 80 | 63 | 0 | 0 | 0 | 0 | 0 | 0 | 0 | 0 | 0 | 0 | 106.0235 | 97.4013 | 97.4928 | 109.5675 | 0 | 0 | 0 | 0 | 7.3022 | 16.7827 | 8.4769 | 13.0101 | 1.3205 | 10.3844 | 8.5284 | 9.0064 | 1522.2955 | 1566.5366 | 1666.1122 | 1633.5164 | 0.41103 | 0.41035 | 0.39423 | 0.37873 | 625.7028 | 642.825 | 656.8369 | 618.6633 | 0.10735 | 0.11743 | 0.11016 | 0.11566 | 0.048782 | 0.043226 | 0.043175 | 0.043557 | 163.4135 | 183.958 | 183.541 | 188.9337 | 74.2604 | 67.715 | 71.9344 | 71.1509
3 | 6 | 8 | 1832.9905 | 1874.8506 | 1907.301 | 1896.3063 | 80 | 63 | 0 | 0 | 0 | 0 | 0 | 0 | 0 | 0 | 0 | 0 | 466.2207 | 485.9146 | 513.8944 | 548.739 | 0 | 0 | 0 | 0 | -5.0094 | -10.1346 | 6.4378 | 16.408 | 0.95673 | -2.812 | -7.7374 | -9.2086 | 1290.8225 | 1338.8826 | 1394.7061 | 1340.368 | 0.409 | 0.28561 | 0.40476 | 0.39541 | 527.9493 | 382.4012 | 564.524 | 529.994 | 0.11032 | 0.11878 | 0.11154 | 0.11933 | 0.051571 | 0.045686 | 0.045845 | 0.051303 | 142.3985 | 159.0286 | 155.5661 | 159.9422 | 66.5685 | 61.1686 | 63.9402 | 68.7645
3 | 6 | 9 | 1895.12 | 1941.583 | 1980.3183 | 1975.2639 | 80 | 63 | 0 | 0 | 0 | 0 | 0 | 0 | 0 | 0 | 0 | 0 | 879.7381 | 972.0756 | 1073.508 | 1168.3243 | 0 | 0 | 0 | 0 | -2.6499 | -25.6172 | -21.6143 | -30.0854 | -4.2699 | -12.6212 | -9.0623 | -16.0249 | 942.3017 | 944.7459 | 937.4869 | 853.05 | 0.40919 | 0.27247 | 0.26264 | 0.26837 | 385.5822 | 257.4196 | 246.2253 | 228.9314 | 0.11356 | 0.11896 | 0.11214 | 0.12116 | 0.055623 | 0.047569 | 0.048079 | 0.059568 | 107.009 | 112.3826 | 105.1324 | 103.3547 | 52.4141 | 44.9405 | 45.0735 | 50.8144
3 | 6 | 10 | 1951.8699 | 2000.5974 | 2041.1654 | 2036.1487 | 80 | 63 | 0 | 0 | 0 | 0 | 0 | 0 | 0 | 0 | 0 | 0 | 1200.7253 | 1360.7445 | 1530.0957 | 1680.3654 | 0 | 0 | 0 | 0 | -5.0196 | -69.1829 | -62.6759 | -65.1752 | -4.1119 | -15.47 | -28.0828 | -33.9128 | 680.2761 | 661.5058 | 601.8284 | 454.8712 | 0.40293 | 0.26868 | 0.26582 | 0.087318 | 274.1012 | 177.7307 | 159.9769 | 39.7182 | 0.11324 | 0.12223 | 0.1117 | 0.11889 | 0.056694 | 0.048167 | 0.049069 | 0.060676 | 77.0315 | 80.8561 | 67.2222 | 54.0813 | 38.5677 | 31.8625 | 29.531 | 27.5997
3 | 6 | 11 | 2016.3805 | 2069.1113 | 2112.4192 | 2106.8401 | 80 | 63 | 0 | 0 | 0 | 0 | 0 | 0 | 0 | 0 | 0 | 0 | 1479.0865 | 1687.4097 | 1905.3128 | 2095.2237 | 0 | 0 | 0 | 0 | -4.9661 | -64.9499 | -63.301 | -67.0757 | -4.8773 | -27.2207 | -29.5982 | -35.259 | 467.1374 | 410.8723 | 300.0055 | 113.9512 | 0.39688 | 0.26972 | 0.26885 | 0 | 185.3964 | 110.8203 | 80.658 | 0 | 0.11342 | 0.12274 | 0.1116 | 0.1188 | 0.057199 | 0.049031 | 0.051193 | 0.062375 | 52.9818 | 50.4316 | 33.4818 | 13.5371 | 26.7198 | 20.1456 | 15.3582 | 7.1077
3 | 6 | 12 | 2053.0559 | 2108.9894 | 2154.7128 | 2149.3089 | 80 | 63 | 0 | 0 | 0 | 0 | 0 | 0 | 0 | 0 | 0 | 0 | 1571.8282 | 1803.8643 | 2045.7725 | 2255.2826 | 0 | 0 | 0 | 0 | -7.0796 | -78.4171 | -80.9096 | -81.7355 | -6.7432 | -29.0612 | -37.4036 | -40 | 415.0505 | 349.6033 | 227.2535 | 15.7618 | 0.3979 | 0.26972 | 0.26972 | 0 | 165.1471 | 94.2949 | 61.2945 | 0 | 0.11404 | 0.12316 | 0.11112 | 0.11887 | 0.058126 | 0.049662 | 0.051671 | 0.062858 | 47.3322 | 43.0586 | 25.2522 | 1.8736 | 24.1251 | 17.3622 | 11.7425 | 0.99076
3 | 6 | 13 | 2058.1146 | 2118.3101 | 2168.4845 | 2166.3445 | 80 | 63 | 0 | 0 | 0 | 0 | 0 | 0 | 0 | 0 | 0 | 0 | 1691.907 | 1927.9466 | 2174.2737 | 2387.3919 | 0 | 0 | 0 | 0 | -4.1704 | -80.0891 | -81.8611 | -87.6129 | -5.7844 | -30.3489 | -37.734 | -40 | 296.1625 | 237.8015 | 113.8059 | -93.4344 | 0.39853 | 0.26972 | 0.26972 | 0 | 118.0287 | 64.1397 | 30.6956 | 0 | 0.11453 | 0.11914 | 0.11147 | 0.11885 | 0.058479 | 0.050049 | 0.052659 | 0.06269 | 33.9199 | 28.3305 | 12.6861 | -11.1045 | 17.3194 | 11.9016 | 5.9929 | -5.8574
3 | 6 | 14 | 2086.6136 | 2150.9993 | 2205.7678 | 2207.0281 | 80 | 63 | 0 | 0 | 0 | 0 | 0 | 0 | 0 | 0 | 0 | 0 | 1585.8988 | 1808.5157 | 2042.5413 | 2245.3348 | 0 | 0 | 0 | 0 | -6.2424 | -80.1049 | -79.968 | -56.8665 | -6.0523 | -24.7948 | -37.5062 | -40 | 433.0095 | 384.3832 | 280.7007 | 58.5598 | 0.39819 | 0.26972 | 0.26972 | 0 | 172.4183 | 103.6757 | 75.7103 | 0 | 0.11436 | 0.11904 | 0.11163 | 0.11868 | 0.058011 | 0.049569 | 0.050376 | 0.061597 | 49.5192 | 45.7588 | 31.3345 | 6.9501 | 25.1192 | 19.0533 | 14.1405 | 3.6071
3 | 6 | 15 | 2085.5014 | 2153.1316 | 2211.4751 | 2215.6628 | 80 | 63 | 0 | 0 | 0 | 0 | 0 | 0 | 0 | 0 | 0 | 0 | 1481.43 | 1671.4477 | 1880.1293 | 2059.622 | 0 | 0 | 0 | 0 | -5.7031 | -53.5326 | -45.2438 | -35.0429 | -6.0683 | -15.6918 | -32.8839 | -32.836 | 535.8428 | 487.9082 | 409.4734 | 223.9197 | 0.40065 | 0.26972 | 0.26972 | 0 | 214.6845 | 131.5984 | 110.4427 | 0 | 0.11613 | 0.12037 | 0.11242 | 0.12027 | 0.058436 | 0.049196 | 0.048333 | 0.059267 | 62.225 | 58.7297 | 46.0325 | 26.9313 | 31.3124 | 24.0033 | 19.791 | 13.2709
3 | 6 | 16 | 2050.1073 | 2124.0764 | 2189.9716 | 2201.412 | 80 | 63 | 0 | 0 | 0 | 0 | 0 | 0 | 0 | 0 | 0 | 0 | 1032.8864 | 1166.1568 | 1327.6037 | 1464.9975 | 0 | 0 | 0 | 0 | -4.2561 | -14.0059 | -12.3274 | -4.5114 | -5.0135 | -11.3207 | -12.9883 | -17.0329 | 946.4905 | 920.2461 | 887.6836 | 757.9587 | 0.40929 | 0.26149 | 0.26306 | 0.18532 | 387.3911 | 240.6313 | 233.5145 | 140.4644 | 0.11389 | 0.12093 | 0.11245 | 0.12241 | 0.055254 | 0.048565 | 0.047858 | 0.057989 | 107.7931 | 111.2834 | 99.8183 | 92.7852 | 52.2976 | 44.6916 | 42.4827 | 43.9536
3 | 6 | 17 | 2022.959 | 2105.1291 | 2180.4531 | 2200.3722 | 80 | 63 | 0 | 0 | 0 | 0 | 0 | 0 | 0 | 0 | 0 | 0 | 672.4353 | 730.7241 | 828.2981 | 909.2166 | 0 | 0 | 0 | 0 | -4.2588 | -2.2311 | 2.7569 | 3.1611 | 0.91283 | -4.4182 | -5.7056 | -3.1536 | 1273.8697 | 1318.0543 | 1355.1037 | 1291.1481 | 0.40752 | 0.28291 | 0.38057 | 0.3842 | 519.1229 | 372.893 | 515.715 | 496.0575 | 0.1097 | 0.12042 | 0.11063 | 0.1167 | 0.050779 | 0.047537 | 0.043748 | 0.045603 | 139.7449 | 158.7143 | 149.9124 | 150.6763 | 64.6862 | 62.6564 | 59.2835 | 58.8804
3 | 6 | 18 | 2037.2699 | 2127.6957 | 2212.1971 | 2239.5305 | 80 | 63 | 0 | 0 | 0 | 0 | 0 | 0 | 0 | 0 | 0 | 0 | 213.0799 | 192.1754 | 218.9196 | 239.8437 | 0 | 0 | 0 | 0 | 8.7331 | -2.9126 | -0.019935 | 23.1056 | 1.7834 | 0.14841 | 1.8834 | 2.9348 | 1733.6735 | 1875.2845 | 1991.414 | 1973.6464 | 0.40644 | 0.41154 | 0.3922 | 0.38465 | 704.6382 | 771.7541 | 781.0403 | 759.1623 | 0.10706 | 0.11756 | 0.11072 | 0.11593 | 0.048419 | 0.043185 | 0.043655 | 0.043722 | 185.6089 | 220.4655 | 220.4966 | 228.809 | 83.9419 | 80.9835 | 86.9351 | 86.2924
3 | 6 | 19 | 2198.5271 | 2303.0117 | 2401.7737 | 2437.4116 | 80 | 63 | 0 | 0 | 0 | 0 | 0 | 0 | 0 | 0 | 0 | 0 | 133.7975 | 100.4887 | 118.279 | 130.864 | 0 | 0 | 0 | 0 | 19.9721 | 23.896 | -1.4176 | 50.3551 | 11.5758 | 16.4555 | 13.1947 | 35.7543 | 1953.1818 | 2099.1715 | 2271.7176 | 2220.4383 | 0.41784 | 0.42049 | 0.40026 | 0.38866 | 816.1247 | 882.6875 | 909.2837 | 862.9961 | 0.10743 | 0.11774 | 0.11086 | 0.11589 | 0.048513 | 0.043707 | 0.044255 | 0.044135 | 209.8328 | 247.1464 | 251.85 | 257.3183 | 94.7542 | 91.7474 | 100.5348 | 98.0001
3 | 6 | 20 | 2184.7138 | 2289.8299 | 2389.0436 | 2424.8976 | 80 | 63 | 0 | 0 | 0 | 0 | 0 | 0 | 0 | 0 | 0 | 0 | 147.2315 | 116.9577 | 134.6392 | 149.1373 | 0 | 0 | 0 | 0 | 9.9021 | 64.8182 | 7.3014 | 34.5259 | 7.7377 | 9.7627 | 12.5108 | 33.8599 | 1939.8425 | 2035.2913 | 2234.5921 | 2207.3744 | 0.41669 | 0.42192 | 0.40093 | 0.38937 | 808.3116 | 858.7386 | 895.9079 | 859.4819 | 0.10701 | 0.11773 | 0.11086 | 0.11588 | 0.048376 | 0.043603 | 0.044165 | 0.043976 | 207.5916 | 239.6165 | 247.7372 | 255.7897 | 93.842 | 88.7449 | 98.6911 | 97.0723
3 | 6 | 21 | 2103.2693 | 2205.2594 | 2301.2308 | 2335.6021 | 80 | 63 | 0 | 0 | 0 | 0 | 0 | 0 | 0 | 0 | 0 | 0 | 209.6736 | 198.6518 | 213.1511 | 229.5479 | 0 | 0 | 0 | 0 | 3.1762 | 38.2789 | 22.8682 | 57.507 | 4.9258 | 7.526 | 2.5778 | 24.486 | 1805.4937 | 1897.8027 | 2062.6338 | 2024.0612 | 0.40725 | 0.41222 | 0.39727 | 0.38658 | 735.2788 | 782.3173 | 819.4198 | 782.4534 | 0.10677 | 0.11773 | 0.11083 | 0.11577 | 0.048296 | 0.043355 | 0.043933 | 0.04384 | 192.7749 | 223.4371 | 228.5971 | 234.3286 | 87.1976 | 82.2796 | 90.6177 | 88.7344
3 | 6 | 22 | 1955.6431 | 2052.1526 | 2143.1504 | 2176.4419 | 80 | 63 | 0 | 0 | 0 | 0 | 0 | 0 | 0 | 0 | 0 | 0 | 259.7023 | 262.6974 | 273.9488 | 293.4775 | 0 | 0 | 0 | 0 | 8.5891 | 22.3226 | 10.0153 | 24.8122 | 4.7045 | 4.4025 | 6.2392 | 27.9011 | 1602.6473 | 1699.73 | 1852.9472 | 1830.2511 | 0.4092 | 0.40681 | 0.39436 | 0.38072 | 655.8067 | 691.4622 | 730.7317 | 696.8181 | 0.10667 | 0.1175 | 0.11057 | 0.11573 | 0.048211 | 0.043146 | 0.043745 | 0.043756 | 170.9586 | 199.7141 | 204.8786 | 211.8063 | 77.2656 | 73.3369 | 81.0565 | 80.0839
3 | 6 | 23 | 1787.0186 | 1876.0453 | 1960.0105 | 1990.9571 | 80 | 63 | 0 | 0 | 0 | 0 | 0 | 0 | 0 | 0 | 0 | 0 | 155.7714 | 144.8761 | 152.883 | 170.3354 | 0 | 0 | 0 | 0 | -1.5935 | 20.6854 | 23.8384 | 24.7053 | -0.027697 | 6.5294 | 15.0068 | 29.7782 | 1552.8683 | 1640.9545 | 1768.2823 | 1766.1382 | 0.41443 | 0.40564 | 0.38939 | 0.37001 | 643.5505 | 665.6321 | 688.5503 | 653.4869 | 0.10699 | 0.11736 | 0.11036 | 0.1156 | 0.048443 | 0.042989 | 0.043597 | 0.043413 | 166.1379 | 192.576 | 195.1521 | 204.1734 | 75.2249 | 70.5423 | 77.0914 | 76.6725
3 | 6 | 24 | 1616.4354 | 1691.6192 | 1761.2642 | 1783.5942 | 80 | 63 | 0 | 0 | 0 | 0 | 0 | 0 | 0 | 0 | 0 | 0 | 71.1157 | 50.5897 | 55.1412 | 69.0407 | 0 | 0 | 0 | 0 | -2.9811 | 21.7057 | 9.7772 | 7.5318 | -0.61607 | 16.1427 | 15.6755 | 22.9455 | 1468.9169 | 1540.1811 | 1680.6703 | 1684.0763 | 0.41271 | 0.40699 | 0.38318 | 0.36432 | 606.2339 | 626.8374 | 644.0016 | 613.5362 | 0.10752 | 0.11724 | 0.11028 | 0.11549 | 0.049011 | 0.042864 | 0.043368 | 0.043305 | 157.9325 | 180.5692 | 185.3475 | 194.4948 | 71.9938 | 66.0187 | 72.8879 | 72.9281
3 | 7 | 1 | 1506.2029 | 1568.7181 | 1624.7497 | 1637.6395 | 80 | 63 | 0 | 0 | 0 | 0 | 0 | 0 | 0 | 0 | 0 | 0 | 53.9076 | 35.5135 | 38.2616 | 50.3603 | 0 | 0 | 0 | 0 | -6.1617 | 29.4966 | 42.4916 | 4.4171 | -0.99199 | 8.7154 | 26.0891 | 2.2336 | 1379.449 | 1431.9925 | 1517.9075 | 1580.6284 | 0.41329 | 0.40425 | 0.37696 | 0.36409 | 570.1056 | 578.881 | 572.1844 | 575.4859 | 0.10791 | 0.1172 | 0.11023 | 0.11545 | 0.049406 | 0.042833 | 0.043238 | 0.043239 | 148.8544 | 167.8316 | 167.3129 | 182.4823 | 68.1524 | 61.3366 | 65.6318 | 68.3455
3 | 7 | 2 | 1439.5549 | 1492.2553 | 1537.786 | 1543.2485 | 80 | 63 | 0 | 0 | 0 | 0 | 0 | 0 | 0 | 0 | 0 | 0 | 57.8785 | 38.0925 | 41.7988 | 53.7988 | 0 | 0 | 0 | 0 | -5.3659 | 1.747 | 24.7014 | -3.0033 | -1.4471 | 8.4946 | 23.172 | 1.2763 | 1308.4895 | 1380.9212 | 1448.1137 | 1491.1767 | 0.41212 | 0.40593 | 0.37263 | 0.36396 | 539.2551 | 560.5577 | 539.6053 | 542.7248 | 0.10789 | 0.11725 | 0.11017 | 0.11541 | 0.049287 | 0.042823 | 0.043052 | 0.043054 | 141.173 | 161.9179 | 159.5453 | 172.09 | 64.4909 | 59.1349 | 62.3437 | 64.2009
3 | 7 | 3 | 1407.4432 | 1451.9871 | 1488.6571 | 1487.4123 | 80 | 63 | 0 | 0 | 0 | 0 | 0 | 0 | 0 | 0 | 0 | 0 | 58.7409 | 39.3133 | 43.0612 | 55.0612 | 0 | 0 | 0 | 0 | -5.3696 | 8.4627 | 19.4409 | -0.98931 | -1.0603 | 7.5053 | 15.2125 | 1.2763 | 1275.1322 | 1333.7058 | 1410.9424 | 1432.0641 | 0.41162 | 0.4062 | 0.3735 | 0.36453 | 524.8665 | 541.7514 | 526.9881 | 522.027 | 0.10783 | 0.11726 | 0.11011 | 0.11539 | 0.04918 | 0.042852 | 0.042964 | 0.043023 | 137.4985 | 156.3938 | 155.3557 | 165.2435 | 62.7109 | 57.1525 | 60.62 | 61.6121
3 | 7 | 4 | 1390.3893 | 1428.5094 | 1458.0541 | 1451.1304 | 80 | 63 | 0 | 0 | 0 | 0 | 0 | 0 | 0 | 0 | 0 | 0 | 61.3638 | 48.8081 | 51.2984 | 63.2984 | 0 | 0 | 0 | 0 | -5.3629 | 4.0782 | 29.0462 | -1.2643 | -1.1262 | 7.3583 | 12.5179 | 1.2763 | 1255.5146 | 1305.2647 | 1365.1915 | 1387.82 | 0.4116 | 0.40613 | 0.376 | 0.36469 | 516.7674 | 530.1104 | 513.3102 | 506.1245 | 0.10763 | 0.1172 | 0.1101 | 0.11538 | 0.048977 | 0.042908 | 0.043007 | 0.043072 | 135.1335 | 152.9746 | 150.31 | 160.1256 | 61.4916 | 56.0061 | 58.7134 | 59.7768
3 | 7 | 5 | 1421.5614 | 1454.7582 | 1478.4335 | 1465.8202 | 80 | 63 | 0 | 0 | 0 | 0 | 0 | 0 | 0 | 0 | 0 | 0 | 53.4937 | 39.3758 | 41.154 | 53.154 | 0 | 0 | 0 | 0 | -4.0921 | 19.6331 | 47.7998 | -4.61 | 0.40494 | 10.1093 | 22.0661 | 1.3995 | 1291.7549 | 1322.64 | 1367.4136 | 1415.8767 | 0.41177 | 0.4071 | 0.37726 | 0.36626 | 531.9062 | 538.447 | 515.8654 | 518.5728 | 0.1074 | 0.11724 | 0.11008 | 0.11537 | 0.048799 | 0.042983 | 0.043099 | 0.043163 | 138.7284 | 155.0654 | 150.5286 | 163.3563 | 63.0367 | 56.8506 | 58.9337 | 61.1141
3 | 7 | 6 | 1546.222 | 1580.1352 | 1603.6962 | 1588.478 | 80 | 63 | 0 | 0 | 0 | 0 | 0 | 0 | 0 | 0 | 0 | 0 | 47.3049 | 32.5405 | 33.5253 | 45.5253 | 0 | 0 | 0 | 0 | 5.0785 | 63.8009 | 50.2852 | 31.7866 | 2.2568 | 18.0759 | 8.2526 | 16.7696 | 1411.5818 | 1402.7179 | 1511.633 | 1494.3964 | 0.41056 | 0.40853 | 0.38849 | 0.36647 | 579.546 | 573.0491 | 587.2487 | 547.6529 | 0.10721 | 0.11731 | 0.11004 | 0.11535 | 0.048667 | 0.043216 | 0.043478 | 0.043497 | 151.3323 | 164.5467 | 166.3456 | 172.3715 | 68.6977 | 60.6192 | 65.7223 | 65.0016
3 | 7 | 7 | 1702.3192 | 1738.6258 | 1764.2985 | 1748.41 | 80 | 63 | 0 | 0 | 0 | 0 | 0 | 0 | 0 | 0 | 0 | 0 | 175.8611 | 162.9879 | 163.411 | 175.544 | 0 | 0 | 0 | 0 | 7.3022 | 16.7827 | 8.4769 | 13.0101 | 1.3205 | 10.3844 | 8.5284 | 9.0064 | 1437.8353 | 1485.4709 | 1583.8823 | 1550.8495 | 0.41103 | 0.41035 | 0.39423 | 0.37873 | 590.9875 | 609.5598 | 624.4192 | 587.3548 | 0.10735 | 0.11743 | 0.11016 | 0.11566 | 0.048782 | 0.043226 | 0.043175 | 0.043557 | 154.347 | 174.4385 | 174.4824 | 179.3724 | 70.1403 | 64.2109 | 68.3841 | 67.5502
3 | 7 | 8 | 1824.175 | 1865.5187 | 1897.4671 | 1886.2441 | 80 | 63 | 0 | 0 | 0 | 0 | 0 | 0 | 0 | 0 | 0 | 0 | 356.5581 | 363.2191 | 380.6299 | 406.8287 | 0 | 0 | 0 | 0 | -5.0094 | -10.1346 | 6.4378 | 16.408 | 0.95673 | -2.812 | -7.7374 | -9.2086 | 1391.6697 | 1452.2462 | 1518.1368 | 1472.216 | 0.409 | 0.28561 | 0.40476 | 0.39541 | 569.196 | 414.7793 | 614.484 | 582.1279 | 0.11032 | 0.11878 | 0.11154 | 0.11933 | 0.051571 | 0.045686 | 0.045845 | 0.051303 | 153.5235 | 172.4936 | 169.3336 | 175.6752 | 71.7693 | 66.3478 | 69.5989 | 75.5287
3 | 7 | 9 | 1896.9391 | 1943.5087 | 1982.3475 | 1977.3403 | 80 | 63 | 0 | 0 | 0 | 0 | 0 | 0 | 0 | 0 | 0 | 0 | 625.7453 | 670.9449 | 728.378 | 787.2703 | 0 | 0 | 0 | 0 | -2.6499 | -25.6172 | -21.6143 | -30.0854 | -4.2699 | -12.6212 | -9.0623 | -16.0249 | 1198.1136 | 1247.8022 | 1284.6462 | 1236.1803 | 0.40919 | 0.27247 | 0.26264 | 0.26837 | 490.2584 | 339.9949 | 337.4046 | 331.7513 | 0.11356 | 0.11896 | 0.11214 | 0.12116 | 0.055623 | 0.047569 | 0.048079 | 0.059568 | 136.0593 | 148.4328 | 144.0638 | 149.7744 | 66.6432 | 59.3566 | 61.7646 | 73.6366
3 | 7 | 10 | 1965.3729 | 2014.8916 | 2056.2284 | 2051.5614 | 80 | 63 | 0 | 0 | 0 | 0 | 0 | 0 | 0 | 0 | 0 | 0 | 732.8827 | 826.1933 | 932.9036 | 1031.9661 | 0 | 0 | 0 | 0 | -5.0196 | -69.1829 | -62.6759 | -65.1752 | -4.1119 | -15.47 | -28.0828 | -33.9128 | 1161.6217 | 1210.3512 | 1214.0835 | 1118.6833 | 0.40293 | 0.26868 | 0.26582 | 0.087318 | 468.0481 | 325.1923 | 322.7254 | 97.6807 | 0.11324 | 0.12223 | 0.1117 | 0.11889 | 0.056694 | 0.048167 | 0.049069 | 0.060676 | 131.537 | 147.9418 | 135.609 | 133.0043 | 65.8572 | 58.2985 | 59.5736 | 67.8771
3 | 7 | 11 | 2012.4625 | 2064.9638 | 2108.0486 | 2102.368 | 80 | 63 | 0 | 0 | 0 | 0 | 0 | 0 | 0 | 0 | 0 | 0 | 843.8456 | 960.8957 | 1092.9061 | 1211.8021 | 0 | 0 | 0 | 0 | -4.9661 | -64.9499 | -63.301 | -67.0757 | -4.8773 | -27.2207 | -29.5982 | -35.259 | 1098.4602 | 1133.2387 | 1108.0416 | 992.9007 | 0.39688 | 0.26972 | 0.26885 | 0 | 435.9544 | 305.6567 | 297.9025 | 0 | 0.11342 | 0.12274 | 0.1116 | 0.1188 | 0.057199 | 0.049031 | 0.051193 | 0.062375 | 124.5852 | 139.0967 | 123.6619 | 117.9543 | 62.8308 | 55.5642 | 56.724 | 61.9323
3 | 7 | 12 | 2025.9099 | 2080.2529 | 2124.4307 | 2118.3237 | 80 | 63 | 0 | 0 | 0 | 0 | 0 | 0 | 0 | 0 | 0 | 0 | 1104.0357 | 1228.9071 | 1376.3959 | 1505.5009 | 0 | 0 | 0 | 0 | -7.0796 | -78.4171 | -80.9096 | -81.7355 | -6.7432 | -29.0612 | -37.4036 | -40 | 855.697 | 895.8242 | 866.348 | 734.5582 | 0.3979 | 0.26972 | 0.26972 | 0 | 340.4788 | 241.6213 | 233.6703 | 0 | 0.11404 | 0.12316 | 0.11112 | 0.11887 | 0.058126 | 0.049662 | 0.051671 | 0.062858 | 97.5833 | 110.3334 | 96.268 | 87.3165 | 49.7381 | 44.4888 | 44.7654 | 46.1732
3 | 7 | 13 | 2039.3642 | 2098.4612 | 2147.568 | 2144.9423 | 80 | 63 | 0 | 0 | 0 | 0 | 0 | 0 | 0 | 0 | 0 | 0 | 1038.0231 | 1155.4045 | 1302.9542 | 1431.0704 | 0 | 0 | 0 | 0 | -4.1704 | -80.0891 | -81.8611 | -87.6129 | -5.7844 | -30.3489 | -37.734 | -40 | 931.296 | 990.4947 | 964.2089 | 841.4849 | 0.39853 | 0.26972 | 0.26972 | 0 | 371.1466 | 267.1558 | 260.0652 | 0 | 0.11453 | 0.11914 | 0.11147 | 0.11885 | 0.058479 | 0.050049 | 0.052659 | 0.06269 | 106.6628 | 118.0028 | 107.4813 | 100.0084 | 54.4617 | 49.5729 | 50.7746 | 52.753
3 | 7 | 14 | 2051.4917 | 2113.8197 | 2166.5884 | 2166.9389 | 80 | 63 | 0 | 0 | 0 | 0 | 0 | 0 | 0 | 0 | 0 | 0 | 1099.1827 | 1214.1361 | 1369.0969 | 1504.7041 | 0 | 0 | 0 | 0 | -6.2424 | -80.1049 | -79.968 | -56.8665 | -6.0523 | -24.7948 | -37.5062 | -40 | 884.6037 | 941.5832 | 914.9657 | 759.1013 | 0.39819 | 0.26972 | 0.26972 | 0 | 352.2369 | 253.9634 | 246.7834 | 0 | 0.11436 | 0.11904 | 0.11163 | 0.11868 | 0.058011 | 0.049569 | 0.050376 | 0.061597 | 101.1637 | 112.0906 | 102.1373 | 90.0934 | 51.3164 | 46.6729 | 46.092 | 46.7585
3 | 7 | 15 | 2049.26 | 2114.767 | 2171.0469 | 2174.2958 | 80 | 63 | 0 | 0 | 0 | 0 | 0 | 0 | 0 | 0 | 0 | 0 | 892.8534 | 977.6475 | 1115.5848 | 1240.3991 | 0 | 0 | 0 | 0 | -5.7031 | -53.5326 | -45.2438 | -35.0429 | -6.0683 | -15.6918 | -32.8839 | -32.836 | 1088.178 | 1143.3439 | 1133.5898 | 1001.7756 | 0.40065 | 0.26972 | 0.26972 | 0 | 435.9766 | 308.3822 | 305.7505 | 0 | 0.11613 | 0.12037 | 0.11242 | 0.12027 | 0.058436 | 0.049196 | 0.048333 | 0.059267 | 126.3651 | 137.6248 | 127.4367 | 120.4857 | 63.5885 | 56.2483 | 54.7896 | 59.3717
3 | 7 | 16 | 1989.5884 | 2060.0119 | 2122.4612 | 2132.334 | 80 | 63 | 0 | 0 | 0 | 0 | 0 | 0 | 0 | 0 | 0 | 0 | 900.7898 | 960.8933 | 1086.1758 | 1199.9451 | 0 | 0 | 0 | 0 | -4.2561 | -14.0059 | -12.3274 | -4.5114 | -5.0135 | -11.3207 | -12.9883 | -17.0329 | 1018.0682 | 1061.4451 | 1061.6011 | 953.9331 | 0.40929 | 0.26149 | 0.26306 | 0.18532 | 416.6874 | 277.5529 | 279.2653 | 176.7822 | 0.11389 | 0.12093 | 0.11245 | 0.12241 | 0.055254 | 0.048565 | 0.047858 | 0.057989 | 115.9449 | 128.3583 | 119.375 | 116.7753 | 56.2525 | 51.5489 | 50.806 | 55.318
3 | 7 | 17 | 1982.5897 | 2062.3947 | 2135.4201 | 2154.2936 | 80 | 63 | 0 | 0 | 0 | 0 | 0 | 0 | 0 | 0 | 0 | 0 | 830.4254 | 844.5783 | 939.0459 | 1023.8529 | 0 | 0 | 0 | 0 | -4.2588 | -2.2311 | 2.7569 | 3.1611 | 0.91283 | -4.4182 | -5.7056 | -3.1536 | 1075.5103 | 1161.4658 | 1199.3229 | 1130.4332 | 0.40752 | 0.28291 | 0.38057 | 0.3842 | 438.2881 | 328.5923 | 456.4291 | 434.311 | 0.1097 | 0.12042 | 0.11063 | 0.1167 | 0.050779 | 0.047537 | 0.043748 | 0.045603 | 117.9847 | 139.8586 | 132.6787 | 131.921 | 54.6136 | 55.2127 | 52.4684 | 51.5513
3 | 7 | 18 | 2021.8078 | 2111.3278 | 2194.9488 | 2221.8817 | 80 | 63 | 0 | 0 | 0 | 0 | 0 | 0 | 0 | 0 | 0 | 0 | 439.5845 | 385.6121 | 431.5926 | 471.305 | 0 | 0 | 0 | 0 | 8.7331 | -2.9126 | -0.019935 | 23.1056 | 1.7834 | 0.14841 | 1.8834 | 2.9348 | 1491.7068 | 1665.4799 | 1761.4927 | 1724.5362 | 0.40644 | 0.41154 | 0.3922 | 0.38465 | 606.2927 | 685.4112 | 690.8643 | 663.3422 | 0.10706 | 0.11756 | 0.11072 | 0.11593 | 0.048419 | 0.043185 | 0.043655 | 0.043722 | 159.7037 | 195.8001 | 195.0389 | 199.9291 | 72.2262 | 71.9231 | 76.8979 | 75.4008
3 | 7 | 19 | 2182.2255 | 2285.755 | 2383.5888 | 2418.8045 | 80 | 63 | 0 | 0 | 0 | 0 | 0 | 0 | 0 | 0 | 0 | 0 | 384.0584 | 326.0223 | 366.6153 | 403.2385 | 0 | 0 | 0 | 0 | 19.9721 | 23.896 | -1.4176 | 50.3551 | 11.5758 | 16.4555 | 13.1947 | 35.7543 | 1686.6192 | 1856.3812 | 2005.1964 | 1929.4566 | 0.41784 | 0.42049 | 0.40026 | 0.38866 | 704.7432 | 780.5958 | 802.6052 | 749.9031 | 0.10743 | 0.11774 | 0.11086 | 0.11589 | 0.048513 | 0.043707 | 0.044255 | 0.044135 | 181.1957 | 218.5614 | 222.3025 | 223.5975 | 81.8226 | 81.1359 | 88.7399 | 85.1575
3 | 7 | 20 | 2168.9019 | 2273.0917 | 2371.405 | 2406.8495 | 80 | 63 | 0 | 0 | 0 | 0 | 0 | 0 | 0 | 0 | 0 | 0 | 431.3607 | 385.5822 | 425.0155 | 462.092 | 0 | 0 | 0 | 0 | 9.9021 | 64.8182 | 7.3014 | 34.5259 | 7.7377 | 9.7627 | 12.5108 | 33.8599 | 1639.9014 | 1749.9286 | 1926.5773 | 1876.3717 | 0.41669 | 0.42192 | 0.40093 | 0.38937 | 683.3293 | 738.3372 | 772.4165 | 730.5999 | 0.10701 | 0.11773 | 0.11086 | 0.11588 | 0.048376 | 0.043603 | 0.044165 | 0.043976 | 175.4935 | 206.0205 | 213.5892 | 217.4332 | 79.332 | 76.3022 | 85.0875 | 82.516
3 | 7 | 21 | 2094.034 | 2195.4831 | 2290.9286 | 2325.0607 | 80 | 63 | 0 | 0 | 0 | 0 | 0 | 0 | 0 | 0 | 0 | 0 | 454.0706 | 416.6087 | 455.0667 | 491.0493 | 0 | 0 | 0 | 0 | 3.1762 | 38.2789 | 22.8682 | 57.507 | 4.9258 | 7.526 | 2.5778 | 24.486 | 1551.8614 | 1670.0695 | 1810.416 | 1752.0184 | 0.40725 | 0.41222 | 0.39727 | 0.38658 | 631.9883 | 688.4405 | 719.2216 | 677.2882 | 0.10677 | 0.11773 | 0.11083 | 0.11577 | 0.048296 | 0.043355 | 0.043933 | 0.04384 | 165.6942 | 196.625 | 200.6444 | 202.8338 | 74.9482 | 72.4062 | 79.537 | 76.8081
3 | 7 | 22 | 1955.7831 | 2052.3007 | 2143.3065 | 2176.6016 | 80 | 63 | 0 | 0 | 0 | 0 | 0 | 0 | 0 | 0 | 0 | 0 | 475.2641 | 448.7618 | 485.0653 | 519.6889 | 0 | 0 | 0 | 0 | 8.5891 | 22.3226 | 10.0153 | 24.8122 | 4.7045 | 4.4025 | 6.2392 | 27.9011 | 1387.2254 | 1513.8138 | 1641.9867 | 1604.1994 | 0.4092 | 0.40681 | 0.39436 | 0.38072 | 567.6557 | 615.8302 | 647.5369 | 610.7551 | 0.10667 | 0.1175 | 0.11057 | 0.11573 | 0.048211 | 0.043146 | 0.043745 | 0.043756 | 147.979 | 177.8694 | 181.5529 | 185.6464 | 66.8799 | 65.3153 | 71.8281 | 70.1929
3 | 7 | 23 | 1770.1573 | 1858.1962 | 1941.2013 | 1971.7111 | 80 | 63 | 0 | 0 | 0 | 0 | 0 | 0 | 0 | 0 | 0 | 0 | 506.8229 | 491.4431 | 526.446 | 559.9604 | 0 | 0 | 0 | 0 | -1.5935 | 20.6854 | 23.8384 | 24.7053 | -0.027697 | 6.5294 | 15.0068 | 29.7782 | 1184.9555 | 1276.5383 | 1375.9101 | 1357.2672 | 0.41443 | 0.40564 | 0.38939 | 0.37001 | 491.0775 | 517.8114 | 535.7647 | 502.201 | 0.10699 | 0.11736 | 0.11036 | 0.1156 | 0.048443 | 0.042989 | 0.043597 | 0.043413 | 126.7758 | 149.8096 | 151.8489 | 156.9061 | 57.4023 | 54.8765 | 59.9852 | 58.9224
3 | 7 | 24 | 1611.8878 | 1686.8051 | 1756.1912 | 1778.4034 | 80 | 63 | 0 | 0 | 0 | 0 | 0 | 0 | 0 | 0 | 0 | 0 | 503.642 | 496.718 | 529.3009 | 559.9585 | 0 | 0 | 0 | 0 | -2.9811 | 21.7057 | 9.7772 | 7.5318 | -0.61607 | 16.1427 | 15.6755 | 22.9455 | 1031.8429 | 1089.2387 | 1201.4375 | 1187.9676 | 0.41271 | 0.40699 | 0.38318 | 0.36432 | 425.85 | 443.3086 | 460.3686 | 432.7958 | 0.10752 | 0.11724 | 0.11028 | 0.11549 | 0.049011 | 0.042864 | 0.043368 | 0.043305 | 110.9399 | 127.7012 | 132.4968 | 137.1989 | 50.5721 | 46.6894 | 52.1044 | 51.4444
3 | 8 | 1 | 1487.5925 | 1549.0173 | 1603.9893 | 1616.397 | 80 | 63 | 0 | 0 | 0 | 0 | 0 | 0 | 0 | 0 | 0 | 0 | 489.0154 | 483.1495 | 515.1211 | 543.6784 | 0 | 0 | 0 | 0 | -6.1617 | 29.4966 | 42.4916 | 4.4171 | -0.99199 | 8.7154 | 26.0891 | 2.2336 | 925.7307 | 964.6558 | 1020.2875 | 1066.0679 | 0.41329 | 0.40425 | 0.37696 | 0.36409 | 382.5906 | 389.9608 | 384.6036 | 388.1412 | 0.10791 | 0.1172 | 0.11023 | 0.11545 | 0.049406 | 0.042833 | 0.043238 | 0.043239 | 99.8943 | 113.0591 | 112.4622 | 123.0767 | 45.7362 | 41.3192 | 44.1156 | 46.0962
3 | 8 | 2 | 1423.4632 | 1475.2208 | 1519.8353 | 1524.8809 | 80 | 63 | 0 | 0 | 0 | 0 | 0 | 0 | 0 | 0 | 0 | 0 | 487.608 | 481.2521 | 512.9484 | 542.0894 | 0 | 0 | 0 | 0 | -5.3659 | 1.747 | 24.7014 | -3.0033 | -1.4471 | 8.4946 | 23.172 | 1.2763 | 862.6682 | 920.7271 | 959.0134 | 984.5186 | 0.41212 | 0.40593 | 0.37263 | 0.36396 | 355.5231 | 373.751 | 357.3537 | 358.3228 | 0.10789 | 0.11725 | 0.11017 | 0.11541 | 0.049287 | 0.042823 | 0.043052 | 0.043054 | 93.0733 | 107.9585 | 105.6589 | 113.6188 | 42.5179 | 39.4281 | 41.2871 | 42.3873
3 | 8 | 3 | 1389.6024 | 1433.1011 | 1468.7552 | 1467.0483 | 80 | 63 | 0 | 0 | 0 | 0 | 0 | 0 | 0 | 0 | 0 | 0 | 476.9755 | 469.0793 | 498.5466 | 530.4056 | 0 | 0 | 0 | 0 | -5.3696 | 8.4627 | 19.4409 | -0.98931 | -1.0603 | 7.5053 | 15.2125 | 1.2763 | 839.0568 | 885.0538 | 935.5551 | 936.3557 | 0.41162 | 0.4062 | 0.3735 | 0.36453 | 345.3703 | 359.5089 | 349.4306 | 341.3275 | 0.10783 | 0.11726 | 0.11011 | 0.11539 | 0.04918 | 0.042852 | 0.042964 | 0.043023 | 90.4762 | 103.7837 | 103.0118 | 108.0446 | 41.2647 | 37.9267 | 40.1954 | 40.2851
3 | 8 | 4 | 1384.2324 | 1421.9918 | 1451.1859 | 1444.1028 | 80 | 63 | 0 | 0 | 0 | 0 | 0 | 0 | 0 | 0 | 0 | 0 | 467.2759 | 462.8383 | 490.806 | 521.0683 | 0 | 0 | 0 | 0 | -5.3629 | 4.0782 | 29.0462 | -1.2643 | -1.1262 | 7.3583 | 12.5179 | 1.2763 | 843.4456 | 884.717 | 918.8158 | 923.0225 | 0.4116 | 0.40613 | 0.376 | 0.36469 | 347.1606 | 359.3123 | 345.4735 | 336.6174 | 0.10763 | 0.1172 | 0.1101 | 0.11538 | 0.048977 | 0.042908 | 0.043007 | 0.043072 | 90.7817 | 103.6872 | 101.1633 | 106.4976 | 41.3096 | 37.9613 | 39.5159 | 39.7568
3 | 8 | 5 | 1415.2647 | 1448.0926 | 1471.4093 | 1458.6329 | 80 | 63 | 0 | 0 | 0 | 0 | 0 | 0 | 0 | 0 | 0 | 0 | 451.016 | 448.0546 | 473.7188 | 503.9422 | 0 | 0 | 0 | 0 | -4.0921 | 19.6331 | 47.7998 | -4.61 | 0.40494 | 10.1093 | 22.0661 | 1.3995 | 887.9359 | 907.2956 | 927.8246 | 957.9011 | 0.41177 | 0.4071 | 0.37726 | 0.36626 | 365.6255 | 369.3602 | 350.0277 | 350.8367 | 0.1074 | 0.11724 | 0.11008 | 0.11537 | 0.048799 | 0.042983 | 0.043099 | 0.043163 | 95.3601 | 106.3707 | 102.1375 | 110.5175 | 43.3306 | 38.998 | 39.988 | 41.3463
3 | 8 | 6 | 1544.7527 | 1578.5798 | 1602.0572 | 1586.8009 | 80 | 63 | 0 | 0 | 0 | 0 | 0 | 0 | 0 | 0 | 0 | 0 | 418.6732 | 418.0486 | 440.9372 | 468.728 | 0 | 0 | 0 | 0 | 5.0785 | 63.8009 | 50.2852 | 31.7866 | 2.2568 | 18.0759 | 8.2526 | 16.7696 | 1038.7442 | 1015.6545 | 1102.5822 | 1069.5167 | 0.41056 | 0.40853 | 0.38849 | 0.36647 | 426.472 | 414.923 | 428.338 | 391.9468 | 0.10721 | 0.11731 | 0.11004 | 0.11535 | 0.048667 | 0.043216 | 0.043478 | 0.043497 | 111.3613 | 119.142 | 121.3322 | 123.3637 | 50.5528 | 43.892 | 47.9377 | 46.5206
3 | 8 | 7 | 1716.312 | 1753.4384 | 1779.9079 | 1764.3818 | 80 | 63 | 0 | 0 | 0 | 0 | 0 | 0 | 0 | 0 | 0 | 0 | 708.6074 | 710.6211 | 730.8742 | 757.0862 | 0 | 0 | 0 | 0 | 7.3022 | 16.7827 | 8.4769 | 13.0101 | 1.3205 | 10.3844 | 8.5284 | 9.0064 | 919.0818 | 952.6503 | 1032.0284 | 985.2791 | 0.41103 | 0.41035 | 0.39423 | 0.37873 | 377.7664 | 390.918 | 406.86 | 373.1557 | 0.10735 | 0.11743 | 0.11016 | 0.11566 | 0.048782 | 0.043226 | 0.043175 | 0.043557 | 98.6605 | 111.8695 | 113.6895 | 113.9581 | 44.8345 | 41.1792 | 44.5578 | 42.9157
3 | 8 | 8 | 1830.6117 | 1872.3324 | 1904.6474 | 1893.5911 | 80 | 63 | 0 | 0 | 0 | 0 | 0 | 0 | 0 | 0 | 0 | 0 | 1241.2633 | 1293.3517 | 1354.2166 | 1419.8279 | 0 | 0 | 0 | 0 | -5.0094 | -10.1346 | 6.4378 | 16.408 | 0.95673 | -2.812 | -7.7374 | -9.2086 | 513.4012 | 528.9274 | 551.7304 | 466.5638 | 0.409 | 0.28561 | 0.40476 | 0.39541 | 209.9822 | 151.0681 | 223.3195 | 184.4837 | 0.11032 | 0.11878 | 0.11154 | 0.11933 | 0.051571 | 0.045686 | 0.045845 | 0.051303 | 56.6364 | 62.8245 | 61.5402 | 55.6737 | 26.4764 | 24.1648 | 25.294 | 23.936
3 | 8 | 9 | 1878.6085 | 1924.1042 | 1961.8993 | 1956.4172 | 80 | 63 | 0 | 0 | 0 | 0 | 0 | 0 | 0 | 0 | 0 | 0 | 1530.9265 | 1653.5525 | 1784.043 | 1910.8291 | 0 | 0 | 0 | 0 | -2.6499 | -25.6172 | -21.6143 | -30.0854 | -4.2699 | -12.6212 | -9.0623 | -16.0249 | 274.6018 | 245.7901 | 208.5329 | 91.6985 | 0.40919 | 0.27247 | 0.26264 | 0.26837 | 112.3648 | 66.9717 | 54.7699 | 24.6089 | 0.11356 | 0.11896 | 0.11214 | 0.12116 | 0.055623 | 0.047569 | 0.048079 | 0.059568 | 31.1841 | 29.2381 | 23.3855 | 11.1101 | 15.2743 | 11.692 | 10.0261 | 5.4623
3 | 8 | 10 | 1948.1618 | 1996.6721 | 2037.0289 | 2031.9162 | 80 | 63 | 0 | 0 | 0 | 0 | 0 | 0 | 0 | 0 | 0 | 0 | 1665.964 | 1841.715 | 2027.8345 | 2205.0864 | 0 | 0 | 0 | 0 | -5.0196 | -69.1829 | -62.6759 | -65.1752 | -4.1119 | -15.47 | -28.0828 | -33.9128 | 211.3293 | 176.61 | 99.9531 | -74.0822 | 0.40293 | 0.26868 | 0.26582 | 0.087318 | 85.1502 | 47.4509 | 26.5693 | -6.4687 | 0.11324 | 0.12223 | 0.1117 | 0.11889 | 0.056694 | 0.048167 | 0.049069 | 0.060676 | 23.93 | 21.5871 | 11.1644 | -8.8079 | 11.9811 | 8.5067 | 4.9046 | -4.495
3 | 8 | 11 | 1995.4612 | 2046.9665 | 2089.0832 | 2082.9623 | 80 | 63 | 0 | 0 | 0 | 0 | 0 | 0 | 0 | 0 | 0 | 0 | 1747.6479 | 1957.5997 | 2179.6943 | 2388.4877 | 0 | 0 | 0 | 0 | -4.9661 | -64.9499 | -63.301 | -67.0757 | -4.8773 | -27.2207 | -29.5982 | -35.259 | 177.6567 | 118.5375 | 2.2881 | -203.1906 | 0.39688 | 0.26972 | 0.26885 | 0 | 70.508 | 31.9719 | 0.61518 | 0 | 0.11342 | 0.12274 | 0.1116 | 0.1188 | 0.057199 | 0.049031 | 0.051193 | 0.062375 | 20.1495 | 14.5496 | 0.25536 | -24.1386 | 10.1618 | 5.8121 | 0.11714 | -12.674
3 | 8 | 12 | 2001.4225 | 2054.3309 | 2097.1144 | 2090.373 | 80 | 63 | 0 | 0 | 0 | 0 | 0 | 0 | 0 | 0 | 0 | 0 | 1801.9525 | 2037.3264 | 2282.9054 | 2510.7396 | 0 | 0 | 0 | 0 | -7.0796 | -78.4171 | -80.9096 | -81.7355 | -6.7432 | -29.0612 | -37.4036 | -40 | 133.2928 | 61.4828 | -67.4779 | -298.6311 | 0.3979 | 0.26972 | 0.26972 | 0 | 53.0367 | 16.5831 | -18.2 | 0 | 0.11404 | 0.12316 | 0.11112 | 0.11887 | 0.058126 | 0.049662 | 0.051671 | 0.062858 | 15.2006 | 7.5725 | -7.4981 | -35.4981 | 7.7477 | 3.0534 | -3.4867 | -18.7715
3 | 8 | 13 | 1999.8345 | 2056.6157 | 2103.4716 | 2099.8221 | 80 | 63 | 0 | 0 | 0 | 0 | 0 | 0 | 0 | 0 | 0 | 0 | 1770.1817 | 2008.3015 | 2255.607 | 2485.2815 | 0 | 0 | 0 | 0 | -4.1704 | -80.0891 | -81.8611 | -87.6129 | -5.7844 | -30.3489 | -37.734 | -40 | 159.6077 | 95.7521 | -32.5403 | -257.8466 | 0.39853 | 0.26972 | 0.26972 | 0 | 63.608 | 25.8262 | -8.7767 | 0 | 0.11453 | 0.11914 | 0.11147 | 0.11885 | 0.058479 | 0.050049 | 0.052659 | 0.06269 | 18.2801 | 11.4075 | -3.6273 | -30.6444 | 9.3338 | 4.7923 | -1.7135 | -16.1645
3 | 8 | 14 | 2009.5832 | 2069.456 | 2119.8384 | 2119.1034 | 80 | 63 | 0 | 0 | 0 | 0 | 0 | 0 | 0 | 0 | 0 | 0 | 1727.687 | 1955.7703 | 2193.0461 | 2416.6127 | 0 | 0 | 0 | 0 | -6.2424 | -80.1049 | -79.968 | -56.8665 | -6.0523 | -24.7948 | -37.5062 | -40 | 214.1908 | 155.5854 | 44.2665 | -200.6428 | 0.39819 | 0.26972 | 0.26972 | 0 | 85.2878 | 41.9644 | 11.9395 | 0 | 0.11436 | 0.11904 | 0.11163 | 0.11868 | 0.058011 | 0.049569 | 0.050376 | 0.061597 | 24.495 | 18.5216 | 4.9415 | -23.8131 | 12.4253 | 7.7121 | 2.23 | -12.359
3 | 8 | 15 | 1994.3383 | 2056.6276 | 2109.7803 | 2111.6066 | 80 | 63 | 0 | 0 | 0 | 0 | 0 | 0 | 0 | 0 | 0 | 0 | 1608.915 | 1812.851 | 2024.8837 | 2230.24 | 0 | 0 | 0 | 0 | -5.7031 | -53.5326 | -45.2438 | -35.0429 | -6.0683 | -15.6918 | -32.8839 | -32.836 | 317.1947 | 250.001 | 163.0242 | -50.7545 | 0.40065 | 0.26972 | 0.26972 | 0 | 127.0835 | 67.4302 | 43.9707 | 0 | 0.11613 | 0.12037 | 0.11242 | 0.12027 | 0.058436 | 0.049196 | 0.048333 | 0.059267 | 36.8344 | 30.0927 | 18.327 | -6.1044 | 18.5355 | 12.2991 | 7.8794 | -3.008
3 | 8 | 16 | 1961.3229 | 2030.0905 | 2090.9303 | 2100.071 | 80 | 63 | 0 | 0 | 0 | 0 | 0 | 0 | 0 | 0 | 0 | 0 | 1387.0172 | 1546.115 | 1711.4339 | 1878.9539 | 0 | 0 | 0 | 0 | -4.2561 | -14.0059 | -12.3274 | -4.5114 | -5.0135 | -11.3207 | -12.9883 | -17.0329 | 503.5754 | 446.302 | 404.8121 | 242.6614 | 0.40929 | 0.26149 | 0.26306 | 0.18532 | 206.1095 | 116.7017 | 106.4901 | 44.9698 | 0.11389 | 0.12093 | 0.11245 | 0.12241 | 0.055254 | 0.048565 | 0.047858 | 0.057989 | 57.3508 | 53.9704 | 45.5204 | 29.7053 | 27.8247 | 21.6746 | 19.3735 | 14.0718
3 | 8 | 17 | 1943.6198 | 2021.1417 | 2091.9481 | 2109.8122 | 80 | 63 | 0 | 0 | 0 | 0 | 0 | 0 | 0 | 0 | 0 | 0 | 1019.3362 | 1113.6943 | 1208.1905 | 1313.9604 | 0 | 0 | 0 | 0 | -4.2588 | -2.2311 | 2.7569 | 3.1611 | 0.91283 | -4.4182 | -5.7056 | -3.1536 | 847.6295 | 851.0967 | 886.7063 | 795.8442 | 0.40752 | 0.28291 | 0.38057 | 0.3842 | 345.423 | 240.7853 | 337.4559 | 305.7624 | 0.1097 | 0.12042 | 0.11063 | 0.1167 | 0.050779 | 0.047537 | 0.043748 | 0.045603 | 92.9859 | 102.4853 | 98.0945 | 92.8746 | 43.042 | 40.4586 | 38.7919 | 36.293
3 | 8 | 18 | 1977.1707 | 2064.0756 | 2145.155 | 2170.9317 | 80 | 63 | 0 | 0 | 0 | 0 | 0 | 0 | 0 | 0 | 0 | 0 | 511.6443 | 526.7369 | 549.0595 | 590.6592 | 0 | 0 | 0 | 0 | 8.7331 | -2.9126 | -0.019935 | 23.1056 | 1.7834 | 0.14841 | 1.8834 | 2.9348 | 1375.0099 | 1477.1029 | 1594.2319 | 1554.2321 | 0.40644 | 0.41154 | 0.3922 | 0.38465 | 558.8621 | 607.8866 | 625.264 | 597.8348 | 0.10706 | 0.11756 | 0.11072 | 0.11593 | 0.048419 | 0.043185 | 0.043655 | 0.043722 | 147.21 | 173.6538 | 176.5192 | 180.1854 | 66.5759 | 63.7881 | 69.5961 | 67.9547
3 | 8 | 19 | 2160.0469 | 2262.2771 | 2358.848 | 2393.4892 | 80 | 63 | 0 | 0 | 0 | 0 | 0 | 0 | 0 | 0 | 0 | 0 | 361.154 | 363.257 | 378.399 | 407.2573 | 0 | 0 | 0 | 0 | 19.9721 | 23.896 | -1.4176 | 50.3551 | 11.5758 | 16.4555 | 13.1947 | 35.7543 | 1687.3451 | 1795.6686 | 1968.6718 | 1900.1226 | 0.41784 | 0.42049 | 0.40026 | 0.38866 | 705.0465 | 755.0666 | 787.9858 | 738.5022 | 0.10743 | 0.11774 | 0.11086 | 0.11589 | 0.048513 | 0.043707 | 0.044255 | 0.044135 | 181.2737 | 211.4134 | 218.2533 | 220.1981 | 81.8578 | 78.4824 | 87.1235 | 83.8628
3 | 8 | 20 | 2159.0369 | 2262.6488 | 2360.4004 | 2395.5893 | 80 | 63 | 0 | 0 | 0 | 0 | 0 | 0 | 0 | 0 | 0 | 0 | 358.0349 | 362.9646 | 379.3189 | 403.7908 | 0 | 0 | 0 | 0 | 9.9021 | 64.8182 | 7.3014 | 34.5259 | 7.7377 | 9.7627 | 12.5108 | 33.8599 | 1703.3623 | 1762.1032 | 1961.2694 | 1923.4128 | 0.41669 | 0.42192 | 0.40093 | 0.38937 | 709.7728 | 743.4739 | 786.3255 | 748.9162 | 0.10701 | 0.11773 | 0.11086 | 0.11588 | 0.048376 | 0.043603 | 0.044165 | 0.043976 | 182.2848 | 207.4538 | 217.4353 | 222.8843 | 82.402 | 76.8331 | 86.6197 | 84.5847
3 | 8 | 21 | 2078.7119 | 2179.2633 | 2273.8364 | 2307.5716 | 80 | 63 | 0 | 0 | 0 | 0 | 0 | 0 | 0 | 0 | 0 | 0 | 389.4261 | 405.889 | 422.1576 | 443.4867 | 0 | 0 | 0 | 0 | 3.1762 | 38.2789 | 22.8682 | 57.507 | 4.9258 | 7.526 | 2.5778 | 24.486 | 1601.1839 | 1664.5694 | 1826.2328 | 1782.0919 | 0.40725 | 0.41222 | 0.39727 | 0.38658 | 652.0746 | 686.1732 | 725.5051 | 688.9139 | 0.10677 | 0.11773 | 0.11083 | 0.11577 | 0.048296 | 0.043355 | 0.043933 | 0.04384 | 170.9605 | 195.9775 | 202.3973 | 206.3154 | 77.3303 | 72.1677 | 80.2319 | 78.1265
3 | 8 | 22 | 1949.8361 | 2046.0053 | 2136.6726 | 2169.8136 | 80 | 63 | 0 | 0 | 0 | 0 | 0 | 0 | 0 | 0 | 0 | 0 | 409.4784 | 438.8682 | 454.6337 | 470.8322 | 0 | 0 | 0 | 0 | 8.5891 | 22.3226 | 10.0153 | 24.8122 | 4.7045 | 4.4025 | 6.2392 | 27.9011 | 1447.0642 | 1517.412 | 1665.7843 | 1646.2682 | 0.4092 | 0.40681 | 0.39436 | 0.38072 | 592.1418 | 617.294 | 656.9218 | 626.7716 | 0.10667 | 0.1175 | 0.11057 | 0.11573 | 0.048211 | 0.043146 | 0.043745 | 0.043756 | 154.3621 | 178.2922 | 184.1842 | 190.5149 | 69.7648 | 65.4705 | 72.8691 | 72.0336
3 | 8 | 23 | 1768.8279 | 1856.789 | 1939.7184 | 1970.1938 | 80 | 63 | 0 | 0 | 0 | 0 | 0 | 0 | 0 | 0 | 0 | 0 | 364.4028 | 392.1362 | 405.4984 | 419.4486 | 0 | 0 | 0 | 0 | -1.5935 | 20.6854 | 23.8384 | 24.7053 | -0.027697 | 6.5294 | 15.0068 | 29.7782 | 1326.0463 | 1374.438 | 1495.3748 | 1496.2617 | 0.41443 | 0.40564 | 0.38939 | 0.37001 | 549.5493 | 557.5231 | 582.283 | 553.6302 | 0.10699 | 0.11736 | 0.11036 | 0.1156 | 0.048443 | 0.042989 | 0.043597 | 0.043413 | 141.8707 | 161.2987 | 165.0333 | 172.9745 | 64.2371 | 59.0851 | 65.1935 | 64.9565
3 | 8 | 24 | 1592.8575 | 1666.66 | 1734.9625 | 1756.6818 | 80 | 63 | 0 | 0 | 0 | 0 | 0 | 0 | 0 | 0 | 0 | 0 | 336.6217 | 365.1211 | 375.5392 | 389.2593 | 0 | 0 | 0 | 0 | -2.9811 | 21.7057 | 9.7772 | 7.5318 | -0.61607 | 16.1427 | 15.6755 | 22.9455 | 1179.833 | 1200.6905 | 1333.9706 | 1336.9452 | 0.41271 | 0.40699 | 0.38318 | 0.36432 | 486.9267 | 488.6683 | 511.1527 | 487.0707 | 0.10752 | 0.11724 | 0.11028 | 0.11549 | 0.049011 | 0.042864 | 0.043368 | 0.043305 | 126.8513 | 140.7677 | 147.1128 | 154.4044 | 57.8253 | 51.4667 | 57.8521 | 57.8958
3 | 9 | 1 | 1495.5684 | 1557.4605 | 1612.8866 | 1625.501 | 80 | 63 | 0 | 0 | 0 | 0 | 0 | 0 | 0 | 0 | 0 | 0 | 311.719 | 340.1058 | 347.5705 | 362.0668 | 0 | 0 | 0 | 0 | -6.1617 | 29.4966 | 42.4916 | 4.4171 | -0.99199 | 8.7154 | 26.0891 | 2.2336 | 1111.003 | 1116.1427 | 1196.7355 | 1256.7834 | 0.41329 | 0.40425 | 0.37696 | 0.36409 | 459.1609 | 451.1991 | 451.1167 | 457.5782 | 0.10791 | 0.1172 | 0.11023 | 0.11545 | 0.049406 | 0.042833 | 0.043238 | 0.043239 | 119.8868 | 130.8136 | 131.9114 | 145.0946 | 54.8897 | 47.8078 | 51.7449 | 54.3426
3 | 9 | 2 | 1432.4885 | 1484.775 | 1529.9033 | 1535.1827 | 80 | 63 | 0 | 0 | 0 | 0 | 0 | 0 | 0 | 0 | 0 | 0 | 284.3718 | 309.0986 | 315.1581 | 330.2792 | 0 | 0 | 0 | 0 | -5.3659 | 1.747 | 24.7014 | -3.0033 | -1.4471 | 8.4946 | 23.172 | 1.2763 | 1074.9297 | 1102.4347 | 1166.8717 | 1206.6306 | 0.41212 | 0.40593 | 0.37263 | 0.36396 | 443.0004 | 447.5116 | 434.8071 | 439.1621 | 0.10789 | 0.11725 | 0.11017 | 0.11541 | 0.049287 | 0.042823 | 0.043052 | 0.043054 | 115.9742 | 129.2643 | 128.5596 | 139.2518 | 52.9796 | 47.2093 | 50.2358 | 51.9501
3 | 9 | 3 | 1398.7677 | 1442.8033 | 1478.9793 | 1477.5098 | 80 | 63 | 0 | 0 | 0 | 0 | 0 | 0 | 0 | 0 | 0 | 0 | 242.1441 | 258.7168 | 264.3954 | 279.54 | 0 | 0 | 0 | 0 | -5.3696 | 8.4627 | 19.4409 | -0.98931 | -1.0603 | 7.5053 | 15.2125 | 1.2763 | 1083.0535 | 1105.1186 | 1179.9304 | 1197.6828 | 0.41162 | 0.4062 | 0.3735 | 0.36453 | 445.8036 | 448.8993 | 440.7049 | 436.5885 | 0.10783 | 0.11726 | 0.11011 | 0.11539 | 0.04918 | 0.042852 | 0.042964 | 0.043023 | 116.7865 | 129.5891 | 129.9195 | 138.1987 | 53.2645 | 47.357 | 50.6948 | 51.5283
3 | 9 | 4 | 1387.4508 | 1425.3987 | 1454.7761 | 1447.7763 | 80 | 63 | 0 | 0 | 0 | 0 | 0 | 0 | 0 | 0 | 0 | 0 | 177.9784 | 182.3263 | 187.6927 | 202.0733 | 0 | 0 | 0 | 0 | -5.3629 | 4.0782 | 29.0462 | -1.2643 | -1.1262 | 7.3583 | 12.5179 | 1.2763 | 1135.9615 | 1168.6359 | 1225.5193 | 1245.691 | 0.4116 | 0.40613 | 0.376 | 0.36469 | 467.5596 | 474.621 | 460.7937 | 454.2915 | 0.10763 | 0.1172 | 0.1101 | 0.11538 | 0.048977 | 0.042908 | 0.043007 | 0.043072 | 122.2658 | 136.9619 | 134.9319 | 143.7269 | 55.6362 | 50.1437 | 52.7064 | 53.6549
3 | 9 | 5 | 1431.8461 | 1465.6455 | 1489.9064 | 1477.5594 | 80 | 63 | 0 | 0 | 0 | 0 | 0 | 0 | 0 | 0 | 0 | 0 | 125.3952 | 120.3487 | 125.4874 | 138.6963 | 0 | 0 | 0 | 0 | -4.0921 | 19.6331 | 47.7998 | -4.61 | 0.40494 | 10.1093 | 22.0661 | 1.3995 | 1230.1381 | 1252.5544 | 1294.5531 | 1342.0736 | 0.41177 | 0.4071 | 0.37726 | 0.36626 | 506.5342 | 509.9151 | 488.3784 | 491.542 | 0.1074 | 0.11724 | 0.11008 | 0.11537 | 0.048799 | 0.042983 | 0.043099 | 0.043163 | 132.111 | 146.8486 | 142.5079 | 154.8413 | 60.0298 | 53.8381 | 55.7935 | 57.9285
3 | 9 | 6 | 1542.304 | 1575.9876 | 1599.3255 | 1584.0059 | 80 | 63 | 0 | 0 | 0 | 0 | 0 | 0 | 0 | 0 | 0 | 0 | 81.8343 | 67.2664 | 72.4485 | 84.8477 | 0 | 0 | 0 | 0 | 5.0785 | 63.8009 | 50.2852 | 31.7866 | 2.2568 | 18.0759 | 8.2526 | 16.7696 | 1373.1344 | 1363.8445 | 1468.3393 | 1450.602 | 0.41056 | 0.40853 | 0.38849 | 0.36647 | 563.7609 | 557.1682 | 570.4296 | 531.6035 | 0.10721 | 0.11731 | 0.11004 | 0.11535 | 0.048667 | 0.043216 | 0.043478 | 0.043497 | 147.2105 | 159.9867 | 161.5814 | 167.3201 | 66.8266 | 58.9392 | 63.84 | 63.0966
3 | 9 | 7 | 1717.4314 | 1754.6234 | 1781.1566 | 1765.6595 | 80 | 63 | 0 | 0 | 0 | 0 | 0 | 0 | 0 | 0 | 0 | 0 | 380.6789 | 362.9618 | 366.5722 | 378.8688 | 0 | 0 | 0 | 0 | 7.3022 | 16.7827 | 8.4769 | 13.0101 | 1.3205 | 10.3844 | 8.5284 | 9.0064 | 1248.1298 | 1301.4946 | 1397.5792 | 1364.7742 | 0.41103 | 0.41035 | 0.39423 | 0.37873 | 513.0136 | 534.0656 | 550.9723 | 516.8823 | 0.10735 | 0.11743 | 0.11016 | 0.11566 | 0.048782 | 0.043226 | 0.043175 | 0.043557 | 133.9827 | 152.8342 | 153.959 | 157.8508 | 60.8861 | 56.2583 | 60.3405 | 59.4454
3 | 9 | 8 | 1878.1873 | 1922.6952 | 1957.7191 | 1947.8952 | 80 | 63 | 0 | 0 | 0 | 0 | 0 | 0 | 0 | 0 | 0 | 0 | 955.9618 | 981.5816 | 1023.5783 | 1069.5892 | 0 | 0 | 0 | 0 | -5.0094 | -10.1346 | 6.4378 | 16.408 | 0.95673 | -2.812 | -7.7374 | -9.2086 | 846.2782 | 891.0603 | 935.4404 | 871.1066 | 0.409 | 0.28561 | 0.40476 | 0.39541 | 346.1296 | 254.4977 | 378.6307 | 344.4437 | 0.11032 | 0.11878 | 0.11154 | 0.11933 | 0.051571 | 0.045686 | 0.045845 | 0.051303 | 93.3581 | 105.8376 | 104.3394 | 103.9466 | 43.6431 | 40.7093 | 42.8852 | 44.6901
3 | 9 | 9 | 1913.3107 | 1960.8394 | 2000.6105 | 1996.0272 | 80 | 63 | 0 | 0 | 0 | 0 | 0 | 0 | 0 | 0 | 0 | 0 | 1357.1683 | 1446.6417 | 1551.1209 | 1648.4247 | 0 | 0 | 0 | 0 | -2.6499 | -25.6172 | -21.6143 | -30.0854 | -4.2699 | -12.6212 | -9.0623 | -16.0249 | 483.0622 | 489.4361 | 480.1662 | 393.7129 | 0.40919 | 0.27247 | 0.26264 | 0.26837 | 197.6651 | 133.3591 | 126.1128 | 105.66 | 0.11356 | 0.11896 | 0.11214 | 0.12116 | 0.055623 | 0.047569 | 0.048079 | 0.059568 | 54.8572 | 58.221 | 53.8472 | 47.7019 | 26.8696 | 23.2819 | 23.0859 | 23.4526
3 | 9 | 10 | 1959.9157 | 2009.1147 | 2050.1407 | 2045.3325 | 80 | 63 | 0 | 0 | 0 | 0 | 0 | 0 | 0 | 0 | 0 | 0 | 1603.1238 | 1742.2226 | 1895.0485 | 2031.8258 | 0 | 0 | 0 | 0 | -5.0196 | -69.1829 | -62.6759 | -65.1752 | -4.1119 | -15.47 | -28.0828 | -33.9128 | 285.9234 | 288.5449 | 245.851 | 112.5946 | 0.40293 | 0.26868 | 0.26582 | 0.087318 | 115.2061 | 77.5251 | 65.3517 | 9.8315 | 0.11324 | 0.12223 | 0.1117 | 0.11889 | 0.056694 | 0.048167 | 0.049069 | 0.060676 | 32.3767 | 35.269 | 27.4607 | 13.3868 | 16.2102 | 13.8982 | 12.0636 | 6.8318
3 | 9 | 11 | 1994.062 | 2045.4853 | 2087.5223 | 2081.3651 | 80 | 63 | 0 | 0 | 0 | 0 | 0 | 0 | 0 | 0 | 0 | 0 | 1663.1798 | 1830.8809 | 2011.4327 | 2170.8474 | 0 | 0 | 0 | 0 | -4.9661 | -64.9499 | -63.301 | -67.0757 | -4.8773 | -27.2207 | -29.5982 | -35.259 | 260.7255 | 243.775 | 168.9888 | 12.8525 | 0.39688 | 0.26972 | 0.26885 | 0 | 103.4762 | 65.7509 | 45.4335 | 0 | 0.11342 | 0.12274 | 0.1116 | 0.1188 | 0.057199 | 0.049031 | 0.051193 | 0.062375 | 29.571 | 29.9216 | 18.8598 | 1.5268 | 14.9132 | 11.9526 | 8.651 | 0.80168
3 | 9 | 12 | 1997.4345 | 2050.1093 | 2092.6657 | 2085.8211 | 80 | 63 | 0 | 0 | 0 | 0 | 0 | 0 | 0 | 0 | 0 | 0 | 1704.7189 | 1898.8098 | 2104.8785 | 2285.1269 | 0 | 0 | 0 | 0 | -7.0796 | -78.4171 | -80.9096 | -81.7355 | -6.7432 | -29.0612 | -37.4036 | -40 | 226.5384 | 195.7779 | 106.1004 | -77.5704 | 0.3979 | 0.26972 | 0.26972 | 0 | 90.1388 | 52.8051 | 28.6173 | 0 | 0.11404 | 0.12316 | 0.11112 | 0.11887 | 0.058126 | 0.049662 | 0.051671 | 0.062858 | 25.8343 | 24.1128 | 11.7898 | -9.2207 | 13.1677 | 9.7228 | 5.4824 | -4.876
3 | 9 | 13 | 1969.9599 | 2024.9908 | 2070.1457 | 2065.7223 | 80 | 63 | 0 | 0 | 0 | 0 | 0 | 0 | 0 | 0 | 0 | 0 | 1717.8913 | 1919.0504 | 2132.2473 | 2318.0649 | 0 | 0 | 0 | 0 | -4.1704 | -80.0891 | -81.8611 | -87.6129 | -5.7844 | -30.3489 | -37.734 | -40 | 182.0234 | 153.3784 | 57.4935 | -124.7297 | 0.39853 | 0.26972 | 0.26972 | 0 | 72.5412 | 41.3692 | 15.5071 | 0 | 0.11453 | 0.11914 | 0.11147 | 0.11885 | 0.058479 | 0.050049 | 0.052659 | 0.06269 | 20.8474 | 18.2728 | 6.4089 | -14.8238 | 10.6446 | 7.6764 | 3.0276 | -7.8193
3 | 9 | 14 | 1970.6832 | 2028.277 | 2076.4444 | 2074.7019 | 80 | 63 | 0 | 0 | 0 | 0 | 0 | 0 | 0 | 0 | 0 | 0 | 1709.1366 | 1895.25 | 2100.4388 | 2276.872 | 0 | 0 | 0 | 0 | -6.2424 | -80.1049 | -79.968 | -56.8665 | -6.0523 | -24.7948 | -37.5062 | -40 | 193.8412 | 174.9266 | 93.4799 | -105.3036 | 0.39819 | 0.26972 | 0.26972 | 0 | 77.1849 | 47.1811 | 25.2133 | 0 | 0.11436 | 0.11904 | 0.11163 | 0.11868 | 0.058011 | 0.049569 | 0.050376 | 0.061597 | 22.1678 | 20.8241 | 10.4351 | -12.4979 | 11.2449 | 8.6709 | 4.7091 | -6.4864
3 | 9 | 15 | 1958.5167 | 2018.7074 | 2069.8203 | 2070.7188 | 80 | 63 | 0 | 0 | 0 | 0 | 0 | 0 | 0 | 0 | 0 | 0 | 1575.1937 | 1711.0347 | 1889.0759 | 2036.0971 | 0 | 0 | 0 | 0 | -5.7031 | -53.5326 | -45.2438 | -35.0429 | -6.0683 | -15.6918 | -32.8839 | -32.836 | 315.0943 | 313.897 | 258.872 | 102.5006 | 0.40065 | 0.26972 | 0.26972 | 0 | 126.242 | 84.6642 | 69.8227 | 0 | 0.11613 | 0.12037 | 0.11242 | 0.12027 | 0.058436 | 0.049196 | 0.048333 | 0.059267 | 36.5905 | 37.7839 | 29.1021 | 12.328 | 18.4128 | 15.4426 | 12.512 | 6.0749
3 | 9 | 16 | 1922.9126 | 1989.4299 | 2048.0827 | 2056.2284 | 80 | 63 | 0 | 0 | 0 | 0 | 0 | 0 | 0 | 0 | 0 | 0 | 1335.1968 | 1406.4616 | 1554.6667 | 1671.2956 | 0 | 0 | 0 | 0 | -4.2561 | -14.0059 | -12.3274 | -4.5114 | -5.0135 | -11.3207 | -12.9883 | -17.0329 | 516.9855 | 545.2948 | 518.7317 | 406.4771 | 0.40929 | 0.26149 | 0.26306 | 0.18532 | 211.5981 | 142.5869 | 136.4578 | 75.328 | 0.11389 | 0.12093 | 0.11245 | 0.12241 | 0.055254 | 0.048565 | 0.047858 | 0.057989 | 58.878 | 65.9414 | 58.3304 | 49.7587 | 28.5656 | 26.4821 | 24.8254 | 23.5714
3 | 9 | 17 | 1904.7198 | 1979.9627 | 2048.5541 | 2065.4106 | 80 | 63 | 0 | 0 | 0 | 0 | 0 | 0 | 0 | 0 | 0 | 0 | 902.3033 | 896.8656 | 996.7094 | 1073.1582 | 0 | 0 | 0 | 0 | -4.2588 | -2.2311 | 2.7569 | 3.1611 | 0.91283 | -4.4182 | -5.7056 | -3.1536 | 925.7624 | 1026.7464 | 1054.7934 | 992.2449 | 0.40752 | 0.28291 | 0.38057 | 0.3842 | 377.2634 | 290.4786 | 401.4252 | 381.2192 | 0.1097 | 0.12042 | 0.11063 | 0.1167 | 0.050779 | 0.047537 | 0.043748 | 0.045603 | 101.5571 | 123.6363 | 116.6897 | 115.7945 | 47.0095 | 48.8085 | 46.1454 | 45.2494
3 | 9 | 18 | 1936.8015 | 2021.3413 | 2100.122 | 2124.8531 | 80 | 63 | 0 | 0 | 0 | 0 | 0 | 0 | 0 | 0 | 0 | 0 | 448.9898 | 384.7815 | 436.4784 | 472.0374 | 0 | 0 | 0 | 0 | 8.7331 | -2.9126 | -0.019935 | 23.1056 | 1.7834 | 0.14841 | 1.8834 | 2.9348 | 1397.2952 | 1576.3239 | 1661.7801 | 1626.7753 | 0.40644 | 0.41154 | 0.3922 | 0.38465 | 567.9198 | 648.72 | 651.7567 | 625.7385 | 0.10706 | 0.11756 | 0.11072 | 0.11593 | 0.048419 | 0.043185 | 0.043655 | 0.043722 | 149.5959 | 185.3186 | 183.9984 | 188.5955 | 67.655 | 68.073 | 72.5449 | 71.1264
3 | 9 | 19 | 2092.5316 | 2190.8064 | 2283.533 | 2316.4253 | 80 | 63 | 0 | 0 | 0 | 0 | 0 | 0 | 0 | 0 | 0 | 0 | 405.2172 | 351.3426 | 399.4726 | 425.4063 | 0 | 0 | 0 | 0 | 19.9721 | 23.896 | -1.4176 | 50.3551 | 11.5758 | 16.4555 | 13.1947 | 35.7543 | 1575.7665 | 1736.1123 | 1872.2832 | 1804.9097 | 0.41784 | 0.42049 | 0.40026 | 0.38866 | 658.4241 | 730.0235 | 749.405 | 701.4967 | 0.10743 | 0.11774 | 0.11086 | 0.11589 | 0.048513 | 0.043707 | 0.044255 | 0.044135 | 169.2866 | 204.4015 | 207.5674 | 209.1642 | 76.4448 | 75.8794 | 82.8579 | 79.6605
3 | 9 | 20 | 2085.7846 | 2185.1049 | 2278.6855 | 2311.977 | 80 | 63 | 0 | 0 | 0 | 0 | 0 | 0 | 0 | 0 | 0 | 0 | 460.7432 | 423.7982 | 472.7554 | 494.2653 | 0 | 0 | 0 | 0 | 9.9021 | 64.8182 | 7.3014 | 34.5259 | 7.7377 | 9.7627 | 12.5108 | 33.8599 | 1527.4016 | 1623.7257 | 1786.118 | 1749.3259 | 0.41669 | 0.42192 | 0.40093 | 0.38937 | 636.4519 | 685.0891 | 716.1026 | 681.1323 | 0.10701 | 0.11773 | 0.11086 | 0.11588 | 0.048376 | 0.043603 | 0.044165 | 0.043976 | 163.4544 | 191.1625 | 198.0172 | 202.7112 | 73.8897 | 70.7994 | 78.8841 | 76.929
3 | 9 | 21 | 2022.111 | 2119.3464 | 2210.6966 | 2242.9657 | 80 | 63 | 0 | 0 | 0 | 0 | 0 | 0 | 0 | 0 | 0 | 0 | 461.0978 | 429.7871 | 477.3866 | 496.9179 | 0 | 0 | 0 | 0 | 3.1762 | 38.2789 | 22.8682 | 57.507 | 4.9258 | 7.526 | 2.5778 | 24.486 | 1472.9112 | 1580.7544 | 1707.8641 | 1664.0548 | 0.40725 | 0.41222 | 0.39727 | 0.38658 | 599.8362 | 651.6227 | 678.4809 | 643.2836 | 0.10677 | 0.11773 | 0.11083 | 0.11577 | 0.048296 | 0.043355 | 0.043933 | 0.04384 | 157.2646 | 186.1096 | 189.2788 | 192.6501 | 71.1353 | 68.5339 | 75.0316 | 72.9518
3 | 9 | 22 | 1919.6116 | 2014.0101 | 2102.9564 | 2135.3145 | 80 | 63 | 0 | 0 | 0 | 0 | 0 | 0 | 0 | 0 | 0 | 0 | 429.0745 | 400.1196 | 444.3526 | 462.3197 | 0 | 0 | 0 | 0 | 8.5891 | 22.3226 | 10.0153 | 24.8122 | 4.7045 | 4.4025 | 6.2392 | 27.9011 | 1397.2436 | 1524.1654 | 1642.3492 | 1620.2816 | 0.4092 | 0.40681 | 0.39436 | 0.38072 | 571.7551 | 620.0413 | 647.6799 | 616.878 | 0.10667 | 0.1175 | 0.11057 | 0.11573 | 0.048211 | 0.043146 | 0.043745 | 0.043756 | 149.0476 | 179.0857 | 181.593 | 187.5076 | 67.3628 | 65.7619 | 71.844 | 70.8965
3 | 9 | 23 | 1780.1621 | 1868.7872 | 1952.3619 | 1983.1309 | 80 | 63 | 0 | 0 | 0 | 0 | 0 | 0 | 0 | 0 | 0 | 0 | 411.5479 | 383.9265 | 426.3812 | 443.3885 | 0 | 0 | 0 | 0 | -1.5935 | 20.6854 | 23.8384 | 24.7053 | -0.027697 | 6.5294 | 15.0068 | 29.7782 | 1290.2354 | 1394.6459 | 1487.1356 | 1485.259 | 0.41443 | 0.40564 | 0.38939 | 0.37001 | 534.7083 | 565.7202 | 579.0747 | 549.5591 | 0.10699 | 0.11736 | 0.11036 | 0.1156 | 0.048443 | 0.042989 | 0.043597 | 0.043413 | 138.0394 | 163.6702 | 164.124 | 171.7025 | 62.5023 | 59.9538 | 64.8343 | 64.4788
3 | 9 | 24 | 1613.357 | 1688.3605 | 1757.8301 | 1780.0804 | 80 | 63 | 0 | 0 | 0 | 0 | 0 | 0 | 0 | 0 | 0 | 0 | 414.7139 | 390.2676 | 432.2326 | 448.3164 | 0 | 0 | 0 | 0 | -2.9811 | 21.7057 | 9.7772 | 7.5318 | -0.61607 | 16.1427 | 15.6755 | 22.9455 | 1122.2403 | 1197.2445 | 1300.1448 | 1301.2867 | 0.41271 | 0.40699 | 0.38318 | 0.36432 | 463.1577 | 487.2658 | 498.1914 | 474.0798 | 0.10752 | 0.11724 | 0.11028 | 0.11549 | 0.049011 | 0.042864 | 0.043368 | 0.043305 | 120.6591 | 140.3637 | 143.3825 | 150.2862 | 55.0026 | 51.319 | 56.3852 | 56.3516
3 | 10 | 1 | 1503.4043 | 1565.7556 | 1621.6278 | 1634.4452 | 80 | 63 | 0 | 0 | 0 | 0 | 0 | 0 | 0 | 0 | 0 | 0 | 405.2961 | 383.8726 | 424.9423 | 438.8987 | 0 | 0 | 0 | 0 | -6.1617 | 29.4966 | 42.4916 | 4.4171 | -0.99199 | 8.7154 | 26.0891 | 2.2336 | 1025.2619 | 1080.6709 | 1128.1049 | 1188.8957 | 0.41329 | 0.40425 | 0.37696 | 0.36409 | 423.7254 | 436.8597 | 425.246 | 432.8612 | 0.10791 | 0.1172 | 0.11023 | 0.11545 | 0.049406 | 0.042833 | 0.043238 | 0.043239 | 110.6346 | 126.6562 | 124.3465 | 137.257 | 50.6536 | 46.2884 | 48.7774 | 51.4072
3 | 10 | 2 | 1434.5175 | 1486.9228 | 1532.1666 | 1537.4986 | 80 | 63 | 0 | 0 | 0 | 0 | 0 | 0 | 0 | 0 | 0 | 0 | 378.8852 | 353.8989 | 395.0231 | 407.5727 | 0 | 0 | 0 | 0 | -5.3659 | 1.747 | 24.7014 | -3.0033 | -1.4471 | 8.4946 | 23.172 | 1.2763 | 982.4453 | 1059.7823 | 1089.2701 | 1131.653 | 0.41212 | 0.40593 | 0.37263 | 0.36396 | 404.8856 | 430.1977 | 405.8907 | 411.8735 | 0.10789 | 0.11725 | 0.11017 | 0.11541 | 0.049287 | 0.042823 | 0.043052 | 0.043054 | 105.9961 | 124.2632 | 120.0099 | 130.599 | 48.4213 | 45.3828 | 46.8949 | 48.722
3 | 10 | 3 | 1392.7508 | 1436.4339 | 1472.2673 | 1470.6419 | 80 | 63 | 0 | 0 | 0 | 0 | 0 | 0 | 0 | 0 | 0 | 0 | 288.9218 | 248.413 | 286.5453 | 300.1071 | 0 | 0 | 0 | 0 | -5.3696 | 8.4627 | 19.4409 | -0.98931 | -1.0603 | 7.5053 | 15.2125 | 1.2763 | 1030.2589 | 1109.0529 | 1151.0686 | 1170.2479 | 0.41162 | 0.4062 | 0.3735 | 0.36453 | 424.0724 | 450.4974 | 429.925 | 426.5877 | 0.10783 | 0.11726 | 0.11011 | 0.11539 | 0.04918 | 0.042852 | 0.042964 | 0.043023 | 111.0936 | 130.0504 | 126.7415 | 135.033 | 50.668 | 47.5256 | 49.4548 | 50.3479
3 | 10 | 4 | 1372.8283 | 1409.9196 | 1438.4643 | 1431.0858 | 80 | 63 | 0 | 0 | 0 | 0 | 0 | 0 | 0 | 0 | 0 | 0 | 226.5262 | 178.882 | 213.0472 | 226.5983 | 0 | 0 | 0 | 0 | -5.3629 | 4.0782 | 29.0462 | -1.2643 | -1.1262 | 7.3583 | 12.5179 | 1.2763 | 1072.7912 | 1156.601 | 1183.853 | 1204.4755 | 0.4116 | 0.40613 | 0.376 | 0.36469 | 441.5588 | 469.7333 | 445.1272 | 439.2606 | 0.10763 | 0.1172 | 0.1101 | 0.11538 | 0.048977 | 0.042908 | 0.043007 | 0.043072 | 115.4667 | 135.5515 | 130.3443 | 138.9714 | 52.5423 | 49.6273 | 50.9145 | 51.8797
3 | 10 | 5 | 1376.6445 | 1407.2098 | 1428.3275 | 1414.5507 | 80 | 63 | 0 | 0 | 0 | 0 | 0 | 0 | 0 | 0 | 0 | 0 | 200.5761 | 154.8274 | 183.4405 | 199.6484 | 0 | 0 | 0 | 0 | -4.0921 | 19.6331 | 47.7998 | -4.61 | 0.40494 | 10.1093 | 22.0661 | 1.3995 | 1099.7556 | 1159.64 | 1175.0211 | 1218.1129 | 0.41177 | 0.4071 | 0.37726 | 0.36626 | 452.8466 | 472.0897 | 443.2841 | 446.1407 | 0.1074 | 0.11724 | 0.11008 | 0.11537 | 0.048799 | 0.042983 | 0.043099 | 0.043163 | 118.1085 | 135.9554 | 129.3495 | 140.5394 | 53.6672 | 49.8444 | 50.6419 | 52.5779
3 | 10 | 6 | 1427.563 | 1454.5244 | 1471.3289 | 1453.0372 | 80 | 63 | 0 | 0 | 0 | 0 | 0 | 0 | 0 | 0 | 0 | 0 | 191.3599 | 151.3508 | 175.2448 | 194.3562 | 0 | 0 | 0 | 0 | 5.0785 | 63.8009 | 50.2852 | 31.7866 | 2.2568 | 18.0759 | 8.2526 | 16.7696 | 1148.8677 | 1158.2969 | 1237.5463 | 1210.1248 | 0.41056 | 0.40853 | 0.38849 | 0.36647 | 471.6849 | 473.1963 | 480.7697 | 443.4756 | 0.10721 | 0.11731 | 0.11004 | 0.11535 | 0.048667 | 0.043216 | 0.043478 | 0.043497 | 123.1674 | 135.8748 | 136.1841 | 139.5822 | 55.9122 | 50.0564 | 53.8057 | 52.6366
3 | 10 | 7 | 1458.4945 | 1480.5165 | 1492.3057 | 1470.1016 | 80 | 63 | 0 | 0 | 0 | 0 | 0 | 0 | 0 | 0 | 0 | 0 | 488.3996 | 453.3722 | 474.6166 | 493.995 | 0 | 0 | 0 | 0 | 7.3022 | 16.7827 | 8.4769 | 13.0101 | 1.3205 | 10.3844 | 8.5284 | 9.0064 | 881.4721 | 936.9772 | 1000.6839 | 954.0901 | 0.41103 | 0.41035 | 0.39423 | 0.37873 | 362.3078 | 384.4866 | 394.5029 | 361.3435 | 0.10735 | 0.11743 | 0.11016 | 0.11566 | 0.048782 | 0.043226 | 0.043175 | 0.043557 | 94.6232 | 110.029 | 110.2366 | 110.3508 | 42.9999 | 40.5017 | 43.2045 | 41.5572
3 | 10 | 8 | 1555.4431 | 1581.0429 | 1597.6897 | 1579.5059 | 80 | 63 | 0 | 0 | 0 | 0 | 0 | 0 | 0 | 0 | 0 | 0 | 1025.615 | 1050.2033 | 1114.5835 | 1174.5027 | 0 | 0 | 0 | 0 | -5.0094 | -10.1346 | 6.4378 | 16.408 | 0.95673 | -2.812 | -7.7374 | -9.2086 | 453.8809 | 480.7862 | 484.4058 | 397.8039 | 0.409 | 0.28561 | 0.40476 | 0.39541 | 185.6383 | 137.3184 | 196.069 | 157.2953 | 0.11032 | 0.11878 | 0.11154 | 0.11933 | 0.051571 | 0.045686 | 0.045845 | 0.051303 | 50.0704 | 57.1064 | 54.0308 | 47.4688 | 23.4069 | 21.9654 | 22.2075 | 20.4084
3 | 10 | 9 | 1669.8358 | 1703.1004 | 1729.0079 | 1718.1182 | 80 | 63 | 0 | 0 | 0 | 0 | 0 | 0 | 0 | 0 | 0 | 0 | 1414.0509 | 1530.6073 | 1664.3655 | 1790.1474 | 0 | 0 | 0 | 0 | -2.6499 | -25.6172 | -21.6143 | -30.0854 | -4.2699 | -12.6212 | -9.0623 | -16.0249 | 182.7047 | 147.7315 | 95.319 | -25.9189 | 0.40919 | 0.27247 | 0.26264 | 0.26837 | 74.7613 | 40.2531 | 25.035 | -6.9558 | 0.11356 | 0.11896 | 0.11214 | 0.12116 | 0.055623 | 0.047569 | 0.048079 | 0.059568 | 20.7482 | 17.5735 | 10.6893 | -3.1403 | 10.1627 | 7.0274 | 4.5828 | -1.5439
3 | 10 | 10 | 1720.8486 | 1756.0416 | 1783.4551 | 1772.4545 | 80 | 63 | 0 | 0 | 0 | 0 | 0 | 0 | 0 | 0 | 0 | 0 | 1700.2183 | 1883.4178 | 2074.1945 | 2258.845 | 0 | 0 | 0 | 0 | -5.0196 | -69.1829 | -62.6759 | -65.1752 | -4.1119 | -15.47 | -28.0828 | -33.9128 | -50.2382 | -105.7233 | -199.9807 | -387.3025 | 0.40293 | 0.26868 | 0.26582 | 0.087318 | -20.2423 | -28.4053 | -53.1585 | -33.8183 | 0.11324 | 0.12223 | 0.1117 | 0.11889 | 0.056694 | 0.048167 | 0.049069 | 0.060676 | -5.6888 | -12.9226 | -22.3372 | -46.0478 | -2.8482 | -5.0923 | -9.8128 | -23.4999
3 | 10 | 11 | 1770.1071 | 1808.4098 | 1837.6948 | 1825.7367 | 80 | 63 | 0 | 0 | 0 | 0 | 0 | 0 | 0 | 0 | 0 | 0 | 1859.618 | 2077.4779 | 2308.0943 | 2533.3619 | 0 | 0 | 0 | 0 | -4.9661 | -64.9499 | -63.301 | -67.0757 | -4.8773 | -27.2207 | -29.5982 | -35.259 | -159.6676 | -239.8974 | -377.5003 | -605.2905 | 0.39688 | 0.26972 | 0.26885 | 0 | -63.3685 | -64.705 | -101.4928 | 0 | 0.11342 | 0.12274 | 0.1116 | 0.1188 | 0.057199 | 0.049031 | 0.051193 | 0.062375 | -18.1092 | -29.4456 | -42.1305 | -71.9071 | -9.1328 | -11.7625 | -19.3254 | -37.7551
3 | 10 | 12 | 1755.219 | 1793.7034 | 1822.468 | 1809.3495 | 80 | 63 | 0 | 0 | 0 | 0 | 0 | 0 | 0 | 0 | 0 | 0 | 1906.7681 | 2142.3251 | 2389.9403 | 2631.1727 | 0 | 0 | 0 | 0 | -7.0796 | -78.4171 | -80.9096 | -81.7355 | -6.7432 | -29.0612 | -37.4036 | -40 | -217.7263 | -304.1433 | -449.1591 | -700.0878 | 0.3979 | 0.26972 | 0.26972 | 0 | -86.6325 | -82.0334 | -121.1467 | 0 | 0.11404 | 0.12316 | 0.11112 | 0.11887 | 0.058126 | 0.049662 | 0.051671 | 0.062858 | -24.8294 | -37.4596 | -49.9102 | -83.219 | -12.6555 | -15.1045 | -23.2087 | -44.0064
3 | 10 | 13 | 1742.5068 | 1784.2122 | 1816.4158 | 1806.1009 | 80 | 63 | 0 | 0 | 0 | 0 | 0 | 0 | 0 | 0 | 0 | 0 | 1907.0145 | 2146.0027 | 2394.1472 | 2636.1818 | 0 | 0 | 0 | 0 | -4.1704 | -80.0891 | -81.8611 | -87.6129 | -5.7844 | -30.3489 | -37.734 | -40 | -234.5528 | -314.3526 | -458.1363 | -702.468 | 0.39853 | 0.26972 | 0.26972 | 0 | -93.4756 | -84.787 | -123.568 | 0 | 0.11453 | 0.11914 | 0.11147 | 0.11885 | 0.058479 | 0.050049 | 0.052659 | 0.06269 | -26.8637 | -37.4505 | -51.0689 | -83.4866 | -13.7165 | -15.7329 | -24.1251 | -44.038
3 | 10 | 14 | 1729.657 | 1773.1302 | 1807.5735 | 1799.5878 | 80 | 63 | 0 | 0 | 0 | 0 | 0 | 0 | 0 | 0 | 0 | 0 | 1878.7496 | 2109.1004 | 2346.4633 | 2579.4279 | 0 | 0 | 0 | 0 | -6.2424 | -80.1049 | -79.968 | -56.8665 | -6.0523 | -24.7948 | -37.5062 | -40 | -216.7979 | -294.0706 | -421.4156 | -682.9736 | 0.39819 | 0.26972 | 0.26972 | 0 | -86.3259 | -79.3166 | -113.6637 | 0 | 0.11436 | 0.11904 | 0.11163 | 0.11868 | 0.058011 | 0.049569 | 0.050376 | 0.061597 | -24.7931 | -35.0076 | -47.0425 | -81.0582 | -12.5766 | -14.5766 | -21.2291 | -42.0692
3 | 10 | 15 | 1715.1118 | 1761.0424 | 1798.2958 | 1792.8896 | 80 | 63 | 0 | 0 | 0 | 0 | 0 | 0 | 0 | 0 | 0 | 0 | 1762.9211 | 1964.8405 | 2173.9149 | 2384.6444 | 0 | 0 | 0 | 0 | -5.7031 | -53.5326 | -45.2438 | -35.0429 | -6.0683 | -15.6918 | -32.8839 | -32.836 | -116.0379 | -197.5737 | -297.4914 | -523.8759 | 0.40065 | 0.26972 | 0.26972 | 0 | -46.4904 | -53.2895 | -80.239 | 0 | 0.11613 | 0.12037 | 0.11242 | 0.12027 | 0.058436 | 0.049196 | 0.048333 | 0.059267 | -13.475 | -23.782 | -33.4436 | -63.0077 | -6.7808 | -9.7199 | -14.3786 | -31.0483
3 | 10 | 16 | 1708.7527 | 1762.7233 | 1809.1817 | 1811.7802 | 80 | 63 | 0 | 0 | 0 | 0 | 0 | 0 | 0 | 0 | 0 | 0 | 1530.1103 | 1683.5532 | 1845.0138 | 2015.371 | 0 | 0 | 0 | 0 | -4.2561 | -14.0059 | -12.3274 | -4.5114 | -5.0135 | -11.3207 | -12.9883 | -17.0329 | 107.912 | 41.4966 | -10.5164 | -182.0465 | 0.40929 | 0.26149 | 0.26306 | 0.18532 | 44.1675 | 10.8508 | -2.7664 | -33.7367 | 0.11389 | 0.12093 | 0.11245 | 0.12241 | 0.055254 | 0.048565 | 0.047858 | 0.057989 | 12.2898 | 5.0181 | -1.1825 | -22.2851 | 5.9626 | 2.0153 | -0.50329 | -10.5568
3 | 10 | 17 | 1723.6528 | 1788.2878 | 1846.5693 | 1858.7357 | 80 | 63 | 0 | 0 | 0 | 0 | 0 | 0 | 0 | 0 | 0 | 0 | 1013.6309 | 1089.4817 | 1175.9674 | 1283.9065 | 0 | 0 | 0 | 0 | -4.2588 | -2.2311 | 2.7569 | 3.1611 | 0.91283 | -4.4182 | -5.7056 | -3.1536 | 633.3679 | 642.4555 | 673.5505 | 574.8216 | 0.40752 | 0.28291 | 0.38057 | 0.3842 | 258.1078 | 181.7582 | 256.3347 | 220.8458 | 0.1097 | 0.12042 | 0.11063 | 0.1167 | 0.050779 | 0.047537 | 0.043748 | 0.045603 | 69.4811 | 77.3616 | 74.5135 | 67.0814 | 32.162 | 30.5404 | 29.4667 | 26.2137
3 | 10 | 18 | 1757.0639 | 1831.0736 | 1899.6201 | 1919.6955 | 80 | 63 | 0 | 0 | 0 | 0 | 0 | 0 | 0 | 0 | 0 | 0 | 391.2873 | 386.7228 | 398.3776 | 444.8853 | 0 | 0 | 0 | 0 | 8.7331 | -2.9126 | -0.019935 | 23.1056 | 1.7834 | 0.14841 | 1.8834 | 2.9348 | 1275.2601 | 1384.115 | 1499.3789 | 1448.7698 | 0.40644 | 0.41154 | 0.3922 | 0.38465 | 518.3196 | 569.6184 | 588.0623 | 557.2687 | 0.10706 | 0.11756 | 0.11072 | 0.11593 | 0.048419 | 0.043185 | 0.043655 | 0.043722 | 136.5307 | 162.7218 | 166.0167 | 167.9589 | 61.7462 | 59.7725 | 65.4553 | 63.3436
3 | 10 | 19 | 1939.1004 | 2028.3863 | 2112.3765 | 2141.2947 | 80 | 63 | 0 | 0 | 0 | 0 | 0 | 0 | 0 | 0 | 0 | 0 | 191.2558 | 174.8487 | 175.2192 | 213.1805 | 0 | 0 | 0 | 0 | 19.9721 | 23.896 | -1.4176 | 50.3551 | 11.5758 | 16.4555 | 13.1947 | 35.7543 | 1636.2967 | 1750.1862 | 1925.3802 | 1842.0049 | 0.41784 | 0.42049 | 0.40026 | 0.38866 | 683.7163 | 735.9415 | 770.6578 | 715.9141 | 0.10743 | 0.11774 | 0.11086 | 0.11589 | 0.048513 | 0.043707 | 0.044255 | 0.044135 | 175.7895 | 206.0585 | 213.4539 | 213.463 | 79.3813 | 76.4945 | 85.2077 | 81.2977
3 | 10 | 20 | 1961.8083 | 2053.8654 | 2140.3868 | 2170.467 | 80 | 63 | 0 | 0 | 0 | 0 | 0 | 0 | 0 | 0 | 0 | 0 | 221.4294 | 212.1649 | 209.5767 | 251.4039 | 0 | 0 | 0 | 0 | 9.9021 | 64.8182 | 7.3014 | 34.5259 | 7.7377 | 9.7627 | 12.5108 | 33.8599 | 1642.7392 | 1704.1195 | 1910.9979 | 1850.6773 | 0.41669 | 0.42192 | 0.40093 | 0.38937 | 684.5118 | 719.0092 | 766.1703 | 720.5953 | 0.10701 | 0.11773 | 0.11086 | 0.11588 | 0.048376 | 0.043603 | 0.044165 | 0.043976 | 175.7972 | 200.6274 | 211.862 | 214.4558 | 79.4693 | 74.3048 | 84.3995 | 81.386
3 | 10 | 21 | 1911.2879 | 2002.0307 | 2087.0706 | 2116.4692 | 80 | 63 | 0 | 0 | 0 | 0 | 0 | 0 | 0 | 0 | 0 | 0 | 292.3352 | 297.6203 | 295.4249 | 337.2947 | 0 | 0 | 0 | 0 | 3.1762 | 38.2789 | 22.8682 | 57.507 | 4.9258 | 7.526 | 2.5778 | 24.486 | 1530.8508 | 1595.6055 | 1766.1998 | 1697.1814 | 0.40725 | 0.41222 | 0.39727 | 0.38658 | 623.4318 | 657.7447 | 701.6559 | 656.0895 | 0.10677 | 0.11773 | 0.11083 | 0.11577 | 0.048296 | 0.043355 | 0.043933 | 0.04384 | 163.4509 | 187.8581 | 195.744 | 196.4852 | 73.9335 | 69.1778 | 77.5945 | 74.4041
3 | 10 | 22 | 1819.5631 | 1908.1001 | 1991.3496 | 2021.1163 | 80 | 63 | 0 | 0 | 0 | 0 | 0 | 0 | 0 | 0 | 0 | 0 | 345.798 | 356.6484 | 356.4737 | 399.3729 | 0 | 0 | 0 | 0 | 8.5891 | 22.3226 | 10.0153 | 24.8122 | 4.7045 | 4.4025 | 6.2392 | 27.9011 | 1380.4715 | 1461.7266 | 1618.6213 | 1569.0301 | 0.4092 | 0.40681 | 0.39436 | 0.38072 | 564.892 | 594.6408 | 638.3225 | 597.3653 | 0.10667 | 0.1175 | 0.11057 | 0.11573 | 0.048211 | 0.043146 | 0.043745 | 0.043756 | 147.2585 | 171.7493 | 178.9695 | 181.5765 | 66.5542 | 63.0679 | 70.806 | 68.654
3 | 10 | 23 | 1693.4767 | 1777.0232 | 1855.6621 | 1884.1857 | 80 | 63 | 0 | 0 | 0 | 0 | 0 | 0 | 0 | 0 | 0 | 0 | 374.1159 | 378.7049 | 380.8695 | 428.7222 | 0 | 0 | 0 | 0 | -1.5935 | 20.6854 | 23.8384 | 24.7053 | -0.027697 | 6.5294 | 15.0068 | 29.7782 | 1240.9819 | 1308.1035 | 1435.9474 | 1400.98 | 0.41443 | 0.40564 | 0.38939 | 0.37001 | 514.2964 | 530.6154 | 559.1426 | 518.3751 | 0.10699 | 0.11736 | 0.11036 | 0.1156 | 0.048443 | 0.042989 | 0.043597 | 0.043413 | 132.7699 | 153.5139 | 158.4748 | 161.9595 | 60.1163 | 56.2335 | 62.6026 | 60.8201
3 | 10 | 24 | 1560.1843 | 1632.0726 | 1698.5147 | 1719.3876 | 80 | 63 | 0 | 0 | 0 | 0 | 0 | 0 | 0 | 0 | 0 | 0 | 414.0422 | 411.3027 | 419.0465 | 469.7224 | 0 | 0 | 0 | 0 | -2.9811 | 21.7057 | 9.7772 | 7.5318 | -0.61607 | 16.1427 | 15.6755 | 22.9455 | 1069.7393 | 1119.9215 | 1254.0154 | 1219.188 | 0.41271 | 0.40699 | 0.38318 | 0.36432 | 441.4901 | 455.7962 | 480.5154 | 444.1699 | 0.10752 | 0.11724 | 0.11028 | 0.11549 | 0.049011 | 0.042864 | 0.043368 | 0.043305 | 115.0144 | 131.2984 | 138.2952 | 140.8046 | 52.4295 | 48.0046 | 54.3846 | 52.7963
3 | 11 | 1 | 1448.3426 | 1507.468 | 1560.2051 | 1571.5962 | 80 | 63 | 0 | 0 | 0 | 0 | 0 | 0 | 0 | 0 | 0 | 0 | 432.7529 | 429.1338 | 440.1331 | 489.5816 | 0 | 0 | 0 | 0 | -6.1617 | 29.4966 | 42.4916 | 4.4171 | -0.99199 | 8.7154 | 26.0891 | 2.2336 | 942.7434 | 977.1222 | 1051.4913 | 1075.3638 | 0.41329 | 0.40425 | 0.37696 | 0.36409 | 389.6217 | 395.0003 | 396.366 | 391.5258 | 0.10791 | 0.1172 | 0.11023 | 0.11545 | 0.049406 | 0.042833 | 0.043238 | 0.043239 | 101.7301 | 114.5202 | 115.9017 | 124.1499 | 46.5767 | 41.8531 | 45.4648 | 46.4982
3 | 11 | 2 | 1385.9624 | 1435.5231 | 1478.0022 | 1482.0765 | 80 | 63 | 0 | 0 | 0 | 0 | 0 | 0 | 0 | 0 | 0 | 0 | 384.8581 | 378.0713 | 387.2838 | 434.3854 | 0 | 0 | 0 | 0 | -5.3659 | 1.747 | 24.7014 | -3.0033 | -1.4471 | 8.4946 | 23.172 | 1.2763 | 927.9173 | 984.2102 | 1042.8449 | 1049.4182 | 0.41212 | 0.40593 | 0.37263 | 0.36396 | 382.4136 | 399.5207 | 388.5915 | 381.9435 | 0.10789 | 0.11725 | 0.11017 | 0.11541 | 0.049287 | 0.042823 | 0.043052 | 0.043054 | 100.113 | 115.4021 | 114.895 | 121.1086 | 45.7338 | 42.1466 | 44.8962 | 45.1815
3 | 11 | 3 | 1357.4889 | 1399.1062 | 1432.9317 | 1430.393 | 80 | 63 | 0 | 0 | 0 | 0 | 0 | 0 | 0 | 0 | 0 | 0 | 331.6079 | 321.1713 | 326.2691 | 374.018 | 0 | 0 | 0 | 0 | -5.3696 | 8.4627 | 19.4409 | -0.98931 | -1.0603 | 7.5053 | 15.2125 | 1.2763 | 952.3109 | 998.9669 | 1072.0092 | 1056.088 | 0.41162 | 0.4062 | 0.3735 | 0.36453 | 391.9877 | 405.7804 | 400.3963 | 384.9733 | 0.10783 | 0.11726 | 0.11011 | 0.11539 | 0.04918 | 0.042852 | 0.042964 | 0.043023 | 102.6884 | 117.1415 | 118.0365 | 121.8603 | 46.8346 | 42.8081 | 46.058 | 45.4364
3 | 11 | 4 | 1332.7389 | 1367.4815 | 1393.7436 | 1385.3266 | 80 | 63 | 0 | 0 | 0 | 0 | 0 | 0 | 0 | 0 | 0 | 0 | 309.3493 | 297.9474 | 300.8493 | 349.222 | 0 | 0 | 0 | 0 | -5.3629 | 4.0782 | 29.0462 | -1.2643 | -1.1262 | 7.3583 | 12.5179 | 1.2763 | 949.8787 | 995.0976 | 1051.3301 | 1036.0927 | 0.4116 | 0.40613 | 0.376 | 0.36469 | 390.9683 | 404.1415 | 395.2988 | 377.853 | 0.10763 | 0.1172 | 0.1101 | 0.11538 | 0.048977 | 0.042908 | 0.043007 | 0.043072 | 102.2373 | 116.6236 | 115.7533 | 119.5436 | 46.5224 | 42.6975 | 45.215 | 44.627
3 | 11 | 5 | 1344.8808 | 1373.5853 | 1392.8943 | 1378.2948 | 80 | 63 | 0 | 0 | 0 | 0 | 0 | 0 | 0 | 0 | 0 | 0 | 312.4012 | 301.2601 | 303.9102 | 352.9807 | 0 | 0 | 0 | 0 | -4.0921 | 19.6331 | 47.7998 | -4.61 | 0.40494 | 10.1093 | 22.0661 | 1.3995 | 956.1669 | 979.5827 | 1019.1182 | 1028.5245 | 0.41177 | 0.4071 | 0.37726 | 0.36626 | 393.721 | 398.7883 | 384.4688 | 376.7029 | 0.1074 | 0.11724 | 0.11008 | 0.11537 | 0.048799 | 0.042983 | 0.043099 | 0.043163 | 102.6878 | 114.8456 | 112.1873 | 118.6657 | 46.6602 | 42.1051 | 43.9227 | 44.3946
3 | 11 | 6 | 1383.1358 | 1407.4944 | 1421.7693 | 1402.3268 | 80 | 63 | 0 | 0 | 0 | 0 | 0 | 0 | 0 | 0 | 0 | 0 | 307.9986 | 296.7554 | 296.5959 | 349.0945 | 0 | 0 | 0 | 0 | 5.0785 | 63.8009 | 50.2852 | 31.7866 | 2.2568 | 18.0759 | 8.2526 | 16.7696 | 987.8019 | 965.8624 | 1066.6356 | 1004.6761 | 0.41056 | 0.40853 | 0.38849 | 0.36647 | 405.5569 | 394.5815 | 414.3733 | 368.1846 | 0.10721 | 0.11731 | 0.11004 | 0.11535 | 0.048667 | 0.043216 | 0.043478 | 0.043497 | 105.8999 | 113.3011 | 117.3765 | 115.8846 | 48.0736 | 41.7402 | 46.3749 | 43.7003
3 | 11 | 7 | 1403.7126 | 1422.5252 | 1431.1952 | 1407.5721 | 80 | 63 | 0 | 0 | 0 | 0 | 0 | 0 | 0 | 0 | 0 | 0 | 625.0078 | 611.8665 | 610.1074 | 665.4825 | 0 | 0 | 0 | 0 | 7.3022 | 16.7827 | 8.4769 | 13.0101 | 1.3205 | 10.3844 | 8.5284 | 9.0064 | 690.0821 | 720.4916 | 804.0826 | 720.073 | 0.41103 | 0.41035 | 0.39423 | 0.37873 | 283.6416 | 295.6522 | 316.9961 | 272.714 | 0.10735 | 0.11743 | 0.11016 | 0.11566 | 0.048782 | 0.043226 | 0.043175 | 0.043557 | 74.0781 | 84.6072 | 88.5787 | 83.2842 | 33.6635 | 31.1439 | 34.7162 | 31.3642
3 | 11 | 8 | 1466.169 | 1486.5386 | 1498.1021 | 1477.6059 | 80 | 63 | 0 | 0 | 0 | 0 | 0 | 0 | 0 | 0 | 0 | 0 | 1222.8152 | 1264.9184 | 1314.434 | 1412.9381 | 0 | 0 | 0 | 0 | -5.0094 | -10.1346 | 6.4378 | 16.408 | 0.95673 | -2.812 | -7.7374 | -9.2086 | 167.4066 | 171.5668 | 184.9676 | 57.4685 | 0.409 | 0.28561 | 0.40476 | 0.39541 | 68.4697 | 49.0016 | 74.8679 | 22.7236 | 0.11032 | 0.11878 | 0.11154 | 0.11933 | 0.051571 | 0.045686 | 0.045845 | 0.051303 | 18.4676 | 20.3782 | 20.6314 | 6.8575 | 8.6333 | 7.8383 | 8.4798 | 2.9483
3 | 11 | 9 | 1543.2708 | 1569.1205 | 1587.8214 | 1573.6534 | 80 | 63 | 0 | 0 | 0 | 0 | 0 | 0 | 0 | 0 | 0 | 0 | 1623.3809 | 1750.0754 | 1875.9114 | 2039.5766 | 0 | 0 | 0 | 0 | -2.6499 | -25.6172 | -21.6143 | -30.0854 | -4.2699 | -12.6212 | -9.0623 | -16.0249 | -153.1903 | -205.7165 | -257.4133 | -419.8129 | 0.40919 | 0.27247 | 0.26264 | 0.26837 | -62.6842 | -56.0526 | -67.6081 | -112.6644 | 0.11356 | 0.11896 | 0.11214 | 0.12116 | 0.055623 | 0.047569 | 0.048079 | 0.059568 | -17.3965 | -24.4711 | -28.867 | -50.8641 | -8.521 | -9.7857 | -12.3762 | -25.0074
3 | 11 | 10 | 1613.3838 | 1642.2809 | 1663.5754 | 1649.7912 | 80 | 63 | 0 | 0 | 0 | 0 | 0 | 0 | 0 | 0 | 0 | 0 | 1869.0572 | 2063.8562 | 2248.7116 | 2463.2033 | 0 | 0 | 0 | 0 | -5.0196 | -69.1829 | -62.6759 | -65.1752 | -4.1119 | -15.47 | -28.0828 | -33.9128 | -326.5419 | -399.9224 | -494.3775 | -714.3242 | 0.40293 | 0.26868 | 0.26582 | 0.087318 | -131.5724 | -107.4496 | -131.4145 | -62.373 | 0.11324 | 0.12223 | 0.1117 | 0.11889 | 0.056694 | 0.048167 | 0.049069 | 0.060676 | -36.9762 | -48.8827 | -55.2203 | -84.9286 | -18.513 | -19.2629 | -24.2585 | -43.3422
3 | 11 | 11 | 1670.5482 | 1703.0182 | 1726.6343 | 1712.0974 | 80 | 63 | 0 | 0 | 0 | 0 | 0 | 0 | 0 | 0 | 0 | 0 | 2008.7849 | 2246.9633 | 2470.0317 | 2714.9748 | 0 | 0 | 0 | 0 | -4.9661 | -64.9499 | -63.301 | -67.0757 | -4.8773 | -27.2207 | -29.5982 | -35.259 | -408.3933 | -514.7745 | -650.4982 | -900.5426 | 0.39688 | 0.26972 | 0.26885 | 0 | -162.0822 | -138.8448 | -174.8897 | 0 | 0.11342 | 0.12274 | 0.1116 | 0.1188 | 0.057199 | 0.049031 | 0.051193 | 0.062375 | -46.3192 | -63.1848 | -72.5982 | -106.9824 | -23.3597 | -25.2401 | -33.3009 | -56.1715
3 | 11 | 12 | 1701.4866 | 1736.8231 | 1762.5281 | 1748.0178 | 80 | 63 | 0 | 0 | 0 | 0 | 0 | 0 | 0 | 0 | 0 | 0 | 2090.1217 | 2350.6574 | 2597.4453 | 2852.375 | 0 | 0 | 0 | 0 | -7.0796 | -78.4171 | -80.9096 | -81.7355 | -6.7432 | -29.0612 | -37.4036 | -40 | -454.8123 | -569.356 | -716.604 | -982.6217 | 0.3979 | 0.26972 | 0.26972 | 0 | -180.9682 | -153.5665 | -193.2816 | 0 | 0.11404 | 0.12316 | 0.11112 | 0.11887 | 0.058126 | 0.049662 | 0.051671 | 0.062858 | -51.8666 | -70.1243 | -79.6285 | -116.8036 | -26.4363 | -28.2756 | -37.0279 | -61.7661
3 | 11 | 13 | 1724.0363 | 1764.6596 | 1795.8115 | 1785.0181 | 80 | 63 | 0 | 0 | 0 | 0 | 0 | 0 | 0 | 0 | 0 | 0 | 2077.7738 | 2335.7866 | 2585.0991 | 2835.4765 | 0 | 0 | 0 | 0 | -4.1704 | -80.0891 | -81.8611 | -87.6129 | -5.7844 | -30.3489 | -37.734 | -40 | -423.7827 | -523.6891 | -669.6925 | -922.8454 | 0.39853 | 0.26972 | 0.26972 | 0 | -168.8888 | -141.2492 | -180.6286 | 0 | 0.11453 | 0.11914 | 0.11147 | 0.11885 | 0.058479 | 0.050049 | 0.052659 | 0.06269 | -48.5365 | -62.3898 | -74.6513 | -109.6779 | -24.7826 | -26.2099 | -35.2656 | -57.8535
3 | 11 | 14 | 1739.7319 | 1783.7952 | 1818.8122 | 1811.0875 | 80 | 63 | 0 | 0 | 0 | 0 | 0 | 0 | 0 | 0 | 0 | 0 | 2053.3577 | 2299.2869 | 2544.0448 | 2784.4102 | 0 | 0 | 0 | 0 | -6.2424 | -80.1049 | -79.968 | -56.8665 | -6.0523 | -24.7948 | -37.5062 | -40 | -381.3311 | -473.592 | -607.7583 | -876.4562 | 0.39819 | 0.26972 | 0.26972 | 0 | -151.8407 | -127.737 | -163.9238 | 0 | 0.11436 | 0.11904 | 0.11163 | 0.11868 | 0.058011 | 0.049569 | 0.050376 | 0.061597 | -43.6092 | -56.3787 | -67.8438 | -104.0216 | -22.1213 | -23.4753 | -30.6163 | -53.9872
3 | 11 | 15 | 1756.9503 | 1805.332 | 1844.9678 | 1840.6452 | 80 | 63 | 0 | 0 | 0 | 0 | 0 | 0 | 0 | 0 | 0 | 0 | 1924.616 | 2140.9343 | 2363.8413 | 2579.6588 | 0 | 0 | 0 | 0 | -5.7031 | -53.5326 | -45.2438 | -35.0429 | -6.0683 | -15.6918 | -32.8839 | -32.836 | -235.8944 | -329.3779 | -440.7459 | -671.1347 | 0.40065 | 0.26972 | 0.26972 | 0 | -94.5107 | -88.8397 | -118.8775 | 0 | 0.11613 | 0.12037 | 0.11242 | 0.12027 | 0.058436 | 0.049196 | 0.048333 | 0.059267 | -27.3933 | -39.6473 | -49.5481 | -80.7188 | -13.7847 | -16.2042 | -21.3025 | -39.7758
3 | 11 | 16 | 1777.3874 | 1835.379 | 1885.7455 | 1890.1219 | 80 | 63 | 0 | 0 | 0 | 0 | 0 | 0 | 0 | 0 | 0 | 0 | 1663.7318 | 1826.1711 | 2003.1139 | 2176.0077 | 0 | 0 | 0 | 0 | -4.2561 | -14.0059 | -12.3274 | -4.5114 | -5.0135 | -11.3207 | -12.9883 | -17.0329 | 42.9253 | -28.4656 | -92.0527 | -264.3416 | 0.40929 | 0.26149 | 0.26306 | 0.18532 | 17.569 | -7.4434 | -24.2154 | -48.9876 | 0.11389 | 0.12093 | 0.11245 | 0.12241 | 0.055254 | 0.048565 | 0.047858 | 0.057989 | 4.8886 | -3.4423 | -10.3511 | -32.3593 | 2.3718 | -1.3824 | -4.4054 | -15.329
3 | 11 | 17 | 1796.6253 | 1865.5355 | 1927.972 | 1942.0286 | 80 | 63 | 0 | 0 | 0 | 0 | 0 | 0 | 0 | 0 | 0 | 0 | 1156.2744 | 1243.7279 | 1346.4732 | 1457.6106 | 0 | 0 | 0 | 0 | -4.2588 | -2.2311 | 2.7569 | 3.1611 | 0.91283 | -4.4182 | -5.7056 | -3.1536 | 563.6969 | 565.4569 | 584.4474 | 484.4104 | 0.40752 | 0.28291 | 0.38057 | 0.3842 | 229.7158 | 159.9744 | 222.4245 | 186.1099 | 0.1097 | 0.12042 | 0.11063 | 0.1167 | 0.050779 | 0.047537 | 0.043748 | 0.045603 | 61.8382 | 68.0898 | 64.6563 | 56.5304 | 28.6241 | 26.8802 | 25.5686 | 22.0906
3 | 11 | 18 | 1837.5925 | 1916.32 | 1989.4518 | 2011.6131 | 80 | 63 | 0 | 0 | 0 | 0 | 0 | 0 | 0 | 0 | 0 | 0 | 510.4753 | 512.2641 | 533.5234 | 581.3302 | 0 | 0 | 0 | 0 | 8.7331 | -2.9126 | -0.019935 | 23.1056 | 1.7834 | 0.14841 | 1.8834 | 2.9348 | 1236.6007 | 1343.8202 | 1454.0649 | 1404.2425 | 0.40644 | 0.41154 | 0.3922 | 0.38465 | 502.6068 | 553.0355 | 570.2899 | 540.1414 | 0.10706 | 0.11756 | 0.11072 | 0.11593 | 0.048419 | 0.043185 | 0.043655 | 0.043722 | 132.3918 | 157.9846 | 160.9994 | 162.7968 | 59.8744 | 58.0324 | 63.4771 | 61.3968
3 | 11 | 19 | 1997.2406 | 2089.9326 | 2177.2333 | 2207.6575 | 80 | 63 | 0 | 0 | 0 | 0 | 0 | 0 | 0 | 0 | 0 | 0 | 304.1502 | 288.3937 | 299.7351 | 338.0737 | 0 | 0 | 0 | 0 | 19.9721 | 23.896 | -1.4176 | 50.3551 | 11.5758 | 16.4555 | 13.1947 | 35.7543 | 1581.5425 | 1698.1874 | 1865.721 | 1783.4744 | 0.41784 | 0.42049 | 0.40026 | 0.38866 | 660.8375 | 714.0764 | 746.7785 | 693.1657 | 0.10743 | 0.11774 | 0.11086 | 0.11589 | 0.048513 | 0.043707 | 0.044255 | 0.044135 | 169.9071 | 199.9364 | 206.8399 | 206.6802 | 76.725 | 74.2218 | 82.5675 | 78.7145
3 | 11 | 20 | 2023.3767 | 2119.0407 | 2209.0679 | 2240.7429 | 80 | 63 | 0 | 0 | 0 | 0 | 0 | 0 | 0 | 0 | 0 | 0 | 319.4408 | 309.0878 | 318.9399 | 357.8506 | 0 | 0 | 0 | 0 | 9.9021 | 64.8182 | 7.3014 | 34.5259 | 7.7377 | 9.7627 | 12.5108 | 33.8599 | 1606.2961 | 1672.372 | 1870.3158 | 1814.5065 | 0.41669 | 0.42192 | 0.40093 | 0.38937 | 669.3264 | 705.6142 | 749.8597 | 706.5115 | 0.10701 | 0.11773 | 0.11086 | 0.11588 | 0.048376 | 0.043603 | 0.044165 | 0.043976 | 171.8973 | 196.8897 | 207.3518 | 210.2643 | 77.7063 | 72.9205 | 82.6027 | 79.7954
3 | 11 | 21 | 1930.3181 | 2022.1758 | 2108.2993 | 2138.1908 | 80 | 63 | 0 | 0 | 0 | 0 | 0 | 0 | 0 | 0 | 0 | 0 | 353.1423 | 358.7985 | 364.0454 | 403.7361 | 0 | 0 | 0 | 0 | 3.1762 | 38.2789 | 22.8682 | 57.507 | 4.9258 | 7.526 | 2.5778 | 24.486 | 1489.0739 | 1554.5724 | 1718.808 | 1652.4617 | 0.40725 | 0.41222 | 0.39727 | 0.38658 | 606.4184 | 640.8299 | 682.8286 | 638.802 | 0.10677 | 0.11773 | 0.11083 | 0.11577 | 0.048296 | 0.043355 | 0.043933 | 0.04384 | 158.9903 | 183.027 | 190.4917 | 191.3079 | 71.9159 | 67.3988 | 75.5124 | 72.4436
3 | 11 | 22 | 1763.0321 | 1848.2573 | 1928.2878 | 1956.5902 | 80 | 63 | 0 | 0 | 0 | 0 | 0 | 0 | 0 | 0 | 0 | 0 | 362.875 | 377.7468 | 379.6924 | 419.1581 | 0 | 0 | 0 | 0 | 8.5891 | 22.3226 | 10.0153 | 24.8122 | 4.7045 | 4.4025 | 6.2392 | 27.9011 | 1306.8636 | 1380.7854 | 1532.3409 | 1484.7189 | 0.4092 | 0.40681 | 0.39436 | 0.38072 | 534.7714 | 561.7133 | 604.2968 | 565.2662 | 0.10667 | 0.1175 | 0.11057 | 0.11573 | 0.048211 | 0.043146 | 0.043745 | 0.043756 | 139.4065 | 162.2389 | 169.4295 | 171.8195 | 63.0055 | 59.5756 | 67.0317 | 64.9649
3 | 11 | 23 | 1606.4414 | 1684.8889 | 1758.572 | 1784.8412 | 80 | 63 | 0 | 0 | 0 | 0 | 0 | 0 | 0 | 0 | 0 | 0 | 352.5939 | 370.3713 | 370.4706 | 408.9937 | 0 | 0 | 0 | 0 | -1.5935 | 20.6854 | 23.8384 | 24.7053 | -0.027697 | 6.5294 | 15.0068 | 29.7782 | 1175.4687 | 1224.3029 | 1349.2562 | 1321.364 | 0.41443 | 0.40564 | 0.38939 | 0.37001 | 487.1459 | 496.6227 | 525.386 | 488.9165 | 0.10699 | 0.11736 | 0.11036 | 0.1156 | 0.048443 | 0.042989 | 0.043597 | 0.043413 | 125.7608 | 143.6794 | 148.9073 | 152.7556 | 56.9427 | 52.631 | 58.8232 | 57.3637
3 | 11 | 24 | 1472.5894 | 1539.3458 | 1600.8002 | 1619.4042 | 80 | 63 | 0 | 0 | 0 | 0 | 0 | 0 | 0 | 0 | 0 | 0 | 344.5239 | 363.1568 | 361.4021 | 400.8321 | 0 | 0 | 0 | 0 | -2.9811 | 21.7057 | 9.7772 | 7.5318 | -0.61607 | 16.1427 | 15.6755 | 22.9455 | 1051.6626 | 1075.3406 | 1213.9454 | 1188.0949 | 0.41271 | 0.40699 | 0.38318 | 0.36432 | 434.0297 | 437.6522 | 465.1613 | 432.8422 | 0.10752 | 0.11724 | 0.11028 | 0.11549 | 0.049011 | 0.042864 | 0.043368 | 0.043305 | 113.0708 | 126.0718 | 133.8762 | 137.2136 | 51.5435 | 46.0937 | 52.6468 | 51.4499
3 | 12 | 1 | 1389.293 | 1444.9589 | 1494.3337 | 1504.1952 | 80 | 63 | 0 | 0 | 0 | 0 | 0 | 0 | 0 | 0 | 0 | 0 | 345.5805 | 364.0298 | 361.3842 | 402.4135 | 0 | 0 | 0 | 0 | -6.1617 | 29.4966 | 42.4916 | 4.4171 | -0.99199 | 8.7154 | 26.0891 | 2.2336 | 970.8661 | 979.7171 | 1064.3688 | 1095.131 | 0.41329 | 0.40425 | 0.37696 | 0.36409 | 401.2444 | 396.0493 | 401.2203 | 398.7227 | 0.10791 | 0.1172 | 0.11023 | 0.11545 | 0.049406 | 0.042833 | 0.043238 | 0.043239 | 104.7648 | 114.8243 | 117.3211 | 126.432 | 47.9661 | 41.9643 | 46.0216 | 47.3529
3 | 12 | 2 | 1351.3302 | 1398.862 | 1439.3691 | 1442.5463 | 80 | 63 | 0 | 0 | 0 | 0 | 0 | 0 | 0 | 0 | 0 | 0 | 340.6889 | 360.3019 | 357.6722 | 397.2987 | 0 | 0 | 0 | 0 | -5.3659 | 1.747 | 24.7014 | -3.0033 | -1.4471 | 8.4946 | 23.172 | 1.2763 | 937.4543 | 965.3185 | 1033.8234 | 1046.9746 | 0.41212 | 0.40593 | 0.37263 | 0.36396 | 386.344 | 391.852 | 385.2298 | 381.0542 | 0.10789 | 0.11725 | 0.11017 | 0.11541 | 0.049287 | 0.042823 | 0.043052 | 0.043054 | 101.142 | 113.187 | 113.901 | 120.8266 | 46.2039 | 41.3376 | 44.5078 | 45.0763
3 | 12 | 3 | 1335.87 | 1376.2207 | 1408.8153 | 1405.7166 | 80 | 63 | 0 | 0 | 0 | 0 | 0 | 0 | 0 | 0 | 0 | 0 | 293.7295 | 307.4691 | 304.1224 | 341.8148 | 0 | 0 | 0 | 0 | -5.3696 | 8.4627 | 19.4409 | -0.98931 | -1.0603 | 7.5053 | 15.2125 | 1.2763 | 968.5704 | 989.7837 | 1070.0395 | 1063.6148 | 0.41162 | 0.4062 | 0.3735 | 0.36453 | 398.6804 | 402.0502 | 399.6606 | 387.717 | 0.10783 | 0.11726 | 0.11011 | 0.11539 | 0.04918 | 0.042852 | 0.042964 | 0.043023 | 104.4417 | 116.0646 | 117.8196 | 122.7288 | 47.6342 | 42.4146 | 45.9734 | 45.7602
3 | 12 | 4 | 1362.8934 | 1399.4026 | 1427.3817 | 1419.7458 | 80 | 63 | 0 | 0 | 0 | 0 | 0 | 0 | 0 | 0 | 0 | 0 | 257.6465 | 270.2214 | 266.7401 | 300.1973 | 0 | 0 | 0 | 0 | -5.3629 | 4.0782 | 29.0462 | -1.2643 | -1.1262 | 7.3583 | 12.5179 | 1.2763 | 1031.736 | 1054.7447 | 1119.0775 | 1119.5366 | 0.4116 | 0.40613 | 0.376 | 0.36469 | 424.6606 | 428.3661 | 420.7717 | 408.2842 | 0.10763 | 0.1172 | 0.1101 | 0.11538 | 0.048977 | 0.042908 | 0.043007 | 0.043072 | 111.0478 | 123.6141 | 123.2124 | 129.1713 | 50.5316 | 45.2569 | 48.1286 | 48.2212
3 | 12 | 5 | 1457.6629 | 1492.9747 | 1518.7056 | 1507.0274 | 80 | 63 | 0 | 0 | 0 | 0 | 0 | 0 | 0 | 0 | 0 | 0 | 232.434 | 241.6038 | 238.0525 | 270.2122 | 0 | 0 | 0 | 0 | -4.0921 | 19.6331 | 47.7998 | -4.61 | 0.40494 | 10.1093 | 22.0661 | 1.3995 | 1148.916 | 1158.6285 | 1210.7872 | 1240.0257 | 0.41177 | 0.4071 | 0.37726 | 0.36626 | 473.0894 | 471.6779 | 456.7771 | 454.1664 | 0.1074 | 0.11724 | 0.11008 | 0.11537 | 0.048799 | 0.042983 | 0.043099 | 0.043163 | 123.3881 | 135.8368 | 133.2867 | 143.0675 | 56.0662 | 49.801 | 52.1833 | 53.5238
3 | 12 | 6 | 1665.2308 | 1706.1162 | 1736.4536 | 1724.318 | 80 | 63 | 0 | 0 | 0 | 0 | 0 | 0 | 0 | 0 | 0 | 0 | 227.7405 | 235.4258 | 231.1841 | 264.49 | 0 | 0 | 0 | 0 | 5.0785 | 63.8009 | 50.2852 | 31.7866 | 2.2568 | 18.0759 | 8.2526 | 16.7696 | 1350.155 | 1325.8137 | 1446.7318 | 1411.2718 | 0.41056 | 0.40853 | 0.38849 | 0.36647 | 554.3264 | 541.6316 | 562.0354 | 517.1901 | 0.10721 | 0.11731 | 0.11004 | 0.11535 | 0.048667 | 0.043216 | 0.043478 | 0.043497 | 144.7469 | 155.5254 | 159.2036 | 162.7835 | 65.7083 | 57.2957 | 62.9006 | 61.3859
3 | 12 | 7 | 1806.7055 | 1849.1277 | 1880.7442 | 1867.5595 | 80 | 63 | 0 | 0 | 0 | 0 | 0 | 0 | 0 | 0 | 0 | 0 | 618.776 | 633.4688 | 630.2411 | 660.7094 | 0 | 0 | 0 | 0 | 7.3022 | 16.7827 | 8.4769 | 13.0101 | 1.3205 | 10.3844 | 8.5284 | 9.0064 | 1099.3068 | 1125.4919 | 1233.4979 | 1184.8335 | 0.41103 | 0.41035 | 0.39423 | 0.37873 | 451.8435 | 461.8432 | 486.286 | 448.7332 | 0.10735 | 0.11743 | 0.11016 | 0.11566 | 0.048782 | 0.043226 | 0.043175 | 0.043557 | 118.007 | 132.1662 | 135.8836 | 137.0387 | 53.6262 | 48.6504 | 53.2562 | 51.6077
3 | 12 | 8 | 1874.1993 | 1918.4737 | 1953.2705 | 1943.3432 | 80 | 63 | 0 | 0 | 0 | 0 | 0 | 0 | 0 | 0 | 0 | 0 | 1159.2353 | 1224.0516 | 1275.9419 | 1344.8016 | 0 | 0 | 0 | 0 | -5.0094 | -10.1346 | 6.4378 | 16.408 | 0.95673 | -2.812 | -7.7374 | -9.2086 | 639.0167 | 644.3687 | 678.6282 | 591.3422 | 0.409 | 0.28561 | 0.40476 | 0.39541 | 261.3592 | 184.0396 | 274.6829 | 233.8222 | 0.11032 | 0.11878 | 0.11154 | 0.11933 | 0.051571 | 0.045686 | 0.045845 | 0.051303 | 70.4938 | 76.5363 | 75.6944 | 70.5631 | 32.9545 | 29.4388 | 31.1117 | 30.3375
3 | 12 | 9 | 1957.8078 | 2007.9434 | 2050.2482 | 2046.8175 | 80 | 63 | 0 | 0 | 0 | 0 | 0 | 0 | 0 | 0 | 0 | 0 | 1496.259 | 1639.2978 | 1770.2131 | 1895.9876 | 0 | 0 | 0 | 0 | -2.6499 | -25.6172 | -21.6143 | -30.0854 | -4.2699 | -12.6212 | -9.0623 | -16.0249 | 388.4686 | 343.884 | 310.7117 | 196.9402 | 0.40919 | 0.27247 | 0.26264 | 0.26837 | 158.9582 | 93.6998 | 81.6066 | 52.8525 | 0.11356 | 0.11896 | 0.11214 | 0.12116 | 0.055623 | 0.047569 | 0.048079 | 0.059568 | 44.115 | 40.9068 | 34.8441 | 23.8611 | 21.608 | 16.3582 | 14.9387 | 11.7313
3 | 12 | 10 | 2040.7942 | 2094.7314 | 2140.3627 | 2137.6494 | 80 | 63 | 0 | 0 | 0 | 0 | 0 | 0 | 0 | 0 | 0 | 0 | 1718.954 | 1923.1513 | 2113.2882 | 2283.242 | 0 | 0 | 0 | 0 | -5.0196 | -69.1829 | -62.6759 | -65.1752 | -4.1119 | -15.47 | -28.0828 | -33.9128 | 250.9717 | 193.233 | 117.8332 | -46.5047 | 0.40293 | 0.26868 | 0.26582 | 0.087318 | 101.1231 | 51.9171 | 31.3222 | -4.0607 | 0.11324 | 0.12223 | 0.1117 | 0.11889 | 0.056694 | 0.048167 | 0.049069 | 0.060676 | 28.4189 | 23.619 | 13.1616 | -5.5291 | 14.2286 | 9.3074 | 5.7819 | -2.8217
3 | 12 | 11 | 2107.3337 | 2165.3932 | 2213.8799 | 2210.6567 | 80 | 63 | 0 | 0 | 0 | 0 | 0 | 0 | 0 | 0 | 0 | 0 | 1814.9823 | 2053.5509 | 2280.4058 | 2478.2598 | 0 | 0 | 0 | 0 | -4.9661 | -64.9499 | -63.301 | -67.0757 | -4.8773 | -27.2207 | -29.5982 | -35.259 | 222.1948 | 141.0129 | 26.3733 | -165.2683 | 0.39688 | 0.26972 | 0.26885 | 0 | 88.1842 | 38.0339 | 7.0906 | 0 | 0.11342 | 0.12274 | 0.1116 | 0.1188 | 0.057199 | 0.049031 | 0.051193 | 0.062375 | 25.2009 | 17.3083 | 2.9434 | -19.6335 | 12.7093 | 6.9141 | 1.3501 | -10.3086
3 | 12 | 12 | 2151.2155 | 2212.8997 | 2264.2124 | 2261.351 | 80 | 63 | 0 | 0 | 0 | 0 | 0 | 0 | 0 | 0 | 0 | 0 | 1816.4017 | 2065.9534 | 2310.0456 | 2521.3695 | 0 | 0 | 0 | 0 | -7.0796 | -78.4171 | -80.9096 | -81.7355 | -6.7432 | -29.0612 | -37.4036 | -40 | 268.6366 | 191.4246 | 72.4799 | -138.283 | 0.3979 | 0.26972 | 0.26972 | 0 | 106.8895 | 51.631 | 19.5492 | 0 | 0.11404 | 0.12316 | 0.11112 | 0.11887 | 0.058126 | 0.049662 | 0.051671 | 0.062858 | 30.6352 | 23.5766 | 8.0539 | -16.4376 | 15.6147 | 9.5066 | 3.7451 | -8.6923
3 | 12 | 13 | 2204.3394 | 2273.1016 | 2331.6021 | 2333.2497 | 80 | 63 | 0 | 0 | 0 | 0 | 0 | 0 | 0 | 0 | 0 | 0 | 1791.612 | 2036.3736 | 2282.1517 | 2494.8216 | 0 | 0 | 0 | 0 | -4.1704 | -80.0891 | -81.8611 | -87.6129 | -5.7844 | -30.3489 | -37.734 | -40 | 342.6823 | 284.166 | 169.0455 | -33.959 | 0.39853 | 0.26972 | 0.26972 | 0 | 136.5681 | 76.6451 | 45.5947 | 0 | 0.11453 | 0.11914 | 0.11147 | 0.11885 | 0.058479 | 0.050049 | 0.052659 | 0.06269 | 39.2479 | 33.8542 | 18.8437 | -4.0359 | 20.0399 | 14.2221 | 8.9018 | -2.1289
3 | 12 | 14 | 2219.0555 | 2291.2004 | 2353.5102 | 2358.2011 | 80 | 63 | 0 | 0 | 0 | 0 | 0 | 0 | 0 | 0 | 0 | 0 | 1754.454 | 1987.4206 | 2224.9933 | 2430.9636 | 0 | 0 | 0 | 0 | -6.2424 | -80.1049 | -79.968 | -56.8665 | -6.0523 | -24.7948 | -37.5062 | -40 | 396.8962 | 345.6794 | 245.9912 | 24.1039 | 0.39819 | 0.26972 | 0.26972 | 0 | 158.0386 | 93.2365 | 66.3484 | 0 | 0.11436 | 0.11904 | 0.11163 | 0.11868 | 0.058011 | 0.049569 | 0.050376 | 0.061597 | 45.3893 | 41.1513 | 27.4599 | 2.8608 | 23.0242 | 17.1348 | 12.392 | 1.4847
3 | 12 | 15 | 2229.1376 | 2305.1828 | 2371.705 | 2379.6131 | 80 | 63 | 0 | 0 | 0 | 0 | 0 | 0 | 0 | 0 | 0 | 0 | 1643.6831 | 1848.6842 | 2060.9474 | 2246.2535 | 0 | 0 | 0 | 0 | -5.7031 | -53.5326 | -45.2438 | -35.0429 | -6.0683 | -15.6918 | -32.8839 | -32.836 | 517.2259 | 462.7229 | 388.8852 | 201.2386 | 0.40065 | 0.26972 | 0.26972 | 0 | 207.2256 | 124.8054 | 104.8897 | 0 | 0.11613 | 0.12037 | 0.11242 | 0.12027 | 0.058436 | 0.049196 | 0.048333 | 0.059267 | 60.0631 | 55.6981 | 43.718 | 24.2034 | 30.2245 | 22.7643 | 18.7959 | 11.9267
3 | 12 | 16 | 2215.7821 | 2299.4574 | 2374.7862 | 2390.5179 | 80 | 63 | 0 | 0 | 0 | 0 | 0 | 0 | 0 | 0 | 0 | 0 | 1410.2108 | 1568.9153 | 1736.802 | 1885.876 | 0 | 0 | 0 | 0 | -4.2561 | -14.0059 | -12.3274 | -4.5114 | -5.0135 | -11.3207 | -12.9883 | -17.0329 | 734.8409 | 692.8686 | 663.2999 | 526.1861 | 0.40929 | 0.26149 | 0.26306 | 0.18532 | 300.7646 | 181.1753 | 174.488 | 97.5124 | 0.11389 | 0.12093 | 0.11245 | 0.12241 | 0.055254 | 0.048565 | 0.047858 | 0.057989 | 83.6889 | 83.7871 | 74.5868 | 64.4129 | 40.603 | 33.649 | 31.7442 | 30.5132
3 | 12 | 17 | 2181.4975 | 2272.9557 | 2357.3069 | 2381.3325 | 80 | 63 | 0 | 0 | 0 | 0 | 0 | 0 | 0 | 0 | 0 | 0 | 959.0759 | 1040.9049 | 1134.5451 | 1222.9992 | 0 | 0 | 0 | 0 | -4.2588 | -2.2311 | 2.7569 | 3.1611 | 0.91283 | -4.4182 | -5.7056 | -3.1536 | 1145.7676 | 1175.7001 | 1225.7106 | 1158.3258 | 0.40752 | 0.28291 | 0.38057 | 0.3842 | 466.9191 | 332.6193 | 466.4715 | 445.0274 | 0.1097 | 0.12042 | 0.11063 | 0.1167 | 0.050779 | 0.047537 | 0.043748 | 0.045603 | 125.6919 | 141.5726 | 135.5979 | 135.176 | 58.1812 | 55.8893 | 53.6228 | 52.8233
3 | 12 | 18 | 2136.8287 | 2233.0872 | 2323.2576 | 2353.1697 | 80 | 63 | 0 | 0 | 0 | 0 | 0 | 0 | 0 | 0 | 0 | 0 | 306.0895 | 303.8799 | 317.1082 | 339.2689 | 0 | 0 | 0 | 0 | 8.7331 | -2.9126 | -0.019935 | 23.1056 | 1.7834 | 0.14841 | 1.8834 | 2.9348 | 1740.2227 | 1868.9715 | 2004.2859 | 1987.8605 | 0.40644 | 0.41154 | 0.3922 | 0.38465 | 707.3001 | 769.1561 | 786.0887 | 764.6298 | 0.10706 | 0.11756 | 0.11072 | 0.11593 | 0.048419 | 0.043185 | 0.043655 | 0.043722 | 186.3101 | 219.7233 | 221.9219 | 230.4569 | 84.259 | 80.7108 | 87.497 | 86.9139
3 | 12 | 19 | 2248.2716 | 2355.6705 | 2457.2649 | 2494.1913 | 80 | 63 | 0 | 0 | 0 | 0 | 0 | 0 | 0 | 0 | 0 | 0 | 79.9666 | 55.5728 | 63.618 | 75.6182 | 0 | 0 | 0 | 0 | 19.9721 | 23.896 | -1.4176 | 50.3551 | 11.5758 | 16.4555 | 13.1947 | 35.7543 | 2056.757 | 2196.7461 | 2381.8698 | 2332.4638 | 0.41784 | 0.42049 | 0.40026 | 0.38866 | 859.403 | 923.717 | 953.3735 | 906.536 | 0.10743 | 0.11774 | 0.11086 | 0.11589 | 0.048513 | 0.043707 | 0.044255 | 0.044135 | 220.9601 | 258.6343 | 264.0618 | 270.3005 | 99.779 | 96.0121 | 105.4096 | 102.9444
3 | 12 | 20 | 2228.7911 | 2336.4895 | 2438.213 | 2475.2087 | 80 | 63 | 0 | 0 | 0 | 0 | 0 | 0 | 0 | 0 | 0 | 0 | 131.1099 | 97.3796 | 115.1732 | 127.1732 | 0 | 0 | 0 | 0 | 9.9021 | 64.8182 | 7.3014 | 34.5259 | 7.7377 | 9.7627 | 12.5108 | 33.8599 | 2000.0414 | 2101.529 | 2303.2276 | 2279.6497 | 0.41669 | 0.42192 | 0.40093 | 0.38937 | 833.3958 | 886.6859 | 923.4257 | 887.6237 | 0.10701 | 0.11773 | 0.11086 | 0.11588 | 0.048376 | 0.043603 | 0.044165 | 0.043976 | 214.0338 | 247.4147 | 255.3464 | 264.1649 | 96.7541 | 91.6331 | 101.7224 | 100.2507
3 | 12 | 21 | 2085.2885 | 2186.2252 | 2281.1728 | 2315.0783 | 80 | 63 | 0 | 0 | 0 | 0 | 0 | 0 | 0 | 0 | 0 | 0 | 183.3225 | 140.3655 | 168.0437 | 180.0437 | 0 | 0 | 0 | 0 | 3.1762 | 38.2789 | 22.8682 | 57.507 | 4.9258 | 7.526 | 2.5778 | 24.486 | 1813.8641 | 1937.0549 | 2087.6832 | 2053.0417 | 0.40725 | 0.41222 | 0.39727 | 0.38658 | 738.6876 | 798.4979 | 829.3712 | 793.6565 | 0.10677 | 0.11773 | 0.11083 | 0.11577 | 0.048296 | 0.043355 | 0.043933 | 0.04384 | 193.6686 | 228.0585 | 231.3733 | 237.6837 | 87.6018 | 83.9813 | 91.7182 | 90.0049
3 | 12 | 22 | 1875.1845 | 1966.9802 | 2053.3967 | 2084.6041 | 80 | 63 | 0 | 0 | 0 | 0 | 0 | 0 | 0 | 0 | 0 | 0 | 204.2677 | 157.4351 | 189.1174 | 201.1174 | 0 | 0 | 0 | 0 | 8.5891 | 22.3226 | 10.0153 | 24.8122 | 4.7045 | 4.4025 | 6.2392 | 27.9011 | 1577.6232 | 1719.8199 | 1848.0248 | 1830.7735 | 0.4092 | 0.40681 | 0.39436 | 0.38072 | 645.5669 | 699.6349 | 728.7905 | 697.017 | 0.10667 | 0.1175 | 0.11057 | 0.11573 | 0.048211 | 0.043146 | 0.043745 | 0.043756 | 168.2892 | 202.0746 | 204.3344 | 211.8668 | 76.0592 | 74.2037 | 80.8412 | 80.1068
3 | 12 | 23 | 1682.4923 | 1765.3953 | 1843.4087 | 1871.6479 | 80 | 63 | 0 | 0 | 0 | 0 | 0 | 0 | 0 | 0 | 0 | 0 | 209.9552 | 161.0964 | 194.0829 | 206.0829 | 0 | 0 | 0 | 0 | -1.5935 | 20.6854 | 23.8384 | 24.7053 | -0.027697 | 6.5294 | 15.0068 | 29.7782 | 1394.1583 | 1514.0841 | 1610.4807 | 1611.0815 | 0.41443 | 0.40564 | 0.38939 | 0.37001 | 577.7768 | 614.1688 | 627.104 | 596.1146 | 0.10699 | 0.11736 | 0.11036 | 0.1156 | 0.048443 | 0.042989 | 0.043597 | 0.043413 | 149.1579 | 177.687 | 177.7367 | 186.2482 | 67.5366 | 65.0883 | 70.2117 | 69.9411
3 | 12 | 24 | 1541.434 | 1612.2238 | 1677.5981 | 1697.9854 | 80 | 63 | 0 | 0 | 0 | 0 | 0 | 0 | 0 | 0 | 0 | 0 | 215.716 | 166.0263 | 200.0617 | 212.0617 | 0 | 0 | 0 | 0 | -2.9811 | 21.7057 | 9.7772 | 7.5318 | -0.61607 | 16.1427 | 15.6755 | 22.9455 | 1249.3152 | 1345.349 | 1452.0837 | 1455.4465 | 0.41271 | 0.40699 | 0.38318 | 0.36432 | 515.6025 | 547.5428 | 556.4115 | 530.2427 | 0.10752 | 0.11724 | 0.11028 | 0.11549 | 0.049011 | 0.042864 | 0.043368 | 0.043305 | 134.3217 | 157.7273 | 160.1386 | 168.0902 | 61.2308 | 57.6674 | 62.9745 | 63.0274
3 | 13 | 1 | 1455.2691 | 1514.8003 | 1567.9317 | 1579.5022 | 80 | 63 | 0 | 0 | 0 | 0 | 0 | 0 | 0 | 0 | 0 | 0 | 211.5367 | 165.0397 | 197.7371 | 209.7371 | 0 | 0 | 0 | 0 | -6.1617 | 29.4966 | 42.4916 | 4.4171 | -0.99199 | 8.7154 | 26.0891 | 2.2336 | 1170.8861 | 1248.5486 | 1301.6139 | 1363.1143 | 0.41329 | 0.40425 | 0.37696 | 0.36409 | 483.9097 | 504.724 | 490.6513 | 496.2919 | 0.10791 | 0.1172 | 0.11023 | 0.11545 | 0.049406 | 0.042833 | 0.043238 | 0.043239 | 126.3487 | 146.3317 | 143.4717 | 157.3704 | 57.8482 | 53.4792 | 56.2796 | 58.9403
3 | 13 | 2 | 1410.0301 | 1461.0008 | 1504.8503 | 1509.548 | 80 | 63 | 0 | 0 | 0 | 0 | 0 | 0 | 0 | 0 | 0 | 0 | 208.7846 | 167.5719 | 198.4631 | 210.4631 | 0 | 0 | 0 | 0 | -5.3659 | 1.747 | 24.7014 | -3.0033 | -1.4471 | 8.4946 | 23.172 | 1.2763 | 1128.0585 | 1220.1872 | 1258.5137 | 1300.8119 | 0.41212 | 0.40593 | 0.37263 | 0.36396 | 464.8958 | 495.3109 | 468.9554 | 473.4401 | 0.10789 | 0.11725 | 0.11017 | 0.11541 | 0.049287 | 0.042823 | 0.043052 | 0.043054 | 121.7063 | 143.0712 | 138.6562 | 150.1208 | 55.5981 | 52.2518 | 54.1811 | 56.0049
3 | 13 | 3 | 1392.1211 | 1435.7673 | 1471.5649 | 1469.9232 | 80 | 63 | 0 | 0 | 0 | 0 | 0 | 0 | 0 | 0 | 0 | 0 | 243.5004 | 212.7857 | 242.8958 | 254.8958 | 0 | 0 | 0 | 0 | -5.3696 | 8.4627 | 19.4409 | -0.98931 | -1.0603 | 7.5053 | 15.2125 | 1.2763 | 1075.0506 | 1144.0137 | 1194.0156 | 1214.7404 | 0.41162 | 0.4062 | 0.3735 | 0.36453 | 442.5095 | 464.6985 | 445.9658 | 442.8065 | 0.10783 | 0.11726 | 0.11011 | 0.11539 | 0.04918 | 0.042852 | 0.042964 | 0.043023 | 115.9236 | 134.15 | 131.4703 | 140.1669 | 52.8709 | 49.0237 | 51.2999 | 52.2621
3 | 13 | 4 | 1408.0202 | 1447.1732 | 1477.7218 | 1471.2549 | 80 | 63 | 0 | 0 | 0 | 0 | 0 | 0 | 0 | 0 | 0 | 0 | 269.3665 | 245.717 | 275.1764 | 287.1764 | 0 | 0 | 0 | 0 | -5.3629 | 4.0782 | 29.0462 | -1.2643 | -1.1262 | 7.3583 | 12.5179 | 1.2763 | 1065.1428 | 1127.0198 | 1160.9813 | 1184.0665 | 0.4116 | 0.40613 | 0.376 | 0.36469 | 438.4108 | 457.7193 | 436.5275 | 431.8176 | 0.10763 | 0.1172 | 0.1101 | 0.11538 | 0.048977 | 0.042908 | 0.043007 | 0.043072 | 114.6435 | 132.0846 | 127.8261 | 136.6167 | 52.1677 | 48.358 | 49.9308 | 51.0006
3 | 13 | 5 | 1508.2469 | 1546.5222 | 1575.1334 | 1564.7654 | 80 | 63 | 0 | 0 | 0 | 0 | 0 | 0 | 0 | 0 | 0 | 0 | 310.7452 | 297.4897 | 326.4063 | 338.4063 | 0 | 0 | 0 | 0 | -4.0921 | 19.6331 | 47.7998 | -4.61 | 0.40494 | 10.1093 | 22.0661 | 1.3995 | 1121.1888 | 1156.2901 | 1178.8611 | 1229.5695 | 0.41177 | 0.4071 | 0.37726 | 0.36626 | 461.6721 | 470.726 | 444.7328 | 450.3368 | 0.1074 | 0.11724 | 0.11008 | 0.11537 | 0.048799 | 0.042983 | 0.043099 | 0.043163 | 120.4104 | 135.5627 | 129.7722 | 141.8612 | 54.7132 | 49.7004 | 50.8074 | 53.0724
3 | 13 | 6 | 1706.1598 | 1749.443 | 1782.1109 | 1771.0355 | 80 | 63 | 0 | 0 | 0 | 0 | 0 | 0 | 0 | 0 | 0 | 0 | 321.5665 | 318.207 | 343.4167 | 355.4167 | 0 | 0 | 0 | 0 | 5.0785 | 63.8009 | 50.2852 | 31.7866 | 2.2568 | 18.0759 | 8.2526 | 16.7696 | 1297.258 | 1286.3593 | 1380.1564 | 1367.0625 | 0.41056 | 0.40853 | 0.38849 | 0.36647 | 532.6087 | 525.5134 | 536.1718 | 500.9887 | 0.10721 | 0.11731 | 0.11004 | 0.11535 | 0.048667 | 0.043216 | 0.043478 | 0.043497 | 139.0759 | 150.8972 | 151.8775 | 157.6842 | 63.1339 | 55.5907 | 60.006 | 59.4629
3 | 13 | 7 | 1827.9046 | 1871.5688 | 1904.3924 | 1891.7568 | 80 | 63 | 0 | 0 | 0 | 0 | 0 | 0 | 0 | 0 | 0 | 0 | 648.9427 | 652.8067 | 672.5842 | 685.0472 | 0 | 0 | 0 | 0 | 7.3022 | 16.7827 | 8.4769 | 13.0101 | 1.3205 | 10.3844 | 8.5284 | 9.0064 | 1090.3392 | 1128.595 | 1214.8029 | 1184.693 | 0.41103 | 0.41035 | 0.39423 | 0.37873 | 448.1576 | 463.1166 | 478.9158 | 448.6799 | 0.10735 | 0.11743 | 0.11016 | 0.11566 | 0.048782 | 0.043226 | 0.043175 | 0.043557 | 117.0444 | 132.5306 | 133.8242 | 137.0225 | 53.1888 | 48.7846 | 52.4491 | 51.6016
3 | 13 | 8 | 1883.3646 | 1928.1759 | 1963.4946 | 1953.8047 | 80 | 63 | 0 | 0 | 0 | 0 | 0 | 0 | 0 | 0 | 0 | 0 | 1144.4646 | 1208.0776 | 1272.5749 | 1328.679 | 0 | 0 | 0 | 0 | -5.0094 | -10.1346 | 6.4378 | 16.408 | 0.95673 | -2.812 | -7.7374 | -9.2086 | 662.9527 | 670.0449 | 692.2192 | 617.9263 | 0.409 | 0.28561 | 0.40476 | 0.39541 | 271.1491 | 191.373 | 280.184 | 244.3338 | 0.11032 | 0.11878 | 0.11154 | 0.11933 | 0.051571 | 0.045686 | 0.045845 | 0.051303 | 73.1343 | 79.586 | 77.2104 | 73.7354 | 34.1889 | 30.6119 | 31.7347 | 31.7013
3 | 13 | 9 | 1960.3265 | 2010.6097 | 2053.0578 | 2049.6925 | 80 | 63 | 0 | 0 | 0 | 0 | 0 | 0 | 0 | 0 | 0 | 0 | 1439.7183 | 1579.2691 | 1712.7188 | 1831.0109 | 0 | 0 | 0 | 0 | -2.6499 | -25.6172 | -21.6143 | -30.0854 | -4.2699 | -12.6212 | -9.0623 | -16.0249 | 447.528 | 406.579 | 371.0157 | 264.7919 | 0.40919 | 0.27247 | 0.26264 | 0.26837 | 183.1248 | 110.7826 | 97.445 | 71.0617 | 0.11356 | 0.11896 | 0.11214 | 0.12116 | 0.055623 | 0.047569 | 0.048079 | 0.059568 | 50.8219 | 48.3648 | 41.6067 | 32.0819 | 24.8931 | 19.3405 | 17.8381 | 15.7731
3 | 13 | 10 | 2033.5179 | 2087.0289 | 2132.2459 | 2129.344 | 80 | 63 | 0 | 0 | 0 | 0 | 0 | 0 | 0 | 0 | 0 | 0 | 1646.8571 | 1842.9399 | 2031.8671 | 2199.0906 | 0 | 0 | 0 | 0 | -5.0196 | -69.1829 | -62.6759 | -65.1752 | -4.1119 | -15.47 | -28.0828 | -33.9128 | 315.7923 | 265.7419 | 191.1375 | 29.3414 | 0.40293 | 0.26868 | 0.26582 | 0.087318 | 127.2411 | 71.3985 | 50.8078 | 2.562 | 0.11324 | 0.12223 | 0.1117 | 0.11889 | 0.056694 | 0.048167 | 0.049069 | 0.060676 | 35.7589 | 32.4817 | 21.3494 | 3.4885 | 17.9036 | 12.7999 | 9.3789 | 1.7803
3 | 13 | 11 | 2089.423 | 2146.433 | 2193.8999 | 2190.2129 | 80 | 63 | 0 | 0 | 0 | 0 | 0 | 0 | 0 | 0 | 0 | 0 | 1743.8474 | 1970.1709 | 2194.4634 | 2395.6588 | 0 | 0 | 0 | 0 | -4.9661 | -64.9499 | -63.301 | -67.0757 | -4.8773 | -27.2207 | -29.5982 | -35.259 | 275.4189 | 205.4328 | 92.3357 | -103.1111 | 0.39688 | 0.26972 | 0.26885 | 0 | 109.3076 | 55.4093 | 24.8249 | 0 | 0.11342 | 0.12274 | 0.1116 | 0.1188 | 0.057199 | 0.049031 | 0.051193 | 0.062375 | 31.2375 | 25.2154 | 10.305 | -12.2494 | 15.7537 | 10.0727 | 4.7269 | -6.4316
3 | 13 | 12 | 2118.1925 | 2177.942 | 2227.3743 | 2223.6576 | 80 | 63 | 0 | 0 | 0 | 0 | 0 | 0 | 0 | 0 | 0 | 0 | 1791.4256 | 2026.5177 | 2268.7431 | 2494.0728 | 0 | 0 | 0 | 0 | -7.0796 | -78.4171 | -80.9096 | -81.7355 | -6.7432 | -29.0612 | -37.4036 | -40 | 260.5897 | 195.9026 | 76.9444 | -148.6797 | 0.3979 | 0.26972 | 0.26972 | 0 | 103.6877 | 52.8388 | 20.7534 | 0 | 0.11404 | 0.12316 | 0.11112 | 0.11887 | 0.058126 | 0.049662 | 0.051671 | 0.062858 | 29.7175 | 24.1282 | 8.55 | -17.6735 | 15.147 | 9.729 | 3.9758 | -9.3458
3 | 13 | 13 | 2156.484 | 2222.4426 | 2278.2182 | 2278.6262 | 80 | 63 | 0 | 0 | 0 | 0 | 0 | 0 | 0 | 0 | 0 | 0 | 1895.4939 | 2129.885 | 2377.711 | 2609.8034 | 0 | 0 | 0 | 0 | -4.1704 | -80.0891 | -81.8611 | -87.6129 | -5.7844 | -30.3489 | -37.734 | -40 | 190.945 | 139.9956 | 20.1023 | -203.5643 | 0.39853 | 0.26972 | 0.26972 | 0 | 76.0967 | 37.7596 | 5.422 | 0 | 0.11453 | 0.11914 | 0.11147 | 0.11885 | 0.058479 | 0.050049 | 0.052659 | 0.06269 | 21.8692 | 16.6784 | 2.2408 | -24.1931 | 11.1664 | 7.0066 | 1.0586 | -12.7615
3 | 13 | 14 | 2170.1507 | 2239.4304 | 2298.9556 | 2302.3797 | 80 | 63 | 0 | 0 | 0 | 0 | 0 | 0 | 0 | 0 | 0 | 0 | 1954.8694 | 2178.4919 | 2425.3391 | 2650.6238 | 0 | 0 | 0 | 0 | -6.2424 | -80.1049 | -79.968 | -56.8665 | -6.0523 | -24.7948 | -37.5062 | -40 | 147.576 | 102.8382 | -8.9093 | -251.3777 | 0.39819 | 0.26972 | 0.26972 | 0 | 58.7627 | 27.7375 | -2.403 | 0 | 0.11436 | 0.11904 | 0.11163 | 0.11868 | 0.058011 | 0.049569 | 0.050376 | 0.061597 | 16.8769 | 12.2424 | -0.99454 | -29.8346 | 8.561 | 5.0975 | -0.44881 | -15.4841
3 | 13 | 15 | 2162.6718 | 2234.823 | 2297.5606 | 2303.7472 | 80 | 63 | 0 | 0 | 0 | 0 | 0 | 0 | 0 | 0 | 0 | 0 | 1975.2448 | 2170.3111 | 2408.8985 | 2620.5708 | 0 | 0 | 0 | 0 | -5.7031 | -53.5326 | -45.2438 | -35.0429 | -6.0683 | -15.6918 | -32.8839 | -32.836 | 119.1984 | 70.7363 | -33.2102 | -248.9447 | 0.40065 | 0.26972 | 0.26972 | 0 | 47.7566 | 19.079 | -8.9574 | 0 | 0.11613 | 0.12037 | 0.11242 | 0.12027 | 0.058436 | 0.049196 | 0.048333 | 0.059267 | 13.842 | 8.5146 | -3.7334 | -29.9411 | 6.9654 | 3.48 | -1.6051 | -14.7541
3 | 13 | 16 | 2142.11 | 2221.4691 | 2292.603 | 2306.4265 | 80 | 63 | 0 | 0 | 0 | 0 | 0 | 0 | 0 | 0 | 0 | 0 | 1857.8399 | 2003.1363 | 2206.575 | 2385.1902 | 0 | 0 | 0 | 0 | -4.2561 | -14.0059 | -12.3274 | -4.5114 | -5.0135 | -11.3207 | -12.9883 | -17.0329 | 213.5397 | 180.6593 | 111.3437 | -57.2194 | 0.40929 | 0.26149 | 0.26306 | 0.18532 | 87.4001 | 47.2398 | 29.2901 | -10.6039 | 0.11389 | 0.12093 | 0.11245 | 0.12241 | 0.055254 | 0.048565 | 0.047858 | 0.057989 | 24.3194 | 21.8467 | 12.5204 | -7.0045 | 11.799 | 8.7737 | 5.3287 | -3.3181
3 | 13 | 17 | 2101.9484 | 2188.7461 | 2268.5678 | 2290.5329 | 80 | 63 | 0 | 0 | 0 | 0 | 0 | 0 | 0 | 0 | 0 | 0 | 1415.7211 | 1484.427 | 1617.7313 | 1740.3105 | 0 | 0 | 0 | 0 | -4.2588 | -2.2311 | 2.7569 | 3.1611 | 0.91283 | -4.4182 | -5.7056 | -3.1536 | 609.5733 | 647.9684 | 653.7852 | 550.2149 | 0.40752 | 0.28291 | 0.38057 | 0.3842 | 248.4111 | 183.3179 | 248.8126 | 211.3919 | 0.1097 | 0.12042 | 0.11063 | 0.1167 | 0.050779 | 0.047537 | 0.043748 | 0.045603 | 66.8709 | 78.0255 | 72.327 | 64.2098 | 30.9537 | 30.8025 | 28.602 | 25.0915
3 | 13 | 18 | 2071.9021 | 2164.3568 | 2250.8302 | 2279.0607 | 80 | 63 | 0 | 0 | 0 | 0 | 0 | 0 | 0 | 0 | 0 | 0 | 765.5001 | 746.7144 | 794.6314 | 847.8487 | 0 | 0 | 0 | 0 | 8.7331 | -2.9126 | -0.019935 | 23.1056 | 1.7834 | 0.14841 | 1.8834 | 2.9348 | 1215.8855 | 1357.4066 | 1454.3353 | 1405.1716 | 0.40644 | 0.41154 | 0.3922 | 0.38465 | 494.1872 | 558.6268 | 570.396 | 540.4987 | 0.10706 | 0.11756 | 0.11072 | 0.11593 | 0.048419 | 0.043185 | 0.043655 | 0.043722 | 130.174 | 159.5818 | 161.0293 | 162.9045 | 58.8714 | 58.6191 | 63.4889 | 61.4374
3 | 13 | 19 | 2182.7152 | 2286.2735 | 2384.1352 | 2419.3635 | 80 | 63 | 0 | 0 | 0 | 0 | 0 | 0 | 0 | 0 | 0 | 0 | 539.1316 | 513.8555 | 550.1692 | 593.1397 | 0 | 0 | 0 | 0 | 19.9721 | 23.896 | -1.4176 | 50.3551 | 11.5758 | 16.4555 | 13.1947 | 35.7543 | 1532.0357 | 1669.0665 | 1822.1888 | 1740.1144 | 0.41784 | 0.42049 | 0.40026 | 0.38866 | 640.1515 | 701.8313 | 729.3541 | 676.3133 | 0.10743 | 0.11774 | 0.11086 | 0.11589 | 0.048513 | 0.043707 | 0.044255 | 0.044135 | 164.5886 | 196.5079 | 202.0137 | 201.6553 | 74.3233 | 72.9491 | 80.6409 | 76.8008
3 | 13 | 20 | 2178.9067 | 2283.6827 | 2382.5657 | 2418.2693 | 80 | 63 | 0 | 0 | 0 | 0 | 0 | 0 | 0 | 0 | 0 | 0 | 603.5254 | 589.3342 | 626.029 | 670.5451 | 0 | 0 | 0 | 0 | 9.9021 | 64.8182 | 7.3014 | 34.5259 | 7.7377 | 9.7627 | 12.5108 | 33.8599 | 1477.7416 | 1556.7675 | 1736.7246 | 1679.3384 | 0.41669 | 0.42192 | 0.40093 | 0.38937 | 615.7591 | 656.8379 | 696.2994 | 653.8814 | 0.10701 | 0.11773 | 0.11086 | 0.11588 | 0.048376 | 0.043603 | 0.044165 | 0.043976 | 158.1401 | 183.2795 | 192.5413 | 194.6011 | 71.4873 | 67.8798 | 76.7027 | 73.8512
3 | 13 | 21 | 2052.1955 | 2151.1934 | 2244.2567 | 2277.3051 | 80 | 63 | 0 | 0 | 0 | 0 | 0 | 0 | 0 | 0 | 0 | 0 | 584.977 | 566.618 | 603.1819 | 647.7349 | 0 | 0 | 0 | 0 | 3.1762 | 38.2789 | 22.8682 | 57.507 | 4.9258 | 7.526 | 2.5778 | 24.486 | 1379.1166 | 1475.7706 | 1615.6288 | 1547.5772 | 0.40725 | 0.41222 | 0.39727 | 0.38658 | 561.6387 | 608.346 | 641.8388 | 598.2561 | 0.10677 | 0.11773 | 0.11083 | 0.11577 | 0.048296 | 0.043355 | 0.043933 | 0.04384 | 147.2501 | 173.7493 | 179.0566 | 179.1653 | 66.6054 | 63.9823 | 70.9794 | 67.8454
3 | 13 | 22 | 1872.7357 | 1964.388 | 2050.6651 | 2081.809 | 80 | 63 | 0 | 0 | 0 | 0 | 0 | 0 | 0 | 0 | 0 | 0 | 568.3735 | 552.2925 | 590.284 | 628.8976 | 0 | 0 | 0 | 0 | 8.5891 | 22.3226 | 10.0153 | 24.8122 | 4.7045 | 4.4025 | 6.2392 | 27.9011 | 1211.0687 | 1322.3703 | 1444.1266 | 1400.1982 | 0.4092 | 0.40681 | 0.39436 | 0.38072 | 495.5719 | 537.9496 | 569.5084 | 533.0872 | 0.10667 | 0.1175 | 0.11057 | 0.11573 | 0.048211 | 0.043146 | 0.043745 | 0.043756 | 129.1879 | 155.3753 | 159.6757 | 162.0383 | 58.3871 | 57.0552 | 63.1728 | 61.2666
3 | 13 | 23 | 1678.9941 | 1761.6922 | 1839.5064 | 1867.6549 | 80 | 63 | 0 | 0 | 0 | 0 | 0 | 0 | 0 | 0 | 0 | 0 | 530.2786 | 510.0835 | 548.0231 | 583.8812 | 0 | 0 | 0 | 0 | -1.5935 | 20.6854 | 23.8384 | 24.7053 | -0.027697 | 6.5294 | 15.0068 | 29.7782 | 1070.3367 | 1161.3939 | 1252.6381 | 1229.2903 | 0.41443 | 0.40564 | 0.38939 | 0.37001 | 443.5764 | 471.1045 | 487.7639 | 454.8484 | 0.10699 | 0.11736 | 0.11036 | 0.1156 | 0.048443 | 0.042989 | 0.043597 | 0.043413 | 114.5129 | 136.2967 | 138.2443 | 142.1114 | 51.8499 | 49.9266 | 54.611 | 53.3666
3 | 13 | 24 | 1543.6029 | 1614.5197 | 1680.0176 | 1700.4611 | 80 | 63 | 0 | 0 | 0 | 0 | 0 | 0 | 0 | 0 | 0 | 0 | 506.5174 | 483.3256 | 519.4201 | 556.5996 | 0 | 0 | 0 | 0 | -2.9811 | 21.7057 | 9.7772 | 7.5318 | -0.61607 | 16.1427 | 15.6755 | 22.9455 | 960.6827 | 1030.3457 | 1135.1448 | 1113.3842 | 0.41271 | 0.40699 | 0.38318 | 0.36432 | 396.4815 | 419.3398 | 434.9664 | 405.6239 | 0.10752 | 0.11724 | 0.11028 | 0.11549 | 0.049011 | 0.042864 | 0.043368 | 0.043305 | 103.289 | 120.7966 | 125.1859 | 128.5853 | 47.0845 | 44.165 | 49.2294 | 48.2146
3 | 14 | 1 | 1461.6358 | 1521.54 | 1575.034 | 1586.7694 | 80 | 63 | 0 | 0 | 0 | 0 | 0 | 0 | 0 | 0 | 0 | 0 | 493.4497 | 471.8244 | 506.9112 | 542.5651 | 0 | 0 | 0 | 0 | -6.1617 | 29.4966 | 42.4916 | 4.4171 | -0.99199 | 8.7154 | 26.0891 | 2.2336 | 895.3398 | 948.5036 | 999.5421 | 1037.5535 | 0.41329 | 0.40425 | 0.37696 | 0.36409 | 370.0305 | 383.4313 | 376.7835 | 377.7595 | 0.10791 | 0.1172 | 0.11023 | 0.11545 | 0.049406 | 0.042833 | 0.043238 | 0.043239 | 96.6149 | 111.166 | 110.1755 | 119.7847 | 44.2347 | 40.6273 | 43.2186 | 44.8633
3 | 14 | 2 | 1416.6067 | 1467.9627 | 1512.1867 | 1517.0547 | 80 | 63 | 0 | 0 | 0 | 0 | 0 | 0 | 0 | 0 | 0 | 0 | 494.7879 | 475.6458 | 510.9016 | 544.8566 | 0 | 0 | 0 | 0 | -5.3659 | 1.747 | 24.7014 | -3.0033 | -1.4471 | 8.4946 | 23.172 | 1.2763 | 848.6318 | 919.0753 | 953.4116 | 973.9252 | 0.41212 | 0.40593 | 0.37263 | 0.36396 | 349.7384 | 373.0804 | 355.2663 | 354.4673 | 0.10789 | 0.11725 | 0.11017 | 0.11541 | 0.049287 | 0.042823 | 0.043052 | 0.043054 | 91.5589 | 107.7648 | 105.0417 | 112.3963 | 41.8261 | 39.3574 | 41.046 | 41.9312
3 | 14 | 3 | 1397.3684 | 1441.322 | 1477.4184 | 1475.9126 | 80 | 63 | 0 | 0 | 0 | 0 | 0 | 0 | 0 | 0 | 0 | 0 | 479.5527 | 462.7557 | 497.3714 | 528.2807 | 0 | 0 | 0 | 0 | -5.3696 | 8.4627 | 19.4409 | -0.98931 | -1.0603 | 7.5053 | 15.2125 | 1.2763 | 844.2456 | 899.5984 | 945.3935 | 947.3449 | 0.41162 | 0.4062 | 0.3735 | 0.36453 | 347.5061 | 365.4169 | 353.1052 | 345.3334 | 0.10783 | 0.11726 | 0.11011 | 0.11539 | 0.04918 | 0.042852 | 0.042964 | 0.043023 | 91.0357 | 105.4892 | 104.0951 | 109.3126 | 41.5199 | 38.5499 | 40.6181 | 40.7579
3 | 14 | 4 | 1416.4159 | 1456.0608 | 1487.0874 | 1480.8379 | 80 | 63 | 0 | 0 | 0 | 0 | 0 | 0 | 0 | 0 | 0 | 0 | 474.0367 | 464.983 | 497.875 | 525.1596 | 0 | 0 | 0 | 0 | -5.3629 | 4.0782 | 29.0462 | -1.2643 | -1.1262 | 7.3583 | 12.5179 | 1.2763 | 868.8683 | 916.6412 | 947.6483 | 955.6663 | 0.4116 | 0.40613 | 0.376 | 0.36469 | 357.6245 | 372.2778 | 356.3145 | 348.5223 | 0.10763 | 0.1172 | 0.1101 | 0.11538 | 0.048977 | 0.042908 | 0.043007 | 0.043072 | 93.518 | 107.4286 | 104.3378 | 110.264 | 42.5548 | 39.3311 | 40.7559 | 41.1629
3 | 14 | 5 | 1521.1203 | 1560.1498 | 1589.494 | 1579.4594 | 80 | 63 | 0 | 0 | 0 | 0 | 0 | 0 | 0 | 0 | 0 | 0 | 467.3394 | 466.6117 | 497.7877 | 520.8992 | 0 | 0 | 0 | 0 | -4.0921 | 19.6331 | 47.7998 | -4.61 | 0.40494 | 10.1093 | 22.0661 | 1.3995 | 977.468 | 1000.7957 | 1021.8404 | 1061.7707 | 0.41177 | 0.4071 | 0.37726 | 0.36626 | 402.4922 | 407.4242 | 385.4958 | 388.8795 | 0.1074 | 0.11724 | 0.11008 | 0.11537 | 0.048799 | 0.042983 | 0.043099 | 0.043163 | 104.9754 | 117.3326 | 112.487 | 122.5014 | 47.6997 | 43.0169 | 44.04 | 45.8297
3 | 14 | 6 | 1721.6218 | 1765.8109 | 1799.3593 | 1788.6843 | 80 | 63 | 0 | 0 | 0 | 0 | 0 | 0 | 0 | 0 | 0 | 0 | 437.1972 | 438.8827 | 469.0215 | 487.2081 | 0 | 0 | 0 | 0 | 5.0785 | 63.8009 | 50.2852 | 31.7866 | 2.2568 | 18.0759 | 8.2526 | 16.7696 | 1197.0893 | 1182.0515 | 1271.8 | 1252.92 | 0.41056 | 0.40853 | 0.38849 | 0.36647 | 491.4829 | 482.9007 | 494.0768 | 459.1588 | 0.10721 | 0.11731 | 0.11004 | 0.11535 | 0.048667 | 0.043216 | 0.043478 | 0.043497 | 128.3371 | 138.6613 | 139.9535 | 144.5184 | 58.259 | 51.0829 | 55.2949 | 54.4981
3 | 14 | 7 | 1862.257 | 1907.9337 | 1942.7133 | 1930.9675 | 80 | 63 | 0 | 0 | 0 | 0 | 0 | 0 | 0 | 0 | 0 | 0 | 792.1694 | 793.118 | 822.8407 | 838.8983 | 0 | 0 | 0 | 0 | 7.3022 | 16.7827 | 8.4769 | 13.0101 | 1.3205 | 10.3844 | 8.5284 | 9.0064 | 981.4648 | 1024.6487 | 1102.8674 | 1070.0527 | 0.41103 | 0.41035 | 0.39423 | 0.37873 | 403.4074 | 420.4624 | 434.7871 | 405.2621 | 0.10735 | 0.11743 | 0.11016 | 0.11566 | 0.048782 | 0.043226 | 0.043175 | 0.043557 | 105.3571 | 120.3243 | 121.4932 | 123.7631 | 47.8777 | 44.2914 | 47.6163 | 46.6082
3 | 14 | 8 | 1894.4189 | 1939.8778 | 1975.826 | 1966.4225 | 80 | 63 | 0 | 0 | 0 | 0 | 0 | 0 | 0 | 0 | 0 | 0 | 1334.3965 | 1390.6867 | 1471.2525 | 1530.0247 | 0 | 0 | 0 | 0 | -5.0094 | -10.1346 | 6.4378 | 16.408 | 0.95673 | -2.812 | -7.7374 | -9.2086 | 484.0751 | 499.1378 | 505.8731 | 429.1984 | 0.409 | 0.28561 | 0.40476 | 0.39541 | 197.9878 | 142.5599 | 204.7582 | 169.709 | 0.11032 | 0.11878 | 0.11154 | 0.11933 | 0.051571 | 0.045686 | 0.045845 | 0.051303 | 53.4013 | 59.2862 | 56.4253 | 51.215 | 24.9641 | 22.8038 | 23.1917 | 22.019
3 | 14 | 9 | 1955.2891 | 2005.2772 | 2047.4385 | 2043.9426 | 80 | 63 | 0 | 0 | 0 | 0 | 0 | 0 | 0 | 0 | 0 | 0 | 1648.7288 | 1778.1014 | 1933.8169 | 2054.0934 | 0 | 0 | 0 | 0 | -2.6499 | -25.6172 | -21.6143 | -30.0854 | -4.2699 | -12.6212 | -9.0623 | -16.0249 | 233.4801 | 202.4142 | 144.2982 | 35.9596 | 0.40919 | 0.27247 | 0.26264 | 0.26837 | 95.5381 | 55.1528 | 37.8991 | 9.6504 | 0.11356 | 0.11896 | 0.11214 | 0.12116 | 0.055623 | 0.047569 | 0.048079 | 0.059568 | 26.5143 | 24.0783 | 16.182 | 4.3568 | 12.987 | 9.6286 | 6.9377 | 2.142
3 | 14 | 10 | 2004.8326 | 2056.6631 | 2100.2467 | 2096.6019 | 80 | 63 | 0 | 0 | 0 | 0 | 0 | 0 | 0 | 0 | 0 | 0 | 1871.1091 | 2043.3802 | 2261.4274 | 2429.5936 | 0 | 0 | 0 | 0 | -5.0196 | -69.1829 | -62.6759 | -65.1752 | -4.1119 | -15.47 | -28.0828 | -33.9128 | 62.8551 | 34.9358 | -70.4219 | -233.9037 | 0.40293 | 0.26868 | 0.26582 | 0.087318 | 25.326 | 9.3864 | -18.7194 | -20.4239 | 0.11324 | 0.12223 | 0.1117 | 0.11889 | 0.056694 | 0.048167 | 0.049069 | 0.060676 | 7.1174 | 4.2702 | -7.8659 | -27.8096 | 3.5635 | 1.6827 | -3.4555 | -14.1923
3 | 14 | 11 | 2035.9704 | 2089.849 | 2134.2723 | 2129.2006 | 80 | 63 | 0 | 0 | 0 | 0 | 0 | 0 | 0 | 0 | 0 | 0 | 1970.9532 | 2159.7623 | 2420.0549 | 2618.0224 | 0 | 0 | 0 | 0 | -4.9661 | -64.9499 | -63.301 | -67.0757 | -4.8773 | -27.2207 | -29.5982 | -35.259 | -5.1394 | -40.7427 | -192.8835 | -386.487 | 0.39688 | 0.26972 | 0.26885 | 0 | -2.0397 | -10.9891 | -51.8577 | 0 | 0.11342 | 0.12274 | 0.1116 | 0.1188 | 0.057199 | 0.049031 | 0.051193 | 0.062375 | -0.58291 | -5.0009 | -21.5266 | -45.9138 | -0.29397 | -1.9977 | -9.8743 | -24.1072
3 | 14 | 12 | 2030.3176 | 2084.9189 | 2129.3477 | 2123.3548 | 80 | 63 | 0 | 0 | 0 | 0 | 0 | 0 | 0 | 0 | 0 | 0 | 1992.2267 | 2190.4762 | 2472.1644 | 2687.1738 | 0 | 0 | 0 | 0 | -7.0796 | -78.4171 | -80.9096 | -81.7355 | -6.7432 | -29.0612 | -37.4036 | -40 | -28.0863 | -61.0789 | -224.5035 | -442.0836 | 0.3979 | 0.26972 | 0.26972 | 0 | -11.1754 | -16.4742 | -60.5528 | 0 | 0.11404 | 0.12316 | 0.11112 | 0.11887 | 0.058126 | 0.049662 | 0.051671 | 0.062858 | -3.2029 | -7.5227 | -24.9467 | -52.5502 | -1.6325 | -3.0333 | -11.6004 | -27.7887
3 | 14 | 13 | 2045.9408 | 2105.4231 | 2154.9044 | 2152.4491 | 80 | 63 | 0 | 0 | 0 | 0 | 0 | 0 | 0 | 0 | 0 | 0 | 2037.6646 | 2231.0211 | 2521.3036 | 2744.3154 | 0 | 0 | 0 | 0 | -4.1704 | -80.0891 | -81.8611 | -87.6129 | -5.7844 | -30.3489 | -37.734 | -40 | -61.7689 | -78.16 | -246.8041 | -464.2534 | 0.39853 | 0.26972 | 0.26972 | 0 | -24.6166 | -21.0813 | -66.5677 | 0 | 0.11453 | 0.11914 | 0.11147 | 0.11885 | 0.058479 | 0.050049 | 0.052659 | 0.06269 | -7.0745 | -9.3116 | -27.5115 | -55.1754 | -3.6122 | -3.9118 | -12.9965 | -29.1042
3 | 14 | 14 | 2055.0598 | 2117.5969 | 2170.5688 | 2171.0117 | 80 | 63 | 0 | 0 | 0 | 0 | 0 | 0 | 0 | 0 | 0 | 0 | 2047.0968 | 2224.4974 | 2509.5657 | 2731.725 | 0 | 0 | 0 | 0 | -6.2424 | -80.1049 | -79.968 | -56.8665 | -6.0523 | -24.7948 | -37.5062 | -40 | -59.7422 | -65.0009 | -221.5227 | -463.8468 | 0.39819 | 0.26972 | 0.26972 | 0 | -23.7885 | -17.532 | -59.7488 | 0 | 0.11436 | 0.11904 | 0.11163 | 0.11868 | 0.058011 | 0.049569 | 0.050376 | 0.061597 | -6.8322 | -7.738 | -24.7285 | -55.0513 | -3.4657 | -3.222 | -11.1594 | -28.5716
3 | 14 | 15 | 2061.4338 | 2127.6539 | 2184.6271 | 2188.1913 | 80 | 63 | 0 | 0 | 0 | 0 | 0 | 0 | 0 | 0 | 0 | 0 | 1994.5159 | 2147.6197 | 2407.6828 | 2610.962 | 0 | 0 | 0 | 0 | -5.7031 | -53.5326 | -45.2438 | -35.0429 | -6.0683 | -15.6918 | -32.8839 | -32.836 | -1.3107 | -13.7414 | -144.9281 | -354.8918 | 0.40065 | 0.26972 | 0.26972 | 0 | -0.52514 | -3.7063 | -39.0898 | 0 | 0.11613 | 0.12037 | 0.11242 | 0.12027 | 0.058436 | 0.049196 | 0.048333 | 0.059267 | -0.15221 | -1.6541 | -16.2926 | -42.6836 | -0.076593 | -0.67602 | -7.0048 | -21.0332
3 | 14 | 16 | 2006.3098 | 2077.713 | 2141.1143 | 2151.4203 | 80 | 63 | 0 | 0 | 0 | 0 | 0 | 0 | 0 | 0 | 0 | 0 | 1834.6191 | 1955.6572 | 2172.4041 | 2343.1885 | 0 | 0 | 0 | 0 | -4.2561 | -14.0059 | -12.3274 | -4.5114 | -5.0135 | -11.3207 | -12.9883 | -17.0329 | 100.9604 | 84.3822 | -5.9741 | -170.224 | 0.40929 | 0.26149 | 0.26306 | 0.18532 | 41.3223 | 22.0648 | -1.5715 | -31.5458 | 0.11389 | 0.12093 | 0.11245 | 0.12241 | 0.055254 | 0.048565 | 0.047858 | 0.057989 | 11.4981 | 10.2042 | -0.67177 | -20.8379 | 5.5785 | 4.098 | -0.28591 | -9.8712
3 | 14 | 17 | 1962.4401 | 2041.0646 | 2112.9427 | 2131.2942 | 80 | 63 | 0 | 0 | 0 | 0 | 0 | 0 | 0 | 0 | 0 | 0 | 1400.0457 | 1453.5383 | 1594.6685 | 1707.6035 | 0 | 0 | 0 | 0 | -4.2588 | -2.2311 | 2.7569 | 3.1611 | 0.91283 | -4.4182 | -5.7056 | -3.1536 | 485.7404 | 531.1756 | 521.2228 | 423.6832 | 0.40752 | 0.28291 | 0.38057 | 0.3842 | 197.9472 | 150.2758 | 198.363 | 162.7785 | 0.1097 | 0.12042 | 0.11063 | 0.1167 | 0.050779 | 0.047537 | 0.043748 | 0.045603 | 53.2862 | 63.9618 | 57.6618 | 49.4436 | 24.6655 | 25.2505 | 22.8026 | 19.3213
3 | 14 | 18 | 1951.9137 | 2037.3389 | 2116.9801 | 2142.1026 | 80 | 63 | 0 | 0 | 0 | 0 | 0 | 0 | 0 | 0 | 0 | 0 | 777.5674 | 749.4384 | 808.3301 | 854.4898 | 0 | 0 | 0 | 0 | 8.7331 | -2.9126 | -0.019935 | 23.1056 | 1.7834 | 0.14841 | 1.8834 | 2.9348 | 1083.8298 | 1227.6646 | 1306.7865 | 1261.5723 | 0.40644 | 0.41154 | 0.3922 | 0.38465 | 440.5142 | 505.2328 | 512.5268 | 485.2633 | 0.10706 | 0.11756 | 0.11072 | 0.11593 | 0.048419 | 0.043185 | 0.043655 | 0.043722 | 116.0359 | 144.3289 | 144.6922 | 146.2568 | 52.4774 | 53.0162 | 57.0477 | 55.1589
3 | 14 | 19 | 2096.9393 | 2195.4723 | 2288.4499 | 2321.4564 | 80 | 63 | 0 | 0 | 0 | 0 | 0 | 0 | 0 | 0 | 0 | 0 | 513.6001 | 476.9572 | 522.7859 | 556.2516 | 0 | 0 | 0 | 0 | 19.9721 | 23.896 | -1.4176 | 50.3551 | 11.5758 | 16.4555 | 13.1947 | 35.7543 | 1471.7914 | 1615.1636 | 1753.8868 | 1679.0955 | 0.41784 | 0.42049 | 0.40026 | 0.38866 | 614.9787 | 679.1654 | 702.0154 | 652.5977 | 0.10743 | 0.11774 | 0.11086 | 0.11589 | 0.048513 | 0.043707 | 0.044255 | 0.044135 | 158.1164 | 190.1616 | 194.4416 | 194.5841 | 71.4007 | 70.5932 | 77.6182 | 74.1077
3 | 14 | 20 | 2130.0718 | 2231.9867 | 2328.0891 | 2362.5277 | 80 | 63 | 0 | 0 | 0 | 0 | 0 | 0 | 0 | 0 | 0 | 0 | 508.1019 | 473.249 | 518.9642 | 550.4991 | 0 | 0 | 0 | 0 | 9.9021 | 64.8182 | 7.3014 | 34.5259 | 7.7377 | 9.7627 | 12.5108 | 33.8599 | 1524.3302 | 1621.1568 | 1789.3127 | 1743.6428 | 0.41669 | 0.42192 | 0.40093 | 0.38937 | 635.172 | 684.0053 | 717.3834 | 678.9195 | 0.10701 | 0.11773 | 0.11086 | 0.11588 | 0.048376 | 0.043603 | 0.044165 | 0.043976 | 163.1257 | 190.8601 | 198.3714 | 202.0527 | 73.7411 | 70.6874 | 79.0252 | 76.679
3 | 14 | 21 | 2040.7914 | 2139.1212 | 2231.535 | 2264.2881 | 80 | 63 | 0 | 0 | 0 | 0 | 0 | 0 | 0 | 0 | 0 | 0 | 510.0769 | 478.4492 | 523.0591 | 554.2724 | 0 | 0 | 0 | 0 | 3.1762 | 38.2789 | 22.8682 | 57.507 | 4.9258 | 7.526 | 2.5778 | 24.486 | 1442.6126 | 1551.8671 | 1683.03 | 1628.0227 | 0.40725 | 0.41222 | 0.39727 | 0.38658 | 587.4972 | 639.7148 | 668.6151 | 629.3544 | 0.10677 | 0.11773 | 0.11083 | 0.11577 | 0.048296 | 0.043355 | 0.043933 | 0.04384 | 154.0296 | 182.7085 | 186.5265 | 188.4786 | 69.672 | 67.2815 | 73.9406 | 71.3722
3 | 14 | 22 | 1848.5981 | 1938.8363 | 2023.739 | 2054.2577 | 80 | 63 | 0 | 0 | 0 | 0 | 0 | 0 | 0 | 0 | 0 | 0 | 506.6541 | 484.5333 | 528.5689 | 553.5383 | 0 | 0 | 0 | 0 | 8.5891 | 22.3226 | 10.0153 | 24.8122 | 4.7045 | 4.4025 | 6.2392 | 27.9011 | 1248.6505 | 1364.5778 | 1478.9155 | 1448.0061 | 0.4092 | 0.40681 | 0.39436 | 0.38072 | 510.9505 | 555.1199 | 583.2279 | 551.2888 | 0.10667 | 0.1175 | 0.11057 | 0.11573 | 0.048211 | 0.043146 | 0.043745 | 0.043756 | 133.1968 | 160.3345 | 163.5223 | 167.5709 | 60.199 | 58.8763 | 64.6946 | 63.3585
3 | 14 | 23 | 1654.9265 | 1736.2145 | 1812.6583 | 1840.1835 | 80 | 63 | 0 | 0 | 0 | 0 | 0 | 0 | 0 | 0 | 0 | 0 | 507.1885 | 489.6285 | 533.717 | 555.5935 | 0 | 0 | 0 | 0 | -1.5935 | 20.6854 | 23.8384 | 24.7053 | -0.027697 | 6.5294 | 15.0068 | 29.7782 | 1069.3592 | 1156.3713 | 1240.0961 | 1230.1064 | 0.41443 | 0.40564 | 0.38939 | 0.37001 | 443.1713 | 469.0672 | 482.8802 | 455.1504 | 0.10699 | 0.11736 | 0.11036 | 0.1156 | 0.048443 | 0.042989 | 0.043597 | 0.043413 | 114.4084 | 135.7072 | 136.8601 | 142.2058 | 51.8025 | 49.7107 | 54.0642 | 53.402
3 | 14 | 24 | 1523.3832 | 1593.1155 | 1657.4621 | 1677.3818 | 80 | 63 | 0 | 0 | 0 | 0 | 0 | 0 | 0 | 0 | 0 | 0 | 476.8679 | 459.0502 | 501.7421 | 521.3205 | 0 | 0 | 0 | 0 | -2.9811 | 21.7057 | 9.7772 | 7.5318 | -0.61607 | 16.1427 | 15.6755 | 22.9455 | 970.1125 | 1033.2169 | 1130.2673 | 1125.5841 | 0.41271 | 0.40699 | 0.38318 | 0.36432 | 400.3733 | 420.5083 | 433.0974 | 410.0685 | 0.10752 | 0.11724 | 0.11028 | 0.11549 | 0.049011 | 0.042864 | 0.043368 | 0.043305 | 104.3029 | 121.1332 | 124.648 | 129.9942 | 47.5466 | 44.2881 | 49.0179 | 48.7429
3 | 15 | 1 | 1446.1038 | 1505.098 | 1557.7076 | 1569.0407 | 80 | 63 | 0 | 0 | 0 | 0 | 0 | 0 | 0 | 0 | 0 | 0 | 425.4361 | 406.8832 | 445.7742 | 463.9246 | 0 | 0 | 0 | 0 | -6.1617 | 29.4966 | 42.4916 | 4.4171 | -0.99199 | 8.7154 | 26.0891 | 2.2336 | 947.8214 | 997.0027 | 1043.3528 | 1098.4653 | 0.41329 | 0.40425 | 0.37696 | 0.36409 | 391.7204 | 403.037 | 393.2982 | 399.9367 | 0.10791 | 0.1172 | 0.11023 | 0.11545 | 0.049406 | 0.042833 | 0.043238 | 0.043239 | 102.2781 | 116.8502 | 115.0046 | 126.8169 | 46.8276 | 42.7047 | 45.1129 | 47.4971
3 | 15 | 2 | 1397.5765 | 1447.8176 | 1490.958 | 1495.3331 | 80 | 63 | 0 | 0 | 0 | 0 | 0 | 0 | 0 | 0 | 0 | 0 | 332.9518 | 309.2365 | 341.7347 | 358.9117 | 0 | 0 | 0 | 0 | -5.3659 | 1.747 | 24.7014 | -3.0033 | -1.4471 | 8.4946 | 23.172 | 1.2763 | 991.4377 | 1065.3394 | 1101.3498 | 1138.1485 | 0.41212 | 0.40593 | 0.37263 | 0.36396 | 408.5916 | 432.4535 | 410.3919 | 414.2376 | 0.10789 | 0.11725 | 0.11017 | 0.11541 | 0.049287 | 0.042823 | 0.043052 | 0.043054 | 106.9663 | 124.9148 | 121.3407 | 131.3486 | 48.8645 | 45.6208 | 47.415 | 49.0016
3 | 15 | 3 | 1384.565 | 1427.7685 | 1463.1358 | 1461.2984 | 80 | 63 | 0 | 0 | 0 | 0 | 0 | 0 | 0 | 0 | 0 | 0 | 258.5944 | 230.4616 | 257.8195 | 274.2974 | 0 | 0 | 0 | 0 | -5.3696 | 8.4627 | 19.4409 | -0.98931 | -1.0603 | 7.5053 | 15.2125 | 1.2763 | 1052.4005 | 1118.339 | 1170.6629 | 1186.7141 | 0.41162 | 0.4062 | 0.3735 | 0.36453 | 433.1863 | 454.2694 | 437.2435 | 432.5901 | 0.10783 | 0.11726 | 0.11011 | 0.11539 | 0.04918 | 0.042852 | 0.042964 | 0.043023 | 113.4812 | 131.1393 | 128.899 | 136.933 | 51.757 | 47.9235 | 50.2966 | 51.0563
3 | 15 | 4 | 1413.0576 | 1452.5057 | 1483.3412 | 1477.0047 | 80 | 63 | 0 | 0 | 0 | 0 | 0 | 0 | 0 | 0 | 0 | 0 | 213.2948 | 186.8366 | 209.783 | 224.8351 | 0 | 0 | 0 | 0 | -5.3629 | 4.0782 | 29.0462 | -1.2643 | -1.1262 | 7.3583 | 12.5179 | 1.2763 | 1126.2519 | 1191.2326 | 1231.9941 | 1252.1576 | 0.4116 | 0.40613 | 0.376 | 0.36469 | 463.5631 | 483.7983 | 463.2282 | 456.6498 | 0.10763 | 0.1172 | 0.1101 | 0.11538 | 0.048977 | 0.042908 | 0.043007 | 0.043072 | 121.2207 | 139.6102 | 135.6448 | 144.473 | 55.1607 | 51.1133 | 52.9849 | 53.9335
3 | 15 | 5 | 1525.3881 | 1564.6676 | 1594.2548 | 1584.3308 | 80 | 63 | 0 | 0 | 0 | 0 | 0 | 0 | 0 | 0 | 0 | 0 | 154.5033 | 128.111 | 146.1955 | 159.0164 | 0 | 0 | 0 | 0 | -4.0921 | 19.6331 | 47.7998 | -4.61 | 0.40494 | 10.1093 | 22.0661 | 1.3995 | 1294.572 | 1343.8142 | 1378.1934 | 1428.5249 | 0.41177 | 0.4071 | 0.37726 | 0.36626 | 533.0661 | 547.0671 | 519.9322 | 523.2053 | 0.1074 | 0.11724 | 0.11008 | 0.11537 | 0.048799 | 0.042983 | 0.043099 | 0.043163 | 139.0309 | 157.5479 | 151.7153 | 164.8156 | 63.1741 | 57.7607 | 59.3983 | 61.66
3 | 15 | 6 | 1725.26 | 1769.6622 | 1803.4177 | 1792.837 | 80 | 63 | 0 | 0 | 0 | 0 | 0 | 0 | 0 | 0 | 0 | 0 | 117.4385 | 91.3349 | 105.0007 | 117.041 | 0 | 0 | 0 | 0 | 5.0785 | 63.8009 | 50.2852 | 31.7866 | 2.2568 | 18.0759 | 8.2526 | 16.7696 | 1520.4862 | 1533.4505 | 1639.8792 | 1627.2397 | 0.41056 | 0.40853 | 0.38849 | 0.36647 | 624.2584 | 626.457 | 637.0705 | 596.3361 | 0.10721 | 0.11731 | 0.11004 | 0.11535 | 0.048667 | 0.043216 | 0.043478 | 0.043497 | 163.0077 | 179.8824 | 180.4583 | 187.6944 | 73.9978 | 66.2688 | 71.2982 | 70.7798
3 | 15 | 7 | 1867.994 | 1914.0069 | 1949.1131 | 1937.516 | 80 | 63 | 0 | 0 | 0 | 0 | 0 | 0 | 0 | 0 | 0 | 0 | 504.2529 | 482.5546 | 491.4178 | 504.0137 | 0 | 0 | 0 | 0 | 7.3022 | 16.7827 | 8.4769 | 13.0101 | 1.3205 | 10.3844 | 8.5284 | 9.0064 | 1275.1184 | 1341.2852 | 1440.69 | 1411.4857 | 0.41103 | 0.41035 | 0.39423 | 0.37873 | 524.1066 | 550.3936 | 567.968 | 534.5734 | 0.10735 | 0.11743 | 0.11016 | 0.11566 | 0.048782 | 0.043226 | 0.043175 | 0.043557 | 136.8798 | 157.5068 | 158.7082 | 163.2535 | 62.2027 | 57.9783 | 62.2018 | 61.48
3 | 15 | 8 | 1908.4817 | 1954.7645 | 1991.5134 | 1982.4741 | 80 | 63 | 0 | 0 | 0 | 0 | 0 | 0 | 0 | 0 | 0 | 0 | 1065.8564 | 1104.4494 | 1165.9769 | 1224.6079 | 0 | 0 | 0 | 0 | -5.0094 | -10.1346 | 6.4378 | 16.408 | 0.95673 | -2.812 | -7.7374 | -9.2086 | 766.678 | 800.2617 | 826.836 | 750.6668 | 0.409 | 0.28561 | 0.40476 | 0.39541 | 313.573 | 228.5645 | 334.6718 | 296.8206 | 0.11032 | 0.11878 | 0.11154 | 0.11933 | 0.051571 | 0.045686 | 0.045845 | 0.051303 | 84.5769 | 95.0528 | 92.2256 | 89.5749 | 39.5381 | 36.561 | 37.9062 | 38.5113
3 | 15 | 9 | 1961.7258 | 2012.091 | 2054.6188 | 2051.2896 | 80 | 63 | 0 | 0 | 0 | 0 | 0 | 0 | 0 | 0 | 0 | 0 | 1451.159 | 1569.6145 | 1709.7088 | 1832.6185 | 0 | 0 | 0 | 0 | -2.6499 | -25.6172 | -21.6143 | -30.0854 | -4.2699 | -12.6212 | -9.0623 | -16.0249 | 437.4866 | 417.7149 | 375.5867 | 264.7815 | 0.40919 | 0.27247 | 0.26264 | 0.26837 | 179.016 | 113.8168 | 98.6456 | 71.0589 | 0.11356 | 0.11896 | 0.11214 | 0.12116 | 0.055623 | 0.047569 | 0.048079 | 0.059568 | 49.6815 | 49.6894 | 42.1193 | 32.0807 | 24.3345 | 19.8702 | 18.0579 | 15.7725
3 | 15 | 10 | 2004.4129 | 2056.2187 | 2099.7784 | 2096.1227 | 80 | 63 | 0 | 0 | 0 | 0 | 0 | 0 | 0 | 0 | 0 | 0 | 1702.7925 | 1880.3064 | 2082.0622 | 2253.5911 | 0 | 0 | 0 | 0 | -5.0196 | -69.1829 | -62.6759 | -65.1752 | -4.1119 | -15.47 | -28.0828 | -33.9128 | 230.7519 | 197.5652 | 108.4749 | -58.3804 | 0.40293 | 0.26868 | 0.26582 | 0.087318 | 92.976 | 53.081 | 28.8346 | -5.0976 | 0.11324 | 0.12223 | 0.1117 | 0.11889 | 0.056694 | 0.048167 | 0.049069 | 0.060676 | 26.1293 | 24.1485 | 12.1163 | -6.9411 | 13.0823 | 9.516 | 5.3227 | -3.5423
3 | 15 | 11 | 2038.2792 | 2092.293 | 2136.8478 | 2131.836 | 80 | 63 | 0 | 0 | 0 | 0 | 0 | 0 | 0 | 0 | 0 | 0 | 1789.6607 | 2003.3689 | 2243.3359 | 2444.7198 | 0 | 0 | 0 | 0 | -4.9661 | -64.9499 | -63.301 | -67.0757 | -4.8773 | -27.2207 | -29.5982 | -35.259 | 178.4619 | 118.0947 | -13.5889 | -210.5491 | 0.39688 | 0.26972 | 0.26885 | 0 | 70.8276 | 31.8525 | -3.6534 | 0 | 0.11342 | 0.12274 | 0.1116 | 0.1188 | 0.057199 | 0.049031 | 0.051193 | 0.062375 | 20.2408 | 14.4953 | -1.5166 | -25.0127 | 10.2078 | 5.7903 | -0.69566 | -13.133
3 | 15 | 12 | 2064.3901 | 2120.9876 | 2167.3564 | 2162.2461 | 80 | 63 | 0 | 0 | 0 | 0 | 0 | 0 | 0 | 0 | 0 | 0 | 1822.9635 | 2054.9584 | 2312.7715 | 2528.1671 | 0 | 0 | 0 | 0 | -7.0796 | -78.4171 | -80.9096 | -81.7355 | -6.7432 | -29.0612 | -37.4036 | -40 | 175.2494 | 110.5075 | -27.1019 | -244.1855 | 0.3979 | 0.26972 | 0.26972 | 0 | 69.7311 | 29.806 | -7.3099 | 0 | 0.11404 | 0.12316 | 0.11112 | 0.11887 | 0.058126 | 0.049662 | 0.051671 | 0.062858 | 19.9854 | 13.6106 | -3.0115 | -29.0262 | 10.1865 | 5.4881 | -1.4004 | -15.3491
3 | 15 | 13 | 2100.6527 | 2163.3404 | 2215.9369 | 2214.8988 | 80 | 63 | 0 | 0 | 0 | 0 | 0 | 0 | 0 | 0 | 0 | 0 | 1822.6336 | 2057.508 | 2315.3469 | 2531.3358 | 0 | 0 | 0 | 0 | -4.1704 | -80.0891 | -81.8611 | -87.6129 | -5.7844 | -30.3489 | -37.734 | -40 | 207.974 | 153.2703 | 20.1851 | -188.8242 | 0.39853 | 0.26972 | 0.26972 | 0 | 82.8833 | 41.34 | 5.4443 | 0 | 0.11453 | 0.11914 | 0.11147 | 0.11885 | 0.058479 | 0.050049 | 0.052659 | 0.06269 | 23.8196 | 18.2599 | 2.2501 | -22.4413 | 12.1622 | 7.671 | 1.0629 | -11.8375
3 | 15 | 14 | 2116.908 | 2183.0686 | 2239.562 | 2241.607 | 80 | 63 | 0 | 0 | 0 | 0 | 0 | 0 | 0 | 0 | 0 | 0 | 1801.1726 | 2030.325 | 2279.8671 | 2489.5292 | 0 | 0 | 0 | 0 | -6.2424 | -80.1049 | -79.968 | -56.8665 | -6.0523 | -24.7948 | -37.5062 | -40 | 248.0301 | 194.6432 | 77.1692 | -151.0557 | 0.39819 | 0.26972 | 0.26972 | 0 | 98.7621 | 52.4991 | 20.814 | 0 | 0.11436 | 0.11904 | 0.11163 | 0.11868 | 0.058011 | 0.049569 | 0.050376 | 0.061597 | 28.3648 | 23.1713 | 8.6144 | -17.9279 | 14.3884 | 9.6482 | 3.8875 | -9.3046
3 | 15 | 15 | 2109.4291 | 2178.4611 | 2238.1671 | 2242.9745 | 80 | 63 | 0 | 0 | 0 | 0 | 0 | 0 | 0 | 0 | 0 | 0 | 1696.3518 | 1904.2299 | 2131 | 2322.6286 | 0 | 0 | 0 | 0 | -5.7031 | -53.5326 | -45.2438 | -35.0429 | -6.0683 | -15.6918 | -32.8839 | -32.836 | 344.8488 | 280.4556 | 185.2947 | -11.7751 | 0.40065 | 0.26972 | 0.26972 | 0 | 138.1631 | 75.6444 | 49.9775 | 0 | 0.11613 | 0.12037 | 0.11242 | 0.12027 | 0.058436 | 0.049196 | 0.048333 | 0.059267 | 40.0457 | 33.7586 | 20.8306 | -1.4162 | 20.1515 | 13.7974 | 8.9558 | -0.69787
3 | 15 | 16 | 2096.4235 | 2173.106 | 2241.6385 | 2254.2786 | 80 | 63 | 0 | 0 | 0 | 0 | 0 | 0 | 0 | 0 | 0 | 0 | 1472.8775 | 1635.5079 | 1815.7628 | 1970.0883 | 0 | 0 | 0 | 0 | -4.2561 | -14.0059 | -12.3274 | -4.5114 | -5.0135 | -11.3207 | -12.9883 | -17.0329 | 552.8156 | 499.9246 | 451.1914 | 305.7346 | 0.40929 | 0.26149 | 0.26306 | 0.18532 | 226.2631 | 130.7232 | 118.6906 | 56.6585 | 0.11389 | 0.12093 | 0.11245 | 0.12241 | 0.055254 | 0.048565 | 0.047858 | 0.057989 | 62.9586 | 60.4548 | 50.7356 | 37.4264 | 30.5454 | 24.2788 | 21.5931 | 17.7294
3 | 15 | 17 | 2072.8434 | 2157.9359 | 2236.1004 | 2257.3116 | 80 | 63 | 0 | 0 | 0 | 0 | 0 | 0 | 0 | 0 | 0 | 0 | 1001.535 | 1091.0064 | 1198.1443 | 1292.9494 | 0 | 0 | 0 | 0 | -4.2588 | -2.2311 | 2.7569 | 3.1611 | 0.91283 | -4.4182 | -5.7056 | -3.1536 | 994.6544 | 1010.5789 | 1040.9047 | 964.3547 | 0.40752 | 0.28291 | 0.38057 | 0.3842 | 405.338 | 285.9046 | 396.1395 | 370.5039 | 0.1097 | 0.12042 | 0.11063 | 0.1167 | 0.050779 | 0.047537 | 0.043748 | 0.045603 | 109.1147 | 121.6894 | 115.1532 | 112.5397 | 50.5078 | 48.0399 | 45.5378 | 43.9776
3 | 15 | 18 | 2045.3157 | 2136.2129 | 2221.1725 | 2248.7143 | 80 | 63 | 0 | 0 | 0 | 0 | 0 | 0 | 0 | 0 | 0 | 0 | 376.2139 | 376.4167 | 399.0592 | 422.7243 | 0 | 0 | 0 | 0 | 8.7331 | -2.9126 | -0.019935 | 23.1056 | 1.7834 | 0.14841 | 1.8834 | 2.9348 | 1578.5854 | 1699.5604 | 1820.2498 | 1799.9496 | 0.40644 | 0.41154 | 0.3922 | 0.38465 | 641.6038 | 699.4367 | 713.9091 | 692.3499 | 0.10706 | 0.11756 | 0.11072 | 0.11593 | 0.048419 | 0.043185 | 0.043655 | 0.043722 | 169.005 | 199.8067 | 201.5447 | 208.672 | 76.4328 | 73.3949 | 79.4629 | 78.698
3 | 15 | 19 | 2166.4136 | 2269.0168 | 2365.9503 | 2400.7564 | 80 | 63 | 0 | 0 | 0 | 0 | 0 | 0 | 0 | 0 | 0 | 0 | 153.6858 | 132.9719 | 149.0546 | 161.0552 | 0 | 0 | 0 | 0 | 19.9721 | 23.896 | -1.4176 | 50.3551 | 11.5758 | 16.4555 | 13.1947 | 35.7543 | 1901.1799 | 2032.6934 | 2205.1185 | 2153.5918 | 0.41784 | 0.42049 | 0.40026 | 0.38866 | 794.396 | 854.7339 | 882.6266 | 837.0156 | 0.10743 | 0.11774 | 0.11086 | 0.11589 | 0.048513 | 0.043707 | 0.044255 | 0.044135 | 204.2462 | 239.3195 | 244.4666 | 249.5717 | 92.2315 | 88.8419 | 97.5875 | 95.0498
3 | 15 | 20 | 2174.0792 | 2278.5723 | 2377.1805 | 2412.759 | 80 | 63 | 0 | 0 | 0 | 0 | 0 | 0 | 0 | 0 | 0 | 0 | 170.7109 | 148.8144 | 167.2369 | 179.2369 | 0 | 0 | 0 | 0 | 9.9021 | 64.8182 | 7.3014 | 34.5259 | 7.7377 | 9.7627 | 12.5108 | 33.8599 | 1905.7285 | 1992.1769 | 2190.1314 | 2165.1363 | 0.41669 | 0.42192 | 0.40093 | 0.38937 | 794.0967 | 840.5476 | 878.0824 | 843.0357 | 0.10701 | 0.11773 | 0.11086 | 0.11588 | 0.048376 | 0.043603 | 0.044165 | 0.043976 | 203.941 | 234.5406 | 242.808 | 250.8951 | 92.1917 | 86.865 | 96.7274 | 95.2148
3 | 15 | 21 | 2046.9482 | 2145.6387 | 2238.4032 | 2271.3156 | 80 | 63 | 0 | 0 | 0 | 0 | 0 | 0 | 0 | 0 | 0 | 0 | 151.2327 | 134.6118 | 148.5709 | 160.6082 | 0 | 0 | 0 | 0 | 3.1762 | 38.2789 | 22.8682 | 57.507 | 4.9258 | 7.526 | 2.5778 | 24.486 | 1807.6135 | 1902.222 | 2064.3864 | 2028.7145 | 0.40725 | 0.41222 | 0.39727 | 0.38658 | 736.1421 | 784.139 | 820.1161 | 784.2522 | 0.10677 | 0.11773 | 0.11083 | 0.11577 | 0.048296 | 0.043355 | 0.043933 | 0.04384 | 193.0012 | 223.9574 | 228.7914 | 234.8673 | 87.3 | 82.4712 | 90.6947 | 88.9384
3 | 15 | 22 | 1869.6573 | 1961.1292 | 2047.231 | 2078.2952 | 80 | 63 | 0 | 0 | 0 | 0 | 0 | 0 | 0 | 0 | 0 | 0 | 128.0795 | 115.5727 | 124.822 | 137.431 | 0 | 0 | 0 | 0 | 8.5891 | 22.3226 | 10.0153 | 24.8122 | 4.7045 | 4.4025 | 6.2392 | 27.9011 | 1648.2843 | 1755.8314 | 1906.1545 | 1888.151 | 0.4092 | 0.40681 | 0.39436 | 0.38072 | 674.4815 | 714.2846 | 751.7146 | 718.8619 | 0.10667 | 0.1175 | 0.11057 | 0.11573 | 0.048211 | 0.043146 | 0.043745 | 0.043756 | 175.8268 | 206.3059 | 210.7617 | 218.5068 | 79.4658 | 75.7574 | 83.384 | 82.6174
3 | 15 | 23 | 1680.6033 | 1763.3956 | 1841.3015 | 1869.4917 | 80 | 63 | 0 | 0 | 0 | 0 | 0 | 0 | 0 | 0 | 0 | 0 | 128.567 | 117.5392 | 126.4366 | 138.6229 | 0 | 0 | 0 | 0 | -1.5935 | 20.6854 | 23.8384 | 24.7053 | -0.027697 | 6.5294 | 15.0068 | 29.7782 | 1473.6575 | 1555.6416 | 1676.0196 | 1676.3853 | 0.41443 | 0.40564 | 0.38939 | 0.37001 | 610.7234 | 631.0261 | 652.6242 | 620.2775 | 0.10699 | 0.11736 | 0.11036 | 0.1156 | 0.048443 | 0.042989 | 0.043597 | 0.043413 | 157.6633 | 182.564 | 184.9697 | 193.7976 | 71.3877 | 66.8748 | 73.069 | 72.7761
3 | 15 | 24 | 1526.1118 | 1596.004 | 1660.5059 | 1680.4963 | 80 | 63 | 0 | 0 | 0 | 0 | 0 | 0 | 0 | 0 | 0 | 0 | 143.4584 | 134.1818 | 143.609 | 156.1815 | 0 | 0 | 0 | 0 | -2.9811 | 21.7057 | 9.7772 | 7.5318 | -0.61607 | 16.1427 | 15.6755 | 22.9455 | 1306.2506 | 1360.9738 | 1491.4441 | 1493.8376 | 0.41271 | 0.40699 | 0.38318 | 0.36432 | 539.1002 | 553.9019 | 571.4937 | 544.2292 | 0.10752 | 0.11724 | 0.11028 | 0.11549 | 0.049011 | 0.042864 | 0.043368 | 0.043305 | 140.4432 | 159.5591 | 164.4793 | 172.524 | 64.0212 | 58.3372 | 64.6815 | 64.6899
3 | 16 | 1 | 1465.6937 | 1525.8356 | 1579.5607 | 1591.4012 | 80 | 63 | 0 | 0 | 0 | 0 | 0 | 0 | 0 | 0 | 0 | 0 | 148.9383 | 142.1788 | 151.1453 | 163.5185 | 0 | 0 | 0 | 0 | -6.1617 | 29.4966 | 42.4916 | 4.4171 | -0.99199 | 8.7154 | 26.0891 | 2.2336 | 1243.9091 | 1282.4448 | 1359.8347 | 1421.2319 | 0.41329 | 0.40425 | 0.37696 | 0.36409 | 514.089 | 518.4265 | 512.598 | 517.4518 | 0.10791 | 0.1172 | 0.11023 | 0.11545 | 0.049406 | 0.042833 | 0.043238 | 0.043239 | 134.2285 | 150.3044 | 149.8891 | 164.0801 | 61.456 | 54.931 | 58.797 | 61.4533
3 | 16 | 2 | 1441.234 | 1494.0328 | 1539.6591 | 1545.1651 | 80 | 63 | 0 | 0 | 0 | 0 | 0 | 0 | 0 | 0 | 0 | 0 | 153.4602 | 145.8922 | 152.5508 | 169.5779 | 0 | 0 | 0 | 0 | -5.3659 | 1.747 | 24.7014 | -3.0033 | -1.4471 | 8.4946 | 23.172 | 1.2763 | 1214.5869 | 1274.899 | 1339.2349 | 1377.3142 | 0.41212 | 0.40593 | 0.37263 | 0.36396 | 500.5559 | 517.5201 | 499.0342 | 501.2837 | 0.10789 | 0.11725 | 0.11017 | 0.11541 | 0.049287 | 0.042823 | 0.043052 | 0.043054 | 131.0418 | 149.4864 | 147.5496 | 158.9496 | 59.8628 | 54.5947 | 57.6563 | 59.2986
3 | 16 | 3 | 1408.8425 | 1453.4684 | 1490.218 | 1489.0095 | 80 | 63 | 0 | 0 | 0 | 0 | 0 | 0 | 0 | 0 | 0 | 0 | 159.205 | 150.7785 | 156.6724 | 176.2571 | 0 | 0 | 0 | 0 | -5.3696 | 8.4627 | 19.4409 | -0.98931 | -1.0603 | 7.5053 | 15.2125 | 1.2763 | 1176.0674 | 1223.7219 | 1298.8922 | 1312.4654 | 0.41162 | 0.4062 | 0.3735 | 0.36453 | 484.0897 | 497.0759 | 485.1372 | 478.4299 | 0.10783 | 0.11726 | 0.11011 | 0.11539 | 0.04918 | 0.042852 | 0.042964 | 0.043023 | 126.8163 | 143.4968 | 143.0181 | 151.4432 | 57.8389 | 52.4394 | 55.8059 | 56.4666
3 | 16 | 4 | 1415.7163 | 1455.3201 | 1486.307 | 1480.0393 | 80 | 63 | 0 | 0 | 0 | 0 | 0 | 0 | 0 | 0 | 0 | 0 | 170.6483 | 162.6626 | 168.2933 | 189.7346 | 0 | 0 | 0 | 0 | -5.3629 | 4.0782 | 29.0462 | -1.2643 | -1.1262 | 7.3583 | 12.5179 | 1.2763 | 1171.557 | 1218.221 | 1276.4495 | 1290.2927 | 0.4116 | 0.40613 | 0.376 | 0.36469 | 482.2107 | 494.7591 | 479.9434 | 470.5573 | 0.10763 | 0.1172 | 0.1101 | 0.11538 | 0.048977 | 0.042908 | 0.043007 | 0.043072 | 126.097 | 142.7732 | 140.5394 | 148.873 | 57.3796 | 52.2713 | 54.8968 | 55.5761
3 | 16 | 5 | 1524.7584 | 1564.0011 | 1593.5524 | 1583.6121 | 80 | 63 | 0 | 0 | 0 | 0 | 0 | 0 | 0 | 0 | 0 | 0 | 178.5976 | 171.0591 | 176.8545 | 198.936 | 0 | 0 | 0 | 0 | -4.0921 | 19.6331 | 47.7998 | -4.61 | 0.40494 | 10.1093 | 22.0661 | 1.3995 | 1269.848 | 1300.1996 | 1346.832 | 1387.8865 | 0.41177 | 0.4071 | 0.37726 | 0.36626 | 522.8855 | 529.3115 | 508.1009 | 508.3213 | 0.1074 | 0.11724 | 0.11008 | 0.11537 | 0.048799 | 0.042983 | 0.043099 | 0.043163 | 136.3757 | 152.4345 | 148.2629 | 160.1269 | 61.9676 | 55.8861 | 58.0467 | 59.9059
3 | 16 | 6 | 1721.6218 | 1765.8109 | 1799.3593 | 1788.6843 | 80 | 63 | 0 | 0 | 0 | 0 | 0 | 0 | 0 | 0 | 0 | 0 | 192.5446 | 184.7421 | 191.7101 | 213.9806 | 0 | 0 | 0 | 0 | 5.0785 | 63.8009 | 50.2852 | 31.7866 | 2.2568 | 18.0759 | 8.2526 | 16.7696 | 1441.742 | 1436.1921 | 1549.1114 | 1526.1474 | 0.41056 | 0.40853 | 0.38849 | 0.36647 | 591.9288 | 586.7242 | 601.8085 | 559.2887 | 0.10721 | 0.11731 | 0.11004 | 0.11535 | 0.048667 | 0.043216 | 0.043478 | 0.043497 | 154.5657 | 168.4734 | 170.4699 | 176.0339 | 70.1655 | 62.0658 | 67.3518 | 66.3826
3 | 16 | 7 | 1866.9446 | 1912.8959 | 1947.9424 | 1936.3181 | 80 | 63 | 0 | 0 | 0 | 0 | 0 | 0 | 0 | 0 | 0 | 0 | 624.3359 | 612.6941 | 622.0251 | 645.901 | 0 | 0 | 0 | 0 | 7.3022 | 16.7827 | 8.4769 | 13.0101 | 1.3205 | 10.3844 | 8.5284 | 9.0064 | 1153.9859 | 1210.0347 | 1308.9121 | 1268.4005 | 0.41103 | 0.41035 | 0.39423 | 0.37873 | 474.318 | 496.5352 | 516.0167 | 480.3826 | 0.10735 | 0.11743 | 0.11016 | 0.11566 | 0.048782 | 0.043226 | 0.043175 | 0.043557 | 123.8767 | 142.0941 | 144.1914 | 146.7042 | 56.2936 | 52.3049 | 56.5123 | 55.2476
3 | 16 | 8 | 1906.1029 | 1952.2464 | 1988.8598 | 1979.7589 | 80 | 63 | 0 | 0 | 0 | 0 | 0 | 0 | 0 | 0 | 0 | 0 | 1170.8981 | 1219.5519 | 1284.5976 | 1350.4882 | 0 | 0 | 0 | 0 | -5.0094 | -10.1346 | 6.4378 | 16.408 | 0.95673 | -2.812 | -7.7374 | -9.2086 | 659.2575 | 682.6411 | 705.5617 | 622.0713 | 0.409 | 0.28561 | 0.40476 | 0.39541 | 269.6378 | 194.9706 | 285.5845 | 245.9728 | 0.11032 | 0.11878 | 0.11154 | 0.11933 | 0.051571 | 0.045686 | 0.045845 | 0.051303 | 72.7267 | 81.0822 | 78.6986 | 74.23 | 33.9983 | 31.1874 | 32.3464 | 31.914
3 | 16 | 9 | 1973.6896 | 2024.7557 | 2067.9648 | 2064.9455 | 80 | 63 | 0 | 0 | 0 | 0 | 0 | 0 | 0 | 0 | 0 | 0 | 1481.4787 | 1616.3714 | 1752.8483 | 1875.9444 | 0 | 0 | 0 | 0 | -2.6499 | -25.6172 | -21.6143 | -30.0854 | -4.2699 | -12.6212 | -9.0623 | -16.0249 | 419.1307 | 383.6228 | 345.7932 | 235.1115 | 0.40919 | 0.27247 | 0.26264 | 0.26837 | 171.5049 | 104.5276 | 90.8205 | 63.0964 | 0.11356 | 0.11896 | 0.11214 | 0.12116 | 0.055623 | 0.047569 | 0.048079 | 0.059568 | 47.597 | 45.634 | 38.7782 | 28.4859 | 23.3135 | 18.2485 | 16.6254 | 14.0051
3 | 16 | 10 | 2042.8231 | 2096.8793 | 2142.6261 | 2139.9653 | 80 | 63 | 0 | 0 | 0 | 0 | 0 | 0 | 0 | 0 | 0 | 0 | 1666.7758 | 1860.4478 | 2053.5722 | 2221.9342 | 0 | 0 | 0 | 0 | -5.0196 | -69.1829 | -62.6759 | -65.1752 | -4.1119 | -15.47 | -28.0828 | -33.9128 | 305.1789 | 258.0843 | 179.8126 | 17.1191 | 0.40293 | 0.26868 | 0.26582 | 0.087318 | 122.9646 | 69.3411 | 47.7975 | 1.4948 | 0.11324 | 0.12223 | 0.1117 | 0.11889 | 0.056694 | 0.048167 | 0.049069 | 0.060676 | 34.5571 | 31.5458 | 20.0845 | 2.0353 | 17.3019 | 12.431 | 8.8232 | 1.0387
3 | 16 | 11 | 2075.5701 | 2131.7686 | 2178.4467 | 2174.4008 | 80 | 63 | 0 | 0 | 0 | 0 | 0 | 0 | 0 | 0 | 0 | 0 | 1755.2774 | 1985.5044 | 2213.0541 | 2409.9128 | 0 | 0 | 0 | 0 | -4.9661 | -64.9499 | -63.301 | -67.0757 | -4.8773 | -27.2207 | -29.5982 | -35.259 | 250.136 | 175.4348 | 58.2918 | -133.1773 | 0.39688 | 0.26972 | 0.26885 | 0 | 99.2734 | 47.3182 | 15.672 | 0 | 0.11342 | 0.12274 | 0.1116 | 0.1188 | 0.057199 | 0.049031 | 0.051193 | 0.062375 | 28.3699 | 21.5333 | 6.5056 | -15.8212 | 14.3075 | 8.6018 | 2.9841 | -8.3069
3 | 16 | 12 | 2117.213 | 2176.9051 | 2226.2817 | 2222.5396 | 80 | 63 | 0 | 0 | 0 | 0 | 0 | 0 | 0 | 0 | 0 | 0 | 1738.15 | 1981.6475 | 2224.0245 | 2433.8253 | 0 | 0 | 0 | 0 | -7.0796 | -78.4171 | -80.9096 | -81.7355 | -6.7432 | -29.0612 | -37.4036 | -40 | 312.8858 | 239.7359 | 120.5704 | -89.5503 | 0.3979 | 0.26972 | 0.26972 | 0 | 124.4961 | 64.6615 | 32.5201 | 0 | 0.11404 | 0.12316 | 0.11112 | 0.11887 | 0.058126 | 0.049662 | 0.051671 | 0.062858 | 35.6813 | 29.5269 | 13.3977 | -10.6448 | 18.1867 | 11.9059 | 6.23 | -5.629
3 | 16 | 13 | 2157.8833 | 2223.9238 | 2279.7791 | 2280.2234 | 80 | 63 | 0 | 0 | 0 | 0 | 0 | 0 | 0 | 0 | 0 | 0 | 1760.4886 | 2002.6738 | 2248.3133 | 2460.87 | 0 | 0 | 0 | 0 | -4.1704 | -80.0891 | -81.8611 | -87.6129 | -5.7844 | -30.3489 | -37.734 | -40 | 327.3495 | 268.6881 | 151.0609 | -53.0337 | 0.39853 | 0.26972 | 0.26972 | 0 | 130.4576 | 72.4704 | 40.744 | 0 | 0.11453 | 0.11914 | 0.11147 | 0.11885 | 0.058479 | 0.050049 | 0.052659 | 0.06269 | 37.4919 | 32.0102 | 16.8389 | -6.3029 | 19.1432 | 13.4475 | 7.9548 | -3.3247
3 | 16 | 14 | 2178.2665 | 2248.0217 | 2308.009 | 2311.6433 | 80 | 63 | 0 | 0 | 0 | 0 | 0 | 0 | 0 | 0 | 0 | 0 | 1718.9682 | 1951.5654 | 2189.3048 | 2395.4113 | 0 | 0 | 0 | 0 | -6.2424 | -80.1049 | -79.968 | -56.8665 | -6.0523 | -24.7948 | -37.5062 | -40 | 391.593 | 338.3559 | 236.1785 | 13.0985 | 0.39819 | 0.26972 | 0.26972 | 0 | 155.9269 | 91.2612 | 63.7018 | 0 | 0.11436 | 0.11904 | 0.11163 | 0.11868 | 0.058011 | 0.049569 | 0.050376 | 0.061597 | 44.7828 | 40.2795 | 26.3645 | 1.5546 | 22.7166 | 16.7718 | 11.8977 | 0.80683
3 | 16 | 15 | 2168.6187 | 2241.1184 | 2304.1946 | 2310.5352 | 80 | 63 | 0 | 0 | 0 | 0 | 0 | 0 | 0 | 0 | 0 | 0 | 1595.2803 | 1801.995 | 2015.1492 | 2201.1826 | 0 | 0 | 0 | 0 | -5.7031 | -53.5326 | -45.2438 | -35.0429 | -6.0683 | -15.6918 | -32.8839 | -32.836 | 505.1098 | 445.3477 | 367.1731 | 177.2314 | 0.40065 | 0.26972 | 0.26972 | 0 | 202.3714 | 120.119 | 99.0335 | 0 | 0.11613 | 0.12037 | 0.11242 | 0.12027 | 0.058436 | 0.049196 | 0.048333 | 0.059267 | 58.6561 | 53.6067 | 41.2771 | 21.316 | 29.5165 | 21.9095 | 17.7465 | 10.5039
3 | 16 | 16 | 2144.4888 | 2223.9873 | 2295.2566 | 2309.1417 | 80 | 63 | 0 | 0 | 0 | 0 | 0 | 0 | 0 | 0 | 0 | 0 | 1365.6231 | 1527.3326 | 1697.066 | 1847.6479 | 0 | 0 | 0 | 0 | -4.2561 | -14.0059 | -12.3274 | -4.5114 | -5.0135 | -11.3207 | -12.9883 | -17.0329 | 708.1353 | 658.9812 | 623.5063 | 483.0381 | 0.40929 | 0.26149 | 0.26306 | 0.18532 | 289.8342 | 172.3143 | 164.0199 | 89.5163 | 0.11389 | 0.12093 | 0.11245 | 0.12241 | 0.055254 | 0.048565 | 0.047858 | 0.057989 | 80.6475 | 79.6892 | 70.1121 | 59.1309 | 39.1274 | 32.0033 | 29.8397 | 28.0111
3 | 16 | 17 | 2100.4792 | 2187.1908 | 2266.9288 | 2288.8559 | 80 | 63 | 0 | 0 | 0 | 0 | 0 | 0 | 0 | 0 | 0 | 0 | 925.0584 | 1012.9447 | 1111.16 | 1203.3497 | 0 | 0 | 0 | 0 | -4.2588 | -2.2311 | 2.7569 | 3.1611 | 0.91283 | -4.4182 | -5.7056 | -3.1536 | 1098.7667 | 1117.8954 | 1158.7175 | 1085.4987 | 0.40752 | 0.28291 | 0.38057 | 0.3842 | 447.7655 | 316.2657 | 440.9758 | 417.0473 | 0.1097 | 0.12042 | 0.11063 | 0.1167 | 0.050779 | 0.047537 | 0.043748 | 0.045603 | 120.5359 | 134.612 | 128.1866 | 126.6771 | 55.7946 | 53.1415 | 50.6919 | 49.5021
3 | 16 | 18 | 2052.3121 | 2143.6192 | 2228.9772 | 2256.7002 | 80 | 63 | 0 | 0 | 0 | 0 | 0 | 0 | 0 | 0 | 0 | 0 | 297.759 | 296.9486 | 308.9574 | 330.7622 | 0 | 0 | 0 | 0 | 8.7331 | -2.9126 | -0.019935 | 23.1056 | 1.7834 | 0.14841 | 1.8834 | 2.9348 | 1664.0366 | 1786.4348 | 1918.1562 | 1899.8975 | 0.40644 | 0.41154 | 0.3922 | 0.38465 | 676.3348 | 735.189 | 752.3084 | 730.7949 | 0.10706 | 0.11756 | 0.11072 | 0.11593 | 0.048419 | 0.043185 | 0.043655 | 0.043722 | 178.1535 | 210.02 | 212.3853 | 220.2591 | 80.5702 | 77.1465 | 83.737 | 83.068
3 | 16 | 19 | 2135.9093 | 2236.7254 | 2331.9219 | 2365.9379 | 80 | 63 | 0 | 0 | 0 | 0 | 0 | 0 | 0 | 0 | 0 | 0 | 43.1981 | 30.1678 | 30.1687 | 42.1693 | 0 | 0 | 0 | 0 | 19.9721 | 23.896 | -1.4176 | 50.3551 | 11.5758 | 16.4555 | 13.1947 | 35.7543 | 1981.1634 | 2103.206 | 2289.9761 | 2237.6592 | 0.41784 | 0.42049 | 0.40026 | 0.38866 | 827.8166 | 884.384 | 916.5919 | 869.6892 | 0.10743 | 0.11774 | 0.11086 | 0.11589 | 0.048513 | 0.043707 | 0.044255 | 0.044135 | 212.8389 | 247.6214 | 253.8742 | 259.3139 | 96.1117 | 91.9238 | 101.3429 | 98.7601
3 | 16 | 20 | 2139.3771 | 2241.8371 | 2338.4693 | 2373.149 | 80 | 63 | 0 | 0 | 0 | 0 | 0 | 0 | 0 | 0 | 0 | 0 | 42.3884 | 28.8133 | 28.8133 | 40.8133 | 0 | 0 | 0 | 0 | 9.9021 | 64.8182 | 7.3014 | 34.5259 | 7.7377 | 9.7627 | 12.5108 | 33.8599 | 1999.3489 | 2075.4428 | 2289.8438 | 2263.9498 | 0.41669 | 0.42192 | 0.40093 | 0.38937 | 833.1072 | 875.6795 | 918.0598 | 881.5106 | 0.10701 | 0.11773 | 0.11086 | 0.11588 | 0.048376 | 0.043603 | 0.044165 | 0.043976 | 213.9597 | 244.3436 | 253.8626 | 262.3456 | 96.7206 | 90.4956 | 101.1313 | 99.5602
3 | 16 | 21 | 2027.3583 | 2124.9011 | 2216.5501 | 2248.9551 | 80 | 63 | 0 | 0 | 0 | 0 | 0 | 0 | 0 | 0 | 0 | 0 | 43.3821 | 30.4758 | 30.4758 | 42.4758 | 0 | 0 | 0 | 0 | 3.1762 | 38.2789 | 22.8682 | 57.507 | 4.9258 | 7.526 | 2.5778 | 24.486 | 1895.8742 | 1985.6204 | 2160.6284 | 2124.4864 | 0.40725 | 0.41222 | 0.39727 | 0.38658 | 772.0859 | 818.5177 | 858.35 | 821.2753 | 0.10677 | 0.11773 | 0.11083 | 0.11577 | 0.048296 | 0.043355 | 0.043933 | 0.04384 | 202.4249 | 233.7763 | 239.4576 | 245.9549 | 91.5626 | 86.0869 | 94.9229 | 93.137
3 | 16 | 22 | 1883.1604 | 1975.4233 | 2062.294 | 2093.708 | 80 | 63 | 0 | 0 | 0 | 0 | 0 | 0 | 0 | 0 | 0 | 0 | 43.7769 | 31.1363 | 31.1363 | 43.1363 | 0 | 0 | 0 | 0 | 8.5891 | 22.3226 | 10.0153 | 24.8122 | 4.7045 | 4.4025 | 6.2392 | 27.9011 | 1746.0899 | 1854.5619 | 2014.9032 | 1997.8584 | 0.4092 | 0.40681 | 0.39436 | 0.38072 | 714.5038 | 754.4489 | 794.601 | 760.63 | 0.10667 | 0.1175 | 0.11057 | 0.11573 | 0.048211 | 0.043146 | 0.043745 | 0.043756 | 186.26 | 217.9065 | 222.786 | 231.2027 | 84.1812 | 80.0173 | 88.1412 | 87.4177
3 | 16 | 23 | 1710.9677 | 1795.5389 | 1875.1738 | 1904.1505 | 80 | 63 | 0 | 0 | 0 | 0 | 0 | 0 | 0 | 0 | 0 | 0 | 43.1501 | 30.0876 | 30.0876 | 42.0876 | 0 | 0 | 0 | 0 | -1.5935 | 20.6854 | 23.8384 | 24.7053 | -0.027697 | 6.5294 | 15.0068 | 29.7782 | 1589.4388 | 1675.2365 | 1806.2409 | 1807.5793 | 0.41443 | 0.40564 | 0.38939 | 0.37001 | 658.7063 | 679.5382 | 703.3309 | 668.8205 | 0.10699 | 0.11736 | 0.11036 | 0.1156 | 0.048443 | 0.042989 | 0.043597 | 0.043413 | 170.0505 | 196.5992 | 199.3413 | 208.9642 | 76.9965 | 72.016 | 78.7462 | 78.4716
3 | 16 | 24 | 1554.3074 | 1625.8513 | 1691.9587 | 1712.6795 | 80 | 63 | 0 | 0 | 0 | 0 | 0 | 0 | 0 | 0 | 0 | 0 | 45.93 | 34.3198 | 34.3803 | 46.3803 | 0 | 0 | 0 | 0 | -2.9811 | 21.7057 | 9.7772 | 7.5318 | -0.61607 | 16.1427 | 15.6755 | 22.9455 | 1431.9745 | 1490.6831 | 1632.1257 | 1635.8219 | 0.41271 | 0.40699 | 0.38318 | 0.36432 | 590.9875 | 606.6922 | 625.4003 | 595.9564 | 0.10752 | 0.11724 | 0.11028 | 0.11549 | 0.049011 | 0.042864 | 0.043368 | 0.043305 | 153.9606 | 174.7661 | 179.9939 | 188.9219 | 70.1832 | 63.8971 | 70.7826 | 70.8385
3 | 17 | 1 | 1469.052 | 1529.3907 | 1583.3069 | 1595.2344 | 80 | 63 | 0 | 0 | 0 | 0 | 0 | 0 | 0 | 0 | 0 | 0 | 56.8822 | 47.6669 | 48.2166 | 60.2166 | 0 | 0 | 0 | 0 | -6.1617 | 29.4966 | 42.4916 | 4.4171 | -0.99199 | 8.7154 | 26.0891 | 2.2336 | 1339.3235 | 1380.5118 | 1466.5097 | 1528.3671 | 0.41329 | 0.40425 | 0.37696 | 0.36409 | 553.5223 | 558.07 | 552.8097 | 556.4583 | 0.10791 | 0.1172 | 0.11023 | 0.11545 | 0.049406 | 0.042833 | 0.043238 | 0.043239 | 144.5245 | 161.798 | 161.6475 | 176.4487 | 66.17 | 59.1315 | 63.4095 | 66.0858
3 | 17 | 2 | 1416.9565 | 1468.333 | 1512.5769 | 1517.454 | 80 | 63 | 0 | 0 | 0 | 0 | 0 | 0 | 0 | 0 | 0 | 0 | 73.6227 | 68.4611 | 69.0481 | 81.0481 | 0 | 0 | 0 | 0 | -5.3659 | 1.747 | 24.7014 | -3.0033 | -1.4471 | 8.4946 | 23.172 | 1.2763 | 1270.1469 | 1326.6303 | 1395.6553 | 1438.1329 | 0.41212 | 0.40593 | 0.37263 | 0.36396 | 523.4533 | 538.5193 | 520.0579 | 523.4191 | 0.10789 | 0.11725 | 0.11017 | 0.11541 | 0.049287 | 0.042823 | 0.043052 | 0.043054 | 137.0362 | 155.5521 | 153.7657 | 165.9684 | 62.6011 | 56.81 | 60.0853 | 61.9171
3 | 17 | 3 | 1378.9678 | 1421.8435 | 1456.8921 | 1454.9097 | 80 | 63 | 0 | 0 | 0 | 0 | 0 | 0 | 0 | 0 | 0 | 0 | 87.2674 | 86.3911 | 86.4932 | 98.4986 | 0 | 0 | 0 | 0 | -5.3696 | 8.4627 | 19.4409 | -0.98931 | -1.0603 | 7.5053 | 15.2125 | 1.2763 | 1218.1304 | 1256.4844 | 1335.7455 | 1356.1242 | 0.41162 | 0.4062 | 0.3735 | 0.36453 | 501.4036 | 510.3841 | 498.902 | 494.3447 | 0.10783 | 0.11726 | 0.11011 | 0.11539 | 0.04918 | 0.042852 | 0.042964 | 0.043023 | 131.352 | 147.3386 | 147.0759 | 156.4809 | 59.9075 | 53.8434 | 57.3893 | 58.3449
3 | 17 | 4 | 1372.3386 | 1409.4011 | 1437.918 | 1430.5268 | 80 | 63 | 0 | 0 | 0 | 0 | 0 | 0 | 0 | 0 | 0 | 0 | 93.2313 | 93.9605 | 93.9463 | 106.0376 | 0 | 0 | 0 | 0 | -5.3629 | 4.0782 | 29.0462 | -1.2643 | -1.1262 | 7.3583 | 12.5179 | 1.2763 | 1205.5964 | 1241.0041 | 1302.4076 | 1324.4772 | 0.4116 | 0.40613 | 0.376 | 0.36469 | 496.2212 | 504.0121 | 489.7036 | 483.024 | 0.10763 | 0.1172 | 0.1101 | 0.11538 | 0.048977 | 0.042908 | 0.043007 | 0.043072 | 129.7608 | 145.4434 | 143.3974 | 152.8171 | 59.0468 | 53.2488 | 56.0132 | 57.0485
3 | 17 | 5 | 1419.5325 | 1452.6104 | 1476.1702 | 1463.5043 | 80 | 63 | 0 | 0 | 0 | 0 | 0 | 0 | 0 | 0 | 0 | 0 | 72.309 | 67.8974 | 67.87 | 80.0022 | 0 | 0 | 0 | 0 | -4.0921 | 19.6331 | 47.7998 | -4.61 | 0.40494 | 10.1093 | 22.0661 | 1.3995 | 1270.9107 | 1291.9706 | 1338.4342 | 1386.7125 | 0.41177 | 0.4071 | 0.37726 | 0.36626 | 523.3231 | 525.9615 | 504.9328 | 507.8913 | 0.1074 | 0.11724 | 0.11008 | 0.11537 | 0.048799 | 0.042983 | 0.043099 | 0.043163 | 136.4898 | 151.4698 | 147.3385 | 159.9915 | 62.0195 | 55.5324 | 57.6848 | 59.8553
3 | 17 | 6 | 1468.8418 | 1498.2215 | 1517.3765 | 1500.154 | 80 | 63 | 0 | 0 | 0 | 0 | 0 | 0 | 0 | 0 | 0 | 0 | 71.3624 | 64.9968 | 64.7474 | 77.9496 | 0 | 0 | 0 | 0 | 5.0785 | 63.8009 | 50.2852 | 31.7866 | 2.2568 | 18.0759 | 8.2526 | 16.7696 | 1310.1441 | 1288.348 | 1394.0913 | 1373.6482 | 0.41056 | 0.40853 | 0.38849 | 0.36647 | 537.8993 | 526.3258 | 541.5853 | 503.4022 | 0.10721 | 0.11731 | 0.11004 | 0.11535 | 0.048667 | 0.043216 | 0.043478 | 0.043497 | 140.4574 | 151.1305 | 153.4109 | 158.4438 | 63.761 | 55.6766 | 60.6119 | 59.7494
3 | 17 | 7 | 1516.1449 | 1541.5444 | 1556.6162 | 1535.9054 | 80 | 63 | 0 | 0 | 0 | 0 | 0 | 0 | 0 | 0 | 0 | 0 | 430.7179 | 422.7561 | 423.2407 | 438.2871 | 0 | 0 | 0 | 0 | 7.3022 | 16.7827 | 8.4769 | 13.0101 | 1.3205 | 10.3844 | 8.5284 | 9.0064 | 996.8042 | 1028.6212 | 1116.3703 | 1075.6017 | 0.41103 | 0.41035 | 0.39423 | 0.37873 | 409.7123 | 422.0926 | 440.1104 | 407.3637 | 0.10735 | 0.11743 | 0.11016 | 0.11566 | 0.048782 | 0.043226 | 0.043175 | 0.043557 | 107.0037 | 120.7907 | 122.9807 | 124.4049 | 48.626 | 44.4631 | 48.1993 | 46.8499
3 | 17 | 8 | 1603.2985 | 1631.702 | 1651.0736 | 1634.1294 | 80 | 63 | 0 | 0 | 0 | 0 | 0 | 0 | 0 | 0 | 0 | 0 | 893.5264 | 942.7253 | 998.9924 | 1057.673 | 0 | 0 | 0 | 0 | -5.0094 | -10.1346 | 6.4378 | 16.408 | 0.95673 | -2.812 | -7.7374 | -9.2086 | 633.8248 | 638.9233 | 653.3808 | 569.2571 | 0.409 | 0.28561 | 0.40476 | 0.39541 | 259.2357 | 182.4843 | 264.4637 | 225.0895 | 0.11032 | 0.11878 | 0.11154 | 0.11933 | 0.051571 | 0.045686 | 0.045845 | 0.051303 | 69.9211 | 75.8895 | 72.8783 | 67.9278 | 32.6868 | 29.1901 | 29.9542 | 29.2044
3 | 17 | 9 | 1721.3993 | 1757.6848 | 1786.5283 | 1776.9742 | 80 | 63 | 0 | 0 | 0 | 0 | 0 | 0 | 0 | 0 | 0 | 0 | 1227.2858 | 1349.5496 | 1479.106 | 1596.9208 | 0 | 0 | 0 | 0 | -2.6499 | -25.6172 | -21.6143 | -30.0854 | -4.2699 | -12.6212 | -9.0623 | -16.0249 | 421.0333 | 383.3736 | 338.0989 | 226.1637 | 0.40919 | 0.27247 | 0.26264 | 0.26837 | 172.2834 | 104.4597 | 88.7997 | 60.6951 | 0.11356 | 0.11896 | 0.11214 | 0.12116 | 0.055623 | 0.047569 | 0.048079 | 0.059568 | 47.8131 | 45.6043 | 37.9154 | 27.4018 | 23.4193 | 18.2367 | 16.2555 | 13.4721
3 | 17 | 10 | 1780.0382 | 1818.6989 | 1849.4826 | 1840.0151 | 80 | 63 | 0 | 0 | 0 | 0 | 0 | 0 | 0 | 0 | 0 | 0 | 1353.3854 | 1530.5072 | 1714.1945 | 1876.1692 | 0 | 0 | 0 | 0 | -5.0196 | -69.1829 | -62.6759 | -65.1752 | -4.1119 | -15.47 | -28.0828 | -33.9128 | 355.7843 | 309.8446 | 226.0469 | 62.9339 | 0.40293 | 0.26868 | 0.26582 | 0.087318 | 143.3549 | 83.2478 | 60.0874 | 5.4952 | 0.11324 | 0.12223 | 0.1117 | 0.11889 | 0.056694 | 0.048167 | 0.049069 | 0.060676 | 40.2875 | 37.8724 | 25.2487 | 7.4824 | 20.1709 | 14.9241 | 11.0918 | 3.8186
3 | 17 | 11 | 1802.9202 | 1843.1453 | 1874.2987 | 1863.1905 | 80 | 63 | 0 | 0 | 0 | 0 | 0 | 0 | 0 | 0 | 0 | 0 | 1389.9415 | 1598.4022 | 1813.4866 | 2001.1039 | 0 | 0 | 0 | 0 | -4.9661 | -64.9499 | -63.301 | -67.0757 | -4.8773 | -27.2207 | -29.5982 | -35.259 | 342.8221 | 273.9137 | 153.7113 | -35.5786 | 0.39688 | 0.26972 | 0.26885 | 0 | 136.0585 | 73.8799 | 41.3261 | 0 | 0.11342 | 0.12274 | 0.1116 | 0.1188 | 0.057199 | 0.049031 | 0.051193 | 0.062375 | 38.8822 | 33.6209 | 17.1548 | -4.2267 | 19.6091 | 13.4304 | 7.8689 | -2.2192
3 | 17 | 12 | 1817.2771 | 1859.3973 | 1891.6954 | 1880.1843 | 80 | 63 | 0 | 0 | 0 | 0 | 0 | 0 | 0 | 0 | 0 | 0 | 1500.1556 | 1725.6199 | 1958.6506 | 2161.4306 | 0 | 0 | 0 | 0 | -7.0796 | -78.4171 | -80.9096 | -81.7355 | -6.7432 | -29.0612 | -37.4036 | -40 | 250.9443 | 178.2557 | 51.358 | -159.5108 | 0.3979 | 0.26972 | 0.26972 | 0 | 99.8499 | 48.0791 | 13.8522 | 0 | 0.11404 | 0.12316 | 0.11112 | 0.11887 | 0.058126 | 0.049662 | 0.051671 | 0.062858 | 28.6176 | 21.9547 | 5.7069 | -18.9609 | 14.5863 | 8.8526 | 2.6537 | -10.0266
3 | 17 | 13 | 1817.2983 | 1863.3855 | 1899.8477 | 1891.4701 | 80 | 63 | 0 | 0 | 0 | 0 | 0 | 0 | 0 | 0 | 0 | 0 | 1708.8081 | 1937.9994 | 2176.9443 | 2391.2441 | 0 | 0 | 0 | 0 | -4.1704 | -80.0891 | -81.8611 | -87.6129 | -5.7844 | -30.3489 | -37.734 | -40 | 38.4451 | -27.176 | -157.5015 | -372.1611 | 0.39853 | 0.26972 | 0.26972 | 0 | 15.3214 | -7.3299 | -42.4811 | 0 | 0.11453 | 0.11914 | 0.11147 | 0.11885 | 0.058479 | 0.050049 | 0.052659 | 0.06269 | 4.4032 | -3.2376 | -17.5569 | -44.2304 | 2.2482 | -1.3601 | -8.2939 | -23.3309
3 | 17 | 14 | 1818.4414 | 1867.1161 | 1906.6148 | 1900.9288 | 80 | 63 | 0 | 0 | 0 | 0 | 0 | 0 | 0 | 0 | 0 | 0 | 1618.9422 | 1831.6235 | 2056.9516 | 2269.1271 | 0 | 0 | 0 | 0 | -6.2424 | -80.1049 | -79.968 | -56.8665 | -6.0523 | -24.7948 | -37.5062 | -40 | 131.7939 | 77.3922 | -32.8626 | -271.3318 | 0.39819 | 0.26972 | 0.26972 | 0 | 52.4785 | 20.8742 | -8.8637 | 0 | 0.11436 | 0.11904 | 0.11163 | 0.11868 | 0.058011 | 0.049569 | 0.050376 | 0.061597 | 15.072 | 9.2131 | -3.6684 | -32.2028 | 7.6455 | 3.8362 | -1.6555 | -16.7133
3 | 17 | 15 | 1810.4728 | 1861.9902 | 1904.6735 | 1901.7373 | 80 | 63 | 0 | 0 | 0 | 0 | 0 | 0 | 0 | 0 | 0 | 0 | 1602.073 | 1786.0946 | 1991.2481 | 2191.2018 | 0 | 0 | 0 | 0 | -5.7031 | -53.5326 | -45.2438 | -35.0429 | -6.0683 | -15.6918 | -32.8839 | -32.836 | 140.1712 | 82.12 | -8.447 | -221.5856 | 0.40065 | 0.26972 | 0.26972 | 0 | 56.1593 | 22.1494 | -2.2783 | 0 | 0.11613 | 0.12037 | 0.11242 | 0.12027 | 0.058436 | 0.049196 | 0.048333 | 0.059267 | 16.2774 | 9.8848 | -0.9496 | -26.6506 | 8.191 | 4.04 | -0.40827 | -13.1326
3 | 17 | 16 | 1817.197 | 1877.5208 | 1930.1541 | 1935.5616 | 80 | 63 | 0 | 0 | 0 | 0 | 0 | 0 | 0 | 0 | 0 | 0 | 1599.0209 | 1746.1188 | 1916.0817 | 2087.0744 | 0 | 0 | 0 | 0 | -4.2561 | -14.0059 | -12.3274 | -4.5114 | -5.0135 | -11.3207 | -12.9883 | -17.0329 | 147.4457 | 93.7286 | 39.3881 | -129.9686 | 0.40929 | 0.26149 | 0.26306 | 0.18532 | 60.3484 | 24.5087 | 10.3614 | -24.0857 | 0.11389 | 0.12093 | 0.11245 | 0.12241 | 0.055254 | 0.048565 | 0.047858 | 0.057989 | 16.7922 | 11.3344 | 4.4291 | -15.91 | 8.147 | 4.5519 | 1.885 | -7.5368
3 | 17 | 17 | 1811.8075 | 1881.6071 | 1944.9081 | 1959.3579 | 80 | 63 | 0 | 0 | 0 | 0 | 0 | 0 | 0 | 0 | 0 | 0 | 1305.2579 | 1391.8852 | 1503.0923 | 1621.6527 | 0 | 0 | 0 | 0 | -4.2588 | -2.2311 | 2.7569 | 3.1611 | 0.91283 | -4.4182 | -5.7056 | -3.1536 | 429.8956 | 433.3713 | 444.7645 | 337.6977 | 0.40752 | 0.28291 | 0.38057 | 0.3842 | 175.1895 | 122.6058 | 169.2651 | 129.7431 | 0.1097 | 0.12042 | 0.11063 | 0.1167 | 0.050779 | 0.047537 | 0.043748 | 0.045603 | 47.16 | 52.1846 | 49.2034 | 39.4091 | 21.8298 | 20.6012 | 19.4577 | 15.4001
3 | 17 | 18 | 1815.9736 | 1893.4346 | 1965.3354 | 1986.9367 | 80 | 63 | 0 | 0 | 0 | 0 | 0 | 0 | 0 | 0 | 0 | 0 | 765.5346 | 763.1171 | 801.2497 | 855.0012 | 0 | 0 | 0 | 0 | 8.7331 | -2.9126 | -0.019935 | 23.1056 | 1.7834 | 0.14841 | 1.8834 | 2.9348 | 959.9225 | 1070.0817 | 1162.2222 | 1105.895 | 0.40644 | 0.41154 | 0.3922 | 0.38465 | 390.1531 | 440.3812 | 455.8281 | 425.3821 | 0.10706 | 0.11756 | 0.11072 | 0.11593 | 0.048419 | 0.043185 | 0.043655 | 0.043722 | 102.7703 | 125.8028 | 128.6855 | 128.2088 | 46.478 | 46.2111 | 50.7368 | 48.3523
3 | 17 | 19 | 1943.7181 | 2033.2745 | 2117.5276 | 2146.5654 | 80 | 63 | 0 | 0 | 0 | 0 | 0 | 0 | 0 | 0 | 0 | 0 | 550.3187 | 532.8769 | 565.0835 | 610.1206 | 0 | 0 | 0 | 0 | 19.9721 | 23.896 | -1.4176 | 50.3551 | 11.5758 | 16.4555 | 13.1947 | 35.7543 | 1281.8515 | 1397.046 | 1540.667 | 1450.3354 | 0.41784 | 0.42049 | 0.40026 | 0.38866 | 535.6136 | 587.4485 | 616.6715 | 563.6878 | 0.10743 | 0.11774 | 0.11086 | 0.11589 | 0.048513 | 0.043707 | 0.044255 | 0.044135 | 137.711 | 164.4815 | 170.8033 | 168.0739 | 62.1862 | 61.06 | 68.1822 | 64.0112
3 | 17 | 20 | 1952.5031 | 2044.015 | 2130.0065 | 2159.8458 | 80 | 63 | 0 | 0 | 0 | 0 | 0 | 0 | 0 | 0 | 0 | 0 | 635.7718 | 628.0869 | 660.8527 | 711.0559 | 0 | 0 | 0 | 0 | 9.9021 | 64.8182 | 7.3014 | 34.5259 | 7.7377 | 9.7627 | 12.5108 | 33.8599 | 1219.0915 | 1278.3471 | 1449.3417 | 1380.4041 | 0.41669 | 0.42192 | 0.40093 | 0.38937 | 507.9824 | 539.3656 | 581.0799 | 537.4858 | 0.10701 | 0.11773 | 0.11086 | 0.11588 | 0.048376 | 0.043603 | 0.044165 | 0.043976 | 130.4607 | 150.5008 | 160.6807 | 159.9607 | 58.9749 | 55.7398 | 64.0104 | 60.7051
3 | 17 | 21 | 1857.4156 | 1945.0022 | 2026.9746 | 2054.9778 | 80 | 63 | 0 | 0 | 0 | 0 | 0 | 0 | 0 | 0 | 0 | 0 | 657.1982 | 656.3665 | 689.8282 | 737.2578 | 0 | 0 | 0 | 0 | 3.1762 | 38.2789 | 22.8682 | 57.507 | 4.9258 | 7.526 | 2.5778 | 24.486 | 1112.1155 | 1179.8308 | 1311.7005 | 1235.727 | 0.40725 | 0.41222 | 0.39727 | 0.38658 | 452.9038 | 486.353 | 521.0976 | 477.7023 | 0.10677 | 0.11773 | 0.11083 | 0.11577 | 0.048296 | 0.043355 | 0.043933 | 0.04384 | 118.742 | 138.907 | 145.3729 | 143.0619 | 53.7104 | 51.1518 | 57.6269 | 54.174
3 | 17 | 22 | 1743.6521 | 1827.7418 | 1906.6689 | 1934.4693 | 80 | 63 | 0 | 0 | 0 | 0 | 0 | 0 | 0 | 0 | 0 | 0 | 643.8172 | 643.9089 | 679.3572 | 721.1354 | 0 | 0 | 0 | 0 | 8.5891 | 22.3226 | 10.0153 | 24.8122 | 4.7045 | 4.4025 | 6.2392 | 27.9011 | 1006.5414 | 1094.1078 | 1211.0571 | 1160.6207 | 0.4092 | 0.40681 | 0.39436 | 0.38072 | 411.8789 | 445.0908 | 477.5947 | 441.8746 | 0.10667 | 0.1175 | 0.11057 | 0.11573 | 0.048211 | 0.043146 | 0.043745 | 0.043756 | 107.3704 | 128.555 | 133.9055 | 134.3132 | 48.5266 | 47.2066 | 52.9772 | 50.7838
3 | 17 | 23 | 1616.5862 | 1695.628 | 1769.8887 | 1796.4208 | 80 | 63 | 0 | 0 | 0 | 0 | 0 | 0 | 0 | 0 | 0 | 0 | 649.7157 | 649.4887 | 686.7493 | 727.0332 | 0 | 0 | 0 | 0 | -1.5935 | 20.6854 | 23.8384 | 24.7053 | -0.027697 | 6.5294 | 15.0068 | 29.7782 | 888.4917 | 955.9246 | 1044.2943 | 1014.904 | 0.41443 | 0.40564 | 0.38939 | 0.37001 | 368.2149 | 387.7585 | 406.637 | 375.5236 | 0.10699 | 0.11736 | 0.11036 | 0.1156 | 0.048443 | 0.042989 | 0.043597 | 0.043413 | 95.0577 | 112.1836 | 115.2509 | 117.3274 | 43.0408 | 41.0938 | 45.5278 | 44.0595
3 | 17 | 24 | 1494.4881 | 1562.5275 | 1625.2288 | 1644.4001 | 80 | 63 | 0 | 0 | 0 | 0 | 0 | 0 | 0 | 0 | 0 | 0 | 658.6692 | 655.6502 | 694.0008 | 735.949 | 0 | 0 | 0 | 0 | -2.9811 | 21.7057 | 9.7772 | 7.5318 | -0.61607 | 16.1427 | 15.6755 | 22.9455 | 759.4161 | 806.0289 | 905.7753 | 877.9739 | 0.41271 | 0.40699 | 0.38318 | 0.36432 | 313.4172 | 328.0452 | 347.0763 | 319.8601 | 0.10752 | 0.11724 | 0.11028 | 0.11549 | 0.049011 | 0.042864 | 0.043368 | 0.043305 | 81.6496 | 94.498 | 99.8906 | 101.3976 | 37.2201 | 34.5498 | 39.282 | 38.0202
3 | 18 | 1 | 1415.3196 | 1472.5103 | 1523.367 | 1533.9028 | 80 | 63 | 0 | 0 | 0 | 0 | 0 | 0 | 0 | 0 | 0 | 0 | 661.221 | 657.1684 | 695.3558 | 738.6244 | 0 | 0 | 0 | 0 | -6.1617 | 29.4966 | 42.4916 | 4.4171 | -0.99199 | 8.7154 | 26.0891 | 2.2336 | 681.2523 | 714.1299 | 759.4306 | 788.6276 | 0.41329 | 0.40425 | 0.37696 | 0.36409 | 281.5514 | 288.686 | 286.272 | 287.1289 | 0.10791 | 0.1172 | 0.11023 | 0.11545 | 0.049406 | 0.042833 | 0.043238 | 0.043239 | 73.513 | 83.6971 | 83.709 | 91.0464 | 33.6576 | 30.5884 | 32.8365 | 34.0998
3 | 18 | 2 | 1389.3907 | 1439.1522 | 1481.8265 | 1485.9896 | 80 | 63 | 0 | 0 | 0 | 0 | 0 | 0 | 0 | 0 | 0 | 0 | 664.1909 | 660.5178 | 698.9373 | 742.1805 | 0 | 0 | 0 | 0 | -5.3659 | 1.747 | 24.7014 | -3.0033 | -1.4471 | 8.4946 | 23.172 | 1.2763 | 652.0128 | 705.3928 | 735.0157 | 745.5361 | 0.41212 | 0.40593 | 0.37263 | 0.36396 | 268.7077 | 286.3403 | 273.8862 | 271.3434 | 0.10789 | 0.11725 | 0.11017 | 0.11541 | 0.049287 | 0.042823 | 0.043052 | 0.043054 | 70.3457 | 82.7098 | 80.98 | 86.039 | 32.1354 | 30.2069 | 31.6437 | 32.0982
3 | 18 | 3 | 1346.7144 | 1387.7005 | 1420.9126 | 1418.0947 | 80 | 63 | 0 | 0 | 0 | 0 | 0 | 0 | 0 | 0 | 0 | 0 | 631.8281 | 622.9698 | 661.2369 | 703.3593 | 0 | 0 | 0 | 0 | -5.3696 | 8.4627 | 19.4409 | -0.98931 | -1.0603 | 7.5053 | 15.2125 | 1.2763 | 641.3162 | 685.7627 | 725.0222 | 714.4484 | 0.41162 | 0.4062 | 0.3735 | 0.36453 | 263.9769 | 278.5569 | 270.7964 | 260.4362 | 0.10783 | 0.11726 | 0.11011 | 0.11539 | 0.04918 | 0.042852 | 0.042964 | 0.043023 | 69.1536 | 80.4143 | 79.8305 | 82.439 | 31.5399 | 29.3866 | 31.15 | 30.7379
3 | 18 | 4 | 1337.2166 | 1372.2215 | 1398.7386 | 1390.4376 | 80 | 63 | 0 | 0 | 0 | 0 | 0 | 0 | 0 | 0 | 0 | 0 | 629.5042 | 624.4851 | 662.0235 | 702.4892 | 0 | 0 | 0 | 0 | -5.3629 | 4.0782 | 29.0462 | -1.2643 | -1.1262 | 7.3583 | 12.5179 | 1.2763 | 634.2015 | 673.2999 | 695.151 | 687.9364 | 0.4116 | 0.40613 | 0.376 | 0.36469 | 261.0362 | 273.449 | 261.3759 | 250.8838 | 0.10763 | 0.1172 | 0.1101 | 0.11538 | 0.048977 | 0.042908 | 0.043007 | 0.043072 | 68.2604 | 78.9095 | 76.5374 | 79.3736 | 31.0614 | 28.8899 | 29.8967 | 29.6311
3 | 18 | 5 | 1344.1812 | 1372.8446 | 1392.1139 | 1377.4962 | 80 | 63 | 0 | 0 | 0 | 0 | 0 | 0 | 0 | 0 | 0 | 0 | 590.9326 | 582.7512 | 619.4324 | 657.4998 | 0 | 0 | 0 | 0 | -4.0921 | 19.6331 | 47.7998 | -4.61 | 0.40494 | 10.1093 | 22.0661 | 1.3995 | 676.9358 | 697.351 | 702.8155 | 723.2069 | 0.41177 | 0.4071 | 0.37726 | 0.36626 | 278.742 | 283.8918 | 265.1416 | 264.8786 | 0.1074 | 0.11724 | 0.11008 | 0.11537 | 0.048799 | 0.042983 | 0.043099 | 0.043163 | 72.6997 | 81.757 | 77.3678 | 83.4397 | 33.034 | 29.974 | 30.2904 | 31.2161
3 | 18 | 6 | 1387.8934 | 1412.5307 | 1427.0765 | 1407.7572 | 80 | 63 | 0 | 0 | 0 | 0 | 0 | 0 | 0 | 0 | 0 | 0 | 586.217 | 580.2673 | 617.2363 | 652.1222 | 0 | 0 | 0 | 0 | 5.0785 | 63.8009 | 50.2852 | 31.7866 | 2.2568 | 18.0759 | 8.2526 | 16.7696 | 714.3411 | 687.3867 | 751.3024 | 707.0788 | 0.41056 | 0.40853 | 0.38849 | 0.36647 | 293.2834 | 280.8165 | 291.8707 | 259.1238 | 0.10721 | 0.11731 | 0.11004 | 0.11535 | 0.048667 | 0.043216 | 0.043478 | 0.043497 | 76.5828 | 80.6343 | 82.6761 | 81.5582 | 34.765 | 29.7058 | 32.6649 | 30.7557
3 | 18 | 7 | 1421.7634 | 1441.6335 | 1451.3312 | 1428.1757 | 80 | 63 | 0 | 0 | 0 | 0 | 0 | 0 | 0 | 0 | 0 | 0 | 946.1891 | 942.5917 | 979.1992 | 1009.9498 | 0 | 0 | 0 | 0 | 7.3022 | 16.7827 | 8.4769 | 13.0101 | 1.3205 | 10.3844 | 8.5284 | 9.0064 | 386.9515 | 408.8747 | 455.1267 | 396.2094 | 0.41103 | 0.41035 | 0.39423 | 0.37873 | 159.0471 | 167.7809 | 179.4261 | 150.0568 | 0.10735 | 0.11743 | 0.11016 | 0.11566 | 0.048782 | 0.043226 | 0.043175 | 0.043557 | 41.538 | 48.0141 | 50.1373 | 45.8259 | 18.8762 | 17.674 | 19.6501 | 17.2577
3 | 18 | 8 | 1515.6336 | 1538.9011 | 1553.2811 | 1534.0662 | 80 | 63 | 0 | 0 | 0 | 0 | 0 | 0 | 0 | 0 | 0 | 0 | 1466.1279 | 1518.3427 | 1605.4545 | 1677.5903 | 0 | 0 | 0 | 0 | -5.0094 | -10.1346 | 6.4378 | 16.408 | 0.95673 | -2.812 | -7.7374 | -9.2086 | -26.4416 | -29.495 | -50.8739 | -150.7235 | 0.409 | 0.28561 | 0.40476 | 0.39541 | -10.8147 | -8.4241 | -20.5918 | -59.5975 | 0.11032 | 0.11878 | 0.11154 | 0.11933 | 0.051571 | 0.045686 | 0.045845 | 0.051303 | -2.9169 | -3.5033 | -5.6745 | -17.9854 | -1.3636 | -1.3475 | -2.3323 | -7.7325
3 | 18 | 9 | 1590.9863 | 1619.6314 | 1641.0493 | 1628.1172 | 80 | 63 | 0 | 0 | 0 | 0 | 0 | 0 | 0 | 0 | 0 | 0 | 1789.6381 | 1912.7493 | 2072.3207 | 2205.3361 | 0 | 0 | 0 | 0 | -2.6499 | -25.6172 | -21.6143 | -30.0854 | -4.2699 | -12.6212 | -9.0623 | -16.0249 | -271.7319 | -317.8794 | -400.5948 | -531.1086 | 0.40919 | 0.27247 | 0.26264 | 0.26837 | -111.1905 | -86.6142 | -105.2138 | -142.5326 | 0.11356 | 0.11896 | 0.11214 | 0.12116 | 0.055623 | 0.047569 | 0.048079 | 0.059568 | -30.8582 | -37.8135 | -44.9238 | -64.3486 | -15.1147 | -15.1212 | -19.2602 | -31.637
3 | 18 | 10 | 1644.7277 | 1675.4611 | 1698.5403 | 1685.568 | 80 | 63 | 0 | 0 | 0 | 0 | 0 | 0 | 0 | 0 | 0 | 0 | 2072.2244 | 2257.4662 | 2482.3053 | 2666.9032 | 0 | 0 | 0 | 0 | -5.0196 | -69.1829 | -62.6759 | -65.1752 | -4.1119 | -15.47 | -28.0828 | -33.9128 | -498.3652 | -560.3522 | -693.0063 | -882.2472 | 0.40293 | 0.26868 | 0.26582 | 0.087318 | -200.8045 | -150.5532 | -184.2137 | -77.0357 | 0.11324 | 0.12223 | 0.1117 | 0.11889 | 0.056694 | 0.048167 | 0.049069 | 0.060676 | -56.4327 | -68.4921 | -77.4064 | -104.8935 | -28.2544 | -26.9902 | -34.005 | -53.5311
3 | 18 | 11 | 1672.7871 | 1705.3882 | 1729.1318 | 1714.6529 | 80 | 63 | 0 | 0 | 0 | 0 | 0 | 0 | 0 | 0 | 0 | 0 | 2229.6089 | 2451.1016 | 2717.8678 | 2938.114 | 0 | 0 | 0 | 0 | -4.9661 | -64.9499 | -63.301 | -67.0757 | -4.8773 | -27.2207 | -29.5982 | -35.259 | -626.9784 | -716.5427 | -895.8368 | -1121.1263 | 0.39688 | 0.26972 | 0.26885 | 0 | -248.8338 | -193.2656 | -240.8502 | 0 | 0.11342 | 0.12274 | 0.1116 | 0.1188 | 0.057199 | 0.049031 | 0.051193 | 0.062375 | -71.1107 | -87.9503 | -99.979 | -133.1872 | -35.8625 | -35.1331 | -45.8606 | -69.9304
3 | 18 | 12 | 1678.7483 | 1712.7526 | 1737.1629 | 1722.0636 | 80 | 63 | 0 | 0 | 0 | 0 | 0 | 0 | 0 | 0 | 0 | 0 | 2283.8199 | 2516.6858 | 2802.9742 | 3043.3989 | 0 | 0 | 0 | 0 | -7.0796 | -78.4171 | -80.9096 | -81.7355 | -6.7432 | -29.0612 | -37.4036 | -40 | -671.2488 | -759.4548 | -947.498 | -1199.5998 | 0.3979 | 0.26972 | 0.26972 | 0 | -267.0875 | -204.8398 | -255.558 | 0 | 0.11404 | 0.12316 | 0.11112 | 0.11887 | 0.058126 | 0.049662 | 0.051671 | 0.062858 | -76.5489 | -93.5376 | -105.2853 | -142.5957 | -39.0169 | -37.7164 | -48.9585 | -75.405
3 | 18 | 13 | 1682.6875 | 1720.8884 | 1749.6859 | 1737.8215 | 80 | 63 | 0 | 0 | 0 | 0 | 0 | 0 | 0 | 0 | 0 | 0 | 2311.9594 | 2546.0292 | 2841.5187 | 3090.617 | 0 | 0 | 0 | 0 | -4.1704 | -80.0891 | -81.8611 | -87.6129 | -5.7844 | -30.3489 | -37.734 | -40 | -699.317 | -777.7028 | -972.2378 | -1225.1826 | 0.39853 | 0.26972 | 0.26972 | 0 | -278.6967 | -209.7617 | -262.2308 | 0 | 0.11453 | 0.11914 | 0.11147 | 0.11885 | 0.058479 | 0.050049 | 0.052659 | 0.06269 | -80.0939 | -92.6518 | -108.3763 | -145.61 | -40.8957 | -38.9229 | -51.1974 | -76.8071
3 | 18 | 14 | 1694.1853 | 1735.5803 | 1768.0038 | 1759.0994 | 80 | 63 | 0 | 0 | 0 | 0 | 0 | 0 | 0 | 0 | 0 | 0 | 2318.1997 | 2537.5607 | 2828.2168 | 3072.8352 | 0 | 0 | 0 | 0 | -6.2424 | -80.1049 | -79.968 | -56.8665 | -6.0523 | -24.7948 | -37.5062 | -40 | -691.7197 | -760.0808 | -942.7388 | -1216.8694 | 0.39819 | 0.26972 | 0.26972 | 0 | -275.4332 | -205.0087 | -254.2743 | 0 | 0.11436 | 0.11904 | 0.11163 | 0.11868 | 0.058011 | 0.049569 | 0.050376 | 0.061597 | -79.1054 | -90.4837 | -105.2376 | -144.4233 | -40.1271 | -37.6761 | -47.4911 | -74.9557
3 | 18 | 15 | 1688.3855 | 1732.7503 | 1768.482 | 1762.3835 | 80 | 63 | 0 | 0 | 0 | 0 | 0 | 0 | 0 | 0 | 0 | 0 | 2212.207 | 2398.8519 | 2664.8397 | 2890.3051 | 0 | 0 | 0 | 0 | -5.7031 | -53.5326 | -45.2438 | -35.0429 | -6.0683 | -15.6918 | -32.8839 | -32.836 | -592.0501 | -659.8772 | -818.2301 | -1060.0427 | 0.40065 | 0.26972 | 0.26972 | 0 | -237.2038 | -177.9818 | -220.6921 | 0 | 0.11613 | 0.12037 | 0.11242 | 0.12027 | 0.058436 | 0.049196 | 0.048333 | 0.059267 | -68.7521 | -79.4297 | -91.9844 | -127.4936 | -34.5969 | -32.4635 | -39.5474 | -62.825
3 | 18 | 16 | 1702.246 | 1755.8354 | 1801.9234 | 1804.3534 | 80 | 63 | 0 | 0 | 0 | 0 | 0 | 0 | 0 | 0 | 0 | 0 | 1814.0273 | 1951.1135 | 2170.7964 | 2359.3591 | 0 | 0 | 0 | 0 | -4.2561 | -14.0059 | -12.3274 | -4.5114 | -5.0135 | -11.3207 | -12.9883 | -17.0329 | -182.5117 | -232.9516 | -343.5573 | -533.4615 | 0.40929 | 0.26149 | 0.26306 | 0.18532 | -74.7006 | -60.9135 | -90.3764 | -98.8607 | 0.11389 | 0.12093 | 0.11245 | 0.12241 | 0.055254 | 0.048565 | 0.047858 | 0.057989 | -20.7857 | -28.1703 | -38.6324 | -65.3035 | -10.0845 | -11.3133 | -16.4419 | -30.9351
3 | 18 | 17 | 1727.151 | 1791.991 | 1850.4716 | 1862.7286 | 80 | 63 | 0 | 0 | 0 | 0 | 0 | 0 | 0 | 0 | 0 | 0 | 1262.208 | 1320.6599 | 1463.92 | 1589.911 | 0 | 0 | 0 | 0 | -4.2588 | -2.2311 | 2.7569 | 3.1611 | 0.91283 | -4.4182 | -5.7056 | -3.1536 | 388.289 | 414.9804 | 389.5003 | 272.8101 | 0.40752 | 0.28291 | 0.38057 | 0.3842 | 158.2342 | 117.4028 | 148.233 | 104.8133 | 0.1097 | 0.12042 | 0.11063 | 0.1167 | 0.050779 | 0.047537 | 0.043748 | 0.045603 | 42.5957 | 49.9701 | 43.0896 | 31.8368 | 19.717 | 19.7269 | 17.04 | 12.441
3 | 18 | 18 | 1793.5851 | 1869.7345 | 1940.3604 | 1961.3818 | 80 | 63 | 0 | 0 | 0 | 0 | 0 | 0 | 0 | 0 | 0 | 0 | 774.0623 | 755.1658 | 813.0174 | 871.3368 | 0 | 0 | 0 | 0 | 8.7331 | -2.9126 | -0.019935 | 23.1056 | 1.7834 | 0.14841 | 1.8834 | 2.9348 | 929.0063 | 1054.3328 | 1125.4796 | 1064.0046 | 0.40644 | 0.41154 | 0.3922 | 0.38465 | 377.5874 | 433.8999 | 441.4175 | 409.269 | 0.10706 | 0.11756 | 0.11072 | 0.11593 | 0.048419 | 0.043185 | 0.043655 | 0.043722 | 99.4604 | 123.9513 | 124.6172 | 123.3523 | 44.9811 | 45.531 | 49.1328 | 46.5208
3 | 18 | 19 | 1952.6735 | 2042.7545 | 2127.5176 | 2156.7873 | 80 | 63 | 0 | 0 | 0 | 0 | 0 | 0 | 0 | 0 | 0 | 0 | 692.2227 | 675.5502 | 719.6797 | 767.9124 | 0 | 0 | 0 | 0 | 19.9721 | 23.896 | -1.4176 | 50.3551 | 11.5758 | 16.4555 | 13.1947 | 35.7543 | 1148.9029 | 1263.8528 | 1396.0608 | 1302.7656 | 0.41784 | 0.42049 | 0.40026 | 0.38866 | 480.0618 | 531.4416 | 558.791 | 506.3332 | 0.10743 | 0.11774 | 0.11086 | 0.11589 | 0.048513 | 0.043707 | 0.044255 | 0.044135 | 123.4281 | 148.7999 | 154.7718 | 150.9726 | 55.7365 | 55.2386 | 61.7826 | 57.4982
3 | 18 | 20 | 1982.0979 | 2075.3436 | 2163.0203 | 2193.6261 | 80 | 63 | 0 | 0 | 0 | 0 | 0 | 0 | 0 | 0 | 0 | 0 | 695.4566 | 677.1206 | 721.902 | 770.5423 | 0 | 0 | 0 | 0 | 9.9021 | 64.8182 | 7.3014 | 34.5259 | 7.7377 | 9.7627 | 12.5108 | 33.8599 | 1189.0015 | 1260.6421 | 1421.3061 | 1354.698 | 0.41669 | 0.42192 | 0.40093 | 0.38937 | 495.4442 | 531.8954 | 569.8397 | 527.4767 | 0.10701 | 0.11773 | 0.11086 | 0.11588 | 0.048376 | 0.043603 | 0.044165 | 0.043976 | 127.2406 | 148.4164 | 157.5725 | 156.9819 | 57.5192 | 54.9678 | 62.7722 | 59.5747
3 | 18 | 21 | 1884.7715 | 1973.9608 | 2057.4909 | 2086.2026 | 80 | 63 | 0 | 0 | 0 | 0 | 0 | 0 | 0 | 0 | 0 | 0 | 696.5071 | 682.1855 | 728.7278 | 772.284 | 0 | 0 | 0 | 0 | 3.1762 | 38.2789 | 22.8682 | 57.507 | 4.9258 | 7.526 | 2.5778 | 24.486 | 1100.1624 | 1182.9704 | 1303.3172 | 1231.9257 | 0.40725 | 0.41222 | 0.39727 | 0.38658 | 448.036 | 487.6472 | 517.7671 | 476.2328 | 0.10677 | 0.11773 | 0.11083 | 0.11577 | 0.048296 | 0.043355 | 0.043933 | 0.04384 | 117.4658 | 139.2766 | 144.4438 | 142.6218 | 53.1331 | 51.2879 | 57.2586 | 54.0073
3 | 18 | 22 | 1729.1695 | 1812.4108 | 1890.5132 | 1917.9385 | 80 | 63 | 0 | 0 | 0 | 0 | 0 | 0 | 0 | 0 | 0 | 0 | 674.5702 | 659.1464 | 706.8789 | 746.129 | 0 | 0 | 0 | 0 | 8.5891 | 22.3226 | 10.0153 | 24.8122 | 4.7045 | 4.4025 | 6.2392 | 27.9011 | 961.3058 | 1063.5393 | 1167.3798 | 1119.0962 | 0.4092 | 0.40681 | 0.39436 | 0.38072 | 393.3684 | 432.6553 | 460.3701 | 426.0653 | 0.10667 | 0.1175 | 0.11057 | 0.11573 | 0.048211 | 0.043146 | 0.043745 | 0.043756 | 102.545 | 124.9633 | 129.0761 | 129.5077 | 46.3457 | 45.8877 | 51.0666 | 48.9668
3 | 18 | 23 | 1565.6524 | 1641.7102 | 1713.0707 | 1738.2835 | 80 | 63 | 0 | 0 | 0 | 0 | 0 | 0 | 0 | 0 | 0 | 0 | 669.3743 | 656.2726 | 703.6784 | 741.0917 | 0 | 0 | 0 | 0 | -1.5935 | 20.6854 | 23.8384 | 24.7053 | -0.027697 | 6.5294 | 15.0068 | 29.7782 | 817.8993 | 895.2228 | 970.5472 | 942.7083 | 0.41443 | 0.40564 | 0.38939 | 0.37001 | 338.9595 | 363.1357 | 377.9207 | 348.8105 | 0.10699 | 0.11736 | 0.11036 | 0.1156 | 0.048443 | 0.042989 | 0.043597 | 0.043413 | 87.5052 | 105.0599 | 107.112 | 108.9813 | 39.6211 | 38.4843 | 42.3127 | 40.9253
3 | 18 | 24 | 1423.1248 | 1486.9833 | 1545.6212 | 1562.944 | 80 | 63 | 0 | 0 | 0 | 0 | 0 | 0 | 0 | 0 | 0 | 0 | 662.6634 | 655.4804 | 702.4065 | 735.5104 | 0 | 0 | 0 | 0 | -2.9811 | 21.7057 | 9.7772 | 7.5318 | -0.61607 | 16.1427 | 15.6755 | 22.9455 | 684.0586 | 730.6545 | 817.7619 | 796.9564 | 0.41271 | 0.40699 | 0.38318 | 0.36432 | 282.3165 | 297.3686 | 313.3512 | 290.3441 | 0.10752 | 0.11724 | 0.11028 | 0.11549 | 0.049011 | 0.042864 | 0.043368 | 0.043305 | 73.5474 | 85.6611 | 90.1843 | 92.0409 | 33.5267 | 31.319 | 35.465 | 34.5118
3 | 19 | 1 | 1352.4219 | 1405.9277 | 1453.203 | 1462.1096 | 80 | 63 | 0 | 0 | 0 | 0 | 0 | 0 | 0 | 0 | 0 | 0 | 633.17 | 628.9225 | 675.9982 | 702.4775 | 0 | 0 | 0 | 0 | -6.1617 | 29.4966 | 42.4916 | 4.4171 | -0.99199 | 8.7154 | 26.0891 | 2.2336 | 646.4056 | 675.7932 | 708.6242 | 752.9813 | 0.41329 | 0.40425 | 0.37696 | 0.36409 | 267.1497 | 273.1885 | 267.1202 | 274.1505 | 0.10791 | 0.1172 | 0.11023 | 0.11545 | 0.049406 | 0.042833 | 0.043238 | 0.043239 | 69.7527 | 79.204 | 78.1088 | 86.9311 | 31.936 | 28.9463 | 30.6397 | 32.5585
3 | 19 | 2 | 1337.0576 | 1383.7531 | 1423.4476 | 1426.2551 | 80 | 63 | 0 | 0 | 0 | 0 | 0 | 0 | 0 | 0 | 0 | 0 | 602.6141 | 598.616 | 644.4689 | 668.0994 | 0 | 0 | 0 | 0 | -5.3659 | 1.747 | 24.7014 | -3.0033 | -1.4471 | 8.4946 | 23.172 | 1.2763 | 661.2565 | 711.8955 | 731.1052 | 759.8828 | 0.41212 | 0.40593 | 0.37263 | 0.36396 | 272.5172 | 288.9799 | 272.429 | 276.565 | 0.10789 | 0.11725 | 0.11017 | 0.11541 | 0.049287 | 0.042823 | 0.043052 | 0.043054 | 71.343 | 83.4722 | 80.5492 | 87.6946 | 32.591 | 30.4854 | 31.4753 | 32.7159
3 | 19 | 3 | 1330.5527 | 1370.5919 | 1402.8838 | 1399.6473 | 80 | 63 | 0 | 0 | 0 | 0 | 0 | 0 | 0 | 0 | 0 | 0 | 574.4473 | 569.7601 | 613.1943 | 636.8277 | 0 | 0 | 0 | 0 | -5.3696 | 8.4627 | 19.4409 | -0.98931 | -1.0603 | 7.5053 | 15.2125 | 1.2763 | 682.5353 | 721.8639 | 755.036 | 762.5326 | 0.41162 | 0.4062 | 0.3735 | 0.36453 | 280.9434 | 293.2212 | 282.0065 | 277.9642 | 0.10783 | 0.11726 | 0.11011 | 0.11539 | 0.04918 | 0.042852 | 0.042964 | 0.043023 | 73.5983 | 84.6476 | 83.1353 | 87.9874 | 33.567 | 30.9336 | 32.4395 | 32.8067
3 | 19 | 4 | 1352.3988 | 1388.2932 | 1415.6747 | 1407.767 | 80 | 63 | 0 | 0 | 0 | 0 | 0 | 0 | 0 | 0 | 0 | 0 | 526.7413 | 518.8433 | 561.0779 | 581.5835 | 0 | 0 | 0 | 0 | -5.3629 | 4.0782 | 29.0462 | -1.2643 | -1.1262 | 7.3583 | 12.5179 | 1.2763 | 752.1466 | 795.0134 | 813.0327 | 826.1716 | 0.4116 | 0.40613 | 0.376 | 0.36469 | 309.5821 | 322.8808 | 305.6992 | 301.2968 | 0.10763 | 0.1172 | 0.1101 | 0.11538 | 0.048977 | 0.042908 | 0.043007 | 0.043072 | 80.955 | 93.1741 | 89.5163 | 95.323 | 36.838 | 34.1123 | 34.9664 | 35.5852
3 | 19 | 5 | 1461.9307 | 1497.4926 | 1523.4665 | 1511.8988 | 80 | 63 | 0 | 0 | 0 | 0 | 0 | 0 | 0 | 0 | 0 | 0 | 499.0846 | 492.0124 | 532.735 | 550.8693 | 0 | 0 | 0 | 0 | -4.0921 | 19.6331 | 47.7998 | -4.61 | 0.40494 | 10.1093 | 22.0661 | 1.3995 | 886.5332 | 912.7377 | 920.8656 | 964.2399 | 0.41177 | 0.4071 | 0.37726 | 0.36626 | 365.048 | 371.5757 | 347.4024 | 353.1583 | 0.1074 | 0.11724 | 0.11008 | 0.11537 | 0.048799 | 0.042983 | 0.043099 | 0.043163 | 95.2095 | 107.0088 | 101.3714 | 111.2488 | 43.2622 | 39.2319 | 39.6881 | 41.6199
3 | 19 | 6 | 1688.5289 | 1730.7792 | 1762.4432 | 1750.911 | 80 | 63 | 0 | 0 | 0 | 0 | 0 | 0 | 0 | 0 | 0 | 0 | 485.2419 | 481.6394 | 519.4103 | 536.3936 | 0 | 0 | 0 | 0 | 5.0785 | 63.8009 | 50.2852 | 31.7866 | 2.2568 | 18.0759 | 8.2526 | 16.7696 | 1115.9516 | 1104.263 | 1184.4951 | 1165.9612 | 0.41056 | 0.40853 | 0.38849 | 0.36647 | 458.1706 | 451.122 | 460.16 | 427.2909 | 0.10721 | 0.11731 | 0.11004 | 0.11535 | 0.048667 | 0.043216 | 0.043478 | 0.043497 | 119.6385 | 129.5363 | 130.3462 | 134.4881 | 54.3102 | 47.7213 | 51.4991 | 50.7157
3 | 19 | 7 | 1849.8734 | 1894.8246 | 1928.899 | 1916.8325 | 80 | 63 | 0 | 0 | 0 | 0 | 0 | 0 | 0 | 0 | 0 | 0 | 838.6962 | 838.3826 | 873.0262 | 889.9952 | 0 | 0 | 0 | 0 | 7.3022 | 16.7827 | 8.4769 | 13.0101 | 1.3205 | 10.3844 | 8.5284 | 9.0064 | 922.5544 | 966.2749 | 1038.8675 | 1004.8207 | 0.41103 | 0.41035 | 0.39423 | 0.37873 | 379.1937 | 396.5089 | 409.5562 | 380.5567 | 0.10735 | 0.11743 | 0.11016 | 0.11566 | 0.048782 | 0.043226 | 0.043175 | 0.043557 | 99.0332 | 113.4694 | 114.4429 | 116.2183 | 45.0039 | 41.7681 | 44.8531 | 43.7669
3 | 19 | 8 | 1923.5939 | 1970.7621 | 2008.3714 | 1999.7236 | 80 | 63 | 0 | 0 | 0 | 0 | 0 | 0 | 0 | 0 | 0 | 0 | 1286.1633 | 1344.6543 | 1427.0345 | 1487.5009 | 0 | 0 | 0 | 0 | -5.0094 | -10.1346 | 6.4378 | 16.408 | 0.95673 | -2.812 | -7.7374 | -9.2086 | 561.4833 | 576.0544 | 582.6366 | 505.0233 | 0.409 | 0.28561 | 0.40476 | 0.39541 | 229.6479 | 164.5282 | 235.8291 | 199.6909 | 0.11032 | 0.11878 | 0.11154 | 0.11933 | 0.051571 | 0.045686 | 0.045845 | 0.051303 | 61.9406 | 68.4221 | 64.9875 | 60.263 | 28.9561 | 26.3178 | 26.7109 | 25.9091
3 | 19 | 9 | 1976.2783 | 2027.496 | 2070.8525 | 2067.9003 | 80 | 63 | 0 | 0 | 0 | 0 | 0 | 0 | 0 | 0 | 0 | 0 | 1632.6329 | 1769.396 | 1918.0987 | 2038.6802 | 0 | 0 | 0 | 0 | -2.6499 | -25.6172 | -21.6143 | -30.0854 | -4.2699 | -12.6212 | -9.0623 | -16.0249 | 270.5652 | 233.3384 | 183.4304 | 75.3304 | 0.40919 | 0.27247 | 0.26264 | 0.26837 | 110.7131 | 63.5789 | 48.1769 | 20.2163 | 0.11356 | 0.11896 | 0.11214 | 0.12116 | 0.055623 | 0.047569 | 0.048079 | 0.059568 | 30.7257 | 27.7569 | 20.5704 | 9.127 | 15.0498 | 11.0996 | 8.8192 | 4.4873
3 | 19 | 10 | 2022.9533 | 2075.8454 | 2120.4608 | 2117.2853 | 80 | 63 | 0 | 0 | 0 | 0 | 0 | 0 | 0 | 0 | 0 | 0 | 1858.3482 | 2046.8337 | 2250.1576 | 2418.6173 | 0 | 0 | 0 | 0 | -5.0196 | -69.1829 | -62.6759 | -65.1752 | -4.1119 | -15.47 | -28.0828 | -33.9128 | 93.7367 | 50.6645 | -38.9381 | -202.2439 | 0.40293 | 0.26868 | 0.26582 | 0.087318 | 37.769 | 13.6123 | -10.3505 | -17.6594 | 0.11324 | 0.12223 | 0.1117 | 0.11889 | 0.056694 | 0.048167 | 0.049069 | 0.060676 | 10.6143 | 6.1927 | -4.3493 | -24.0455 | 5.3143 | 2.4403 | -1.9106 | -12.2713
3 | 19 | 11 | 2031.8425 | 2085.4792 | 2129.6675 | 2124.489 | 80 | 63 | 0 | 0 | 0 | 0 | 0 | 0 | 0 | 0 | 0 | 0 | 1911.5202 | 2124.2379 | 2361.0076 | 2558.464 | 0 | 0 | 0 | 0 | -4.9661 | -64.9499 | -63.301 | -67.0757 | -4.8773 | -27.2207 | -29.5982 | -35.259 | 50.1658 | -9.588 | -138.4409 | -331.6402 | 0.39688 | 0.26972 | 0.26885 | 0 | 19.9097 | -2.5861 | -37.2205 | 0 | 0.11342 | 0.12274 | 0.1116 | 0.1188 | 0.057199 | 0.049031 | 0.051193 | 0.062375 | 5.6897 | -1.1769 | -15.4506 | -39.3981 | 2.8694 | -0.47011 | -7.0872 | -20.6861
3 | 19 | 12 | 2042.4914 | 2097.8059 | 2142.9278 | 2137.2502 | 80 | 63 | 0 | 0 | 0 | 0 | 0 | 0 | 0 | 0 | 0 | 0 | 1942.777 | 2156.9256 | 2405.6377 | 2611.5493 | 0 | 0 | 0 | 0 | -7.0796 | -78.4171 | -80.9096 | -81.7355 | -6.7432 | -29.0612 | -37.4036 | -40 | 33.5371 | -14.6414 | -144.3968 | -352.5636 | 0.3979 | 0.26972 | 0.26972 | 0 | 13.3443 | -3.9491 | -38.9465 | 0 | 0.11404 | 0.12316 | 0.11112 | 0.11887 | 0.058126 | 0.049662 | 0.051671 | 0.062858 | 3.8246 | -1.8033 | -16.0453 | -41.909 | 1.9494 | -0.72713 | -7.4612 | -22.1616
3 | 19 | 13 | 2041.3232 | 2100.535 | 2149.7533 | 2147.1784 | 80 | 63 | 0 | 0 | 0 | 0 | 0 | 0 | 0 | 0 | 0 | 0 | 2042.0905 | 2251.3489 | 2513.3067 | 2723.4243 | 0 | 0 | 0 | 0 | -4.1704 | -80.0891 | -81.8611 | -87.6129 | -5.7844 | -30.3489 | -37.734 | -40 | -70.8124 | -103.376 | -243.9583 | -448.633 | 0.39853 | 0.26972 | 0.26972 | 0 | -28.2207 | -27.8825 | -65.8001 | 0 | 0.11453 | 0.11914 | 0.11147 | 0.11885 | 0.058479 | 0.050049 | 0.052659 | 0.06269 | -8.1103 | -12.3157 | -27.1943 | -53.319 | -4.1411 | -5.1738 | -12.8467 | -28.125
3 | 19 | 14 | 2035.8197 | 2097.2296 | 2149.1059 | 2149.0505 | 80 | 63 | 0 | 0 | 0 | 0 | 0 | 0 | 0 | 0 | 0 | 0 | 2141.6595 | 2338.8227 | 2607.7892 | 2819.7264 | 0 | 0 | 0 | 0 | -6.2424 | -80.1049 | -79.968 | -56.8665 | -6.0523 | -24.7948 | -37.5062 | -40 | -173.5451 | -199.6935 | -341.2091 | -573.8094 | 0.39819 | 0.26972 | 0.26972 | 0 | -69.1032 | -53.8612 | -92.0305 | 0 | 0.11436 | 0.11904 | 0.11163 | 0.11868 | 0.058011 | 0.049569 | 0.050376 | 0.061597 | -19.8467 | -23.7725 | -38.089 | -68.1022 | -10.0675 | -9.8985 | -17.1886 | -35.345
3 | 19 | 15 | 2013.9982 | 2077.4393 | 2131.7114 | 2134.0469 | 80 | 63 | 0 | 0 | 0 | 0 | 0 | 0 | 0 | 0 | 0 | 0 | 2126.4061 | 2292.0109 | 2540.5928 | 2738.8278 | 0 | 0 | 0 | 0 | -5.7031 | -53.5326 | -45.2438 | -35.0429 | -6.0683 | -15.6918 | -32.8839 | -32.836 | -180.6365 | -208.3473 | -330.7538 | -536.902 | 0.40065 | 0.26972 | 0.26972 | 0 | -72.3717 | -56.1953 | -89.2105 | 0 | 0.11613 | 0.12037 | 0.11242 | 0.12027 | 0.058436 | 0.049196 | 0.048333 | 0.059267 | -20.9765 | -25.0788 | -37.1829 | -64.5743 | -10.5556 | -10.2499 | -15.9863 | -31.8203
3 | 19 | 16 | 1993.8562 | 2064.5298 | 2127.222 | 2137.2054 | 80 | 63 | 0 | 0 | 0 | 0 | 0 | 0 | 0 | 0 | 0 | 0 | 1966.7395 | 2091.7842 | 2303.6864 | 2475.0238 | 0 | 0 | 0 | 0 | -4.2561 | -14.0059 | -12.3274 | -4.5114 | -5.0135 | -11.3207 | -12.9883 | -17.0329 | -43.6137 | -64.9279 | -151.1487 | -316.2742 | 0.40929 | 0.26149 | 0.26306 | 0.18532 | -17.8508 | -16.9777 | -39.7612 | -58.6117 | 0.11389 | 0.12093 | 0.11245 | 0.12241 | 0.055254 | 0.048565 | 0.047858 | 0.057989 | -4.967 | -7.8516 | -16.9964 | -38.7166 | -2.4098 | -3.1532 | -7.2337 | -18.3405
3 | 19 | 17 | 1968.527 | 2047.5081 | 2119.7327 | 2138.242 | 80 | 63 | 0 | 0 | 0 | 0 | 0 | 0 | 0 | 0 | 0 | 0 | 1533.9644 | 1588.5249 | 1727.5942 | 1841.4532 | 0 | 0 | 0 | 0 | -4.2588 | -2.2311 | 2.7569 | 3.1611 | 0.91283 | -4.4182 | -5.7056 | -3.1536 | 357.9086 | 402.6325 | 395.0872 | 296.7812 | 0.40752 | 0.28291 | 0.38057 | 0.3842 | 145.8536 | 113.9095 | 150.3593 | 114.023 | 0.1097 | 0.12042 | 0.11063 | 0.1167 | 0.050779 | 0.047537 | 0.043748 | 0.045603 | 39.263 | 48.4832 | 43.7077 | 34.6342 | 18.1743 | 19.14 | 17.2844 | 13.5341
3 | 19 | 18 | 1995.7112 | 2083.7023 | 2165.8374 | 2192.0943 | 80 | 63 | 0 | 0 | 0 | 0 | 0 | 0 | 0 | 0 | 0 | 0 | 847.8616 | 825.7628 | 881.3884 | 929.8416 | 0 | 0 | 0 | 0 | 8.7331 | -2.9126 | -0.019935 | 23.1056 | 1.7834 | 0.14841 | 1.8834 | 2.9348 | 1057.3332 | 1197.7037 | 1282.5855 | 1236.2123 | 0.40644 | 0.41154 | 0.3922 | 0.38465 | 429.7449 | 492.9027 | 503.035 | 475.5086 | 0.10706 | 0.11756 | 0.11072 | 0.11593 | 0.048419 | 0.043185 | 0.043655 | 0.043722 | 113.1992 | 140.8066 | 142.0125 | 143.3167 | 51.1945 | 51.7224 | 55.9912 | 54.0501
3 | 19 | 19 | 2146.4739 | 2247.9089 | 2343.707 | 2377.9966 | 80 | 63 | 0 | 0 | 0 | 0 | 0 | 0 | 0 | 0 | 0 | 0 | 524.9892 | 498.1742 | 538.7344 | 574.6945 | 0 | 0 | 0 | 0 | 19.9721 | 23.896 | -1.4176 | 50.3551 | 11.5758 | 16.4555 | 13.1947 | 35.7543 | 1509.9368 | 1646.3831 | 1793.1954 | 1717.1928 | 0.41784 | 0.42049 | 0.40026 | 0.38866 | 630.9176 | 692.293 | 717.7491 | 667.4046 | 0.10743 | 0.11774 | 0.11086 | 0.11589 | 0.048513 | 0.043707 | 0.044255 | 0.044135 | 162.2145 | 193.8372 | 198.7994 | 198.999 | 73.2512 | 71.9577 | 79.3578 | 75.7891
3 | 19 | 20 | 2136.3686 | 2238.6524 | 2335.1133 | 2369.715 | 80 | 63 | 0 | 0 | 0 | 0 | 0 | 0 | 0 | 0 | 0 | 0 | 540.916 | 515.9685 | 555.5474 | 593.758 | 0 | 0 | 0 | 0 | 9.9021 | 64.8182 | 7.3014 | 34.5259 | 7.7377 | 9.7627 | 12.5108 | 33.8599 | 1497.8128 | 1585.103 | 1759.7538 | 1707.5713 | 0.41669 | 0.42192 | 0.40093 | 0.38937 | 624.1225 | 668.7933 | 705.5325 | 664.8744 | 0.10701 | 0.11773 | 0.11086 | 0.11588 | 0.048376 | 0.043603 | 0.044165 | 0.043976 | 160.288 | 186.6155 | 195.0944 | 197.8727 | 72.4583 | 69.1153 | 77.7198 | 75.0927
3 | 19 | 21 | 2015.8842 | 2112.7548 | 2203.7504 | 2235.8583 | 80 | 63 | 0 | 0 | 0 | 0 | 0 | 0 | 0 | 0 | 0 | 0 | 600.4169 | 586.5285 | 624.4834 | 666.4398 | 0 | 0 | 0 | 0 | 3.1762 | 38.2789 | 22.8682 | 57.507 | 4.9258 | 7.526 | 2.5778 | 24.486 | 1327.3653 | 1417.4214 | 1553.8211 | 1487.4255 | 0.40725 | 0.41222 | 0.39727 | 0.38658 | 540.5633 | 584.2932 | 617.2845 | 575.0029 | 0.10677 | 0.11773 | 0.11083 | 0.11577 | 0.048296 | 0.043355 | 0.043933 | 0.04384 | 141.7245 | 166.8796 | 172.2065 | 172.2014 | 64.106 | 61.4525 | 68.264 | 65.2084
3 | 19 | 22 | 1848.2483 | 1938.4659 | 2023.3487 | 2053.8584 | 80 | 63 | 0 | 0 | 0 | 0 | 0 | 0 | 0 | 0 | 0 | 0 | 590.7942 | 577.7309 | 613.569 | 656.3786 | 0 | 0 | 0 | 0 | 8.5891 | 22.3226 | 10.0153 | 24.8122 | 4.7045 | 4.4025 | 6.2392 | 27.9011 | 1164.1606 | 1271.0099 | 1393.5252 | 1344.7666 | 0.4092 | 0.40681 | 0.39436 | 0.38072 | 476.377 | 517.0558 | 549.5532 | 511.9831 | 0.10667 | 0.1175 | 0.11057 | 0.11573 | 0.048211 | 0.043146 | 0.043745 | 0.043756 | 124.184 | 149.3405 | 154.0808 | 155.6235 | 56.1256 | 54.8392 | 60.9592 | 58.8412
3 | 19 | 23 | 1668.3596 | 1750.4346 | 1827.6433 | 1855.5164 | 80 | 63 | 0 | 0 | 0 | 0 | 0 | 0 | 0 | 0 | 0 | 0 | 571.6946 | 558.8271 | 591.7958 | 635.8649 | 0 | 0 | 0 | 0 | -1.5935 | 20.6854 | 23.8384 | 24.7053 | -0.027697 | 6.5294 | 15.0068 | 29.7782 | 1018.2862 | 1101.3927 | 1197.0023 | 1165.168 | 0.41443 | 0.40564 | 0.38939 | 0.37001 | 422.0052 | 446.7658 | 466.0999 | 431.1226 | 0.10699 | 0.11736 | 0.11036 | 0.1156 | 0.048443 | 0.042989 | 0.043597 | 0.043413 | 108.9442 | 129.2552 | 132.1042 | 134.6986 | 49.3284 | 47.3473 | 52.1854 | 50.5829
3 | 19 | 24 | 1519.6052 | 1589.1161 | 1653.2476 | 1673.0694 | 80 | 63 | 0 | 0 | 0 | 0 | 0 | 0 | 0 | 0 | 0 | 0 | 541.521 | 529.1107 | 558.2022 | 603.2512 | 0 | 0 | 0 | 0 | -2.9811 | 21.7057 | 9.7772 | 7.5318 | -0.61607 | 16.1427 | 15.6755 | 22.9455 | 901.6814 | 959.157 | 1069.5926 | 1039.341 | 0.41271 | 0.40699 | 0.38318 | 0.36432 | 372.1312 | 390.3667 | 409.848 | 378.6487 | 0.10752 | 0.11724 | 0.11028 | 0.11549 | 0.049011 | 0.042864 | 0.043368 | 0.043305 | 96.9454 | 112.4505 | 117.9567 | 120.034 | 44.1927 | 41.1136 | 46.3865 | 45.0082
3 | 20 | 1 | 1454.8493 | 1514.3559 | 1567.4634 | 1579.0231 | 80 | 63 | 0 | 0 | 0 | 0 | 0 | 0 | 0 | 0 | 0 | 0 | 497.1314 | 480.9195 | 506.3724 | 552.6994 | 0 | 0 | 0 | 0 | -6.1617 | 29.4966 | 42.4916 | 4.4171 | -0.99199 | 8.7154 | 26.0891 | 2.2336 | 884.8716 | 932.2244 | 992.5104 | 1019.6729 | 0.41329 | 0.40425 | 0.37696 | 0.36409 | 365.7042 | 376.8504 | 374.1328 | 371.2494 | 0.10791 | 0.1172 | 0.11023 | 0.11545 | 0.049406 | 0.042833 | 0.043238 | 0.043239 | 95.4853 | 109.2581 | 109.4004 | 117.7204 | 43.7175 | 39.93 | 42.9145 | 44.0901
3 | 20 | 2 | 1413.0385 | 1464.1855 | 1508.2063 | 1512.9819 | 80 | 63 | 0 | 0 | 0 | 0 | 0 | 0 | 0 | 0 | 0 | 0 | 488.1806 | 474.2393 | 497.3018 | 544.3634 | 0 | 0 | 0 | 0 | -5.3659 | 1.747 | 24.7014 | -3.0033 | -1.4471 | 8.4946 | 23.172 | 1.2763 | 851.671 | 916.7045 | 963.031 | 970.3456 | 0.41212 | 0.40593 | 0.37263 | 0.36396 | 350.9909 | 372.1181 | 358.8507 | 353.1645 | 0.10789 | 0.11725 | 0.11017 | 0.11541 | 0.049287 | 0.042823 | 0.043052 | 0.043054 | 91.8868 | 107.4868 | 106.1015 | 111.9832 | 41.9759 | 39.2558 | 41.4601 | 41.7771
3 | 20 | 3 | 1398.7677 | 1442.8033 | 1478.9793 | 1477.5098 | 80 | 63 | 0 | 0 | 0 | 0 | 0 | 0 | 0 | 0 | 0 | 0 | 472.0401 | 459.9176 | 480.0338 | 527.8114 | 0 | 0 | 0 | 0 | -5.3696 | 8.4627 | 19.4409 | -0.98931 | -1.0603 | 7.5053 | 15.2125 | 1.2763 | 853.1575 | 903.9178 | 964.292 | 949.4114 | 0.41162 | 0.4062 | 0.3735 | 0.36453 | 351.1744 | 367.1715 | 360.1638 | 346.0867 | 0.10783 | 0.11726 | 0.11011 | 0.11539 | 0.04918 | 0.042852 | 0.042964 | 0.043023 | 91.9967 | 105.9958 | 106.176 | 109.551 | 41.9582 | 38.735 | 41.4301 | 40.8468
3 | 20 | 4 | 1419.1445 | 1458.9492 | 1490.1313 | 1483.9524 | 80 | 63 | 0 | 0 | 0 | 0 | 0 | 0 | 0 | 0 | 0 | 0 | 427.0695 | 416.2989 | 432.7411 | 478.3092 | 0 | 0 | 0 | 0 | -5.3629 | 4.0782 | 29.0462 | -1.2643 | -1.1262 | 7.3583 | 12.5179 | 1.2763 | 918.5641 | 968.2139 | 1015.8261 | 1005.6312 | 0.4116 | 0.40613 | 0.376 | 0.36469 | 378.0793 | 393.2231 | 381.9493 | 366.744 | 0.10763 | 0.1172 | 0.1101 | 0.11538 | 0.048977 | 0.042908 | 0.043007 | 0.043072 | 98.8669 | 113.4729 | 111.8443 | 116.0289 | 44.9887 | 41.544 | 43.6881 | 43.315
3 | 20 | 5 | 1530.0057 | 1569.5558 | 1599.4059 | 1589.6015 | 80 | 63 | 0 | 0 | 0 | 0 | 0 | 0 | 0 | 0 | 0 | 0 | 373.0316 | 363.7279 | 377.5643 | 418.0091 | 0 | 0 | 0 | 0 | -4.0921 | 19.6331 | 47.7998 | -4.61 | 0.40494 | 10.1093 | 22.0661 | 1.3995 | 1080.6613 | 1113.0855 | 1151.9757 | 1174.8029 | 0.41177 | 0.4071 | 0.37726 | 0.36626 | 444.9841 | 453.1373 | 434.5901 | 430.2782 | 0.1074 | 0.11724 | 0.11008 | 0.11537 | 0.048799 | 0.042983 | 0.043099 | 0.043163 | 116.0579 | 130.4974 | 126.8126 | 135.5425 | 52.7355 | 47.8434 | 49.6486 | 50.7085
3 | 20 | 6 | 1745.3397 | 1790.9183 | 1825.8171 | 1815.7565 | 80 | 63 | 0 | 0 | 0 | 0 | 0 | 0 | 0 | 0 | 0 | 0 | 317.4124 | 306.4437 | 318.8573 | 353.7125 | 0 | 0 | 0 | 0 | 5.0785 | 63.8009 | 50.2852 | 31.7866 | 2.2568 | 18.0759 | 8.2526 | 16.7696 | 1340.5919 | 1339.5979 | 1448.422 | 1413.4877 | 0.41056 | 0.40853 | 0.38849 | 0.36647 | 550.4001 | 547.2628 | 562.692 | 518.0022 | 0.10721 | 0.11731 | 0.11004 | 0.11535 | 0.048667 | 0.043216 | 0.043478 | 0.043497 | 143.7217 | 157.1424 | 159.3896 | 163.0391 | 65.2429 | 57.8914 | 62.974 | 61.4823
3 | 20 | 7 | 1886.7444 | 1933.8557 | 1970.0296 | 1958.9182 | 80 | 63 | 0 | 0 | 0 | 0 | 0 | 0 | 0 | 0 | 0 | 0 | 371.038 | 362.6977 | 372.2124 | 402.4731 | 0 | 0 | 0 | 0 | 7.3022 | 16.7827 | 8.4769 | 13.0101 | 1.3205 | 10.3844 | 8.5284 | 9.0064 | 1427.0837 | 1480.9909 | 1580.812 | 1534.4285 | 0.41103 | 0.41035 | 0.39423 | 0.37873 | 586.5683 | 607.7215 | 623.2088 | 581.1356 | 0.10735 | 0.11743 | 0.11016 | 0.11566 | 0.048782 | 0.043226 | 0.043175 | 0.043557 | 153.1928 | 173.9124 | 174.1442 | 177.4732 | 69.6158 | 64.0172 | 68.2515 | 66.835
3 | 20 | 8 | 1941.3648 | 1989.5741 | 2028.1953 | 2020.0078 | 80 | 63 | 0 | 0 | 0 | 0 | 0 | 0 | 0 | 0 | 0 | 0 | 591.5834 | 609.2788 | 626.9692 | 664.3467 | 0 | 0 | 0 | 0 | -5.0094 | -10.1346 | 6.4378 | 16.408 | 0.95673 | -2.812 | -7.7374 | -9.2086 | 1273.8341 | 1330.242 | 1402.5257 | 1348.4617 | 0.409 | 0.28561 | 0.40476 | 0.39541 | 521.001 | 379.9334 | 567.689 | 533.1943 | 0.11032 | 0.11878 | 0.11154 | 0.11933 | 0.051571 | 0.045686 | 0.045845 | 0.051303 | 140.5244 | 158.0023 | 156.4383 | 160.908 | 65.6924 | 60.7739 | 64.2987 | 69.1798
3 | 20 | 9 | 1994.329 | 2046.6043 | 2090.9885 | 2088.5039 | 80 | 63 | 0 | 0 | 0 | 0 | 0 | 0 | 0 | 0 | 0 | 0 | 931.4636 | 978.5128 | 1024.1411 | 1083.9936 | 0 | 0 | 0 | 0 | -2.6499 | -25.6172 | -21.6143 | -30.0854 | -4.2699 | -12.6212 | -9.0623 | -16.0249 | 989.7852 | 1043.3299 | 1097.5241 | 1050.6207 | 0.40919 | 0.27247 | 0.26264 | 0.26837 | 405.0121 | 284.2813 | 288.2581 | 281.953 | 0.11356 | 0.11896 | 0.11214 | 0.12116 | 0.055623 | 0.047569 | 0.048079 | 0.059568 | 112.4013 | 124.1097 | 123.0794 | 127.2922 | 55.0553 | 49.63 | 52.7679 | 62.5832
3 | 20 | 10 | 2036.2465 | 2089.9174 | 2135.2897 | 2132.4585 | 80 | 63 | 0 | 0 | 0 | 0 | 0 | 0 | 0 | 0 | 0 | 0 | 1447.2123 | 1523.8646 | 1603.2794 | 1687.4138 | 0 | 0 | 0 | 0 | -5.0196 | -69.1829 | -62.6759 | -65.1752 | -4.1119 | -15.47 | -28.0828 | -33.9128 | 518.1657 | 587.7056 | 622.769 | 544.1327 | 0.40293 | 0.26868 | 0.26582 | 0.087318 | 208.7827 | 157.9024 | 165.5433 | 47.5123 | 0.11324 | 0.12223 | 0.1117 | 0.11889 | 0.056694 | 0.048167 | 0.049069 | 0.060676 | 58.6748 | 71.8355 | 69.5612 | 64.6939 | 29.377 | 28.3078 | 30.5585 | 33.0157
3 | 20 | 11 | 2043.7364 | 2098.0699 | 2142.9354 | 2138.065 | 80 | 63 | 0 | 0 | 0 | 0 | 0 | 0 | 0 | 0 | 0 | 0 | 1341.6029 | 1428.5209 | 1529.9889 | 1628.7068 | 0 | 0 | 0 | 0 | -4.9661 | -64.9499 | -63.301 | -67.0757 | -4.8773 | -27.2207 | -29.5982 | -35.259 | 631.9769 | 698.7197 | 705.8457 | 611.6929 | 0.39688 | 0.26972 | 0.26885 | 0 | 250.8176 | 188.4584 | 189.7702 | 0 | 0.11342 | 0.12274 | 0.1116 | 0.1188 | 0.057199 | 0.049031 | 0.051193 | 0.062375 | 71.6776 | 85.7627 | 78.7752 | 72.6677 | 36.1485 | 34.2592 | 36.1343 | 38.1544
3 | 20 | 12 | 2035.0052 | 2089.8811 | 2134.5768 | 2128.7053 | 80 | 63 | 0 | 0 | 0 | 0 | 0 | 0 | 0 | 0 | 0 | 0 | 1684.2797 | 1796.7053 | 1939.0974 | 2070.3861 | 0 | 0 | 0 | 0 | -7.0796 | -78.4171 | -80.9096 | -81.7355 | -6.7432 | -29.0612 | -37.4036 | -40 | 284.5483 | 337.6542 | 313.7925 | 180.0547 | 0.3979 | 0.26972 | 0.26972 | 0 | 113.2208 | 91.0719 | 84.6357 | 0 | 0.11404 | 0.12316 | 0.11112 | 0.11887 | 0.058126 | 0.049662 | 0.051671 | 0.062858 | 32.4498 | 41.5869 | 34.8684 | 21.403 | 16.5396 | 16.7687 | 16.2141 | 11.318
3 | 20 | 13 | 2025.8612 | 2084.1671 | 2132.505 | 2129.5296 | 80 | 63 | 0 | 0 | 0 | 0 | 0 | 0 | 0 | 0 | 0 | 0 | 1427.0363 | 1531.5262 | 1676.2558 | 1815.0077 | 0 | 0 | 0 | 0 | -4.1704 | -80.0891 | -81.8611 | -87.6129 | -5.7844 | -30.3489 | -37.734 | -40 | 528.7797 | 600.0788 | 575.8443 | 442.1348 | 0.39853 | 0.26972 | 0.26972 | 0 | 210.733 | 161.853 | 155.316 | 0 | 0.11453 | 0.11914 | 0.11147 | 0.11885 | 0.058479 | 0.050049 | 0.052659 | 0.06269 | 60.562 | 71.4905 | 64.1899 | 52.5466 | 30.9228 | 30.0331 | 30.3236 | 27.7176
3 | 20 | 14 | 2001.5373 | 2060.9388 | 2110.863 | 2109.9196 | 80 | 63 | 0 | 0 | 0 | 0 | 0 | 0 | 0 | 0 | 0 | 0 | 1341.0952 | 1423.4083 | 1556.6683 | 1692.2109 | 0 | 0 | 0 | 0 | -6.2424 | -80.1049 | -79.968 | -56.8665 | -6.0523 | -24.7948 | -37.5062 | -40 | 592.7368 | 679.4301 | 671.669 | 514.5752 | 0.39819 | 0.26972 | 0.26972 | 0 | 236.0196 | 183.2556 | 181.1617 | 0 | 0.11436 | 0.11904 | 0.11163 | 0.11868 | 0.058011 | 0.049569 | 0.050376 | 0.061597 | 67.7857 | 80.8826 | 74.9782 | 61.072 | 34.385 | 33.6783 | 33.8358 | 31.6964
3 | 20 | 15 | 1979.9956 | 2041.4447 | 2093.7807 | 2095.2355 | 80 | 63 | 0 | 0 | 0 | 0 | 0 | 0 | 0 | 0 | 0 | 0 | 1350.4198 | 1430.5161 | 1561.5966 | 1698.2703 | 0 | 0 | 0 | 0 | -5.7031 | -53.5326 | -45.2438 | -35.0429 | -6.0683 | -15.6918 | -32.8839 | -32.836 | 561.3472 | 617.1529 | 610.3117 | 464.8441 | 0.40065 | 0.26972 | 0.26972 | 0 | 224.9028 | 166.4582 | 164.6126 | 0 | 0.11613 | 0.12037 | 0.11242 | 0.12027 | 0.058436 | 0.049196 | 0.048333 | 0.059267 | 65.1867 | 74.2869 | 68.6104 | 55.9078 | 32.8027 | 30.3616 | 29.4981 | 27.5497
3 | 20 | 16 | 1970.768 | 2040.089 | 2101.4666 | 2110.8519 | 80 | 63 | 0 | 0 | 0 | 0 | 0 | 0 | 0 | 0 | 0 | 0 | 1200.3463 | 1245.395 | 1352.8625 | 1471.0704 | 0 | 0 | 0 | 0 | -4.2561 | -14.0059 | -12.3274 | -4.5114 | -5.0135 | -11.3207 | -12.9883 | -17.0329 | 699.6914 | 757.0205 | 773.9199 | 661.3258 | 0.40929 | 0.26149 | 0.26306 | 0.18532 | 286.3782 | 197.9501 | 203.5878 | 122.5564 | 0.11389 | 0.12093 | 0.11245 | 0.12241 | 0.055254 | 0.048565 | 0.047858 | 0.057989 | 79.6859 | 91.5449 | 87.0258 | 80.9559 | 38.6609 | 36.7646 | 37.0382 | 38.3499
3 | 20 | 17 | 1966.7079 | 2045.5825 | 2117.7035 | 2136.1656 | 80 | 63 | 0 | 0 | 0 | 0 | 0 | 0 | 0 | 0 | 0 | 0 | 1108.743 | 1126.0856 | 1207.8246 | 1309.1177 | 0 | 0 | 0 | 0 | -4.2588 | -2.2311 | 2.7569 | 3.1611 | 0.91283 | -4.4182 | -5.7056 | -3.1536 | 781.3108 | 863.1462 | 912.8276 | 827.0404 | 0.40752 | 0.28291 | 0.38057 | 0.3842 | 318.397 | 244.1942 | 347.3969 | 317.7479 | 0.1097 | 0.12042 | 0.11063 | 0.1167 | 0.050779 | 0.047537 | 0.043748 | 0.045603 | 85.7107 | 103.9362 | 100.9843 | 96.5152 | 39.6744 | 41.0314 | 39.9347 | 37.7156
3 | 20 | 18 | 1991.5833 | 2079.3326 | 2161.2326 | 2187.3826 | 80 | 63 | 0 | 0 | 0 | 0 | 0 | 0 | 0 | 0 | 0 | 0 | 725.159 | 708.1001 | 741.4931 | 809.1092 | 0 | 0 | 0 | 0 | 8.7331 | -2.9126 | -0.019935 | 23.1056 | 1.7834 | 0.14841 | 1.8834 | 2.9348 | 1175.9079 | 1310.9967 | 1417.876 | 1352.233 | 0.40644 | 0.41154 | 0.3922 | 0.38465 | 477.9387 | 539.5273 | 556.0965 | 520.1359 | 0.10706 | 0.11756 | 0.11072 | 0.11593 | 0.048419 | 0.043185 | 0.043655 | 0.043722 | 125.8939 | 154.1257 | 156.9924 | 156.7672 | 56.9357 | 56.6149 | 61.8973 | 59.1228
3 | 20 | 19 | 2109.253 | 2208.5074 | 2302.1861 | 2335.5116 | 80 | 63 | 0 | 0 | 0 | 0 | 0 | 0 | 0 | 0 | 0 | 0 | 548.8253 | 518.369 | 545.5106 | 606.5928 | 0 | 0 | 0 | 0 | 19.9721 | 23.896 | -1.4176 | 50.3551 | 11.5758 | 16.4555 | 13.1947 | 35.7543 | 1448.8798 | 1586.7869 | 1744.8984 | 1642.8095 | 0.41784 | 0.42049 | 0.40026 | 0.38866 | 605.4053 | 667.2332 | 698.4177 | 638.4948 | 0.10743 | 0.11774 | 0.11086 | 0.11589 | 0.048513 | 0.043707 | 0.044255 | 0.044135 | 155.655 | 186.8207 | 193.4451 | 190.379 | 70.2892 | 69.3529 | 77.2204 | 72.5062
3 | 20 | 20 | 2117.1984 | 2218.3591 | 2313.7285 | 2347.8337 | 80 | 63 | 0 | 0 | 0 | 0 | 0 | 0 | 0 | 0 | 0 | 0 | 583.2209 | 571.7299 | 595.7752 | 653.5855 | 0 | 0 | 0 | 0 | 9.9021 | 64.8182 | 7.3014 | 34.5259 | 7.7377 | 9.7627 | 12.5108 | 33.8599 | 1436.3378 | 1509.0483 | 1698.1412 | 1625.8624 | 0.41669 | 0.42192 | 0.40093 | 0.38937 | 598.5066 | 636.704 | 680.8303 | 633.0595 | 0.10701 | 0.11773 | 0.11086 | 0.11588 | 0.048376 | 0.043603 | 0.044165 | 0.043976 | 153.7093 | 177.6615 | 188.2637 | 188.4043 | 69.4844 | 65.7991 | 74.9986 | 71.4995
3 | 20 | 21 | 1989.9975 | 2085.3515 | 2174.8731 | 2206.3105 | 80 | 63 | 0 | 0 | 0 | 0 | 0 | 0 | 0 | 0 | 0 | 0 | 629.5668 | 624.1709 | 651.0468 | 707.0953 | 0 | 0 | 0 | 0 | 3.1762 | 38.2789 | 22.8682 | 57.507 | 4.9258 | 7.526 | 2.5778 | 24.486 | 1272.3287 | 1352.3757 | 1498.3804 | 1417.2222 | 0.40725 | 0.41222 | 0.39727 | 0.38658 | 518.1499 | 557.4799 | 595.2596 | 547.864 | 0.10677 | 0.11773 | 0.11083 | 0.11577 | 0.048296 | 0.043355 | 0.043933 | 0.04384 | 135.8482 | 159.2215 | 166.0622 | 164.0739 | 61.448 | 58.6325 | 65.8284 | 62.1307
3 | 20 | 22 | 1818.8634 | 1907.3595 | 1990.5691 | 2020.3177 | 80 | 63 | 0 | 0 | 0 | 0 | 0 | 0 | 0 | 0 | 0 | 0 | 681.468 | 680.1326 | 712.0583 | 765.416 | 0 | 0 | 0 | 0 | 8.5891 | 22.3226 | 10.0153 | 24.8122 | 4.7045 | 4.4025 | 6.2392 | 27.9011 | 1044.1019 | 1137.5018 | 1262.2563 | 1202.1884 | 0.4092 | 0.40681 | 0.39436 | 0.38072 | 427.2488 | 462.7438 | 497.7857 | 457.7004 | 0.10667 | 0.1175 | 0.11057 | 0.11573 | 0.048211 | 0.043146 | 0.043745 | 0.043756 | 111.3771 | 133.6537 | 139.5665 | 139.1236 | 50.3374 | 49.0789 | 55.2169 | 52.6026
3 | 20 | 23 | 1639.8142 | 1720.2169 | 1795.8003 | 1822.9339 | 80 | 63 | 0 | 0 | 0 | 0 | 0 | 0 | 0 | 0 | 0 | 0 | 715.8027 | 719.8109 | 751.6173 | 806.5224 | 0 | 0 | 0 | 0 | -1.5935 | 20.6854 | 23.8384 | 24.7053 | -0.027697 | 6.5294 | 15.0068 | 29.7782 | 845.6327 | 910.1913 | 1005.3377 | 961.928 | 0.41443 | 0.40564 | 0.38939 | 0.37001 | 350.453 | 369.2074 | 391.4678 | 355.922 | 0.10699 | 0.11736 | 0.11036 | 0.1156 | 0.048443 | 0.042989 | 0.043597 | 0.043413 | 90.4724 | 106.8165 | 110.9516 | 111.2032 | 40.9646 | 39.1278 | 43.8295 | 41.7597
3 | 20 | 24 | 1525.1323 | 1594.9671 | 1659.4133 | 1679.3783 | 80 | 63 | 0 | 0 | 0 | 0 | 0 | 0 | 0 | 0 | 0 | 0 | 710.8047 | 709.3997 | 740.3154 | 799.5595 | 0 | 0 | 0 | 0 | -2.9811 | 21.7057 | 9.7772 | 7.5318 | -0.61607 | 16.1427 | 15.6755 | 22.9455 | 737.9248 | 784.719 | 893.6451 | 849.3416 | 0.41271 | 0.40699 | 0.38318 | 0.36432 | 304.5476 | 319.3723 | 342.4282 | 309.4289 | 0.10752 | 0.11724 | 0.11028 | 0.11549 | 0.049011 | 0.042864 | 0.043368 | 0.043305 | 79.3389 | 91.9996 | 98.5529 | 98.0909 | 36.1668 | 33.6364 | 38.7559 | 36.7803
3 | 21 | 1 | 1456.5284 | 1516.1334 | 1569.3365 | 1580.9397 | 80 | 63 | 0 | 0 | 0 | 0 | 0 | 0 | 0 | 0 | 0 | 0 | 655.6052 | 646.4979 | 674.3716 | 735.144 | 0 | 0 | 0 | 0 | -6.1617 | 29.4966 | 42.4916 | 4.4171 | -0.99199 | 8.7154 | 26.0891 | 2.2336 | 728.0769 | 768.4234 | 826.3843 | 839.145 | 0.41329 | 0.40425 | 0.37696 | 0.36409 | 300.9033 | 310.6341 | 311.5106 | 305.5216 | 0.10791 | 0.1172 | 0.11023 | 0.11545 | 0.049406 | 0.042833 | 0.043238 | 0.043239 | 78.5658 | 90.0604 | 91.089 | 96.8786 | 35.971 | 32.9139 | 35.7315 | 36.2842
3 | 21 | 2 | 1416.3968 | 1467.7405 | 1511.9525 | 1516.8152 | 80 | 63 | 0 | 0 | 0 | 0 | 0 | 0 | 0 | 0 | 0 | 0 | 660.9209 | 653.3277 | 683.9677 | 740.526 | 0 | 0 | 0 | 0 | -5.3659 | 1.747 | 24.7014 | -3.0033 | -1.4471 | 8.4946 | 23.172 | 1.2763 | 682.2889 | 741.1712 | 780.1114 | 778.0162 | 0.41212 | 0.40593 | 0.37263 | 0.36396 | 281.1851 | 300.8638 | 290.6901 | 283.1648 | 0.10789 | 0.11725 | 0.11017 | 0.11541 | 0.049287 | 0.042823 | 0.043052 | 0.043054 | 73.6122 | 86.9049 | 85.9484 | 89.7873 | 33.6276 | 31.739 | 33.5851 | 33.4966
3 | 21 | 3 | 1399.8171 | 1443.9143 | 1480.15 | 1478.7077 | 80 | 63 | 0 | 0 | 0 | 0 | 0 | 0 | 0 | 0 | 0 | 0 | 694.1588 | 689.3005 | 721.2935 | 778.8368 | 0 | 0 | 0 | 0 | -5.3696 | 8.4627 | 19.4409 | -0.98931 | -1.0603 | 7.5053 | 15.2125 | 1.2763 | 632.0883 | 675.6458 | 724.2031 | 699.5839 | 0.41162 | 0.4062 | 0.3735 | 0.36453 | 260.1785 | 274.4474 | 270.4904 | 255.0177 | 0.10783 | 0.11726 | 0.11011 | 0.11539 | 0.04918 | 0.042852 | 0.042964 | 0.043023 | 68.1586 | 79.228 | 79.7404 | 80.7238 | 31.086 | 28.953 | 31.1148 | 30.0984
3 | 21 | 4 | 1432.3677 | 1472.9471 | 1504.8821 | 1499.0458 | 80 | 63 | 0 | 0 | 0 | 0 | 0 | 0 | 0 | 0 | 0 | 0 | 711.6061 | 716.8013 | 748.1891 | 802.4416 | 0 | 0 | 0 | 0 | -5.3629 | 4.0782 | 29.0462 | -1.2643 | -1.1262 | 7.3583 | 12.5179 | 1.2763 | 647.2507 | 681.7093 | 715.1289 | 696.5922 | 0.4116 | 0.40613 | 0.376 | 0.36469 | 266.4072 | 276.8643 | 268.8875 | 254.0404 | 0.10763 | 0.1172 | 0.1101 | 0.11538 | 0.048977 | 0.042908 | 0.043007 | 0.043072 | 69.6649 | 79.8951 | 78.737 | 80.3723 | 31.7005 | 29.2507 | 30.7559 | 30.0039
3 | 21 | 5 | 1531.6848 | 1571.3333 | 1601.279 | 1591.5181 | 80 | 63 | 0 | 0 | 0 | 0 | 0 | 0 | 0 | 0 | 0 | 0 | 631.554 | 632.1716 | 659.4234 | 710.7785 | 0 | 0 | 0 | 0 | -4.0921 | 19.6331 | 47.7998 | -4.61 | 0.40494 | 10.1093 | 22.0661 | 1.3995 | 823.818 | 846.4193 | 871.9897 | 883.9501 | 0.41177 | 0.4071 | 0.37726 | 0.36626 | 339.2237 | 344.5775 | 328.9636 | 323.7517 | 0.1074 | 0.11724 | 0.11008 | 0.11537 | 0.048799 | 0.042983 | 0.043099 | 0.043163 | 88.4742 | 99.2336 | 95.991 | 101.9854 | 40.2017 | 36.3814 | 37.5816 | 38.1543
3 | 21 | 6 | 1752.8258 | 1798.843 | 1834.1681 | 1824.3014 | 80 | 63 | 0 | 0 | 0 | 0 | 0 | 0 | 0 | 0 | 0 | 0 | 591.2556 | 599.3195 | 620.3571 | 669.614 | 0 | 0 | 0 | 0 | 5.0785 | 63.8009 | 50.2852 | 31.7866 | 2.2568 | 18.0759 | 8.2526 | 16.7696 | 1074.2349 | 1054.6468 | 1155.2732 | 1106.1312 | 0.41056 | 0.40853 | 0.38849 | 0.36647 | 441.0432 | 430.8524 | 448.8078 | 405.3649 | 0.10721 | 0.11731 | 0.11004 | 0.11535 | 0.048667 | 0.043216 | 0.043478 | 0.043497 | 115.1662 | 123.716 | 127.1305 | 127.587 | 52.28 | 45.5771 | 50.2286 | 48.1132
3 | 21 | 7 | 1877.2293 | 1923.7832 | 1959.4153 | 1948.0573 | 80 | 63 | 0 | 0 | 0 | 0 | 0 | 0 | 0 | 0 | 0 | 0 | 648.6452 | 663.1261 | 680.1292 | 723.8228 | 0 | 0 | 0 | 0 | 7.3022 | 16.7827 | 8.4769 | 13.0101 | 1.3205 | 10.3844 | 8.5284 | 9.0064 | 1139.9613 | 1170.4901 | 1262.2808 | 1202.218 | 0.41103 | 0.41035 | 0.39423 | 0.37873 | 468.5536 | 480.3081 | 497.6332 | 455.3172 | 0.10735 | 0.11743 | 0.11016 | 0.11566 | 0.048782 | 0.043226 | 0.043175 | 0.043557 | 122.3712 | 137.4504 | 139.0544 | 139.0494 | 55.6095 | 50.5955 | 54.499 | 52.3649
3 | 21 | 8 | 1926.2526 | 1973.5765 | 2011.3372 | 2002.7583 | 80 | 63 | 0 | 0 | 0 | 0 | 0 | 0 | 0 | 0 | 0 | 0 | 887.9967 | 941.4508 | 990.8594 | 1062.5604 | 0 | 0 | 0 | 0 | -5.0094 | -10.1346 | 6.4378 | 16.408 | 0.95673 | -2.812 | -7.7374 | -9.2086 | 962.3085 | 982.0723 | 1021.7774 | 932.9985 | 0.409 | 0.28561 | 0.40476 | 0.39541 | 393.5863 | 280.4918 | 413.5766 | 368.9163 | 0.11032 | 0.11878 | 0.11154 | 0.11933 | 0.051571 | 0.045686 | 0.045845 | 0.051303 | 106.1581 | 116.6477 | 113.9694 | 111.332 | 49.6269 | 44.8673 | 46.8433 | 47.8654
3 | 21 | 9 | 1963.6148 | 2014.0907 | 2056.726 | 2053.4458 | 80 | 63 | 0 | 0 | 0 | 0 | 0 | 0 | 0 | 0 | 0 | 0 | 1083.4957 | 1210.7369 | 1306.8953 | 1418.8617 | 0 | 0 | 0 | 0 | -2.6499 | -25.6172 | -21.6143 | -30.0854 | -4.2699 | -12.6212 | -9.0623 | -16.0249 | 807.0389 | 778.5922 | 780.5074 | 680.6944 | 0.40919 | 0.27247 | 0.26264 | 0.26837 | 330.2338 | 212.1469 | 204.9956 | 182.6767 | 0.11356 | 0.11896 | 0.11214 | 0.12116 | 0.055623 | 0.047569 | 0.048079 | 0.059568 | 91.6484 | 92.6177 | 87.5283 | 82.4723 | 44.8903 | 37.0368 | 37.5261 | 40.5475
3 | 21 | 10 | 1989.9303 | 2040.8877 | 2083.6228 | 2079.5919 | 80 | 63 | 0 | 0 | 0 | 0 | 0 | 0 | 0 | 0 | 0 | 0 | 1415.8221 | 1597.3327 | 1741.9871 | 1891.0904 | 0 | 0 | 0 | 0 | -5.0196 | -69.1829 | -62.6759 | -65.1752 | -4.1119 | -15.47 | -28.0828 | -33.9128 | 503.2397 | 465.2079 | 432.3944 | 287.5895 | 0.40293 | 0.26868 | 0.26582 | 0.087318 | 202.7686 | 124.9902 | 114.9383 | 25.1116 | 0.11324 | 0.12223 | 0.1117 | 0.11889 | 0.056694 | 0.048167 | 0.049069 | 0.060676 | 56.9847 | 56.8626 | 48.297 | 34.1926 | 28.5308 | 22.4075 | 21.2171 | 17.4497
3 | 21 | 11 | 2000.2888 | 2052.0769 | 2094.4684 | 2088.4726 | 80 | 63 | 0 | 0 | 0 | 0 | 0 | 0 | 0 | 0 | 0 | 0 | 1616.5253 | 1814.3487 | 1977.0804 | 2135.534 | 0 | 0 | 0 | 0 | -4.9661 | -64.9499 | -63.301 | -67.0757 | -4.8773 | -27.2207 | -29.5982 | -35.259 | 313.6068 | 266.8988 | 210.2873 | 55.2734 | 0.39688 | 0.26972 | 0.26885 | 0 | 124.4636 | 71.9878 | 56.5368 | 0 | 0.11342 | 0.12274 | 0.1116 | 0.1188 | 0.057199 | 0.049031 | 0.051193 | 0.062375 | 35.5687 | 32.7599 | 23.4689 | 6.5663 | 17.938 | 13.0864 | 10.7652 | 3.4477
3 | 21 | 12 | 1981.7626 | 2033.5192 | 2075.1832 | 2067.9327 | 80 | 63 | 0 | 0 | 0 | 0 | 0 | 0 | 0 | 0 | 0 | 0 | 1694.5696 | 1885.0284 | 2069.1914 | 2236.2019 | 0 | 0 | 0 | 0 | -7.0796 | -78.4171 | -80.9096 | -81.7355 | -6.7432 | -29.0612 | -37.4036 | -40 | 221.0158 | 192.9692 | 124.3051 | -46.5338 | 0.3979 | 0.26972 | 0.26972 | 0 | 87.9414 | 52.0476 | 33.5274 | 0 | 0.11404 | 0.12316 | 0.11112 | 0.11887 | 0.058126 | 0.049662 | 0.051671 | 0.062858 | 25.2045 | 23.7669 | 13.8127 | -5.5314 | 12.8467 | 9.5833 | 6.423 | -2.925
3 | 21 | 13 | 1984.5824 | 2040.4699 | 2086.4574 | 2082.4128 | 80 | 63 | 0 | 0 | 0 | 0 | 0 | 0 | 0 | 0 | 0 | 0 | 1459.4087 | 1637.0699 | 1829.8069 | 1996.5432 | 0 | 0 | 0 | 0 | -4.1704 | -80.0891 | -81.8611 | -87.6129 | -5.7844 | -30.3489 | -37.734 | -40 | 455.1285 | 450.838 | 376.2457 | 213.4825 | 0.39853 | 0.26972 | 0.26972 | 0 | 181.381 | 121.5998 | 101.4805 | 0 | 0.11453 | 0.11914 | 0.11147 | 0.11885 | 0.058479 | 0.050049 | 0.052659 | 0.06269 | 52.1266 | 53.7107 | 41.9405 | 25.3719 | 26.6157 | 22.5638 | 19.8128 | 13.3833
3 | 21 | 14 | 1978.0294 | 2036.0536 | 2084.6393 | 2083.087 | 80 | 63 | 0 | 0 | 0 | 0 | 0 | 0 | 0 | 0 | 0 | 0 | 1313.7374 | 1463.9399 | 1639.4999 | 1792.7819 | 0 | 0 | 0 | 0 | -6.2424 | -80.1049 | -79.968 | -56.8665 | -6.0523 | -24.7948 | -37.5062 | -40 | 596.5867 | 614.0134 | 562.6136 | 387.1716 | 0.39819 | 0.26972 | 0.26972 | 0 | 237.5525 | 165.6114 | 151.7475 | 0 | 0.11436 | 0.11904 | 0.11163 | 0.11868 | 0.058011 | 0.049569 | 0.050376 | 0.061597 | 68.226 | 73.0951 | 62.8044 | 45.9512 | 34.6084 | 30.4357 | 28.3421 | 23.8487
3 | 21 | 15 | 1947.1825 | 2006.7092 | 2057.1768 | 2057.7817 | 80 | 63 | 0 | 0 | 0 | 0 | 0 | 0 | 0 | 0 | 0 | 0 | 1364.0345 | 1500.9042 | 1669.8386 | 1822.6152 | 0 | 0 | 0 | 0 | -5.7031 | -53.5326 | -45.2438 | -35.0429 | -6.0683 | -15.6918 | -32.8839 | -32.836 | 514.9194 | 512.0294 | 465.4658 | 303.0454 | 0.40065 | 0.26972 | 0.26972 | 0 | 206.3016 | 138.1043 | 125.5449 | 0 | 0.11613 | 0.12037 | 0.11242 | 0.12027 | 0.058436 | 0.049196 | 0.048333 | 0.059267 | 59.7952 | 61.6332 | 52.3271 | 36.4479 | 30.0897 | 25.19 | 22.4973 | 17.9604
3 | 21 | 16 | 1924.4518 | 1991.0593 | 2049.7997 | 2057.9853 | 80 | 63 | 0 | 0 | 0 | 0 | 0 | 0 | 0 | 0 | 0 | 0 | 1246.1642 | 1355.9927 | 1502.0522 | 1636.5246 | 0 | 0 | 0 | 0 | -4.2561 | -14.0059 | -12.3274 | -4.5114 | -5.0135 | -11.3207 | -12.9883 | -17.0329 | 607.5573 | 597.3931 | 573.0632 | 443.005 | 0.40929 | 0.26149 | 0.26306 | 0.18532 | 248.6684 | 156.2099 | 150.7503 | 82.0974 | 0.11389 | 0.12093 | 0.11245 | 0.12241 | 0.055254 | 0.048565 | 0.047858 | 0.057989 | 69.193 | 72.2415 | 64.4399 | 54.2303 | 33.5701 | 29.0123 | 27.4256 | 25.6896
3 | 21 | 17 | 1909.2674 | 1984.7768 | 2053.6272 | 2070.6014 | 80 | 63 | 0 | 0 | 0 | 0 | 0 | 0 | 0 | 0 | 0 | 0 | 921.737 | 970.7719 | 1065.1812 | 1155.5604 | 0 | 0 | 0 | 0 | -4.2588 | -2.2311 | 2.7569 | 3.1611 | 0.91283 | -4.4182 | -5.7056 | -3.1536 | 910.8764 | 957.6542 | 991.3947 | 915.0335 | 0.40752 | 0.28291 | 0.38057 | 0.3842 | 371.1971 | 270.9316 | 377.2974 | 351.5547 | 0.1097 | 0.12042 | 0.11063 | 0.1167 | 0.050779 | 0.047537 | 0.043748 | 0.045603 | 99.9241 | 115.3165 | 109.676 | 106.7839 | 46.2536 | 45.5241 | 43.3718 | 41.7284
3 | 21 | 18 | 1921.4094 | 2005.0475 | 2082.9518 | 2107.2841 | 80 | 63 | 0 | 0 | 0 | 0 | 0 | 0 | 0 | 0 | 0 | 0 | 451.9331 | 429.0939 | 457.4544 | 493.2594 | 0 | 0 | 0 | 0 | 8.7331 | -2.9126 | -0.019935 | 23.1056 | 1.7834 | 0.14841 | 1.8834 | 2.9348 | 1378.9599 | 1515.7177 | 1623.6339 | 1587.9843 | 0.40644 | 0.41154 | 0.3922 | 0.38465 | 560.4676 | 623.7781 | 636.7955 | 610.8176 | 0.10706 | 0.11756 | 0.11072 | 0.11593 | 0.048419 | 0.043185 | 0.043655 | 0.043722 | 147.6329 | 178.1935 | 179.7747 | 184.0984 | 66.7672 | 65.4557 | 70.8797 | 69.4304
3 | 21 | 19 | 2059.2987 | 2155.6265 | 2246.4608 | 2278.4923 | 80 | 63 | 0 | 0 | 0 | 0 | 0 | 0 | 0 | 0 | 0 | 0 | 322.8578 | 298.0363 | 322.4991 | 351.1068 | 0 | 0 | 0 | 0 | 19.9721 | 23.896 | -1.4176 | 50.3551 | 11.5758 | 16.4555 | 13.1947 | 35.7543 | 1624.893 | 1754.2387 | 1912.1845 | 1841.2762 | 0.41784 | 0.42049 | 0.40026 | 0.38866 | 678.9513 | 737.6456 | 765.376 | 715.6309 | 0.10743 | 0.11774 | 0.11086 | 0.11589 | 0.048513 | 0.043707 | 0.044255 | 0.044135 | 174.5643 | 206.5356 | 211.991 | 213.3786 | 78.8281 | 76.6716 | 84.6237 | 81.2656
3 | 21 | 20 | 2102.3661 | 2202.6578 | 2297.1826 | 2330.9036 | 80 | 63 | 0 | 0 | 0 | 0 | 0 | 0 | 0 | 0 | 0 | 0 | 345.667 | 308.3833 | 341.0712 | 369.2119 | 0 | 0 | 0 | 0 | 9.9021 | 64.8182 | 7.3014 | 34.5259 | 7.7377 | 9.7627 | 12.5108 | 33.8599 | 1659.0593 | 1756.6936 | 1936.2992 | 1893.3059 | 0.41669 | 0.42192 | 0.40093 | 0.38937 | 691.3122 | 741.1915 | 776.3143 | 737.1935 | 0.10701 | 0.11773 | 0.11086 | 0.11588 | 0.048376 | 0.043603 | 0.044165 | 0.043976 | 177.5437 | 206.817 | 214.667 | 219.3955 | 80.2588 | 76.5972 | 85.5169 | 83.2607
3 | 21 | 21 | 1994.3352 | 2089.9434 | 2179.712 | 2211.2617 | 80 | 63 | 0 | 0 | 0 | 0 | 0 | 0 | 0 | 0 | 0 | 0 | 356.1602 | 314.9835 | 351.575 | 378.2561 | 0 | 0 | 0 | 0 | 3.1762 | 38.2789 | 22.8682 | 57.507 | 4.9258 | 7.526 | 2.5778 | 24.486 | 1550.0731 | 1666.155 | 1802.6911 | 1751.0126 | 0.40725 | 0.41222 | 0.39727 | 0.38658 | 631.26 | 686.8268 | 716.1527 | 676.8994 | 0.10677 | 0.11773 | 0.11083 | 0.11577 | 0.048296 | 0.043355 | 0.043933 | 0.04384 | 165.5033 | 196.1642 | 199.7883 | 202.7173 | 74.8619 | 72.2364 | 79.1976 | 76.764
3 | 21 | 22 | 1815.0854 | 1903.3601 | 1986.3546 | 2016.0053 | 80 | 63 | 0 | 0 | 0 | 0 | 0 | 0 | 0 | 0 | 0 | 0 | 377.4723 | 335.6276 | 376.2363 | 400.9659 | 0 | 0 | 0 | 0 | 8.5891 | 22.3226 | 10.0153 | 24.8122 | 4.7045 | 4.4025 | 6.2392 | 27.9011 | 1344.3195 | 1478.0074 | 1593.8638 | 1562.3261 | 0.4092 | 0.40681 | 0.39436 | 0.38072 | 550.0985 | 601.2639 | 628.5591 | 594.813 | 0.10667 | 0.1175 | 0.11057 | 0.11573 | 0.048211 | 0.043146 | 0.043745 | 0.043756 | 143.4021 | 173.6622 | 176.232 | 180.8006 | 64.8113 | 63.7704 | 69.723 | 68.3607
3 | 21 | 23 | 1643.2425 | 1723.846 | 1799.6245 | 1826.847 | 80 | 63 | 0 | 0 | 0 | 0 | 0 | 0 | 0 | 0 | 0 | 0 | 331.0911 | 277.8131 | 319.0028 | 343.3418 | 0 | 0 | 0 | 0 | -1.5935 | 20.6854 | 23.8384 | 24.7053 | -0.027697 | 6.5294 | 15.0068 | 29.7782 | 1233.7726 | 1355.8182 | 1441.7765 | 1429.0217 | 0.41443 | 0.40564 | 0.38939 | 0.37001 | 511.3086 | 549.9702 | 561.4124 | 528.7508 | 0.10699 | 0.11736 | 0.11036 | 0.1156 | 0.048443 | 0.042989 | 0.043597 | 0.043413 | 131.9986 | 159.1135 | 159.1181 | 165.2013 | 59.7671 | 58.2847 | 62.8568 | 62.0374
3 | 21 | 24 | 1543.253 | 1614.1494 | 1679.6273 | 1700.0618 | 80 | 63 | 0 | 0 | 0 | 0 | 0 | 0 | 0 | 0 | 0 | 0 | 296.6905 | 236.1726 | 276.6649 | 301.4408 | 0 | 0 | 0 | 0 | -2.9811 | 21.7057 | 9.7772 | 7.5318 | -0.61607 | 16.1427 | 15.6755 | 22.9455 | 1170.1597 | 1277.1283 | 1377.5098 | 1368.1437 | 0.41271 | 0.40699 | 0.38318 | 0.36432 | 482.9344 | 519.7777 | 527.8362 | 498.4369 | 0.10752 | 0.11724 | 0.11028 | 0.11549 | 0.049011 | 0.042864 | 0.043368 | 0.043305 | 125.8112 | 149.7292 | 151.9144 | 158.0076 | 57.3512 | 54.7432 | 59.7404 | 59.2468
3 | 22 | 1 | 1471.7806 | 1532.2791 | 1586.3507 | 1598.3489 | 80 | 63 | 0 | 0 | 0 | 0 | 0 | 0 | 0 | 0 | 0 | 0 | 303.6015 | 242.3063 | 284.1976 | 308.6487 | 0 | 0 | 0 | 0 | -6.1617 | 29.4966 | 42.4916 | 4.4171 | -0.99199 | 8.7154 | 26.0891 | 2.2336 | 1095.3328 | 1188.7608 | 1233.5725 | 1283.0495 | 0.41329 | 0.40425 | 0.37696 | 0.36409 | 452.6846 | 480.5549 | 465.0026 | 467.1414 | 0.10791 | 0.1172 | 0.11023 | 0.11545 | 0.049406 | 0.042833 | 0.043238 | 0.043239 | 118.1958 | 139.3245 | 135.9717 | 148.127 | 54.1155 | 50.9183 | 53.3376 | 55.4784
3 | 22 | 2 | 1431.649 | 1483.8862 | 1528.9667 | 1534.2244 | 80 | 63 | 0 | 0 | 0 | 0 | 0 | 0 | 0 | 0 | 0 | 0 | 313.2431 | 250.8814 | 294.5025 | 318.5564 | 0 | 0 | 0 | 0 | -5.3659 | 1.747 | 24.7014 | -3.0033 | -1.4471 | 8.4946 | 23.172 | 1.2763 | 1045.2189 | 1159.7632 | 1186.5908 | 1217.3951 | 0.41212 | 0.40593 | 0.37263 | 0.36396 | 430.7559 | 470.783 | 442.155 | 443.08 | 0.10789 | 0.11725 | 0.11017 | 0.11541 | 0.049287 | 0.042823 | 0.043052 | 0.043054 | 112.7687 | 135.9863 | 130.7321 | 140.4941 | 51.5152 | 49.6643 | 51.0847 | 52.4135
3 | 22 | 3 | 1392.1211 | 1435.7673 | 1471.5649 | 1469.9232 | 80 | 63 | 0 | 0 | 0 | 0 | 0 | 0 | 0 | 0 | 0 | 0 | 339.4701 | 278.2157 | 322.9071 | 348.6889 | 0 | 0 | 0 | 0 | -5.3696 | 8.4627 | 19.4409 | -0.98931 | -1.0603 | 7.5053 | 15.2125 | 1.2763 | 979.0809 | 1078.5836 | 1114.0043 | 1120.9473 | 0.41162 | 0.4062 | 0.3735 | 0.36453 | 403.0067 | 438.1208 | 416.0815 | 408.6163 | 0.10783 | 0.11726 | 0.11011 | 0.11539 | 0.04918 | 0.042852 | 0.042964 | 0.043023 | 105.5751 | 126.4775 | 122.6605 | 129.3443 | 48.1511 | 46.2199 | 47.8623 | 48.2268
3 | 22 | 4 | 1428.9395 | 1469.318 | 1501.0578 | 1495.1327 | 80 | 63 | 0 | 0 | 0 | 0 | 0 | 0 | 0 | 0 | 0 | 0 | 410.3567 | 353.3217 | 398.5427 | 431.5566 | 0 | 0 | 0 | 0 | -5.3629 | 4.0782 | 29.0462 | -1.2643 | -1.1262 | 7.3583 | 12.5179 | 1.2763 | 945.0718 | 1041.5598 | 1060.951 | 1063.5641 | 0.4116 | 0.40613 | 0.376 | 0.36469 | 388.9898 | 423.0113 | 398.9162 | 387.8715 | 0.10763 | 0.1172 | 0.1101 | 0.11538 | 0.048977 | 0.042908 | 0.043007 | 0.043072 | 101.72 | 122.0689 | 116.8126 | 122.7132 | 46.287 | 44.6911 | 45.6288 | 45.8103
3 | 22 | 5 | 1530.2856 | 1569.8521 | 1599.7181 | 1589.9209 | 80 | 63 | 0 | 0 | 0 | 0 | 0 | 0 | 0 | 0 | 0 | 0 | 506.6229 | 458.8688 | 504.7758 | 544.9661 | 0 | 0 | 0 | 0 | -4.0921 | 19.6331 | 47.7998 | -4.61 | 0.40494 | 10.1093 | 22.0661 | 1.3995 | 947.3498 | 1018.2408 | 1025.0764 | 1048.1653 | 0.41177 | 0.4071 | 0.37726 | 0.36626 | 390.0904 | 414.5261 | 386.7166 | 383.8964 | 0.1074 | 0.11724 | 0.11008 | 0.11537 | 0.048799 | 0.042983 | 0.043099 | 0.043163 | 101.7409 | 119.3779 | 112.8432 | 120.9317 | 46.23 | 43.7667 | 44.1794 | 45.2424
3 | 22 | 6 | 1742.751 | 1788.178 | 1822.9294 | 1812.8017 | 80 | 63 | 0 | 0 | 0 | 0 | 0 | 0 | 0 | 0 | 0 | 0 | 558.6896 | 515.305 | 561.8222 | 605.3783 | 0 | 0 | 0 | 0 | 5.0785 | 63.8009 | 50.2852 | 31.7866 | 2.2568 | 18.0759 | 8.2526 | 16.7696 | 1096.726 | 1127.9962 | 1202.5694 | 1158.8672 | 0.41056 | 0.40853 | 0.38849 | 0.36647 | 450.2773 | 460.8176 | 467.1817 | 424.6912 | 0.10721 | 0.11731 | 0.11004 | 0.11535 | 0.048667 | 0.043216 | 0.043478 | 0.043497 | 117.5774 | 132.3203 | 132.3351 | 133.6698 | 53.3746 | 48.7469 | 52.2849 | 50.4071
3 | 22 | 7 | 1874.2208 | 1920.5985 | 1956.0593 | 1944.6234 | 80 | 63 | 0 | 0 | 0 | 0 | 0 | 0 | 0 | 0 | 0 | 0 | 863.7363 | 824.2115 | 872.3824 | 917.9763 | 0 | 0 | 0 | 0 | 7.3022 | 16.7827 | 8.4769 | 13.0101 | 1.3205 | 10.3844 | 8.5284 | 9.0064 | 921.8618 | 1006.22 | 1066.6716 | 1004.6305 | 0.41103 | 0.41035 | 0.39423 | 0.37873 | 378.909 | 412.9002 | 420.5175 | 380.4847 | 0.10735 | 0.11743 | 0.11016 | 0.11566 | 0.048782 | 0.043226 | 0.043175 | 0.043557 | 98.9589 | 118.1602 | 117.5058 | 116.1963 | 44.9701 | 43.4948 | 46.0535 | 43.7586
3 | 22 | 8 | 1915.1283 | 1961.8005 | 1998.9278 | 1990.0607 | 80 | 63 | 0 | 0 | 0 | 0 | 0 | 0 | 0 | 0 | 0 | 0 | 1325.4319 | 1344.276 | 1448.4391 | 1535.4591 | 0 | 0 | 0 | 0 | -5.0094 | -10.1346 | 6.4378 | 16.408 | 0.95673 | -2.812 | -7.7374 | -9.2086 | 513.7491 | 567.4711 | 551.7883 | 447.4022 | 0.409 | 0.28561 | 0.40476 | 0.39541 | 210.1245 | 162.0767 | 223.3429 | 176.907 | 0.11032 | 0.11878 | 0.11154 | 0.11933 | 0.051571 | 0.045686 | 0.045845 | 0.051303 | 56.6748 | 67.4026 | 61.5467 | 53.3872 | 26.4944 | 25.9257 | 25.2967 | 22.953
3 | 22 | 9 | 1952.4206 | 2002.2406 | 2044.2386 | 2040.6684 | 80 | 63 | 0 | 0 | 0 | 0 | 0 | 0 | 0 | 0 | 0 | 0 | 1627.6019 | 1717.0854 | 1892.9439 | 2043.397 | 0 | 0 | 0 | 0 | -2.6499 | -25.6172 | -21.6143 | -30.0854 | -4.2699 | -12.6212 | -9.0623 | -16.0249 | 251.7385 | 260.3936 | 181.9713 | 43.3817 | 0.40919 | 0.27247 | 0.26264 | 0.26837 | 103.0093 | 70.9507 | 47.7937 | 11.6423 | 0.11356 | 0.11896 | 0.11214 | 0.12116 | 0.055623 | 0.047569 | 0.048079 | 0.059568 | 28.5877 | 30.9752 | 20.4068 | 5.2561 | 14.0026 | 12.3866 | 8.749 | 2.5842
3 | 22 | 10 | 1986.2922 | 2037.0364 | 2079.5643 | 2075.4393 | 80 | 63 | 0 | 0 | 0 | 0 | 0 | 0 | 0 | 0 | 0 | 0 | 1851.0998 | 1991.4199 | 2218.1642 | 2414.6041 | 0 | 0 | 0 | 0 | -5.0196 | -69.1829 | -62.6759 | -65.1752 | -4.1119 | -15.47 | -28.0828 | -33.9128 | 64.3239 | 67.2694 | -47.8411 | -240.0768 | 0.40293 | 0.26868 | 0.26582 | 0.087318 | 25.9178 | 18.0737 | -12.717 | -20.9629 | 0.11324 | 0.12223 | 0.1117 | 0.11889 | 0.056694 | 0.048167 | 0.049069 | 0.060676 | 7.2838 | 8.2224 | -5.3437 | -28.5436 | 3.6468 | 3.2401 | -2.3475 | -14.5669
3 | 22 | 11 | 2003.2972 | 2055.2616 | 2097.8244 | 2091.9065 | 80 | 63 | 0 | 0 | 0 | 0 | 0 | 0 | 0 | 0 | 0 | 0 | 1730.454 | 1882.3362 | 2127.3149 | 2336.9808 | 0 | 0 | 0 | 0 | -4.9661 | -64.9499 | -63.301 | -67.0757 | -4.8773 | -27.2207 | -29.5982 | -35.259 | 202.6866 | 202.096 | 63.4087 | -142.7395 | 0.39688 | 0.26972 | 0.26885 | 0 | 80.4418 | 54.5092 | 17.0478 | 0 | 0.11342 | 0.12274 | 0.1116 | 0.1188 | 0.057199 | 0.049031 | 0.051193 | 0.062375 | 22.9883 | 24.8058 | 7.0767 | -16.9571 | 11.5935 | 9.909 | 3.2461 | -8.9034
3 | 22 | 12 | 2013.2464 | 2066.8476 | 2110.3043 | 2103.8692 | 80 | 63 | 0 | 0 | 0 | 0 | 0 | 0 | 0 | 0 | 0 | 0 | 1848.7192 | 1999.0504 | 2242.3682 | 2447.4428 | 0 | 0 | 0 | 0 | -7.0796 | -78.4171 | -80.9096 | -81.7355 | -6.7432 | -29.0612 | -37.4036 | -40 | 98.3499 | 112.2755 | -13.7507 | -221.8381 | 0.3979 | 0.26972 | 0.26972 | 0 | 39.1331 | 30.2829 | -3.7088 | 0 | 0.11404 | 0.12316 | 0.11112 | 0.11887 | 0.058126 | 0.049662 | 0.051671 | 0.062858 | 11.2158 | 13.8283 | -1.528 | -26.3698 | 5.7167 | 5.5759 | -0.71052 | -13.9444
3 | 22 | 13 | 2031.5982 | 2090.2402 | 2138.9048 | 2136.078 | 80 | 63 | 0 | 0 | 0 | 0 | 0 | 0 | 0 | 0 | 0 | 0 | 1543.8736 | 1695.8651 | 1934.7136 | 2132.5408 | 0 | 0 | 0 | 0 | -4.1704 | -80.0891 | -81.8611 | -87.6129 | -5.7844 | -30.3489 | -37.734 | -40 | 417.6795 | 441.8131 | 323.7863 | 131.1501 | 0.39853 | 0.26972 | 0.26972 | 0 | 166.4565 | 119.1656 | 87.3313 | 0 | 0.11453 | 0.11914 | 0.11147 | 0.11885 | 0.058479 | 0.050049 | 0.052659 | 0.06269 | 47.8375 | 52.6355 | 36.0928 | 15.5869 | 24.4257 | 22.1121 | 17.0504 | 8.2218
3 | 22 | 14 | 2027.9837 | 2088.9346 | 2140.3647 | 2140.1063 | 80 | 63 | 0 | 0 | 0 | 0 | 0 | 0 | 0 | 0 | 0 | 0 | 1301.0386 | 1422.0638 | 1625.8281 | 1795.467 | 0 | 0 | 0 | 0 | -6.2424 | -80.1049 | -79.968 | -56.8665 | -6.0523 | -24.7948 | -37.5062 | -40 | 659.2398 | 708.7704 | 632.0108 | 441.5058 | 0.39819 | 0.26972 | 0.26972 | 0 | 262.5001 | 191.1693 | 170.4652 | 0 | 0.11436 | 0.11904 | 0.11163 | 0.11868 | 0.058011 | 0.049569 | 0.050376 | 0.061597 | 75.391 | 84.3754 | 70.5511 | 52.3998 | 38.2429 | 35.1327 | 31.838 | 27.1955
3 | 22 | 15 | 2020.5048 | 2084.3271 | 2138.9697 | 2141.4738 | 80 | 63 | 0 | 0 | 0 | 0 | 0 | 0 | 0 | 0 | 0 | 0 | 921.6162 | 1031.109 | 1208.3466 | 1366.6256 | 0 | 0 | 0 | 0 | -5.7031 | -53.5326 | -45.2438 | -35.0429 | -6.0683 | -15.6918 | -32.8839 | -32.836 | 1030.66 | 1059.4425 | 1008.7508 | 842.7272 | 0.40065 | 0.26972 | 0.26972 | 0 | 412.9321 | 285.7524 | 272.0791 | 0 | 0.11613 | 0.12037 | 0.11242 | 0.12027 | 0.058436 | 0.049196 | 0.048333 | 0.059267 | 119.6858 | 127.5255 | 113.4024 | 101.3566 | 60.2274 | 52.1207 | 48.7558 | 49.9455
3 | 22 | 16 | 2008.6186 | 2080.157 | 2143.6899 | 2154.0556 | 80 | 63 | 0 | 0 | 0 | 0 | 0 | 0 | 0 | 0 | 0 | 0 | 657.2689 | 738.513 | 863.6258 | 997.2046 | 0 | 0 | 0 | 0 | -4.2561 | -14.0059 | -12.3274 | -4.5114 | -5.0135 | -11.3207 | -12.9883 | -17.0329 | 1280.6194 | 1303.9705 | 1305.3798 | 1178.3953 | 0.40929 | 0.26149 | 0.26306 | 0.18532 | 524.1475 | 340.9698 | 343.3939 | 218.3794 | 0.11389 | 0.12093 | 0.11245 | 0.12241 | 0.055254 | 0.048565 | 0.047858 | 0.057989 | 145.8461 | 157.6864 | 146.7875 | 144.2528 | 70.7596 | 63.3271 | 62.4728 | 68.3344
3 | 22 | 17 | 1979.7912 | 2059.4322 | 2132.2982 | 2151.0992 | 80 | 63 | 0 | 0 | 0 | 0 | 0 | 0 | 0 | 0 | 0 | 0 | 724.6545 | 795.4058 | 879.113 | 982.8925 | 0 | 0 | 0 | 0 | -4.2588 | -2.2311 | 2.7569 | 3.1611 | 0.91283 | -4.4182 | -5.7056 | -3.1536 | 1178.4826 | 1207.6757 | 1256.1339 | 1168.1992 | 0.40752 | 0.28291 | 0.38057 | 0.3842 | 480.2511 | 341.6656 | 478.0498 | 448.8207 | 0.1097 | 0.12042 | 0.11063 | 0.1167 | 0.050779 | 0.047537 | 0.043748 | 0.045603 | 129.2808 | 145.423 | 138.9636 | 136.3282 | 59.8425 | 57.4093 | 54.9537 | 53.2735
3 | 22 | 18 | 1963.108 | 2049.189 | 2129.4676 | 2154.88 | 80 | 63 | 0 | 0 | 0 | 0 | 0 | 0 | 0 | 0 | 0 | 0 | 617.303 | 652.3757 | 680.0637 | 736.5031 | 0 | 0 | 0 | 0 | 8.7331 | -2.9126 | -0.019935 | 23.1056 | 1.7834 | 0.14841 | 1.8834 | 2.9348 | 1255.2885 | 1336.5775 | 1447.5404 | 1392.3365 | 0.40644 | 0.41154 | 0.3922 | 0.38465 | 510.2023 | 550.0548 | 567.731 | 535.5617 | 0.10706 | 0.11756 | 0.11072 | 0.11593 | 0.048419 | 0.043185 | 0.043655 | 0.043722 | 134.3925 | 157.1331 | 160.277 | 161.4165 | 60.7792 | 57.7196 | 63.1923 | 60.8762
3 | 22 | 19 | 2099.3881 | 2198.0645 | 2291.1815 | 2324.2515 | 80 | 63 | 0 | 0 | 0 | 0 | 0 | 0 | 0 | 0 | 0 | 0 | 491.5934 | 494.2109 | 521.5246 | 551.4623 | 0 | 0 | 0 | 0 | 19.9721 | 23.896 | -1.4176 | 50.3551 | 11.5758 | 16.4555 | 13.1947 | 35.7543 | 1496.2468 | 1600.5021 | 1757.8797 | 1686.6798 | 0.41784 | 0.42049 | 0.40026 | 0.38866 | 625.1973 | 673.0004 | 703.6136 | 655.5455 | 0.10743 | 0.11774 | 0.11086 | 0.11589 | 0.048513 | 0.043707 | 0.044255 | 0.044135 | 160.7437 | 188.4354 | 194.8842 | 195.463 | 72.5871 | 69.9524 | 77.7949 | 74.4424
3 | 22 | 20 | 2118.6677 | 2219.9145 | 2315.3675 | 2349.5107 | 80 | 63 | 0 | 0 | 0 | 0 | 0 | 0 | 0 | 0 | 0 | 0 | 361.9656 | 338.307 | 372.2472 | 391.0106 | 0 | 0 | 0 | 0 | 9.9021 | 64.8182 | 7.3014 | 34.5259 | 7.7377 | 9.7627 | 12.5108 | 33.8599 | 1659.0623 | 1744.0265 | 1923.3081 | 1890.1143 | 0.41669 | 0.42192 | 0.40093 | 0.38937 | 691.3135 | 735.847 | 771.1058 | 735.9509 | 0.10701 | 0.11773 | 0.11086 | 0.11588 | 0.048376 | 0.043603 | 0.044165 | 0.043976 | 177.544 | 205.3257 | 213.2268 | 219.0257 | 80.2589 | 76.0449 | 84.9432 | 83.1203
3 | 22 | 21 | 2003.9903 | 2100.1641 | 2190.4825 | 2222.2823 | 80 | 63 | 0 | 0 | 0 | 0 | 0 | 0 | 0 | 0 | 0 | 0 | 369.767 | 348.6361 | 382.8449 | 401.3791 | 0 | 0 | 0 | 0 | 3.1762 | 38.2789 | 22.8682 | 57.507 | 4.9258 | 7.526 | 2.5778 | 24.486 | 1546.1213 | 1642.7231 | 1782.1917 | 1738.9102 | 0.40725 | 0.41222 | 0.39727 | 0.38658 | 629.6506 | 677.1677 | 708.009 | 672.2209 | 0.10677 | 0.11773 | 0.11083 | 0.11577 | 0.048296 | 0.043355 | 0.043933 | 0.04384 | 165.0814 | 193.4054 | 197.5163 | 201.3162 | 74.671 | 71.2205 | 78.297 | 76.2334
3 | 22 | 22 | 1826.4195 | 1915.3583 | 1998.9982 | 2028.9424 | 80 | 63 | 0 | 0 | 0 | 0 | 0 | 0 | 0 | 0 | 0 | 0 | 359.144 | 335.0554 | 370.2392 | 387.7961 | 0 | 0 | 0 | 0 | 8.5891 | 22.3226 | 10.0153 | 24.8122 | 4.7045 | 4.4025 | 6.2392 | 27.9011 | 1373.982 | 1490.5778 | 1612.5045 | 1588.4331 | 0.4092 | 0.40681 | 0.39436 | 0.38072 | 562.2364 | 606.3776 | 635.9103 | 604.7525 | 0.10667 | 0.1175 | 0.11057 | 0.11573 | 0.048211 | 0.043146 | 0.043745 | 0.043756 | 146.5662 | 175.1392 | 178.2931 | 183.8219 | 66.2414 | 64.3127 | 70.5384 | 69.503
3 | 22 | 23 | 1654.2268 | 1735.4739 | 1811.8779 | 1839.3849 | 80 | 63 | 0 | 0 | 0 | 0 | 0 | 0 | 0 | 0 | 0 | 0 | 317.7097 | 285.622 | 320.2125 | 337.9461 | 0 | 0 | 0 | 0 | -1.5935 | 20.6854 | 23.8384 | 24.7053 | -0.027697 | 6.5294 | 15.0068 | 29.7782 | 1258.1383 | 1359.6371 | 1452.8201 | 1446.9553 | 0.41443 | 0.40564 | 0.38939 | 0.37001 | 521.4064 | 551.5193 | 565.7127 | 535.3864 | 0.10699 | 0.11736 | 0.11036 | 0.1156 | 0.048443 | 0.042989 | 0.043597 | 0.043413 | 134.6054 | 159.5617 | 160.3369 | 167.2745 | 60.9474 | 58.4488 | 63.3382 | 62.816
3 | 22 | 24 | 1526.9514 | 1596.8927 | 1661.4425 | 1681.4546 | 80 | 63 | 0 | 0 | 0 | 0 | 0 | 0 | 0 | 0 | 0 | 0 | 218.215 | 177.9796 | 205.742 | 223.2994 | 0 | 0 | 0 | 0 | -2.9811 | 21.7057 | 9.7772 | 7.5318 | -0.61607 | 16.1427 | 15.6755 | 22.9455 | 1232.3336 | 1318.0647 | 1430.2478 | 1427.678 | 0.41271 | 0.40699 | 0.38318 | 0.36432 | 508.5941 | 536.4383 | 548.0444 | 520.1262 | 0.10752 | 0.11724 | 0.11028 | 0.11549 | 0.049011 | 0.042864 | 0.043368 | 0.043305 | 132.4959 | 154.5285 | 157.7305 | 164.8832 | 60.3985 | 56.4979 | 62.0275 | 61.8249
3 | 23 | 1 | 1453.2401 | 1512.6524 | 1565.6683 | 1577.1863 | 80 | 63 | 0 | 0 | 0 | 0 | 0 | 0 | 0 | 0 | 0 | 0 | 174.6314 | 145.2844 | 163.721 | 181.3776 | 0 | 0 | 0 | 0 | -6.1617 | 29.4966 | 42.4916 | 4.4171 | -0.99199 | 8.7154 | 26.0891 | 2.2336 | 1205.7624 | 1266.156 | 1333.3667 | 1389.1579 | 0.41329 | 0.40425 | 0.37696 | 0.36409 | 498.3235 | 511.8418 | 502.6207 | 505.7741 | 0.10791 | 0.1172 | 0.11023 | 0.11545 | 0.049406 | 0.042833 | 0.043238 | 0.043239 | 130.1122 | 148.3954 | 146.9717 | 160.3772 | 59.5713 | 54.2333 | 57.6526 | 60.0664
3 | 23 | 2 | 1406.7418 | 1457.5198 | 1501.1821 | 1505.7946 | 80 | 63 | 0 | 0 | 0 | 0 | 0 | 0 | 0 | 0 | 0 | 0 | 178.7321 | 146.8647 | 168.1039 | 183.817 | 0 | 0 | 0 | 0 | -5.3659 | 1.747 | 24.7014 | -3.0033 | -1.4471 | 8.4946 | 23.172 | 1.2763 | 1154.8227 | 1237.4135 | 1285.2047 | 1323.7047 | 0.41212 | 0.40593 | 0.37263 | 0.36396 | 475.9259 | 502.3036 | 478.9011 | 481.7721 | 0.10789 | 0.11725 | 0.11017 | 0.11541 | 0.049287 | 0.042823 | 0.043052 | 0.043054 | 124.5939 | 145.0911 | 141.5969 | 152.7628 | 56.9172 | 52.9895 | 55.3302 | 56.9906
3 | 23 | 3 | 1385.9643 | 1429.2498 | 1464.6968 | 1462.8956 | 80 | 63 | 0 | 0 | 0 | 0 | 0 | 0 | 0 | 0 | 0 | 0 | 186.1259 | 152.8852 | 176.3088 | 190.8203 | 0 | 0 | 0 | 0 | -5.3696 | 8.4627 | 19.4409 | -0.98931 | -1.0603 | 7.5053 | 15.2125 | 1.2763 | 1126.2683 | 1197.3966 | 1253.7345 | 1271.7883 | 0.41162 | 0.4062 | 0.3735 | 0.36453 | 463.5916 | 486.3826 | 468.2708 | 463.602 | 0.10783 | 0.11726 | 0.11011 | 0.11539 | 0.04918 | 0.042852 | 0.042964 | 0.043023 | 121.4464 | 140.4098 | 138.0459 | 146.7496 | 55.3898 | 51.3113 | 53.8657 | 54.7165
3 | 23 | 4 | 1418.235 | 1457.9864 | 1489.1166 | 1482.9143 | 80 | 63 | 0 | 0 | 0 | 0 | 0 | 0 | 0 | 0 | 0 | 0 | 195.8325 | 165.9566 | 189.9931 | 202.9884 | 0 | 0 | 0 | 0 | -5.3629 | 4.0782 | 29.0462 | -1.2643 | -1.1262 | 7.3583 | 12.5179 | 1.2763 | 1148.8916 | 1217.5933 | 1257.5594 | 1279.9139 | 0.4116 | 0.40613 | 0.376 | 0.36469 | 472.8816 | 494.5042 | 472.8407 | 466.7722 | 0.10763 | 0.1172 | 0.1101 | 0.11538 | 0.048977 | 0.042908 | 0.043007 | 0.043072 | 123.6575 | 142.6997 | 138.4595 | 147.6755 | 56.2695 | 52.2443 | 54.0844 | 55.129
3 | 23 | 5 | 1525.8079 | 1565.112 | 1594.7231 | 1584.81 | 80 | 63 | 0 | 0 | 0 | 0 | 0 | 0 | 0 | 0 | 0 | 0 | 193.8529 | 164.9288 | 188.9691 | 201.0221 | 0 | 0 | 0 | 0 | -4.0921 | 19.6331 | 47.7998 | -4.61 | 0.40494 | 10.1093 | 22.0661 | 1.3995 | 1255.6422 | 1307.4408 | 1335.8881 | 1386.9984 | 0.41177 | 0.4071 | 0.37726 | 0.36626 | 517.036 | 532.2594 | 503.9722 | 507.996 | 0.1074 | 0.11724 | 0.11008 | 0.11537 | 0.048799 | 0.042983 | 0.043099 | 0.043163 | 134.85 | 153.2835 | 147.0582 | 160.0245 | 61.2744 | 56.1973 | 57.575 | 59.8676
3 | 23 | 6 | 1710.5675 | 1754.109 | 1787.0279 | 1776.0666 | 80 | 63 | 0 | 0 | 0 | 0 | 0 | 0 | 0 | 0 | 0 | 0 | 170.9667 | 140.7752 | 162.6499 | 174.6501 | 0 | 0 | 0 | 0 | 5.0785 | 63.8009 | 50.2852 | 31.7866 | 2.2568 | 18.0759 | 8.2526 | 16.7696 | 1452.2655 | 1468.4571 | 1565.8402 | 1552.8602 | 0.41056 | 0.40853 | 0.38849 | 0.36647 | 596.2493 | 599.9053 | 608.3074 | 569.0782 | 0.10721 | 0.11731 | 0.11004 | 0.11535 | 0.048667 | 0.043216 | 0.043478 | 0.043497 | 155.6939 | 172.2583 | 172.3108 | 179.1151 | 70.6777 | 63.4601 | 68.0791 | 67.5445
3 | 23 | 7 | 1842.3872 | 1886.8998 | 1920.548 | 1908.2876 | 80 | 63 | 0 | 0 | 0 | 0 | 0 | 0 | 0 | 0 | 0 | 0 | 353.8269 | 325.3465 | 344.2771 | 357.4278 | 0 | 0 | 0 | 0 | 7.3022 | 16.7827 | 8.4769 | 13.0101 | 1.3205 | 10.3844 | 8.5284 | 9.0064 | 1399.9375 | 1471.3863 | 1559.2657 | 1528.8432 | 0.41103 | 0.41035 | 0.39423 | 0.37873 | 575.4105 | 603.7803 | 614.7145 | 579.0203 | 0.10735 | 0.11743 | 0.11016 | 0.11566 | 0.048782 | 0.043226 | 0.043175 | 0.043557 | 150.2788 | 172.7845 | 171.7706 | 176.8272 | 68.2916 | 63.602 | 67.3213 | 66.5917
3 | 23 | 8 | 1900.086 | 1945.8769 | 1982.1478 | 1972.891 | 80 | 63 | 0 | 0 | 0 | 0 | 0 | 0 | 0 | 0 | 0 | 0 | 485.0437 | 508.9566 | 564.713 | 614.5116 | 0 | 0 | 0 | 0 | -5.0094 | -10.1346 | 6.4378 | 16.408 | 0.95673 | -2.812 | -7.7374 | -9.2086 | 1339.095 | 1386.867 | 1418.7344 | 1351.18 | 0.409 | 0.28561 | 0.40476 | 0.39541 | 547.6928 | 396.1062 | 574.2497 | 534.2691 | 0.11032 | 0.11878 | 0.11154 | 0.11933 | 0.051571 | 0.045686 | 0.045845 | 0.051303 | 147.7237 | 164.7281 | 158.2462 | 161.2324 | 69.058 | 63.3609 | 65.0418 | 69.3192
3 | 23 | 9 | 1948.5026 | 1998.0931 | 2039.868 | 2036.1963 | 80 | 63 | 0 | 0 | 0 | 0 | 0 | 0 | 0 | 0 | 0 | 0 | 695.3871 | 785.1664 | 895.5277 | 993.9744 | 0 | 0 | 0 | 0 | -2.6499 | -25.6172 | -21.6143 | -30.0854 | -4.2699 | -12.6212 | -9.0623 | -16.0249 | 1180.0352 | 1188.165 | 1175.0169 | 1088.3323 | 0.40919 | 0.27247 | 0.26264 | 0.26837 | 482.8609 | 323.7452 | 308.6111 | 292.0736 | 0.11356 | 0.11896 | 0.11214 | 0.12116 | 0.055623 | 0.047569 | 0.048079 | 0.059568 | 134.0063 | 141.3386 | 131.7697 | 131.8613 | 65.6377 | 56.5197 | 56.4937 | 64.8296
3 | 23 | 10 | 1995.2476 | 2046.5165 | 2089.5543 | 2085.6612 | 80 | 63 | 0 | 0 | 0 | 0 | 0 | 0 | 0 | 0 | 0 | 0 | 860.4072 | 1006.2301 | 1169.0048 | 1311.1252 | 0 | 0 | 0 | 0 | -5.0196 | -69.1829 | -62.6759 | -65.1752 | -4.1119 | -15.47 | -28.0828 | -33.9128 | 1063.9719 | 1061.9393 | 1011.3082 | 873.624 | 0.40293 | 0.26868 | 0.26582 | 0.087318 | 428.7024 | 285.3176 | 268.8241 | 76.2827 | 0.11324 | 0.12223 | 0.1117 | 0.11889 | 0.056694 | 0.048167 | 0.049069 | 0.060676 | 120.4796 | 129.8013 | 112.9597 | 103.8683 | 60.321 | 51.15 | 49.6237 | 53.0079
3 | 23 | 11 | 2010.9933 | 2063.4085 | 2106.4096 | 2100.691 | 80 | 63 | 0 | 0 | 0 | 0 | 0 | 0 | 0 | 0 | 0 | 0 | 1001.8171 | 1186.1717 | 1387.0376 | 1560.4476 | 0 | 0 | 0 | 0 | -4.9661 | -64.9499 | -63.301 | -67.0757 | -4.8773 | -27.2207 | -29.5982 | -35.259 | 939.0195 | 906.4074 | 812.2712 | 642.5782 | 0.39688 | 0.26972 | 0.26885 | 0 | 372.676 | 244.4758 | 218.3832 | 0 | 0.11342 | 0.12274 | 0.1116 | 0.1188 | 0.057199 | 0.049031 | 0.051193 | 0.062375 | 106.5018 | 111.2548 | 90.6527 | 76.3368 | 53.711 | 44.4424 | 41.5826 | 40.0809
3 | 23 | 12 | 2029.1282 | 2083.6598 | 2128.0209 | 2121.9972 | 80 | 63 | 0 | 0 | 0 | 0 | 0 | 0 | 0 | 0 | 0 | 0 | 992.6792 | 1198.6689 | 1422.9834 | 1614.7713 | 0 | 0 | 0 | 0 | -7.0796 | -78.4171 | -80.9096 | -81.7355 | -6.7432 | -29.0612 | -37.4036 | -40 | 970.2718 | 929.4692 | 823.3506 | 628.9613 | 0.3979 | 0.26972 | 0.26972 | 0 | 386.0677 | 250.696 | 222.0731 | 0 | 0.11404 | 0.12316 | 0.11112 | 0.11887 | 0.058126 | 0.049662 | 0.051671 | 0.062858 | 110.6494 | 114.4773 | 91.4901 | 74.7642 | 56.3978 | 46.1597 | 42.5437 | 39.5355
3 | 23 | 13 | 2043.5621 | 2102.905 | 2152.2508 | 2149.7339 | 80 | 63 | 0 | 0 | 0 | 0 | 0 | 0 | 0 | 0 | 0 | 0 | 1311.7784 | 1528.1943 | 1767.5096 | 1969.6262 | 0 | 0 | 0 | 0 | -4.1704 | -80.0891 | -81.8611 | -87.6129 | -5.7844 | -30.3489 | -37.734 | -40 | 661.7385 | 622.1487 | 504.3363 | 307.7205 | 0.39853 | 0.26972 | 0.26972 | 0 | 263.7207 | 167.8057 | 136.029 | 0 | 0.11453 | 0.11914 | 0.11147 | 0.11885 | 0.058479 | 0.050049 | 0.052659 | 0.06269 | 75.7899 | 74.1198 | 56.2189 | 36.5718 | 38.6981 | 31.1377 | 26.558 | 19.2911
3 | 23 | 14 | 2028.1936 | 2089.1567 | 2140.5988 | 2140.3459 | 80 | 63 | 0 | 0 | 0 | 0 | 0 | 0 | 0 | 0 | 0 | 0 | 1437.1387 | 1640.4206 | 1877.1731 | 2072.3441 | 0 | 0 | 0 | 0 | -6.2424 | -80.1049 | -79.968 | -56.8665 | -6.0523 | -24.7948 | -37.5062 | -40 | 523.3497 | 490.6358 | 380.9 | 164.8683 | 0.39819 | 0.26972 | 0.26972 | 0 | 208.3906 | 132.3341 | 102.7359 | 0 | 0.11436 | 0.11904 | 0.11163 | 0.11868 | 0.058011 | 0.049569 | 0.050376 | 0.061597 | 59.8505 | 58.4076 | 42.5197 | 19.5673 | 30.3598 | 24.3201 | 19.1881 | 10.1554
3 | 23 | 15 | 2007.4215 | 2070.4774 | 2124.375 | 2126.5402 | 80 | 63 | 0 | 0 | 0 | 0 | 0 | 0 | 0 | 0 | 0 | 0 | 1547.4845 | 1723.2086 | 1955.0945 | 2136.9711 | 0 | 0 | 0 | 0 | -5.7031 | -53.5326 | -45.2438 | -35.0429 | -6.0683 | -15.6918 | -32.8839 | -32.836 | 391.7085 | 353.4931 | 247.4081 | 57.4481 | 0.40065 | 0.26972 | 0.26972 | 0 | 156.9373 | 95.344 | 66.7306 | 0 | 0.11613 | 0.12037 | 0.11242 | 0.12027 | 0.058436 | 0.049196 | 0.048333 | 0.059267 | 45.4873 | 42.5501 | 27.8133 | 6.9094 | 22.8898 | 17.3906 | 11.9579 | 3.4047
3 | 23 | 16 | 1988.8188 | 2059.1972 | 2121.6027 | 2131.4555 | 80 | 63 | 0 | 0 | 0 | 0 | 0 | 0 | 0 | 0 | 0 | 0 | 1261.0804 | 1380.9179 | 1580.3311 | 1726.5033 | 0 | 0 | 0 | 0 | -4.2561 | -14.0059 | -12.3274 | -4.5114 | -5.0135 | -11.3207 | -12.9883 | -17.0329 | 657.008 | 640.6059 | 566.5873 | 426.4965 | 0.40929 | 0.26149 | 0.26306 | 0.18532 | 268.9082 | 167.5094 | 149.0467 | 79.038 | 0.11389 | 0.12093 | 0.11245 | 0.12241 | 0.055254 | 0.048565 | 0.047858 | 0.057989 | 74.8248 | 77.4671 | 63.7117 | 52.2094 | 36.3024 | 31.1109 | 27.1157 | 24.7323
3 | 23 | 17 | 1953.9045 | 2032.0289 | 2103.421 | 2121.5514 | 80 | 63 | 0 | 0 | 0 | 0 | 0 | 0 | 0 | 0 | 0 | 0 | 1043.7957 | 1094.7815 | 1231.8632 | 1324.6651 | 0 | 0 | 0 | 0 | -4.2588 | -2.2311 | 2.7569 | 3.1611 | 0.91283 | -4.4182 | -5.7056 | -3.1536 | 833.4548 | 880.8968 | 874.5065 | 796.8788 | 0.40752 | 0.28291 | 0.38057 | 0.3842 | 339.6465 | 249.216 | 332.813 | 306.1599 | 0.1097 | 0.12042 | 0.11063 | 0.1167 | 0.050779 | 0.047537 | 0.043748 | 0.045603 | 91.4309 | 106.0737 | 96.7449 | 92.9953 | 42.3222 | 41.8752 | 38.2582 | 36.3402
3 | 23 | 18 | 1921.1995 | 2004.8253 | 2082.7176 | 2107.0445 | 80 | 63 | 0 | 0 | 0 | 0 | 0 | 0 | 0 | 0 | 0 | 0 | 622.6585 | 601.6155 | 661.6018 | 693.0351 | 0 | 0 | 0 | 0 | 8.7331 | -2.9126 | -0.019935 | 23.1056 | 1.7834 | 0.14841 | 1.8834 | 2.9348 | 1208.0245 | 1342.974 | 1419.2523 | 1387.969 | 0.40644 | 0.41154 | 0.3922 | 0.38465 | 490.9922 | 552.6872 | 556.6363 | 533.8818 | 0.10706 | 0.11756 | 0.11072 | 0.11593 | 0.048419 | 0.043185 | 0.043655 | 0.043722 | 129.3324 | 157.8851 | 157.1448 | 160.9102 | 58.4908 | 57.9958 | 61.9574 | 60.6853
3 | 23 | 19 | 2023.617 | 2117.8544 | 2206.657 | 2237.7643 | 80 | 63 | 0 | 0 | 0 | 0 | 0 | 0 | 0 | 0 | 0 | 0 | 471.8552 | 443.5404 | 488.4124 | 511.613 | 0 | 0 | 0 | 0 | 19.9721 | 23.896 | -1.4176 | 50.3551 | 11.5758 | 16.4555 | 13.1947 | 35.7543 | 1440.214 | 1570.9625 | 1706.4674 | 1640.042 | 0.41784 | 0.42049 | 0.40026 | 0.38866 | 601.7843 | 660.5792 | 683.0352 | 637.4192 | 0.10743 | 0.11774 | 0.11086 | 0.11589 | 0.048513 | 0.043707 | 0.044255 | 0.044135 | 154.724 | 184.9576 | 189.1845 | 190.0583 | 69.8688 | 68.6613 | 75.5197 | 72.384
3 | 23 | 20 | 2059.4081 | 2157.1832 | 2249.2619 | 2281.8702 | 80 | 63 | 0 | 0 | 0 | 0 | 0 | 0 | 0 | 0 | 0 | 0 | 435.7332 | 401.0586 | 443.2851 | 468.7838 | 0 | 0 | 0 | 0 | 9.9021 | 64.8182 | 7.3014 | 34.5259 | 7.7377 | 9.7627 | 12.5108 | 33.8599 | 1526.0352 | 1618.5436 | 1786.1646 | 1744.7006 | 0.41669 | 0.42192 | 0.40093 | 0.38937 | 635.8825 | 682.9027 | 716.1213 | 679.3314 | 0.10701 | 0.11773 | 0.11086 | 0.11588 | 0.048376 | 0.043603 | 0.044165 | 0.043976 | 163.3082 | 190.5525 | 198.0224 | 202.1752 | 73.8236 | 70.5734 | 78.8862 | 76.7256
3 | 23 | 21 | 1969.7079 | 2063.8732 | 2152.2396 | 2183.1514 | 80 | 63 | 0 | 0 | 0 | 0 | 0 | 0 | 0 | 0 | 0 | 0 | 477.3136 | 457.8274 | 496.573 | 523.0603 | 0 | 0 | 0 | 0 | 3.1762 | 38.2789 | 22.8682 | 57.507 | 4.9258 | 7.526 | 2.5778 | 24.486 | 1404.2923 | 1497.2409 | 1630.2206 | 1578.0981 | 0.40725 | 0.41222 | 0.39727 | 0.38658 | 571.8914 | 617.1966 | 647.6356 | 610.0548 | 0.10677 | 0.11773 | 0.11083 | 0.11577 | 0.048296 | 0.043355 | 0.043933 | 0.04384 | 149.9381 | 176.2771 | 180.6737 | 182.6987 | 67.8213 | 64.9131 | 71.6205 | 69.1835
3 | 23 | 22 | 1820.9623 | 1909.5814 | 1992.9105 | 2022.7134 | 80 | 63 | 0 | 0 | 0 | 0 | 0 | 0 | 0 | 0 | 0 | 0 | 515.0209 | 513.8917 | 546.1393 | 574.8926 | 0 | 0 | 0 | 0 | 8.5891 | 22.3226 | 10.0153 | 24.8122 | 4.7045 | 4.4025 | 6.2392 | 27.9011 | 1212.6479 | 1305.9646 | 1430.5167 | 1395.1076 | 0.4092 | 0.40681 | 0.39436 | 0.38072 | 496.2182 | 531.2757 | 564.1412 | 531.1491 | 0.10667 | 0.1175 | 0.11057 | 0.11573 | 0.048211 | 0.043146 | 0.043745 | 0.043756 | 129.3563 | 153.4476 | 158.1709 | 161.4492 | 58.4633 | 56.3474 | 62.5774 | 61.0439
3 | 23 | 23 | 1656.2558 | 1737.6217 | 1814.1412 | 1841.7008 | 80 | 63 | 0 | 0 | 0 | 0 | 0 | 0 | 0 | 0 | 0 | 0 | 533.8378 | 542.9743 | 568.0803 | 602.8653 | 0 | 0 | 0 | 0 | -1.5935 | 20.6854 | 23.8384 | 24.7053 | -0.027697 | 6.5294 | 15.0068 | 29.7782 | 1044.0391 | 1104.4326 | 1207.2157 | 1184.3519 | 0.41443 | 0.40564 | 0.38939 | 0.37001 | 432.678 | 447.9989 | 470.0769 | 438.2208 | 0.10699 | 0.11736 | 0.11036 | 0.1156 | 0.048443 | 0.042989 | 0.043597 | 0.043413 | 111.6994 | 129.6119 | 133.2314 | 136.9164 | 50.5759 | 47.478 | 52.6307 | 51.4157
3 | 23 | 24 | 1529.8199 | 1599.9293 | 1664.6424 | 1684.7289 | 80 | 63 | 0 | 0 | 0 | 0 | 0 | 0 | 0 | 0 | 0 | 0 | 509.6529 | 519.2196 | 539.6579 | 577.2132 | 0 | 0 | 0 | 0 | -2.9811 | 21.7057 | 9.7772 | 7.5318 | -0.61607 | 16.1427 | 15.6755 | 22.9455 | 943.7642 | 979.8613 | 1099.5318 | 1077.0384 | 0.41271 | 0.40699 | 0.38318 | 0.36432 | 389.4992 | 398.7931 | 421.3202 | 392.3825 | 0.10752 | 0.11724 | 0.11028 | 0.11549 | 0.049011 | 0.042864 | 0.043368 | 0.043305 | 101.47 | 114.8779 | 121.2585 | 124.3877 | 46.2553 | 42.001 | 47.6849 | 46.6406
3 | 24 | 1 | 1450.0218 | 1509.2455 | 1562.0782 | 1573.5128 | 80 | 63 | 0 | 0 | 0 | 0 | 0 | 0 | 0 | 0 | 0 | 0 | 460.6783 | 476.7464 | 489.9778 | 526.3378 | 0 | 0 | 0 | 0 | -6.1617 | 29.4966 | 42.4916 | 4.4171 | -0.99199 | 8.7154 | 26.0891 | 2.2336 | 916.4972 | 931.2871 | 1003.5197 | 1040.5242 | 0.41329 | 0.40425 | 0.37696 | 0.36409 | 378.7746 | 376.4715 | 378.2829 | 378.8411 | 0.10791 | 0.1172 | 0.11023 | 0.11545 | 0.049406 | 0.042833 | 0.043238 | 0.043239 | 98.8979 | 109.1482 | 110.614 | 120.1277 | 45.28 | 39.8899 | 43.3905 | 44.9917
3 | 24 | 2 | 1399.1856 | 1449.521 | 1492.753 | 1497.1699 | 80 | 63 | 0 | 0 | 0 | 0 | 0 | 0 | 0 | 0 | 0 | 0 | 394.0278 | 422.1138 | 426.3429 | 457.7186 | 0 | 0 | 0 | 0 | -5.3659 | 1.747 | 24.7014 | -3.0033 | -1.4471 | 8.4946 | 23.172 | 1.2763 | 931.9709 | 954.1656 | 1018.5367 | 1041.1783 | 0.41212 | 0.40593 | 0.37263 | 0.36396 | 384.0841 | 387.3247 | 379.5336 | 378.9446 | 0.10789 | 0.11725 | 0.11017 | 0.11541 | 0.049287 | 0.042823 | 0.043052 | 0.043054 | 100.5504 | 111.8793 | 112.2168 | 120.1577 | 45.9336 | 40.86 | 43.8497 | 44.8267
3 | 24 | 3 | 1366.1644 | 1408.29 | 1442.6095 | 1440.2955 | 80 | 63 | 0 | 0 | 0 | 0 | 0 | 0 | 0 | 0 | 0 | 0 | 345.54 | 379.2372 | 378.5957 | 406.017 | 0 | 0 | 0 | 0 | -5.3696 | 8.4627 | 19.4409 | -0.98931 | -1.0603 | 7.5053 | 15.2125 | 1.2763 | 947.0543 | 950.0848 | 1029.3604 | 1033.9915 | 0.41162 | 0.4062 | 0.3735 | 0.36453 | 389.824 | 385.9245 | 384.4669 | 376.9185 | 0.10783 | 0.11726 | 0.11011 | 0.11539 | 0.04918 | 0.042852 | 0.042964 | 0.043023 | 102.1216 | 111.4094 | 113.3405 | 119.3106 | 46.576 | 40.7134 | 44.2257 | 44.4857
3 | 24 | 4 | 1365.8319 | 1402.5133 | 1430.6597 | 1423.0999 | 80 | 63 | 0 | 0 | 0 | 0 | 0 | 0 | 0 | 0 | 0 | 0 | 323.799 | 360.3241 | 357.8962 | 382.908 | 0 | 0 | 0 | 0 | -5.3629 | 4.0782 | 29.0462 | -1.2643 | -1.1262 | 7.3583 | 12.5179 | 1.2763 | 968.522 | 967.7526 | 1031.1993 | 1040.1799 | 0.4116 | 0.40613 | 0.376 | 0.36469 | 398.6418 | 393.0358 | 387.7296 | 379.3436 | 0.10763 | 0.1172 | 0.1101 | 0.11538 | 0.048977 | 0.042908 | 0.043007 | 0.043072 | 104.244 | 113.4188 | 113.5369 | 120.0151 | 47.4355 | 41.5242 | 44.3492 | 44.8031
3 | 24 | 5 | 1407.2888 | 1439.6494 | 1462.512 | 1449.5289 | 80 | 63 | 0 | 0 | 0 | 0 | 0 | 0 | 0 | 0 | 0 | 0 | 285.8282 | 320.0769 | 318.4304 | 338.3933 | 0 | 0 | 0 | 0 | -4.0921 | 19.6331 | 47.7998 | -4.61 | 0.40494 | 10.1093 | 22.0661 | 1.3995 | 1045.1478 | 1026.8301 | 1074.2156 | 1114.3461 | 0.41177 | 0.4071 | 0.37726 | 0.36626 | 430.3607 | 418.0228 | 405.2546 | 408.1355 | 0.1074 | 0.11724 | 0.11008 | 0.11537 | 0.048799 | 0.042983 | 0.043099 | 0.043163 | 112.2439 | 120.3849 | 118.2526 | 128.5673 | 51.0024 | 44.1359 | 46.2973 | 48.099
3 | 24 | 6 | 1480.9455 | 1511.0344 | 1530.8786 | 1513.9696 | 80 | 63 | 0 | 0 | 0 | 0 | 0 | 0 | 0 | 0 | 0 | 0 | 230.7602 | 254.2123 | 253.323 | 269.6113 | 0 | 0 | 0 | 0 | 5.0785 | 63.8009 | 50.2852 | 31.7866 | 2.2568 | 18.0759 | 8.2526 | 16.7696 | 1162.85 | 1111.9454 | 1219.0178 | 1195.802 | 0.41056 | 0.40853 | 0.38849 | 0.36647 | 477.4255 | 454.2604 | 473.5716 | 438.2267 | 0.10721 | 0.11731 | 0.11004 | 0.11535 | 0.048667 | 0.043216 | 0.043478 | 0.043497 | 124.6664 | 130.4375 | 134.1452 | 137.9301 | 56.5927 | 48.0533 | 53.0001 | 52.0136
3 | 24 | 7 | 1519.5731 | 1545.1734 | 1560.4405 | 1539.8185 | 80 | 63 | 0 | 0 | 0 | 0 | 0 | 0 | 0 | 0 | 0 | 0 | 631.9744 | 633.8586 | 635.2561 | 651.4033 | 0 | 0 | 0 | 0 | 7.3022 | 16.7827 | 8.4769 | 13.0101 | 1.3205 | 10.3844 | 8.5284 | 9.0064 | 798.9759 | 821.1478 | 908.1791 | 866.3987 | 0.41103 | 0.41035 | 0.39423 | 0.37873 | 328.3998 | 336.9563 | 358.0345 | 328.132 | 0.10735 | 0.11743 | 0.11016 | 0.11566 | 0.048782 | 0.043226 | 0.043175 | 0.043557 | 85.7675 | 96.4272 | 100.0461 | 100.2083 | 38.9755 | 35.4949 | 39.2106 | 37.7377
3 | 24 | 8 | 1616.5217 | 1645.6998 | 1665.8244 | 1649.2228 | 80 | 63 | 0 | 0 | 0 | 0 | 0 | 0 | 0 | 0 | 0 | 0 | 1123.7921 | 1172.8858 | 1235.8306 | 1300.2291 | 0 | 0 | 0 | 0 | -5.0094 | -10.1346 | 6.4378 | 16.408 | 0.95673 | -2.812 | -7.7374 | -9.2086 | 416.7824 | 422.7607 | 431.2934 | 341.7943 | 0.409 | 0.28561 | 0.40476 | 0.39541 | 170.4649 | 120.7456 | 174.5711 | 135.1487 | 0.11032 | 0.11878 | 0.11154 | 0.11933 | 0.051571 | 0.045686 | 0.045845 | 0.051303 | 45.9778 | 50.2143 | 48.1066 | 40.7853 | 21.4937 | 19.3144 | 19.7726 | 17.535
3 | 24 | 9 | 1684.2484 | 1718.3573 | 1745.0855 | 1734.5691 | 80 | 63 | 0 | 0 | 0 | 0 | 0 | 0 | 0 | 0 | 0 | 0 | 1509.4496 | 1638.5359 | 1779.9496 | 1907.4613 | 0 | 0 | 0 | 0 | -2.6499 | -25.6172 | -21.6143 | -30.0854 | -4.2699 | -12.6212 | -9.0623 | -16.0249 | 101.7186 | 55.0598 | -4.1874 | -126.7819 | 0.40919 | 0.27247 | 0.26264 | 0.26837 | 41.6224 | 15.0024 | -1.0998 | -34.0242 | 0.11356 | 0.11896 | 0.11214 | 0.12116 | 0.055623 | 0.047569 | 0.048079 | 0.059568 | 11.5513 | 6.5497 | -0.46959 | -15.3608 | 5.6579 | 2.6191 | -0.20133 | -7.5521
3 | 24 | 10 | 1750.8632 | 1787.8146 | 1816.9372 | 1806.714 | 80 | 63 | 0 | 0 | 0 | 0 | 0 | 0 | 0 | 0 | 0 | 0 | 1678.3858 | 1866.6569 | 2064.9409 | 2238.8333 | 0 | 0 | 0 | 0 | -5.0196 | -69.1829 | -62.6759 | -65.1752 | -4.1119 | -15.47 | -28.0828 | -33.9128 | 1.6089 | -57.1894 | -157.245 | -333.0313 | 0.40293 | 0.26868 | 0.26582 | 0.087318 | 0.64828 | -15.3654 | -41.7986 | -29.0795 | 0.11324 | 0.12223 | 0.1117 | 0.11889 | 0.056694 | 0.048167 | 0.049069 | 0.060676 | 0.18219 | -6.9903 | -17.5637 | -39.5953 | 0.091216 | -2.7546 | -7.7158 | -20.207
3 | 24 | 11 | 1776.4738 | 1815.1495 | 1844.797 | 1833.0039 | 80 | 63 | 0 | 0 | 0 | 0 | 0 | 0 | 0 | 0 | 0 | 0 | 1735.4316 | 1958.5687 | 2191.0879 | 2392.9322 | 0 | 0 | 0 | 0 | -4.9661 | -64.9499 | -63.301 | -67.0757 | -4.8773 | -27.2207 | -29.5982 | -35.259 | -29.1144 | -114.2485 | -253.3916 | -457.5936 | 0.39688 | 0.26972 | 0.26885 | 0 | -11.5549 | -30.8151 | -68.1256 | 0 | 0.11342 | 0.12274 | 0.1116 | 0.1188 | 0.057199 | 0.049031 | 0.051193 | 0.062375 | -3.3021 | -14.0232 | -28.2795 | -54.3611 | -1.6653 | -5.6018 | -12.9719 | -28.5425
3 | 24 | 12 | 1765.014 | 1804.0722 | 1833.3945 | 1820.5297 | 80 | 63 | 0 | 0 | 0 | 0 | 0 | 0 | 0 | 0 | 0 | 0 | 1775.0797 | 2015.2743 | 2264.3331 | 2479.6815 | 0 | 0 | 0 | 0 | -7.0796 | -78.4171 | -80.9096 | -81.7355 | -6.7432 | -29.0612 | -37.4036 | -40 | -76.243 | -166.7238 | -312.6254 | -537.4163 | 0.3979 | 0.26972 | 0.26972 | 0 | -30.3368 | -44.9687 | -84.3209 | 0 | 0.11404 | 0.12316 | 0.11112 | 0.11887 | 0.058126 | 0.049662 | 0.051671 | 0.062858 | -8.6947 | -20.5344 | -34.7387 | -63.8824 | -4.4317 | -8.2799 | -16.1538 | -33.7812
3 | 24 | 13 | 1750.4827 | 1792.6553 | 1825.3131 | 1815.2048 | 80 | 63 | 0 | 0 | 0 | 0 | 0 | 0 | 0 | 0 | 0 | 0 | 1746.3476 | 1977.0522 | 2216.8867 | 2424.7037 | 0 | 0 | 0 | 0 | -4.1704 | -80.0891 | -81.8611 | -87.6129 | -5.7844 | -30.3489 | -37.734 | -40 | -65.91 | -136.9589 | -271.9785 | -481.886 | 0.39853 | 0.26972 | 0.26972 | 0 | -26.2669 | -36.9405 | -73.3577 | 0 | 0.11453 | 0.11914 | 0.11147 | 0.11885 | 0.058479 | 0.050049 | 0.052659 | 0.06269 | -7.5488 | -16.3166 | -30.3177 | -57.271 | -3.8544 | -6.8546 | -14.3222 | -30.2096
3 | 24 | 14 | 1741.9008 | 1786.0912 | 1821.2317 | 1813.5631 | 80 | 63 | 0 | 0 | 0 | 0 | 0 | 0 | 0 | 0 | 0 | 0 | 1714.4165 | 1934.069 | 2162.9242 | 2361.777 | 0 | 0 | 0 | 0 | -6.2424 | -80.1049 | -79.968 | -56.8665 | -6.0523 | -24.7948 | -37.5062 | -40 | -40.221 | -106.0781 | -224.2182 | -451.3474 | 0.39819 | 0.26972 | 0.26972 | 0 | -16.0155 | -28.6114 | -60.4759 | 0 | 0.11436 | 0.11904 | 0.11163 | 0.11868 | 0.058011 | 0.049569 | 0.050376 | 0.061597 | -4.5997 | -12.6281 | -25.0294 | -53.5678 | -2.3332 | -5.2581 | -11.2952 | -27.8017
3 | 24 | 15 | 1727.9152 | 1774.5959 | 1812.5784 | 1807.5038 | 80 | 63 | 0 | 0 | 0 | 0 | 0 | 0 | 0 | 0 | 0 | 0 | 1408.9998 | 1601.886 | 1805.3111 | 1983.1314 | 0 | 0 | 0 | 0 | -5.7031 | -53.5326 | -45.2438 | -35.0429 | -6.0683 | -15.6918 | -32.8839 | -32.836 | 250.6868 | 178.9343 | 85.3949 | -107.7487 | 0.40065 | 0.26972 | 0.26972 | 0 | 100.4372 | 48.2621 | 23.0326 | 0 | 0.11613 | 0.12037 | 0.11242 | 0.12027 | 0.058436 | 0.049196 | 0.048333 | 0.059267 | 29.1111 | 21.5384 | 9.6 | -12.9592 | 14.6491 | 8.8029 | 4.1274 | -6.3859
3 | 24 | 16 | 1725.1243 | 1780.054 | 1827.4446 | 1830.4672 | 80 | 63 | 0 | 0 | 0 | 0 | 0 | 0 | 0 | 0 | 0 | 0 | 1377.9557 | 1528.4718 | 1698.1407 | 1845.3445 | 0 | 0 | 0 | 0 | -4.2561 | -14.0059 | -12.3274 | -4.5114 | -5.0135 | -11.3207 | -12.9883 | -17.0329 | 276.4382 | 213.9087 | 154.6196 | 6.667 | 0.40929 | 0.26149 | 0.26306 | 0.18532 | 113.144 | 55.9341 | 40.6743 | 1.2355 | 0.11389 | 0.12093 | 0.11245 | 0.12241 | 0.055254 | 0.048565 | 0.047858 | 0.057989 | 31.4828 | 25.8675 | 17.3867 | 0.81614 | 15.2744 | 10.3884 | 7.3998 | 0.38661
3 | 24 | 17 | 1728.6203 | 1793.5463 | 1852.1106 | 1864.4057 | 80 | 63 | 0 | 0 | 0 | 0 | 0 | 0 | 0 | 0 | 0 | 0 | 986.9228 | 1054.9389 | 1162.8243 | 1251.4589 | 0 | 0 | 0 | 0 | -4.2588 | -2.2311 | 2.7569 | 3.1611 | 0.91283 | -4.4182 | -5.7056 | -3.1536 | 665.0435 | 682.2567 | 692.235 | 612.9393 | 0.40752 | 0.28291 | 0.38057 | 0.3842 | 271.0162 | 193.0184 | 263.4455 | 235.4905 | 0.1097 | 0.12042 | 0.11063 | 0.1167 | 0.050779 | 0.047537 | 0.043748 | 0.045603 | 72.956 | 82.1543 | 76.5806 | 71.5297 | 33.7704 | 32.4325 | 30.2841 | 27.9519
3 | 24 | 18 | 1748.1784 | 1821.6676 | 1889.7081 | 1909.5534 | 80 | 63 | 0 | 0 | 0 | 0 | 0 | 0 | 0 | 0 | 0 | 0 | 455.0871 | 432.4694 | 470.5319 | 495.6527 | 0 | 0 | 0 | 0 | 8.7331 | -2.9126 | -0.019935 | 23.1056 | 1.7834 | 0.14841 | 1.8834 | 2.9348 | 1202.5748 | 1328.9624 | 1417.3127 | 1387.8603 | 0.40644 | 0.41154 | 0.3922 | 0.38465 | 488.7772 | 546.9209 | 555.8756 | 533.8399 | 0.10706 | 0.11756 | 0.11072 | 0.11593 | 0.048419 | 0.043185 | 0.043655 | 0.043722 | 128.7489 | 156.2378 | 156.93 | 160.8976 | 58.2269 | 57.3907 | 61.8727 | 60.6805
3 | 24 | 19 | 1880.4006 | 1966.2475 | 2046.8953 | 2074.2931 | 80 | 63 | 0 | 0 | 0 | 0 | 0 | 0 | 0 | 0 | 0 | 0 | 219.2775 | 177.5638 | 208.7637 | 222.4511 | 0 | 0 | 0 | 0 | 19.9721 | 23.896 | -1.4176 | 50.3551 | 11.5758 | 16.4555 | 13.1947 | 35.7543 | 1549.5752 | 1685.3322 | 1826.3545 | 1765.7326 | 0.41784 | 0.42049 | 0.40026 | 0.38866 | 647.4802 | 708.6709 | 731.0215 | 686.2701 | 0.10743 | 0.11774 | 0.11086 | 0.11589 | 0.048513 | 0.043707 | 0.044255 | 0.044135 | 166.4729 | 198.4229 | 202.4756 | 204.6241 | 75.1742 | 73.66 | 80.8253 | 77.9314
3 | 24 | 20 | 1917.5211 | 2006.9835 | 2090.9832 | 2119.9163 | 80 | 63 | 0 | 0 | 0 | 0 | 0 | 0 | 0 | 0 | 0 | 0 | 278.9508 | 240.1054 | 274.4568 | 291.3993 | 0 | 0 | 0 | 0 | 9.9021 | 64.8182 | 7.3014 | 34.5259 | 7.7377 | 9.7627 | 12.5108 | 33.8599 | 1540.9305 | 1629.2972 | 1796.7142 | 1760.1312 | 0.41669 | 0.42192 | 0.40093 | 0.38937 | 642.0892 | 687.4399 | 720.3509 | 685.3396 | 0.10701 | 0.11773 | 0.11086 | 0.11588 | 0.048376 | 0.043603 | 0.044165 | 0.043976 | 164.9022 | 191.8185 | 199.192 | 203.9633 | 74.5442 | 71.0423 | 79.3521 | 77.4041
3 | 24 | 21 | 1852.4482 | 1939.7438 | 2021.4333 | 2049.3078 | 80 | 63 | 0 | 0 | 0 | 0 | 0 | 0 | 0 | 0 | 0 | 0 | 278.3548 | 228.2522 | 266.8977 | 284.6436 | 0 | 0 | 0 | 0 | 3.1762 | 38.2789 | 22.8682 | 57.507 | 4.9258 | 7.526 | 2.5778 | 24.486 | 1485.9914 | 1602.6866 | 1729.0897 | 1682.6712 | 0.40725 | 0.41222 | 0.39727 | 0.38658 | 605.163 | 660.6637 | 686.9132 | 650.4802 | 0.10677 | 0.11773 | 0.11083 | 0.11577 | 0.048296 | 0.043355 | 0.043933 | 0.04384 | 158.6612 | 188.6917 | 191.6312 | 194.8053 | 71.767 | 69.4848 | 75.9641 | 73.7679
3 | 24 | 22 | 1736.3058 | 1819.9652 | 1898.474 | 1926.0841 | 80 | 63 | 0 | 0 | 0 | 0 | 0 | 0 | 0 | 0 | 0 | 0 | 249.2083 | 196.8735 | 234.9042 | 249.7496 | 0 | 0 | 0 | 0 | 8.5891 | 22.3226 | 10.0153 | 24.8122 | 4.7045 | 4.4025 | 6.2392 | 27.9011 | 1393.804 | 1533.3666 | 1647.3153 | 1623.6213 | 0.4092 | 0.40681 | 0.39436 | 0.38072 | 570.3476 | 623.7844 | 649.6383 | 618.1494 | 0.10667 | 0.1175 | 0.11057 | 0.11573 | 0.048211 | 0.043146 | 0.043745 | 0.043756 | 148.6807 | 180.1668 | 182.1421 | 187.894 | 67.197 | 66.1589 | 72.0612 | 71.0427
3 | 24 | 23 | 1592.1687 | 1669.7801 | 1742.6504 | 1768.55 | 80 | 63 | 0 | 0 | 0 | 0 | 0 | 0 | 0 | 0 | 0 | 0 | 214.7967 | 166.1251 | 198.9743 | 212.5127 | 0 | 0 | 0 | 0 | -1.5935 | 20.6854 | 23.8384 | 24.7053 | -0.027697 | 6.5294 | 15.0068 | 29.7782 | 1298.9932 | 1413.4402 | 1504.831 | 1501.5538 | 0.41443 | 0.40564 | 0.38939 | 0.37001 | 538.3378 | 573.3439 | 585.9651 | 555.5883 | 0.10699 | 0.11736 | 0.11036 | 0.1156 | 0.048443 | 0.042989 | 0.043597 | 0.043413 | 138.9764 | 165.8758 | 166.0769 | 173.5863 | 62.9266 | 60.7618 | 65.6057 | 65.1862
3 | 24 | 24 | 1485.3928 | 1552.8993 | 1615.0827 | 1634.0184 | 80 | 63 | 0 | 0 | 0 | 0 | 0 | 0 | 0 | 0 | 0 | 0 | 186.0816 | 141.5157 | 169.7072 | 182.1919 | 0 | 0 | 0 | 0 | -2.9811 | 21.7057 | 9.7772 | 7.5318 | -0.61607 | 16.1427 | 15.6755 | 22.9455 | 1222.9084 | 1310.5352 | 1419.9228 | 1421.3493 | 0.41271 | 0.40699 | 0.38318 | 0.36432 | 504.7042 | 533.3739 | 544.088 | 517.8205 | 0.10752 | 0.11724 | 0.11028 | 0.11549 | 0.049011 | 0.042864 | 0.043368 | 0.043305 | 131.4826 | 153.6457 | 156.5918 | 164.1523 | 59.9365 | 56.1751 | 61.5798 | 61.5508
3 | 25 | 1 | 1400.0674 | 1456.3646 | 1506.3528 | 1516.4935 | 80 | 63 | 0 | 0 | 0 | 0 | 0 | 0 | 0 | 0 | 0 | 0 | 152.5329 | 114.1113 | 136.1491 | 148.1739 | 0 | 0 | 0 | 0 | -6.1617 | 29.4966 | 42.4916 | 4.4171 | -0.99199 | 8.7154 | 26.0891 | 2.2336 | 1174.6882 | 1241.0413 | 1301.6231 | 1361.6689 | 0.41329 | 0.40425 | 0.37696 | 0.36409 | 485.4811 | 501.6892 | 490.6547 | 495.7657 | 0.10791 | 0.1172 | 0.11023 | 0.11545 | 0.049406 | 0.042833 | 0.043238 | 0.043239 | 126.759 | 145.4519 | 143.4727 | 157.2036 | 58.0361 | 53.1576 | 56.28 | 58.8778
3 | 25 | 2 | 1345.3133 | 1392.4925 | 1432.6571 | 1435.6785 | 80 | 63 | 0 | 0 | 0 | 0 | 0 | 0 | 0 | 0 | 0 | 0 | 127.9789 | 94.571 | 111.8233 | 123.8233 | 0 | 0 | 0 | 0 | -5.3659 | 1.747 | 24.7014 | -3.0033 | -1.4471 | 8.4946 | 23.172 | 1.2763 | 1144.1474 | 1224.68 | 1272.9603 | 1313.5822 | 0.41212 | 0.40593 | 0.37263 | 0.36396 | 471.5264 | 497.1346 | 474.3385 | 478.088 | 0.10789 | 0.11725 | 0.11017 | 0.11541 | 0.049287 | 0.042823 | 0.043052 | 0.043054 | 123.4421 | 143.598 | 140.2479 | 151.5946 | 56.3911 | 52.4442 | 54.8031 | 56.5547
3 | 25 | 3 | 1331.6022 | 1371.7029 | 1404.0545 | 1400.8452 | 80 | 63 | 0 | 0 | 0 | 0 | 0 | 0 | 0 | 0 | 0 | 0 | 110.4203 | 81.4493 | 95.0803 | 107.0803 | 0 | 0 | 0 | 0 | -5.3696 | 8.4627 | 19.4409 | -0.98931 | -1.0603 | 7.5053 | 15.2125 | 1.2763 | 1147.6118 | 1211.2856 | 1274.3207 | 1293.4779 | 0.41162 | 0.4062 | 0.3735 | 0.36453 | 472.3769 | 492.0243 | 475.9598 | 471.5085 | 0.10783 | 0.11726 | 0.11011 | 0.11539 | 0.04918 | 0.042852 | 0.042964 | 0.043023 | 123.7479 | 142.0385 | 140.3126 | 149.2523 | 56.4394 | 51.9065 | 54.7502 | 55.6497
3 | 25 | 4 | 1331.0598 | 1365.704 | 1391.8705 | 1383.41 | 80 | 63 | 0 | 0 | 0 | 0 | 0 | 0 | 0 | 0 | 0 | 0 | 95.4007 | 71.2214 | 81.5328 | 93.5328 | 0 | 0 | 0 | 0 | -5.3629 | 4.0782 | 29.0462 | -1.2643 | -1.1262 | 7.3583 | 12.5179 | 1.2763 | 1162.1481 | 1220.0461 | 1268.7736 | 1289.8653 | 0.4116 | 0.40613 | 0.376 | 0.36469 | 478.338 | 495.5004 | 477.0572 | 470.4014 | 0.10763 | 0.1172 | 0.1101 | 0.11538 | 0.048977 | 0.042908 | 0.043007 | 0.043072 | 125.0843 | 142.9871 | 139.6942 | 148.8236 | 56.9188 | 52.3496 | 54.5667 | 55.5576
3 | 25 | 5 | 1340.1233 | 1368.549 | 1387.5871 | 1372.8644 | 80 | 63 | 0 | 0 | 0 | 0 | 0 | 0 | 0 | 0 | 0 | 0 | 78.6442 | 56.6169 | 63.9363 | 75.9363 | 0 | 0 | 0 | 0 | -4.0921 | 19.6331 | 47.7998 | -4.61 | 0.40494 | 10.1093 | 22.0661 | 1.3995 | 1185.1663 | 1219.1897 | 1253.785 | 1300.1386 | 0.41177 | 0.4071 | 0.37726 | 0.36626 | 488.0161 | 496.3324 | 472.9983 | 476.1831 | 0.1074 | 0.11724 | 0.11008 | 0.11537 | 0.048799 | 0.042983 | 0.043099 | 0.043163 | 127.2812 | 142.937 | 138.0201 | 150.003 | 57.8352 | 52.404 | 54.0365 | 56.1184
3 | 25 | 6 | 1378.3782 | 1402.4582 | 1416.4621 | 1396.8964 | 80 | 63 | 0 | 0 | 0 | 0 | 0 | 0 | 0 | 0 | 0 | 0 | 77.9577 | 58.7147 | 62.4695 | 74.47 | 0 | 0 | 0 | 0 | 5.0785 | 63.8009 | 50.2852 | 31.7866 | 2.2568 | 18.0759 | 8.2526 | 16.7696 | 1213.0853 | 1198.8667 | 1295.4549 | 1273.8701 | 0.41056 | 0.40853 | 0.38849 | 0.36647 | 498.0503 | 489.7702 | 503.2664 | 466.8364 | 0.10721 | 0.11731 | 0.11004 | 0.11535 | 0.048667 | 0.043216 | 0.043478 | 0.043497 | 130.052 | 140.6338 | 142.5566 | 146.9349 | 59.0375 | 51.8096 | 56.3234 | 55.4094
3 | 25 | 7 | 1412.1783 | 1431.4868 | 1440.6388 | 1417.235 | 80 | 63 | 0 | 0 | 0 | 0 | 0 | 0 | 0 | 0 | 0 | 0 | 550.8694 | 535.1878 | 538.2476 | 551.7536 | 0 | 0 | 0 | 0 | 7.3022 | 16.7827 | 8.4769 | 13.0101 | 1.3205 | 10.3844 | 8.5284 | 9.0064 | 772.6862 | 806.132 | 885.386 | 843.4649 | 0.41103 | 0.41035 | 0.39423 | 0.37873 | 317.594 | 330.7946 | 349.0487 | 319.4463 | 0.10735 | 0.11743 | 0.11016 | 0.11566 | 0.048782 | 0.043226 | 0.043175 | 0.043557 | 82.9454 | 94.6639 | 97.5352 | 97.5558 | 37.6931 | 34.8458 | 38.2265 | 36.7387
3 | 25 | 8 | 1513.9545 | 1537.1236 | 1551.408 | 1532.1496 | 80 | 63 | 0 | 0 | 0 | 0 | 0 | 0 | 0 | 0 | 0 | 0 | 1104.4112 | 1144.9445 | 1201.2124 | 1259.0664 | 0 | 0 | 0 | 0 | -5.0094 | -10.1346 | 6.4378 | 16.408 | 0.95673 | -2.812 | -7.7374 | -9.2086 | 333.5959 | 342.1257 | 351.4952 | 265.8838 | 0.409 | 0.28561 | 0.40476 | 0.39541 | 136.4415 | 97.7153 | 142.2719 | 105.1329 | 0.11032 | 0.11878 | 0.11154 | 0.11933 | 0.051571 | 0.045686 | 0.045845 | 0.051303 | 36.801 | 40.6367 | 39.2059 | 31.7271 | 17.2038 | 15.6305 | 16.1143 | 13.6406
3 | 25 | 9 | 1575.5243 | 1603.2635 | 1623.801 | 1610.4683 | 80 | 63 | 0 | 0 | 0 | 0 | 0 | 0 | 0 | 0 | 0 | 0 | 1455.565 | 1564.5821 | 1687.4636 | 1799.7924 | 0 | 0 | 0 | 0 | -2.6499 | -25.6172 | -21.6143 | -30.0854 | -4.2699 | -12.6212 | -9.0623 | -16.0249 | 46.8791 | 13.9199 | -32.986 | -143.2138 | 0.40919 | 0.27247 | 0.26264 | 0.26837 | 19.1826 | 3.7928 | -8.6636 | -38.434 | 0.11356 | 0.11896 | 0.11214 | 0.12116 | 0.055623 | 0.047569 | 0.048079 | 0.059568 | 5.3237 | 1.6558 | -3.6991 | -17.3516 | 2.6076 | 0.66215 | -1.5859 | -8.5309
3 | 25 | 10 | 1622.6191 | 1652.0573 | 1673.8776 | 1660.3325 | 80 | 63 | 0 | 0 | 0 | 0 | 0 | 0 | 0 | 0 | 0 | 0 | 1664.7263 | 1832.8369 | 2013.4288 | 2172.7603 | 0 | 0 | 0 | 0 | -5.0196 | -69.1829 | -62.6759 | -65.1752 | -4.1119 | -15.47 | -28.0828 | -33.9128 | -112.9757 | -159.1267 | -248.7926 | -413.3398 | 0.40293 | 0.26868 | 0.26582 | 0.087318 | -45.5209 | -42.7535 | -66.1336 | -36.0918 | 0.11324 | 0.12223 | 0.1117 | 0.11889 | 0.056694 | 0.048167 | 0.049069 | 0.060676 | -12.7929 | -19.4501 | -27.7893 | -49.1435 | -6.4051 | -7.6646 | -12.2079 | -25.0797
3 | 25 | 11 | 1652.7074 | 1684.1322 | 1706.7324 | 1691.7334 | 80 | 63 | 0 | 0 | 0 | 0 | 0 | 0 | 0 | 0 | 0 | 0 | 1732.4522 | 1936.0844 | 2154.7059 | 2343.6627 | 0 | 0 | 0 | 0 | -4.9661 | -64.9499 | -63.301 | -67.0757 | -4.8773 | -27.2207 | -29.5982 | -35.259 | -149.9014 | -222.7816 | -355.0743 | -549.5945 | 0.39688 | 0.26972 | 0.26885 | 0 | -59.4925 | -60.0885 | -95.4635 | 0 | 0.11342 | 0.12274 | 0.1116 | 0.1188 | 0.057199 | 0.049031 | 0.051193 | 0.062375 | -17.0015 | -27.3448 | -39.6277 | -65.2905 | -8.5742 | -10.9233 | -18.1773 | -34.281
3 | 25 | 12 | 1663.0763 | 1696.1625 | 1719.6805 | 1704.1752 | 80 | 63 | 0 | 0 | 0 | 0 | 0 | 0 | 0 | 0 | 0 | 0 | 1796.9448 | 2016.4095 | 2262.0034 | 2468.2027 | 0 | 0 | 0 | 0 | -7.0796 | -78.4171 | -80.9096 | -81.7355 | -6.7432 | -29.0612 | -37.4036 | -40 | -200.0456 | -275.7687 | -424.0097 | -642.2919 | 0.3979 | 0.26972 | 0.26972 | 0 | -79.5975 | -74.3802 | -114.3634 | 0 | 0.11404 | 0.12316 | 0.11112 | 0.11887 | 0.058126 | 0.049662 | 0.051671 | 0.062858 | -22.8131 | -33.9648 | -47.1156 | -76.3488 | -11.6278 | -13.6953 | -21.9092 | -40.3735
3 | 25 | 13 | 1672.4028 | 1710.0011 | 1738.213 | 1726.0823 | 80 | 63 | 0 | 0 | 0 | 0 | 0 | 0 | 0 | 0 | 0 | 0 | 1834.4967 | 2041.7042 | 2292.0974 | 2495.3481 | 0 | 0 | 0 | 0 | -4.1704 | -80.0891 | -81.8611 | -87.6129 | -5.7844 | -30.3489 | -37.734 | -40 | -232.139 | -284.2651 | -434.2893 | -641.653 | 0.39853 | 0.26972 | 0.26972 | 0 | -92.5137 | -76.6719 | -117.136 | 0 | 0.11453 | 0.11914 | 0.11147 | 0.11885 | 0.058479 | 0.050049 | 0.052659 | 0.06269 | -26.5872 | -33.866 | -48.4107 | -76.2589 | -13.5754 | -14.2271 | -22.8694 | -40.2254
3 | 25 | 14 | 1685.4398 | 1726.3224 | 1758.248 | 1749.117 | 80 | 63 | 0 | 0 | 0 | 0 | 0 | 0 | 0 | 0 | 0 | 0 | 1803.7871 | 1990.3898 | 2240.4368 | 2435.1755 | 0 | 0 | 0 | 0 | -6.2424 | -80.1049 | -79.968 | -56.8665 | -6.0523 | -24.7948 | -37.5062 | -40 | -186.0527 | -222.1678 | -364.7146 | -589.1921 | 0.39819 | 0.26972 | 0.26972 | 0 | -74.0836 | -59.923 | -98.3704 | 0 | 0.11436 | 0.11904 | 0.11163 | 0.11868 | 0.058011 | 0.049569 | 0.050376 | 0.061597 | -21.2771 | -26.4479 | -40.713 | -69.9278 | -10.793 | -11.0125 | -18.3728 | -36.2925
3 | 25 | 15 | 1666.8366 | 1709.939 | 1744.4436 | 1737.7869 | 80 | 63 | 0 | 0 | 0 | 0 | 0 | 0 | 0 | 0 | 0 | 0 | 1836.3964 | 1981.048 | 2212.71 | 2383.8492 | 0 | 0 | 0 | 0 | -5.7031 | -53.5326 | -45.2438 | -35.0429 | -6.0683 | -15.6918 | -32.8839 | -32.836 | -237.7884 | -264.8847 | -390.1387 | -578.1833 | 0.40065 | 0.26972 | 0.26972 | 0 | -95.2695 | -71.4446 | -105.2278 | 0 | 0.11613 | 0.12037 | 0.11242 | 0.12027 | 0.058436 | 0.049196 | 0.048333 | 0.059267 | -27.6133 | -31.8843 | -43.8589 | -69.5393 | -13.8953 | -13.0313 | -18.8565 | -34.2669
3 | 25 | 16 | 1674.7502 | 1726.7287 | 1771.251 | 1772.9688 | 80 | 63 | 0 | 0 | 0 | 0 | 0 | 0 | 0 | 0 | 0 | 0 | 1671.5582 | 1761.9735 | 1954.7837 | 2095.6434 | 0 | 0 | 0 | 0 | -4.2561 | -14.0059 | -12.3274 | -4.5114 | -5.0135 | -11.3207 | -12.9883 | -17.0329 | -67.5384 | -72.9183 | -158.217 | -301.1304 | 0.40929 | 0.26149 | 0.26306 | 0.18532 | -27.6429 | -19.0671 | -41.6206 | -55.8053 | 0.11389 | 0.12093 | 0.11245 | 0.12241 | 0.055254 | 0.048565 | 0.047858 | 0.057989 | -7.6918 | -8.8179 | -17.7912 | -36.8627 | -3.7318 | -3.5413 | -7.5719 | -17.4624
3 | 25 | 17 | 1692.7987 | 1755.626 | 1812.1507 | 1823.5179 | 80 | 63 | 0 | 0 | 0 | 0 | 0 | 0 | 0 | 0 | 0 | 0 | 1117.7765 | 1128.9873 | 1256.008 | 1350.7489 | 0 | 0 | 0 | 0 | -4.2588 | -2.2311 | 2.7569 | 3.1611 | 0.91283 | -4.4182 | -5.7056 | -3.1536 | 498.3682 | 570.2881 | 559.0914 | 472.7614 | 0.40752 | 0.28291 | 0.38057 | 0.3842 | 203.0932 | 161.3412 | 212.7747 | 181.6344 | 0.1097 | 0.12042 | 0.11063 | 0.1167 | 0.050779 | 0.047537 | 0.043748 | 0.045603 | 54.6715 | 68.6716 | 61.8512 | 55.171 | 25.3068 | 27.1098 | 24.4593 | 21.5594
3 | 25 | 18 | 1734.5354 | 1807.2253 | 1874.489 | 1893.9809 | 80 | 63 | 0 | 0 | 0 | 0 | 0 | 0 | 0 | 0 | 0 | 0 | 571.9918 | 508.1447 | 566.9457 | 609.9212 | 0 | 0 | 0 | 0 | 8.7331 | -2.9126 | -0.019935 | 23.1056 | 1.7834 | 0.14841 | 1.8834 | 2.9348 | 1072.0272 | 1238.8448 | 1305.6798 | 1258.0193 | 0.40644 | 0.41154 | 0.3922 | 0.38465 | 435.7171 | 509.8339 | 512.0927 | 483.8967 | 0.10706 | 0.11756 | 0.11072 | 0.11593 | 0.048419 | 0.043185 | 0.043655 | 0.043722 | 114.7723 | 145.6433 | 144.5696 | 145.8448 | 51.906 | 53.4991 | 56.9994 | 55.0036
3 | 25 | 19 | 1896.4224 | 1983.2079 | 2064.768 | 2092.5808 | 80 | 63 | 0 | 0 | 0 | 0 | 0 | 0 | 0 | 0 | 0 | 0 | 324.2527 | 251.92 | 295.2967 | 327.8966 | 0 | 0 | 0 | 0 | 19.9721 | 23.896 | -1.4176 | 50.3551 | 11.5758 | 16.4555 | 13.1947 | 35.7543 | 1460.6219 | 1627.9365 | 1757.6942 | 1678.5748 | 0.41784 | 0.42049 | 0.40026 | 0.38866 | 610.3116 | 684.5363 | 703.5393 | 652.3953 | 0.10743 | 0.11774 | 0.11086 | 0.11589 | 0.048513 | 0.043707 | 0.044255 | 0.044135 | 156.9165 | 191.6654 | 194.8637 | 194.5237 | 70.8588 | 71.1514 | 77.7867 | 74.0847
3 | 25 | 20 | 1951.1738 | 2042.6078 | 2128.5237 | 2158.3285 | 80 | 63 | 0 | 0 | 0 | 0 | 0 | 0 | 0 | 0 | 0 | 0 | 377.9483 | 326.4129 | 368.127 | 397.9227 | 0 | 0 | 0 | 0 | 9.9021 | 64.8182 | 7.3014 | 34.5259 | 7.7377 | 9.7627 | 12.5108 | 33.8599 | 1475.5857 | 1578.6139 | 1740.5845 | 1692.02 | 0.41669 | 0.42192 | 0.40093 | 0.38937 | 614.8608 | 666.0554 | 697.847 | 658.8192 | 0.10701 | 0.11773 | 0.11086 | 0.11588 | 0.048376 | 0.043603 | 0.044165 | 0.043976 | 157.9094 | 185.8515 | 192.9692 | 196.0706 | 71.383 | 68.8324 | 76.8731 | 74.4088
3 | 25 | 21 | 1859.6545 | 1947.3722 | 2029.4721 | 2057.5333 | 80 | 63 | 0 | 0 | 0 | 0 | 0 | 0 | 0 | 0 | 0 | 0 | 387.1395 | 346.4171 | 387.0919 | 412.1482 | 0 | 0 | 0 | 0 | 3.1762 | 38.2789 | 22.8682 | 57.507 | 4.9258 | 7.526 | 2.5778 | 24.486 | 1384.413 | 1492.1502 | 1616.9343 | 1563.3921 | 0.40725 | 0.41222 | 0.39727 | 0.38658 | 563.7957 | 615.0981 | 642.3574 | 604.3698 | 0.10677 | 0.11773 | 0.11083 | 0.11577 | 0.048296 | 0.043355 | 0.043933 | 0.04384 | 147.8156 | 175.6778 | 179.2012 | 180.9962 | 66.8612 | 64.6924 | 71.0368 | 68.5388
3 | 25 | 22 | 1715.8763 | 1798.3389 | 1875.6844 | 1902.7653 | 80 | 63 | 0 | 0 | 0 | 0 | 0 | 0 | 0 | 0 | 0 | 0 | 405.9489 | 374.9731 | 414.8548 | 437.1719 | 0 | 0 | 0 | 0 | 8.5891 | 22.3226 | 10.0153 | 24.8122 | 4.7045 | 4.4025 | 6.2392 | 27.9011 | 1216.6339 | 1333.6406 | 1444.5751 | 1412.8802 | 0.4092 | 0.40681 | 0.39436 | 0.38072 | 497.8493 | 542.5344 | 569.6853 | 537.9155 | 0.10667 | 0.1175 | 0.11057 | 0.11573 | 0.048211 | 0.043146 | 0.043745 | 0.043756 | 129.7815 | 156.6995 | 159.7253 | 163.506 | 58.6554 | 57.5415 | 63.1924 | 61.8216
3 | 25 | 23 | 1561.0347 | 1636.8221 | 1707.9197 | 1733.0128 | 80 | 63 | 0 | 0 | 0 | 0 | 0 | 0 | 0 | 0 | 0 | 0 | 426.9714 | 402.8408 | 441.1141 | 464.1942 | 0 | 0 | 0 | 0 | -1.5935 | 20.6854 | 23.8384 | 24.7053 | -0.027697 | 6.5294 | 15.0068 | 29.7782 | 1055.6845 | 1143.7665 | 1227.9604 | 1214.335 | 0.41443 | 0.40564 | 0.38939 | 0.37001 | 437.5041 | 463.9542 | 478.1547 | 449.3148 | 0.10699 | 0.11736 | 0.11036 | 0.1156 | 0.048443 | 0.042989 | 0.043597 | 0.043413 | 112.9453 | 134.228 | 135.5208 | 140.3825 | 51.1401 | 49.1689 | 53.5351 | 52.7173
3 | 25 | 24 | 1450.6906 | 1516.1641 | 1576.3716 | 1594.4084 | 80 | 63 | 0 | 0 | 0 | 0 | 0 | 0 | 0 | 0 | 0 | 0 | 429.8017 | 411.398 | 447.2473 | 470.2881 | 0 | 0 | 0 | 0 | -2.9811 | 21.7057 | 9.7772 | 7.5318 | -0.61607 | 16.1427 | 15.6755 | 22.9455 | 944.4861 | 1003.9177 | 1103.6715 | 1093.643 | 0.41271 | 0.40699 | 0.38318 | 0.36432 | 389.7971 | 408.5839 | 422.9064 | 398.4318 | 0.10752 | 0.11724 | 0.11028 | 0.11549 | 0.049011 | 0.042864 | 0.043368 | 0.043305 | 101.5476 | 117.6982 | 121.715 | 126.3054 | 46.2906 | 43.0322 | 47.8644 | 47.3597
3 | 26 | 1 | 1371.9419 | 1426.5913 | 1474.9781 | 1484.3902 | 80 | 63 | 0 | 0 | 0 | 0 | 0 | 0 | 0 | 0 | 0 | 0 | 433.6514 | 417.1498 | 452.5749 | 475.4544 | 0 | 0 | 0 | 0 | -6.1617 | 29.4966 | 42.4916 | 4.4171 | -0.99199 | 8.7154 | 26.0891 | 2.2336 | 865.4442 | 908.2295 | 953.8225 | 1002.2851 | 0.41329 | 0.40425 | 0.37696 | 0.36409 | 357.6751 | 367.1505 | 359.5492 | 364.9188 | 0.10791 | 0.1172 | 0.11023 | 0.11545 | 0.049406 | 0.042833 | 0.043238 | 0.043239 | 93.3889 | 106.4458 | 105.136 | 115.713 | 42.7577 | 38.9022 | 41.2417 | 43.3383
3 | 26 | 2 | 1340.9756 | 1387.9006 | 1427.8182 | 1430.7272 | 80 | 63 | 0 | 0 | 0 | 0 | 0 | 0 | 0 | 0 | 0 | 0 | 436.1444 | 420.0336 | 455.0927 | 478.6103 | 0 | 0 | 0 | 0 | -5.3659 | 1.747 | 24.7014 | -3.0033 | -1.4471 | 8.4946 | 23.172 | 1.2763 | 831.6442 | 894.6254 | 924.852 | 953.8439 | 0.41212 | 0.40593 | 0.37263 | 0.36396 | 342.7375 | 363.1555 | 344.6242 | 347.1586 | 0.10789 | 0.11725 | 0.11017 | 0.11541 | 0.049287 | 0.042823 | 0.043052 | 0.043054 | 89.7261 | 104.898 | 101.8952 | 110.0788 | 40.9889 | 38.3104 | 39.8164 | 41.0666
3 | 26 | 3 | 1331.952 | 1372.0732 | 1404.4447 | 1401.2445 | 80 | 63 | 0 | 0 | 0 | 0 | 0 | 0 | 0 | 0 | 0 | 0 | 423.6239 | 409.2741 | 442.5296 | 465.5871 | 0 | 0 | 0 | 0 | -5.3696 | 8.4627 | 19.4409 | -0.98931 | -1.0603 | 7.5053 | 15.2125 | 1.2763 | 834.758 | 883.8311 | 927.2616 | 935.3705 | 0.41162 | 0.4062 | 0.3735 | 0.36453 | 343.6009 | 359.0123 | 346.3329 | 340.9684 | 0.10783 | 0.11726 | 0.11011 | 0.11539 | 0.04918 | 0.042852 | 0.042964 | 0.043023 | 90.0126 | 103.6403 | 102.0987 | 107.9309 | 41.0533 | 37.8743 | 39.8391 | 40.2427
3 | 26 | 4 | 1380.3145 | 1417.8443 | 1446.8153 | 1439.6307 | 80 | 63 | 0 | 0 | 0 | 0 | 0 | 0 | 0 | 0 | 0 | 0 | 409.9575 | 397.6966 | 428.8516 | 451.515 | 0 | 0 | 0 | 0 | -5.3629 | 4.0782 | 29.0462 | -1.2643 | -1.1262 | 7.3583 | 12.5179 | 1.2763 | 896.8461 | 945.7112 | 976.3997 | 988.1037 | 0.4116 | 0.40613 | 0.376 | 0.36469 | 369.1402 | 384.084 | 367.125 | 360.3519 | 0.10763 | 0.1172 | 0.1101 | 0.11538 | 0.048977 | 0.042908 | 0.043007 | 0.043072 | 96.5293 | 110.8356 | 107.5034 | 114.0066 | 43.925 | 40.5785 | 41.9924 | 42.56
3 | 26 | 5 | 1486.628 | 1523.6368 | 1551.017 | 1540.089 | 80 | 63 | 0 | 0 | 0 | 0 | 0 | 0 | 0 | 0 | 0 | 0 | 388.0101 | 379.219 | 406.9855 | 428.9475 | 0 | 0 | 0 | 0 | -4.0921 | 19.6331 | 47.7998 | -4.61 | 0.40494 | 10.1093 | 22.0661 | 1.3995 | 1022.3051 | 1051.6754 | 1074.1655 | 1114.3519 | 0.41177 | 0.4071 | 0.37726 | 0.36626 | 420.9548 | 428.1373 | 405.2358 | 408.1377 | 0.1074 | 0.11724 | 0.11008 | 0.11537 | 0.048799 | 0.042983 | 0.043099 | 0.043163 | 109.7907 | 123.2977 | 118.2471 | 128.568 | 49.8877 | 45.2038 | 46.2951 | 48.0992
3 | 26 | 6 | 1697.3443 | 1740.1111 | 1772.277 | 1760.9732 | 80 | 63 | 0 | 0 | 0 | 0 | 0 | 0 | 0 | 0 | 0 | 0 | 375.6518 | 371.6395 | 395.1022 | 415.757 | 0 | 0 | 0 | 0 | 5.0785 | 63.8009 | 50.2852 | 31.7866 | 2.2568 | 18.0759 | 8.2526 | 16.7696 | 1234.3572 | 1223.5948 | 1318.637 | 1296.6601 | 0.41056 | 0.40853 | 0.38849 | 0.36647 | 506.7839 | 499.8723 | 512.2724 | 475.1882 | 0.10721 | 0.11731 | 0.11004 | 0.11535 | 0.048667 | 0.043216 | 0.043478 | 0.043497 | 132.3325 | 143.5346 | 145.1076 | 149.5636 | 60.0727 | 52.8783 | 57.3313 | 56.4006
3 | 26 | 7 | 1847.9144 | 1892.7508 | 1926.7137 | 1914.5964 | 80 | 63 | 0 | 0 | 0 | 0 | 0 | 0 | 0 | 0 | 0 | 0 | 750.3332 | 750.5 | 771.4604 | 793.7387 | 0 | 0 | 0 | 0 | 7.3022 | 16.7827 | 8.4769 | 13.0101 | 1.3205 | 10.3844 | 8.5284 | 9.0064 | 1008.9584 | 1052.0838 | 1138.248 | 1098.8412 | 0.41103 | 0.41035 | 0.39423 | 0.37873 | 414.708 | 431.7204 | 448.7353 | 416.1652 | 0.10735 | 0.11743 | 0.11016 | 0.11566 | 0.048782 | 0.043226 | 0.043175 | 0.043557 | 108.3084 | 123.5459 | 125.3908 | 127.0928 | 49.2189 | 45.4773 | 49.1438 | 47.8621
3 | 26 | 8 | 1909.3213 | 1955.6532 | 1992.4499 | 1983.4324 | 80 | 63 | 0 | 0 | 0 | 0 | 0 | 0 | 0 | 0 | 0 | 0 | 1169.9975 | 1210.8627 | 1266.9653 | 1323.4298 | 0 | 0 | 0 | 0 | -5.0094 | -10.1346 | 6.4378 | 16.408 | 0.95673 | -2.812 | -7.7374 | -9.2086 | 663.3765 | 694.7372 | 726.7842 | 652.8032 | 0.409 | 0.28561 | 0.40476 | 0.39541 | 271.3224 | 198.4254 | 294.1746 | 258.1245 | 0.11032 | 0.11878 | 0.11154 | 0.11933 | 0.051571 | 0.045686 | 0.045845 | 0.051303 | 73.1811 | 82.5189 | 81.0658 | 77.8971 | 34.2108 | 31.74 | 33.3194 | 33.4906
3 | 26 | 9 | 1955.7089 | 2005.7215 | 2047.9068 | 2044.4218 | 80 | 63 | 0 | 0 | 0 | 0 | 0 | 0 | 0 | 0 | 0 | 0 | 1408.4853 | 1500.1919 | 1611.6646 | 1721.7385 | 0 | 0 | 0 | 0 | -2.6499 | -25.6172 | -21.6143 | -30.0854 | -4.2699 | -12.6212 | -9.0623 | -16.0249 | 474.1434 | 480.7681 | 466.9188 | 368.7936 | 0.40919 | 0.27247 | 0.26264 | 0.26837 | 194.0156 | 130.9973 | 122.6334 | 98.9724 | 0.11356 | 0.11896 | 0.11214 | 0.12116 | 0.055623 | 0.047569 | 0.048079 | 0.059568 | 53.8443 | 57.1899 | 52.3616 | 44.6827 | 26.3735 | 22.8696 | 22.449 | 21.9683
3 | 26 | 10 | 2014.2078 | 2066.5875 | 2110.705 | 2107.303 | 80 | 63 | 0 | 0 | 0 | 0 | 0 | 0 | 0 | 0 | 0 | 0 | 1598.0298 | 1719.1738 | 1875.3882 | 2029.4488 | 0 | 0 | 0 | 0 | -5.0196 | -69.1829 | -62.6759 | -65.1752 | -4.1119 | -15.47 | -28.0828 | -33.9128 | 345.3095 | 369.0666 | 326.0755 | 176.9422 | 0.40293 | 0.26868 | 0.26582 | 0.087318 | 139.1343 | 99.1593 | 86.6768 | 15.4502 | 0.11324 | 0.12223 | 0.1117 | 0.11889 | 0.056694 | 0.048167 | 0.049069 | 0.060676 | 39.1014 | 45.1112 | 36.4215 | 21.0373 | 19.577 | 17.7767 | 16.0001 | 10.7361
3 | 26 | 11 | 2027.5048 | 2080.8873 | 2124.8286 | 2119.5377 | 80 | 63 | 0 | 0 | 0 | 0 | 0 | 0 | 0 | 0 | 0 | 0 | 1796.6804 | 1932.8222 | 2123.2773 | 2305.2508 | 0 | 0 | 0 | 0 | -4.9661 | -64.9499 | -63.301 | -67.0757 | -4.8773 | -27.2207 | -29.5982 | -35.259 | 160.6677 | 177.2358 | 94.4505 | -83.3784 | 0.39688 | 0.26972 | 0.26885 | 0 | 63.7655 | 47.804 | 25.3935 | 0 | 0.11342 | 0.12274 | 0.1116 | 0.1188 | 0.057199 | 0.049031 | 0.051193 | 0.062375 | 18.2226 | 21.7544 | 10.5411 | -9.9052 | 9.19 | 8.6901 | 4.8352 | -5.2007
3 | 26 | 12 | 2038.2935 | 2093.3621 | 2138.245 | 2132.4587 | 80 | 63 | 0 | 0 | 0 | 0 | 0 | 0 | 0 | 0 | 0 | 0 | 1960.5785 | 2109.4801 | 2326.8407 | 2526.2452 | 0 | 0 | 0 | 0 | -7.0796 | -78.4171 | -80.9096 | -81.7355 | -6.7432 | -29.0612 | -37.4036 | -40 | 11.5378 | 28.3603 | -70.2825 | -272.051 | 0.3979 | 0.26972 | 0.26972 | 0 | 4.5909 | 7.6493 | -18.9565 | 0 | 0.11404 | 0.12316 | 0.11112 | 0.11887 | 0.058126 | 0.049662 | 0.051671 | 0.062858 | 1.3158 | 3.493 | -7.8097 | -32.3385 | 0.67065 | 1.4084 | -3.6316 | -17.1007
3 | 26 | 13 | 2036.2858 | 2095.2025 | 2144.1339 | 2141.4286 | 80 | 63 | 0 | 0 | 0 | 0 | 0 | 0 | 0 | 0 | 0 | 0 | 2067.6711 | 2219.3123 | 2444.525 | 2644.5996 | 0 | 0 | 0 | 0 | -4.1704 | -80.0891 | -81.8611 | -87.6129 | -5.7844 | -30.3489 | -37.734 | -40 | -101.4305 | -76.6719 | -180.796 | -375.5581 | 0.39853 | 0.26972 | 0.26972 | 0 | -40.4228 | -20.6799 | -48.7641 | 0 | 0.11453 | 0.11914 | 0.11147 | 0.11885 | 0.058479 | 0.050049 | 0.052659 | 0.06269 | -11.617 | -9.1343 | -20.1535 | -44.6342 | -5.9316 | -3.8373 | -9.5206 | -23.5439
3 | 26 | 14 | 2003.2864 | 2062.7903 | 2112.8142 | 2111.9161 | 80 | 63 | 0 | 0 | 0 | 0 | 0 | 0 | 0 | 0 | 0 | 0 | 1971.8067 | 2105.487 | 2314.5246 | 2499.6516 | 0 | 0 | 0 | 0 | -6.2424 | -80.1049 | -79.968 | -56.8665 | -6.0523 | -24.7948 | -37.5062 | -40 | -36.2256 | -0.79708 | -84.2362 | -290.869 | 0.39819 | 0.26972 | 0.26972 | 0 | -14.4245 | -0.21499 | -22.7201 | 0 | 0.11436 | 0.11904 | 0.11163 | 0.11868 | 0.058011 | 0.049569 | 0.050376 | 0.061597 | -4.1428 | -0.094888 | -9.4033 | -34.5216 | -2.1015 | -0.03951 | -4.2435 | -17.9167
3 | 26 | 15 | 1987.8316 | 2049.7397 | 2102.5219 | 2104.1797 | 80 | 63 | 0 | 0 | 0 | 0 | 0 | 0 | 0 | 0 | 0 | 0 | 1697.1649 | 1800.225 | 1978.437 | 2138.4152 | 0 | 0 | 0 | 0 | -5.7031 | -53.5326 | -45.2438 | -35.0429 | -6.0683 | -15.6918 | -32.8839 | -32.836 | 222.4381 | 255.7391 | 202.2126 | 33.6435 | 0.40065 | 0.26972 | 0.26972 | 0 | 89.1195 | 68.9778 | 54.5405 | 0 | 0.11613 | 0.12037 | 0.11242 | 0.12027 | 0.058436 | 0.049196 | 0.048333 | 0.059267 | 25.8307 | 30.7834 | 22.7325 | 4.0464 | 12.9983 | 12.5814 | 9.7735 | 1.9939
3 | 26 | 16 | 1985.2506 | 2055.42 | 2117.6223 | 2127.3827 | 80 | 63 | 0 | 0 | 0 | 0 | 0 | 0 | 0 | 0 | 0 | 0 | 1567.888 | 1634.5277 | 1776.9553 | 1907.8174 | 0 | 0 | 0 | 0 | -4.2561 | -14.0059 | -12.3274 | -4.5114 | -5.0135 | -11.3207 | -12.9883 | -17.0329 | 346.6322 | 383.2188 | 365.9827 | 241.1097 | 0.40929 | 0.26149 | 0.26306 | 0.18532 | 141.8738 | 100.2063 | 96.2756 | 44.6823 | 0.11389 | 0.12093 | 0.11245 | 0.12241 | 0.055254 | 0.048565 | 0.047858 | 0.057989 | 39.477 | 46.3418 | 41.1541 | 29.5153 | 19.1529 | 18.611 | 17.5152 | 13.9818
3 | 26 | 17 | 1965.7284 | 2044.5456 | 2116.6109 | 2135.0476 | 80 | 63 | 0 | 0 | 0 | 0 | 0 | 0 | 0 | 0 | 0 | 0 | 1229.176 | 1257.1317 | 1360.802 | 1463.4725 | 0 | 0 | 0 | 0 | -4.2588 | -2.2311 | 2.7569 | 3.1611 | 0.91283 | -4.4182 | -5.7056 | -3.1536 | 659.8984 | 731.0632 | 758.7575 | 671.5676 | 0.40752 | 0.28291 | 0.38057 | 0.3842 | 268.9195 | 206.8264 | 288.7621 | 258.0154 | 0.1097 | 0.12042 | 0.11063 | 0.1167 | 0.050779 | 0.047537 | 0.043748 | 0.045603 | 72.3916 | 88.0314 | 83.9398 | 78.3716 | 33.5092 | 34.7526 | 33.1944 | 30.6256
3 | 26 | 18 | 2005.2963 | 2093.8489 | 2176.5298 | 2203.035 | 80 | 63 | 0 | 0 | 0 | 0 | 0 | 0 | 0 | 0 | 0 | 0 | 813.5825 | 797.1563 | 842.2776 | 907.3821 | 0 | 0 | 0 | 0 | 8.7331 | -2.9126 | -0.019935 | 23.1056 | 1.7834 | 0.14841 | 1.8834 | 2.9348 | 1101.1973 | 1236.4568 | 1332.3887 | 1269.6124 | 0.40644 | 0.41154 | 0.3922 | 0.38465 | 447.5731 | 508.8512 | 522.568 | 488.3559 | 0.10706 | 0.11756 | 0.11072 | 0.11593 | 0.048419 | 0.043185 | 0.043655 | 0.043722 | 117.8953 | 145.3625 | 147.5269 | 147.1889 | 53.3183 | 53.3959 | 58.1654 | 55.5104
3 | 26 | 19 | 2076.3699 | 2173.6978 | 2265.5042 | 2297.9779 | 80 | 63 | 0 | 0 | 0 | 0 | 0 | 0 | 0 | 0 | 0 | 0 | 627.1259 | 606.9594 | 637.5145 | 698.4141 | 0 | 0 | 0 | 0 | 19.9721 | 23.896 | -1.4176 | 50.3551 | 11.5758 | 16.4555 | 13.1947 | 35.7543 | 1337.6961 | 1463.387 | 1616.2125 | 1513.4545 | 0.41784 | 0.42049 | 0.40026 | 0.38866 | 558.9479 | 615.3444 | 646.9095 | 588.2196 | 0.10743 | 0.11774 | 0.11086 | 0.11589 | 0.048513 | 0.043707 | 0.044255 | 0.044135 | 143.7104 | 172.2921 | 179.1785 | 175.3886 | 64.8953 | 63.9595 | 71.5255 | 66.797
3 | 26 | 20 | 2088.5132 | 2187.9933 | 2281.7293 | 2315.0915 | 80 | 63 | 0 | 0 | 0 | 0 | 0 | 0 | 0 | 0 | 0 | 0 | 641.5462 | 611.3169 | 647.5279 | 709.0121 | 0 | 0 | 0 | 0 | 9.9021 | 64.8182 | 7.3014 | 34.5259 | 7.7377 | 9.7627 | 12.5108 | 33.8599 | 1349.3272 | 1439.0955 | 1614.3893 | 1537.6936 | 0.41669 | 0.42192 | 0.40093 | 0.38937 | 562.2502 | 607.1892 | 647.2519 | 598.7294 | 0.10701 | 0.11773 | 0.11086 | 0.11588 | 0.048376 | 0.043603 | 0.044165 | 0.043976 | 144.3978 | 169.4259 | 178.9786 | 178.1873 | 65.2751 | 62.749 | 71.2997 | 67.6221
3 | 26 | 21 | 1972.2266 | 2066.5395 | 2155.0493 | 2186.0263 | 80 | 63 | 0 | 0 | 0 | 0 | 0 | 0 | 0 | 0 | 0 | 0 | 672.2945 | 643.805 | 684.9172 | 742.6105 | 0 | 0 | 0 | 0 | 3.1762 | 38.2789 | 22.8682 | 57.507 | 4.9258 | 7.526 | 2.5778 | 24.486 | 1211.8301 | 1313.9296 | 1444.6862 | 1361.4228 | 0.40725 | 0.41222 | 0.39727 | 0.38658 | 493.5121 | 541.6316 | 573.9286 | 526.2933 | 0.10677 | 0.11773 | 0.11083 | 0.11577 | 0.048296 | 0.043355 | 0.043933 | 0.04384 | 129.3887 | 154.695 | 160.1114 | 157.6139 | 58.5262 | 56.9656 | 63.4694 | 59.6845
3 | 26 | 22 | 1802.212 | 1889.7325 | 1971.994 | 2001.3112 | 80 | 63 | 0 | 0 | 0 | 0 | 0 | 0 | 0 | 0 | 0 | 0 | 704.8759 | 681.4491 | 725.2321 | 780.5365 | 0 | 0 | 0 | 0 | 8.5891 | 22.3226 | 10.0153 | 24.8122 | 4.7045 | 4.4025 | 6.2392 | 27.9011 | 1004.0425 | 1118.5583 | 1230.5074 | 1168.0614 | 0.4092 | 0.40681 | 0.39436 | 0.38072 | 410.8564 | 455.0374 | 485.2652 | 444.7075 | 0.10667 | 0.1175 | 0.11057 | 0.11573 | 0.048211 | 0.043146 | 0.043745 | 0.043756 | 107.1038 | 131.4279 | 136.0561 | 135.1743 | 48.4061 | 48.2615 | 53.8281 | 51.1093
3 | 26 | 23 | 1616.0265 | 1695.0355 | 1769.2644 | 1795.7819 | 80 | 63 | 0 | 0 | 0 | 0 | 0 | 0 | 0 | 0 | 0 | 0 | 676.2282 | 641.4804 | 686.3155 | 743.5233 | 0 | 0 | 0 | 0 | -1.5935 | 20.6854 | 23.8384 | 24.7053 | -0.027697 | 6.5294 | 15.0068 | 29.7782 | 861.4195 | 963.3404 | 1044.1037 | 997.775 | 0.41443 | 0.40564 | 0.38939 | 0.37001 | 356.9955 | 390.7666 | 406.5628 | 369.1857 | 0.10699 | 0.11736 | 0.11036 | 0.1156 | 0.048443 | 0.042989 | 0.043597 | 0.043413 | 92.1614 | 113.0539 | 115.2299 | 115.3472 | 41.7294 | 41.4126 | 45.5195 | 43.3159
3 | 26 | 24 | 1479.7956 | 1546.9743 | 1608.839 | 1627.6297 | 80 | 63 | 0 | 0 | 0 | 0 | 0 | 0 | 0 | 0 | 0 | 0 | 663.0522 | 622.3862 | 668.7569 | 726.0527 | 0 | 0 | 0 | 0 | -2.9811 | 21.7057 | 9.7772 | 7.5318 | -0.61607 | 16.1427 | 15.6755 | 22.9455 | 740.3406 | 823.7397 | 914.6293 | 871.0998 | 0.41271 | 0.40699 | 0.38318 | 0.36432 | 305.5446 | 335.2533 | 350.469 | 317.3557 | 0.10752 | 0.11724 | 0.11028 | 0.11549 | 0.049011 | 0.042864 | 0.043368 | 0.043305 | 79.5987 | 96.5744 | 100.8671 | 100.6037 | 36.2852 | 35.309 | 39.666 | 37.7226
3 | 27 | 1 | 1409.8624 | 1466.7334 | 1517.2794 | 1527.6738 | 80 | 63 | 0 | 0 | 0 | 0 | 0 | 0 | 0 | 0 | 0 | 0 | 631.2558 | 589.6754 | 635.1046 | 689.6717 | 0 | 0 | 0 | 0 | -6.1617 | 29.4966 | 42.4916 | 4.4171 | -0.99199 | 8.7154 | 26.0891 | 2.2336 | 705.7603 | 775.8459 | 813.5942 | 831.3513 | 0.41329 | 0.40425 | 0.37696 | 0.36409 | 291.6801 | 313.6347 | 306.6893 | 302.684 | 0.10791 | 0.1172 | 0.11023 | 0.11545 | 0.049406 | 0.042833 | 0.043238 | 0.043239 | 76.1576 | 90.9303 | 89.6792 | 95.9788 | 34.8685 | 33.2319 | 35.1785 | 35.9472
3 | 27 | 2 | 1376.3074 | 1425.3024 | 1467.2318 | 1471.056 | 80 | 63 | 0 | 0 | 0 | 0 | 0 | 0 | 0 | 0 | 0 | 0 | 626.2843 | 587.1069 | 629.9818 | 685.792 | 0 | 0 | 0 | 0 | -5.3659 | 1.747 | 24.7014 | -3.0033 | -1.4471 | 8.4946 | 23.172 | 1.2763 | 676.8362 | 764.9539 | 789.3765 | 786.991 | 0.41212 | 0.40593 | 0.37263 | 0.36396 | 278.9379 | 310.5179 | 294.1425 | 286.4312 | 0.10789 | 0.11725 | 0.11017 | 0.11541 | 0.049287 | 0.042823 | 0.043052 | 0.043054 | 73.0239 | 89.6935 | 86.9692 | 90.8231 | 33.3589 | 32.7575 | 33.984 | 33.883
3 | 27 | 3 | 1350.2826 | 1391.4777 | 1424.8929 | 1422.1675 | 80 | 63 | 0 | 0 | 0 | 0 | 0 | 0 | 0 | 0 | 0 | 0 | 678.8335 | 646.7287 | 689.2848 | 748.4296 | 0 | 0 | 0 | 0 | -5.3696 | 8.4627 | 19.4409 | -0.98931 | -1.0603 | 7.5053 | 15.2125 | 1.2763 | 597.879 | 665.781 | 700.9547 | 673.451 | 0.41162 | 0.4062 | 0.3735 | 0.36453 | 246.0974 | 270.4403 | 261.8071 | 245.4915 | 0.10783 | 0.11726 | 0.11011 | 0.11539 | 0.04918 | 0.042852 | 0.042964 | 0.043023 | 64.4698 | 78.0712 | 77.1805 | 77.7084 | 29.4036 | 28.5303 | 30.116 | 28.9741
3 | 27 | 4 | 1383.8127 | 1421.5474 | 1450.7177 | 1443.6237 | 80 | 63 | 0 | 0 | 0 | 0 | 0 | 0 | 0 | 0 | 0 | 0 | 695.5792 | 677.6172 | 715.2134 | 774.1724 | 0 | 0 | 0 | 0 | -5.3629 | 4.0782 | 29.0462 | -1.2643 | -1.1262 | 7.3583 | 12.5179 | 1.2763 | 614.7225 | 669.4938 | 693.9401 | 669.4393 | 0.4116 | 0.40613 | 0.376 | 0.36469 | 253.0186 | 271.9032 | 260.9206 | 244.138 | 0.10763 | 0.1172 | 0.1101 | 0.11538 | 0.048977 | 0.042908 | 0.043007 | 0.043072 | 66.1638 | 78.4634 | 76.4041 | 77.2394 | 30.1074 | 28.7266 | 29.8446 | 28.8344
3 | 27 | 5 | 1490.8958 | 1528.1546 | 1555.7778 | 1544.9604 | 80 | 63 | 0 | 0 | 0 | 0 | 0 | 0 | 0 | 0 | 0 | 0 | 656.0421 | 653.6834 | 682.58 | 737.2907 | 0 | 0 | 0 | 0 | -4.0921 | 19.6331 | 47.7998 | -4.61 | 0.40494 | 10.1093 | 22.0661 | 1.3995 | 758.5409 | 781.7288 | 803.3318 | 810.8801 | 0.41177 | 0.4071 | 0.37726 | 0.36626 | 312.3445 | 318.242 | 303.062 | 296.9894 | 0.1074 | 0.11724 | 0.11008 | 0.11537 | 0.048799 | 0.042983 | 0.043099 | 0.043163 | 81.4637 | 91.6494 | 88.433 | 93.555 | 37.0162 | 33.6008 | 34.6225 | 35.0004
3 | 27 | 6 | 1729.5977 | 1774.2541 | 1808.2566 | 1797.7882 | 80 | 63 | 0 | 0 | 0 | 0 | 0 | 0 | 0 | 0 | 0 | 0 | 677.0923 | 692.0341 | 717.8643 | 765.6722 | 0 | 0 | 0 | 0 | 5.0785 | 63.8009 | 50.2852 | 31.7866 | 2.2568 | 18.0759 | 8.2526 | 16.7696 | 965.1701 | 937.3433 | 1031.8545 | 983.5598 | 0.41056 | 0.40853 | 0.38849 | 0.36647 | 396.2651 | 382.9307 | 400.8613 | 360.4461 | 0.10721 | 0.11731 | 0.11004 | 0.11535 | 0.048667 | 0.043216 | 0.043478 | 0.043497 | 103.4736 | 109.9557 | 113.549 | 113.449 | 46.9721 | 40.5078 | 44.8627 | 42.7818
3 | 27 | 7 | 1848.2642 | 1893.1211 | 1927.1039 | 1914.9957 | 80 | 63 | 0 | 0 | 0 | 0 | 0 | 0 | 0 | 0 | 0 | 0 | 1042.4808 | 1048.8341 | 1082.9037 | 1137.3015 | 0 | 0 | 0 | 0 | 7.3022 | 16.7827 | 8.4769 | 13.0101 | 1.3205 | 10.3844 | 8.5284 | 9.0064 | 717.1606 | 754.12 | 827.195 | 755.6777 | 0.41103 | 0.41035 | 0.39423 | 0.37873 | 294.7715 | 309.4516 | 326.1078 | 286.1986 | 0.10735 | 0.11743 | 0.11016 | 0.11566 | 0.048782 | 0.043226 | 0.043175 | 0.043557 | 76.9849 | 88.5561 | 91.1248 | 87.4023 | 34.9844 | 32.5975 | 35.7141 | 32.915
3 | 27 | 8 | 1913.9389 | 1960.5414 | 1997.601 | 1988.7031 | 80 | 63 | 0 | 0 | 0 | 0 | 0 | 0 | 0 | 0 | 0 | 0 | 1414.3796 | 1453.8949 | 1546.2335 | 1641.2912 | 0 | 0 | 0 | 0 | -5.0094 | -10.1346 | 6.4378 | 16.408 | 0.95673 | -2.812 | -7.7374 | -9.2086 | 423.612 | 456.5931 | 452.6671 | 340.2125 | 0.409 | 0.28561 | 0.40476 | 0.39541 | 173.2582 | 130.4086 | 183.2224 | 134.5232 | 0.11032 | 0.11878 | 0.11154 | 0.11933 | 0.051571 | 0.045686 | 0.045845 | 0.051303 | 46.7312 | 54.2328 | 50.4907 | 40.5966 | 21.8459 | 20.8601 | 20.7525 | 17.4538
3 | 27 | 9 | 1957.1082 | 2007.2028 | 2049.4677 | 2046.0189 | 80 | 63 | 0 | 0 | 0 | 0 | 0 | 0 | 0 | 0 | 0 | 0 | 1689.7385 | 1784.5558 | 1950.0887 | 2098.8395 | 0 | 0 | 0 | 0 | -2.6499 | -25.6172 | -21.6143 | -30.0854 | -4.2699 | -12.6212 | -9.0623 | -16.0249 | 194.2894 | 197.8854 | 130.0556 | -6.7102 | 0.40919 | 0.27247 | 0.26264 | 0.26837 | 79.5017 | 53.9188 | 34.1583 | -1.8008 | 0.11356 | 0.11896 | 0.11214 | 0.12116 | 0.055623 | 0.047569 | 0.048079 | 0.059568 | 22.0638 | 23.5395 | 14.5848 | -0.81301 | 10.8071 | 9.4132 | 6.253 | -0.39971
3 | 27 | 10 | 1994.6179 | 2045.8499 | 2088.8519 | 2084.9425 | 80 | 63 | 0 | 0 | 0 | 0 | 0 | 0 | 0 | 0 | 0 | 0 | 2049.6865 | 2195.5048 | 2409.3224 | 2600.3974 | 0 | 0 | 0 | 0 | -5.0196 | -69.1829 | -62.6759 | -65.1752 | -4.1119 | -15.47 | -28.0828 | -33.9128 | -125.9371 | -128.002 | -229.7118 | -416.367 | 0.40293 | 0.26868 | 0.26582 | 0.087318 | -50.7434 | -34.3911 | -61.0616 | -36.3561 | 0.11324 | 0.12223 | 0.1117 | 0.11889 | 0.056694 | 0.048167 | 0.049069 | 0.060676 | -14.2606 | -15.6457 | -25.658 | -49.5034 | -7.1399 | -6.1654 | -11.2717 | -25.2634
3 | 27 | 11 | 1988.0451 | 2039.1158 | 2080.8103 | 2074.4973 | 80 | 63 | 0 | 0 | 0 | 0 | 0 | 0 | 0 | 0 | 0 | 0 | 2349.6903 | 2525.9763 | 2764.1181 | 2981.3776 | 0 | 0 | 0 | 0 | -4.9661 | -64.9499 | -63.301 | -67.0757 | -4.8773 | -27.2207 | -29.5982 | -35.259 | -431.8018 | -457.6898 | -590.4087 | -804.5455 | 0.39688 | 0.26972 | 0.26885 | 0 | -171.3726 | -123.4479 | -158.7343 | 0 | 0.11342 | 0.12274 | 0.1116 | 0.1188 | 0.057199 | 0.049031 | 0.051193 | 0.062375 | -48.9741 | -56.1781 | -65.892 | -95.5781 | -24.6986 | -22.4412 | -30.2248 | -50.1836
3 | 27 | 12 | 1976.0955 | 2027.5201 | 2068.8615 | 2061.4641 | 80 | 63 | 0 | 0 | 0 | 0 | 0 | 0 | 0 | 0 | 0 | 0 | 2302.7116 | 2468.6586 | 2687.3055 | 2891.5477 | 0 | 0 | 0 | 0 | -7.0796 | -78.4171 | -80.9096 | -81.7355 | -6.7432 | -29.0612 | -37.4036 | -40 | -392.7934 | -396.6601 | -500.1308 | -708.3481 | 0.3979 | 0.26972 | 0.26972 | 0 | -156.2911 | -106.987 | -134.8947 | 0 | 0.11404 | 0.12316 | 0.11112 | 0.11887 | 0.058126 | 0.049662 | 0.051671 | 0.062858 | -44.794 | -48.8543 | -55.5742 | -84.2009 | -22.8314 | -19.6991 | -25.8425 | -44.5257
3 | 27 | 13 | 1966.8115 | 2021.658 | 2066.6336 | 2062.1286 | 80 | 63 | 0 | 0 | 0 | 0 | 0 | 0 | 0 | 0 | 0 | 0 | 2314.9285 | 2495.7374 | 2706.7703 | 2908.6531 | 0 | 0 | 0 | 0 | -4.1704 | -80.0891 | -81.8611 | -87.6129 | -5.7844 | -30.3489 | -37.734 | -40 | -418.1621 | -426.6414 | -520.5417 | -718.9116 | 0.39853 | 0.26972 | 0.26972 | 0 | -166.6489 | -115.0735 | -140.3999 | 0 | 0.11453 | 0.11914 | 0.11147 | 0.11885 | 0.058479 | 0.050049 | 0.052659 | 0.06269 | -47.8928 | -50.828 | -58.0253 | -85.4409 | -24.4539 | -21.3528 | -27.4114 | -45.0688
3 | 27 | 14 | 1940.8085 | 1996.6521 | 2043.1185 | 2040.6021 | 80 | 63 | 0 | 0 | 0 | 0 | 0 | 0 | 0 | 0 | 0 | 0 | 2112.0965 | 2284.8199 | 2481.2725 | 2677.765 | 0 | 0 | 0 | 0 | -6.2424 | -80.1049 | -79.968 | -56.8665 | -6.0523 | -24.7948 | -37.5062 | -40 | -238.9932 | -246.2681 | -320.6797 | -540.2964 | 0.39819 | 0.26972 | 0.26972 | 0 | -95.1638 | -66.4233 | -86.4933 | 0 | 0.11436 | 0.11904 | 0.11163 | 0.11868 | 0.058011 | 0.049569 | 0.050376 | 0.061597 | -27.3314 | -29.3169 | -35.7974 | -64.1247 | -13.8642 | -12.2071 | -16.1545 | -33.2807
3 | 27 | 15 | 1914.5093 | 1972.1218 | 2020.729 | 2020.4875 | 80 | 63 | 0 | 0 | 0 | 0 | 0 | 0 | 0 | 0 | 0 | 0 | 2111.4901 | 2280.6177 | 2470.1148 | 2664.1828 | 0 | 0 | 0 | 0 | -5.7031 | -53.5326 | -45.2438 | -35.0429 | -6.0683 | -15.6918 | -32.8839 | -32.836 | -265.2094 | -302.2715 | -371.2582 | -575.8163 | 0.40065 | 0.26972 | 0.26972 | 0 | -106.2557 | -81.5285 | -100.1353 | 0 | 0.11613 | 0.12037 | 0.11242 | 0.12027 | 0.058436 | 0.049196 | 0.048333 | 0.059267 | -30.7975 | -36.3845 | -41.7364 | -69.2546 | -15.4977 | -14.8706 | -17.944 | -34.1266
3 | 27 | 16 | 1884.4324 | 1948.6953 | 2005.157 | 2012.306 | 80 | 63 | 0 | 0 | 0 | 0 | 0 | 0 | 0 | 0 | 0 | 0 | 1747.7529 | 1892.4027 | 2055.701 | 2230.0568 | 0 | 0 | 0 | 0 | -4.2561 | -14.0059 | -12.3274 | -4.5114 | -5.0135 | -11.3207 | -12.9883 | -17.0329 | 65.9491 | 18.6192 | -25.2283 | -196.2065 | 0.40929 | 0.26149 | 0.26306 | 0.18532 | 26.9925 | 4.8686 | -6.6366 | -36.3608 | 0.11389 | 0.12093 | 0.11245 | 0.12241 | 0.055254 | 0.048565 | 0.047858 | 0.057989 | 7.5108 | 2.2516 | -2.8369 | -24.0185 | 3.644 | 0.90424 | -1.2074 | -11.3779
3 | 27 | 17 | 1870.6473 | 1943.894 | 2010.5454 | 2026.5193 | 80 | 63 | 0 | 0 | 0 | 0 | 0 | 0 | 0 | 0 | 0 | 0 | 1438.5675 | 1536.2209 | 1654.2247 | 1791.3087 | 0 | 0 | 0 | 0 | -4.2588 | -2.2311 | 2.7569 | 3.1611 | 0.91283 | -4.4182 | -5.7056 | -3.1536 | 355.4257 | 351.3225 | 359.2694 | 235.2031 | 0.40752 | 0.28291 | 0.38057 | 0.3842 | 144.8418 | 99.3933 | 136.728 | 90.3647 | 0.1097 | 0.12042 | 0.11063 | 0.1167 | 0.050779 | 0.047537 | 0.043748 | 0.045603 | 38.9906 | 42.3047 | 39.7453 | 27.4481 | 18.0483 | 16.7008 | 15.7174 | 10.726
3 | 27 | 18 | 1894.6831 | 1976.7554 | 2053.1379 | 2076.778 | 80 | 63 | 0 | 0 | 0 | 0 | 0 | 0 | 0 | 0 | 0 | 0 | 983.5531 | 1002.7085 | 1046.3129 | 1122.1474 | 0 | 0 | 0 | 0 | 8.7331 | -2.9126 | -0.019935 | 23.1056 | 1.7834 | 0.14841 | 1.8834 | 2.9348 | 820.6136 | 913.8111 | 1004.9615 | 928.5902 | 0.40644 | 0.41154 | 0.3922 | 0.38465 | 333.532 | 376.0696 | 394.1498 | 357.1819 | 0.10706 | 0.11756 | 0.11072 | 0.11593 | 0.048419 | 0.043185 | 0.043655 | 0.043722 | 87.8557 | 107.4311 | 111.273 | 107.6534 | 39.7329 | 39.4626 | 43.8715 | 40.6001
3 | 27 | 19 | 2050.6931 | 2146.5167 | 2236.861 | 2268.6697 | 80 | 63 | 0 | 0 | 0 | 0 | 0 | 0 | 0 | 0 | 0 | 0 | 755.0526 | 759.3002 | 788.3183 | 852.5748 | 0 | 0 | 0 | 0 | 19.9721 | 23.896 | -1.4176 | 50.3551 | 11.5758 | 16.4555 | 13.1947 | 35.7543 | 1184.0926 | 1283.865 | 1436.7655 | 1329.9855 | 0.41784 | 0.42049 | 0.40026 | 0.38866 | 494.7656 | 539.8566 | 575.0836 | 516.9125 | 0.10743 | 0.11774 | 0.11086 | 0.11589 | 0.048513 | 0.043707 | 0.044255 | 0.044135 | 127.2086 | 151.1561 | 159.2845 | 154.127 | 57.4436 | 56.1133 | 63.584 | 58.6995
3 | 27 | 20 | 2100.6869 | 2200.8803 | 2295.3095 | 2328.987 | 80 | 63 | 0 | 0 | 0 | 0 | 0 | 0 | 0 | 0 | 0 | 0 | 745.797 | 750.7436 | 779.7946 | 842.1558 | 0 | 0 | 0 | 0 | 9.9021 | 64.8182 | 7.3014 | 34.5259 | 7.7377 | 9.7627 | 12.5108 | 33.8599 | 1257.2501 | 1312.5557 | 1495.7027 | 1418.4454 | 0.41669 | 0.42192 | 0.40093 | 0.38937 | 523.8827 | 553.799 | 599.6673 | 552.2979 | 0.10701 | 0.11773 | 0.11086 | 0.11588 | 0.048376 | 0.043603 | 0.044165 | 0.043976 | 134.5442 | 154.5282 | 165.8205 | 164.3689 | 60.8208 | 57.2314 | 66.0579 | 62.378
3 | 27 | 21 | 1997.1338 | 2092.9059 | 2182.8339 | 2214.4561 | 80 | 63 | 0 | 0 | 0 | 0 | 0 | 0 | 0 | 0 | 0 | 0 | 740.8241 | 749.0548 | 778.5841 | 837.2566 | 0 | 0 | 0 | 0 | 3.1762 | 38.2789 | 22.8682 | 57.507 | 4.9258 | 7.526 | 2.5778 | 24.486 | 1168.2077 | 1235.0462 | 1378.8039 | 1295.2065 | 0.40725 | 0.41222 | 0.39727 | 0.38658 | 475.7471 | 509.114 | 547.7556 | 500.6957 | 0.10677 | 0.11773 | 0.11083 | 0.11577 | 0.048296 | 0.043355 | 0.043933 | 0.04384 | 124.731 | 145.4077 | 152.8098 | 149.948 | 56.4194 | 53.5456 | 60.575 | 56.7816
3 | 27 | 22 | 1824.2507 | 1913.0624 | 1996.5787 | 2026.4668 | 80 | 63 | 0 | 0 | 0 | 0 | 0 | 0 | 0 | 0 | 0 | 0 | 745.7039 | 755.1114 | 786.9216 | 842.2233 | 0 | 0 | 0 | 0 | 8.5891 | 22.3226 | 10.0153 | 24.8122 | 4.7045 | 4.4025 | 6.2392 | 27.9011 | 985.2532 | 1068.2258 | 1193.4026 | 1131.5303 | 0.4092 | 0.40681 | 0.39436 | 0.38072 | 403.1677 | 434.5618 | 470.6325 | 430.7992 | 0.10667 | 0.1175 | 0.11057 | 0.11573 | 0.048211 | 0.043146 | 0.043745 | 0.043756 | 105.0995 | 125.5139 | 131.9534 | 130.9467 | 47.5003 | 46.0899 | 52.205 | 49.5109
3 | 27 | 23 | 1644.2919 | 1724.9569 | 1800.7952 | 1828.0449 | 80 | 63 | 0 | 0 | 0 | 0 | 0 | 0 | 0 | 0 | 0 | 0 | 768.1839 | 765.9383 | 802.5618 | 862.1478 | 0 | 0 | 0 | 0 | -1.5935 | 20.6854 | 23.8384 | 24.7053 | -0.027697 | 6.5294 | 15.0068 | 29.7782 | 797.7292 | 868.8039 | 959.3882 | 911.4136 | 0.41443 | 0.40564 | 0.38939 | 0.37001 | 330.6005 | 352.4192 | 373.5755 | 337.2312 | 0.10699 | 0.11736 | 0.11036 | 0.1156 | 0.048443 | 0.042989 | 0.043597 | 0.043413 | 85.3473 | 101.9594 | 105.8805 | 105.3635 | 38.644 | 37.3486 | 41.8262 | 39.5668
3 | 27 | 24 | 1549.2 | 1620.4447 | 1686.2613 | 1706.8498 | 80 | 63 | 0 | 0 | 0 | 0 | 0 | 0 | 0 | 0 | 0 | 0 | 788.1985 | 787.7787 | 826.4568 | 884.9654 | 0 | 0 | 0 | 0 | -2.9811 | 21.7057 | 9.7772 | 7.5318 | -0.61607 | 16.1427 | 15.6755 | 22.9455 | 684.5987 | 731.8176 | 834.3517 | 791.4071 | 0.41271 | 0.40699 | 0.38318 | 0.36432 | 282.5394 | 297.842 | 319.7081 | 288.3224 | 0.10752 | 0.11724 | 0.11028 | 0.11549 | 0.049011 | 0.042864 | 0.043368 | 0.043305 | 73.6055 | 85.7975 | 92.0139 | 91.4 | 33.5532 | 31.3688 | 36.1845 | 34.2715
3 | 28 | 1 | 1479.8964 | 1540.8704 | 1595.4041 | 1607.6126 | 80 | 63 | 0 | 0 | 0 | 0 | 0 | 0 | 0 | 0 | 0 | 0 | 745.7601 | 741.1167 | 779.3557 | 835.2708 | 0 | 0 | 0 | 0 | -6.1617 | 29.4966 | 42.4916 | 4.4171 | -0.99199 | 8.7154 | 26.0891 | 2.2336 | 661.29 | 698.5417 | 747.4678 | 765.691 | 0.41329 | 0.40425 | 0.37696 | 0.36409 | 273.3012 | 282.3845 | 281.7625 | 278.778 | 0.10791 | 0.1172 | 0.11023 | 0.11545 | 0.049406 | 0.042833 | 0.043238 | 0.043239 | 71.3589 | 81.8701 | 82.3904 | 88.3984 | 32.6714 | 29.9207 | 32.3193 | 33.1081
3 | 28 | 2 | 1436.0567 | 1488.5522 | 1533.8837 | 1539.2555 | 80 | 63 | 0 | 0 | 0 | 0 | 0 | 0 | 0 | 0 | 0 | 0 | 662.1043 | 650.9449 | 686.8641 | 738.5513 | 0 | 0 | 0 | 0 | -5.3659 | 1.747 | 24.7014 | -3.0033 | -1.4471 | 8.4946 | 23.172 | 1.2763 | 700.7654 | 764.3657 | 799.1461 | 802.4313 | 0.41212 | 0.40593 | 0.37263 | 0.36396 | 288.7996 | 310.2791 | 297.7829 | 292.0508 | 0.10789 | 0.11725 | 0.11017 | 0.11541 | 0.049287 | 0.042823 | 0.043052 | 0.043054 | 75.6056 | 89.6246 | 88.0456 | 92.605 | 34.5383 | 32.7323 | 34.4046 | 34.5477
3 | 28 | 3 | 1419.547 | 1464.8 | 1502.1592 | 1501.2279 | 80 | 63 | 0 | 0 | 0 | 0 | 0 | 0 | 0 | 0 | 0 | 0 | 597.3601 | 571.2417 | 607.4481 | 659.6568 | 0 | 0 | 0 | 0 | -5.3696 | 8.4627 | 19.4409 | -0.98931 | -1.0603 | 7.5053 | 15.2125 | 1.2763 | 748.6168 | 814.5904 | 860.0577 | 841.2842 | 0.41162 | 0.4062 | 0.3735 | 0.36453 | 308.1437 | 330.8867 | 321.2322 | 306.6713 | 0.10783 | 0.11726 | 0.11011 | 0.11539 | 0.04918 | 0.042852 | 0.042964 | 0.043023 | 80.7239 | 95.521 | 94.699 | 97.0744 | 36.8169 | 34.9071 | 36.9517 | 36.1948
3 | 28 | 4 | 1479.7334 | 1523.0877 | 1557.7197 | 1553.1103 | 80 | 63 | 0 | 0 | 0 | 0 | 0 | 0 | 0 | 0 | 0 | 0 | 552.9152 | 520.0009 | 554.324 | 607.6685 | 0 | 0 | 0 | 0 | -5.3629 | 4.0782 | 29.0462 | -1.2643 | -1.1262 | 7.3583 | 12.5179 | 1.2763 | 853.3072 | 928.6503 | 961.8316 | 945.4298 | 0.4116 | 0.40613 | 0.376 | 0.36469 | 351.2196 | 377.1551 | 361.6474 | 344.7891 | 0.10763 | 0.1172 | 0.1101 | 0.11538 | 0.048977 | 0.042908 | 0.043007 | 0.043072 | 91.8432 | 108.8361 | 105.8994 | 109.083 | 41.7926 | 39.8464 | 41.3659 | 40.722
3 | 28 | 5 | 1593.3232 | 1636.5828 | 1670.0382 | 1661.8738 | 80 | 63 | 0 | 0 | 0 | 0 | 0 | 0 | 0 | 0 | 0 | 0 | 498.8059 | 462.6411 | 493.4874 | 546.27 | 0 | 0 | 0 | 0 | -4.0921 | 19.6331 | 47.7998 | -4.61 | 0.40494 | 10.1093 | 22.0661 | 1.3995 | 1018.2045 | 1081.1993 | 1106.6849 | 1118.8143 | 0.41177 | 0.4071 | 0.37726 | 0.36626 | 419.2662 | 440.1565 | 417.5039 | 409.772 | 0.1074 | 0.11724 | 0.11008 | 0.11537 | 0.048799 | 0.042983 | 0.043099 | 0.043163 | 109.3503 | 126.7591 | 121.8269 | 129.0828 | 49.6876 | 46.4728 | 47.6967 | 48.2919
3 | 28 | 6 | 1799.7017 | 1848.4652 | 1886.4594 | 1877.8069 | 80 | 63 | 0 | 0 | 0 | 0 | 0 | 0 | 0 | 0 | 0 | 0 | 488.4116 | 444.3647 | 476.7502 | 527.4591 | 0 | 0 | 0 | 0 | 5.0785 | 63.8009 | 50.2852 | 31.7866 | 2.2568 | 18.0759 | 8.2526 | 16.7696 | 1223.9548 | 1259.2238 | 1351.1714 | 1301.7916 | 0.41056 | 0.40853 | 0.38849 | 0.36647 | 502.513 | 514.4277 | 524.9115 | 477.0688 | 0.10721 | 0.11731 | 0.11004 | 0.11535 | 0.048667 | 0.043216 | 0.043478 | 0.043497 | 131.2173 | 147.7141 | 148.6878 | 150.1555 | 59.5665 | 54.418 | 58.7458 | 56.6238
3 | 28 | 7 | 1931.0316 | 1980.7376 | 2019.4332 | 2009.4689 | 80 | 63 | 0 | 0 | 0 | 0 | 0 | 0 | 0 | 0 | 0 | 0 | 1002.1 | 951.4705 | 989.0468 | 1033.6244 | 0 | 0 | 0 | 0 | 7.3022 | 16.7827 | 8.4769 | 13.0101 | 1.3205 | 10.3844 | 8.5284 | 9.0064 | 840.3089 | 939.1 | 1013.3812 | 953.8279 | 0.41103 | 0.41035 | 0.39423 | 0.37873 | 345.3887 | 385.3577 | 399.5086 | 361.2442 | 0.10735 | 0.11743 | 0.11016 | 0.11566 | 0.048782 | 0.043226 | 0.043175 | 0.043557 | 90.2044 | 110.2783 | 111.6353 | 110.3205 | 40.9918 | 40.5935 | 43.7527 | 41.5458
3 | 28 | 8 | 1974.8076 | 2024.9762 | 2065.5016 | 2058.1804 | 80 | 63 | 0 | 0 | 0 | 0 | 0 | 0 | 0 | 0 | 0 | 0 | 1476.6984 | 1482.6513 | 1578.1818 | 1667.9883 | 0 | 0 | 0 | 0 | -5.0094 | -10.1346 | 6.4378 | 16.408 | 0.95673 | -2.812 | -7.7374 | -9.2086 | 422.162 | 492.2715 | 488.6194 | 382.9927 | 0.409 | 0.28561 | 0.40476 | 0.39541 | 172.6652 | 140.5987 | 197.7745 | 151.4389 | 0.11032 | 0.11878 | 0.11154 | 0.11933 | 0.051571 | 0.045686 | 0.045845 | 0.051303 | 46.5712 | 58.4706 | 54.5008 | 45.7014 | 21.7712 | 22.4901 | 22.4007 | 19.6486
3 | 28 | 9 | 1997.6173 | 2050.0852 | 2094.6567 | 2092.2573 | 80 | 63 | 0 | 0 | 0 | 0 | 0 | 0 | 0 | 0 | 0 | 0 | 1749.1424 | 1838.4743 | 2010.4747 | 2162.0909 | 0 | 0 | 0 | 0 | -2.6499 | -25.6172 | -21.6143 | -30.0854 | -4.2699 | -12.6212 | -9.0623 | -16.0249 | 175.3947 | 186.8493 | 114.8587 | -23.7233 | 0.40919 | 0.27247 | 0.26264 | 0.26837 | 71.7701 | 50.9118 | 30.167 | -6.3666 | 0.11356 | 0.11896 | 0.11214 | 0.12116 | 0.055623 | 0.047569 | 0.048079 | 0.059568 | 19.918 | 22.2267 | 12.8806 | -2.8743 | 9.7561 | 8.8882 | 5.5223 | -1.4131
3 | 28 | 10 | 2016.7265 | 2069.2538 | 2113.5147 | 2110.1779 | 80 | 63 | 0 | 0 | 0 | 0 | 0 | 0 | 0 | 0 | 0 | 0 | 1871.7632 | 2030.8895 | 2257.0358 | 2453.6839 | 0 | 0 | 0 | 0 | -5.0196 | -69.1829 | -62.6759 | -65.1752 | -4.1119 | -15.47 | -28.0828 | -33.9128 | 74.0949 | 60.0171 | -52.7624 | -244.418 | 0.40293 | 0.26868 | 0.26582 | 0.087318 | 29.8548 | 16.1252 | -14.0252 | -21.342 | 0.11324 | 0.12223 | 0.1117 | 0.11889 | 0.056694 | 0.048167 | 0.049069 | 0.060676 | 8.3902 | 7.3359 | -5.8934 | -29.0597 | 4.2007 | 2.8908 | -2.589 | -14.8303
3 | 28 | 11 | 2016.5204 | 2069.2595 | 2112.5753 | 2106.9998 | 80 | 63 | 0 | 0 | 0 | 0 | 0 | 0 | 0 | 0 | 0 | 0 | 1908.5154 | 2117.7321 | 2383.1942 | 2611.0428 | 0 | 0 | 0 | 0 | -4.9661 | -64.9499 | -63.301 | -67.0757 | -4.8773 | -27.2207 | -29.5982 | -35.259 | 37.8484 | -19.302 | -177.7197 | -401.7082 | 0.39688 | 0.26972 | 0.26885 | 0 | 15.0212 | -5.2061 | -47.7808 | 0 | 0.11342 | 0.12274 | 0.1116 | 0.1188 | 0.057199 | 0.049031 | 0.051193 | 0.062375 | 4.2927 | -2.3692 | -19.8342 | -47.722 | 2.1649 | -0.9464 | -9.098 | -25.0566
3 | 28 | 12 | 1985.7505 | 2037.7408 | 2079.6319 | 2072.4846 | 80 | 63 | 0 | 0 | 0 | 0 | 0 | 0 | 0 | 0 | 0 | 0 | 1903.7015 | 2124.7946 | 2398.3499 | 2633.5397 | 0 | 0 | 0 | 0 | -7.0796 | -78.4171 | -80.9096 | -81.7355 | -6.7432 | -29.0612 | -37.4036 | -40 | 15.8718 | -42.5755 | -200.4048 | -439.3196 | 0.3979 | 0.26972 | 0.26972 | 0 | 6.3153 | -11.4834 | -54.0529 | 0 | 0.11404 | 0.12316 | 0.11112 | 0.11887 | 0.058126 | 0.049662 | 0.051671 | 0.062858 | 1.81 | -5.2438 | -22.2688 | -52.2217 | 0.92256 | -2.1144 | -10.3552 | -27.6149
3 | 28 | 13 | 1986.6113 | 2042.6178 | 2088.7208 | 2084.7287 | 80 | 63 | 0 | 0 | 0 | 0 | 0 | 0 | 0 | 0 | 0 | 0 | 1963.0347 | 2190.197 | 2479.8591 | 2729.0264 | 0 | 0 | 0 | 0 | -4.1704 | -80.0891 | -81.8611 | -87.6129 | -5.7844 | -30.3489 | -37.734 | -40 | -46.4685 | -100.1413 | -271.5432 | -516.6848 | 0.39853 | 0.26972 | 0.26972 | 0 | -18.519 | -27.0101 | -73.2403 | 0 | 0.11453 | 0.11914 | 0.11147 | 0.11885 | 0.058479 | 0.050049 | 0.052659 | 0.06269 | -5.3221 | -11.9304 | -30.2692 | -61.4067 | -2.7175 | -5.0119 | -14.2993 | -32.3911
3 | 28 | 14 | 1972.7121 | 2030.4248 | 2078.7078 | 2077.0178 | 80 | 63 | 0 | 0 | 0 | 0 | 0 | 0 | 0 | 0 | 0 | 0 | 1983.1101 | 2190.4922 | 2474.9487 | 2721.8285 | 0 | 0 | 0 | 0 | -6.2424 | -80.1049 | -79.968 | -56.8665 | -6.0523 | -24.7948 | -37.5062 | -40 | -78.1033 | -118.1677 | -278.7666 | -547.9443 | 0.39819 | 0.26972 | 0.26972 | 0 | -31.0997 | -31.8721 | -75.1886 | 0 | 0.11436 | 0.11904 | 0.11163 | 0.11868 | 0.058011 | 0.049569 | 0.050376 | 0.061597 | -8.9319 | -14.0673 | -31.1186 | -65.0324 | -4.5308 | -5.8574 | -14.0431 | -33.7518
3 | 28 | 15 | 1961.5951 | 2021.9661 | 2073.2544 | 2074.2326 | 80 | 63 | 0 | 0 | 0 | 0 | 0 | 0 | 0 | 0 | 0 | 0 | 1950.7489 | 2121.3264 | 2377.1307 | 2599.0893 | 0 | 0 | 0 | 0 | -5.7031 | -53.5326 | -45.2438 | -35.0429 | -6.0683 | -15.6918 | -32.8839 | -32.836 | -57.3824 | -93.1359 | -225.7487 | -456.9777 | 0.40065 | 0.26972 | 0.26972 | 0 | -22.9901 | -25.1206 | -60.8887 | 0 | 0.11613 | 0.12037 | 0.11242 | 0.12027 | 0.058436 | 0.049196 | 0.048333 | 0.059267 | -6.6635 | -11.2108 | -25.3784 | -54.9617 | -3.3532 | -4.5819 | -10.9111 | -27.0835
3 | 28 | 16 | 1944.4616 | 2012.2413 | 2072.1211 | 2080.825 | 80 | 63 | 0 | 0 | 0 | 0 | 0 | 0 | 0 | 0 | 0 | 0 | 1810.2106 | 1929.3383 | 2140.0501 | 2322.3208 | 0 | 0 | 0 | 0 | -4.2561 | -14.0059 | -12.3274 | -4.5114 | -5.0135 | -11.3207 | -12.9883 | -17.0329 | 63.5206 | 45.2295 | -42.6133 | -219.9516 | 0.40929 | 0.26149 | 0.26306 | 0.18532 | 25.9985 | 11.8269 | -11.2099 | -40.7613 | 0.11389 | 0.12093 | 0.11245 | 0.12241 | 0.055254 | 0.048565 | 0.047858 | 0.057989 | 7.2342 | 5.4695 | -4.7918 | -26.9253 | 3.5098 | 2.1966 | -2.0394 | -12.7549
3 | 28 | 17 | 1923.8199 | 2000.1819 | 2069.8609 | 2087.2121 | 80 | 63 | 0 | 0 | 0 | 0 | 0 | 0 | 0 | 0 | 0 | 0 | 1427.1426 | 1476.8028 | 1620.6587 | 1748.5394 | 0 | 0 | 0 | 0 | -4.2588 | -2.2311 | 2.7569 | 3.1611 | 0.91283 | -4.4182 | -5.7056 | -3.1536 | 420.0234 | 467.0284 | 452.1509 | 338.6651 | 0.40752 | 0.28291 | 0.38057 | 0.3842 | 171.1664 | 132.1278 | 172.0761 | 130.1147 | 0.1097 | 0.12042 | 0.11063 | 0.1167 | 0.050779 | 0.047537 | 0.043748 | 0.045603 | 46.077 | 56.2375 | 50.0205 | 39.522 | 21.3285 | 22.2012 | 19.7808 | 15.4442
3 | 28 | 18 | 1923.0186 | 2006.7509 | 2084.7468 | 2109.1209 | 80 | 63 | 0 | 0 | 0 | 0 | 0 | 0 | 0 | 0 | 0 | 0 | 801.2893 | 761.5883 | 817.0784 | 871.9681 | 0 | 0 | 0 | 0 | 8.7331 | -2.9126 | -0.019935 | 23.1056 | 1.7834 | 0.14841 | 1.8834 | 2.9348 | 1031.2128 | 1184.9268 | 1265.8049 | 1211.1123 | 0.40644 | 0.41154 | 0.3922 | 0.38465 | 419.1284 | 487.6445 | 496.4536 | 465.8539 | 0.10706 | 0.11756 | 0.11072 | 0.11593 | 0.048419 | 0.043185 | 0.043655 | 0.043722 | 110.4027 | 139.3045 | 140.1545 | 140.4068 | 49.9298 | 51.1706 | 55.2587 | 52.9527
3 | 28 | 19 | 2061.0478 | 2157.478 | 2248.4119 | 2280.4888 | 80 | 63 | 0 | 0 | 0 | 0 | 0 | 0 | 0 | 0 | 0 | 0 | 376.9547 | 331.4763 | 365.3562 | 402.4086 | 0 | 0 | 0 | 0 | 19.9721 | 23.896 | -1.4176 | 50.3551 | 11.5758 | 16.4555 | 13.1947 | 35.7543 | 1572.5452 | 1722.6502 | 1871.2786 | 1791.9708 | 0.41784 | 0.42049 | 0.40026 | 0.38866 | 657.0781 | 724.3628 | 749.0029 | 696.4679 | 0.10743 | 0.11774 | 0.11086 | 0.11589 | 0.048513 | 0.043707 | 0.044255 | 0.044135 | 168.9406 | 202.8165 | 207.456 | 207.6648 | 76.2885 | 75.291 | 82.8134 | 79.0895
3 | 28 | 20 | 2118.4578 | 2219.6923 | 2315.1333 | 2349.2712 | 80 | 63 | 0 | 0 | 0 | 0 | 0 | 0 | 0 | 0 | 0 | 0 | 337.518 | 292.96 | 321.2511 | 359.6343 | 0 | 0 | 0 | 0 | 9.9021 | 64.8182 | 7.3014 | 34.5259 | 7.7377 | 9.7627 | 12.5108 | 33.8599 | 1683.3 | 1789.1514 | 1974.0701 | 1921.2511 | 0.41669 | 0.42192 | 0.40093 | 0.38937 | 701.4131 | 754.8862 | 791.4576 | 748.0745 | 0.10701 | 0.11773 | 0.11086 | 0.11588 | 0.048376 | 0.043603 | 0.044165 | 0.043976 | 180.1378 | 210.6382 | 218.8545 | 222.6338 | 81.4314 | 78.0125 | 87.1851 | 84.4896
3 | 28 | 21 | 2020.012 | 2117.1245 | 2208.3552 | 2240.57 | 80 | 63 | 0 | 0 | 0 | 0 | 0 | 0 | 0 | 0 | 0 | 0 | 296.5867 | 257.6762 | 278.1719 | 318.0604 | 0 | 0 | 0 | 0 | 3.1762 | 38.2789 | 22.8682 | 57.507 | 4.9258 | 7.526 | 2.5778 | 24.486 | 1635.3234 | 1750.6434 | 1904.7373 | 1840.5165 | 0.40725 | 0.41222 | 0.39727 | 0.38658 | 665.9778 | 721.6548 | 756.6925 | 711.4994 | 0.10677 | 0.11773 | 0.11083 | 0.11577 | 0.048296 | 0.043355 | 0.043933 | 0.04384 | 174.6056 | 206.1114 | 211.0978 | 213.0793 | 78.9791 | 75.8994 | 83.6808 | 80.6878
3 | 28 | 22 | 1837.8237 | 1927.4306 | 2011.7198 | 2041.9594 | 80 | 63 | 0 | 0 | 0 | 0 | 0 | 0 | 0 | 0 | 0 | 0 | 252.5103 | 216.9303 | 232.3352 | 270.5635 | 0 | 0 | 0 | 0 | 8.5891 | 22.3226 | 10.0153 | 24.8122 | 4.7045 | 4.4025 | 6.2392 | 27.9011 | 1492.0198 | 1620.7751 | 1763.13 | 1718.6827 | 0.4092 | 0.40681 | 0.39436 | 0.38072 | 610.5378 | 659.3428 | 695.3112 | 654.3415 | 0.10667 | 0.1175 | 0.11057 | 0.11573 | 0.048211 | 0.043146 | 0.043745 | 0.043756 | 159.1576 | 190.4371 | 194.9476 | 198.8951 | 71.9321 | 69.9303 | 77.1275 | 75.2022
3 | 28 | 23 | 1693.4067 | 1776.9491 | 1855.584 | 1884.1059 | 80 | 63 | 0 | 0 | 0 | 0 | 0 | 0 | 0 | 0 | 0 | 0 | 234.3361 | 211.0279 | 220.2747 | 256.5977 | 0 | 0 | 0 | 0 | -1.5935 | 20.6854 | 23.8384 | 24.7053 | -0.027697 | 6.5294 | 15.0068 | 29.7782 | 1380.6917 | 1475.7065 | 1596.4641 | 1573.0247 | 0.41443 | 0.40564 | 0.38939 | 0.37001 | 572.1959 | 598.6014 | 621.6461 | 582.0332 | 0.10699 | 0.11736 | 0.11036 | 0.1156 | 0.048443 | 0.042989 | 0.043597 | 0.043413 | 147.7171 | 173.1832 | 176.1898 | 181.8487 | 66.8842 | 63.4385 | 69.6006 | 68.289
3 | 28 | 24 | 1552.6982 | 1624.1479 | 1690.1637 | 1710.8427 | 80 | 63 | 0 | 0 | 0 | 0 | 0 | 0 | 0 | 0 | 0 | 0 | 206.0681 | 189.8699 | 193.182 | 228.7587 | 0 | 0 | 0 | 0 | -2.9811 | 21.7057 | 9.7772 | 7.5318 | -0.61607 | 16.1427 | 15.6755 | 22.9455 | 1270.2272 | 1333.4296 | 1471.5289 | 1451.6068 | 0.41271 | 0.40699 | 0.38318 | 0.36432 | 524.2331 | 542.6917 | 563.8626 | 528.8438 | 0.10752 | 0.11724 | 0.11028 | 0.11549 | 0.049011 | 0.042864 | 0.043368 | 0.043305 | 136.5701 | 156.3299 | 162.283 | 167.6468 | 62.2557 | 57.1565 | 63.8178 | 62.8611
3 | 29 | 1 | 1481.9254 | 1543.0182 | 1597.6675 | 1609.9285 | 80 | 63 | 0 | 0 | 0 | 0 | 0 | 0 | 0 | 0 | 0 | 0 | 227.1475 | 232.3971 | 230.6992 | 262.5409 | 0 | 0 | 0 | 0 | -6.1617 | 29.4966 | 42.4916 | 4.4171 | -0.99199 | 8.7154 | 26.0891 | 2.2336 | 1181.9315 | 1209.4091 | 1298.3876 | 1340.7368 | 0.41329 | 0.40425 | 0.37696 | 0.36409 | 488.4746 | 488.902 | 489.4351 | 488.1446 | 0.10791 | 0.1172 | 0.11023 | 0.11545 | 0.049406 | 0.042833 | 0.043238 | 0.043239 | 127.5406 | 141.7445 | 143.1161 | 154.787 | 58.3939 | 51.8027 | 56.1401 | 57.9727
3 | 29 | 2 | 1446.9711 | 1500.106 | 1546.0589 | 1551.7135 | 80 | 63 | 0 | 0 | 0 | 0 | 0 | 0 | 0 | 0 | 0 | 0 | 187.2606 | 184.4383 | 179.8371 | 214.9675 | 0 | 0 | 0 | 0 | -5.3659 | 1.747 | 24.7014 | -3.0033 | -1.4471 | 8.4946 | 23.172 | 1.2763 | 1186.5235 | 1242.4261 | 1318.3484 | 1338.473 | 0.41212 | 0.40593 | 0.37263 | 0.36396 | 488.9904 | 504.3383 | 491.2513 | 487.1472 | 0.10789 | 0.11725 | 0.11017 | 0.11541 | 0.049287 | 0.042823 | 0.043052 | 0.043054 | 128.0141 | 145.6788 | 145.2485 | 154.4671 | 58.4796 | 53.2042 | 56.7571 | 57.6264
3 | 29 | 3 | 1437.5278 | 1483.8342 | 1522.2172 | 1521.7516 | 80 | 63 | 0 | 0 | 0 | 0 | 0 | 0 | 0 | 0 | 0 | 0 | 211.8303 | 211.4812 | 205.9712 | 244.5194 | 0 | 0 | 0 | 0 | -5.3696 | 8.4627 | 19.4409 | -0.98931 | -1.0603 | 7.5053 | 15.2125 | 1.2763 | 1152.1274 | 1193.385 | 1281.5926 | 1276.9453 | 0.41162 | 0.4062 | 0.3735 | 0.36453 | 474.2356 | 484.7531 | 478.6758 | 465.4819 | 0.10783 | 0.11726 | 0.11011 | 0.11539 | 0.04918 | 0.042852 | 0.042964 | 0.043023 | 124.2348 | 139.9394 | 141.1132 | 147.3446 | 56.6615 | 51.1394 | 55.0626 | 54.9384
3 | 29 | 4 | 1472.597 | 1515.5333 | 1549.7589 | 1544.9646 | 80 | 63 | 0 | 0 | 0 | 0 | 0 | 0 | 0 | 0 | 0 | 0 | 263.0496 | 268.3875 | 261.7634 | 305.6796 | 0 | 0 | 0 | 0 | -5.3629 | 4.0782 | 29.0462 | -1.2643 | -1.1262 | 7.3583 | 12.5179 | 1.2763 | 1136.0365 | 1172.7093 | 1246.4314 | 1239.2731 | 0.4116 | 0.40613 | 0.376 | 0.36469 | 467.5905 | 476.2753 | 468.6566 | 451.9509 | 0.10763 | 0.1172 | 0.1101 | 0.11538 | 0.048977 | 0.042908 | 0.043007 | 0.043072 | 122.2739 | 137.4393 | 137.2343 | 142.9864 | 55.6399 | 50.3185 | 53.6058 | 53.3785
3 | 29 | 5 | 1591.0143 | 1634.1387 | 1667.4626 | 1659.2385 | 80 | 63 | 0 | 0 | 0 | 0 | 0 | 0 | 0 | 0 | 0 | 0 | 298.7025 | 310.8306 | 304.0497 | 348.721 | 0 | 0 | 0 | 0 | -4.0921 | 19.6331 | 47.7998 | -4.61 | 0.40494 | 10.1093 | 22.0661 | 1.3995 | 1215.999 | 1230.5657 | 1293.547 | 1313.728 | 0.41177 | 0.4071 | 0.37726 | 0.36626 | 500.7121 | 500.9636 | 487.9988 | 481.1603 | 0.1074 | 0.11724 | 0.11008 | 0.11537 | 0.048799 | 0.042983 | 0.043099 | 0.043163 | 130.5925 | 144.2707 | 142.3972 | 151.5709 | 59.3398 | 52.893 | 55.7502 | 56.705
3 | 29 | 6 | 1803.5497 | 1852.5386 | 1890.7519 | 1882.1991 | 80 | 63 | 0 | 0 | 0 | 0 | 0 | 0 | 0 | 0 | 0 | 0 | 339.1484 | 357.6812 | 351.8369 | 392.2469 | 0 | 0 | 0 | 0 | 5.0785 | 63.8009 | 50.2852 | 31.7866 | 2.2568 | 18.0759 | 8.2526 | 16.7696 | 1377.066 | 1349.9807 | 1480.3772 | 1441.396 | 0.41056 | 0.40853 | 0.38849 | 0.36647 | 565.3751 | 551.5045 | 575.1062 | 528.2298 | 0.10721 | 0.11731 | 0.11004 | 0.11535 | 0.048667 | 0.043216 | 0.043478 | 0.043497 | 147.632 | 158.3604 | 162.9061 | 166.2582 | 67.0179 | 58.3401 | 64.3634 | 62.6962
3 | 29 | 7 | 1924.0352 | 1973.3313 | 2011.6285 | 2001.483 | 80 | 63 | 0 | 0 | 0 | 0 | 0 | 0 | 0 | 0 | 0 | 0 | 855.2503 | 869.3902 | 867.9389 | 906.5159 | 0 | 0 | 0 | 0 | 7.3022 | 16.7827 | 8.4769 | 13.0101 | 1.3205 | 10.3844 | 8.5284 | 9.0064 | 980.1621 | 1013.7741 | 1126.6844 | 1072.9505 | 0.41103 | 0.41035 | 0.39423 | 0.37873 | 402.872 | 416.0001 | 444.1765 | 406.3596 | 0.10735 | 0.11743 | 0.11016 | 0.11566 | 0.048782 | 0.043226 | 0.043175 | 0.043557 | 105.2172 | 119.0472 | 124.1169 | 124.0983 | 47.8141 | 43.8213 | 48.6446 | 46.7344
3 | 29 | 8 | 1956.547 | 2005.6457 | 2045.1314 | 2037.3372 | 80 | 63 | 0 | 0 | 0 | 0 | 0 | 0 | 0 | 0 | 0 | 0 | 1354.2582 | 1430.0774 | 1498.9701 | 1586.1208 | 0 | 0 | 0 | 0 | -5.0094 | -10.1346 | 6.4378 | 16.408 | 0.95673 | -2.812 | -7.7374 | -9.2086 | 526.3415 | 525.515 | 547.4609 | 444.017 | 0.409 | 0.28561 | 0.40476 | 0.39541 | 215.2748 | 150.0935 | 221.5913 | 175.5685 | 0.11032 | 0.11878 | 0.11154 | 0.11933 | 0.051571 | 0.045686 | 0.045845 | 0.051303 | 58.0639 | 62.4192 | 61.064 | 52.9833 | 27.1438 | 24.0089 | 25.0983 | 22.7793
3 | 29 | 9 | 1996.0781 | 2048.4559 | 2092.9397 | 2090.5004 | 80 | 63 | 0 | 0 | 0 | 0 | 0 | 0 | 0 | 0 | 0 | 0 | 1755.4121 | 1913.1973 | 2064.7079 | 2222.1114 | 0 | 0 | 0 | 0 | -2.6499 | -25.6172 | -21.6143 | -30.0854 | -4.2699 | -12.6212 | -9.0623 | -16.0249 | 167.5858 | 110.4969 | 58.9085 | -85.5007 | 0.40919 | 0.27247 | 0.26264 | 0.26837 | 68.5748 | 30.1077 | 15.472 | -22.9457 | 0.11356 | 0.11896 | 0.11214 | 0.12116 | 0.055623 | 0.047569 | 0.048079 | 0.059568 | 19.0313 | 13.1442 | 6.6062 | -10.3592 | 9.3217 | 5.2562 | 2.8323 | -5.0931
3 | 29 | 10 | 2022.7434 | 2075.6232 | 2120.2267 | 2117.0458 | 80 | 63 | 0 | 0 | 0 | 0 | 0 | 0 | 0 | 0 | 0 | 0 | 1973.2561 | 2185.8518 | 2398.2693 | 2614.2691 | 0 | 0 | 0 | 0 | -5.0196 | -69.1829 | -62.6759 | -65.1752 | -4.1119 | -15.47 | -28.0828 | -33.9128 | -21.3811 | -88.5757 | -187.2839 | -398.1353 | 0.40293 | 0.26868 | 0.26582 | 0.087318 | -8.615 | -23.7982 | -49.7835 | -34.7642 | 0.11324 | 0.12223 | 0.1117 | 0.11889 | 0.056694 | 0.048167 | 0.049069 | 0.060676 | -2.4211 | -10.8267 | -20.919 | -47.3357 | -1.2122 | -4.2664 | -9.1898 | -24.1572
3 | 29 | 11 | 2036.6001 | 2090.5155 | 2134.9747 | 2129.9194 | 80 | 63 | 0 | 0 | 0 | 0 | 0 | 0 | 0 | 0 | 0 | 0 | 1992.7317 | 2234.1953 | 2478.6976 | 2721.4459 | 0 | 0 | 0 | 0 | -4.9661 | -64.9499 | -63.301 | -67.0757 | -4.8773 | -27.2207 | -29.5982 | -35.259 | -26.2882 | -114.5091 | -250.8237 | -489.1918 | 0.39688 | 0.26972 | 0.26885 | 0 | -10.4332 | -30.8853 | -67.4352 | 0 | 0.11342 | 0.12274 | 0.1116 | 0.1188 | 0.057199 | 0.049031 | 0.051193 | 0.062375 | -2.9816 | -14.0551 | -27.9929 | -58.1148 | -1.5037 | -5.6145 | -12.8404 | -30.5134
3 | 29 | 12 | 2035.8448 | 2090.7699 | 2135.5133 | 2129.6636 | 80 | 63 | 0 | 0 | 0 | 0 | 0 | 0 | 0 | 0 | 0 | 0 | 1959.598 | 2219.3548 | 2479.6986 | 2737.8674 | 0 | 0 | 0 | 0 | -7.0796 | -78.4171 | -80.9096 | -81.7355 | -6.7432 | -29.0612 | -37.4036 | -40 | 10.0695 | -84.1066 | -225.8721 | -486.4683 | 0.3979 | 0.26972 | 0.26972 | 0 | 4.0066 | -22.6852 | -60.9219 | 0 | 0.11404 | 0.12316 | 0.11112 | 0.11887 | 0.058126 | 0.049662 | 0.051671 | 0.062858 | 1.1483 | -10.3589 | -25.0987 | -57.8262 | 0.5853 | -4.1769 | -11.6711 | -30.5786
3 | 29 | 13 | 2052.9372 | 2112.8294 | 2162.709 | 2160.435 | 80 | 63 | 0 | 0 | 0 | 0 | 0 | 0 | 0 | 0 | 0 | 0 | 1889.4412 | 2152.4319 | 2417.0819 | 2668.2227 | 0 | 0 | 0 | 0 | -4.1704 | -80.0891 | -81.8611 | -87.6129 | -5.7844 | -30.3489 | -37.734 | -40 | 93.4509 | 7.8355 | -134.7777 | -380.1748 | 0.39853 | 0.26972 | 0.26972 | 0 | 37.2427 | 2.1134 | -36.3521 | 0 | 0.11453 | 0.11914 | 0.11147 | 0.11885 | 0.058479 | 0.050049 | 0.052659 | 0.06269 | 10.7031 | 0.93349 | -15.0238 | -45.1829 | 5.465 | 0.39216 | -7.0973 | -23.8333
3 | 29 | 14 | 2042.1864 | 2103.9693 | 2156.2082 | 2156.3177 | 80 | 63 | 0 | 0 | 0 | 0 | 0 | 0 | 0 | 0 | 0 | 0 | 1814.1533 | 2055.7649 | 2302.343 | 2533.4309 | 0 | 0 | 0 | 0 | -6.2424 | -80.1049 | -79.968 | -56.8665 | -6.0523 | -24.7948 | -37.5062 | -40 | 160.3278 | 90.1041 | -28.6606 | -280.2467 | 0.39819 | 0.26972 | 0.26972 | 0 | 63.8403 | 24.3028 | -7.7303 | 0 | 0.11436 | 0.11904 | 0.11163 | 0.11868 | 0.058011 | 0.049569 | 0.050376 | 0.061597 | 18.3352 | 10.7264 | -3.1994 | -33.2609 | 9.3007 | 4.4663 | -1.4438 | -17.2624
3 | 29 | 15 | 2014.9077 | 2078.4021 | 2132.726 | 2135.0851 | 80 | 63 | 0 | 0 | 0 | 0 | 0 | 0 | 0 | 0 | 0 | 0 | 1717.5766 | 1924.8057 | 2140.2086 | 2342.1049 | 0 | 0 | 0 | 0 | -5.7031 | -53.5326 | -45.2438 | -35.0429 | -6.0683 | -15.6918 | -32.8839 | -32.836 | 229.1025 | 159.8208 | 70.6451 | -139.1409 | 0.40065 | 0.26972 | 0.26972 | 0 | 91.7895 | 43.1068 | 19.0543 | 0 | 0.11613 | 0.12037 | 0.11242 | 0.12027 | 0.058436 | 0.049196 | 0.048333 | 0.059267 | 26.6046 | 19.2377 | 7.9418 | -16.7348 | 13.3878 | 7.8626 | 3.4145 | -8.2464
3 | 29 | 16 | 2000.4328 | 2071.4917 | 2134.5584 | 2144.7121 | 80 | 63 | 0 | 0 | 0 | 0 | 0 | 0 | 0 | 0 | 0 | 0 | 1533.4472 | 1703.4798 | 1879.4687 | 2048.6406 | 0 | 0 | 0 | 0 | -4.2561 | -14.0059 | -12.3274 | -4.5114 | -5.0135 | -11.3207 | -12.9883 | -17.0329 | 396.2552 | 330.3384 | 280.4054 | 117.6158 | 0.40929 | 0.26149 | 0.26306 | 0.18532 | 162.1841 | 86.3788 | 73.7636 | 21.7965 | 0.11389 | 0.12093 | 0.11245 | 0.12241 | 0.055254 | 0.048565 | 0.047858 | 0.057989 | 45.1284 | 39.9471 | 31.5311 | 14.3979 | 21.8948 | 16.0428 | 13.4196 | 6.8205
3 | 29 | 17 | 1968.8768 | 2047.8784 | 2120.123 | 2138.6412 | 80 | 63 | 0 | 0 | 0 | 0 | 0 | 0 | 0 | 0 | 0 | 0 | 1163.2563 | 1263.192 | 1374.0476 | 1484.6748 | 0 | 0 | 0 | 0 | -4.2588 | -2.2311 | 2.7569 | 3.1611 | 0.91283 | -4.4182 | -5.7056 | -3.1536 | 728.9665 | 728.3358 | 749.0241 | 653.959 | 0.40752 | 0.28291 | 0.38057 | 0.3842 | 297.0659 | 206.0547 | 285.0578 | 251.2502 | 0.1097 | 0.12042 | 0.11063 | 0.1167 | 0.050779 | 0.047537 | 0.043748 | 0.045603 | 79.9684 | 87.703 | 82.863 | 76.3167 | 37.0164 | 34.6229 | 32.7685 | 29.8226
3 | 29 | 18 | 1942.7484 | 2027.6366 | 2106.756 | 2131.6411 | 80 | 63 | 0 | 0 | 0 | 0 | 0 | 0 | 0 | 0 | 0 | 0 | 608.5584 | 609.7019 | 642.8915 | 676.8987 | 0 | 0 | 0 | 0 | 8.7331 | -2.9126 | -0.019935 | 23.1056 | 1.7834 | 0.14841 | 1.8834 | 2.9348 | 1243.6735 | 1357.6989 | 1462.001 | 1428.702 | 0.40644 | 0.41154 | 0.3922 | 0.38465 | 505.4815 | 558.7471 | 573.4025 | 549.5497 | 0.10706 | 0.11756 | 0.11072 | 0.11593 | 0.048419 | 0.043185 | 0.043655 | 0.043722 | 133.149 | 159.6162 | 161.8781 | 165.6324 | 60.2168 | 58.6317 | 63.8236 | 62.4662
3 | 29 | 19 | 2061.7474 | 2158.2187 | 2249.1924 | 2281.2874 | 80 | 63 | 0 | 0 | 0 | 0 | 0 | 0 | 0 | 0 | 0 | 0 | 184.7869 | 148.2657 | 166.5974 | 190.656 | 0 | 0 | 0 | 0 | 19.9721 | 23.896 | -1.4176 | 50.3551 | 11.5758 | 16.4555 | 13.1947 | 35.7543 | 1765.4127 | 1906.6014 | 2070.8178 | 2004.522 | 0.41784 | 0.42049 | 0.40026 | 0.38866 | 737.6665 | 801.7131 | 828.871 | 779.0781 | 0.10743 | 0.11774 | 0.11086 | 0.11589 | 0.048513 | 0.043707 | 0.044255 | 0.044135 | 189.6606 | 224.4741 | 229.5776 | 232.2965 | 85.645 | 83.3309 | 91.644 | 88.4705
3 | 29 | 20 | 2110.4119 | 2211.175 | 2306.158 | 2340.0874 | 80 | 63 | 0 | 0 | 0 | 0 | 0 | 0 | 0 | 0 | 0 | 0 | 135.85 | 99.9186 | 110.6652 | 137.6494 | 0 | 0 | 0 | 0 | 9.9021 | 64.8182 | 7.3014 | 34.5259 | 7.7377 | 9.7627 | 12.5108 | 33.8599 | 1876.9222 | 1973.6756 | 2175.6805 | 2134.0521 | 0.41669 | 0.42192 | 0.40093 | 0.38937 | 782.0934 | 832.7414 | 872.2887 | 830.9325 | 0.10701 | 0.11773 | 0.11086 | 0.11588 | 0.048376 | 0.043603 | 0.044165 | 0.043976 | 200.8583 | 232.3624 | 241.2059 | 247.2931 | 90.7981 | 86.0583 | 96.0892 | 93.8478
3 | 29 | 21 | 2021.5513 | 2118.7539 | 2210.0722 | 2242.3268 | 80 | 63 | 0 | 0 | 0 | 0 | 0 | 0 | 0 | 0 | 0 | 0 | 105.2321 | 91.8516 | 93.2574 | 114.437 | 0 | 0 | 0 | 0 | 3.1762 | 38.2789 | 22.8682 | 57.507 | 4.9258 | 7.526 | 2.5778 | 24.486 | 1828.2172 | 1918.0974 | 2091.3688 | 2045.8969 | 0.40725 | 0.41222 | 0.39727 | 0.38658 | 744.5329 | 790.6832 | 830.8354 | 790.8945 | 0.10677 | 0.11773 | 0.11083 | 0.11577 | 0.048296 | 0.043355 | 0.043933 | 0.04384 | 195.2011 | 225.8265 | 231.7818 | 236.8565 | 88.295 | 83.1594 | 91.8801 | 89.6917
3 | 29 | 22 | 1862.6609 | 1953.7229 | 2039.4264 | 2070.3094 | 80 | 63 | 0 | 0 | 0 | 0 | 0 | 0 | 0 | 0 | 0 | 0 | 158.1712 | 153.7533 | 152.0532 | 179.8439 | 0 | 0 | 0 | 0 | 8.5891 | 22.3226 | 10.0153 | 24.8122 | 4.7045 | 4.4025 | 6.2392 | 27.9011 | 1611.1962 | 1710.2445 | 1871.1186 | 1837.7522 | 0.4092 | 0.40681 | 0.39436 | 0.38072 | 659.305 | 695.7396 | 737.8978 | 699.6739 | 0.10667 | 0.1175 | 0.11057 | 0.11573 | 0.048211 | 0.043146 | 0.043745 | 0.043756 | 171.8705 | 200.9495 | 206.8878 | 212.6744 | 77.6778 | 73.7905 | 81.8514 | 80.4121
3 | 29 | 23 | 1659.8939 | 1741.473 | 1818.1997 | 1845.8534 | 80 | 63 | 0 | 0 | 0 | 0 | 0 | 0 | 0 | 0 | 0 | 0 | 257.9491 | 257.9779 | 257.6372 | 295.1437 | 0 | 0 | 0 | 0 | -1.5935 | 20.6854 | 23.8384 | 24.7053 | -0.027697 | 6.5294 | 15.0068 | 29.7782 | 1323.566 | 1393.2803 | 1521.7172 | 1496.2263 | 0.41443 | 0.40564 | 0.38939 | 0.37001 | 548.5215 | 565.1663 | 592.5405 | 553.6171 | 0.10699 | 0.11736 | 0.11036 | 0.1156 | 0.048443 | 0.042989 | 0.043597 | 0.043413 | 141.6054 | 163.5099 | 167.9405 | 172.9704 | 64.1169 | 59.8951 | 66.3419 | 64.955
3 | 29 | 24 | 1548.2205 | 1619.4079 | 1685.1687 | 1705.7318 | 80 | 63 | 0 | 0 | 0 | 0 | 0 | 0 | 0 | 0 | 0 | 0 | 378.3234 | 394.1005 | 395.6948 | 437.5704 | 0 | 0 | 0 | 0 | -2.9811 | 21.7057 | 9.7772 | 7.5318 | -0.61607 | 16.1427 | 15.6755 | 22.9455 | 1093.4943 | 1124.4589 | 1264.0211 | 1237.684 | 0.41271 | 0.40699 | 0.38318 | 0.36432 | 451.294 | 457.6428 | 484.3494 | 450.9083 | 0.10752 | 0.11724 | 0.11028 | 0.11549 | 0.049011 | 0.042864 | 0.043368 | 0.043305 | 117.5684 | 131.8304 | 139.3987 | 142.9407 | 53.5938 | 48.1991 | 54.8185 | 53.5973
3 | 30 | 1 | 1491.7203 | 1553.3871 | 1608.594 | 1621.1087 | 80 | 63 | 0 | 0 | 0 | 0 | 0 | 0 | 0 | 0 | 0 | 0 | 369.0723 | 390.9434 | 390.1539 | 429.5853 | 0 | 0 | 0 | 0 | -6.1617 | 29.4966 | 42.4916 | 4.4171 | -0.99199 | 8.7154 | 26.0891 | 2.2336 | 1049.8017 | 1061.2316 | 1149.8595 | 1184.8726 | 0.41329 | 0.40425 | 0.37696 | 0.36409 | 433.8673 | 429.0014 | 433.4465 | 431.3965 | 0.10791 | 0.1172 | 0.11023 | 0.11545 | 0.049406 | 0.042833 | 0.043238 | 0.043239 | 113.2827 | 124.3779 | 126.7444 | 136.7926 | 51.866 | 45.4558 | 49.718 | 51.2333
3 | 30 | 2 | 1456.7661 | 1510.4748 | 1556.9855 | 1562.8938 | 80 | 63 | 0 | 0 | 0 | 0 | 0 | 0 | 0 | 0 | 0 | 0 | 342.9338 | 362.9348 | 359.6735 | 400.1104 | 0 | 0 | 0 | 0 | -5.3659 | 1.747 | 24.7014 | -3.0033 | -1.4471 | 8.4946 | 23.172 | 1.2763 | 1040.6452 | 1074.2983 | 1149.4385 | 1164.5104 | 0.41212 | 0.40593 | 0.37263 | 0.36396 | 428.871 | 436.0902 | 428.3111 | 423.8322 | 0.10789 | 0.11725 | 0.11017 | 0.11541 | 0.049287 | 0.042823 | 0.043052 | 0.043054 | 112.2753 | 125.9653 | 126.6389 | 134.3909 | 51.2898 | 46.0045 | 49.4853 | 50.1366
3 | 30 | 3 | 1418.9873 | 1464.2075 | 1501.5348 | 1500.589 | 80 | 63 | 0 | 0 | 0 | 0 | 0 | 0 | 0 | 0 | 0 | 0 | 316.8348 | 335.0804 | 329.2487 | 370.9078 | 0 | 0 | 0 | 0 | -5.3696 | 8.4627 | 19.4409 | -0.98931 | -1.0603 | 7.5053 | 15.2125 | 1.2763 | 1028.5824 | 1050.1591 | 1137.6327 | 1129.3943 | 0.41162 | 0.4062 | 0.3735 | 0.36453 | 423.3823 | 426.5747 | 424.9067 | 411.6954 | 0.10783 | 0.11726 | 0.11011 | 0.11539 | 0.04918 | 0.042852 | 0.042964 | 0.043023 | 110.9129 | 123.1444 | 125.2621 | 130.319 | 50.5856 | 45.0018 | 48.8775 | 48.5903
3 | 30 | 4 | 1431.3882 | 1471.9102 | 1503.7894 | 1497.9277 | 80 | 63 | 0 | 0 | 0 | 0 | 0 | 0 | 0 | 0 | 0 | 0 | 283.3513 | 296.342 | 290.4046 | 331.0447 | 0 | 0 | 0 | 0 | -5.3629 | 4.0782 | 29.0462 | -1.2643 | -1.1262 | 7.3583 | 12.5179 | 1.2763 | 1074.5261 | 1101.1317 | 1171.8208 | 1166.8711 | 0.4116 | 0.40613 | 0.376 | 0.36469 | 442.2729 | 447.2054 | 440.6031 | 425.5466 | 0.10763 | 0.1172 | 0.1101 | 0.11538 | 0.048977 | 0.042908 | 0.043007 | 0.043072 | 115.6534 | 129.0506 | 129.0196 | 134.6327 | 52.6273 | 47.2472 | 50.397 | 50.26
3 | 30 | 5 | 1534.2735 | 1574.0736 | 1604.1668 | 1594.4729 | 80 | 63 | 0 | 0 | 0 | 0 | 0 | 0 | 0 | 0 | 0 | 0 | 223.107 | 226.0295 | 220.7445 | 258.2086 | 0 | 0 | 0 | 0 | -4.0921 | 19.6331 | 47.7998 | -4.61 | 0.40494 | 10.1093 | 22.0661 | 1.3995 | 1234.8537 | 1255.3018 | 1313.5564 | 1339.4748 | 0.41177 | 0.4071 | 0.37726 | 0.36626 | 508.4759 | 511.0336 | 495.5475 | 490.5902 | 0.1074 | 0.11724 | 0.11008 | 0.11537 | 0.048799 | 0.042983 | 0.043099 | 0.043163 | 132.6174 | 147.1707 | 144.5999 | 154.5414 | 60.2599 | 53.9562 | 56.6125 | 57.8163
3 | 30 | 6 | 1721.412 | 1765.5888 | 1799.1251 | 1788.4447 | 80 | 63 | 0 | 0 | 0 | 0 | 0 | 0 | 0 | 0 | 0 | 0 | 254.4786 | 260.8044 | 256.2832 | 290.0832 | 0 | 0 | 0 | 0 | 5.0785 | 63.8009 | 50.2852 | 31.7866 | 2.2568 | 18.0759 | 8.2526 | 16.7696 | 1379.598 | 1359.9076 | 1484.3041 | 1449.8053 | 0.41056 | 0.40853 | 0.38849 | 0.36647 | 566.4146 | 555.5599 | 576.6317 | 531.3115 | 0.10721 | 0.11731 | 0.11004 | 0.11535 | 0.048667 | 0.043216 | 0.043478 | 0.043497 | 147.9034 | 159.5248 | 163.3382 | 167.2282 | 67.1412 | 58.7691 | 64.5341 | 63.062
3 | 30 | 7 | 1849.5235 | 1894.4543 | 1928.5088 | 1916.4332 | 80 | 63 | 0 | 0 | 0 | 0 | 0 | 0 | 0 | 0 | 0 | 0 | 823.5693 | 834.6421 | 833.7485 | 867.0399 | 0 | 0 | 0 | 0 | 7.3022 | 16.7827 | 8.4769 | 13.0101 | 1.3205 | 10.3844 | 8.5284 | 9.0064 | 937.3315 | 969.6451 | 1077.755 | 1027.3768 | 0.41103 | 0.41035 | 0.39423 | 0.37873 | 385.2675 | 397.8918 | 424.8869 | 389.0994 | 0.10735 | 0.11743 | 0.11016 | 0.11566 | 0.048782 | 0.043226 | 0.043175 | 0.043557 | 100.6195 | 113.8652 | 118.7268 | 118.8272 | 45.7248 | 41.9138 | 46.5321 | 44.7494
3 | 30 | 8 | 1910.6506 | 1957.0604 | 1993.9328 | 1984.9497 | 80 | 63 | 0 | 0 | 0 | 0 | 0 | 0 | 0 | 0 | 0 | 0 | 1286.539 | 1359.5166 | 1424.4173 | 1505.6971 | 0 | 0 | 0 | 0 | -5.0094 | -10.1346 | 6.4378 | 16.408 | 0.95673 | -2.812 | -7.7374 | -9.2086 | 548.1642 | 547.4905 | 570.8151 | 472.0532 | 0.409 | 0.28561 | 0.40476 | 0.39541 | 224.2004 | 156.37 | 231.0442 | 186.6542 | 0.11032 | 0.11878 | 0.11154 | 0.11933 | 0.051571 | 0.045686 | 0.045845 | 0.051303 | 60.4713 | 65.0294 | 63.6689 | 56.3287 | 28.2692 | 25.0128 | 26.169 | 24.2176
3 | 30 | 9 | 1953.8199 | 2003.7218 | 2045.7995 | 2042.2656 | 80 | 63 | 0 | 0 | 0 | 0 | 0 | 0 | 0 | 0 | 0 | 0 | 1629.1292 | 1778.8445 | 1922.8828 | 2068.9331 | 0 | 0 | 0 | 0 | -2.6499 | -25.6172 | -21.6143 | -30.0854 | -4.2699 | -12.6212 | -9.0623 | -16.0249 | 251.6105 | 200.1158 | 153.5933 | 19.4428 | 0.40919 | 0.27247 | 0.26264 | 0.26837 | 102.957 | 54.5265 | 40.3404 | 5.2178 | 0.11356 | 0.11896 | 0.11214 | 0.12116 | 0.055623 | 0.047569 | 0.048079 | 0.059568 | 28.5732 | 23.8048 | 17.2244 | 2.3557 | 13.9954 | 9.5193 | 7.3846 | 1.1582
3 | 30 | 10 | 2005.6022 | 2057.4778 | 2101.1052 | 2097.4803 | 80 | 63 | 0 | 0 | 0 | 0 | 0 | 0 | 0 | 0 | 0 | 0 | 1817.8037 | 2028.9654 | 2232.9677 | 2427.3836 | 0 | 0 | 0 | 0 | -5.0196 | -69.1829 | -62.6759 | -65.1752 | -4.1119 | -15.47 | -28.0828 | -33.9128 | 116.9301 | 50.1653 | -41.1038 | -230.8153 | 0.40293 | 0.26868 | 0.26582 | 0.087318 | 47.1142 | 13.4782 | -10.9261 | -20.1542 | 0.11324 | 0.12223 | 0.1117 | 0.11889 | 0.056694 | 0.048167 | 0.049069 | 0.060676 | 13.2407 | 6.1317 | -4.5912 | -27.4425 | 6.6293 | 2.4163 | -2.0169 | -14.0049
3 | 30 | 11 | 2019.6688 | 2072.5923 | 2116.0874 | 2110.5935 | 80 | 63 | 0 | 0 | 0 | 0 | 0 | 0 | 0 | 0 | 0 | 0 | 1870.0368 | 2117.995 | 2358.1031 | 2580.7955 | 0 | 0 | 0 | 0 | -4.9661 | -64.9499 | -63.301 | -67.0757 | -4.8773 | -27.2207 | -29.5982 | -35.259 | 79.4754 | -16.2321 | -149.1165 | -367.8673 | 0.39688 | 0.26972 | 0.26885 | 0 | 31.542 | -4.3781 | -40.0907 | 0 | 0.11342 | 0.12274 | 0.1116 | 0.1188 | 0.057199 | 0.049031 | 0.051193 | 0.062375 | 9.0139 | -1.9924 | -16.642 | -43.7018 | 4.5459 | -0.79588 | -7.6337 | -22.9458
3 | 30 | 12 | 2022.2717 | 2076.4017 | 2120.3723 | 2114.171 | 80 | 63 | 0 | 0 | 0 | 0 | 0 | 0 | 0 | 0 | 0 | 0 | 1885.9308 | 2147.9717 | 2403.3278 | 2638.0343 | 0 | 0 | 0 | 0 | -7.0796 | -78.4171 | -80.9096 | -81.7355 | -6.7432 | -29.0612 | -37.4036 | -40 | 70.1637 | -27.0917 | -164.6423 | -402.1278 | 0.3979 | 0.26972 | 0.26972 | 0 | 27.9179 | -7.3072 | -44.4071 | 0 | 0.11404 | 0.12316 | 0.11112 | 0.11887 | 0.058126 | 0.049662 | 0.051671 | 0.062858 | 8.0014 | -3.3367 | -18.2949 | -47.8007 | 4.0783 | -1.3454 | -8.5073 | -25.2771
3 | 30 | 13 | 2028.03 | 2086.463 | 2134.9244 | 2132.0052 | 80 | 63 | 0 | 0 | 0 | 0 | 0 | 0 | 0 | 0 | 0 | 0 | 1884.5318 | 2150.2266 | 2409.2934 | 2645.1177 | 0 | 0 | 0 | 0 | -4.1704 | -80.0891 | -81.8611 | -87.6129 | -5.7844 | -30.3489 | -37.734 | -40 | 73.4531 | -16.3256 | -154.7739 | -385.4996 | 0.39853 | 0.26972 | 0.26972 | 0 | 29.273 | -4.4033 | -41.7454 | 0 | 0.11453 | 0.11914 | 0.11147 | 0.11885 | 0.058479 | 0.050049 | 0.052659 | 0.06269 | 8.4127 | -1.945 | -17.2528 | -45.8157 | 4.2955 | -0.81708 | -8.1503 | -24.1671
3 | 30 | 14 | 2012.4517 | 2072.4926 | 2123.0383 | 2122.3776 | 80 | 63 | 0 | 0 | 0 | 0 | 0 | 0 | 0 | 0 | 0 | 0 | 1856.4749 | 2112.587 | 2361.911 | 2585.1043 | 0 | 0 | 0 | 0 | -6.2424 | -80.1049 | -79.968 | -56.8665 | -6.0523 | -24.7948 | -37.5062 | -40 | 88.2715 | 1.8052 | -121.3985 | -365.8602 | 0.39819 | 0.26972 | 0.26972 | 0 | 35.1485 | 0.48689 | -32.7435 | 0 | 0.11436 | 0.11904 | 0.11163 | 0.11868 | 0.058011 | 0.049569 | 0.050376 | 0.061597 | 10.0948 | 0.2149 | -13.5517 | -43.4218 | 5.1207 | 0.08948 | -6.1155 | -22.5359
3 | 30 | 15 | 1996.717 | 2059.1457 | 2112.4338 | 2114.3218 | 80 | 63 | 0 | 0 | 0 | 0 | 0 | 0 | 0 | 0 | 0 | 0 | 1797.6069 | 2025.5294 | 2250.1226 | 2448.2171 | 0 | 0 | 0 | 0 | -5.7031 | -53.5326 | -45.2438 | -35.0429 | -6.0683 | -15.6918 | -32.8839 | -32.836 | 130.8815 | 39.8407 | -59.5611 | -266.0164 | 0.40065 | 0.26972 | 0.26972 | 0 | 52.4374 | 10.7458 | -16.0647 | 0 | 0.11613 | 0.12037 | 0.11242 | 0.12027 | 0.058436 | 0.049196 | 0.048333 | 0.059267 | 15.1987 | 4.7956 | -6.6958 | -31.9944 | 7.6482 | 1.96 | -2.8788 | -15.7659
3 | 30 | 16 | 1974.0563 | 2043.5699 | 2105.1348 | 2114.6053 | 80 | 63 | 0 | 0 | 0 | 0 | 0 | 0 | 0 | 0 | 0 | 0 | 1589.4314 | 1755.512 | 1940.5559 | 2096.9791 | 0 | 0 | 0 | 0 | -4.2561 | -14.0059 | -12.3274 | -4.5114 | -5.0135 | -11.3207 | -12.9883 | -17.0329 | 313.8946 | 250.3844 | 189.8946 | 39.1705 | 0.40929 | 0.26149 | 0.26306 | 0.18532 | 128.4746 | 65.472 | 49.9538 | 7.2591 | 0.11389 | 0.12093 | 0.11245 | 0.12241 | 0.055254 | 0.048565 | 0.047858 | 0.057989 | 35.7486 | 30.2785 | 21.3533 | 4.795 | 17.344 | 12.1599 | 9.088 | 2.2715
3 | 30 | 17 | 1954.6741 | 2032.8436 | 2104.2795 | 2122.4299 | 80 | 63 | 0 | 0 | 0 | 0 | 0 | 0 | 0 | 0 | 0 | 0 | 1258.32 | 1332.8389 | 1458.1079 | 1560.9606 | 0 | 0 | 0 | 0 | -4.2588 | -2.2311 | 2.7569 | 3.1611 | 0.91283 | -4.4182 | -5.7056 | -3.1536 | 619.7001 | 643.654 | 649.1203 | 561.4618 | 0.40752 | 0.28291 | 0.38057 | 0.3842 | 252.538 | 182.0973 | 247.0372 | 215.7129 | 0.1097 | 0.12042 | 0.11063 | 0.1167 | 0.050779 | 0.047537 | 0.043748 | 0.045603 | 67.9818 | 77.506 | 71.8109 | 65.5223 | 31.4679 | 30.5974 | 28.3979 | 25.6044
3 | 30 | 18 | 1915.1826 | 1998.4558 | 2076.0056 | 2100.1767 | 80 | 63 | 0 | 0 | 0 | 0 | 0 | 0 | 0 | 0 | 0 | 0 | 710.6115 | 675.6143 | 724.5281 | 768.6121 | 0 | 0 | 0 | 0 | 8.7331 | -2.9126 | -0.019935 | 23.1056 | 1.7834 | 0.14841 | 1.8834 | 2.9348 | 1114.0546 | 1262.6057 | 1349.614 | 1305.5241 | 0.40644 | 0.41154 | 0.3922 | 0.38465 | 452.7989 | 519.6125 | 529.3239 | 502.1694 | 0.10706 | 0.11756 | 0.11072 | 0.11593 | 0.048419 | 0.043185 | 0.043655 | 0.043722 | 119.2718 | 148.4367 | 149.4342 | 151.3522 | 53.9409 | 54.5252 | 58.9173 | 57.0806
3 | 30 | 19 | 1991.5035 | 2083.8595 | 2170.8335 | 2201.109 | 80 | 63 | 0 | 0 | 0 | 0 | 0 | 0 | 0 | 0 | 0 | 0 | 283.8159 | 221.8162 | 259.0092 | 287.7153 | 0 | 0 | 0 | 0 | 19.9721 | 23.896 | -1.4176 | 50.3551 | 11.5758 | 16.4555 | 13.1947 | 35.7543 | 1596.1397 | 1758.6918 | 1900.0472 | 1827.2844 | 0.41784 | 0.42049 | 0.40026 | 0.38866 | 666.9369 | 739.5181 | 760.5179 | 710.1929 | 0.10743 | 0.11774 | 0.11086 | 0.11589 | 0.048513 | 0.043707 | 0.044255 | 0.044135 | 171.4753 | 207.0599 | 210.6454 | 211.7571 | 77.4331 | 76.8663 | 84.0866 | 80.648
3 | 30 | 20 | 2027.6445 | 2123.5586 | 2213.8287 | 2245.6143 | 80 | 63 | 0 | 0 | 0 | 0 | 0 | 0 | 0 | 0 | 0 | 0 | 259.5455 | 195.6124 | 231.9892 | 257.7689 | 0 | 0 | 0 | 0 | 9.9021 | 64.8182 | 7.3014 | 34.5259 | 7.7377 | 9.7627 | 12.5108 | 33.8599 | 1670.4592 | 1790.3652 | 1962.0274 | 1919.4596 | 0.41669 | 0.42192 | 0.40093 | 0.38937 | 696.0624 | 755.3984 | 786.6294 | 747.377 | 0.10701 | 0.11773 | 0.11086 | 0.11588 | 0.048376 | 0.043603 | 0.044165 | 0.043976 | 178.7637 | 210.7811 | 217.5194 | 222.4262 | 80.8103 | 78.0654 | 86.6532 | 84.4108
3 | 30 | 21 | 1953.6162 | 2046.8388 | 2134.2888 | 2164.7838 | 80 | 63 | 0 | 0 | 0 | 0 | 0 | 0 | 0 | 0 | 0 | 0 | 249.1162 | 189.8014 | 226.6597 | 246.7671 | 0 | 0 | 0 | 0 | 3.1762 | 38.2789 | 22.8682 | 57.507 | 4.9258 | 7.526 | 2.5778 | 24.486 | 1616.398 | 1748.2324 | 1882.1833 | 1836.0237 | 0.40725 | 0.41222 | 0.39727 | 0.38658 | 658.2705 | 720.661 | 747.7325 | 709.7626 | 0.10677 | 0.11773 | 0.11083 | 0.11577 | 0.048296 | 0.043355 | 0.043933 | 0.04384 | 172.5849 | 205.8275 | 208.5982 | 212.5592 | 78.0651 | 75.7949 | 82.69 | 80.4909
3 | 30 | 22 | 1835.4449 | 1924.9124 | 2009.0662 | 2039.2442 | 80 | 63 | 0 | 0 | 0 | 0 | 0 | 0 | 0 | 0 | 0 | 0 | 253.9784 | 197.613 | 236.7963 | 252.6848 | 0 | 0 | 0 | 0 | 8.5891 | 22.3226 | 10.0153 | 24.8122 | 4.7045 | 4.4025 | 6.2392 | 27.9011 | 1488.173 | 1637.5743 | 1756.0154 | 1733.8462 | 0.4092 | 0.40681 | 0.39436 | 0.38072 | 608.9636 | 666.1768 | 692.5055 | 660.1146 | 0.10667 | 0.1175 | 0.11057 | 0.11573 | 0.048211 | 0.043146 | 0.043745 | 0.043756 | 158.7473 | 192.411 | 194.161 | 200.6498 | 71.7467 | 70.6551 | 76.8162 | 75.8656
3 | 30 | 23 | 1670.3885 | 1752.5824 | 1829.9067 | 1857.8323 | 80 | 63 | 0 | 0 | 0 | 0 | 0 | 0 | 0 | 0 | 0 | 0 | 257.9371 | 200.5009 | 241.5493 | 255.5035 | 0 | 0 | 0 | 0 | -1.5935 | 20.6854 | 23.8384 | 24.7053 | -0.027697 | 6.5294 | 15.0068 | 29.7782 | 1334.0726 | 1461.8668 | 1549.5122 | 1547.8453 | 0.41443 | 0.40564 | 0.38939 | 0.37001 | 552.8757 | 592.9875 | 603.3635 | 572.7166 | 0.10699 | 0.11736 | 0.11036 | 0.1156 | 0.048443 | 0.042989 | 0.043597 | 0.043413 | 142.7295 | 171.559 | 171.0081 | 178.9378 | 64.6259 | 62.8435 | 67.5537 | 67.1959
3 | 30 | 24 | 1535.2771 | 1605.7062 | 1670.73 | 1690.9578 | 80 | 63 | 0 | 0 | 0 | 0 | 0 | 0 | 0 | 0 | 0 | 0 | 245.6003 | 191.1044 | 230.454 | 242.8987 | 0 | 0 | 0 | 0 | -2.9811 | 21.7057 | 9.7772 | 7.5318 | -0.61607 | 16.1427 | 15.6755 | 22.9455 | 1213.2741 | 1313.7534 | 1414.8233 | 1417.5819 | 0.41271 | 0.40699 | 0.38318 | 0.36432 | 500.7281 | 534.6837 | 542.134 | 516.448 | 0.10752 | 0.11724 | 0.11028 | 0.11549 | 0.049011 | 0.042864 | 0.043368 | 0.043305 | 130.4467 | 154.023 | 156.0294 | 163.7172 | 59.4643 | 56.3131 | 61.3586 | 61.3877
3 | 31 | 1 | 1451.421 | 1510.7268 | 1563.6391 | 1575.11 | 80 | 63 | 0 | 0 | 0 | 0 | 0 | 0 | 0 | 0 | 0 | 0 | 210.3926 | 161.719 | 194.7186 | 206.7395 | 0 | 0 | 0 | 0 | -6.1617 | 29.4966 | 42.4916 | 4.4171 | -0.99199 | 8.7154 | 26.0891 | 2.2336 | 1168.1821 | 1247.7958 | 1300.3399 | 1361.7197 | 0.41329 | 0.40425 | 0.37696 | 0.36409 | 482.7922 | 504.4197 | 490.171 | 495.7842 | 0.10791 | 0.1172 | 0.11023 | 0.11545 | 0.049406 | 0.042833 | 0.043238 | 0.043239 | 126.0569 | 146.2435 | 143.3313 | 157.2094 | 57.7146 | 53.4469 | 56.2246 | 58.88
3 | 31 | 2 | 1410.3099 | 1461.297 | 1505.1625 | 1509.8674 | 80 | 63 | 0 | 0 | 0 | 0 | 0 | 0 | 0 | 0 | 0 | 0 | 171.3763 | 128.9345 | 154.7067 | 166.7067 | 0 | 0 | 0 | 0 | -5.3659 | 1.747 | 24.7014 | -3.0033 | -1.4471 | 8.4946 | 23.172 | 1.2763 | 1165.7466 | 1259.1209 | 1302.5823 | 1344.8878 | 0.41212 | 0.40593 | 0.37263 | 0.36396 | 480.4278 | 511.1153 | 485.3765 | 489.4819 | 0.10789 | 0.11725 | 0.11017 | 0.11541 | 0.049287 | 0.042823 | 0.043052 | 0.043054 | 125.7724 | 147.6364 | 143.5114 | 155.2074 | 57.4556 | 53.9191 | 56.0784 | 57.9026
3 | 31 | 3 | 1376.5891 | 1419.3254 | 1454.2385 | 1452.1945 | 80 | 63 | 0 | 0 | 0 | 0 | 0 | 0 | 0 | 0 | 0 | 0 | 149.6245 | 111.1088 | 132.7447 | 144.7447 | 0 | 0 | 0 | 0 | -5.3696 | 8.4627 | 19.4409 | -0.98931 | -1.0603 | 7.5053 | 15.2125 | 1.2763 | 1153.3945 | 1229.2486 | 1286.8404 | 1307.1628 | 0.41162 | 0.4062 | 0.3735 | 0.36453 | 474.7572 | 499.3209 | 480.6359 | 476.497 | 0.10783 | 0.11726 | 0.11011 | 0.11539 | 0.04918 | 0.042852 | 0.042964 | 0.043023 | 124.3714 | 144.1449 | 141.6911 | 150.8314 | 56.7238 | 52.6762 | 55.2881 | 56.2385
3 | 31 | 4 | 1375.6968 | 1412.9561 | 1441.6643 | 1434.36 | 80 | 63 | 0 | 0 | 0 | 0 | 0 | 0 | 0 | 0 | 0 | 0 | 138.9546 | 102.3689 | 121.9749 | 133.9749 | 0 | 0 | 0 | 0 | -5.3629 | 4.0782 | 29.0462 | -1.2643 | -1.1262 | 7.3583 | 12.5179 | 1.2763 | 1163.2314 | 1236.1507 | 1278.1252 | 1300.3731 | 0.4116 | 0.40613 | 0.376 | 0.36469 | 478.7838 | 502.041 | 480.5734 | 474.2335 | 0.10763 | 0.1172 | 0.1101 | 0.11538 | 0.048977 | 0.042908 | 0.043007 | 0.043072 | 125.2009 | 144.8745 | 140.7239 | 150.036 | 56.9718 | 53.0406 | 54.9689 | 56.0102
3 | 31 | 5 | 1410.9969 | 1443.5747 | 1466.6485 | 1453.7615 | 80 | 63 | 0 | 0 | 0 | 0 | 0 | 0 | 0 | 0 | 0 | 0 | 135.787 | 99.9285 | 118.8976 | 130.8976 | 0 | 0 | 0 | 0 | -4.0921 | 19.6331 | 47.7998 | -4.61 | 0.40494 | 10.1093 | 22.0661 | 1.3995 | 1198.8971 | 1250.9038 | 1277.885 | 1326.0744 | 0.41177 | 0.4071 | 0.37726 | 0.36626 | 493.6701 | 509.2432 | 482.0902 | 485.6822 | 0.1074 | 0.11724 | 0.11008 | 0.11537 | 0.048799 | 0.042983 | 0.043099 | 0.043163 | 128.7559 | 146.6551 | 140.6731 | 152.9954 | 58.5053 | 53.7672 | 55.0752 | 57.2379
3 | 31 | 6 | 1472.6198 | 1502.2209 | 1521.591 | 1504.4664 | 80 | 63 | 0 | 0 | 0 | 0 | 0 | 0 | 0 | 0 | 0 | 0 | 164.9123 | 131.0672 | 148.18 | 160.1829 | 0 | 0 | 0 | 0 | 5.0785 | 63.8009 | 50.2852 | 31.7866 | 2.2568 | 18.0759 | 8.2526 | 16.7696 | 1220.3721 | 1226.277 | 1314.8732 | 1295.7272 | 0.41056 | 0.40853 | 0.38849 | 0.36647 | 501.0421 | 500.9681 | 510.8102 | 474.8464 | 0.10721 | 0.11731 | 0.11004 | 0.11535 | 0.048667 | 0.043216 | 0.043478 | 0.043497 | 130.8332 | 143.8492 | 144.6934 | 149.456 | 59.3921 | 52.9942 | 57.1677 | 56.3601
3 | 31 | 7 | 1526.2197 | 1552.2094 | 1567.855 | 1547.4051 | 80 | 63 | 0 | 0 | 0 | 0 | 0 | 0 | 0 | 0 | 0 | 0 | 691.17 | 666.5736 | 680.6851 | 695.399 | 0 | 0 | 0 | 0 | 7.3022 | 16.7827 | 8.4769 | 13.0101 | 1.3205 | 10.3844 | 8.5284 | 9.0064 | 746.4269 | 795.4687 | 870.1646 | 829.9895 | 0.41103 | 0.41035 | 0.39423 | 0.37873 | 306.8008 | 326.4189 | 343.0479 | 314.3427 | 0.10735 | 0.11743 | 0.11016 | 0.11566 | 0.048782 | 0.043226 | 0.043175 | 0.043557 | 80.1265 | 93.4117 | 95.8584 | 95.9972 | 36.4121 | 34.3849 | 37.5693 | 36.1518
3 | 31 | 8 | 1626.2467 | 1655.9946 | 1676.6729 | 1660.3232 | 80 | 63 | 0 | 0 | 0 | 0 | 0 | 0 | 0 | 0 | 0 | 0 | 1197.7076 | 1249.6415 | 1322.9409 | 1392.3951 | 0 | 0 | 0 | 0 | -5.0094 | -10.1346 | 6.4378 | 16.408 | 0.95673 | -2.812 | -7.7374 | -9.2086 | 352.5918 | 356.2997 | 355.0316 | 260.7287 | 0.409 | 0.28561 | 0.40476 | 0.39541 | 144.2108 | 101.7636 | 143.7033 | 103.0946 | 0.11032 | 0.11878 | 0.11154 | 0.11933 | 0.051571 | 0.045686 | 0.045845 | 0.051303 | 38.8965 | 42.3203 | 39.6004 | 31.112 | 18.1834 | 16.278 | 16.2764 | 13.3761
3 | 31 | 9 | 1705.0977 | 1740.4281 | 1768.3435 | 1758.3671 | 80 | 63 | 0 | 0 | 0 | 0 | 0 | 0 | 0 | 0 | 0 | 0 | 1518.8511 | 1652.6526 | 1800.2344 | 1932.5434 | 0 | 0 | 0 | 0 | -2.6499 | -25.6172 | -21.6143 | -30.0854 | -4.2699 | -12.6212 | -9.0623 | -16.0249 | 113.1664 | 63.0139 | -1.2143 | -128.0659 | 0.40919 | 0.27247 | 0.26264 | 0.26837 | 46.3068 | 17.1697 | -0.31892 | -34.3688 | 0.11356 | 0.11896 | 0.11214 | 0.12116 | 0.055623 | 0.047569 | 0.048079 | 0.059568 | 12.8513 | 7.4958 | -0.13617 | -15.5163 | 6.2947 | 2.9975 | -0.05838 | -7.6286
3 | 31 | 10 | 1754.6412 | 1791.814 | 1821.1517 | 1811.0263 | 80 | 63 | 0 | 0 | 0 | 0 | 0 | 0 | 0 | 0 | 0 | 0 | 1700.197 | 1891.4388 | 2094.3458 | 2272.0128 | 0 | 0 | 0 | 0 | -5.0196 | -69.1829 | -62.6759 | -65.1752 | -4.1119 | -15.47 | -28.0828 | -33.9128 | -16.4243 | -77.9719 | -182.4354 | -361.8984 | 0.40293 | 0.26868 | 0.26582 | 0.087318 | -6.6178 | -20.9492 | -48.4946 | -31.6001 | 0.11324 | 0.12223 | 0.1117 | 0.11889 | 0.056694 | 0.048167 | 0.049069 | 0.060676 | -1.8598 | -9.5305 | -20.3774 | -43.0274 | -0.93116 | -3.7556 | -8.9519 | -21.9585
3 | 31 | 11 | 1774.7247 | 1813.2979 | 1842.8458 | 1831.0074 | 80 | 63 | 0 | 0 | 0 | 0 | 0 | 0 | 0 | 0 | 0 | 0 | 1755.5269 | 1981.9074 | 2219.0057 | 2424.5887 | 0 | 0 | 0 | 0 | -4.9661 | -64.9499 | -63.301 | -67.0757 | -4.8773 | -27.2207 | -29.5982 | -35.259 | -50.9589 | -139.4388 | -283.2606 | -491.2466 | 0.39688 | 0.26972 | 0.26885 | 0 | -20.2244 | -37.6094 | -76.156 | 0 | 0.11342 | 0.12274 | 0.1116 | 0.1188 | 0.057199 | 0.049031 | 0.051193 | 0.062375 | -5.7797 | -17.1151 | -31.613 | -58.3589 | -2.9148 | -6.8369 | -14.501 | -30.6416
3 | 31 | 12 | 1776.628 | 1816.3667 | 1846.3503 | 1833.7863 | 80 | 63 | 0 | 0 | 0 | 0 | 0 | 0 | 0 | 0 | 0 | 0 | 1778.9983 | 2020.2959 | 2271.7222 | 2489.0037 | 0 | 0 | 0 | 0 | -7.0796 | -78.4171 | -80.9096 | -81.7355 | -6.7432 | -29.0612 | -37.4036 | -40 | -68.5476 | -159.4509 | -307.0587 | -533.4819 | 0.3979 | 0.26972 | 0.26972 | 0 | -27.2748 | -43.007 | -82.8195 | 0 | 0.11404 | 0.12316 | 0.11112 | 0.11887 | 0.058126 | 0.049662 | 0.051671 | 0.062858 | -7.8171 | -19.6386 | -34.1201 | -63.4147 | -3.9844 | -7.9187 | -15.8662 | -33.5338
3 | 31 | 13 | 1778.6782 | 1822.5027 | 1856.766 | 1847.388 | 80 | 63 | 0 | 0 | 0 | 0 | 0 | 0 | 0 | 0 | 0 | 0 | 1787.8762 | 2032.4427 | 2287.917 | 2508.0502 | 0 | 0 | 0 | 0 | -4.1704 | -80.0891 | -81.8611 | -87.6129 | -5.7844 | -30.3489 | -37.734 | -40 | -79.2432 | -162.502 | -311.5559 | -533.0494 | 0.39853 | 0.26972 | 0.26972 | 0 | -31.5805 | -43.83 | -84.0325 | 0 | 0.11453 | 0.11914 | 0.11147 | 0.11885 | 0.058479 | 0.050049 | 0.052659 | 0.06269 | -9.0758 | -19.3597 | -34.7295 | -63.3516 | -4.6341 | -8.133 | -16.4063 | -33.4171
3 | 31 | 14 | 1774.2941 | 1820.3823 | 1857.3673 | 1850.5378 | 80 | 63 | 0 | 0 | 0 | 0 | 0 | 0 | 0 | 0 | 0 | 0 | 1797.8102 | 2023.674 | 2272.1659 | 2481.8368 | 0 | 0 | 0 | 0 | -6.2424 | -80.1049 | -79.968 | -56.8665 | -6.0523 | -24.7948 | -37.5062 | -40 | -91.2214 | -161.3921 | -297.3243 | -534.4325 | 0.39819 | 0.26972 | 0.26972 | 0 | -36.3231 | -43.5306 | -80.1939 | 0 | 0.11436 | 0.11904 | 0.11163 | 0.11868 | 0.058011 | 0.049569 | 0.050376 | 0.061597 | -10.4321 | -19.2129 | -33.1902 | -63.4287 | -5.2918 | -8 | -14.9779 | -32.9195
3 | 31 | 15 | 1770.9431 | 1820.1446 | 1860.5771 | 1856.617 | 80 | 63 | 0 | 0 | 0 | 0 | 0 | 0 | 0 | 0 | 0 | 0 | 1797.5644 | 1985.7327 | 2222.3509 | 2411.6466 | 0 | 0 | 0 | 0 | -5.7031 | -53.5326 | -45.2438 | -35.0429 | -6.0683 | -15.6918 | -32.8839 | -32.836 | -94.8499 | -159.3637 | -283.6462 | -487.1506 | 0.40065 | 0.26972 | 0.26972 | 0 | -38.0014 | -42.9835 | -76.5047 | 0 | 0.11613 | 0.12037 | 0.11242 | 0.12027 | 0.058436 | 0.049196 | 0.048333 | 0.059267 | -11.0145 | -19.1827 | -31.8871 | -58.5906 | -5.5426 | -7.8401 | -13.7094 | -28.8717
3 | 31 | 16 | 1772.4899 | 1830.1946 | 1880.2822 | 1884.5317 | 80 | 63 | 0 | 0 | 0 | 0 | 0 | 0 | 0 | 0 | 0 | 0 | 1658.1248 | 1781.8714 | 1982.7013 | 2132.6281 | 0 | 0 | 0 | 0 | -4.2561 | -14.0059 | -12.3274 | -4.5114 | -5.0135 | -11.3207 | -12.9883 | -17.0329 | 43.6348 | 10.6497 | -77.1033 | -226.5521 | 0.40929 | 0.26149 | 0.26306 | 0.18532 | 17.8594 | 2.7847 | -20.2828 | -41.9845 | 0.11389 | 0.12093 | 0.11245 | 0.12241 | 0.055254 | 0.048565 | 0.047858 | 0.057989 | 4.9694 | 1.2878 | -8.6701 | -27.7333 | 2.411 | 0.5172 | -3.69 | -13.1376
3 | 31 | 17 | 1773.7471 | 1841.3169 | 1902.4507 | 1915.9147 | 80 | 63 | 0 | 0 | 0 | 0 | 0 | 0 | 0 | 0 | 0 | 0 | 1275.8329 | 1326.9838 | 1469.7589 | 1566.6946 | 0 | 0 | 0 | 0 | -4.2588 | -2.2311 | 2.7569 | 3.1611 | 0.91283 | -4.4182 | -5.7056 | -3.1536 | 421.2601 | 457.9824 | 435.6405 | 349.2126 | 0.40752 | 0.28291 | 0.38057 | 0.3842 | 171.6704 | 129.5686 | 165.7927 | 134.167 | 0.1097 | 0.12042 | 0.11063 | 0.1167 | 0.050779 | 0.047537 | 0.043748 | 0.045603 | 46.2127 | 55.1482 | 48.194 | 40.7529 | 21.3913 | 21.7711 | 19.0585 | 15.9252
3 | 31 | 18 | 1775.0446 | 1850.1078 | 1919.6781 | 1940.2192 | 80 | 63 | 0 | 0 | 0 | 0 | 0 | 0 | 0 | 0 | 0 | 0 | 721.9164 | 680.2378 | 742.3787 | 772.2142 | 0 | 0 | 0 | 0 | 8.7331 | -2.9126 | -0.019935 | 23.1056 | 1.7834 | 0.14841 | 1.8834 | 2.9348 | 962.6117 | 1109.6342 | 1175.4359 | 1141.9646 | 0.40644 | 0.41154 | 0.3922 | 0.38465 | 391.2461 | 456.6586 | 461.0105 | 439.2563 | 0.10706 | 0.11756 | 0.11072 | 0.11593 | 0.048419 | 0.043185 | 0.043655 | 0.043722 | 103.0582 | 130.4528 | 130.1486 | 132.3904 | 46.6082 | 47.9191 | 51.3136 | 49.9294
3 | 31 | 19 | 1868.1569 | 1953.2865 | 2033.2372 | 2060.3177 | 80 | 63 | 0 | 0 | 0 | 0 | 0 | 0 | 0 | 0 | 0 | 0 | 286.814 | 224.8145 | 269.1631 | 286.742 | 0 | 0 | 0 | 0 | 19.9721 | 23.896 | -1.4176 | 50.3551 | 11.5758 | 16.4555 | 13.1947 | 35.7543 | 1469.7951 | 1625.1205 | 1752.2969 | 1687.4664 | 0.41784 | 0.42049 | 0.40026 | 0.38866 | 614.1446 | 683.3523 | 701.379 | 655.8512 | 0.10743 | 0.11774 | 0.11086 | 0.11589 | 0.048513 | 0.043707 | 0.044255 | 0.044135 | 157.902 | 191.3339 | 194.2653 | 195.5542 | 71.3038 | 71.0283 | 77.5479 | 74.4771
3 | 31 | 20 | 1922.1387 | 2011.8717 | 2096.1343 | 2125.187 | 80 | 63 | 0 | 0 | 0 | 0 | 0 | 0 | 0 | 0 | 0 | 0 | 304.1159 | 247.7048 | 291.0524 | 310.0073 | 0 | 0 | 0 | 0 | 9.9021 | 64.8182 | 7.3014 | 34.5259 | 7.7377 | 9.7627 | 12.5108 | 33.8599 | 1520.383 | 1626.5859 | 1785.2697 | 1746.7939 | 0.41669 | 0.42192 | 0.40093 | 0.38937 | 633.5273 | 686.2959 | 715.7625 | 680.1464 | 0.10701 | 0.11773 | 0.11086 | 0.11588 | 0.048376 | 0.043603 | 0.044165 | 0.043976 | 162.7033 | 191.4993 | 197.9232 | 202.4178 | 73.5502 | 70.9241 | 78.8467 | 76.8176
3 | 31 | 21 | 1836.8462 | 1923.2277 | 2004.0289 | 2031.4993 | 80 | 63 | 0 | 0 | 0 | 0 | 0 | 0 | 0 | 0 | 0 | 0 | 334.1096 | 292.4269 | 334.0185 | 350.3565 | 0 | 0 | 0 | 0 | 3.1762 | 38.2789 | 22.8682 | 57.507 | 4.9258 | 7.526 | 2.5778 | 24.486 | 1414.6346 | 1521.9959 | 1644.5644 | 1599.1498 | 0.40725 | 0.41222 | 0.39727 | 0.38658 | 576.1033 | 627.4012 | 653.334 | 618.1928 | 0.10677 | 0.11773 | 0.11083 | 0.11577 | 0.048296 | 0.043355 | 0.043933 | 0.04384 | 151.0424 | 179.1917 | 182.2634 | 185.1359 | 68.3208 | 65.9864 | 72.2507 | 70.1064
3 | 31 | 22 | 1750.7184 | 1835.2222 | 1914.5516 | 1942.5351 | 80 | 63 | 0 | 0 | 0 | 0 | 0 | 0 | 0 | 0 | 0 | 0 | 373.2064 | 347.2351 | 386.0644 | 401.6844 | 0 | 0 | 0 | 0 | 8.5891 | 22.3226 | 10.0153 | 24.8122 | 4.7045 | 4.4025 | 6.2392 | 27.9011 | 1284.2185 | 1398.262 | 1512.2327 | 1488.1374 | 0.4092 | 0.40681 | 0.39436 | 0.38072 | 525.505 | 568.8229 | 596.3669 | 566.5677 | 0.10667 | 0.1175 | 0.11057 | 0.11573 | 0.048211 | 0.043146 | 0.043745 | 0.043756 | 136.9909 | 164.2924 | 167.2062 | 172.2151 | 61.9138 | 60.3297 | 66.1521 | 65.1145
3 | 31 | 23 | 1612.9481 | 1691.7768 | 1765.8303 | 1792.2681 | 80 | 63 | 0 | 0 | 0 | 0 | 0 | 0 | 0 | 0 | 0 | 0 | 400.9471 | 382.1026 | 420.333 | 436.0284 | 0 | 0 | 0 | 0 | -1.5935 | 20.6854 | 23.8384 | 24.7053 | -0.027697 | 6.5294 | 15.0068 | 29.7782 | 1133.6222 | 1219.4594 | 1306.6521 | 1301.7562 | 0.41443 | 0.40564 | 0.38939 | 0.37001 | 469.8036 | 494.658 | 508.7964 | 481.6614 | 0.10699 | 0.11736 | 0.11036 | 0.1156 | 0.048443 | 0.042989 | 0.043597 | 0.043413 | 121.2837 | 143.111 | 144.2054 | 150.4888 | 54.9156 | 52.4228 | 56.9658 | 56.5125
3 | 31 | 24 | 1488.6111 | 1556.3062 | 1618.6729 | 1637.6919 | 80 | 63 | 0 | 0 | 0 | 0 | 0 | 0 | 0 | 0 | 0 | 0 | 409.3035 | 390.183 | 429.6836 | 444.8513 | 0 | 0 | 0 | 0 | -2.9811 | 21.7057 | 9.7772 | 7.5318 | -0.61607 | 16.1427 | 15.6755 | 22.9455 | 1002.9048 | 1065.2748 | 1163.5365 | 1162.3634 | 0.41271 | 0.40699 | 0.38318 | 0.36432 | 413.907 | 433.5556 | 445.8456 | 423.4678 | 0.10752 | 0.11724 | 0.11028 | 0.11549 | 0.049011 | 0.042864 | 0.043368 | 0.043305 | 107.8286 | 124.8917 | 128.317 | 134.2419 | 49.1538 | 45.6622 | 50.4607 | 50.3356
4 | 1 | 1 | 1408.4714 | 1467.7152 | 1520.9598 | 1533.6811 | 80 | 63 | 0 | 0 | 0 | 0 | 0 | 0 | 0 | 0 | 0 | 0 | 416.702 | 396.3843 | 437.9208 | 452.051 | 0 | 0 | 0 | 0 | 3.1402 | 23.0713 | 19.8138 | 22.8388 | 1.7206 | 20.6643 | 24.8656 | 13.1437 | 906.9087 | 964.5952 | 1038.3595 | 1045.6476 | 0.4113 | 0.42149 | 0.41495 | 0.39673 | 373.0113 | 406.5672 | 430.8669 | 414.8441 | 0.10289 | 0.12162 | 0.11217 | 0.11811 | 0.05005 | 0.043062 | 0.043445 | 0.043342 | 93.3078 | 117.3113 | 116.4735 | 123.5003 | 45.3912 | 41.5372 | 45.1111 | 45.3206
4 | 1 | 2 | 1372.7608 | 1423.4759 | 1467.4189 | 1473.0764 | 80 | 63 | 0 | 0 | 0 | 0 | 0 | 0 | 0 | 0 | 0 | 0 | 424.8642 | 400.652 | 445.1358 | 458.8901 | 0 | 0 | 0 | 0 | 0.75634 | 14.4506 | 24.9126 | 7.9703 | 2.1866 | 19.5257 | 11.6543 | 4.8112 | 864.9536 | 925.8476 | 985.7163 | 1001.4048 | 0.41115 | 0.42158 | 0.41337 | 0.39654 | 355.6257 | 390.3155 | 407.461 | 397.0929 | 0.10273 | 0.12163 | 0.11215 | 0.11812 | 0.049822 | 0.043108 | 0.043416 | 0.0432 | 88.8581 | 112.6113 | 110.5464 | 118.2901 | 43.0936 | 39.9119 | 42.7962 | 43.2609
4 | 1 | 3 | 1347.2036 | 1390.0366 | 1425.3631 | 1424.3674 | 80 | 63 | 0 | 0 | 0 | 0 | 0 | 0 | 0 | 0 | 0 | 0 | 407.6177 | 380.7937 | 425.4081 | 438.161 | 0 | 0 | 0 | 0 | -1.081 | 39.5635 | 21.4971 | 0.5622 | 5.0847 | 21.4738 | 19.0781 | 6.2701 | 855.5822 | 885.2056 | 959.3798 | 979.3742 | 0.41121 | 0.42135 | 0.41593 | 0.39646 | 351.8207 | 372.9775 | 399.0319 | 388.2853 | 0.10263 | 0.12165 | 0.11206 | 0.11814 | 0.049721 | 0.043021 | 0.043228 | 0.04315 | 87.8093 | 107.6888 | 107.5118 | 115.7077 | 42.5404 | 38.0826 | 41.4721 | 42.2603
4 | 1 | 4 | 1340.4371 | 1376.1205 | 1403.3856 | 1395.6607 | 80 | 63 | 0 | 0 | 0 | 0 | 0 | 0 | 0 | 0 | 0 | 0 | 384.5506 | 358.1972 | 400.7303 | 412.7708 | 0 | 0 | 0 | 0 | 2.3871 | 37.2385 | 15.9998 | -0.14417 | 3.2188 | 21.7266 | 19.5279 | 10.3758 | 870.2805 | 895.9583 | 967.1277 | 972.6583 | 0.41164 | 0.4221 | 0.41529 | 0.39674 | 358.2396 | 378.1799 | 401.6372 | 385.8886 | 0.10237 | 0.12164 | 0.11204 | 0.11814 | 0.049444 | 0.04308 | 0.043283 | 0.043171 | 89.0904 | 108.9843 | 108.3558 | 114.908 | 43.0297 | 38.5983 | 41.8599 | 41.9904
4 | 1 | 5 | 1350.7388 | 1377.5314 | 1394.5935 | 1377.9163 | 80 | 63 | 0 | 0 | 0 | 0 | 0 | 0 | 0 | 0 | 0 | 0 | 364.5766 | 339.7464 | 379.602 | 391.602 | 0 | 0 | 0 | 0 | 7.0788 | 53.1477 | 39.6057 | 3.8873 | 4.3664 | 22.6827 | 28.8047 | 16.0468 | 894.7169 | 898.9546 | 946.5811 | 966.3802 | 0.41274 | 0.42228 | 0.41522 | 0.39874 | 369.2846 | 379.6119 | 393.0419 | 385.3388 | 0.10209 | 0.12172 | 0.11201 | 0.11811 | 0.049196 | 0.043238 | 0.04346 | 0.043327 | 91.3417 | 109.4232 | 106.0251 | 114.1425 | 44.0165 | 38.8693 | 41.1385 | 41.8707
4 | 1 | 6 | 1385.9072 | 1407.0799 | 1417.6763 | 1394.9859 | 80 | 63 | 0 | 0 | 0 | 0 | 0 | 0 | 0 | 0 | 0 | 0 | 368.2474 | 342.5816 | 379.2231 | 391.2259 | 0 | 0 | 0 | 0 | 5.931 | 47.1002 | 31.0595 | 32.0238 | 4.2007 | 17.9829 | 27.0719 | 20.518 | 927.528 | 936.4152 | 980.3219 | 951.2183 | 0.41319 | 0.42246 | 0.41499 | 0.39779 | 383.2463 | 395.599 | 406.8242 | 378.3896 | 0.10208 | 0.12177 | 0.11203 | 0.11818 | 0.049266 | 0.043392 | 0.043591 | 0.043444 | 94.6827 | 114.0313 | 109.8262 | 112.4182 | 45.6952 | 40.6327 | 42.733 | 41.3243
4 | 1 | 7 | 1411.6411 | 1427.2487 | 1432.1577 | 1405.0851 | 80 | 63 | 0 | 0 | 0 | 0 | 0 | 0 | 0 | 0 | 0 | 0 | 840.9011 | 813.3936 | 848.4755 | 863.022 | 0 | 0 | 0 | 0 | -5.4364 | 2.3715 | -3.4803 | -1.0178 | 2.9356 | -1.2258 | -2.5875 | -4.6848 | 493.2409 | 549.7094 | 589.75 | 547.7657 | 0.41464 | 0.33736 | 0.33191 | 0.39149 | 204.5185 | 185.4489 | 195.7413 | 214.4425 | 0.10461 | 0.12273 | 0.11249 | 0.11924 | 0.05158 | 0.044722 | 0.04369 | 0.0457 | 51.5996 | 67.4642 | 66.3388 | 65.318 | 25.4413 | 24.5843 | 25.7663 | 25.033
4 | 1 | 8 | 1518.2659 | 1538.9037 | 1550.2192 | 1528.2616 | 80 | 63 | 0 | 0 | 0 | 0 | 0 | 0 | 0 | 0 | 0 | 0 | 1251.0798 | 1276.6462 | 1361.6756 | 1423.0514 | 0 | 0 | 0 | 0 | -5.3838 | -27.0802 | -26.7291 | 35.6485 | -2.4935 | -9.7602 | -15.9465 | -28.3647 | 195.0634 | 236.0978 | 231.2191 | 97.9265 | 0.41395 | 0.28029 | 0.32029 | 0.31141 | 80.7457 | 66.1767 | 74.0567 | 30.4952 | 0.11105 | 0.12275 | 0.11456 | 0.12533 | 0.058342 | 0.04718 | 0.048353 | 0.063062 | 21.6622 | 28.982 | 26.4895 | 12.2731 | 11.3804 | 11.139 | 11.18 | 6.1755
4 | 1 | 9 | 1589.8292 | 1616.9366 | 1636.5607 | 1622.0513 | 80 | 63 | 0 | 0 | 0 | 0 | 0 | 0 | 0 | 0 | 0 | 0 | 1531.7744 | 1631.7802 | 1782.6342 | 1902.6215 | 0 | 0 | 0 | 0 | -4.3049 | -31.2571 | -32.7877 | -72.6581 | -5.8611 | -22.7484 | -29.0516 | -35.7916 | -11.7792 | -23.8381 | -84.2341 | -172.1205 | 0.39087 | 0 | 0.0068178 | 0 | -4.6041 | 0 | -0.57429 | 0 | 0.11571 | 0.12298 | 0.11416 | 0.12107 | 0.064318 | 0.050891 | 0.049446 | 0.062023 | -1.363 | -2.9316 | -9.6165 | -20.8392 | -0.75761 | -1.2131 | -4.165 | -10.6754
4 | 1 | 10 | 1637.1565 | 1667.1073 | 1689.3268 | 1675.7397 | 80 | 63 | 0 | 0 | 0 | 0 | 0 | 0 | 0 | 0 | 0 | 0 | 1697.2164 | 1859.376 | 2061.0547 | 2226.5346 | 0 | 0 | 0 | 0 | -9.4473 | -65.9079 | -46.6861 | -76.5866 | -9.8768 | -34.684 | -36.0673 | -39.0106 | -120.7359 | -154.6768 | -288.9745 | -435.1976 | 0.39163 | 0 | 0 | 0 | -47.2833 | 0 | 0 | 0 | 0.11232 | 0.12654 | 0.11406 | 0.12113 | 0.060544 | 0.050042 | 0.050721 | 0.062006 | -13.5607 | -19.5723 | -32.9596 | -52.7172 | -7.3099 | -7.7403 | -14.6572 | -26.9851
4 | 1 | 11 | 1666.376 | 1698.4129 | 1721.5527 | 1706.6741 | 80 | 63 | 0 | 0 | 0 | 0 | 0 | 0 | 0 | 0 | 0 | 0 | 1749.8121 | 1946.6251 | 2173.4155 | 2362.6729 | 0 | 0 | 0 | 0 | -10.9153 | -69.038 | -68.8432 | -79.0744 | -13.1748 | -38.7419 | -37.9171 | -39.554 | -139.3461 | -203.4323 | -345.1026 | -537.3704 | 0.38888 | 0 | 0 | 0 | -54.1892 | 0 | 0 | 0 | 0.11205 | 0.12684 | 0.11379 | 0.12149 | 0.060811 | 0.051065 | 0.052274 | 0.064997 | -15.6142 | -25.8043 | -39.2703 | -65.2837 | -8.4737 | -10.3882 | -18.0398 | -34.9275
4 | 1 | 12 | 1682.9378 | 1717.1323 | 1741.706 | 1726.6362 | 80 | 63 | 0 | 0 | 0 | 0 | 0 | 0 | 0 | 0 | 0 | 0 | 1802.0817 | 2021.803 | 2266.7184 | 2471.7658 | 0 | 0 | 0 | 0 | -11.7136 | -71.0754 | -84.5742 | -78.4253 | -12.5616 | -36.5834 | -39.1928 | -40 | -174.8687 | -260.0119 | -401.2455 | -626.7042 | 0.38632 | 0 | 0 | 0 | -67.5547 | 0 | 0 | 0 | 0.11219 | 0.12694 | 0.11339 | 0.12149 | 0.061141 | 0.050734 | 0.053282 | 0.064997 | -19.618 | -33.0051 | -45.4956 | -76.1366 | -10.6917 | -13.1913 | -21.3793 | -40.7339
4 | 1 | 13 | 1683.5787 | 1721.996 | 1751.0282 | 1739.3408 | 80 | 63 | 0 | 0 | 0 | 0 | 0 | 0 | 0 | 0 | 0 | 0 | 1755.9565 | 1970.6042 | 2216.906 | 2419.6874 | 0 | 0 | 0 | 0 | -10.9243 | -69.3449 | -82.8083 | -83.1347 | -7.0508 | -38.8419 | -39.3898 | -40 | -134.4027 | -203.4214 | -343.6797 | -557.2119 | 0.38495 | 0 | 0 | 0 | -51.7386 | 0 | 0 | 0 | 0.11369 | 0.12317 | 0.11402 | 0.12101 | 0.062322 | 0.05119 | 0.051194 | 0.062258 | -15.28 | -25.0557 | -39.1879 | -67.4308 | -8.3762 | -10.4131 | -17.5944 | -34.6907
4 | 1 | 14 | 1690.5605 | 1733.0422 | 1766.7413 | 1759.0176 | 80 | 63 | 0 | 0 | 0 | 0 | 0 | 0 | 0 | 0 | 0 | 0 | 1836.2728 | 2032.2868 | 2278.4156 | 2474.5945 | 0 | 0 | 0 | 0 | -10.4083 | -69.3158 | -76.9831 | -64.6521 | -7.2574 | -39.298 | -39.339 | -40 | -208.0466 | -253.6308 | -395.3523 | -610.9248 | 0.38305 | 0 | 0 | 0 | -79.6916 | 0 | 0 | 0 | 0.11222 | 0.12321 | 0.11389 | 0.12103 | 0.060537 | 0.049956 | 0.049493 | 0.062434 | -23.3467 | -31.2488 | -45.0278 | -73.9413 | -12.5945 | -12.6705 | -19.5672 | -38.1426
4 | 1 | 15 | 1696.2815 | 1743.1218 | 1781.6042 | 1777.6952 | 80 | 63 | 0 | 0 | 0 | 0 | 0 | 0 | 0 | 0 | 0 | 0 | 1767.0322 | 1919.0954 | 2145.9988 | 2320.7834 | 0 | 0 | 0 | 0 | -7.112 | -66.2587 | -66.9421 | -59.8055 | -5.1433 | -38.011 | -38.5994 | -39.8698 | -138.4954 | -134.704 | -258.8532 | -443.413 | 0.38528 | 0 | 0 | 0 | -53.3599 | 0 | 0 | 0 | 0.11215 | 0.12394 | 0.11389 | 0.12292 | 0.059854 | 0.049789 | 0.047979 | 0.05792 | -15.5328 | -16.6954 | -29.4803 | -54.5037 | -8.2896 | -6.7068 | -12.4196 | -25.6825
4 | 1 | 16 | 1707.4759 | 1763.6774 | 1812.7016 | 1817.546 | 80 | 63 | 0 | 0 | 0 | 0 | 0 | 0 | 0 | 0 | 0 | 0 | 1653.6686 | 1750.9208 | 1941.1399 | 2085.7935 | 0 | 0 | 0 | 0 | -2.0339 | -35.3781 | -11.1293 | -37.5979 | -4.7475 | -33.8921 | -35.3471 | -39.5832 | -19.4113 | 19.0269 | -81.9619 | -191.0664 | 0.41156 | 0 | 0.007326 | 0 | -7.9888 | 0 | -0.60045 | 0 | 0.10925 | 0.12445 | 0.1138 | 0.12245 | 0.05625 | 0.048813 | 0.046652 | 0.053064 | -2.1207 | 2.3678 | -9.327 | -23.3966 | -1.0919 | 0.92875 | -3.8237 | -10.1387
4 | 1 | 17 | 1722.8161 | 1789.0443 | 1849.159 | 1862.9306 | 80 | 63 | 0 | 0 | 0 | 0 | 0 | 0 | 0 | 0 | 0 | 0 | 1229.6888 | 1253.1358 | 1381.4313 | 1482.1656 | 0 | 0 | 0 | 0 | -3.1817 | -4.2316 | -1.6868 | 23.3919 | -4.0958 | -6.4193 | -12.5458 | -14.205 | 420.4048 | 483.5594 | 481.9603 | 371.5781 | 0.40997 | 0.23762 | 0.31375 | 0.26988 | 172.3543 | 114.9033 | 151.2131 | 100.2833 | 0.10575 | 0.12367 | 0.11274 | 0.119 | 0.052658 | 0.047039 | 0.044242 | 0.045213 | 44.4565 | 59.8012 | 54.3346 | 44.2164 | 22.1378 | 22.7464 | 21.3229 | 16.8
4 | 1 | 18 | 1743.9713 | 1821.0482 | 1893.2402 | 1916.7743 | 80 | 63 | 0 | 0 | 0 | 0 | 0 | 0 | 0 | 0 | 0 | 0 | 826.3937 | 785.6118 | 844.2937 | 892.4366 | 0 | 0 | 0 | 0 | -2.5103 | -9.9757 | -5.1369 | 8.3 | 1.7349 | -2.848 | -3.5042 | -0.069271 | 838.3531 | 985.26 | 1057.5876 | 1016.107 | 0.41329 | 0.42469 | 0.41897 | 0.40593 | 346.4808 | 418.433 | 443.0942 | 412.4665 | 0.10253 | 0.12175 | 0.11216 | 0.11831 | 0.049696 | 0.043205 | 0.043128 | 0.043593 | 85.9567 | 119.9524 | 118.6188 | 120.2123 | 41.6624 | 42.5684 | 45.6117 | 44.295
4 | 1 | 19 | 1874.7081 | 1963.0032 | 2046.5165 | 2076.5306 | 80 | 63 | 0 | 0 | 0 | 0 | 0 | 0 | 0 | 0 | 0 | 0 | 490.6162 | 450.4694 | 492.9702 | 530.5663 | 0 | 0 | 0 | 0 | 2.5194 | 22.672 | 52.0807 | 40.9518 | 4.9706 | 14.6476 | 12.1127 | 35.9636 | 1296.6019 | 1412.2142 | 1489.3529 | 1469.0489 | 0.4157 | 0.42239 | 0.41303 | 0.40197 | 538.9927 | 596.5025 | 615.1431 | 590.5062 | 0.10214 | 0.12222 | 0.11296 | 0.11858 | 0.049087 | 0.043917 | 0.044307 | 0.044107 | 132.4398 | 172.6004 | 168.2329 | 174.1976 | 63.646 | 62.02 | 65.9892 | 64.7947
4 | 1 | 20 | 1944.148 | 2039.803 | 2130.6319 | 2164.859 | 80 | 63 | 0 | 0 | 0 | 0 | 0 | 0 | 0 | 0 | 0 | 0 | 474.5458 | 437.4928 | 477.2208 | 514.0674 | 0 | 0 | 0 | 0 | 9.2189 | 30.3613 | 36.6047 | 77.3505 | 9.4503 | 24.3087 | 31.1633 | 38.6272 | 1370.933 | 1484.6402 | 1585.643 | 1534.8139 | 0.42087 | 0.43174 | 0.42154 | 0.40469 | 576.9914 | 640.9834 | 668.4057 | 621.1183 | 0.10224 | 0.1222 | 0.11293 | 0.11859 | 0.049112 | 0.043933 | 0.044334 | 0.044056 | 140.169 | 181.4285 | 179.0745 | 182.0107 | 67.3292 | 65.2247 | 70.2982 | 67.617
4 | 1 | 21 | 1867.531 | 1961.0974 | 2049.8298 | 2083.4606 | 80 | 63 | 0 | 0 | 0 | 0 | 0 | 0 | 0 | 0 | 0 | 0 | 475.8607 | 442.3961 | 480.405 | 517.2823 | 0 | 0 | 0 | 0 | 10.5288 | 42.8222 | 8.2648 | 29.5536 | 4.879 | 13.4188 | 25.0981 | 39.304 | 1296.2625 | 1399.4602 | 1536.0619 | 1497.3207 | 0.41808 | 0.42369 | 0.41303 | 0.4036 | 541.9428 | 592.9347 | 634.4457 | 604.325 | 0.10181 | 0.12224 | 0.11296 | 0.11847 | 0.049011 | 0.043613 | 0.04411 | 0.043849 | 131.9699 | 171.0759 | 173.5117 | 177.3942 | 63.5314 | 61.0346 | 67.7558 | 65.6555
4 | 1 | 22 | 1725.9085 | 1814.7482 | 1899.31 | 1932.4153 | 80 | 63 | 0 | 0 | 0 | 0 | 0 | 0 | 0 | 0 | 0 | 0 | 540.2428 | 515.954 | 552.1378 | 595.0366 | 0 | 0 | 0 | 0 | 8.7923 | 22.3164 | 17.5303 | 36.7086 | 3.9246 | 20.1674 | 22.3665 | 39.0313 | 1092.9488 | 1193.3104 | 1307.2755 | 1261.6388 | 0.41431 | 0.4215 | 0.41126 | 0.40084 | 452.8173 | 502.9785 | 537.6274 | 505.7129 | 0.10193 | 0.12204 | 0.1124 | 0.11843 | 0.049173 | 0.043315 | 0.043705 | 0.043791 | 111.4091 | 145.6282 | 146.9348 | 149.4131 | 53.7437 | 51.6884 | 57.1343 | 55.2487
4 | 1 | 23 | 1573.8892 | 1656.0234 | 1734.272 | 1765.265 | 80 | 63 | 0 | 0 | 0 | 0 | 0 | 0 | 0 | 0 | 0 | 0 | 578.7119 | 557.5744 | 592.9335 | 640.516 | 0 | 0 | 0 | 0 | 5.3518 | 27.2962 | 59.3261 | 27.4657 | 3.6801 | 14.4334 | 14.1955 | 35.7598 | 906.1453 | 993.7194 | 1067.817 | 1061.5235 | 0.41263 | 0.42045 | 0.41146 | 0.39726 | 373.9065 | 417.8125 | 439.3593 | 421.7013 | 0.10258 | 0.12177 | 0.1122 | 0.11826 | 0.049826 | 0.043209 | 0.043549 | 0.043564 | 92.9519 | 121.0069 | 119.8064 | 125.5363 | 45.1493 | 42.9381 | 46.5029 | 46.2444
4 | 1 | 24 | 1455.2453 | 1524.7576 | 1589.5575 | 1611.4754 | 80 | 63 | 0 | 0 | 0 | 0 | 0 | 0 | 0 | 0 | 0 | 0 | 566.9287 | 541.3248 | 577.4057 | 624.9574 | 0 | 0 | 0 | 0 | 6.4303 | 11.6098 | 22.4901 | 23.8517 | 1.856 | 27.1523 | 22.9452 | 26.0041 | 800.0303 | 881.6707 | 966.7165 | 936.6622 | 0.41183 | 0.4219 | 0.41161 | 0.39624 | 329.473 | 371.9743 | 397.9081 | 371.1439 | 0.10329 | 0.1216 | 0.1122 | 0.11814 | 0.050608 | 0.043132 | 0.043439 | 0.043334 | 82.6383 | 107.2117 | 108.4641 | 110.6591 | 40.4881 | 38.0281 | 41.9935 | 40.5897
4 | 2 | 1 | 1389.0914 | 1447.1998 | 1499.3409 | 1511.5602 | 80 | 63 | 0 | 0 | 0 | 0 | 0 | 0 | 0 | 0 | 0 | 0 | 592.317 | 572.3724 | 608.4849 | 656.0161 | 0 | 0 | 0 | 0 | 3.1402 | 23.0713 | 19.8138 | 22.8388 | 1.7206 | 20.6643 | 24.8656 | 13.1437 | 711.9136 | 768.0917 | 846.1765 | 819.5615 | 0.4113 | 0.42149 | 0.41495 | 0.39673 | 292.8099 | 323.743 | 351.1206 | 325.148 | 0.10289 | 0.12162 | 0.11217 | 0.11811 | 0.05005 | 0.043062 | 0.043445 | 0.043342 | 73.2456 | 93.4131 | 94.9162 | 96.7975 | 35.6316 | 33.0754 | 36.7618 | 35.5216
4 | 2 | 2 | 1355.8995 | 1405.6267 | 1448.6096 | 1453.8304 | 80 | 63 | 0 | 0 | 0 | 0 | 0 | 0 | 0 | 0 | 0 | 0 | 588.999 | 571.3727 | 607.2129 | 652.9879 | 0 | 0 | 0 | 0 | 0.75634 | 14.4506 | 24.9126 | 7.9703 | 2.1866 | 19.5257 | 11.6543 | 4.8112 | 683.9575 | 737.2778 | 804.8298 | 788.0611 | 0.41115 | 0.42158 | 0.41337 | 0.39654 | 281.2091 | 310.8189 | 332.6888 | 312.4944 | 0.10273 | 0.12163 | 0.11215 | 0.11812 | 0.049822 | 0.043108 | 0.043416 | 0.0432 | 70.264 | 89.6755 | 90.2603 | 93.089 | 34.076 | 31.7829 | 34.9428 | 34.0444
4 | 2 | 3 | 1348.1132 | 1390.9994 | 1426.3777 | 1425.4056 | 80 | 63 | 0 | 0 | 0 | 0 | 0 | 0 | 0 | 0 | 0 | 0 | 562.8419 | 546.1813 | 579.982 | 624.1837 | 0 | 0 | 0 | 0 | -1.081 | 39.5635 | 21.4971 | 0.5622 | 5.0847 | 21.4738 | 19.0781 | 6.2701 | 701.2675 | 720.7808 | 805.8205 | 794.3896 | 0.41121 | 0.42135 | 0.41593 | 0.39646 | 288.3656 | 303.6978 | 335.1625 | 314.9458 | 0.10263 | 0.12165 | 0.11206 | 0.11814 | 0.049721 | 0.043021 | 0.043228 | 0.04315 | 71.9718 | 87.6859 | 90.3033 | 93.8528 | 34.8677 | 31.0089 | 34.834 | 34.2782
4 | 2 | 4 | 1386.6133 | 1425.0021 | 1454.8965 | 1448.3676 | 80 | 63 | 0 | 0 | 0 | 0 | 0 | 0 | 0 | 0 | 0 | 0 | 531.416 | 516.425 | 546.82 | 590.3129 | 0 | 0 | 0 | 0 | 2.3871 | 37.2385 | 15.9998 | -0.14417 | 3.2188 | 21.7266 | 19.5279 | 10.3758 | 769.5914 | 786.612 | 872.5487 | 847.8231 | 0.41164 | 0.4221 | 0.41529 | 0.39674 | 316.7923 | 332.0254 | 362.3596 | 336.362 | 0.10237 | 0.12164 | 0.11204 | 0.11814 | 0.049444 | 0.04308 | 0.043283 | 0.043171 | 78.7829 | 95.6834 | 97.7593 | 100.1602 | 38.0513 | 33.8876 | 37.7662 | 36.6011
4 | 2 | 5 | 1489.6174 | 1524.5463 | 1549.5162 | 1536.4362 | 80 | 63 | 0 | 0 | 0 | 0 | 0 | 0 | 0 | 0 | 0 | 0 | 483.076 | 467.14 | 495.5405 | 535.4973 | 0 | 0 | 0 | 0 | 7.0788 | 53.1477 | 39.6057 | 3.8873 | 4.3664 | 22.6827 | 28.8047 | 16.0468 | 915.0962 | 918.576 | 985.5653 | 981.0049 | 0.41274 | 0.42228 | 0.41522 | 0.39874 | 377.696 | 387.8977 | 409.229 | 391.1703 | 0.10209 | 0.12172 | 0.11201 | 0.11811 | 0.049196 | 0.043238 | 0.04346 | 0.043327 | 93.4222 | 111.8116 | 110.3916 | 115.8699 | 45.0191 | 39.7177 | 42.8328 | 42.5043
4 | 2 | 6 | 1676.188 | 1714.3671 | 1741.4921 | 1726.3206 | 80 | 63 | 0 | 0 | 0 | 0 | 0 | 0 | 0 | 0 | 0 | 0 | 448.9509 | 430.8261 | 457.6086 | 493.4328 | 0 | 0 | 0 | 0 | 5.931 | 47.1002 | 31.0595 | 32.0238 | 4.2007 | 17.9829 | 27.0719 | 20.518 | 1137.1054 | 1155.4578 | 1225.7522 | 1180.3461 | 0.41319 | 0.42246 | 0.41499 | 0.39779 | 469.8418 | 488.136 | 508.6755 | 469.5355 | 0.10208 | 0.12177 | 0.11203 | 0.11818 | 0.049266 | 0.043392 | 0.043591 | 0.043444 | 116.0765 | 140.705 | 137.3219 | 139.4973 | 56.0201 | 50.1373 | 53.4316 | 51.2784
4 | 2 | 7 | 1804.4192 | 1843.038 | 1870.3119 | 1853.4132 | 80 | 63 | 0 | 0 | 0 | 0 | 0 | 0 | 0 | 0 | 0 | 0 | 886.2501 | 870.1284 | 898.2586 | 932.2066 | 0 | 0 | 0 | 0 | -5.4364 | 2.3715 | -3.4803 | -1.0178 | 2.9356 | -1.2258 | -2.5875 | -4.6848 | 840.6699 | 908.7639 | 978.1212 | 926.9092 | 0.41464 | 0.33736 | 0.33191 | 0.39149 | 348.5772 | 306.5789 | 324.6438 | 362.8718 | 0.10461 | 0.12273 | 0.11249 | 0.11924 | 0.05158 | 0.044722 | 0.04369 | 0.0457 | 87.9453 | 111.53 | 110.0252 | 110.5288 | 43.3616 | 40.642 | 42.7344 | 42.36
4 | 2 | 8 | 1898.9403 | 1941.8801 | 1974.8714 | 1962.7741 | 80 | 63 | 0 | 0 | 0 | 0 | 0 | 0 | 0 | 0 | 0 | 0 | 1322.0649 | 1359.8205 | 1436.4907 | 1507.2404 | 0 | 0 | 0 | 0 | -5.3838 | -27.0802 | -26.7291 | 35.6485 | -2.4935 | -9.7602 | -15.9465 | -28.3647 | 504.7526 | 555.9 | 581.0563 | 448.2499 | 0.41395 | 0.28029 | 0.32029 | 0.31141 | 208.9403 | 155.8152 | 186.1054 | 139.5889 | 0.11105 | 0.12275 | 0.11456 | 0.12533 | 0.058342 | 0.04718 | 0.048353 | 0.063062 | 56.0538 | 68.239 | 66.5685 | 56.1793 | 29.4483 | 26.2272 | 28.0956 | 28.2677
4 | 2 | 9 | 1961.898 | 2010.8033 | 2051.6131 | 2046.7411 | 80 | 63 | 0 | 0 | 0 | 0 | 0 | 0 | 0 | 0 | 0 | 0 | 1682.0977 | 1791.5139 | 1941.9325 | 2069.4896 | 0 | 0 | 0 | 0 | -4.3049 | -31.2571 | -32.7877 | -72.6581 | -5.8611 | -22.7484 | -29.0516 | -35.7916 | 209.9663 | 210.2948 | 171.52 | 85.7012 | 0.39087 | 0 | 0.0068178 | 0 | 82.0698 | 0 | 1.1694 | 0 | 0.11571 | 0.12298 | 0.11416 | 0.12107 | 0.064318 | 0.050891 | 0.049446 | 0.062023 | 24.2961 | 25.8619 | 19.5814 | 10.3761 | 13.5045 | 10.7021 | 8.4809 | 5.3154
4 | 2 | 10 | 2016.9213 | 2069.1209 | 2112.9644 | 2109.214 | 80 | 63 | 0 | 0 | 0 | 0 | 0 | 0 | 0 | 0 | 0 | 0 | 1878.5618 | 2041.0671 | 2252.9367 | 2427.8403 | 0 | 0 | 0 | 0 | -9.4473 | -65.9079 | -46.6861 | -76.5866 | -9.8768 | -34.684 | -36.0673 | -39.0106 | 77.6836 | 65.6458 | -57.219 | -203.029 | 0.39163 | 0 | 0 | 0 | 30.4229 | 0 | 0 | 0 | 0.11232 | 0.12654 | 0.11406 | 0.12113 | 0.060544 | 0.050042 | 0.050721 | 0.062006 | 8.7252 | 8.3066 | -6.5262 | -24.5937 | 4.7033 | 3.285 | -2.9022 | -12.5891
4 | 2 | 11 | 2038.3048 | 2092.1315 | 2136.449 | 2131.2042 | 80 | 63 | 0 | 0 | 0 | 0 | 0 | 0 | 0 | 0 | 0 | 0 | 1984.0616 | 2178.3465 | 2434.0607 | 2645.1586 | 0 | 0 | 0 | 0 | -10.9153 | -69.038 | -68.8432 | -79.0744 | -13.1748 | -38.7419 | -37.9171 | -39.554 | -1.6667 | -41.4351 | -190.8514 | -395.3261 | 0.38888 | 0 | 0 | 0 | -0.64815 | 0 | 0 | 0 | 0.11205 | 0.12684 | 0.11379 | 0.12149 | 0.060811 | 0.051065 | 0.052274 | 0.064997 | -0.18676 | -5.2558 | -21.7176 | -48.0271 | -0.10135 | -2.1159 | -9.9765 | -25.695
4 | 2 | 12 | 2051.7183 | 2107.518 | 2153.0902 | 2147.5727 | 80 | 63 | 0 | 0 | 0 | 0 | 0 | 0 | 0 | 0 | 0 | 0 | 1990.0352 | 2184.1925 | 2453.6061 | 2679.8234 | 0 | 0 | 0 | 0 | -11.7136 | -71.0754 | -84.5742 | -78.4253 | -12.5616 | -36.5834 | -39.1928 | -40 | 5.9583 | -32.0156 | -176.749 | -413.8254 | 0.38632 | 0 | 0 | 0 | 2.3018 | 0 | 0 | 0 | 0.11219 | 0.12694 | 0.11339 | 0.12149 | 0.061141 | 0.050734 | 0.053282 | 0.064997 | 0.66844 | -4.064 | -20.0408 | -50.2745 | 0.36429 | -1.6243 | -9.4176 | -26.8974
4 | 2 | 13 | 2070.4799 | 2131.5641 | 2182.6265 | 2180.9607 | 80 | 63 | 0 | 0 | 0 | 0 | 0 | 0 | 0 | 0 | 0 | 0 | 1980.2013 | 2166.125 | 2437.6303 | 2667.6974 | 0 | 0 | 0 | 0 | -10.9243 | -69.3449 | -82.8083 | -83.1347 | -7.0508 | -38.8419 | -39.3898 | -40 | 28.2537 | 10.6259 | -132.8058 | -363.602 | 0.38495 | 0 | 0 | 0 | 10.8763 | 0 | 0 | 0 | 0.11369 | 0.12317 | 0.11402 | 0.12101 | 0.062322 | 0.05119 | 0.051194 | 0.062258 | 3.2121 | 1.3088 | -15.1431 | -44.0012 | 1.7608 | 0.54394 | -6.7989 | -22.637
4 | 2 | 14 | 2070.1855 | 2134.9077 | 2190.2228 | 2192.3322 | 80 | 63 | 0 | 0 | 0 | 0 | 0 | 0 | 0 | 0 | 0 | 0 | 1894.6225 | 2067.1117 | 2330.1287 | 2551.0948 | 0 | 0 | 0 | 0 | -10.4083 | -69.3158 | -76.9831 | -64.6521 | -7.2574 | -39.298 | -39.339 | -40 | 113.2286 | 113.4099 | -23.5838 | -254.1105 | 0.38305 | 0 | 0 | 0 | 43.3719 | 0 | 0 | 0 | 0.11222 | 0.12321 | 0.11389 | 0.12103 | 0.060537 | 0.049956 | 0.049493 | 0.062434 | 12.7064 | 13.9728 | -2.686 | -30.7554 | 6.8545 | 5.6655 | -1.1672 | -15.8652
4 | 2 | 15 | 2059.8846 | 2128.0269 | 2187.2129 | 2192.722 | 80 | 63 | 0 | 0 | 0 | 0 | 0 | 0 | 0 | 0 | 0 | 0 | 1770.2801 | 1909.2318 | 2139.0222 | 2331.8277 | 0 | 0 | 0 | 0 | -7.112 | -66.2587 | -66.9421 | -59.8055 | -5.1433 | -38.011 | -38.5994 | -39.8698 | 221.8598 | 260.0647 | 153.7321 | -39.4304 | 0.38528 | 0 | 0 | 0 | 85.4788 | 0 | 0 | 0 | 0.11215 | 0.12394 | 0.11389 | 0.12292 | 0.059854 | 0.049789 | 0.047979 | 0.05792 | 24.8824 | 32.2328 | 17.5083 | -4.8467 | 13.2793 | 12.9483 | 7.376 | -2.2838
4 | 2 | 16 | 2029.0307 | 2104.0707 | 2171.4042 | 2184.5776 | 80 | 63 | 0 | 0 | 0 | 0 | 0 | 0 | 0 | 0 | 0 | 0 | 1614.5797 | 1710.8693 | 1893.1051 | 2046.3916 | 0 | 0 | 0 | 0 | -2.0339 | -35.3781 | -11.1293 | -37.5979 | -4.7475 | -33.8921 | -35.3471 | -39.5832 | 341.2323 | 399.4717 | 324.7755 | 215.3671 | 0.41156 | 0 | 0.007326 | 0 | 140.4363 | 0 | 2.3793 | 0 | 0.10925 | 0.12445 | 0.1138 | 0.12245 | 0.05625 | 0.048813 | 0.046652 | 0.053064 | 37.2792 | 49.7127 | 36.9585 | 26.3723 | 19.1943 | 19.4992 | 15.1514 | 11.4282
4 | 2 | 17 | 1992.1077 | 2074.1126 | 2149.5608 | 2170.3076 | 80 | 63 | 0 | 0 | 0 | 0 | 0 | 0 | 0 | 0 | 0 | 0 | 1250.1759 | 1287.5862 | 1409.7858 | 1514.6989 | 0 | 0 | 0 | 0 | -3.1817 | -4.2316 | -1.6868 | 23.3919 | -4.0958 | -6.4193 | -12.5458 | -14.205 | 669.2093 | 734.1773 | 754.0076 | 646.4218 | 0.40997 | 0.23762 | 0.31375 | 0.26988 | 274.3573 | 174.4551 | 236.5669 | 174.4594 | 0.10575 | 0.12367 | 0.11274 | 0.119 | 0.052658 | 0.047039 | 0.044242 | 0.045213 | 70.7668 | 90.7948 | 85.0042 | 76.9217 | 35.2394 | 34.5353 | 33.3588 | 29.2264
4 | 2 | 18 | 1973.7333 | 2064.2709 | 2149.5456 | 2179.031 | 80 | 63 | 0 | 0 | 0 | 0 | 0 | 0 | 0 | 0 | 0 | 0 | 845.7168 | 823.5703 | 882.6492 | 937.0018 | 0 | 0 | 0 | 0 | -2.5103 | -9.9757 | -5.1369 | 8.3 | 1.7349 | -2.848 | -3.5042 | -0.069271 | 1048.7919 | 1190.5243 | 1275.5374 | 1233.7985 | 0.41329 | 0.42469 | 0.41897 | 0.40593 | 433.4525 | 505.6073 | 534.408 | 500.8336 | 0.10253 | 0.12175 | 0.11216 | 0.11831 | 0.049696 | 0.043205 | 0.043128 | 0.043593 | 107.5331 | 144.9427 | 143.064 | 145.9667 | 52.1203 | 51.4369 | 55.0114 | 53.7848
4 | 2 | 19 | 2083.3409 | 2183.8588 | 2279.2518 | 2314.6699 | 80 | 63 | 0 | 0 | 0 | 0 | 0 | 0 | 0 | 0 | 0 | 0 | 585.8574 | 560.1496 | 601.835 | 644.3253 | 0 | 0 | 0 | 0 | 2.5194 | 22.672 | 52.0807 | 40.9518 | 4.9706 | 14.6476 | 12.1127 | 35.9636 | 1409.9935 | 1523.3897 | 1613.2233 | 1593.4293 | 0.4157 | 0.42239 | 0.41303 | 0.40197 | 586.1292 | 643.4617 | 666.3049 | 640.5028 | 0.10214 | 0.12222 | 0.11296 | 0.11858 | 0.049087 | 0.043917 | 0.044307 | 0.044107 | 144.0221 | 186.1882 | 182.2249 | 188.9465 | 69.212 | 66.9025 | 71.4776 | 70.2806
4 | 2 | 20 | 2126.8941 | 2233.2554 | 2334.4899 | 2373.4505 | 80 | 63 | 0 | 0 | 0 | 0 | 0 | 0 | 0 | 0 | 0 | 0 | 598.24 | 576.1859 | 613.5217 | 661.7736 | 0 | 0 | 0 | 0 | 9.2189 | 30.3613 | 36.6047 | 77.3505 | 9.4503 | 24.3087 | 31.1633 | 38.6272 | 1429.9849 | 1539.3995 | 1653.2001 | 1595.6992 | 0.42087 | 0.43174 | 0.42154 | 0.40469 | 601.8448 | 664.6253 | 696.8834 | 645.7578 | 0.10224 | 0.1222 | 0.11293 | 0.11859 | 0.049112 | 0.043933 | 0.044334 | 0.044056 | 146.2066 | 188.1203 | 186.7041 | 189.231 | 70.2293 | 67.6304 | 73.2933 | 70.2994
4 | 2 | 21 | 2014.5954 | 2116.7777 | 2213.884 | 2251.3241 | 80 | 63 | 0 | 0 | 0 | 0 | 0 | 0 | 0 | 0 | 0 | 0 | 548.0783 | 517.9739 | 552.8915 | 602.5988 | 0 | 0 | 0 | 0 | 10.5288 | 42.8222 | 8.2648 | 29.5536 | 4.879 | 13.4188 | 25.0981 | 39.304 | 1371.1093 | 1479.5627 | 1627.6296 | 1579.8677 | 0.41808 | 0.42369 | 0.41303 | 0.4036 | 573.2349 | 626.8732 | 672.2663 | 637.6414 | 0.10181 | 0.12224 | 0.11296 | 0.11847 | 0.049011 | 0.043613 | 0.04411 | 0.043849 | 139.5899 | 180.868 | 183.855 | 187.1739 | 67.1997 | 64.5281 | 71.7949 | 69.2751
4 | 2 | 22 | 1844.5675 | 1940.359 | 2031.6773 | 2067.856 | 80 | 63 | 0 | 0 | 0 | 0 | 0 | 0 | 0 | 0 | 0 | 0 | 530.9255 | 498.8562 | 534.4133 | 582.1454 | 0 | 0 | 0 | 0 | 8.7923 | 22.3164 | 17.5303 | 36.7086 | 3.9246 | 20.1674 | 22.3665 | 39.0313 | 1220.9252 | 1336.019 | 1457.3672 | 1409.9708 | 0.41431 | 0.4215 | 0.41126 | 0.40084 | 505.8389 | 563.1299 | 599.3538 | 565.1701 | 0.10193 | 0.12204 | 0.1124 | 0.11843 | 0.049173 | 0.043315 | 0.043705 | 0.043791 | 124.4542 | 163.0439 | 163.8047 | 166.9797 | 60.0367 | 57.8698 | 63.694 | 61.7444
4 | 2 | 23 | 1669.0403 | 1756.749 | 1840.4156 | 1873.8731 | 80 | 63 | 0 | 0 | 0 | 0 | 0 | 0 | 0 | 0 | 0 | 0 | 524.812 | 492.6202 | 530.3641 | 574.1776 | 0 | 0 | 0 | 0 | 5.3518 | 27.2962 | 59.3261 | 27.4657 | 3.6801 | 14.4334 | 14.1955 | 35.7598 | 1055.1963 | 1159.3991 | 1236.5299 | 1236.4701 | 0.41263 | 0.42045 | 0.41146 | 0.39726 | 435.4101 | 487.4731 | 508.7772 | 491.2007 | 0.10258 | 0.12177 | 0.1122 | 0.11826 | 0.049826 | 0.043209 | 0.043549 | 0.043564 | 108.2415 | 141.182 | 138.7355 | 146.2255 | 52.5759 | 50.0971 | 53.8502 | 53.8658
4 | 2 | 24 | 1544.3095 | 1619.0398 | 1688.911 | 1713.1359 | 80 | 63 | 0 | 0 | 0 | 0 | 0 | 0 | 0 | 0 | 0 | 0 | 498.9226 | 467.1411 | 505.8899 | 544.1384 | 0 | 0 | 0 | 0 | 6.4303 | 11.6098 | 22.4901 | 23.8517 | 1.856 | 27.1523 | 22.9452 | 26.0041 | 957.1006 | 1050.1366 | 1137.5857 | 1119.1416 | 0.41183 | 0.4219 | 0.41161 | 0.39624 | 394.1586 | 443.0495 | 468.2392 | 443.4497 | 0.10329 | 0.1216 | 0.1122 | 0.11814 | 0.050608 | 0.043132 | 0.043439 | 0.043334 | 98.8627 | 127.6973 | 127.6353 | 132.2176 | 48.4372 | 45.2943 | 49.416 | 48.4974
4 | 3 | 1 | 1476.4765 | 1539.7044 | 1596.8212 | 1611.304 | 80 | 63 | 0 | 0 | 0 | 0 | 0 | 0 | 0 | 0 | 0 | 0 | 464.867 | 432.2573 | 470.4539 | 505.0417 | 0 | 0 | 0 | 0 | 3.1402 | 23.0713 | 19.8138 | 22.8388 | 1.7206 | 20.6643 | 24.8656 | 13.1437 | 926.7487 | 1000.7115 | 1081.6879 | 1070.2797 | 0.4113 | 0.42149 | 0.41495 | 0.39673 | 381.1715 | 421.7899 | 448.846 | 424.6165 | 0.10289 | 0.12162 | 0.11217 | 0.11811 | 0.05005 | 0.043062 | 0.043445 | 0.043342 | 95.3491 | 121.7037 | 121.3336 | 126.4096 | 46.3842 | 43.0925 | 46.9935 | 46.3882
4 | 3 | 2 | 1425.5837 | 1479.3934 | 1526.3441 | 1533.3699 | 80 | 63 | 0 | 0 | 0 | 0 | 0 | 0 | 0 | 0 | 0 | 0 | 432.3526 | 399.2051 | 434.7886 | 468.755 | 0 | 0 | 0 | 0 | 0.75634 | 14.4506 | 24.9126 | 7.9703 | 2.1866 | 19.5257 | 11.6543 | 4.8112 | 910.2881 | 983.2121 | 1054.9887 | 1051.8334 | 0.41115 | 0.42158 | 0.41337 | 0.39654 | 374.265 | 414.499 | 436.0958 | 417.0896 | 0.10273 | 0.12163 | 0.11215 | 0.11812 | 0.049822 | 0.043108 | 0.043416 | 0.0432 | 93.5153 | 119.5886 | 118.3152 | 124.2469 | 45.3522 | 42.3848 | 45.8038 | 45.4394
4 | 3 | 3 | 1425.9132 | 1473.3574 | 1513.1656 | 1514.2087 | 80 | 63 | 0 | 0 | 0 | 0 | 0 | 0 | 0 | 0 | 0 | 0 | 393.7399 | 365.8913 | 396.4967 | 428.3732 | 0 | 0 | 0 | 0 | -1.081 | 39.5635 | 21.4971 | 0.5622 | 5.0847 | 21.4738 | 19.0781 | 6.2701 | 948.1695 | 983.4287 | 1076.0937 | 1079.0032 | 0.41121 | 0.42135 | 0.41593 | 0.39646 | 389.8932 | 414.3634 | 447.5764 | 427.7844 | 0.10263 | 0.12165 | 0.11206 | 0.11814 | 0.049721 | 0.043021 | 0.043228 | 0.04315 | 97.3116 | 119.6381 | 120.5912 | 127.4783 | 47.1439 | 42.3083 | 46.5174 | 46.5594
4 | 3 | 4 | 1455.458 | 1497.88 | 1531.6944 | 1526.9488 | 80 | 63 | 0 | 0 | 0 | 0 | 0 | 0 | 0 | 0 | 0 | 0 | 345.0702 | 327.1035 | 351.1556 | 378.5861 | 0 | 0 | 0 | 0 | 2.3871 | 37.2385 | 15.9998 | -0.14417 | 3.2188 | 21.7266 | 19.5279 | 10.3758 | 1024.7818 | 1048.8115 | 1145.0111 | 1138.131 | 0.41164 | 0.4221 | 0.41529 | 0.39674 | 421.8381 | 442.6986 | 475.5102 | 451.5376 | 0.10237 | 0.12164 | 0.11204 | 0.11814 | 0.049444 | 0.04308 | 0.043283 | 0.043171 | 104.9067 | 127.5774 | 128.2856 | 134.4566 | 50.6688 | 45.1833 | 49.5591 | 49.134
4 | 3 | 5 | 1536.4234 | 1574.0944 | 1601.7294 | 1589.8619 | 80 | 63 | 0 | 0 | 0 | 0 | 0 | 0 | 0 | 0 | 0 | 0 | 302.9326 | 291.6535 | 311.7638 | 334.0528 | 0 | 0 | 0 | 0 | 7.0788 | 53.1477 | 39.6057 | 3.8873 | 4.3664 | 22.6827 | 28.8047 | 16.0468 | 1142.0455 | 1143.6106 | 1221.5552 | 1235.875 | 0.41274 | 0.42228 | 0.41522 | 0.39874 | 471.3668 | 482.9257 | 507.2173 | 492.7984 | 0.10209 | 0.12172 | 0.11201 | 0.11811 | 0.049196 | 0.043238 | 0.04346 | 0.043327 | 116.5915 | 139.2034 | 136.8245 | 145.9735 | 56.1841 | 49.4478 | 53.0889 | 53.5471
4 | 3 | 6 | 1721.5247 | 1762.3599 | 1792.0664 | 1778.0692 | 80 | 63 | 0 | 0 | 0 | 0 | 0 | 0 | 0 | 0 | 0 | 0 | 299.679 | 292.4126 | 310.3295 | 328.2526 | 0 | 0 | 0 | 0 | 5.931 | 47.1002 | 31.0595 | 32.0238 | 4.2007 | 17.9829 | 27.0719 | 20.518 | 1331.714 | 1341.8641 | 1423.6055 | 1397.2748 | 0.41319 | 0.42246 | 0.41499 | 0.39779 | 550.2523 | 566.8855 | 590.7827 | 555.8286 | 0.10208 | 0.12177 | 0.11203 | 0.11818 | 0.049266 | 0.043392 | 0.043591 | 0.043444 | 135.9423 | 163.4045 | 159.4876 | 165.1347 | 65.6076 | 58.2258 | 62.0561 | 60.7025
4 | 3 | 7 | 1826.3879 | 1866.2938 | 1894.8186 | 1878.4889 | 80 | 63 | 0 | 0 | 0 | 0 | 0 | 0 | 0 | 0 | 0 | 0 | 788.5481 | 787.5312 | 804.3865 | 822.0034 | 0 | 0 | 0 | 0 | -5.4364 | 2.3715 | -3.4803 | -1.0178 | 2.9356 | -1.2258 | -2.5875 | -4.6848 | 960.3407 | 1014.6169 | 1096.5 | 1062.188 | 0.41464 | 0.33736 | 0.33191 | 0.39149 | 398.1977 | 342.2893 | 363.9344 | 415.8316 | 0.10461 | 0.12273 | 0.11249 | 0.11924 | 0.05158 | 0.044722 | 0.04369 | 0.0457 | 100.4644 | 124.521 | 123.3412 | 126.66 | 49.5342 | 45.376 | 47.9064 | 48.5422
4 | 3 | 8 | 1910.9741 | 1954.6189 | 1988.2954 | 1976.5098 | 80 | 63 | 0 | 0 | 0 | 0 | 0 | 0 | 0 | 0 | 0 | 0 | 1212.4518 | 1276.1354 | 1350.1718 | 1418.4627 | 0 | 0 | 0 | 0 | -5.3838 | -27.0802 | -26.7291 | 35.6485 | -2.4935 | -9.7602 | -15.9465 | -28.3647 | 626.3996 | 652.3239 | 680.7991 | 550.7633 | 0.41395 | 0.28029 | 0.32029 | 0.31141 | 259.2956 | 182.8422 | 218.0518 | 171.5125 | 0.11105 | 0.12275 | 0.11456 | 0.12533 | 0.058342 | 0.04718 | 0.048353 | 0.063062 | 69.563 | 80.0755 | 77.9955 | 69.0273 | 36.5455 | 30.7764 | 32.9184 | 34.7325
4 | 3 | 9 | 1961.4082 | 2010.2849 | 2051.0668 | 2046.1821 | 80 | 63 | 0 | 0 | 0 | 0 | 0 | 0 | 0 | 0 | 0 | 0 | 1502.1304 | 1635.2291 | 1779.5838 | 1909.0476 | 0 | 0 | 0 | 0 | -4.3049 | -31.2571 | -32.7877 | -72.6581 | -5.8611 | -22.7484 | -29.0516 | -35.7916 | 389.4438 | 366.0612 | 333.3223 | 245.5842 | 0.39087 | 0 | 0.0068178 | 0 | 152.2224 | 0 | 2.2725 | 0 | 0.11571 | 0.12298 | 0.11416 | 0.12107 | 0.064318 | 0.050891 | 0.049446 | 0.062023 | 45.0643 | 45.018 | 38.0533 | 29.7337 | 25.0481 | 18.6292 | 16.4813 | 15.2318
4 | 3 | 10 | 2013.0733 | 2065.0475 | 2108.6718 | 2104.8217 | 80 | 63 | 0 | 0 | 0 | 0 | 0 | 0 | 0 | 0 | 0 | 0 | 1690.3025 | 1878.3943 | 2077.5729 | 2252.1957 | 0 | 0 | 0 | 0 | -9.4473 | -65.9079 | -46.6861 | -76.5866 | -9.8768 | -34.684 | -36.0673 | -39.0106 | 262.0948 | 224.2451 | 113.8523 | -31.7768 | 0.39163 | 0 | 0 | 0 | 102.6431 | 0 | 0 | 0 | 0.11232 | 0.12654 | 0.11406 | 0.12113 | 0.060544 | 0.050042 | 0.050721 | 0.062006 | 29.4378 | 28.3753 | 12.9857 | -3.8492 | 15.8683 | 11.2216 | 5.7747 | -1.9704
4 | 3 | 11 | 2041.943 | 2095.9828 | 2140.5074 | 2135.3568 | 80 | 63 | 0 | 0 | 0 | 0 | 0 | 0 | 0 | 0 | 0 | 0 | 1749.1377 | 1972.2292 | 2205.0127 | 2407.0729 | 0 | 0 | 0 | 0 | -10.9153 | -69.038 | -68.8432 | -79.0744 | -13.1748 | -38.7419 | -37.9171 | -39.554 | 236.8953 | 168.5335 | 42.2549 | -153.0877 | 0.38888 | 0 | 0 | 0 | 92.1244 | 0 | 0 | 0 | 0.11205 | 0.12684 | 0.11379 | 0.12149 | 0.060811 | 0.051065 | 0.052274 | 0.064997 | 26.5449 | 21.3776 | 4.8083 | -18.5982 | 14.4058 | 8.6061 | 2.2088 | -9.9502
4 | 3 | 12 | 2074.5265 | 2131.6625 | 2178.5335 | 2173.6067 | 80 | 63 | 0 | 0 | 0 | 0 | 0 | 0 | 0 | 0 | 0 | 0 | 1771.6426 | 2010.517 | 2257.6774 | 2471.4758 | 0 | 0 | 0 | 0 | -11.7136 | -71.0754 | -84.5742 | -78.4253 | -12.5616 | -36.5834 | -39.1928 | -40 | 247.1592 | 165.8043 | 44.623 | -179.4438 | 0.38632 | 0 | 0 | 0 | 95.4818 | 0 | 0 | 0 | 0.11219 | 0.12694 | 0.11339 | 0.12149 | 0.061141 | 0.050734 | 0.053282 | 0.064997 | 27.7281 | 21.0467 | 5.0596 | -21.8001 | 15.1116 | 8.4119 | 2.3776 | -11.6633
4 | 3 | 13 | 2096.2966 | 2158.8933 | 2211.4257 | 2210.4287 | 80 | 63 | 0 | 0 | 0 | 0 | 0 | 0 | 0 | 0 | 0 | 0 | 1768.5006 | 2008.4142 | 2255.1033 | 2468.517 | 0 | 0 | 0 | 0 | -10.9243 | -69.3449 | -82.8083 | -83.1347 | -7.0508 | -38.8419 | -39.3898 | -40 | 265.771 | 195.6659 | 78.5205 | -134.9536 | 0.38495 | 0 | 0 | 0 | 102.3091 | 0 | 0 | 0 | 0.11369 | 0.12317 | 0.11402 | 0.12101 | 0.062322 | 0.05119 | 0.051194 | 0.062258 | 30.2151 | 24.1004 | 8.9533 | -16.3314 | 16.5634 | 10.0161 | 4.0198 | -8.4019
4 | 3 | 14 | 2099.7802 | 2166.2363 | 2223.2365 | 2226.1125 | 80 | 63 | 0 | 0 | 0 | 0 | 0 | 0 | 0 | 0 | 0 | 0 | 1717.8544 | 1947.9089 | 2184.9653 | 2390.2741 | 0 | 0 | 0 | 0 | -10.4083 | -69.3158 | -76.9831 | -64.6521 | -7.2574 | -39.298 | -39.339 | -40 | 319.5915 | 263.9412 | 154.5933 | -59.5096 | 0.38305 | 0 | 0 | 0 | 122.4185 | 0 | 0 | 0 | 0.11222 | 0.12321 | 0.11389 | 0.12103 | 0.060537 | 0.049956 | 0.049493 | 0.062434 | 35.8641 | 32.5191 | 17.6071 | -7.2025 | 19.3471 | 13.1855 | 7.6513 | -3.7154
4 | 3 | 15 | 2089.5494 | 2159.4295 | 2220.3047 | 2226.5822 | 80 | 63 | 0 | 0 | 0 | 0 | 0 | 0 | 0 | 0 | 0 | 0 | 1652.8696 | 1853.6038 | 2070.0756 | 2256.2091 | 0 | 0 | 0 | 0 | -7.112 | -66.2587 | -66.9421 | -59.8055 | -5.1433 | -38.011 | -38.5994 | -39.8698 | 368.935 | 347.0955 | 255.7705 | 70.0483 | 0.38528 | 0 | 0 | 0 | 142.1443 | 0 | 0 | 0 | 0.11215 | 0.12394 | 0.11389 | 0.12292 | 0.059854 | 0.049789 | 0.047979 | 0.05792 | 41.3774 | 43.0194 | 29.1292 | 8.6102 | 22.0824 | 17.2815 | 12.2717 | 4.0572
4 | 3 | 16 | 2070.0296 | 2147.4716 | 2217.1396 | 2231.375 | 80 | 63 | 0 | 0 | 0 | 0 | 0 | 0 | 0 | 0 | 0 | 0 | 1505.4834 | 1646.2556 | 1828.0495 | 1979.9118 | 0 | 0 | 0 | 0 | -2.0339 | -35.3781 | -11.1293 | -37.5979 | -4.7475 | -33.8921 | -35.3471 | -39.5832 | 491.3276 | 507.4863 | 435.5665 | 328.6443 | 0.41156 | 0 | 0.007326 | 0 | 202.2089 | 0 | 3.1909 | 0 | 0.10925 | 0.12445 | 0.1138 | 0.12245 | 0.05625 | 0.048813 | 0.046652 | 0.053064 | 53.6769 | 63.1547 | 49.5662 | 40.2435 | 27.6371 | 24.7717 | 20.32 | 17.4391
4 | 3 | 17 | 2033.2466 | 2117.6616 | 2195.4522 | 2217.2647 | 80 | 63 | 0 | 0 | 0 | 0 | 0 | 0 | 0 | 0 | 0 | 0 | 1190.431 | 1243.1253 | 1369.4159 | 1473.4173 | 0 | 0 | 0 | 0 | -3.1817 | -4.2316 | -1.6868 | 23.3919 | -4.0958 | -6.4193 | -12.5458 | -14.205 | 770.0931 | 822.1872 | 840.2689 | 734.6605 | 0.40997 | 0.23762 | 0.31375 | 0.26988 | 315.7169 | 195.368 | 263.631 | 198.2737 | 0.10575 | 0.12367 | 0.11274 | 0.119 | 0.052658 | 0.047039 | 0.044242 | 0.045213 | 81.4349 | 101.6789 | 94.729 | 87.4218 | 40.5517 | 38.6752 | 37.1752 | 33.2159
4 | 3 | 18 | 2007.1061 | 2099.5989 | 2186.7739 | 2217.1237 | 80 | 63 | 0 | 0 | 0 | 0 | 0 | 0 | 0 | 0 | 0 | 0 | 731.218 | 687.4909 | 742.622 | 785.7567 | 0 | 0 | 0 | 0 | -2.5103 | -9.9757 | -5.1369 | 8.3 | 1.7349 | -2.848 | -3.5042 | -0.069271 | 1196.6636 | 1361.9317 | 1452.7929 | 1423.1363 | 0.41329 | 0.42469 | 0.41897 | 0.40593 | 494.566 | 578.4028 | 608.6722 | 577.6912 | 0.10253 | 0.12175 | 0.11216 | 0.11831 | 0.049696 | 0.043205 | 0.043128 | 0.043593 | 122.6944 | 165.8111 | 162.945 | 168.3666 | 59.4689 | 58.8427 | 62.6561 | 62.0386
4 | 3 | 19 | 2098.733 | 2200.1527 | 2296.4221 | 2332.2389 | 80 | 63 | 0 | 0 | 0 | 0 | 0 | 0 | 0 | 0 | 0 | 0 | 389.9182 | 343.6945 | 385.7853 | 413.0002 | 0 | 0 | 0 | 0 | 2.5194 | 22.672 | 52.0807 | 40.9518 | 4.9706 | 14.6476 | 12.1127 | 35.9636 | 1621.3249 | 1756.1386 | 1846.4433 | 1842.3233 | 0.4157 | 0.42239 | 0.41303 | 0.40197 | 673.9788 | 741.7721 | 762.6311 | 740.5495 | 0.10214 | 0.12222 | 0.11296 | 0.11858 | 0.049087 | 0.043917 | 0.044307 | 0.044107 | 165.6083 | 214.6347 | 208.5687 | 218.46 | 79.5856 | 77.1241 | 81.8109 | 81.2585
4 | 3 | 20 | 2149.0027 | 2256.6593 | 2359.1526 | 2398.6859 | 80 | 63 | 0 | 0 | 0 | 0 | 0 | 0 | 0 | 0 | 0 | 0 | 441.0889 | 413.3612 | 455.1604 | 477.8312 | 0 | 0 | 0 | 0 | 9.2189 | 30.3613 | 36.6047 | 77.3505 | 9.4503 | 24.3087 | 31.1633 | 38.6272 | 1609.2447 | 1725.6281 | 1836.2242 | 1804.877 | 0.42087 | 0.43174 | 0.42154 | 0.40469 | 677.2908 | 745.0283 | 774.0347 | 730.4092 | 0.10224 | 0.1222 | 0.11293 | 0.11859 | 0.049112 | 0.043933 | 0.044334 | 0.044056 | 164.5348 | 210.8781 | 207.3739 | 214.037 | 79.0331 | 75.812 | 81.4076 | 79.5148
4 | 3 | 21 | 2042.0213 | 2145.8103 | 2244.4783 | 2282.6288 | 80 | 63 | 0 | 0 | 0 | 0 | 0 | 0 | 0 | 0 | 0 | 0 | 439.3893 | 419.3367 | 460.4751 | 478.3735 | 0 | 0 | 0 | 0 | 10.5288 | 42.8222 | 8.2648 | 29.5536 | 4.879 | 13.4188 | 25.0981 | 39.304 | 1507.2241 | 1607.2326 | 1750.6403 | 1735.3977 | 0.41808 | 0.42369 | 0.41303 | 0.4036 | 630.1419 | 680.9654 | 723.0739 | 700.4139 | 0.10181 | 0.12224 | 0.11296 | 0.11847 | 0.049011 | 0.043613 | 0.04411 | 0.043849 | 153.4475 | 196.4749 | 197.7502 | 205.6002 | 73.8709 | 70.0962 | 77.2209 | 76.0949
4 | 3 | 22 | 1844.2876 | 1940.0627 | 2031.3651 | 2067.5366 | 80 | 63 | 0 | 0 | 0 | 0 | 0 | 0 | 0 | 0 | 0 | 0 | 420.5158 | 404.4049 | 442.9341 | 459.1097 | 0 | 0 | 0 | 0 | 8.7923 | 22.3164 | 17.5303 | 36.7086 | 3.9246 | 20.1674 | 22.3665 | 39.0313 | 1331.0549 | 1430.174 | 1548.5342 | 1532.687 | 0.41431 | 0.4215 | 0.41126 | 0.40084 | 551.4665 | 602.8161 | 636.8469 | 614.3594 | 0.10193 | 0.12204 | 0.1124 | 0.11843 | 0.049173 | 0.043315 | 0.043705 | 0.043791 | 135.6803 | 174.5343 | 174.0517 | 181.5127 | 65.4521 | 61.9482 | 67.6784 | 67.1183
4 | 3 | 23 | 1668.1307 | 1755.7861 | 1839.401 | 1872.835 | 80 | 63 | 0 | 0 | 0 | 0 | 0 | 0 | 0 | 0 | 0 | 0 | 392.4823 | 378.2621 | 413.9306 | 428.7807 | 0 | 0 | 0 | 0 | 5.3518 | 27.2962 | 59.3261 | 27.4657 | 3.6801 | 14.4334 | 14.1955 | 35.7598 | 1186.6165 | 1272.7944 | 1351.9488 | 1380.8288 | 0.41263 | 0.42045 | 0.41146 | 0.39726 | 489.6385 | 535.1505 | 556.2669 | 548.5486 | 0.10258 | 0.12177 | 0.1122 | 0.11826 | 0.049826 | 0.043209 | 0.043549 | 0.043564 | 121.7225 | 154.9903 | 151.6853 | 163.2974 | 59.124 | 54.9968 | 58.8767 | 60.1547
4 | 3 | 24 | 1559.2118 | 1634.8152 | 1705.5349 | 1730.1458 | 80 | 63 | 0 | 0 | 0 | 0 | 0 | 0 | 0 | 0 | 0 | 0 | 377.8736 | 363.972 | 398.283 | 412.7279 | 0 | 0 | 0 | 0 | 6.4303 | 11.6098 | 22.4901 | 23.8517 | 1.856 | 27.1523 | 22.9452 | 26.0041 | 1093.052 | 1169.0811 | 1261.8166 | 1267.5621 | 0.41183 | 0.4219 | 0.41161 | 0.39624 | 450.1468 | 493.2318 | 519.3737 | 502.2599 | 0.10329 | 0.1216 | 0.1122 | 0.11814 | 0.050608 | 0.043132 | 0.043439 | 0.043334 | 112.9056 | 142.161 | 141.5738 | 149.7523 | 55.3174 | 50.4246 | 54.8125 | 54.9291
4 | 4 | 1 | 1482.8432 | 1546.4441 | 1603.9234 | 1618.5711 | 80 | 63 | 0 | 0 | 0 | 0 | 0 | 0 | 0 | 0 | 0 | 0 | 376.3765 | 362.6076 | 397.2813 | 410.9742 | 0 | 0 | 0 | 0 | 3.1402 | 23.0713 | 19.8138 | 22.8388 | 1.7206 | 20.6643 | 24.8656 | 13.1437 | 1021.606 | 1077.1009 | 1161.9627 | 1171.6144 | 0.4113 | 0.42149 | 0.41495 | 0.39673 | 420.1863 | 453.9872 | 482.156 | 464.8194 | 0.10289 | 0.12162 | 0.11217 | 0.11811 | 0.05005 | 0.043062 | 0.043445 | 0.043342 | 105.1085 | 130.9939 | 130.3381 | 138.3781 | 51.1319 | 46.3819 | 50.481 | 50.7803
4 | 4 | 2 | 1435.5186 | 1489.9103 | 1537.4268 | 1544.7099 | 80 | 63 | 0 | 0 | 0 | 0 | 0 | 0 | 0 | 0 | 0 | 0 | 357.4263 | 340.2422 | 375.5202 | 387.9608 | 0 | 0 | 0 | 0 | 0.75634 | 14.4506 | 24.9126 | 7.9703 | 2.1866 | 19.5257 | 11.6543 | 4.8112 | 995.1493 | 1052.6919 | 1125.3397 | 1143.9676 | 0.41115 | 0.42158 | 0.41337 | 0.39654 | 409.1556 | 443.79 | 465.1765 | 453.6241 | 0.10273 | 0.12163 | 0.11215 | 0.11812 | 0.049822 | 0.043108 | 0.043416 | 0.0432 | 102.2333 | 128.0394 | 126.205 | 135.1302 | 49.5802 | 45.3799 | 48.8582 | 49.4196
4 | 4 | 3 | 1421.2955 | 1468.4692 | 1508.0146 | 1508.938 | 80 | 63 | 0 | 0 | 0 | 0 | 0 | 0 | 0 | 0 | 0 | 0 | 295.3278 | 267.4355 | 301.5851 | 313.6065 | 0 | 0 | 0 | 0 | -1.081 | 39.5635 | 21.4971 | 0.5622 | 5.0847 | 21.4738 | 19.0781 | 6.2701 | 1041.964 | 1076.9964 | 1165.8543 | 1188.4992 | 0.41121 | 0.42135 | 0.41593 | 0.39646 | 428.4621 | 453.7878 | 484.9102 | 471.1955 | 0.10263 | 0.12165 | 0.11206 | 0.11814 | 0.049721 | 0.043021 | 0.043228 | 0.04315 | 106.9378 | 131.021 | 130.6501 | 140.4147 | 51.8075 | 46.3337 | 50.3975 | 51.2842
4 | 4 | 4 | 1455.2481 | 1497.6578 | 1531.4603 | 1526.7092 | 80 | 63 | 0 | 0 | 0 | 0 | 0 | 0 | 0 | 0 | 0 | 0 | 210.0228 | 172.8704 | 202.1228 | 214.1228 | 0 | 0 | 0 | 0 | 2.3871 | 37.2385 | 15.9998 | -0.14417 | 3.2188 | 21.7266 | 19.5279 | 10.3758 | 1159.6193 | 1202.8224 | 1293.8098 | 1302.3548 | 0.41164 | 0.4221 | 0.41529 | 0.39674 | 477.3422 | 507.7058 | 537.3046 | 516.6911 | 0.10237 | 0.12164 | 0.11204 | 0.11814 | 0.049444 | 0.04308 | 0.043283 | 0.043171 | 118.71 | 146.3112 | 144.9568 | 153.8577 | 57.3357 | 51.8182 | 55.9995 | 56.2236
4 | 4 | 5 | 1531.1761 | 1568.5397 | 1595.8759 | 1583.8724 | 80 | 63 | 0 | 0 | 0 | 0 | 0 | 0 | 0 | 0 | 0 | 0 | 160.5243 | 122.4783 | 145.5973 | 157.5973 | 0 | 0 | 0 | 0 | 7.0788 | 53.1477 | 39.6057 | 3.8873 | 4.3664 | 22.6827 | 28.8047 | 16.0468 | 1279.2065 | 1307.2311 | 1381.8682 | 1406.341 | 0.41274 | 0.42228 | 0.41522 | 0.39874 | 527.9785 | 552.0196 | 573.7829 | 560.7707 | 0.10209 | 0.12172 | 0.11201 | 0.11811 | 0.049196 | 0.043238 | 0.04346 | 0.043327 | 130.5942 | 159.1198 | 154.7809 | 166.1078 | 62.9319 | 56.5224 | 60.0561 | 60.933
4 | 4 | 6 | 1668.6319 | 1706.3683 | 1733.0631 | 1717.6959 | 80 | 63 | 0 | 0 | 0 | 0 | 0 | 0 | 0 | 0 | 0 | 0 | 144.5659 | 110.6762 | 128.001 | 140.0037 | 0 | 0 | 0 | 0 | 5.931 | 47.1002 | 31.0595 | 32.0238 | 4.2007 | 17.9829 | 27.0719 | 20.518 | 1433.9343 | 1467.6089 | 1546.9307 | 1525.1504 | 0.41319 | 0.42246 | 0.41499 | 0.39779 | 592.4888 | 620.0078 | 641.9615 | 606.6968 | 0.10208 | 0.12177 | 0.11203 | 0.11818 | 0.049266 | 0.043392 | 0.043591 | 0.043444 | 146.3771 | 178.717 | 173.3038 | 180.2475 | 70.6436 | 63.6821 | 67.432 | 66.2579
4 | 4 | 7 | 1784.3395 | 1821.782 | 1847.9125 | 1830.4936 | 80 | 63 | 0 | 0 | 0 | 0 | 0 | 0 | 0 | 0 | 0 | 0 | 359.6225 | 336.4382 | 349.1799 | 363.705 | 0 | 0 | 0 | 0 | -5.4364 | 2.3715 | -3.4803 | -1.0178 | 2.9356 | -1.2258 | -2.5875 | -4.6848 | 1347.2179 | 1421.1981 | 1504.8004 | 1472.4912 | 0.41464 | 0.33736 | 0.33191 | 0.39149 | 558.6133 | 479.4527 | 499.4515 | 576.4594 | 0.10461 | 0.12273 | 0.11249 | 0.11924 | 0.05158 | 0.044722 | 0.04369 | 0.0457 | 140.9369 | 174.4195 | 169.2694 | 175.5864 | 69.4893 | 63.5592 | 65.7451 | 67.2932
4 | 4 | 8 | 1864.378 | 1905.293 | 1936.3163 | 1923.3237 | 80 | 63 | 0 | 0 | 0 | 0 | 0 | 0 | 0 | 0 | 0 | 0 | 833.3012 | 857.0172 | 901.592 | 948.0128 | 0 | 0 | 0 | 0 | -5.3838 | -27.0802 | -26.7291 | 35.6485 | -2.4935 | -9.7602 | -15.9465 | -28.3647 | 958.9541 | 1022.1162 | 1077.3998 | 968.0271 | 0.41395 | 0.28029 | 0.32029 | 0.31141 | 396.9552 | 286.4926 | 345.0783 | 301.4521 | 0.11105 | 0.12275 | 0.11456 | 0.12533 | 0.058342 | 0.04718 | 0.048353 | 0.063062 | 106.4938 | 125.469 | 123.4319 | 121.3231 | 55.9474 | 48.2231 | 52.0951 | 61.0461
4 | 4 | 9 | 1945.5264 | 1993.4726 | 2033.3502 | 2028.0541 | 80 | 63 | 0 | 0 | 0 | 0 | 0 | 0 | 0 | 0 | 0 | 0 | 1287.1643 | 1376.2914 | 1480.4584 | 1577.3592 | 0 | 0 | 0 | 0 | -4.3049 | -31.2571 | -32.7877 | -72.6581 | -5.8611 | -22.7484 | -29.0516 | -35.7916 | 588.5281 | 608.1866 | 614.7311 | 559.1446 | 0.39087 | 0 | 0.0068178 | 0 | 230.0387 | 0 | 4.1911 | 0 | 0.11571 | 0.12298 | 0.11416 | 0.12107 | 0.064318 | 0.050891 | 0.049446 | 0.062023 | 68.1012 | 74.7944 | 70.18 | 67.6974 | 37.8528 | 30.9511 | 30.3958 | 34.6797
4 | 4 | 10 | 1995.1625 | 2046.0874 | 2088.6918 | 2084.3779 | 80 | 63 | 0 | 0 | 0 | 0 | 0 | 0 | 0 | 0 | 0 | 0 | 1488.0207 | 1627.4847 | 1779.3832 | 1915.4035 | 0 | 0 | 0 | 0 | -9.4473 | -65.9079 | -46.6861 | -76.5866 | -9.8768 | -34.684 | -36.0673 | -39.0106 | 446.4658 | 456.1946 | 392.062 | 284.5716 | 0.39163 | 0 | 0 | 0 | 174.8476 | 0 | 0 | 0 | 0.11232 | 0.12654 | 0.11406 | 0.12113 | 0.060544 | 0.050042 | 0.050721 | 0.062006 | 50.1458 | 57.7254 | 44.7175 | 34.4713 | 27.031 | 22.8287 | 19.8859 | 17.6453
4 | 4 | 11 | 2022.6329 | 2075.5414 | 2118.9665 | 2113.3158 | 80 | 63 | 0 | 0 | 0 | 0 | 0 | 0 | 0 | 0 | 0 | 0 | 1568.9571 | 1736.5497 | 1914.3397 | 2071.4994 | 0 | 0 | 0 | 0 | -10.9153 | -69.038 | -68.8432 | -79.0744 | -13.1748 | -38.7419 | -37.9171 | -39.554 | 397.7658 | 383.7716 | 311.3871 | 160.4447 | 0.38888 | 0 | 0 | 0 | 154.6841 | 0 | 0 | 0 | 0.11205 | 0.12684 | 0.11379 | 0.12149 | 0.060811 | 0.051065 | 0.052274 | 0.064997 | 44.5709 | 48.6794 | 35.4337 | 19.492 | 24.1884 | 19.5972 | 16.2774 | 10.4284
4 | 4 | 12 | 2044.9317 | 2100.3339 | 2145.5197 | 2139.8263 | 80 | 63 | 0 | 0 | 0 | 0 | 0 | 0 | 0 | 0 | 0 | 0 | 1657.1234 | 1839.4572 | 2030.4183 | 2198.3319 | 0 | 0 | 0 | 0 | -11.7136 | -71.0754 | -84.5742 | -78.4253 | -12.5616 | -36.5834 | -39.1928 | -40 | 332.0836 | 305.5355 | 238.8683 | 59.9198 | 0.38632 | 0 | 0 | 0 | 128.2895 | 0 | 0 | 0 | 0.11219 | 0.12694 | 0.11339 | 0.12149 | 0.061141 | 0.050734 | 0.053282 | 0.064997 | 37.2555 | 38.7837 | 27.0843 | 7.2795 | 20.304 | 15.5009 | 12.7274 | 3.8946
4 | 4 | 13 | 2074.9576 | 2136.3041 | 2187.6214 | 2186.0717 | 80 | 63 | 0 | 0 | 0 | 0 | 0 | 0 | 0 | 0 | 0 | 0 | 1461.8532 | 1635.146 | 1817.158 | 1977.7649 | 0 | 0 | 0 | 0 | -10.9243 | -69.3449 | -82.8083 | -83.1347 | -7.0508 | -38.8419 | -39.3898 | -40 | 551.0794 | 546.3449 | 492.6615 | 331.4415 | 0.38495 | 0 | 0 | 0 | 212.1392 | 0 | 0 | 0 | 0.11369 | 0.12317 | 0.11402 | 0.12101 | 0.062322 | 0.05119 | 0.051194 | 0.062258 | 62.6513 | 67.294 | 56.1755 | 40.1093 | 34.3443 | 27.9674 | 25.2214 | 20.6348
4 | 4 | 14 | 2070.1855 | 2134.9077 | 2190.2228 | 2192.3322 | 80 | 63 | 0 | 0 | 0 | 0 | 0 | 0 | 0 | 0 | 0 | 0 | 967.9059 | 1091.2396 | 1224.9358 | 1346.0944 | 0 | 0 | 0 | 0 | -10.4083 | -69.3158 | -76.9831 | -64.6521 | -7.2574 | -39.298 | -39.339 | -40 | 1039.9453 | 1089.2819 | 1081.609 | 950.8899 | 0.38305 | 0 | 0 | 0 | 398.3476 | 0 | 0 | 0 | 0.11222 | 0.12321 | 0.11389 | 0.12103 | 0.060537 | 0.049956 | 0.049493 | 0.062434 | 116.7013 | 134.2059 | 123.1875 | 115.0878 | 62.9552 | 54.4165 | 53.5321 | 59.368
4 | 4 | 15 | 2042.2537 | 2109.363 | 2167.5451 | 2172.5976 | 80 | 63 | 0 | 0 | 0 | 0 | 0 | 0 | 0 | 0 | 0 | 0 | 766.8913 | 845.5712 | 938.1619 | 1025.2841 | 0 | 0 | 0 | 0 | -7.112 | -66.2587 | -66.9421 | -59.8055 | -5.1433 | -38.011 | -38.5994 | -39.8698 | 1207.6177 | 1305.0615 | 1334.9246 | 1246.9887 | 0.38528 | 0 | 0 | 0 | 465.2743 | 0 | 0 | 0 | 0.11215 | 0.12394 | 0.11389 | 0.12292 | 0.059854 | 0.049789 | 0.047979 | 0.05792 | 135.4386 | 161.751 | 152.0322 | 153.278 | 72.2813 | 64.9774 | 64.0488 | 72.2257
4 | 4 | 16 | 2012.0294 | 2086.0734 | 2152.4389 | 2165.1719 | 80 | 63 | 0 | 0 | 0 | 0 | 0 | 0 | 0 | 0 | 0 | 0 | 680.5749 | 729.1972 | 803.0586 | 870.78 | 0 | 0 | 0 | 0 | -2.0339 | -35.3781 | -11.1293 | -37.5979 | -4.7475 | -33.8921 | -35.3471 | -39.5832 | 1258.2359 | 1363.1465 | 1395.8568 | 1371.573 | 0.41156 | 0 | 0.007326 | 0 | 517.8347 | 0 | 10.226 | 0 | 0.10925 | 0.12445 | 0.1138 | 0.12245 | 0.05625 | 0.048813 | 0.046652 | 0.053064 | 137.4605 | 169.6384 | 158.8444 | 167.9532 | 70.7756 | 66.5387 | 65.1193 | 72.7807
4 | 4 | 17 | 1981.3333 | 2062.7069 | 2137.5416 | 2158.0093 | 80 | 63 | 0 | 0 | 0 | 0 | 0 | 0 | 0 | 0 | 0 | 0 | 583.033 | 600.9724 | 653.2872 | 700.0341 | 0 | 0 | 0 | 0 | -3.1817 | -4.2316 | -1.6868 | 23.3919 | -4.0958 | -6.4193 | -12.5458 | -14.205 | 1325.5777 | 1409.3854 | 1498.487 | 1448.7884 | 0.40997 | 0.23762 | 0.31375 | 0.26988 | 543.4502 | 334.8979 | 470.1443 | 391.0059 | 0.10575 | 0.12367 | 0.11274 | 0.119 | 0.052658 | 0.047039 | 0.044242 | 0.045213 | 140.1756 | 174.297 | 168.9343 | 172.4003 | 69.8026 | 66.2967 | 66.2961 | 65.5035
4 | 4 | 18 | 1975.7622 | 2066.4187 | 2151.809 | 2181.3469 | 80 | 63 | 0 | 0 | 0 | 0 | 0 | 0 | 0 | 0 | 0 | 0 | 302.0827 | 279.5768 | 304.9419 | 326.0261 | 0 | 0 | 0 | 0 | -2.5103 | -9.9757 | -5.1369 | 8.3 | 1.7349 | -2.848 | -3.5042 | -0.069271 | 1594.4549 | 1736.6656 | 1855.5081 | 1847.09 | 0.41329 | 0.42469 | 0.41897 | 0.40593 | 658.9681 | 737.5496 | 777.3965 | 749.786 | 0.10253 | 0.12175 | 0.11216 | 0.11831 | 0.049696 | 0.043205 | 0.043128 | 0.043593 | 163.4801 | 211.4338 | 208.1134 | 218.5232 | 79.2374 | 75.0331 | 80.0244 | 80.52
4 | 4 | 19 | 2089.4278 | 2190.3023 | 2286.0419 | 2321.6176 | 80 | 63 | 0 | 0 | 0 | 0 | 0 | 0 | 0 | 0 | 0 | 0 | 169.7143 | 131.7611 | 150.8116 | 171.9223 | 0 | 0 | 0 | 0 | 2.5194 | 22.672 | 52.0807 | 40.9518 | 4.9706 | 14.6476 | 12.1127 | 35.9636 | 1832.2235 | 1958.2216 | 2071.0369 | 2072.7799 | 0.4157 | 0.42239 | 0.41303 | 0.40197 | 761.6486 | 827.1295 | 855.3943 | 833.185 | 0.10214 | 0.12222 | 0.11296 | 0.11858 | 0.049087 | 0.043917 | 0.044307 | 0.044107 | 187.1502 | 239.3333 | 233.9381 | 245.7872 | 89.9379 | 85.999 | 91.762 | 91.4231
4 | 4 | 20 | 2114.9303 | 2220.5907 | 2321.1439 | 2359.7946 | 80 | 63 | 0 | 0 | 0 | 0 | 0 | 0 | 0 | 0 | 0 | 0 | 239.0495 | 227.4382 | 242.3505 | 263.1859 | 0 | 0 | 0 | 0 | 9.2189 | 30.3613 | 36.6047 | 77.3505 | 9.4503 | 24.3087 | 31.1633 | 38.6272 | 1777.2116 | 1875.4824 | 2011.0253 | 1980.631 | 0.42087 | 0.43174 | 0.42154 | 0.40469 | 747.9838 | 809.7268 | 847.7197 | 801.5345 | 0.10224 | 0.1222 | 0.11293 | 0.11859 | 0.049112 | 0.043933 | 0.044334 | 0.044056 | 181.7083 | 229.1908 | 227.1151 | 234.8793 | 87.2823 | 82.3955 | 89.1572 | 87.2577
4 | 4 | 21 | 2001.792 | 2103.2242 | 2199.6014 | 2236.7099 | 80 | 63 | 0 | 0 | 0 | 0 | 0 | 0 | 0 | 0 | 0 | 0 | 260.0575 | 257.6206 | 271.126 | 290.7246 | 0 | 0 | 0 | 0 | 10.5288 | 42.8222 | 8.2648 | 29.5536 | 4.879 | 13.4188 | 25.0981 | 39.304 | 1646.3266 | 1726.3625 | 1895.1126 | 1877.1277 | 0.41808 | 0.42369 | 0.41303 | 0.4036 | 688.298 | 731.4394 | 782.7458 | 757.6168 | 0.10181 | 0.12224 | 0.11296 | 0.11847 | 0.049011 | 0.043613 | 0.04411 | 0.043849 | 167.6093 | 211.0379 | 214.0696 | 222.3916 | 80.6885 | 75.2918 | 83.5936 | 82.3096
4 | 4 | 22 | 1813.0137 | 1906.9566 | 1996.4782 | 2031.8397 | 80 | 63 | 0 | 0 | 0 | 0 | 0 | 0 | 0 | 0 | 0 | 0 | 250.7006 | 248.6425 | 262.2677 | 279.8925 | 0 | 0 | 0 | 0 | 8.7923 | 22.3164 | 17.5303 | 36.7086 | 3.9246 | 20.1674 | 22.3665 | 39.0313 | 1469.5962 | 1552.8302 | 1694.3138 | 1676.2073 | 0.41431 | 0.4215 | 0.41126 | 0.40084 | 608.8653 | 654.5155 | 696.7999 | 671.8878 | 0.10193 | 0.12204 | 0.1124 | 0.11843 | 0.049173 | 0.043315 | 0.043705 | 0.043791 | 149.8024 | 189.5029 | 190.437 | 198.5095 | 72.2646 | 67.261 | 74.0497 | 73.4032
4 | 4 | 23 | 1634.6179 | 1720.31 | 1802.0166 | 1834.5825 | 80 | 63 | 0 | 0 | 0 | 0 | 0 | 0 | 0 | 0 | 0 | 0 | 237.7851 | 237.0945 | 250.3598 | 265.632 | 0 | 0 | 0 | 0 | 5.3518 | 27.2962 | 59.3261 | 27.4657 | 3.6801 | 14.4334 | 14.1955 | 35.7598 | 1307.8009 | 1378.4858 | 1478.1352 | 1505.7251 | 0.41263 | 0.42045 | 0.41146 | 0.39726 | 539.6433 | 579.5888 | 608.187 | 598.165 | 0.10258 | 0.12177 | 0.1122 | 0.11826 | 0.049826 | 0.043209 | 0.043549 | 0.043564 | 134.1535 | 167.8605 | 165.843 | 178.0677 | 65.162 | 59.5637 | 64.372 | 65.5957
4 | 4 | 24 | 1516.8136 | 1589.933 | 1658.2386 | 1681.7513 | 80 | 63 | 0 | 0 | 0 | 0 | 0 | 0 | 0 | 0 | 0 | 0 | 223.2783 | 225.4014 | 237.4424 | 250.5265 | 0 | 0 | 0 | 0 | 6.4303 | 11.6098 | 22.4901 | 23.8517 | 1.856 | 27.1523 | 22.9452 | 26.0041 | 1205.249 | 1262.7695 | 1375.3609 | 1381.369 | 0.41183 | 0.4219 | 0.41161 | 0.39624 | 496.3525 | 532.7587 | 566.1094 | 547.3549 | 0.10329 | 0.1216 | 0.1122 | 0.11814 | 0.050608 | 0.043132 | 0.043439 | 0.043334 | 124.4949 | 153.5536 | 154.3133 | 163.1976 | 60.9955 | 54.4656 | 59.7448 | 59.8609
4 | 5 | 1 | 1456.6067 | 1518.6705 | 1574.6559 | 1588.624 | 80 | 63 | 0 | 0 | 0 | 0 | 0 | 0 | 0 | 0 | 0 | 0 | 181.2162 | 179.3903 | 189.6333 | 201.6893 | 0 | 0 | 0 | 0 | 3.1402 | 23.0713 | 19.8138 | 22.8388 | 1.7206 | 20.6643 | 24.8656 | 13.1437 | 1190.5297 | 1232.5446 | 1340.3432 | 1350.9522 | 0.4113 | 0.42149 | 0.41495 | 0.39673 | 489.6645 | 519.5052 | 556.1749 | 535.9689 | 0.10289 | 0.12162 | 0.11217 | 0.11811 | 0.05005 | 0.043062 | 0.043445 | 0.043342 | 122.4883 | 149.8985 | 150.3472 | 159.5595 | 59.5866 | 53.0756 | 58.2307 | 58.5532
4 | 5 | 2 | 1422.3653 | 1475.9865 | 1522.754 | 1529.6964 | 80 | 63 | 0 | 0 | 0 | 0 | 0 | 0 | 0 | 0 | 0 | 0 | 128.5734 | 119.5955 | 127.6671 | 139.6671 | 0 | 0 | 0 | 0 | 0.75634 | 14.4506 | 24.9126 | 7.9703 | 2.1866 | 19.5257 | 11.6543 | 4.8112 | 1210.8489 | 1259.4148 | 1358.5201 | 1377.2478 | 0.41115 | 0.42158 | 0.41337 | 0.39654 | 497.8405 | 530.9395 | 561.5652 | 546.1281 | 0.10273 | 0.12163 | 0.11215 | 0.11812 | 0.049822 | 0.043108 | 0.043416 | 0.0432 | 124.3924 | 153.1833 | 152.3558 | 162.6862 | 60.3267 | 54.2914 | 58.982 | 59.4974
4 | 5 | 3 | 1430.8806 | 1478.6159 | 1518.707 | 1519.8787 | 80 | 63 | 0 | 0 | 0 | 0 | 0 | 0 | 0 | 0 | 0 | 0 | 84.8442 | 71.8552 | 77.0643 | 89.0643 | 0 | 0 | 0 | 0 | -1.081 | 39.5635 | 21.4971 | 0.5622 | 5.0847 | 21.4738 | 19.0781 | 6.2701 | 1262.0327 | 1282.7234 | 1401.0675 | 1423.9821 | 0.41121 | 0.42135 | 0.41593 | 0.39646 | 518.9557 | 540.4699 | 582.7418 | 564.5557 | 0.10263 | 0.12165 | 0.11206 | 0.11814 | 0.049721 | 0.043021 | 0.043228 | 0.04315 | 129.5237 | 156.0485 | 157.009 | 168.2357 | 62.7495 | 55.1843 | 60.5653 | 61.4453
4 | 5 | 4 | 1451.6799 | 1493.8806 | 1527.4799 | 1522.6364 | 80 | 63 | 0 | 0 | 0 | 0 | 0 | 0 | 0 | 0 | 0 | 0 | 59.9983 | 45.252 | 48.1027 | 60.1027 | 0 | 0 | 0 | 0 | 2.3871 | 37.2385 | 15.9998 | -0.14417 | 3.2188 | 21.7266 | 19.5279 | 10.3758 | 1306.0757 | 1326.6636 | 1443.8496 | 1452.3021 | 0.41164 | 0.4221 | 0.41529 | 0.39674 | 537.629 | 559.9787 | 599.6144 | 576.1806 | 0.10237 | 0.12164 | 0.11204 | 0.11814 | 0.049444 | 0.04308 | 0.043283 | 0.043171 | 133.7027 | 161.3753 | 161.7671 | 171.5722 | 64.577 | 57.1533 | 62.4936 | 62.697
4 | 5 | 5 | 1535.4439 | 1573.0575 | 1600.6368 | 1588.7438 | 80 | 63 | 0 | 0 | 0 | 0 | 0 | 0 | 0 | 0 | 0 | 0 | 47.9626 | 31.1367 | 32.6967 | 44.6967 | 0 | 0 | 0 | 0 | 7.0788 | 53.1477 | 39.6057 | 3.8873 | 4.3664 | 22.6827 | 28.8047 | 16.0468 | 1396.036 | 1403.0905 | 1499.5297 | 1524.113 | 0.41274 | 0.42228 | 0.41522 | 0.39874 | 576.1986 | 592.4992 | 622.6386 | 607.7317 | 0.10209 | 0.12172 | 0.11201 | 0.11811 | 0.049196 | 0.043238 | 0.04346 | 0.043327 | 142.5214 | 170.7881 | 167.96 | 180.0183 | 68.6794 | 60.6672 | 65.1697 | 66.0357
4 | 5 | 6 | 1694.2387 | 1733.4753 | 1761.6282 | 1746.9243 | 80 | 63 | 0 | 0 | 0 | 0 | 0 | 0 | 0 | 0 | 0 | 0 | 42.4771 | 25.6421 | 25.8044 | 37.8056 | 0 | 0 | 0 | 0 | 5.931 | 47.1002 | 31.0595 | 32.0238 | 4.2007 | 17.9829 | 27.0719 | 20.518 | 1561.6299 | 1579.75 | 1677.6924 | 1656.5769 | 0.41319 | 0.42246 | 0.41499 | 0.39779 | 645.2515 | 667.383 | 696.2263 | 658.9776 | 0.10208 | 0.12177 | 0.11203 | 0.11818 | 0.049266 | 0.043392 | 0.043591 | 0.043444 | 159.4123 | 192.3729 | 187.9531 | 195.7799 | 76.9346 | 68.5481 | 73.132 | 71.9675
4 | 5 | 7 | 1817.2926 | 1856.6656 | 1884.6725 | 1868.1072 | 80 | 63 | 0 | 0 | 0 | 0 | 0 | 0 | 0 | 0 | 0 | 0 | 83.3573 | 67.6764 | 68.9779 | 82.0405 | 0 | 0 | 0 | 0 | -5.4364 | 2.3715 | -3.4803 | -1.0178 | 2.9356 | -1.2258 | -2.5875 | -4.6848 | 1656.4362 | 1724.8435 | 1821.7625 | 1791.7693 | 0.41464 | 0.33736 | 0.33191 | 0.39149 | 686.8283 | 581.8899 | 604.653 | 701.4523 | 0.10461 | 0.12273 | 0.11249 | 0.11924 | 0.05158 | 0.044722 | 0.04369 | 0.0457 | 173.2853 | 211.6851 | 204.9233 | 213.6585 | 85.4387 | 77.1389 | 79.5933 | 81.8842
4 | 5 | 8 | 1904.9572 | 1948.2495 | 1981.5834 | 1969.6419 | 80 | 63 | 0 | 0 | 0 | 0 | 0 | 0 | 0 | 0 | 0 | 0 | 328.1384 | 332.828 | 354.153 | 383.5641 | 0 | 0 | 0 | 0 | -5.3838 | -27.0802 | -26.7291 | 35.6485 | -2.4935 | -9.7602 | -15.9465 | -28.3647 | 1504.696 | 1589.2619 | 1670.106 | 1578.7941 | 0.41395 | 0.28029 | 0.32029 | 0.31141 | 622.8628 | 445.4598 | 534.915 | 491.6503 | 0.11105 | 0.12275 | 0.11456 | 0.12533 | 0.058342 | 0.04718 | 0.048353 | 0.063062 | 167.0996 | 195.0885 | 191.335 | 197.8707 | 87.7871 | 74.9809 | 80.754 | 99.5626
4 | 5 | 9 | 1963.0174 | 2011.9883 | 2052.8619 | 2048.0189 | 80 | 63 | 0 | 0 | 0 | 0 | 0 | 0 | 0 | 0 | 0 | 0 | 718.4695 | 759.5932 | 816.6681 | 875.268 | 0 | 0 | 0 | 0 | -4.3049 | -31.2571 | -32.7877 | -72.6581 | -5.8611 | -22.7484 | -29.0516 | -35.7916 | 1174.7139 | 1243.4006 | 1298.0331 | 1281.2006 | 0.39087 | 0 | 0.0068178 | 0 | 459.1617 | 0 | 8.8498 | 0 | 0.11571 | 0.12298 | 0.11416 | 0.12107 | 0.064318 | 0.050891 | 0.049446 | 0.062023 | 135.9313 | 152.9126 | 148.1883 | 155.1191 | 75.5549 | 63.2777 | 64.1821 | 79.4636
4 | 5 | 10 | 2025.5269 | 2078.2307 | 2122.5641 | 2119.0366 | 80 | 63 | 0 | 0 | 0 | 0 | 0 | 0 | 0 | 0 | 0 | 0 | 1197.1276 | 1289.7558 | 1397.8322 | 1497.8149 | 0 | 0 | 0 | 0 | -9.4473 | -65.9079 | -46.6861 | -76.5866 | -9.8768 | -34.684 | -36.0673 | -39.0106 | 767.7234 | 826.0668 | 807.4853 | 736.8189 | 0.39163 | 0 | 0 | 0 | 300.6604 | 0 | 0 | 0 | 0.11232 | 0.12654 | 0.11406 | 0.12113 | 0.060544 | 0.050042 | 0.050721 | 0.062006 | 86.2286 | 104.5278 | 92.0995 | 89.2538 | 46.4813 | 41.3377 | 40.9567 | 45.6875
4 | 5 | 11 | 2039.0744 | 2092.9462 | 2137.3075 | 2132.0826 | 80 | 63 | 0 | 0 | 0 | 0 | 0 | 0 | 0 | 0 | 0 | 0 | 1400.5939 | 1523.767 | 1665.891 | 1791.6506 | 0 | 0 | 0 | 0 | -10.9153 | -69.038 | -68.8432 | -79.0744 | -13.1748 | -38.7419 | -37.9171 | -39.554 | 582.5706 | 613.9591 | 578.1768 | 459.0604 | 0.38888 | 0 | 0 | 0 | 226.5514 | 0 | 0 | 0 | 0.11205 | 0.12684 | 0.11379 | 0.12149 | 0.060811 | 0.051065 | 0.052274 | 0.064997 | 65.2789 | 77.8775 | 65.7925 | 55.77 | 35.4265 | 31.3516 | 30.2235 | 29.8376
4 | 5 | 12 | 2059.6242 | 2115.8871 | 2161.9095 | 2156.5967 | 80 | 63 | 0 | 0 | 0 | 0 | 0 | 0 | 0 | 0 | 0 | 0 | 1472.591 | 1632.5596 | 1809.8575 | 1964.6015 | 0 | 0 | 0 | 0 | -11.7136 | -71.0754 | -84.5742 | -78.4253 | -12.5616 | -36.5834 | -39.1928 | -40 | 531.3084 | 527.9863 | 475.8189 | 310.4206 | 0.38632 | 0 | 0 | 0 | 205.2534 | 0 | 0 | 0 | 0.11219 | 0.12694 | 0.11339 | 0.12149 | 0.061141 | 0.050734 | 0.053282 | 0.064997 | 59.606 | 67.0209 | 53.9511 | 37.7122 | 32.4848 | 26.7867 | 25.3527 | 20.1764
4 | 5 | 13 | 2080.0649 | 2141.7107 | 2193.3189 | 2191.9014 | 80 | 63 | 0 | 0 | 0 | 0 | 0 | 0 | 0 | 0 | 0 | 0 | 1430.9167 | 1615.8288 | 1812.8554 | 1985.0466 | 0 | 0 | 0 | 0 | -10.9243 | -69.3449 | -82.8083 | -83.1347 | -7.0508 | -38.8419 | -39.3898 | -40 | 587.1234 | 571.0687 | 502.6615 | 329.9894 | 0.38495 | 0 | 0 | 0 | 226.0144 | 0 | 0 | 0 | 0.11369 | 0.12317 | 0.11402 | 0.12101 | 0.062322 | 0.05119 | 0.051194 | 0.062258 | 66.7491 | 70.3392 | 57.3158 | 39.9336 | 36.5906 | 29.233 | 25.7334 | 20.5444
4 | 5 | 14 | 2083.0588 | 2148.5353 | 2204.5834 | 2207.0262 | 80 | 63 | 0 | 0 | 0 | 0 | 0 | 0 | 0 | 0 | 0 | 0 | 1166.2929 | 1333.3918 | 1508.5089 | 1663.0488 | 0 | 0 | 0 | 0 | -10.4083 | -69.3158 | -76.9831 | -64.6521 | -7.2574 | -39.298 | -39.339 | -40 | 854.4316 | 860.7573 | 812.3965 | 648.6295 | 0.38305 | 0 | 0 | 0 | 327.2872 | 0 | 0 | 0 | 0.11222 | 0.12321 | 0.11389 | 0.12103 | 0.060537 | 0.049956 | 0.049493 | 0.062434 | 95.8832 | 106.0503 | 92.5261 | 78.5047 | 51.7248 | 43.0003 | 40.208 | 40.4966
4 | 5 | 15 | 2063.3828 | 2131.73 | 2191.1152 | 2196.715 | 80 | 63 | 0 | 0 | 0 | 0 | 0 | 0 | 0 | 0 | 0 | 0 | 973.7529 | 1102.1223 | 1240.4553 | 1364.8516 | 0 | 0 | 0 | 0 | -7.112 | -66.2587 | -66.9421 | -59.8055 | -5.1433 | -38.011 | -38.5994 | -39.8698 | 1021.8852 | 1070.8774 | 1056.2013 | 931.5387 | 0.38528 | 0 | 0 | 0 | 393.7148 | 0 | 0 | 0 | 0.11215 | 0.12394 | 0.11389 | 0.12292 | 0.059854 | 0.049789 | 0.047979 | 0.05792 | 114.608 | 132.7259 | 120.2889 | 114.5033 | 61.1644 | 53.3177 | 50.6758 | 53.9548
4 | 5 | 16 | 2040.6447 | 2116.3652 | 2184.36 | 2197.8342 | 80 | 63 | 0 | 0 | 0 | 0 | 0 | 0 | 0 | 0 | 0 | 0 | 979.8254 | 1067.395 | 1173.1505 | 1277.3818 | 0 | 0 | 0 | 0 | -2.0339 | -35.3781 | -11.1293 | -37.5979 | -4.7475 | -33.8921 | -35.3471 | -39.5832 | 987.6007 | 1055.2404 | 1057.6859 | 997.6335 | 0.41156 | 0 | 0.007326 | 0 | 406.4531 | 0 | 7.7486 | 0 | 0.10925 | 0.12445 | 0.1138 | 0.12245 | 0.05625 | 0.048813 | 0.046652 | 0.053064 | 107.894 | 131.3207 | 120.3615 | 122.1632 | 55.5524 | 51.509 | 49.343 | 52.9381
4 | 5 | 17 | 2002.3225 | 2084.9258 | 2160.9556 | 2181.967 | 80 | 63 | 0 | 0 | 0 | 0 | 0 | 0 | 0 | 0 | 0 | 0 | 849.0784 | 897.0802 | 967.1651 | 1045.1028 | 0 | 0 | 0 | 0 | -3.1817 | -4.2316 | -1.6868 | 23.3919 | -4.0958 | -6.4193 | -12.5458 | -14.205 | 1080.5215 | 1135.4965 | 1208.0231 | 1127.6773 | 0.40997 | 0.23762 | 0.31375 | 0.26988 | 442.9839 | 269.8165 | 379.0124 | 304.3429 | 0.10575 | 0.12367 | 0.11274 | 0.119 | 0.052658 | 0.047039 | 0.044242 | 0.045213 | 114.2617 | 140.4255 | 136.1884 | 134.1893 | 56.8984 | 53.4131 | 53.4454 | 50.9852
4 | 5 | 18 | 1974.153 | 2064.7153 | 2150.0139 | 2179.5102 | 80 | 63 | 0 | 0 | 0 | 0 | 0 | 0 | 0 | 0 | 0 | 0 | 521.3167 | 518.5617 | 548.9116 | 590.0813 | 0 | 0 | 0 | 0 | -2.5103 | -9.9757 | -5.1369 | 8.3 | 1.7349 | -2.848 | -3.5042 | -0.069271 | 1373.6119 | 1495.9773 | 1609.7434 | 1581.1981 | 0.41329 | 0.42469 | 0.41897 | 0.40593 | 567.6965 | 635.331 | 674.4292 | 641.8529 | 0.10253 | 0.12175 | 0.11216 | 0.11831 | 0.049696 | 0.043205 | 0.043128 | 0.043593 | 140.837 | 182.1307 | 180.5485 | 187.0664 | 68.2624 | 64.6341 | 69.4251 | 68.929
4 | 5 | 19 | 2070.8173 | 2170.6016 | 2265.2814 | 2300.3752 | 80 | 63 | 0 | 0 | 0 | 0 | 0 | 0 | 0 | 0 | 0 | 0 | 387.2047 | 370.0012 | 394.1949 | 427.1252 | 0 | 0 | 0 | 0 | 2.5194 | 22.672 | 52.0807 | 40.9518 | 4.9706 | 14.6476 | 12.1127 | 35.9636 | 1596.1226 | 1700.2808 | 1806.8931 | 1796.3346 | 0.4157 | 0.42239 | 0.41303 | 0.40197 | 663.5024 | 718.1784 | 746.2958 | 722.0637 | 0.10214 | 0.12222 | 0.11296 | 0.11858 | 0.049087 | 0.043917 | 0.044307 | 0.044107 | 163.034 | 207.8078 | 204.1012 | 213.0067 | 78.3485 | 74.671 | 80.0586 | 79.2301
4 | 5 | 20 | 2135.0799 | 2241.9208 | 2343.6213 | 2382.794 | 80 | 63 | 0 | 0 | 0 | 0 | 0 | 0 | 0 | 0 | 0 | 0 | 360.2604 | 351.1298 | 372.6679 | 399.7643 | 0 | 0 | 0 | 0 | 9.2189 | 30.3613 | 36.6047 | 77.3505 | 9.4503 | 24.3087 | 31.1633 | 38.6272 | 1676.1503 | 1773.1209 | 1903.1854 | 1867.052 | 0.42087 | 0.43174 | 0.42154 | 0.40469 | 705.4497 | 765.533 | 802.2613 | 755.5706 | 0.10224 | 0.1222 | 0.11293 | 0.11859 | 0.049112 | 0.043933 | 0.044334 | 0.044056 | 171.3754 | 216.6819 | 214.9362 | 221.4102 | 82.319 | 77.8985 | 84.3762 | 82.2539
4 | 5 | 21 | 2032.0864 | 2135.2934 | 2233.3956 | 2271.2888 | 80 | 63 | 0 | 0 | 0 | 0 | 0 | 0 | 0 | 0 | 0 | 0 | 329.5271 | 338.488 | 351.9584 | 373.6259 | 0 | 0 | 0 | 0 | 10.5288 | 42.8222 | 8.2648 | 29.5536 | 4.879 | 13.4188 | 25.0981 | 39.304 | 1607.1515 | 1677.5644 | 1848.0743 | 1828.8053 | 0.41808 | 0.42369 | 0.41303 | 0.4036 | 671.9197 | 710.7642 | 763.3174 | 738.1136 | 0.10181 | 0.12224 | 0.11296 | 0.11847 | 0.049011 | 0.043613 | 0.04411 | 0.043849 | 163.6209 | 205.0726 | 208.7562 | 216.6666 | 78.7685 | 73.1636 | 81.5187 | 80.1907
4 | 5 | 22 | 1862.6182 | 1959.4672 | 2051.8133 | 2088.4596 | 80 | 63 | 0 | 0 | 0 | 0 | 0 | 0 | 0 | 0 | 0 | 0 | 361.8872 | 390.481 | 397.9209 | 419.906 | 0 | 0 | 0 | 0 | 8.7923 | 22.3164 | 17.5303 | 36.7086 | 3.9246 | 20.1674 | 22.3665 | 39.0313 | 1408.0142 | 1463.5024 | 1613.9956 | 1592.8137 | 0.41431 | 0.4215 | 0.41126 | 0.40084 | 583.3514 | 616.864 | 663.7685 | 638.4605 | 0.10193 | 0.12204 | 0.1124 | 0.11843 | 0.049173 | 0.043315 | 0.043705 | 0.043791 | 143.525 | 178.6016 | 181.4094 | 188.6334 | 69.2364 | 63.3918 | 70.5394 | 69.7513
4 | 5 | 23 | 1694.1573 | 1783.3376 | 1868.4343 | 1902.5425 | 80 | 63 | 0 | 0 | 0 | 0 | 0 | 0 | 0 | 0 | 0 | 0 | 348.0861 | 374.5727 | 381.6612 | 403.158 | 0 | 0 | 0 | 0 | 5.3518 | 27.2962 | 59.3261 | 27.4657 | 3.6801 | 14.4334 | 14.1955 | 35.7598 | 1257.0393 | 1304.0352 | 1413.2516 | 1436.159 | 0.41263 | 0.42045 | 0.41146 | 0.39726 | 518.6974 | 548.2858 | 581.4903 | 570.5292 | 0.10258 | 0.12177 | 0.1122 | 0.11826 | 0.049826 | 0.043209 | 0.043549 | 0.043564 | 128.9464 | 158.7946 | 158.5633 | 169.8408 | 62.6328 | 56.3467 | 61.5464 | 62.5651
4 | 5 | 24 | 1581.3904 | 1658.2931 | 1730.2757 | 1755.4611 | 80 | 63 | 0 | 0 | 0 | 0 | 0 | 0 | 0 | 0 | 0 | 0 | 362.0379 | 395.17 | 402.4714 | 421.1991 | 0 | 0 | 0 | 0 | 6.4303 | 11.6098 | 22.4901 | 23.8517 | 1.856 | 27.1523 | 22.9452 | 26.0041 | 1131.0662 | 1161.361 | 1282.3691 | 1284.4062 | 0.41183 | 0.4219 | 0.41161 | 0.39624 | 465.8021 | 489.9748 | 527.8332 | 508.9342 | 0.10329 | 0.1216 | 0.1122 | 0.11814 | 0.050608 | 0.043132 | 0.043439 | 0.043334 | 116.8323 | 141.2222 | 143.8798 | 151.7423 | 57.2413 | 50.0916 | 55.7053 | 55.659
4 | 6 | 1 | 1494.2473 | 1558.5164 | 1616.6451 | 1631.5881 | 80 | 63 | 0 | 0 | 0 | 0 | 0 | 0 | 0 | 0 | 0 | 0 | 379.1857 | 417.2126 | 424.7028 | 442.1808 | 0 | 0 | 0 | 0 | 3.1402 | 23.0713 | 19.8138 | 22.8388 | 1.7206 | 20.6643 | 24.8656 | 13.1437 | 1030.2009 | 1034.5682 | 1147.2628 | 1153.4247 | 0.4113 | 0.42149 | 0.41495 | 0.39673 | 423.7213 | 436.0601 | 476.0563 | 457.603 | 0.10289 | 0.12162 | 0.11217 | 0.11811 | 0.05005 | 0.043062 | 0.043445 | 0.043342 | 105.9928 | 125.8212 | 128.6892 | 136.2298 | 51.562 | 44.5504 | 49.8424 | 49.9919
4 | 6 | 2 | 1449.9312 | 1505.1673 | 1553.5044 | 1561.1608 | 80 | 63 | 0 | 0 | 0 | 0 | 0 | 0 | 0 | 0 | 0 | 0 | 403.0655 | 446.6106 | 452.4838 | 472.004 | 0 | 0 | 0 | 0 | 0.75634 | 14.4506 | 24.9126 | 7.9703 | 2.1866 | 19.5257 | 11.6543 | 4.8112 | 963.9227 | 961.5805 | 1064.4538 | 1076.3754 | 0.41115 | 0.42158 | 0.41337 | 0.39654 | 396.3168 | 405.3796 | 440.0083 | 426.8214 | 0.10273 | 0.12163 | 0.11215 | 0.11812 | 0.049822 | 0.043108 | 0.043416 | 0.0432 | 99.0253 | 116.9575 | 119.3767 | 127.1459 | 48.0244 | 41.4522 | 46.2147 | 46.4996
4 | 6 | 3 | 1430.8107 | 1478.5418 | 1518.6289 | 1519.7988 | 80 | 63 | 0 | 0 | 0 | 0 | 0 | 0 | 0 | 0 | 0 | 0 | 427.4759 | 471.3642 | 478.2513 | 499.6749 | 0 | 0 | 0 | 0 | -1.081 | 39.5635 | 21.4971 | 0.5622 | 5.0847 | 21.4738 | 19.0781 | 6.2701 | 919.331 | 883.1403 | 999.8025 | 1013.2916 | 0.41121 | 0.42135 | 0.41593 | 0.39646 | 378.0347 | 372.1073 | 415.8448 | 401.7323 | 0.10263 | 0.12165 | 0.11206 | 0.11814 | 0.049721 | 0.043021 | 0.043228 | 0.04315 | 94.3519 | 107.4376 | 112.0417 | 119.7149 | 45.7101 | 37.9938 | 43.2195 | 43.7239
4 | 6 | 4 | 1445.3132 | 1487.1409 | 1520.3777 | 1515.3692 | 80 | 63 | 0 | 0 | 0 | 0 | 0 | 0 | 0 | 0 | 0 | 0 | 417.9099 | 456.6846 | 465.0956 | 486.4623 | 0 | 0 | 0 | 0 | 2.3871 | 37.2385 | 15.9998 | -0.14417 | 3.2188 | 21.7266 | 19.5279 | 10.3758 | 941.7973 | 908.4913 | 1019.7544 | 1018.6753 | 0.41164 | 0.4221 | 0.41529 | 0.39674 | 387.6786 | 383.47 | 423.4925 | 404.1452 | 0.10237 | 0.12164 | 0.11204 | 0.11814 | 0.049444 | 0.04308 | 0.043283 | 0.043171 | 96.4116 | 110.5088 | 114.252 | 120.3443 | 46.5658 | 39.1382 | 44.1377 | 43.977
4 | 6 | 5 | 1537.193 | 1574.9091 | 1602.5879 | 1590.7403 | 80 | 63 | 0 | 0 | 0 | 0 | 0 | 0 | 0 | 0 | 0 | 0 | 384.7987 | 414.1407 | 423.4455 | 445.0108 | 0 | 0 | 0 | 0 | 7.0788 | 53.1477 | 39.6057 | 3.8873 | 4.3664 | 22.6827 | 28.8047 | 16.0468 | 1060.949 | 1021.938 | 1110.7321 | 1125.7954 | 0.41274 | 0.42228 | 0.41522 | 0.39874 | 437.8952 | 431.5456 | 461.2011 | 448.9047 | 0.10209 | 0.12172 | 0.11201 | 0.11811 | 0.049196 | 0.043238 | 0.04346 | 0.043327 | 108.3123 | 124.3931 | 124.4114 | 132.9716 | 52.1945 | 44.1869 | 48.2725 | 48.7777
4 | 6 | 6 | 1679.3364 | 1717.6999 | 1745.0042 | 1729.9143 | 80 | 63 | 0 | 0 | 0 | 0 | 0 | 0 | 0 | 0 | 0 | 0 | 412.7669 | 443.5804 | 454.8492 | 475.0603 | 0 | 0 | 0 | 0 | 5.931 | 47.1002 | 31.0595 | 32.0238 | 4.2007 | 17.9829 | 27.0719 | 20.518 | 1176.4378 | 1146.0363 | 1232.0237 | 1202.3122 | 0.41319 | 0.42246 | 0.41499 | 0.39779 | 486.0936 | 484.1558 | 511.2781 | 478.2735 | 0.10208 | 0.12177 | 0.11203 | 0.11818 | 0.049266 | 0.043392 | 0.043591 | 0.043444 | 120.0916 | 139.5577 | 138.0245 | 142.0934 | 57.9579 | 49.7285 | 53.7049 | 52.2327
4 | 6 | 7 | 1789.1671 | 1826.8923 | 1853.2978 | 1836.0039 | 80 | 63 | 0 | 0 | 0 | 0 | 0 | 0 | 0 | 0 | 0 | 0 | 826.7892 | 854.8005 | 870.2042 | 892.8396 | 0 | 0 | 0 | 0 | -5.4364 | 2.3715 | -3.4803 | -1.0178 | 2.9356 | -1.2258 | -2.5875 | -4.6848 | 884.8787 | 907.9462 | 989.1614 | 948.8669 | 0.41464 | 0.33736 | 0.33191 | 0.39149 | 366.908 | 306.303 | 328.3081 | 371.4679 | 0.10461 | 0.12273 | 0.11249 | 0.11924 | 0.05158 | 0.044722 | 0.04369 | 0.0457 | 92.5701 | 111.4296 | 111.2671 | 113.1471 | 45.6419 | 40.6054 | 43.2167 | 43.3634
4 | 6 | 8 | 1882.009 | 1923.9569 | 1955.9841 | 1943.4482 | 80 | 63 | 0 | 0 | 0 | 0 | 0 | 0 | 0 | 0 | 0 | 0 | 1160.4921 | 1236.5089 | 1292.9705 | 1355.6888 | 0 | 0 | 0 | 0 | -5.3838 | -27.0802 | -26.7291 | 35.6485 | -2.4935 | -9.7602 | -15.9465 | -28.3647 | 649.3942 | 661.2884 | 705.6891 | 580.4756 | 0.41395 | 0.28029 | 0.32029 | 0.31141 | 268.8141 | 185.3549 | 226.0238 | 180.7652 | 0.11105 | 0.12275 | 0.11456 | 0.12533 | 0.058342 | 0.04718 | 0.048353 | 0.063062 | 72.1165 | 81.1759 | 80.847 | 72.7512 | 37.887 | 31.1994 | 34.1219 | 36.6062
4 | 6 | 9 | 1966.9354 | 2016.1358 | 2057.2325 | 2052.491 | 80 | 63 | 0 | 0 | 0 | 0 | 0 | 0 | 0 | 0 | 0 | 0 | 1390.5892 | 1536.851 | 1657.0597 | 1775.4104 | 0 | 0 | 0 | 0 | -4.3049 | -31.2571 | -32.7877 | -72.6581 | -5.8611 | -22.7484 | -29.0516 | -35.7916 | 506.5122 | 470.2903 | 462.0121 | 385.5303 | 0.39087 | 0 | 0.0068178 | 0 | 197.981 | 0 | 3.1499 | 0 | 0.11571 | 0.12298 | 0.11416 | 0.12107 | 0.064318 | 0.050891 | 0.049446 | 0.062023 | 58.6108 | 57.836 | 52.745 | 46.6774 | 32.5777 | 23.9335 | 22.8445 | 23.9117
4 | 6 | 10 | 2010.1348 | 2061.9368 | 2105.3938 | 2101.4677 | 80 | 63 | 0 | 0 | 0 | 0 | 0 | 0 | 0 | 0 | 0 | 0 | 1568.0827 | 1756.1672 | 1923.0973 | 2081.103 | 0 | 0 | 0 | 0 | -9.4473 | -65.9079 | -46.6861 | -76.5866 | -9.8768 | -34.684 | -36.0673 | -39.0106 | 381.3761 | 343.3615 | 265.0499 | 135.9619 | 0.39163 | 0 | 0 | 0 | 149.3568 | 0 | 0 | 0 | 0.11232 | 0.12654 | 0.11406 | 0.12113 | 0.060544 | 0.050042 | 0.050721 | 0.062006 | 42.8351 | 43.4479 | 30.2309 | 16.4696 | 23.0901 | 17.1824 | 13.4437 | 8.4305
4 | 6 | 11 | 2026.7608 | 2079.9111 | 2123.5712 | 2118.0274 | 80 | 63 | 0 | 0 | 0 | 0 | 0 | 0 | 0 | 0 | 0 | 0 | 1790.199 | 2016.2548 | 2225.368 | 2419.9299 | 0 | 0 | 0 | 0 | -10.9153 | -69.038 | -68.8432 | -79.0744 | -13.1748 | -38.7419 | -37.9171 | -39.554 | 180.6518 | 108.4363 | 4.9635 | -183.274 | 0.38888 | 0 | 0 | 0 | 70.2523 | 0 | 0 | 0 | 0.11205 | 0.12684 | 0.11379 | 0.12149 | 0.060811 | 0.051065 | 0.052274 | 0.064997 | 20.2426 | 13.7546 | 0.56482 | -22.2655 | 10.9856 | 5.5373 | 0.25946 | -11.9123
4 | 6 | 12 | 2017.4359 | 2071.2272 | 2114.8474 | 2108.4418 | 80 | 63 | 0 | 0 | 0 | 0 | 0 | 0 | 0 | 0 | 0 | 0 | 1853.9193 | 2093.4043 | 2314.6492 | 2523.221 | 0 | 0 | 0 | 0 | -11.7136 | -71.0754 | -84.5742 | -78.4253 | -12.5616 | -36.5834 | -39.1928 | -40 | 107.7917 | 22.4816 | -76.035 | -296.3538 | 0.38632 | 0 | 0 | 0 | 41.6418 | 0 | 0 | 0 | 0.11219 | 0.12694 | 0.11339 | 0.12149 | 0.061141 | 0.050734 | 0.053282 | 0.064997 | 12.0928 | 2.8537 | -8.6213 | -36.0032 | 6.5905 | 1.1406 | -4.0513 | -19.2621
4 | 6 | 13 | 2017.657 | 2075.6465 | 2123.7012 | 2120.6672 | 80 | 63 | 0 | 0 | 0 | 0 | 0 | 0 | 0 | 0 | 0 | 0 | 1911.7097 | 2155.1542 | 2381.1386 | 2595.6642 | 0 | 0 | 0 | 0 | -10.9243 | -69.3449 | -82.8083 | -83.1347 | -7.0508 | -38.8419 | -39.3898 | -40 | 43.9225 | -34.3208 | -135.2393 | -351.8623 | 0.38495 | 0 | 0 | 0 | 16.908 | 0 | 0 | 0 | 0.11369 | 0.12317 | 0.11402 | 0.12101 | 0.062322 | 0.05119 | 0.051194 | 0.062258 | 4.9935 | -4.2273 | -15.4206 | -42.5805 | 2.7373 | -1.7569 | -6.9235 | -21.9061
4 | 6 | 14 | 2018.552 | 2080.2492 | 2132.6243 | 2133.3963 | 80 | 63 | 0 | 0 | 0 | 0 | 0 | 0 | 0 | 0 | 0 | 0 | 2013.7085 | 2223.6994 | 2449.9912 | 2654.9549 | 0 | 0 | 0 | 0 | -10.4083 | -69.3158 | -76.9831 | -64.6521 | -7.2574 | -39.298 | -39.339 | -40 | -57.4908 | -97.8364 | -201.0449 | -416.9066 | 0.38305 | 0 | 0 | 0 | -22.0217 | 0 | 0 | 0 | 0.11222 | 0.12321 | 0.11389 | 0.12103 | 0.060537 | 0.049956 | 0.049493 | 0.062434 | -6.4515 | -12.054 | -22.8976 | -50.4589 | -3.4803 | -4.8875 | -9.9503 | -26.0292
4 | 6 | 15 | 1997.2668 | 2061.7405 | 2117.3611 | 2121.2483 | 80 | 63 | 0 | 0 | 0 | 0 | 0 | 0 | 0 | 0 | 0 | 0 | 2047.8252 | 2212.9827 | 2436.4703 | 2624.9345 | 0 | 0 | 0 | 0 | -7.112 | -66.2587 | -66.9421 | -59.8055 | -5.1433 | -38.011 | -38.5994 | -39.8698 | -118.3032 | -109.9726 | -213.5678 | -404.011 | 0.38528 | 0 | 0 | 0 | -45.5802 | 0 | 0 | 0 | 0.11215 | 0.12394 | 0.11389 | 0.12292 | 0.059854 | 0.049789 | 0.047979 | 0.05792 | -13.2681 | -13.6301 | -24.3229 | -49.6604 | -7.081 | -5.4754 | -10.2468 | -23.4004
4 | 6 | 16 | 1977.3272 | 2049.3382 | 2113.7277 | 2125.5619 | 80 | 63 | 0 | 0 | 0 | 0 | 0 | 0 | 0 | 0 | 0 | 0 | 1745.9651 | 1877.1451 | 2037.6847 | 2189.1045 | 0 | 0 | 0 | 0 | -2.0339 | -35.3781 | -11.1293 | -37.5979 | -4.7475 | -33.8921 | -35.3471 | -39.5832 | 158.1435 | 178.4633 | 122.5195 | 13.6385 | 0.41156 | 0 | 0.007326 | 0 | 65.0849 | 0 | 0.89757 | 0 | 0.10925 | 0.12445 | 0.1138 | 0.12245 | 0.05625 | 0.048813 | 0.046652 | 0.053064 | 17.277 | 22.2091 | 13.9424 | 1.6701 | 8.8955 | 8.7113 | 5.7158 | 0.72371
4 | 6 | 17 | 1953.7674 | 2033.5261 | 2106.7912 | 2126.5449 | 80 | 63 | 0 | 0 | 0 | 0 | 0 | 0 | 0 | 0 | 0 | 0 | 1288.3319 | 1372.2786 | 1470.8541 | 1579.2525 | 0 | 0 | 0 | 0 | -3.1817 | -4.2316 | -1.6868 | 23.3919 | -4.0958 | -6.4193 | -12.5458 | -14.205 | 592.713 | 608.8984 | 650.1697 | 538.1055 | 0.40997 | 0.23762 | 0.31375 | 0.26988 | 242.9959 | 144.6863 | 203.9881 | 145.2265 | 0.10575 | 0.12367 | 0.11274 | 0.119 | 0.052658 | 0.047039 | 0.044242 | 0.045213 | 62.6775 | 75.3017 | 73.2979 | 64.0325 | 31.2112 | 28.6423 | 28.7648 | 24.3292
4 | 6 | 18 | 1935.8128 | 2024.1288 | 2107.2443 | 2135.7475 | 80 | 63 | 0 | 0 | 0 | 0 | 0 | 0 | 0 | 0 | 0 | 0 | 744.7476 | 750.8281 | 792.7087 | 848.763 | 0 | 0 | 0 | 0 | -2.5103 | -9.9757 | -5.1369 | 8.3 | 1.7349 | -2.848 | -3.5042 | -0.069271 | 1111.8406 | 1223.1243 | 1323.1766 | 1278.7537 | 0.41329 | 0.42469 | 0.41897 | 0.40593 | 459.5097 | 519.4523 | 554.3672 | 519.0822 | 0.10253 | 0.12175 | 0.11216 | 0.11831 | 0.049696 | 0.043205 | 0.043128 | 0.043593 | 113.9975 | 148.9117 | 148.4072 | 151.2852 | 55.2536 | 52.8454 | 57.066 | 55.7446
4 | 6 | 19 | 2035.8353 | 2133.5701 | 2226.2581 | 2260.4457 | 80 | 63 | 0 | 0 | 0 | 0 | 0 | 0 | 0 | 0 | 0 | 0 | 496.1889 | 490.8867 | 510.1846 | 557.8301 | 0 | 0 | 0 | 0 | 2.5194 | 22.672 | 52.0807 | 40.9518 | 4.9706 | 14.6476 | 12.1127 | 35.9636 | 1452.1565 | 1542.3638 | 1651.8801 | 1625.7002 | 0.4157 | 0.42239 | 0.41303 | 0.40197 | 603.6562 | 651.4761 | 682.2712 | 653.4746 | 0.10214 | 0.12222 | 0.11296 | 0.11858 | 0.049087 | 0.043917 | 0.044307 | 0.044107 | 148.3288 | 188.5072 | 186.5914 | 192.7731 | 71.2816 | 67.7358 | 73.1903 | 71.704
4 | 6 | 20 | 2067.9144 | 2170.8204 | 2268.6965 | 2306.1294 | 80 | 63 | 0 | 0 | 0 | 0 | 0 | 0 | 0 | 0 | 0 | 0 | 568.4223 | 568.1976 | 592.5381 | 640.0086 | 0 | 0 | 0 | 0 | 9.2189 | 30.3613 | 36.6047 | 77.3505 | 9.4503 | 24.3087 | 31.1633 | 38.6272 | 1400.8229 | 1484.9527 | 1608.3903 | 1550.1431 | 0.42087 | 0.43174 | 0.42154 | 0.40469 | 589.5713 | 641.1183 | 677.9945 | 627.3219 | 0.10224 | 0.1222 | 0.11293 | 0.11859 | 0.049112 | 0.043933 | 0.044334 | 0.044056 | 143.225 | 181.4667 | 181.6435 | 183.8286 | 68.7971 | 65.2384 | 71.3067 | 68.2924
4 | 6 | 21 | 1982.4819 | 2082.7828 | 2178.0605 | 2214.6688 | 80 | 63 | 0 | 0 | 0 | 0 | 0 | 0 | 0 | 0 | 0 | 0 | 609.6591 | 598.3485 | 631.665 | 679.6086 | 0 | 0 | 0 | 0 | 10.5288 | 42.8222 | 8.2648 | 29.5536 | 4.879 | 13.4188 | 25.0981 | 39.304 | 1277.4149 | 1365.1932 | 1513.0327 | 1466.2026 | 0.41808 | 0.42369 | 0.41303 | 0.4036 | 534.063 | 578.4162 | 624.9338 | 591.7657 | 0.10181 | 0.12224 | 0.11296 | 0.11847 | 0.049011 | 0.043613 | 0.04411 | 0.043849 | 130.0511 | 166.887 | 170.9103 | 173.7075 | 62.6077 | 59.5401 | 66.74 | 64.291
4 | 6 | 22 | 1870.3143 | 1967.6141 | 2060.3984 | 2097.2441 | 80 | 63 | 0 | 0 | 0 | 0 | 0 | 0 | 0 | 0 | 0 | 0 | 625.7867 | 611.5567 | 650.2207 | 694.8315 | 0 | 0 | 0 | 0 | 8.7923 | 22.3164 | 17.5303 | 36.7086 | 3.9246 | 20.1674 | 22.3665 | 39.0313 | 1151.8107 | 1250.5736 | 1370.281 | 1326.6727 | 0.41431 | 0.4215 | 0.41126 | 0.40084 | 477.2043 | 527.1148 | 563.5389 | 531.781 | 0.10193 | 0.12204 | 0.1124 | 0.11843 | 0.049173 | 0.043315 | 0.043705 | 0.043791 | 117.4091 | 152.6164 | 154.0164 | 157.1149 | 56.6381 | 54.1687 | 59.8879 | 58.0967
4 | 6 | 23 | 1701.8534 | 1791.4845 | 1877.0195 | 1911.327 | 80 | 63 | 0 | 0 | 0 | 0 | 0 | 0 | 0 | 0 | 0 | 0 | 633.393 | 618.3737 | 663.7629 | 700.2182 | 0 | 0 | 0 | 0 | 5.3518 | 27.2962 | 59.3261 | 27.4657 | 3.6801 | 14.4334 | 14.1955 | 35.7598 | 979.4285 | 1068.3811 | 1139.735 | 1147.8833 | 0.41263 | 0.42045 | 0.41146 | 0.39726 | 404.1456 | 449.2043 | 468.9504 | 456.0086 | 0.10258 | 0.12177 | 0.1122 | 0.11826 | 0.049826 | 0.043209 | 0.043549 | 0.043564 | 100.4692 | 130.0986 | 127.8754 | 135.7492 | 48.8007 | 46.1642 | 49.6349 | 50.0066
4 | 6 | 24 | 1565.4386 | 1641.4068 | 1712.4811 | 1737.2533 | 80 | 63 | 0 | 0 | 0 | 0 | 0 | 0 | 0 | 0 | 0 | 0 | 628.4057 | 616.9252 | 664.912 | 694.5089 | 0 | 0 | 0 | 0 | 6.4303 | 11.6098 | 22.4901 | 23.8517 | 1.856 | 27.1523 | 22.9452 | 26.0041 | 848.7467 | 922.7194 | 1002.1338 | 992.8886 | 0.41183 | 0.4219 | 0.41161 | 0.39624 | 349.5356 | 389.2926 | 412.4862 | 393.423 | 0.10329 | 0.1216 | 0.1122 | 0.11814 | 0.050608 | 0.043132 | 0.043439 | 0.043334 | 87.6704 | 112.2033 | 112.4378 | 117.3018 | 42.9536 | 39.7986 | 43.532 | 43.0263
4 | 7 | 1 | 1494.3173 | 1558.5905 | 1616.7231 | 1631.668 | 80 | 63 | 0 | 0 | 0 | 0 | 0 | 0 | 0 | 0 | 0 | 0 | 602.2663 | 588.396 | 636.7186 | 663.6305 | 0 | 0 | 0 | 0 | 3.1402 | 23.0713 | 19.8138 | 22.8388 | 1.7206 | 20.6643 | 24.8656 | 13.1437 | 807.1902 | 863.4588 | 935.3251 | 932.0549 | 0.4113 | 0.42149 | 0.41495 | 0.39673 | 331.9971 | 363.9392 | 388.1128 | 369.778 | 0.10289 | 0.12162 | 0.11217 | 0.11811 | 0.05005 | 0.043062 | 0.043445 | 0.043342 | 83.0482 | 105.0114 | 104.916 | 110.084 | 40.4003 | 37.1821 | 40.6348 | 40.3973
4 | 7 | 2 | 1439.9263 | 1494.5763 | 1542.3437 | 1549.741 | 80 | 63 | 0 | 0 | 0 | 0 | 0 | 0 | 0 | 0 | 0 | 0 | 568.8971 | 553.7483 | 601.4117 | 625.2857 | 0 | 0 | 0 | 0 | 0.75634 | 14.4506 | 24.9126 | 7.9703 | 2.1866 | 19.5257 | 11.6543 | 4.8112 | 788.0862 | 843.8518 | 904.3651 | 911.6738 | 0.41115 | 0.42158 | 0.41337 | 0.39654 | 324.0217 | 355.7479 | 373.8332 | 361.5113 | 0.10273 | 0.12163 | 0.11215 | 0.11812 | 0.049822 | 0.043108 | 0.043416 | 0.0432 | 80.9614 | 102.6381 | 101.4231 | 107.6907 | 39.2639 | 36.3771 | 39.2643 | 39.3845
4 | 7 | 3 | 1405.2038 | 1451.4348 | 1490.0638 | 1490.5705 | 80 | 63 | 0 | 0 | 0 | 0 | 0 | 0 | 0 | 0 | 0 | 0 | 539.445 | 524.731 | 570.5985 | 592.4819 | 0 | 0 | 0 | 0 | -1.081 | 39.5635 | 21.4971 | 0.5622 | 5.0847 | 21.4738 | 19.0781 | 6.2701 | 781.7551 | 802.6664 | 878.8901 | 891.2563 | 0.41121 | 0.42135 | 0.41593 | 0.39646 | 321.4626 | 338.2 | 365.5541 | 353.3498 | 0.10263 | 0.12165 | 0.11206 | 0.11814 | 0.049721 | 0.043021 | 0.043228 | 0.04315 | 80.2323 | 97.6476 | 98.4918 | 105.2971 | 38.8696 | 34.5317 | 37.9927 | 38.458
4 | 7 | 4 | 1404.5941 | 1444.0362 | 1474.9545 | 1468.8914 | 80 | 63 | 0 | 0 | 0 | 0 | 0 | 0 | 0 | 0 | 0 | 0 | 519.4345 | 506.4059 | 550.6021 | 570.9111 | 0 | 0 | 0 | 0 | 2.3871 | 37.2385 | 15.9998 | -0.14417 | 3.2188 | 21.7266 | 19.5279 | 10.3758 | 799.5537 | 815.6653 | 888.8247 | 887.7486 | 0.41164 | 0.4221 | 0.41529 | 0.39674 | 329.1258 | 344.2886 | 369.1189 | 352.2019 | 0.10237 | 0.12164 | 0.11204 | 0.11814 | 0.049444 | 0.04308 | 0.043283 | 0.043171 | 81.8501 | 99.2175 | 99.5828 | 104.8769 | 39.5328 | 35.1392 | 38.4707 | 38.3248
4 | 7 | 5 | 1432.8766 | 1464.4813 | 1486.2203 | 1471.6706 | 80 | 63 | 0 | 0 | 0 | 0 | 0 | 0 | 0 | 0 | 0 | 0 | 484.8526 | 470.8495 | 513.237 | 531.7381 | 0 | 0 | 0 | 0 | 7.0788 | 53.1477 | 39.6057 | 3.8873 | 4.3664 | 22.6827 | 28.8047 | 16.0468 | 856.5787 | 854.8014 | 904.5729 | 919.9984 | 0.41274 | 0.42228 | 0.41522 | 0.39874 | 353.5435 | 360.9669 | 375.5991 | 366.8443 | 0.10209 | 0.12172 | 0.11201 | 0.11811 | 0.049196 | 0.043238 | 0.04346 | 0.043327 | 87.4481 | 104.0488 | 101.3198 | 108.6642 | 42.1403 | 36.9601 | 39.3128 | 39.8611
4 | 7 | 6 | 1463.1475 | 1488.8454 | 1503.8399 | 1483.1502 | 80 | 63 | 0 | 0 | 0 | 0 | 0 | 0 | 0 | 0 | 0 | 0 | 466.5421 | 451.1385 | 490.8712 | 508.9522 | 0 | 0 | 0 | 0 | 5.931 | 47.1002 | 31.0595 | 32.0238 | 4.2007 | 17.9829 | 27.0719 | 20.518 | 906.4737 | 909.6237 | 954.8373 | 921.6562 | 0.41319 | 0.42246 | 0.41499 | 0.39779 | 374.5469 | 384.2807 | 396.2484 | 366.63 | 0.10208 | 0.12177 | 0.11203 | 0.11818 | 0.049266 | 0.043392 | 0.043591 | 0.043444 | 92.5335 | 110.7687 | 106.9711 | 108.9245 | 44.6579 | 39.4702 | 41.6222 | 40.04
4 | 7 | 7 | 1525.7524 | 1548.0454 | 1559.4519 | 1535.335 | 80 | 63 | 0 | 0 | 0 | 0 | 0 | 0 | 0 | 0 | 0 | 0 | 938.2017 | 923.6564 | 967.6934 | 988.9607 | 0 | 0 | 0 | 0 | -5.4364 | 2.3715 | -3.4803 | -1.0178 | 2.9356 | -1.2258 | -2.5875 | -4.6848 | 510.0516 | 560.2432 | 597.8264 | 552.0769 | 0.41464 | 0.33736 | 0.33191 | 0.39149 | 211.4889 | 189.0026 | 198.4219 | 216.1303 | 0.10461 | 0.12273 | 0.11249 | 0.11924 | 0.05158 | 0.044722 | 0.04369 | 0.0457 | 53.3582 | 68.757 | 67.2473 | 65.8321 | 26.3084 | 25.0554 | 26.1192 | 25.23
4 | 7 | 8 | 1640.9828 | 1668.8101 | 1687.1132 | 1668.3342 | 80 | 63 | 0 | 0 | 0 | 0 | 0 | 0 | 0 | 0 | 0 | 0 | 1383.1857 | 1418.352 | 1515.2759 | 1578.9107 | 0 | 0 | 0 | 0 | -5.3838 | -27.0802 | -26.7291 | 35.6485 | -2.4935 | -9.7602 | -15.9465 | -28.3647 | 185.6744 | 224.2985 | 214.5128 | 82.1397 | 0.41395 | 0.28029 | 0.32029 | 0.31141 | 76.8592 | 62.8694 | 68.7059 | 25.579 | 0.11105 | 0.12275 | 0.11456 | 0.12533 | 0.058342 | 0.04718 | 0.048353 | 0.063062 | 20.6195 | 27.5336 | 24.5756 | 10.2946 | 10.8326 | 10.5823 | 10.3723 | 5.1799
4 | 7 | 9 | 1746.3387 | 1782.6154 | 1811.1512 | 1800.6958 | 80 | 63 | 0 | 0 | 0 | 0 | 0 | 0 | 0 | 0 | 0 | 0 | 1662.825 | 1753.2445 | 1910.5754 | 2025.035 | 0 | 0 | 0 | 0 | -4.3049 | -31.2571 | -32.7877 | -72.6581 | -5.8611 | -22.7484 | -29.0516 | -35.7916 | 13.6798 | 20.3764 | -37.5849 | -115.8895 | 0.39087 | 0 | 0.0068178 | 0 | 5.347 | 0 | -0.25625 | 0 | 0.11571 | 0.12298 | 0.11416 | 0.12107 | 0.064318 | 0.050891 | 0.049446 | 0.062023 | 1.5829 | 2.5059 | -4.2908 | -14.0311 | 0.87985 | 1.037 | -1.8584 | -7.1878
4 | 7 | 10 | 1803.6009 | 1843.303 | 1875 | 1865.7241 | 80 | 63 | 0 | 0 | 0 | 0 | 0 | 0 | 0 | 0 | 0 | 0 | 1836.1164 | 1954.8796 | 2158.2617 | 2310.9413 | 0 | 0 | 0 | 0 | -9.4473 | -65.9079 | -46.6861 | -76.5866 | -9.8768 | -34.684 | -36.0673 | -39.0106 | -93.1914 | -73.9846 | -200.5084 | -329.6199 | 0.39163 | 0 | 0 | 0 | -36.4962 | 0 | 0 | 0 | 0.11232 | 0.12654 | 0.11406 | 0.12113 | 0.060544 | 0.050042 | 0.050721 | 0.062006 | -10.467 | -9.3618 | -22.8694 | -39.9282 | -5.6422 | -3.7023 | -10.1701 | -20.4386
4 | 7 | 11 | 1815.5393 | 1856.3151 | 1887.9482 | 1876.9333 | 80 | 63 | 0 | 0 | 0 | 0 | 0 | 0 | 0 | 0 | 0 | 0 | 1957.7617 | 2107.5746 | 2351.7709 | 2539.0114 | 0 | 0 | 0 | 0 | -10.9153 | -69.038 | -68.8432 | -79.0744 | -13.1748 | -38.7419 | -37.9171 | -39.554 | -198.1323 | -206.4796 | -357.0624 | -543.4496 | 0.38888 | 0 | 0 | 0 | -77.0502 | 0 | 0 | 0 | 0.11205 | 0.12684 | 0.11379 | 0.12149 | 0.060811 | 0.051065 | 0.052274 | 0.064997 | -22.2014 | -26.1909 | -40.6312 | -66.0222 | -12.0486 | -10.5438 | -18.665 | -35.3226
4 | 7 | 12 | 1812.3713 | 1854.1487 | 1886.0925 | 1874.3752 | 80 | 63 | 0 | 0 | 0 | 0 | 0 | 0 | 0 | 0 | 0 | 0 | 2012.238 | 2181.2708 | 2443.7919 | 2650.9032 | 0 | 0 | 0 | 0 | -11.7136 | -71.0754 | -84.5742 | -78.4253 | -12.5616 | -36.5834 | -39.1928 | -40 | -255.5915 | -282.4633 | -433.9325 | -658.1026 | 0.38632 | 0 | 0 | 0 | -98.7393 | 0 | 0 | 0 | 0.11219 | 0.12694 | 0.11339 | 0.12149 | 0.061141 | 0.050734 | 0.053282 | 0.064997 | -28.6741 | -35.855 | -49.2018 | -79.9511 | -15.6272 | -14.3304 | -23.1209 | -42.7747
4 | 7 | 13 | 1796.9204 | 1841.978 | 1877.4638 | 1868.7123 | 80 | 63 | 0 | 0 | 0 | 0 | 0 | 0 | 0 | 0 | 0 | 0 | 2045.3795 | 2219.7361 | 2483.5044 | 2698.6842 | 0 | 0 | 0 | 0 | -10.9243 | -69.3449 | -82.8083 | -83.1347 | -7.0508 | -38.8419 | -39.3898 | -40 | -310.4839 | -332.5713 | -483.8425 | -706.8372 | 0.38495 | 0 | 0 | 0 | -119.5215 | 0 | 0 | 0 | 0.11369 | 0.12317 | 0.11402 | 0.12101 | 0.062322 | 0.05119 | 0.051194 | 0.062258 | -35.2984 | -40.9632 | -55.17 | -85.5377 | -19.3499 | -17.0243 | -24.7699 | -44.006
4 | 7 | 14 | 1774.6573 | 1822.0658 | 1860.5535 | 1855.0081 | 80 | 63 | 0 | 0 | 0 | 0 | 0 | 0 | 0 | 0 | 0 | 0 | 1772.2423 | 1926.3698 | 2168.9301 | 2370.9729 | 0 | 0 | 0 | 0 | -10.4083 | -69.3158 | -76.9831 | -64.6521 | -7.2574 | -39.298 | -39.339 | -40 | -59.9193 | -58.6901 | -192.0546 | -411.3127 | 0.38305 | 0 | 0 | 0 | -22.9519 | 0 | 0 | 0 | 0.11222 | 0.12321 | 0.11389 | 0.12103 | 0.060537 | 0.049956 | 0.049493 | 0.062434 | -6.7241 | -7.231 | -21.8736 | -49.7819 | -3.6273 | -2.9319 | -9.5054 | -25.68
4 | 7 | 15 | 1767.225 | 1818.2216 | 1860.7435 | 1858.6721 | 80 | 63 | 0 | 0 | 0 | 0 | 0 | 0 | 0 | 0 | 0 | 0 | 1502.3855 | 1623.8826 | 1833.7894 | 2012.0682 | 0 | 0 | 0 | 0 | -7.112 | -66.2587 | -66.9421 | -59.8055 | -5.1433 | -38.011 | -38.5994 | -39.8698 | 197.0948 | 235.6086 | 132.4955 | -53.7208 | 0.38528 | 0 | 0 | 0 | 75.9372 | 0 | 0 | 0 | 0.11215 | 0.12394 | 0.11389 | 0.12292 | 0.059854 | 0.049789 | 0.047979 | 0.05792 | 22.1049 | 29.2016 | 15.0897 | -6.6033 | 11.797 | 11.7307 | 6.357 | -3.1115
4 | 7 | 16 | 1762.1878 | 1821.5947 | 1873.7341 | 1879.9957 | 80 | 63 | 0 | 0 | 0 | 0 | 0 | 0 | 0 | 0 | 0 | 0 | 1354.2159 | 1441.9589 | 1617.4577 | 1769.5806 | 0 | 0 | 0 | 0 | -2.0339 | -35.3781 | -11.1293 | -37.5979 | -4.7475 | -33.8921 | -35.3471 | -39.5832 | 334.7533 | 385.906 | 302.7528 | 187.5962 | 0.41156 | 0 | 0.007326 | 0 | 137.7698 | 0 | 2.218 | 0 | 0.10925 | 0.12445 | 0.1138 | 0.12245 | 0.05625 | 0.048813 | 0.046652 | 0.053064 | 36.5713 | 48.0245 | 34.4524 | 22.9717 | 18.8298 | 18.8371 | 14.124 | 9.9545
4 | 7 | 17 | 1751.7113 | 1819.6323 | 1881.3923 | 1895.9123 | 80 | 63 | 0 | 0 | 0 | 0 | 0 | 0 | 0 | 0 | 0 | 0 | 1007.6264 | 1044.3524 | 1166.9574 | 1277.1322 | 0 | 0 | 0 | 0 | -3.1817 | -4.2316 | -1.6868 | 23.3919 | -4.0958 | -6.4193 | -12.5458 | -14.205 | 671.3623 | 722.9309 | 728.6675 | 609.5932 | 0.40997 | 0.23762 | 0.31375 | 0.26988 | 275.24 | 171.7827 | 228.6165 | 164.5199 | 0.10575 | 0.12367 | 0.11274 | 0.119 | 0.052658 | 0.047039 | 0.044242 | 0.045213 | 70.9944 | 89.404 | 82.1475 | 72.5393 | 35.3528 | 34.0063 | 32.2377 | 27.5613
4 | 7 | 18 | 1795.3949 | 1875.4845 | 1950.6046 | 1975.4706 | 80 | 63 | 0 | 0 | 0 | 0 | 0 | 0 | 0 | 0 | 0 | 0 | 704.2766 | 686.9436 | 745.0773 | 807.6456 | 0 | 0 | 0 | 0 | -2.5103 | -9.9757 | -5.1369 | 8.3 | 1.7349 | -2.848 | -3.5042 | -0.069271 | 1011.8938 | 1138.3645 | 1214.1683 | 1159.5943 | 0.41329 | 0.42469 | 0.41897 | 0.40593 | 418.203 | 483.4554 | 508.6963 | 470.712 | 0.10253 | 0.12175 | 0.11216 | 0.11831 | 0.049696 | 0.043205 | 0.043128 | 0.043593 | 103.7499 | 138.5925 | 136.1809 | 137.1878 | 50.2867 | 49.1834 | 52.3647 | 50.5501
4 | 7 | 19 | 1900.8747 | 1990.7027 | 2075.706 | 2106.3978 | 80 | 63 | 0 | 0 | 0 | 0 | 0 | 0 | 0 | 0 | 0 | 0 | 601.8785 | 577.8368 | 613.9414 | 665.7176 | 0 | 0 | 0 | 0 | 2.5194 | 22.672 | 52.0807 | 40.9518 | 4.9706 | 14.6476 | 12.1127 | 35.9636 | 1211.5062 | 1312.5463 | 1397.5712 | 1363.7649 | 0.4157 | 0.42239 | 0.41303 | 0.40197 | 503.6187 | 554.404 | 577.2347 | 548.1858 | 0.10214 | 0.12222 | 0.11296 | 0.11858 | 0.049087 | 0.043917 | 0.044307 | 0.044107 | 123.7478 | 160.419 | 157.8655 | 161.7132 | 59.4689 | 57.6429 | 61.9226 | 60.1509
4 | 7 | 20 | 1952.8935 | 2049.0609 | 2140.3877 | 2174.8414 | 80 | 63 | 0 | 0 | 0 | 0 | 0 | 0 | 0 | 0 | 0 | 0 | 603.6959 | 581.7517 | 616.2819 | 669.1171 | 0 | 0 | 0 | 0 | 9.2189 | 30.3613 | 36.6047 | 77.3505 | 9.4503 | 24.3087 | 31.1633 | 38.6272 | 1250.5284 | 1349.6391 | 1456.3378 | 1389.7465 | 0.42087 | 0.43174 | 0.42154 | 0.40469 | 526.3161 | 582.6976 | 613.8989 | 562.4116 | 0.10224 | 0.1222 | 0.11293 | 0.11859 | 0.049112 | 0.043933 | 0.044334 | 0.044056 | 127.8584 | 164.9309 | 164.4715 | 164.8074 | 61.4159 | 59.2937 | 64.5656 | 61.226
4 | 7 | 21 | 1893.7675 | 1988.871 | 2079.0973 | 2113.4077 | 80 | 63 | 0 | 0 | 0 | 0 | 0 | 0 | 0 | 0 | 0 | 0 | 595.9837 | 572.9468 | 607.7643 | 659.6758 | 0 | 0 | 0 | 0 | 10.5288 | 42.8222 | 8.2648 | 29.5536 | 4.879 | 13.4188 | 25.0981 | 39.304 | 1202.376 | 1296.6831 | 1437.9701 | 1384.8743 | 0.41808 | 0.42369 | 0.41303 | 0.4036 | 502.6907 | 549.3893 | 593.9305 | 558.9412 | 0.10181 | 0.12224 | 0.11296 | 0.11847 | 0.049011 | 0.043613 | 0.04411 | 0.043849 | 122.4115 | 158.512 | 162.4313 | 164.0722 | 58.9299 | 56.5522 | 63.429 | 60.7249
4 | 7 | 22 | 1777.6119 | 1869.4808 | 1956.9866 | 1991.431 | 80 | 63 | 0 | 0 | 0 | 0 | 0 | 0 | 0 | 0 | 0 | 0 | 610.5492 | 589.8809 | 624.7604 | 677.1153 | 0 | 0 | 0 | 0 | 8.7923 | 22.3164 | 17.5303 | 36.7086 | 3.9246 | 20.1674 | 22.3665 | 39.0313 | 1074.3458 | 1174.116 | 1292.3294 | 1238.5759 | 0.41431 | 0.4215 | 0.41126 | 0.40084 | 445.1099 | 494.8881 | 531.4807 | 496.4684 | 0.10193 | 0.12204 | 0.1124 | 0.11843 | 0.049173 | 0.043315 | 0.043705 | 0.043791 | 109.5128 | 143.2857 | 145.2549 | 146.6818 | 52.8289 | 50.857 | 56.481 | 54.2388
4 | 7 | 23 | 1632.7289 | 1718.3103 | 1799.9093 | 1832.4263 | 80 | 63 | 0 | 0 | 0 | 0 | 0 | 0 | 0 | 0 | 0 | 0 | 622.219 | 606.8433 | 641.2171 | 692.3462 | 0 | 0 | 0 | 0 | 5.3518 | 27.2962 | 59.3261 | 27.4657 | 3.6801 | 14.4334 | 14.1955 | 35.7598 | 921.478 | 1006.7374 | 1085.1707 | 1076.8547 | 0.41263 | 0.42045 | 0.41146 | 0.39726 | 380.2333 | 423.286 | 446.4996 | 427.7918 | 0.10258 | 0.12177 | 0.1122 | 0.11826 | 0.049826 | 0.043209 | 0.043549 | 0.043564 | 94.5247 | 122.5921 | 121.7534 | 127.3493 | 45.9132 | 43.5006 | 47.2586 | 46.9123
4 | 7 | 24 | 1531.2262 | 1605.19 | 1674.3162 | 1698.2022 | 80 | 63 | 0 | 0 | 0 | 0 | 0 | 0 | 0 | 0 | 0 | 0 | 625.7775 | 613.7196 | 648.256 | 697.3774 | 0 | 0 | 0 | 0 | 6.4303 | 11.6098 | 22.4901 | 23.8517 | 1.856 | 27.1523 | 22.9452 | 26.0041 | 817.1624 | 889.7083 | 980.625 | 950.969 | 0.41183 | 0.4219 | 0.41161 | 0.39624 | 336.5284 | 375.3653 | 403.633 | 376.8128 | 0.10329 | 0.1216 | 0.1122 | 0.11814 | 0.050608 | 0.043132 | 0.043439 | 0.043334 | 84.4079 | 108.1891 | 110.0246 | 112.3493 | 41.3551 | 38.3748 | 42.5977 | 41.2097
4 | 8 | 1 | 1445.9721 | 1507.413 | 1562.7928 | 1576.4855 | 80 | 63 | 0 | 0 | 0 | 0 | 0 | 0 | 0 | 0 | 0 | 0 | 611.3206 | 600.0741 | 635.4164 | 680.5909 | 0 | 0 | 0 | 0 | 3.1402 | 23.0713 | 19.8138 | 22.8388 | 1.7206 | 20.6643 | 24.8656 | 13.1437 | 749.7909 | 800.6032 | 882.6971 | 859.912 | 0.4113 | 0.42149 | 0.41495 | 0.39673 | 308.3888 | 337.4462 | 366.2748 | 341.1564 | 0.10289 | 0.12162 | 0.11217 | 0.11811 | 0.05005 | 0.043062 | 0.043445 | 0.043342 | 77.1427 | 97.3671 | 99.0127 | 101.5633 | 37.5274 | 34.4754 | 38.3484 | 37.2704
4 | 8 | 2 | 1377.3085 | 1428.29 | 1472.4919 | 1478.2672 | 80 | 63 | 0 | 0 | 0 | 0 | 0 | 0 | 0 | 0 | 0 | 0 | 610.9473 | 600.7459 | 636.655 | 680.2471 | 0 | 0 | 0 | 0 | 0.75634 | 14.4506 | 24.9126 | 7.9703 | 2.1866 | 19.5257 | 11.6543 | 4.8112 | 683.4182 | 730.5679 | 799.2701 | 785.2387 | 0.41115 | 0.42158 | 0.41337 | 0.39654 | 280.9874 | 307.9901 | 330.3906 | 311.3752 | 0.10273 | 0.12163 | 0.11215 | 0.11812 | 0.049822 | 0.043108 | 0.043416 | 0.0432 | 70.2086 | 88.8593 | 89.6368 | 92.7556 | 34.0491 | 31.4937 | 34.7014 | 33.9225
4 | 8 | 3 | 1344.9648 | 1387.6666 | 1422.8656 | 1421.8119 | 80 | 63 | 0 | 0 | 0 | 0 | 0 | 0 | 0 | 0 | 0 | 0 | 607.2528 | 599.8581 | 633.9108 | 677.7306 | 0 | 0 | 0 | 0 | -1.081 | 39.5635 | 21.4971 | 0.5622 | 5.0847 | 21.4738 | 19.0781 | 6.2701 | 653.7082 | 663.7711 | 748.3797 | 737.2491 | 0.41121 | 0.42135 | 0.41593 | 0.39646 | 268.8089 | 279.6771 | 311.2713 | 292.2917 | 0.10263 | 0.12165 | 0.11206 | 0.11814 | 0.049721 | 0.043021 | 0.043228 | 0.04315 | 67.0907 | 80.7504 | 83.8663 | 87.1019 | 32.503 | 28.5562 | 32.351 | 31.8126
4 | 8 | 4 | 1350.302 | 1386.5634 | 1414.3902 | 1406.9208 | 80 | 63 | 0 | 0 | 0 | 0 | 0 | 0 | 0 | 0 | 0 | 0 | 596.7859 | 592.8885 | 624.9063 | 667.7479 | 0 | 0 | 0 | 0 | 2.3871 | 37.2385 | 15.9998 | -0.14417 | 3.2188 | 21.7266 | 19.5279 | 10.3758 | 667.9102 | 671.7099 | 753.9563 | 728.9412 | 0.41164 | 0.4221 | 0.41529 | 0.39674 | 274.9365 | 283.5257 | 313.1095 | 289.1973 | 0.10237 | 0.12164 | 0.11204 | 0.11814 | 0.049444 | 0.04308 | 0.043283 | 0.043171 | 68.3738 | 81.7067 | 84.4723 | 86.1157 | 33.0238 | 28.9376 | 32.6332 | 31.4689
4 | 8 | 5 | 1367.0404 | 1394.7881 | 1412.7783 | 1396.5234 | 80 | 63 | 0 | 0 | 0 | 0 | 0 | 0 | 0 | 0 | 0 | 0 | 574.5529 | 572.2674 | 602.6585 | 643.5191 | 0 | 0 | 0 | 0 | 7.0788 | 53.1477 | 39.6057 | 3.8873 | 4.3664 | 22.6827 | 28.8047 | 16.0468 | 701.0422 | 683.6903 | 741.7095 | 733.0701 | 0.41274 | 0.42228 | 0.41522 | 0.39874 | 289.3475 | 288.7098 | 307.9745 | 292.3077 | 0.10209 | 0.12172 | 0.11201 | 0.11811 | 0.049196 | 0.043238 | 0.04346 | 0.043327 | 71.5694 | 83.2207 | 83.0777 | 86.5855 | 34.4885 | 29.5616 | 32.2348 | 31.762
4 | 8 | 6 | 1429.2149 | 1452.9249 | 1465.9873 | 1444.4186 | 80 | 63 | 0 | 0 | 0 | 0 | 0 | 0 | 0 | 0 | 0 | 0 | 556.5048 | 553.8133 | 583.9738 | 620.6273 | 0 | 0 | 0 | 0 | 5.931 | 47.1002 | 31.0595 | 32.0238 | 4.2007 | 17.9829 | 27.0719 | 20.518 | 782.5784 | 771.0285 | 823.8821 | 771.2496 | 0.41319 | 0.42246 | 0.41499 | 0.39779 | 323.3544 | 325.7296 | 341.9032 | 306.799 | 0.10208 | 0.12177 | 0.11203 | 0.11818 | 0.049266 | 0.043392 | 0.043591 | 0.043444 | 79.8862 | 93.8914 | 92.3001 | 91.1489 | 38.5542 | 33.4563 | 35.9137 | 33.5058
4 | 8 | 7 | 1463.8343 | 1482.4997 | 1490.3806 | 1464.6599 | 80 | 63 | 0 | 0 | 0 | 0 | 0 | 0 | 0 | 0 | 0 | 0 | 867.1215 | 869.8827 | 902.3611 | 934.74 | 0 | 0 | 0 | 0 | -5.4364 | 2.3715 | -3.4803 | -1.0178 | 2.9356 | -1.2258 | -2.5875 | -4.6848 | 519.2136 | 548.4713 | 594.0873 | 535.6224 | 0.41464 | 0.33736 | 0.33191 | 0.39149 | 215.2879 | 185.0312 | 197.1809 | 209.6886 | 0.10461 | 0.12273 | 0.11249 | 0.11924 | 0.05158 | 0.044722 | 0.04369 | 0.0457 | 54.3167 | 67.3123 | 66.8267 | 63.87 | 26.781 | 24.5289 | 25.9558 | 24.4781
4 | 8 | 8 | 1559.1249 | 1582.1564 | 1595.7985 | 1574.8992 | 80 | 63 | 0 | 0 | 0 | 0 | 0 | 0 | 0 | 0 | 0 | 0 | 1255.2099 | 1298.1614 | 1372.339 | 1439.6417 | 0 | 0 | 0 | 0 | -5.3838 | -27.0802 | -26.7291 | 35.6485 | -2.4935 | -9.7602 | -15.9465 | -28.3647 | 231.7923 | 257.8354 | 266.1351 | 127.9738 | 0.41395 | 0.28029 | 0.32029 | 0.31141 | 95.9495 | 72.2696 | 85.2399 | 39.8522 | 0.11105 | 0.12275 | 0.11456 | 0.12533 | 0.058342 | 0.04718 | 0.048353 | 0.063062 | 25.741 | 31.6504 | 30.4897 | 16.039 | 13.5232 | 12.1646 | 12.8683 | 8.0703
4 | 8 | 9 | 1600.6736 | 1628.4163 | 1648.658 | 1634.4295 | 80 | 63 | 0 | 0 | 0 | 0 | 0 | 0 | 0 | 0 | 0 | 0 | 1381.0271 | 1474.2975 | 1604.8121 | 1715.8739 | 0 | 0 | 0 | 0 | -4.3049 | -31.2571 | -32.7877 | -72.6581 | -5.8611 | -22.7484 | -29.0516 | -35.7916 | 149.8125 | 145.1243 | 105.6852 | 27.0053 | 0.39087 | 0 | 0.0068178 | 0 | 58.5574 | 0 | 0.72054 | 0 | 0.11571 | 0.12298 | 0.11416 | 0.12107 | 0.064318 | 0.050891 | 0.049446 | 0.062023 | 17.3355 | 17.8473 | 12.0654 | 3.2696 | 9.6356 | 7.3855 | 5.2257 | 1.6749
4 | 8 | 10 | 1632.6788 | 1662.3673 | 1684.3318 | 1670.6287 | 80 | 63 | 0 | 0 | 0 | 0 | 0 | 0 | 0 | 0 | 0 | 0 | 1724.2664 | 1855.9685 | 2039.1681 | 2191.4148 | 0 | 0 | 0 | 0 | -9.4473 | -65.9079 | -46.6861 | -76.5866 | -9.8768 | -34.684 | -36.0673 | -39.0106 | -152.2636 | -156.0093 | -272.0829 | -405.1888 | 0.39163 | 0 | 0 | 0 | -59.6304 | 0 | 0 | 0 | 0.11232 | 0.12654 | 0.11406 | 0.12113 | 0.060544 | 0.050042 | 0.050721 | 0.062006 | -17.1018 | -19.7409 | -31.033 | -49.0821 | -9.2187 | -7.807 | -13.8004 | -25.1243
4 | 8 | 11 | 1647.0659 | 1677.9715 | 1700.0118 | 1684.633 | 80 | 63 | 0 | 0 | 0 | 0 | 0 | 0 | 0 | 0 | 0 | 0 | 1952.0982 | 2123.6099 | 2363.2351 | 2557.7122 | 0 | 0 | 0 | 0 | -10.9153 | -69.038 | -68.8432 | -79.0744 | -13.1748 | -38.7419 | -37.9171 | -39.554 | -360.9422 | -400.8584 | -556.463 | -754.4508 | 0.38888 | 0 | 0 | 0 | -140.364 | 0 | 0 | 0 | 0.11205 | 0.12684 | 0.11379 | 0.12149 | 0.060811 | 0.051065 | 0.052274 | 0.064997 | -40.4447 | -50.8468 | -63.3216 | -91.6562 | -21.9491 | -20.4697 | -29.0885 | -49.0371
4 | 8 | 12 | 1632.004 | 1663.2145 | 1684.888 | 1668.4989 | 80 | 63 | 0 | 0 | 0 | 0 | 0 | 0 | 0 | 0 | 0 | 0 | 1934.0692 | 2119.6573 | 2384.0188 | 2597.8855 | 0 | 0 | 0 | 0 | -11.7136 | -71.0754 | -84.5742 | -78.4253 | -12.5616 | -36.5834 | -39.1928 | -40 | -357.7901 | -411.784 | -575.3639 | -810.9612 | 0.38632 | 0 | 0 | 0 | -138.2204 | 0 | 0 | 0 | 0.11219 | 0.12694 | 0.11339 | 0.12149 | 0.061141 | 0.050734 | 0.053282 | 0.064997 | -40.1394 | -52.2705 | -65.2381 | -98.5215 | -21.8757 | -20.8913 | -30.6567 | -52.7101
4 | 8 | 13 | 1631.8753 | 1667.2635 | 1693.3516 | 1680.3251 | 80 | 63 | 0 | 0 | 0 | 0 | 0 | 0 | 0 | 0 | 0 | 0 | 1980.4456 | 2179.4145 | 2458.4696 | 2684.3699 | 0 | 0 | 0 | 0 | -10.9243 | -69.3449 | -82.8083 | -83.1347 | -7.0508 | -38.8419 | -39.3898 | -40 | -410.5953 | -466.9642 | -642.9198 | -880.9102 | 0.38495 | 0 | 0 | 0 | -158.0596 | 0 | 0 | 0 | 0.11369 | 0.12317 | 0.11402 | 0.12101 | 0.062322 | 0.05119 | 0.051194 | 0.062258 | -46.6799 | -57.5166 | -73.3087 | -106.6031 | -25.5891 | -23.9039 | -32.9138 | -54.8434
4 | 8 | 14 | 1616.1188 | 1654.2392 | 1683.6996 | 1674.0477 | 80 | 63 | 0 | 0 | 0 | 0 | 0 | 0 | 0 | 0 | 0 | 0 | 1899.2564 | 2085.6038 | 2354.4413 | 2572.7575 | 0 | 0 | 0 | 0 | -10.4083 | -69.3158 | -76.9831 | -64.6521 | -7.2574 | -39.298 | -39.339 | -40 | -345.4719 | -385.7507 | -554.4196 | -794.0576 | 0.38305 | 0 | 0 | 0 | -132.3319 | 0 | 0 | 0 | 0.11222 | 0.12321 | 0.11389 | 0.12103 | 0.060537 | 0.049956 | 0.049493 | 0.062434 | -38.7684 | -47.5268 | -63.1444 | -96.1061 | -20.9138 | -19.2707 | -27.4399 | -49.5763
4 | 8 | 15 | 1603.1594 | 1644.544 | 1677.724 | 1671.4029 | 80 | 63 | 0 | 0 | 0 | 0 | 0 | 0 | 0 | 0 | 0 | 0 | 1930.882 | 2095.4323 | 2342.0174 | 2543.9083 | 0 | 0 | 0 | 0 | -7.112 | -66.2587 | -66.9421 | -59.8055 | -5.1433 | -38.011 | -38.5994 | -39.8698 | -395.4673 | -409.6186 | -558.752 | -772.8302 | 0.38528 | 0 | 0 | 0 | -152.3668 | 0 | 0 | 0 | 0.11215 | 0.12394 | 0.11389 | 0.12292 | 0.059854 | 0.049789 | 0.047979 | 0.05792 | -44.3531 | -50.7686 | -63.6353 | -94.9951 | -23.6705 | -20.3944 | -26.8085 | -44.7624
4 | 8 | 16 | 1602.1101 | 1652.1387 | 1695.1632 | 1697.2784 | 80 | 63 | 0 | 0 | 0 | 0 | 0 | 0 | 0 | 0 | 0 | 0 | 1743.8236 | 1865.0861 | 2064.767 | 2232.9109 | 0 | 0 | 0 | 0 | -2.0339 | -35.3781 | -11.1293 | -37.5979 | -4.7475 | -33.8921 | -35.3471 | -39.5832 | -214.9321 | -206.6772 | -323.1274 | -458.4514 | 0.41156 | 0 | 0.007326 | 0 | -88.4566 | 0 | -2.3672 | 0 | 0.10925 | 0.12445 | 0.1138 | 0.12245 | 0.05625 | 0.048813 | 0.046652 | 0.053064 | -23.481 | -25.7202 | -36.7709 | -56.1387 | -12.0899 | -10.0884 | -15.0745 | -24.3271
4 | 8 | 17 | 1613.5323 | 1673.358 | 1727.25 | 1738.1909 | 80 | 63 | 0 | 0 | 0 | 0 | 0 | 0 | 0 | 0 | 0 | 0 | 1333.2763 | 1397.4628 | 1529.1153 | 1649.2158 | 0 | 0 | 0 | 0 | -3.1817 | -4.2316 | -1.6868 | 23.3919 | -4.0958 | -6.4193 | -12.5458 | -14.205 | 207.5335 | 223.5462 | 212.3673 | 79.7883 | 0.40997 | 0.23762 | 0.31375 | 0.26988 | 85.083 | 53.119 | 66.6294 | 21.5336 | 0.10575 | 0.12367 | 0.11274 | 0.119 | 0.052658 | 0.047039 | 0.044242 | 0.045213 | 21.946 | 27.6457 | 23.9416 | 9.4945 | 10.9283 | 10.5155 | 9.3956 | 3.6074
4 | 8 | 18 | 1638.9553 | 1709.8797 | 1776.0921 | 1796.906 | 80 | 63 | 0 | 0 | 0 | 0 | 0 | 0 | 0 | 0 | 0 | 0 | 934.8932 | 943.176 | 1000.4216 | 1063.9943 | 0 | 0 | 0 | 0 | -2.5103 | -9.9757 | -5.1369 | 8.3 | 1.7349 | -2.848 | -3.5042 | -0.069271 | 624.8376 | 716.5274 | 784.3115 | 724.681 | 0.41329 | 0.42469 | 0.41897 | 0.40593 | 258.2375 | 304.3041 | 328.6006 | 294.1685 | 0.10253 | 0.12175 | 0.11216 | 0.11831 | 0.049696 | 0.043205 | 0.043128 | 0.043593 | 64.0649 | 87.235 | 87.9682 | 85.7347 | 31.0517 | 30.9578 | 33.8258 | 31.5909
4 | 8 | 19 | 1775.0793 | 1857.5375 | 1935.378 | 1962.8115 | 80 | 63 | 0 | 0 | 0 | 0 | 0 | 0 | 0 | 0 | 0 | 0 | 699.7019 | 697.06 | 735.8294 | 782.8714 | 0 | 0 | 0 | 0 | 2.5194 | 22.672 | 52.0807 | 40.9518 | 4.9706 | 14.6476 | 12.1127 | 35.9636 | 987.8875 | 1060.158 | 1135.3551 | 1103.0246 | 0.4157 | 0.42239 | 0.41303 | 0.40197 | 410.6612 | 447.7981 | 468.9324 | 443.3773 | 0.10214 | 0.12222 | 0.11296 | 0.11858 | 0.049087 | 0.043917 | 0.044307 | 0.044107 | 100.9066 | 129.5722 | 128.2463 | 130.795 | 48.4922 | 46.5588 | 50.3045 | 48.6506
4 | 8 | 20 | 1876.2129 | 1967.8879 | 2054.8485 | 2087.316 | 80 | 63 | 0 | 0 | 0 | 0 | 0 | 0 | 0 | 0 | 0 | 0 | 686.1841 | 686.3624 | 724.512 | 768.6459 | 0 | 0 | 0 | 0 | 9.2189 | 30.3613 | 36.6047 | 77.3505 | 9.4503 | 24.3087 | 31.1633 | 38.6272 | 1091.3596 | 1163.8554 | 1262.5685 | 1202.6924 | 0.42087 | 0.43174 | 0.42154 | 0.40469 | 459.3259 | 502.4867 | 532.2181 | 486.7133 | 0.10224 | 0.1222 | 0.11293 | 0.11859 | 0.049112 | 0.043933 | 0.044334 | 0.044056 | 111.5844 | 142.2274 | 142.5881 | 142.625 | 53.5988 | 51.1316 | 55.975 | 52.9852
4 | 8 | 21 | 1812.959 | 1903.3283 | 1988.9533 | 2021.1706 | 80 | 63 | 0 | 0 | 0 | 0 | 0 | 0 | 0 | 0 | 0 | 0 | 634.6112 | 629.0648 | 666.943 | 707.9008 | 0 | 0 | 0 | 0 | 10.5288 | 42.8222 | 8.2648 | 29.5536 | 4.879 | 13.4188 | 25.0981 | 39.304 | 1082.94 | 1155.0224 | 1288.6474 | 1244.4123 | 0.41808 | 0.42369 | 0.41303 | 0.4036 | 452.7567 | 489.3693 | 532.2551 | 502.2501 | 0.10181 | 0.12224 | 0.11296 | 0.11847 | 0.049011 | 0.043613 | 0.04411 | 0.043849 | 110.252 | 141.1948 | 145.564 | 147.431 | 53.0762 | 50.374 | 56.8423 | 54.5658
4 | 8 | 22 | 1692.4657 | 1779.3462 | 1862.0037 | 1894.2427 | 80 | 63 | 0 | 0 | 0 | 0 | 0 | 0 | 0 | 0 | 0 | 0 | 580.0665 | 565.4399 | 603.4668 | 642.4656 | 0 | 0 | 0 | 0 | 8.7923 | 22.3164 | 17.5303 | 36.7086 | 3.9246 | 20.1674 | 22.3665 | 39.0313 | 1019.6823 | 1108.4224 | 1218.6402 | 1176.0372 | 0.41431 | 0.4215 | 0.41126 | 0.40084 | 422.4624 | 467.1983 | 501.1754 | 471.4006 | 0.10193 | 0.12204 | 0.1124 | 0.11843 | 0.049173 | 0.043315 | 0.043705 | 0.043791 | 103.9407 | 135.2687 | 136.9724 | 139.2755 | 50.1409 | 48.0114 | 53.2605 | 51.5001
4 | 8 | 23 | 1565.7034 | 1647.358 | 1725.1406 | 1755.9215 | 80 | 63 | 0 | 0 | 0 | 0 | 0 | 0 | 0 | 0 | 0 | 0 | 554.844 | 543.103 | 581.3223 | 614.5341 | 0 | 0 | 0 | 0 | 5.3518 | 27.2962 | 59.3261 | 27.4657 | 3.6801 | 14.4334 | 14.1955 | 35.7598 | 921.8274 | 999.5253 | 1070.2967 | 1078.162 | 0.41263 | 0.42045 | 0.41146 | 0.39726 | 380.3775 | 420.2537 | 440.3796 | 428.3111 | 0.10258 | 0.12177 | 0.1122 | 0.11826 | 0.049826 | 0.043209 | 0.043549 | 0.043564 | 94.5605 | 121.7139 | 120.0846 | 127.5039 | 45.9307 | 43.189 | 46.6109 | 46.9692
4 | 8 | 24 | 1455.805 | 1525.3502 | 1590.1819 | 1612.1143 | 80 | 63 | 0 | 0 | 0 | 0 | 0 | 0 | 0 | 0 | 0 | 0 | 525.8728 | 515.1349 | 552.1011 | 582.174 | 0 | 0 | 0 | 0 | 6.4303 | 11.6098 | 22.4901 | 23.8517 | 1.856 | 27.1523 | 22.9452 | 26.0041 | 841.6459 | 908.4531 | 992.6455 | 980.0846 | 0.41183 | 0.4219 | 0.41161 | 0.39624 | 346.6114 | 383.2737 | 408.5807 | 388.3496 | 0.10329 | 0.1216 | 0.1122 | 0.11814 | 0.050608 | 0.043132 | 0.043439 | 0.043334 | 86.9369 | 110.4685 | 111.3732 | 115.7891 | 42.5942 | 39.1833 | 43.1199 | 42.4714
4 | 9 | 1 | 1387.6921 | 1445.7185 | 1497.7799 | 1509.963 | 80 | 63 | 0 | 0 | 0 | 0 | 0 | 0 | 0 | 0 | 0 | 0 | 505.354 | 494.1606 | 528.5693 | 559.6869 | 0 | 0 | 0 | 0 | 3.1402 | 23.0713 | 19.8138 | 22.8388 | 1.7206 | 20.6643 | 24.8656 | 13.1437 | 797.4774 | 844.8223 | 924.5312 | 914.2935 | 0.4113 | 0.42149 | 0.41495 | 0.39673 | 328.0022 | 356.0841 | 383.6338 | 362.7315 | 0.10289 | 0.12162 | 0.11217 | 0.11811 | 0.05005 | 0.043062 | 0.043445 | 0.043342 | 82.0489 | 102.7449 | 103.7053 | 107.9862 | 39.9141 | 36.3796 | 40.1659 | 39.6274
4 | 9 | 2 | 1367.3036 | 1417.699 | 1461.3312 | 1466.8474 | 80 | 63 | 0 | 0 | 0 | 0 | 0 | 0 | 0 | 0 | 0 | 0 | 500.015 | 487.5002 | 521.0109 | 553.6803 | 0 | 0 | 0 | 0 | 0.75634 | 14.4506 | 24.9126 | 7.9703 | 2.1866 | 19.5257 | 11.6543 | 4.8112 | 784.3457 | 833.2225 | 903.7535 | 900.3856 | 0.41115 | 0.42158 | 0.41337 | 0.39654 | 322.4837 | 351.2669 | 373.5804 | 357.0351 | 0.10273 | 0.12163 | 0.11215 | 0.11812 | 0.049822 | 0.043108 | 0.043416 | 0.0432 | 80.5771 | 101.3453 | 101.3545 | 106.3573 | 39.0775 | 35.9189 | 39.2377 | 38.8968
4 | 9 | 3 | 1348.9527 | 1391.8882 | 1427.3143 | 1426.3639 | 80 | 63 | 0 | 0 | 0 | 0 | 0 | 0 | 0 | 0 | 0 | 0 | 465.1655 | 452.19 | 484.4477 | 514.0418 | 0 | 0 | 0 | 0 | -1.081 | 39.5635 | 21.4971 | 0.5622 | 5.0847 | 21.4738 | 19.0781 | 6.2701 | 799.7834 | 815.6608 | 902.2914 | 905.4898 | 0.41121 | 0.42135 | 0.41593 | 0.39646 | 328.8759 | 343.6752 | 375.2873 | 358.9929 | 0.10263 | 0.12165 | 0.11206 | 0.11814 | 0.049721 | 0.043021 | 0.043228 | 0.04315 | 82.0826 | 99.2284 | 101.1142 | 106.9787 | 39.766 | 35.0907 | 39.0042 | 39.0722
4 | 9 | 4 | 1394.3793 | 1433.2231 | 1463.5596 | 1457.2319 | 80 | 63 | 0 | 0 | 0 | 0 | 0 | 0 | 0 | 0 | 0 | 0 | 425.1871 | 417.3825 | 445.2262 | 471.8505 | 0 | 0 | 0 | 0 | 2.3871 | 37.2385 | 15.9998 | -0.14417 | 3.2188 | 21.7266 | 19.5279 | 10.3758 | 883.5863 | 893.8755 | 982.8058 | 975.1497 | 0.41164 | 0.4221 | 0.41529 | 0.39674 | 363.7168 | 377.3008 | 408.1482 | 386.8771 | 0.10237 | 0.12164 | 0.11204 | 0.11814 | 0.049444 | 0.04308 | 0.043283 | 0.043171 | 90.4526 | 108.731 | 110.1123 | 115.2023 | 43.6876 | 38.5086 | 42.5384 | 42.0979
4 | 9 | 5 | 1513.6151 | 1549.9499 | 1576.2862 | 1563.8278 | 80 | 63 | 0 | 0 | 0 | 0 | 0 | 0 | 0 | 0 | 0 | 0 | 387.0092 | 383.7653 | 408.0739 | 431.0372 | 0 | 0 | 0 | 0 | 7.0788 | 53.1477 | 39.6057 | 3.8873 | 4.3664 | 22.6827 | 28.8047 | 16.0468 | 1035.1607 | 1027.3543 | 1099.802 | 1112.8565 | 0.41274 | 0.42228 | 0.41522 | 0.39874 | 427.2513 | 433.8328 | 456.6626 | 443.7454 | 0.10209 | 0.12172 | 0.11201 | 0.11811 | 0.049196 | 0.043238 | 0.04346 | 0.043327 | 105.6796 | 125.0524 | 123.1871 | 131.4433 | 50.9258 | 44.421 | 47.7975 | 48.2171
4 | 9 | 6 | 1646.5232 | 1682.9644 | 1708.4003 | 1692.4605 | 80 | 63 | 0 | 0 | 0 | 0 | 0 | 0 | 0 | 0 | 0 | 0 | 389.0119 | 387.6999 | 409.7658 | 431.9081 | 0 | 0 | 0 | 0 | 5.931 | 47.1002 | 31.0595 | 32.0238 | 4.2007 | 17.9829 | 27.0719 | 20.518 | 1167.3796 | 1167.1813 | 1240.5031 | 1208.0106 | 0.41319 | 0.42246 | 0.41499 | 0.39779 | 482.3508 | 493.0888 | 514.797 | 480.5403 | 0.10208 | 0.12177 | 0.11203 | 0.11818 | 0.049266 | 0.043392 | 0.043591 | 0.043444 | 119.167 | 142.1326 | 138.9745 | 142.7668 | 57.5116 | 50.646 | 54.0746 | 52.4802
4 | 9 | 7 | 1792.4554 | 1830.3733 | 1856.966 | 1839.7573 | 80 | 63 | 0 | 0 | 0 | 0 | 0 | 0 | 0 | 0 | 0 | 0 | 880.3468 | 883.2433 | 909.3557 | 935.4257 | 0 | 0 | 0 | 0 | -5.4364 | 2.3715 | -3.4803 | -1.0178 | 2.9356 | -1.2258 | -2.5875 | -4.6848 | 834.6094 | 882.9843 | 953.6781 | 910.0342 | 0.41464 | 0.33736 | 0.33191 | 0.39149 | 346.0642 | 297.8819 | 316.531 | 356.2655 | 0.10461 | 0.12273 | 0.11249 | 0.11924 | 0.05158 | 0.044722 | 0.04369 | 0.0457 | 87.3113 | 108.3661 | 107.2757 | 108.5165 | 43.049 | 39.4891 | 41.6664 | 41.5888
4 | 9 | 8 | 1918.1804 | 1962.2474 | 1996.3342 | 1984.7353 | 80 | 63 | 0 | 0 | 0 | 0 | 0 | 0 | 0 | 0 | 0 | 0 | 1353.7233 | 1418.3813 | 1509.8827 | 1587.9608 | 0 | 0 | 0 | 0 | -5.3838 | -27.0802 | -26.7291 | 35.6485 | -2.4935 | -9.7602 | -15.9465 | -28.3647 | 492.3344 | 517.7066 | 529.1271 | 389.4906 | 0.41395 | 0.28029 | 0.32029 | 0.31141 | 203.7998 | 145.1098 | 169.4731 | 121.2908 | 0.11105 | 0.12275 | 0.11456 | 0.12533 | 0.058342 | 0.04718 | 0.048353 | 0.063062 | 54.6747 | 63.5506 | 60.6192 | 48.815 | 28.7238 | 24.4252 | 25.5847 | 24.5622
4 | 9 | 9 | 1982.9571 | 2033.0962 | 2075.1052 | 2070.7787 | 80 | 63 | 0 | 0 | 0 | 0 | 0 | 0 | 0 | 0 | 0 | 0 | 1595.9369 | 1721.5454 | 1887.6513 | 2025.1141 | 0 | 0 | 0 | 0 | -4.3049 | -31.2571 | -32.7877 | -72.6581 | -5.8611 | -22.7484 | -29.0516 | -35.7916 | 317.1862 | 302.5563 | 249.2932 | 154.1143 | 0.39087 | 0 | 0.0068178 | 0 | 123.9789 | 0 | 1.6996 | 0 | 0.11571 | 0.12298 | 0.11416 | 0.12107 | 0.064318 | 0.050891 | 0.049446 | 0.062023 | 36.703 | 37.2082 | 28.4602 | 18.6591 | 20.4007 | 15.3973 | 12.3265 | 9.5586
4 | 9 | 10 | 2033.9226 | 2087.1182 | 2131.9297 | 2128.6197 | 80 | 63 | 0 | 0 | 0 | 0 | 0 | 0 | 0 | 0 | 0 | 0 | 1875.5322 | 2044.8293 | 2270.2214 | 2453.1939 | 0 | 0 | 0 | 0 | -9.4473 | -65.9079 | -46.6861 | -76.5866 | -9.8768 | -34.684 | -36.0673 | -39.0106 | 97.7145 | 79.8808 | -55.5383 | -208.977 | 0.39163 | 0 | 0 | 0 | 38.2675 | 0 | 0 | 0 | 0.11232 | 0.12654 | 0.11406 | 0.12113 | 0.060544 | 0.050042 | 0.050721 | 0.062006 | 10.975 | 10.1079 | -6.3345 | -25.3142 | 5.9161 | 3.9974 | -2.817 | -12.9579
4 | 9 | 11 | 2058.3845 | 2113.3876 | 2158.8484 | 2154.1237 | 80 | 63 | 0 | 0 | 0 | 0 | 0 | 0 | 0 | 0 | 0 | 0 | 1938.9193 | 2136.6651 | 2401.3432 | 2613.7644 | 0 | 0 | 0 | 0 | -10.9153 | -69.038 | -68.8432 | -79.0744 | -13.1748 | -38.7419 | -37.9171 | -39.554 | 63.5553 | 21.5024 | -135.7346 | -341.0123 | 0.38888 | 0 | 0 | 0 | 24.7155 | 0 | 0 | 0 | 0.11205 | 0.12684 | 0.11379 | 0.12149 | 0.060811 | 0.051065 | 0.052274 | 0.064997 | 7.1216 | 2.7275 | -15.4457 | -41.4287 | 3.8648 | 1.098 | -7.0954 | -22.1648
4 | 9 | 12 | 2067.74 | 2124.4784 | 2170.9629 | 2165.8603 | 80 | 63 | 0 | 0 | 0 | 0 | 0 | 0 | 0 | 0 | 0 | 0 | 2060.924 | 2273.2934 | 2558.0865 | 2788.0946 | 0 | 0 | 0 | 0 | -11.7136 | -71.0754 | -84.5742 | -78.4253 | -12.5616 | -36.5834 | -39.1928 | -40 | -48.9088 | -104.1561 | -263.3566 | -503.8089 | 0.38632 | 0 | 0 | 0 | -18.8943 | 0 | 0 | 0 | 0.11219 | 0.12694 | 0.11339 | 0.12149 | 0.061141 | 0.050734 | 0.053282 | 0.064997 | -5.4869 | -13.2212 | -29.8609 | -61.2064 | -2.9903 | -5.2842 | -14.0322 | -32.7461
4 | 9 | 13 | 2089.72 | 2151.9314 | 2204.0893 | 2202.9219 | 80 | 63 | 0 | 0 | 0 | 0 | 0 | 0 | 0 | 0 | 0 | 0 | 2119.773 | 2332.2108 | 2617.7258 | 2856.2839 | 0 | 0 | 0 | 0 | -10.9243 | -69.3449 | -82.8083 | -83.1347 | -7.0508 | -38.8419 | -39.3898 | -40 | -92.0779 | -135.0926 | -291.4384 | -530.2273 | 0.38495 | 0 | 0 | 0 | -35.4456 | 0 | 0 | 0 | 0.11369 | 0.12317 | 0.11402 | 0.12101 | 0.062322 | 0.05119 | 0.051194 | 0.062258 | -10.4682 | -16.6395 | -33.2312 | -64.1653 | -5.7385 | -6.9154 | -14.92 | -33.0107
4 | 9 | 14 | 2070.1855 | 2134.9077 | 2190.2228 | 2192.3322 | 80 | 63 | 0 | 0 | 0 | 0 | 0 | 0 | 0 | 0 | 0 | 0 | 2142.4931 | 2339.3323 | 2608.016 | 2841.8044 | 0 | 0 | 0 | 0 | -10.4083 | -69.3158 | -76.9831 | -64.6521 | -7.2574 | -39.298 | -39.339 | -40 | -134.6419 | -158.8108 | -301.4712 | -544.8201 | 0.38305 | 0 | 0 | 0 | -51.5742 | 0 | 0 | 0 | 0.11222 | 0.12321 | 0.11389 | 0.12103 | 0.060537 | 0.049956 | 0.049493 | 0.062434 | -15.1093 | -19.5664 | -34.3354 | -65.9405 | -8.1508 | -7.9336 | -14.9207 | -34.0154
4 | 9 | 15 | 2042.2537 | 2109.363 | 2167.5451 | 2172.5976 | 80 | 63 | 0 | 0 | 0 | 0 | 0 | 0 | 0 | 0 | 0 | 0 | 2131.464 | 2318.9054 | 2565.2155 | 2783.4088 | 0 | 0 | 0 | 0 | -7.112 | -66.2587 | -66.9421 | -59.8055 | -5.1433 | -38.011 | -38.5994 | -39.8698 | -156.955 | -168.2728 | -292.129 | -511.136 | 0.38528 | 0 | 0 | 0 | -60.4721 | 0 | 0 | 0 | 0.11215 | 0.12394 | 0.11389 | 0.12292 | 0.059854 | 0.049789 | 0.047979 | 0.05792 | -17.6031 | -20.8559 | -33.27 | -62.8281 | -9.3945 | -8.3781 | -14.0161 | -29.6051
4 | 9 | 16 | 2016.0873 | 2090.3691 | 2156.9656 | 2169.8037 | 80 | 63 | 0 | 0 | 0 | 0 | 0 | 0 | 0 | 0 | 0 | 0 | 1941.2554 | 2092.9748 | 2296.2676 | 2479.8071 | 0 | 0 | 0 | 0 | -2.0339 | -35.3781 | -11.1293 | -37.5979 | -4.7475 | -33.8921 | -35.3471 | -39.5832 | 1.6133 | 3.6645 | -92.8256 | -232.8223 | 0.41156 | 0 | 0.007326 | 0 | 0.66396 | 0 | -0.68004 | 0 | 0.10925 | 0.12445 | 0.1138 | 0.12245 | 0.05625 | 0.048813 | 0.046652 | 0.053064 | 0.17625 | 0.45604 | -10.5633 | -28.5098 | 0.090747 | 0.17888 | -4.3305 | -12.3544
4 | 9 | 17 | 1995.6059 | 2077.8157 | 2153.4631 | 2174.3006 | 80 | 63 | 0 | 0 | 0 | 0 | 0 | 0 | 0 | 0 | 0 | 0 | 1534.844 | 1615.5141 | 1750.7258 | 1878.1703 | 0 | 0 | 0 | 0 | -3.1817 | -4.2316 | -1.6868 | 23.3919 | -4.0958 | -6.4193 | -12.5458 | -14.205 | 388.0394 | 409.9526 | 416.9699 | 286.9433 | 0.40997 | 0.23762 | 0.31375 | 0.26988 | 159.0854 | 97.4129 | 130.8226 | 77.4416 | 0.10575 | 0.12367 | 0.11274 | 0.119 | 0.052658 | 0.047039 | 0.044242 | 0.045213 | 41.0339 | 50.6984 | 47.0078 | 34.1452 | 20.4335 | 19.284 | 18.4476 | 12.9735
4 | 9 | 18 | 1981.0795 | 2072.0475 | 2157.7405 | 2187.4162 | 80 | 63 | 0 | 0 | 0 | 0 | 0 | 0 | 0 | 0 | 0 | 0 | 919.204 | 915.7245 | 973.8286 | 1035.5805 | 0 | 0 | 0 | 0 | -2.5103 | -9.9757 | -5.1369 | 8.3 | 1.7349 | -2.848 | -3.5042 | -0.069271 | 982.651 | 1106.1467 | 1192.5529 | 1143.605 | 0.41329 | 0.42469 | 0.41897 | 0.40593 | 406.1173 | 469.7727 | 499.6402 | 464.2215 | 0.10253 | 0.12175 | 0.11216 | 0.11831 | 0.049696 | 0.043205 | 0.043128 | 0.043593 | 100.7516 | 134.67 | 133.7565 | 135.2962 | 48.8334 | 47.7914 | 51.4325 | 49.853
4 | 9 | 19 | 2079.7727 | 2180.0816 | 2275.2714 | 2310.5971 | 80 | 63 | 0 | 0 | 0 | 0 | 0 | 0 | 0 | 0 | 0 | 0 | 633.8497 | 617.1293 | 654.9291 | 703.5546 | 0 | 0 | 0 | 0 | 2.5194 | 22.672 | 52.0807 | 40.9518 | 4.9706 | 14.6476 | 12.1127 | 35.9636 | 1358.4331 | 1462.6327 | 1556.1489 | 1530.1271 | 0.4157 | 0.42239 | 0.41303 | 0.40197 | 564.6957 | 617.7987 | 642.7316 | 615.0576 | 0.10214 | 0.12222 | 0.11296 | 0.11858 | 0.049087 | 0.043917 | 0.044307 | 0.044107 | 138.7555 | 178.7625 | 175.7779 | 181.4402 | 66.6811 | 64.2343 | 68.9488 | 67.4886
4 | 9 | 20 | 2141.0968 | 2248.2902 | 2350.3334 | 2389.6619 | 80 | 63 | 0 | 0 | 0 | 0 | 0 | 0 | 0 | 0 | 0 | 0 | 676.4005 | 667.5251 | 704.7655 | 755.2545 | 0 | 0 | 0 | 0 | 9.2189 | 30.3613 | 36.6047 | 77.3505 | 9.4503 | 24.3087 | 31.1633 | 38.6272 | 1366.0271 | 1463.095 | 1577.7998 | 1518.4296 | 0.42087 | 0.43174 | 0.42154 | 0.40469 | 574.9266 | 631.6814 | 665.0995 | 614.4879 | 0.10224 | 0.1222 | 0.11293 | 0.11859 | 0.049112 | 0.043933 | 0.044334 | 0.044056 | 139.6674 | 178.7956 | 178.1888 | 180.0677 | 67.0882 | 64.2781 | 69.9505 | 66.8952
4 | 9 | 21 | 2037.4736 | 2140.9963 | 2239.4052 | 2277.438 | 80 | 63 | 0 | 0 | 0 | 0 | 0 | 0 | 0 | 0 | 0 | 0 | 651.9269 | 639.48 | 676.7059 | 725.8352 | 0 | 0 | 0 | 0 | 10.5288 | 42.8222 | 8.2648 | 29.5536 | 4.879 | 13.4188 | 25.0981 | 39.304 | 1290.1388 | 1382.2752 | 1529.3364 | 1482.7451 | 0.41808 | 0.42369 | 0.41303 | 0.4036 | 539.3827 | 585.6536 | 631.6678 | 598.4423 | 0.10181 | 0.12224 | 0.11296 | 0.11847 | 0.049011 | 0.043613 | 0.04411 | 0.043849 | 131.3465 | 168.9752 | 172.752 | 175.6674 | 63.2313 | 60.2851 | 67.4591 | 65.0164
4 | 9 | 22 | 1861.7087 | 1958.5044 | 2050.7987 | 2087.4215 | 80 | 63 | 0 | 0 | 0 | 0 | 0 | 0 | 0 | 0 | 0 | 0 | 643.6388 | 631.6426 | 670.0443 | 716.2048 | 0 | 0 | 0 | 0 | 8.7923 | 22.3164 | 17.5303 | 36.7086 | 3.9246 | 20.1674 | 22.3665 | 39.0313 | 1125.3531 | 1221.378 | 1340.8577 | 1295.4768 | 0.41431 | 0.4215 | 0.41126 | 0.40084 | 466.2426 | 514.8089 | 551.4383 | 519.2765 | 0.10193 | 0.12204 | 0.1124 | 0.11843 | 0.049173 | 0.043315 | 0.043705 | 0.043791 | 114.7122 | 149.0535 | 150.7093 | 153.4204 | 55.3371 | 52.9041 | 58.602 | 56.7305
4 | 9 | 23 | 1691.4287 | 1780.4491 | 1865.3905 | 1899.428 | 80 | 63 | 0 | 0 | 0 | 0 | 0 | 0 | 0 | 0 | 0 | 0 | 596.5852 | 578.4189 | 619.7873 | 658.823 | 0 | 0 | 0 | 0 | 5.3518 | 27.2962 | 59.3261 | 27.4657 | 3.6801 | 14.4334 | 14.1955 | 35.7598 | 1005.8116 | 1097.3006 | 1172.0817 | 1177.3795 | 0.41263 | 0.42045 | 0.41146 | 0.39726 | 415.0322 | 461.3636 | 482.2596 | 467.7263 | 0.10258 | 0.12177 | 0.1122 | 0.11826 | 0.049826 | 0.043209 | 0.043549 | 0.043564 | 103.1756 | 133.6201 | 131.5046 | 139.2374 | 50.1152 | 47.4138 | 51.0436 | 51.2916
4 | 9 | 24 | 1580.341 | 1657.1822 | 1729.105 | 1754.2632 | 80 | 63 | 0 | 0 | 0 | 0 | 0 | 0 | 0 | 0 | 0 | 0 | 586.8052 | 565.7254 | 608.9165 | 646.0273 | 0 | 0 | 0 | 0 | 6.4303 | 11.6098 | 22.4901 | 23.8517 | 1.856 | 27.1523 | 22.9452 | 26.0041 | 905.2495 | 989.6947 | 1074.7532 | 1058.3801 | 0.41183 | 0.4219 | 0.41161 | 0.39624 | 372.805 | 417.5493 | 442.3769 | 419.3735 | 0.10329 | 0.1216 | 0.1122 | 0.11814 | 0.050608 | 0.043132 | 0.043439 | 0.043334 | 93.5068 | 120.3475 | 120.5856 | 125.0391 | 45.8131 | 42.6874 | 46.6866 | 45.8643
4 | 10 | 1 | 1508.6599 | 1573.7734 | 1632.7227 | 1648.0391 | 80 | 63 | 0 | 0 | 0 | 0 | 0 | 0 | 0 | 0 | 0 | 0 | 581.7377 | 561.6219 | 606.5887 | 639.8117 | 0 | 0 | 0 | 0 | 3.1402 | 23.0713 | 19.8138 | 22.8388 | 1.7206 | 20.6643 | 24.8656 | 13.1437 | 842.0615 | 905.4158 | 981.4546 | 972.2448 | 0.4113 | 0.42149 | 0.41495 | 0.39673 | 346.3396 | 381.6237 | 407.2542 | 385.7227 | 0.10289 | 0.12162 | 0.11217 | 0.11811 | 0.05005 | 0.043062 | 0.043445 | 0.043342 | 86.636 | 110.1141 | 110.0904 | 114.8308 | 42.1456 | 38.9889 | 42.6389 | 42.1392
4 | 10 | 2 | 1464.6936 | 1520.7946 | 1569.9722 | 1578.011 | 80 | 63 | 0 | 0 | 0 | 0 | 0 | 0 | 0 | 0 | 0 | 0 | 560.9607 | 537.4015 | 583.6512 | 614.342 | 0 | 0 | 0 | 0 | 0.75634 | 14.4506 | 24.9126 | 7.9703 | 2.1866 | 19.5257 | 11.6543 | 4.8112 | 820.7899 | 886.4168 | 949.7542 | 950.8876 | 0.41115 | 0.42158 | 0.41337 | 0.39654 | 337.4678 | 373.6924 | 392.5955 | 377.061 | 0.10273 | 0.12163 | 0.11215 | 0.11812 | 0.049822 | 0.043108 | 0.043416 | 0.0432 | 84.321 | 107.8153 | 106.5134 | 112.3228 | 40.8932 | 38.2121 | 41.2349 | 41.0785
4 | 10 | 3 | 1454.8083 | 1503.9454 | 1545.3989 | 1547.1904 | 80 | 63 | 0 | 0 | 0 | 0 | 0 | 0 | 0 | 0 | 0 | 0 | 530.7289 | 502.289 | 548.6404 | 578.1132 | 0 | 0 | 0 | 0 | -1.081 | 39.5635 | 21.4971 | 0.5622 | 5.0847 | 21.4738 | 19.0781 | 6.2701 | 840.0756 | 877.619 | 956.1834 | 962.245 | 0.41121 | 0.42135 | 0.41593 | 0.39646 | 345.4443 | 369.781 | 397.7025 | 381.4942 | 0.10263 | 0.12165 | 0.11206 | 0.11814 | 0.049721 | 0.043021 | 0.043228 | 0.04315 | 86.2178 | 106.7659 | 107.1535 | 113.684 | 41.7694 | 37.7563 | 41.3339 | 41.5212
4 | 10 | 4 | 1474.6981 | 1518.2473 | 1553.1573 | 1548.91 | 80 | 63 | 0 | 0 | 0 | 0 | 0 | 0 | 0 | 0 | 0 | 0 | 503.4815 | 473.2018 | 519.8306 | 546.3186 | 0 | 0 | 0 | 0 | 2.3871 | 37.2385 | 15.9998 | -0.14417 | 3.2188 | 21.7266 | 19.5279 | 10.3758 | 885.6106 | 923.0805 | 997.799 | 992.3598 | 0.41164 | 0.4221 | 0.41529 | 0.39674 | 364.5501 | 389.6281 | 414.3747 | 393.7049 | 0.10237 | 0.12164 | 0.11204 | 0.11814 | 0.049444 | 0.04308 | 0.043283 | 0.043171 | 90.6598 | 112.2834 | 111.7922 | 117.2355 | 43.7877 | 39.7667 | 43.1874 | 42.8409
4 | 10 | 5 | 1573.9241 | 1613.7922 | 1643.5625 | 1632.6662 | 80 | 63 | 0 | 0 | 0 | 0 | 0 | 0 | 0 | 0 | 0 | 0 | 447.158 | 409.4458 | 455.735 | 479.626 | 0 | 0 | 0 | 0 | 7.0788 | 53.1477 | 39.6057 | 3.8873 | 4.3664 | 22.6827 | 28.8047 | 16.0468 | 1035.3208 | 1065.516 | 1119.4171 | 1133.1062 | 0.41274 | 0.42228 | 0.41522 | 0.39874 | 427.3174 | 449.9478 | 464.8073 | 451.8199 | 0.10209 | 0.12172 | 0.11201 | 0.11811 | 0.049196 | 0.043238 | 0.04346 | 0.043327 | 105.6959 | 129.6976 | 125.3842 | 133.8351 | 50.9337 | 46.0711 | 48.65 | 49.0944
4 | 10 | 6 | 1726.702 | 1767.8405 | 1797.8419 | 1783.9788 | 80 | 63 | 0 | 0 | 0 | 0 | 0 | 0 | 0 | 0 | 0 | 0 | 375.6482 | 320.3352 | 366.1709 | 387.9382 | 0 | 0 | 0 | 0 | 5.931 | 47.1002 | 31.0595 | 32.0238 | 4.2007 | 17.9829 | 27.0719 | 20.518 | 1260.9222 | 1319.4221 | 1373.5396 | 1343.4988 | 0.41319 | 0.42246 | 0.41499 | 0.39779 | 521.0018 | 557.4046 | 570.0058 | 534.4368 | 0.10208 | 0.12177 | 0.11203 | 0.11818 | 0.049266 | 0.043392 | 0.043591 | 0.043444 | 128.7158 | 160.6716 | 153.8786 | 158.7793 | 62.12 | 57.252 | 59.8737 | 58.3663
4 | 10 | 7 | 1827.2975 | 1867.2566 | 1895.8332 | 1879.527 | 80 | 63 | 0 | 0 | 0 | 0 | 0 | 0 | 0 | 0 | 0 | 0 | 831.1215 | 769.2715 | 819.5501 | 846.4039 | 0 | 0 | 0 | 0 | -5.4364 | 2.3715 | -3.4803 | -1.0178 | 2.9356 | -1.2258 | -2.5875 | -4.6848 | 918.6768 | 1033.8394 | 1082.3509 | 1038.8258 | 0.41464 | 0.33736 | 0.33191 | 0.39149 | 380.9222 | 348.7741 | 359.2382 | 406.6856 | 0.10461 | 0.12273 | 0.11249 | 0.11924 | 0.05158 | 0.044722 | 0.04369 | 0.0457 | 96.1058 | 126.8801 | 121.7496 | 123.8742 | 47.3852 | 46.2357 | 47.2882 | 47.4746
4 | 10 | 8 | 1917.8305 | 1961.8771 | 1995.944 | 1984.336 | 80 | 63 | 0 | 0 | 0 | 0 | 0 | 0 | 0 | 0 | 0 | 0 | 1348.3795 | 1354.5667 | 1470.914 | 1551.8206 | 0 | 0 | 0 | 0 | -5.3838 | -27.0802 | -26.7291 | 35.6485 | -2.4935 | -9.7602 | -15.9465 | -28.3647 | 497.3284 | 581.1508 | 567.7055 | 425.2315 | 0.41395 | 0.28029 | 0.32029 | 0.31141 | 205.8671 | 162.8928 | 181.8293 | 132.4208 | 0.11105 | 0.12275 | 0.11456 | 0.12533 | 0.058342 | 0.04718 | 0.048353 | 0.063062 | 55.2293 | 71.3387 | 65.0389 | 53.2944 | 29.0152 | 27.4185 | 27.45 | 26.8161
4 | 10 | 9 | 1981.4879 | 2031.5409 | 2073.4662 | 2069.1016 | 80 | 63 | 0 | 0 | 0 | 0 | 0 | 0 | 0 | 0 | 0 | 0 | 1703.4057 | 1787.9694 | 1979.4029 | 2122.9281 | 0 | 0 | 0 | 0 | -4.3049 | -31.2571 | -32.7877 | -72.6581 | -5.8611 | -22.7484 | -29.0516 | -35.7916 | 208.2482 | 234.577 | 155.9027 | 54.6232 | 0.39087 | 0 | 0.0068178 | 0 | 81.3982 | 0 | 1.0629 | 0 | 0.11571 | 0.12298 | 0.11416 | 0.12107 | 0.064318 | 0.050891 | 0.049446 | 0.062023 | 24.0973 | 28.8481 | 17.7984 | 6.6134 | 13.394 | 11.9378 | 7.7087 | 3.3879
4 | 10 | 10 | 2032.0336 | 2085.1185 | 2129.8225 | 2126.4635 | 80 | 63 | 0 | 0 | 0 | 0 | 0 | 0 | 0 | 0 | 0 | 0 | 1905.7054 | 2049.8437 | 2297.7917 | 2485.8449 | 0 | 0 | 0 | 0 | -9.4473 | -65.9079 | -46.6861 | -76.5866 | -9.8768 | -34.684 | -36.0673 | -39.0106 | 65.6523 | 72.8668 | -85.2159 | -243.7841 | 0.39163 | 0 | 0 | 0 | 25.7111 | 0 | 0 | 0 | 0.11232 | 0.12654 | 0.11406 | 0.12113 | 0.060544 | 0.050042 | 0.050721 | 0.062006 | 7.3739 | 9.2203 | -9.7195 | -29.5305 | 3.9749 | 3.6464 | -4.3223 | -15.1162
4 | 10 | 11 | 2060.8333 | 2115.9798 | 2161.58 | 2156.9187 | 80 | 63 | 0 | 0 | 0 | 0 | 0 | 0 | 0 | 0 | 0 | 0 | 1996.6527 | 2177.9994 | 2460.2793 | 2672.5762 | 0 | 0 | 0 | 0 | -10.9153 | -69.038 | -68.8432 | -79.0744 | -13.1748 | -38.7419 | -37.9171 | -39.554 | 8.2706 | -17.2397 | -191.939 | -397.0291 | 0.38888 | 0 | 0 | 0 | 3.2163 | 0 | 0 | 0 | 0.11205 | 0.12684 | 0.11379 | 0.12149 | 0.060811 | 0.051065 | 0.052274 | 0.064997 | 0.92674 | -2.1868 | -21.8413 | -48.234 | 0.50294 | -0.88034 | -10.0334 | -25.8057
4 | 10 | 12 | 2085.7208 | 2143.5126 | 2191.0209 | 2186.3841 | 80 | 63 | 0 | 0 | 0 | 0 | 0 | 0 | 0 | 0 | 0 | 0 | 2024.0648 | 2225.4793 | 2526.1114 | 2750.9559 | 0 | 0 | 0 | 0 | -11.7136 | -71.0754 | -84.5742 | -78.4253 | -12.5616 | -36.5834 | -39.1928 | -40 | 5.9312 | -37.3079 | -211.3235 | -446.1464 | 0.38632 | 0 | 0 | 0 | 2.2913 | 0 | 0 | 0 | 0.11219 | 0.12694 | 0.11339 | 0.12149 | 0.061141 | 0.050734 | 0.053282 | 0.064997 | 0.6654 | -4.7357 | -23.9611 | -54.2011 | 0.36264 | -1.8928 | -11.2598 | -28.9982
4 | 10 | 13 | 2104.1326 | 2167.1883 | 2220.1669 | 2219.3729 | 80 | 63 | 0 | 0 | 0 | 0 | 0 | 0 | 0 | 0 | 0 | 0 | 2023.3216 | 2228.3443 | 2529.343 | 2754.6558 | 0 | 0 | 0 | 0 | -10.9243 | -69.3449 | -82.8083 | -83.1347 | -7.0508 | -38.8419 | -39.3898 | -40 | 18.786 | -15.9691 | -186.978 | -412.1483 | 0.38495 | 0 | 0 | 0 | 7.2317 | 0 | 0 | 0 | 0.11369 | 0.12317 | 0.11402 | 0.12101 | 0.062322 | 0.05119 | 0.051194 | 0.062258 | 2.1358 | -1.9669 | -21.3201 | -49.876 | 1.1708 | -0.81746 | -9.5722 | -25.6594
4 | 10 | 14 | 2103.1385 | 2169.7913 | 2226.9828 | 2229.9458 | 80 | 63 | 0 | 0 | 0 | 0 | 0 | 0 | 0 | 0 | 0 | 0 | 2009.3799 | 2203.6181 | 2492.3099 | 2712.1805 | 0 | 0 | 0 | 0 | -10.4083 | -69.3158 | -76.9831 | -64.6521 | -7.2574 | -39.298 | -39.339 | -40 | 31.4243 | 11.787 | -149.0051 | -377.5826 | 0.38305 | 0 | 0 | 0 | 12.037 | 0 | 0 | 0 | 0.11222 | 0.12321 | 0.11389 | 0.12103 | 0.060537 | 0.049956 | 0.049493 | 0.062434 | 3.5264 | 1.4522 | -16.9706 | -45.6995 | 1.9023 | 0.58884 | -7.3747 | -23.574
4 | 10 | 15 | 2069.3998 | 2138.0994 | 2197.8272 | 2203.5828 | 80 | 63 | 0 | 0 | 0 | 0 | 0 | 0 | 0 | 0 | 0 | 0 | 1938.8207 | 2102.4169 | 2360.0458 | 2562.8773 | 0 | 0 | 0 | 0 | -7.112 | -66.2587 | -66.9421 | -59.8055 | -5.1433 | -38.011 | -38.5994 | -39.8698 | 62.8343 | 76.9522 | -56.6771 | -259.6192 | 0.38528 | 0 | 0 | 0 | 24.209 | 0 | 0 | 0 | 0.11215 | 0.12394 | 0.11389 | 0.12292 | 0.059854 | 0.049789 | 0.047979 | 0.05792 | 7.0471 | 9.5376 | -6.4549 | -31.912 | 3.7609 | 3.8314 | -2.7193 | -15.0372
4 | 10 | 16 | 2045.6821 | 2121.6977 | 2189.9793 | 2203.584 | 80 | 63 | 0 | 0 | 0 | 0 | 0 | 0 | 0 | 0 | 0 | 0 | 1736.1265 | 1846.747 | 2052.7496 | 2219.3322 | 0 | 0 | 0 | 0 | -2.0339 | -35.3781 | -11.1293 | -37.5979 | -4.7475 | -33.8921 | -35.3471 | -39.5832 | 236.337 | 281.2209 | 183.7061 | 61.4329 | 0.41156 | 0 | 0.007326 | 0 | 97.2659 | 0 | 1.3458 | 0 | 0.10925 | 0.12445 | 0.1138 | 0.12245 | 0.05625 | 0.048813 | 0.046652 | 0.053064 | 25.8195 | 34.9969 | 20.9052 | 7.5226 | 13.2939 | 13.7271 | 8.5702 | 3.2599
4 | 10 | 17 | 2014.6362 | 2097.9608 | 2174.6918 | 2196.0222 | 80 | 63 | 0 | 0 | 0 | 0 | 0 | 0 | 0 | 0 | 0 | 0 | 1344.6137 | 1390.1961 | 1525.0707 | 1636.9689 | 0 | 0 | 0 | 0 | -3.1817 | -4.2316 | -1.6868 | 23.3919 | -4.0958 | -6.4193 | -12.5458 | -14.205 | 597.2999 | 655.4157 | 663.8537 | 549.8664 | 0.40997 | 0.23762 | 0.31375 | 0.26988 | 244.8765 | 155.7397 | 208.2814 | 148.4006 | 0.10575 | 0.12367 | 0.11274 | 0.119 | 0.052658 | 0.047039 | 0.044242 | 0.045213 | 63.1626 | 81.0545 | 74.8406 | 65.432 | 31.4528 | 30.8304 | 29.3702 | 24.8609
4 | 10 | 18 | 1997.0313 | 2088.9339 | 2175.5352 | 2205.6241 | 80 | 63 | 0 | 0 | 0 | 0 | 0 | 0 | 0 | 0 | 0 | 0 | 636.5788 | 601.6951 | 655.255 | 702.3654 | 0 | 0 | 0 | 0 | -2.5103 | -9.9757 | -5.1369 | 8.3 | 1.7349 | -2.848 | -3.5042 | -0.069271 | 1281.228 | 1437.0624 | 1528.9212 | 1495.0279 | 0.41329 | 0.42469 | 0.41897 | 0.40593 | 529.5154 | 610.3103 | 640.5674 | 606.874 | 0.10253 | 0.12175 | 0.11216 | 0.11831 | 0.049696 | 0.043205 | 0.043128 | 0.043593 | 131.3648 | 174.958 | 171.4835 | 176.8719 | 63.6714 | 62.0887 | 65.9394 | 65.1726
4 | 10 | 19 | 2076.4844 | 2176.6007 | 2271.6032 | 2306.8437 | 80 | 63 | 0 | 0 | 0 | 0 | 0 | 0 | 0 | 0 | 0 | 0 | 399.9177 | 360.3452 | 395.6794 | 429.4518 | 0 | 0 | 0 | 0 | 2.5194 | 22.672 | 52.0807 | 40.9518 | 4.9706 | 14.6476 | 12.1127 | 35.9636 | 1589.0767 | 1715.9359 | 1811.7303 | 1800.4766 | 0.4157 | 0.42239 | 0.41303 | 0.40197 | 660.5734 | 724.7909 | 748.2937 | 723.7286 | 0.10214 | 0.12222 | 0.11296 | 0.11858 | 0.049087 | 0.043917 | 0.044307 | 0.044107 | 162.3143 | 209.7212 | 204.6476 | 213.4979 | 78.0026 | 75.3585 | 80.2729 | 79.4128
4 | 10 | 20 | 2107.9338 | 2213.1844 | 2313.3392 | 2351.8088 | 80 | 63 | 0 | 0 | 0 | 0 | 0 | 0 | 0 | 0 | 0 | 0 | 447.8306 | 421.2113 | 456.5131 | 488.8407 | 0 | 0 | 0 | 0 | 9.2189 | 30.3613 | 36.6047 | 77.3505 | 9.4503 | 24.3087 | 31.1633 | 38.6272 | 1561.434 | 1674.303 | 1789.0581 | 1746.9903 | 0.42087 | 0.43174 | 0.42154 | 0.40469 | 657.1685 | 722.869 | 754.1525 | 706.9833 | 0.10224 | 0.1222 | 0.11293 | 0.11859 | 0.049112 | 0.043933 | 0.044334 | 0.044056 | 159.6464 | 204.606 | 202.0472 | 207.1723 | 76.685 | 73.5571 | 79.3165 | 76.9646
4 | 10 | 21 | 2003.8909 | 2105.446 | 2201.9428 | 2239.1057 | 80 | 63 | 0 | 0 | 0 | 0 | 0 | 0 | 0 | 0 | 0 | 0 | 464.8081 | 438.8879 | 474.3578 | 508.2781 | 0 | 0 | 0 | 0 | 10.5288 | 42.8222 | 8.2648 | 29.5536 | 4.879 | 13.4188 | 25.0981 | 39.304 | 1443.675 | 1547.3171 | 1694.2222 | 1661.97 | 0.41808 | 0.42369 | 0.41303 | 0.4036 | 603.5732 | 655.5799 | 699.7713 | 670.7782 | 0.10181 | 0.12224 | 0.11296 | 0.11847 | 0.049011 | 0.043613 | 0.04411 | 0.043849 | 146.9777 | 189.1506 | 191.3773 | 196.9009 | 70.7563 | 67.4831 | 74.7323 | 72.8752
4 | 10 | 22 | 1846.0367 | 1941.9143 | 2033.3162 | 2069.5331 | 80 | 63 | 0 | 0 | 0 | 0 | 0 | 0 | 0 | 0 | 0 | 0 | 486.7702 | 460.5233 | 497.4189 | 532.7761 | 0 | 0 | 0 | 0 | 8.7923 | 22.3164 | 17.5303 | 36.7086 | 3.9246 | 20.1674 | 22.3665 | 39.0313 | 1266.5497 | 1375.9071 | 1496.0006 | 1461.0171 | 0.41431 | 0.4215 | 0.41126 | 0.40084 | 524.7415 | 579.9427 | 615.2421 | 585.6314 | 0.10193 | 0.12204 | 0.1124 | 0.11843 | 0.049173 | 0.043315 | 0.043705 | 0.043791 | 129.1049 | 167.9117 | 168.147 | 173.025 | 62.2802 | 59.5976 | 65.3825 | 63.9798
4 | 10 | 23 | 1688.98 | 1777.8569 | 1862.6589 | 1896.6329 | 80 | 63 | 0 | 0 | 0 | 0 | 0 | 0 | 0 | 0 | 0 | 0 | 488.5247 | 461.6317 | 499.9127 | 533.9132 | 0 | 0 | 0 | 0 | 5.3518 | 27.2962 | 59.3261 | 27.4657 | 3.6801 | 14.4334 | 14.1955 | 35.7598 | 1111.4234 | 1211.4956 | 1289.2247 | 1299.4943 | 0.41263 | 0.42045 | 0.41146 | 0.39726 | 458.6113 | 509.3772 | 530.4587 | 516.2377 | 0.10258 | 0.12177 | 0.1122 | 0.11826 | 0.049826 | 0.043209 | 0.043549 | 0.043564 | 114.0092 | 147.5259 | 144.6478 | 153.6788 | 55.3774 | 52.3481 | 56.1451 | 56.6114
4 | 10 | 24 | 1548.6473 | 1623.6317 | 1693.7499 | 1718.0871 | 80 | 63 | 0 | 0 | 0 | 0 | 0 | 0 | 0 | 0 | 0 | 0 | 475.7608 | 449.7702 | 487.314 | 519.8609 | 0 | 0 | 0 | 0 | 6.4303 | 11.6098 | 22.4901 | 23.8517 | 1.856 | 27.1523 | 22.9452 | 26.0041 | 984.6002 | 1072.0994 | 1161.0006 | 1148.3704 | 0.41183 | 0.4219 | 0.41161 | 0.39624 | 405.4836 | 452.3156 | 477.877 | 455.0313 | 0.10329 | 0.1216 | 0.1122 | 0.11814 | 0.050608 | 0.043132 | 0.043439 | 0.043334 | 101.7032 | 130.368 | 130.2624 | 135.6707 | 49.8289 | 46.2416 | 50.4331 | 49.764
4 | 11 | 1 | 1488.0205 | 1551.9248 | 1609.6989 | 1624.4807 | 80 | 63 | 0 | 0 | 0 | 0 | 0 | 0 | 0 | 0 | 0 | 0 | 465.0673 | 440.9752 | 477.4855 | 508.6822 | 0 | 0 | 0 | 0 | 3.1402 | 23.0713 | 19.8138 | 22.8388 | 1.7206 | 20.6643 | 24.8656 | 13.1437 | 938.0925 | 1004.2139 | 1087.534 | 1079.8159 | 0.4113 | 0.42149 | 0.41495 | 0.39673 | 385.8372 | 423.2661 | 451.2718 | 428.3998 | 0.10289 | 0.12162 | 0.11217 | 0.11811 | 0.05005 | 0.043062 | 0.043445 | 0.043342 | 96.5162 | 122.1296 | 121.9894 | 127.5359 | 46.952 | 43.2433 | 47.2475 | 46.8015
4 | 11 | 2 | 1454.059 | 1509.537 | 1558.1091 | 1565.8725 | 80 | 63 | 0 | 0 | 0 | 0 | 0 | 0 | 0 | 0 | 0 | 0 | 453.8097 | 429.2722 | 464.9242 | 495.9786 | 0 | 0 | 0 | 0 | 0.75634 | 14.4506 | 24.9126 | 7.9703 | 2.1866 | 19.5257 | 11.6543 | 4.8112 | 917.3064 | 983.2886 | 1056.6182 | 1057.1124 | 0.41115 | 0.42158 | 0.41337 | 0.39654 | 377.1505 | 414.5312 | 436.7694 | 419.1829 | 0.10273 | 0.12163 | 0.11215 | 0.11812 | 0.049822 | 0.043108 | 0.043416 | 0.0432 | 94.2363 | 119.5979 | 118.498 | 124.8705 | 45.7019 | 42.3881 | 45.8745 | 45.6675
4 | 11 | 3 | 1454.1787 | 1503.2788 | 1544.6965 | 1546.4717 | 80 | 63 | 0 | 0 | 0 | 0 | 0 | 0 | 0 | 0 | 0 | 0 | 458.3223 | 432.1383 | 467.8835 | 500.6457 | 0 | 0 | 0 | 0 | -1.081 | 39.5635 | 21.4971 | 0.5622 | 5.0847 | 21.4738 | 19.0781 | 6.2701 | 911.8526 | 947.1032 | 1036.2379 | 1038.9938 | 0.41121 | 0.42135 | 0.41593 | 0.39646 | 374.9595 | 399.0578 | 430.9993 | 411.9222 | 0.10263 | 0.12165 | 0.11206 | 0.11814 | 0.049721 | 0.043021 | 0.043228 | 0.04315 | 93.5843 | 115.2189 | 116.1248 | 122.7514 | 45.3382 | 40.7455 | 44.7945 | 44.8329
4 | 11 | 4 | 1483.0238 | 1527.0608 | 1562.4448 | 1558.4132 | 80 | 63 | 0 | 0 | 0 | 0 | 0 | 0 | 0 | 0 | 0 | 0 | 454.6501 | 430.4265 | 466.5852 | 496.8398 | 0 | 0 | 0 | 0 | 2.3871 | 37.2385 | 15.9998 | -0.14417 | 3.2188 | 21.7266 | 19.5279 | 10.3758 | 942.7678 | 974.6692 | 1060.3319 | 1051.3418 | 0.41164 | 0.4221 | 0.41529 | 0.39674 | 388.0781 | 411.4034 | 440.3439 | 417.1052 | 0.10237 | 0.12164 | 0.11204 | 0.11814 | 0.049444 | 0.04308 | 0.043283 | 0.043171 | 96.5109 | 118.5587 | 118.7983 | 124.2035 | 46.6138 | 41.9892 | 45.894 | 45.3872
4 | 11 | 5 | 1566.6479 | 1606.0896 | 1635.4456 | 1624.3609 | 80 | 63 | 0 | 0 | 0 | 0 | 0 | 0 | 0 | 0 | 0 | 0 | 447.4375 | 424.2031 | 459.3201 | 489.344 | 0 | 0 | 0 | 0 | 7.0788 | 53.1477 | 39.6057 | 3.8873 | 4.3664 | 22.6827 | 28.8047 | 16.0468 | 1027.7651 | 1043.0561 | 1107.7152 | 1115.0828 | 0.41274 | 0.42228 | 0.41522 | 0.39874 | 424.1988 | 440.4634 | 459.9484 | 444.6331 | 0.10209 | 0.12172 | 0.11201 | 0.11811 | 0.049196 | 0.043238 | 0.04346 | 0.043327 | 104.9246 | 126.9637 | 124.0735 | 131.7063 | 50.562 | 45.1 | 48.1414 | 48.3135
4 | 11 | 6 | 1721.5247 | 1762.3599 | 1792.0664 | 1778.0692 | 80 | 63 | 0 | 0 | 0 | 0 | 0 | 0 | 0 | 0 | 0 | 0 | 454.4588 | 435.1649 | 468.4477 | 495.9596 | 0 | 0 | 0 | 0 | 5.931 | 47.1002 | 31.0595 | 32.0238 | 4.2007 | 17.9829 | 27.0719 | 20.518 | 1176.9342 | 1199.1117 | 1265.4873 | 1229.5678 | 0.41319 | 0.42246 | 0.41499 | 0.39779 | 486.2987 | 506.5781 | 525.1652 | 489.1156 | 0.10208 | 0.12177 | 0.11203 | 0.11818 | 0.049266 | 0.043392 | 0.043591 | 0.043444 | 120.1423 | 146.0209 | 141.7735 | 145.3145 | 57.9823 | 52.0315 | 55.1636 | 53.4167
4 | 11 | 7 | 1854.5135 | 1896.0671 | 1926.1934 | 1910.5922 | 80 | 63 | 0 | 0 | 0 | 0 | 0 | 0 | 0 | 0 | 0 | 0 | 1028.6035 | 1012.8759 | 1049.1327 | 1080.5084 | 0 | 0 | 0 | 0 | -5.4364 | 2.3715 | -3.4803 | -1.0178 | 2.9356 | -1.2258 | -2.5875 | -4.6848 | 748.4108 | 819.0455 | 883.1285 | 835.7863 | 0.41464 | 0.33736 | 0.33191 | 0.39149 | 310.3227 | 276.3117 | 293.1152 | 327.1985 | 0.10461 | 0.12273 | 0.11249 | 0.11924 | 0.05158 | 0.044722 | 0.04369 | 0.0457 | 78.2937 | 100.5191 | 99.3398 | 99.6629 | 38.6029 | 36.6296 | 38.5841 | 38.1956
4 | 11 | 8 | 1950.6437 | 1996.6126 | 2032.5479 | 2021.7898 | 80 | 63 | 0 | 0 | 0 | 0 | 0 | 0 | 0 | 0 | 0 | 0 | 1471.0538 | 1500.5293 | 1592.5306 | 1669.8828 | 0 | 0 | 0 | 0 | -5.3838 | -27.0802 | -26.7291 | 35.6485 | -2.4935 | -9.7602 | -15.9465 | -28.3647 | 407.4672 | 469.9237 | 482.6929 | 344.6233 | 0.41395 | 0.28029 | 0.32029 | 0.31141 | 168.6694 | 131.7166 | 154.6008 | 107.3187 | 0.11105 | 0.12275 | 0.11456 | 0.12533 | 0.058342 | 0.04718 | 0.048353 | 0.063062 | 45.2501 | 57.6851 | 55.2995 | 43.1917 | 23.7725 | 22.1708 | 23.3395 | 21.7328
4 | 11 | 9 | 2021.7872 | 2074.2012 | 2118.4211 | 2115.1004 | 80 | 63 | 0 | 0 | 0 | 0 | 0 | 0 | 0 | 0 | 0 | 0 | 1767.7714 | 1841.0876 | 1987.8793 | 2112.3927 | 0 | 0 | 0 | 0 | -4.3049 | -31.2571 | -32.7877 | -72.6581 | -5.8611 | -22.7484 | -29.0516 | -35.7916 | 184.1818 | 224.119 | 192.3812 | 111.1573 | 0.39087 | 0 | 0.0068178 | 0 | 71.9913 | 0 | 1.3116 | 0 | 0.11571 | 0.12298 | 0.11416 | 0.12107 | 0.064318 | 0.050891 | 0.049446 | 0.062023 | 21.3125 | 27.562 | 21.963 | 13.4582 | 11.8461 | 11.4056 | 9.5124 | 6.8943
4 | 11 | 10 | 2086.6755 | 2142.9617 | 2190.7769 | 2188.8333 | 80 | 63 | 0 | 0 | 0 | 0 | 0 | 0 | 0 | 0 | 0 | 0 | 1978.7435 | 2091.9635 | 2278.1674 | 2436.2441 | 0 | 0 | 0 | 0 | -9.4473 | -65.9079 | -46.6861 | -76.5866 | -9.8768 | -34.684 | -36.0673 | -39.0106 | 47.2561 | 88.5901 | -4.6371 | -131.8136 | 0.39163 | 0 | 0 | 0 | 18.5067 | 0 | 0 | 0 | 0.11232 | 0.12654 | 0.11406 | 0.12113 | 0.060544 | 0.050042 | 0.050721 | 0.062006 | 5.3077 | 11.2099 | -0.5289 | -15.9671 | 2.8611 | 4.4332 | -0.2352 | -8.1733
4 | 11 | 11 | 2099.7333 | 2157.1588 | 2204.974 | 2201.3203 | 80 | 63 | 0 | 0 | 0 | 0 | 0 | 0 | 0 | 0 | 0 | 0 | 2105.221 | 2257.3926 | 2478.5988 | 2664.8444 | 0 | 0 | 0 | 0 | -10.9153 | -69.038 | -68.8432 | -79.0744 | -13.1748 | -38.7419 | -37.9171 | -39.554 | -61.3977 | -55.4539 | -166.8645 | -344.8957 | 0.38888 | 0 | 0 | 0 | -23.8765 | 0 | 0 | 0 | 0.11205 | 0.12684 | 0.11379 | 0.12149 | 0.060811 | 0.051065 | 0.052274 | 0.064997 | -6.8798 | -7.034 | -18.988 | -41.9004 | -3.7336 | -2.8317 | -8.7226 | -22.4172
4 | 11 | 12 | 2096.1454 | 2154.548 | 2202.6499 | 2198.2831 | 80 | 63 | 0 | 0 | 0 | 0 | 0 | 0 | 0 | 0 | 0 | 0 | 2238.2238 | 2419.5405 | 2673.9132 | 2893.5007 | 0 | 0 | 0 | 0 | -11.7136 | -71.0754 | -84.5742 | -78.4253 | -12.5616 | -36.5834 | -39.1928 | -40 | -197.8032 | -220.3338 | -347.4963 | -576.7923 | 0.38632 | 0 | 0 | 0 | -76.4147 | 0 | 0 | 0 | 0.11219 | 0.12694 | 0.11339 | 0.12149 | 0.061141 | 0.050734 | 0.053282 | 0.064997 | -22.191 | -27.9685 | -39.4012 | -70.0729 | -12.0939 | -11.1783 | -18.5154 | -37.4898
4 | 11 | 13 | 2103.6428 | 2166.6699 | 2219.6206 | 2218.8139 | 80 | 63 | 0 | 0 | 0 | 0 | 0 | 0 | 0 | 0 | 0 | 0 | 2303.8882 | 2480.2732 | 2733.2206 | 2959.5826 | 0 | 0 | 0 | 0 | -10.9243 | -69.3449 | -82.8083 | -83.1347 | -7.0508 | -38.8419 | -39.3898 | -40 | -262.2703 | -268.4165 | -391.4019 | -617.6341 | 0.38495 | 0 | 0 | 0 | -100.9615 | 0 | 0 | 0 | 0.11369 | 0.12317 | 0.11402 | 0.12101 | 0.062322 | 0.05119 | 0.051194 | 0.062258 | -29.8171 | -33.0612 | -44.6295 | -74.7428 | -16.3452 | -13.7402 | -20.0375 | -38.4524
4 | 11 | 14 | 2093.0637 | 2159.1263 | 2215.744 | 2218.4461 | 80 | 63 | 0 | 0 | 0 | 0 | 0 | 0 | 0 | 0 | 0 | 0 | 2334.3171 | 2503.2821 | 2745.1343 | 2966.0079 | 0 | 0 | 0 | 0 | -10.4083 | -69.3158 | -76.9831 | -64.6521 | -7.2574 | -39.298 | -39.339 | -40 | -303.5877 | -298.542 | -413.0683 | -642.9097 | 0.38305 | 0 | 0 | 0 | -116.2883 | 0 | 0 | 0 | 0.11222 | 0.12321 | 0.11389 | 0.12103 | 0.060537 | 0.049956 | 0.049493 | 0.062434 | -34.0682 | -36.7821 | -47.0455 | -77.8125 | -18.3783 | -14.9141 | -20.444 | -40.1395
4 | 11 | 15 | 2060.3044 | 2128.4712 | 2187.6812 | 2193.2012 | 80 | 63 | 0 | 0 | 0 | 0 | 0 | 0 | 0 | 0 | 0 | 0 | 2073.9173 | 2229.9251 | 2443.6115 | 2643.6323 | 0 | 0 | 0 | 0 | -7.112 | -66.2587 | -66.9421 | -59.8055 | -5.1433 | -38.011 | -38.5994 | -39.8698 | -81.3576 | -60.1842 | -150.3889 | -350.7559 | 0.38528 | 0 | 0 | 0 | -31.3457 | 0 | 0 | 0 | 0.11215 | 0.12394 | 0.11389 | 0.12292 | 0.059854 | 0.049789 | 0.047979 | 0.05792 | -9.1245 | -7.4593 | -17.1275 | -43.1144 | -4.8696 | -2.9965 | -7.2156 | -20.3158
4 | 11 | 16 | 2026.7918 | 2101.7007 | 2168.9067 | 2182.0221 | 80 | 63 | 0 | 0 | 0 | 0 | 0 | 0 | 0 | 0 | 0 | 0 | 1838.5929 | 1961.1271 | 2128.6002 | 2291.1925 | 0 | 0 | 0 | 0 | -2.0339 | -35.3781 | -11.1293 | -37.5979 | -4.7475 | -33.8921 | -35.3471 | -39.5832 | 114.9803 | 146.8438 | 86.783 | -31.9893 | 0.41156 | 0 | 0.007326 | 0 | 47.3209 | 0 | 0.63577 | 0 | 0.10925 | 0.12445 | 0.1138 | 0.12245 | 0.05625 | 0.048813 | 0.046652 | 0.053064 | 12.5614 | 18.2742 | 9.8756 | -3.9172 | 6.4676 | 7.1678 | 4.0486 | -1.6975
4 | 11 | 17 | 1994.2067 | 2076.3345 | 2151.9022 | 2172.7034 | 80 | 63 | 0 | 0 | 0 | 0 | 0 | 0 | 0 | 0 | 0 | 0 | 1481.7546 | 1550.8045 | 1656.6061 | 1769.1468 | 0 | 0 | 0 | 0 | -3.1817 | -4.2316 | -1.6868 | 23.3919 | -4.0958 | -6.4193 | -12.5458 | -14.205 | 439.7296 | 473.1809 | 509.5286 | 394.3697 | 0.40997 | 0.23762 | 0.31375 | 0.26988 | 180.277 | 112.4371 | 159.8626 | 106.4344 | 0.10575 | 0.12367 | 0.11274 | 0.119 | 0.052658 | 0.047039 | 0.044242 | 0.045213 | 46.5 | 58.5177 | 57.4425 | 46.9285 | 23.1554 | 22.2582 | 22.5426 | 17.8305
4 | 11 | 18 | 1989.6851 | 2081.1573 | 2167.3403 | 2197.2389 | 80 | 63 | 0 | 0 | 0 | 0 | 0 | 0 | 0 | 0 | 0 | 0 | 808.5744 | 823.1257 | 867.9406 | 932.0374 | 0 | 0 | 0 | 0 | -2.5103 | -9.9757 | -5.1369 | 8.3 | 1.7349 | -2.848 | -3.5042 | -0.069271 | 1101.8861 | 1207.8552 | 1308.0407 | 1256.9707 | 0.41329 | 0.42469 | 0.41897 | 0.40593 | 455.3957 | 512.9676 | 548.0258 | 510.2399 | 0.10253 | 0.12175 | 0.11216 | 0.11831 | 0.049696 | 0.043205 | 0.043128 | 0.043593 | 112.9768 | 147.0527 | 146.7096 | 148.7081 | 54.7589 | 52.1857 | 56.4132 | 54.795
4 | 11 | 19 | 2082.9211 | 2183.4145 | 2278.7835 | 2314.1908 | 80 | 63 | 0 | 0 | 0 | 0 | 0 | 0 | 0 | 0 | 0 | 0 | 654.6921 | 662.8315 | 687.0226 | 741.0694 | 0 | 0 | 0 | 0 | 2.5194 | 22.672 | 52.0807 | 40.9518 | 4.9706 | 14.6476 | 12.1127 | 35.9636 | 1340.739 | 1420.2633 | 1527.5675 | 1496.206 | 0.4157 | 0.42239 | 0.41303 | 0.40197 | 557.3403 | 599.9024 | 630.9267 | 601.4225 | 0.10214 | 0.12222 | 0.11296 | 0.11858 | 0.049087 | 0.043917 | 0.044307 | 0.044107 | 136.9482 | 173.5842 | 172.5495 | 177.4179 | 65.8125 | 62.3735 | 67.6824 | 65.9925
4 | 11 | 20 | 2151.2416 | 2259.0293 | 2361.6501 | 2401.2414 | 80 | 63 | 0 | 0 | 0 | 0 | 0 | 0 | 0 | 0 | 0 | 0 | 664.8785 | 674.5699 | 700.5397 | 752.4956 | 0 | 0 | 0 | 0 | 9.2189 | 30.3613 | 36.6047 | 77.3505 | 9.4503 | 24.3087 | 31.1633 | 38.6272 | 1387.6939 | 1466.7894 | 1593.3424 | 1532.7681 | 0.42087 | 0.43174 | 0.42154 | 0.40469 | 584.0456 | 633.2764 | 671.6512 | 620.2904 | 0.10224 | 0.1222 | 0.11293 | 0.11859 | 0.049112 | 0.043933 | 0.044334 | 0.044056 | 141.8826 | 179.2471 | 179.9441 | 181.7681 | 68.1523 | 64.4404 | 70.6396 | 67.5269
4 | 11 | 21 | 2051.8862 | 2156.2532 | 2255.4828 | 2293.8889 | 80 | 63 | 0 | 0 | 0 | 0 | 0 | 0 | 0 | 0 | 0 | 0 | 641.1452 | 650.1829 | 675.238 | 725.5756 | 0 | 0 | 0 | 0 | 10.5288 | 42.8222 | 8.2648 | 29.5536 | 4.879 | 13.4188 | 25.0981 | 39.304 | 1315.3332 | 1386.8293 | 1546.882 | 1499.4557 | 0.41808 | 0.42369 | 0.41303 | 0.4036 | 549.9159 | 587.5831 | 638.9148 | 605.1867 | 0.10181 | 0.12224 | 0.11296 | 0.11847 | 0.049011 | 0.043613 | 0.04411 | 0.043849 | 133.9115 | 169.5319 | 174.7339 | 177.6471 | 64.4661 | 60.4838 | 68.2331 | 65.7491
4 | 11 | 22 | 1882.6279 | 1980.6492 | 2074.1347 | 2111.2993 | 80 | 63 | 0 | 0 | 0 | 0 | 0 | 0 | 0 | 0 | 0 | 0 | 591.3375 | 591.6442 | 614.1566 | 667.0341 | 0 | 0 | 0 | 0 | 8.7923 | 22.3164 | 17.5303 | 36.7086 | 3.9246 | 20.1674 | 22.3665 | 39.0313 | 1198.5736 | 1283.5212 | 1420.0813 | 1368.5253 | 0.41431 | 0.4215 | 0.41126 | 0.40084 | 496.5785 | 541.0022 | 584.0197 | 548.5571 | 0.10193 | 0.12204 | 0.1124 | 0.11843 | 0.049173 | 0.043315 | 0.043705 | 0.043791 | 122.1758 | 156.6372 | 159.6139 | 162.0714 | 58.9376 | 55.5959 | 62.0644 | 59.9294
4 | 11 | 23 | 1716.6158 | 1807.1118 | 1893.4873 | 1928.1772 | 80 | 63 | 0 | 0 | 0 | 0 | 0 | 0 | 0 | 0 | 0 | 0 | 539.143 | 530.7485 | 553.9798 | 604.2223 | 0 | 0 | 0 | 0 | 5.3518 | 27.2962 | 59.3261 | 27.4657 | 3.6801 | 14.4334 | 14.1955 | 35.7598 | 1088.4409 | 1171.6337 | 1265.986 | 1260.7295 | 0.41263 | 0.42045 | 0.41146 | 0.39726 | 449.1279 | 492.6172 | 520.897 | 500.8379 | 0.10258 | 0.12177 | 0.1122 | 0.11826 | 0.049826 | 0.043209 | 0.043549 | 0.043564 | 111.6517 | 142.6718 | 142.0404 | 149.0944 | 54.2323 | 50.6257 | 55.133 | 54.9227
4 | 11 | 24 | 1600.0009 | 1677.9939 | 1751.0361 | 1776.7036 | 80 | 63 | 0 | 0 | 0 | 0 | 0 | 0 | 0 | 0 | 0 | 0 | 519.0979 | 502.642 | 527.399 | 578.159 | 0 | 0 | 0 | 0 | 6.4303 | 11.6098 | 22.4901 | 23.8517 | 1.856 | 27.1523 | 22.9452 | 26.0041 | 992.6167 | 1073.5898 | 1178.2018 | 1148.6887 | 0.41183 | 0.4219 | 0.41161 | 0.39624 | 408.785 | 452.9443 | 484.9571 | 455.1574 | 0.10329 | 0.1216 | 0.1122 | 0.11814 | 0.050608 | 0.043132 | 0.043439 | 0.043334 | 102.5313 | 130.5492 | 132.1924 | 135.7083 | 50.2346 | 46.3059 | 51.1803 | 49.7778
4 | 12 | 1 | 1507.0508 | 1572.0699 | 1630.9276 | 1646.2023 | 80 | 63 | 0 | 0 | 0 | 0 | 0 | 0 | 0 | 0 | 0 | 0 | 509.2658 | 489.7891 | 514.1096 | 566.305 | 0 | 0 | 0 | 0 | 3.1402 | 23.0713 | 19.8138 | 22.8388 | 1.7206 | 20.6643 | 24.8656 | 13.1437 | 912.9242 | 975.5451 | 1072.1386 | 1043.9148 | 0.4113 | 0.42149 | 0.41495 | 0.39673 | 375.4855 | 411.1825 | 444.8835 | 414.1566 | 0.10289 | 0.12162 | 0.11217 | 0.11811 | 0.05005 | 0.043062 | 0.043445 | 0.043342 | 93.9267 | 118.643 | 120.2625 | 123.2957 | 45.6923 | 42.0088 | 46.5786 | 45.2455
4 | 12 | 2 | 1479.5259 | 1536.4959 | 1586.5181 | 1594.9411 | 80 | 63 | 0 | 0 | 0 | 0 | 0 | 0 | 0 | 0 | 0 | 0 | 474.517 | 455.2598 | 478.3918 | 527.0259 | 0 | 0 | 0 | 0 | 0.75634 | 14.4506 | 24.9126 | 7.9703 | 2.1866 | 19.5257 | 11.6543 | 4.8112 | 922.066 | 984.2599 | 1071.5596 | 1055.1338 | 0.41115 | 0.42158 | 0.41337 | 0.39654 | 379.1074 | 414.9407 | 442.9456 | 418.3983 | 0.10273 | 0.12163 | 0.11215 | 0.11812 | 0.049822 | 0.043108 | 0.043416 | 0.0432 | 94.7253 | 119.716 | 120.1736 | 124.6368 | 45.939 | 42.4299 | 46.5232 | 45.582
4 | 12 | 3 | 1467.2619 | 1517.1286 | 1559.2913 | 1561.4053 | 80 | 63 | 0 | 0 | 0 | 0 | 0 | 0 | 0 | 0 | 0 | 0 | 451.4831 | 430.008 | 452.1328 | 500.4836 | 0 | 0 | 0 | 0 | -1.081 | 39.5635 | 21.4971 | 0.5622 | 5.0847 | 21.4738 | 19.0781 | 6.2701 | 931.7751 | 963.0833 | 1066.5833 | 1054.0895 | 0.41121 | 0.42135 | 0.41593 | 0.39646 | 383.1517 | 405.791 | 443.6208 | 417.9071 | 0.10263 | 0.12165 | 0.11206 | 0.11814 | 0.049721 | 0.043021 | 0.043228 | 0.04315 | 95.629 | 117.163 | 119.5254 | 124.5349 | 46.3288 | 41.433 | 46.1063 | 45.4843
4 | 12 | 4 | 1486.9418 | 1531.2083 | 1566.8154 | 1562.8853 | 80 | 63 | 0 | 0 | 0 | 0 | 0 | 0 | 0 | 0 | 0 | 0 | 423.0399 | 396.8054 | 419.8109 | 465.9013 | 0 | 0 | 0 | 0 | 2.3871 | 37.2385 | 15.9998 | -0.14417 | 3.2188 | 21.7266 | 19.5279 | 10.3758 | 978.2959 | 1012.4379 | 1111.4769 | 1086.7524 | 0.41164 | 0.4221 | 0.41529 | 0.39674 | 402.7028 | 427.3454 | 461.5838 | 431.1539 | 0.10237 | 0.12164 | 0.11204 | 0.11814 | 0.049444 | 0.04308 | 0.043283 | 0.043171 | 100.148 | 123.1529 | 124.5285 | 128.3868 | 48.3704 | 43.6163 | 48.1077 | 46.9159
4 | 12 | 5 | 1599.9507 | 1641.3436 | 1672.5958 | 1662.3738 | 80 | 63 | 0 | 0 | 0 | 0 | 0 | 0 | 0 | 0 | 0 | 0 | 419.0855 | 389.9112 | 414.7903 | 459.6614 | 0 | 0 | 0 | 0 | 7.0788 | 53.1477 | 39.6057 | 3.8873 | 4.3664 | 22.6827 | 28.8047 | 16.0468 | 1089.42 | 1112.602 | 1189.3952 | 1182.7783 | 0.41274 | 0.42228 | 0.41522 | 0.39874 | 449.6462 | 469.8313 | 493.8638 | 471.6263 | 0.10209 | 0.12172 | 0.11201 | 0.11811 | 0.049196 | 0.043238 | 0.04346 | 0.043327 | 111.2189 | 135.429 | 133.2223 | 139.702 | 53.5951 | 48.107 | 51.6912 | 51.2466
4 | 12 | 6 | 1758.9555 | 1801.9835 | 1833.8214 | 1820.7938 | 80 | 63 | 0 | 0 | 0 | 0 | 0 | 0 | 0 | 0 | 0 | 0 | 434.9691 | 408.5121 | 432.9192 | 474.7637 | 0 | 0 | 0 | 0 | 5.931 | 47.1002 | 31.0595 | 32.0238 | 4.2007 | 17.9829 | 27.0719 | 20.518 | 1233.8547 | 1265.3883 | 1342.7708 | 1293.4883 | 0.41319 | 0.42246 | 0.41499 | 0.39779 | 509.8177 | 534.5774 | 557.2371 | 514.5429 | 0.10208 | 0.12177 | 0.11203 | 0.11818 | 0.049266 | 0.043392 | 0.043591 | 0.043444 | 125.9528 | 154.0917 | 150.4316 | 152.8689 | 60.7866 | 54.9074 | 58.5325 | 56.1937
4 | 12 | 7 | 1861.5798 | 1903.5475 | 1934.0761 | 1918.6579 | 80 | 63 | 0 | 0 | 0 | 0 | 0 | 0 | 0 | 0 | 0 | 0 | 923.8562 | 900.9981 | 927.7358 | 980.4664 | 0 | 0 | 0 | 0 | -5.4364 | 2.3715 | -3.4803 | -1.0178 | 2.9356 | -1.2258 | -2.5875 | -4.6848 | 860.2245 | 938.4037 | 1012.4082 | 943.8941 | 0.41464 | 0.33736 | 0.33191 | 0.39149 | 356.6854 | 316.5781 | 336.0238 | 369.5211 | 0.10461 | 0.12273 | 0.11249 | 0.11924 | 0.05158 | 0.044722 | 0.04369 | 0.0457 | 89.9909 | 115.1676 | 113.882 | 112.5541 | 44.3702 | 41.9675 | 44.2324 | 43.1362
4 | 12 | 8 | 1951.2034 | 1997.2051 | 2033.1723 | 2022.4287 | 80 | 63 | 0 | 0 | 0 | 0 | 0 | 0 | 0 | 0 | 0 | 0 | 1314.6176 | 1358.0695 | 1449.7019 | 1553.463 | 0 | 0 | 0 | 0 | -5.3838 | -27.0802 | -26.7291 | 35.6485 | -2.4935 | -9.7602 | -15.9465 | -28.3647 | 564.463 | 612.976 | 626.1459 | 461.6819 | 0.41395 | 0.28029 | 0.32029 | 0.31141 | 233.6572 | 171.8132 | 200.5471 | 143.7718 | 0.11105 | 0.12275 | 0.11456 | 0.12533 | 0.058342 | 0.04718 | 0.048353 | 0.063062 | 62.6848 | 75.2453 | 71.7342 | 57.8627 | 32.932 | 28.92 | 30.2758 | 29.1148
4 | 12 | 9 | 2007.5145 | 2059.0923 | 2102.4996 | 2098.8091 | 80 | 63 | 0 | 0 | 0 | 0 | 0 | 0 | 0 | 0 | 0 | 0 | 1747.4172 | 1854.3354 | 2011.3834 | 2162.6897 | 0 | 0 | 0 | 0 | -4.3049 | -31.2571 | -32.7877 | -72.6581 | -5.8611 | -22.7484 | -29.0516 | -35.7916 | 190.2633 | 195.7624 | 152.9555 | 44.5692 | 0.39087 | 0 | 0.0068178 | 0 | 74.3684 | 0 | 1.0428 | 0 | 0.11571 | 0.12298 | 0.11416 | 0.12107 | 0.064318 | 0.050891 | 0.049446 | 0.062023 | 22.0162 | 24.0747 | 17.462 | 5.3961 | 12.2373 | 9.9625 | 7.563 | 2.7643
4 | 12 | 10 | 2044.1373 | 2097.9314 | 2143.3245 | 2140.2791 | 80 | 63 | 0 | 0 | 0 | 0 | 0 | 0 | 0 | 0 | 0 | 0 | 2153.9087 | 2298.923 | 2505.4304 | 2695.2258 | 0 | 0 | 0 | 0 | -9.4473 | -65.9079 | -46.6861 | -76.5866 | -9.8768 | -34.684 | -36.0673 | -39.0106 | -170.4473 | -163.3996 | -279.3525 | -439.3494 | 0.39163 | 0 | 0 | 0 | -66.7516 | 0 | 0 | 0 | 0.11232 | 0.12654 | 0.11406 | 0.12113 | 0.060544 | 0.050042 | 0.050721 | 0.062006 | -19.1442 | -20.6761 | -31.8622 | -53.2201 | -10.3196 | -8.1768 | -14.1691 | -27.2425
4 | 12 | 11 | 2056.9852 | 2111.9063 | 2157.2874 | 2152.5265 | 80 | 63 | 0 | 0 | 0 | 0 | 0 | 0 | 0 | 0 | 0 | 0 | 2210.9087 | 2382.4875 | 2614.1717 | 2819.4518 | 0 | 0 | 0 | 0 | -10.9153 | -69.038 | -68.8432 | -79.0744 | -13.1748 | -38.7419 | -37.9171 | -39.554 | -209.8334 | -225.8013 | -350.124 | -548.2969 | 0.38888 | 0 | 0 | 0 | -81.6005 | 0 | 0 | 0 | 0.11205 | 0.12684 | 0.11379 | 0.12149 | 0.060811 | 0.051065 | 0.052274 | 0.064997 | -23.5125 | -28.6417 | -39.8417 | -66.6111 | -12.7601 | -11.5305 | -18.3023 | -35.6377
4 | 12 | 12 | 2042.6229 | 2097.8898 | 2142.9442 | 2137.191 | 80 | 63 | 0 | 0 | 0 | 0 | 0 | 0 | 0 | 0 | 0 | 0 | 1840.6431 | 2018.0718 | 2250.6935 | 2456.9621 | 0 | 0 | 0 | 0 | -11.7136 | -71.0754 | -84.5742 | -78.4253 | -12.5616 | -36.5834 | -39.1928 | -40 | 146.255 | 124.4769 | 16.0176 | -201.3458 | 0.38632 | 0 | 0 | 0 | 56.5008 | 0 | 0 | 0 | 0.11219 | 0.12694 | 0.11339 | 0.12149 | 0.061141 | 0.050734 | 0.053282 | 0.064997 | 16.4079 | 15.8007 | 1.8162 | -24.4609 | 8.9422 | 6.3152 | 0.85345 | -13.0869
4 | 12 | 13 | 2031.0201 | 2089.7926 | 2138.6081 | 2135.9203 | 80 | 63 | 0 | 0 | 0 | 0 | 0 | 0 | 0 | 0 | 0 | 0 | 1915.4121 | 2087.3437 | 2318.3946 | 2531.6848 | 0 | 0 | 0 | 0 | -10.9243 | -69.3449 | -82.8083 | -83.1347 | -7.0508 | -38.8419 | -39.3898 | -40 | 53.5832 | 47.6357 | -57.5884 | -272.6298 | 0.38495 | 0 | 0 | 0 | 20.627 | 0 | 0 | 0 | 0.11369 | 0.12317 | 0.11402 | 0.12101 | 0.062322 | 0.05119 | 0.051194 | 0.062258 | 6.0918 | 5.8673 | -6.5665 | -32.9922 | 3.3394 | 2.4385 | -2.9482 | -16.9733
4 | 12 | 14 | 2015.8934 | 2077.4348 | 2129.6585 | 2130.3617 | 80 | 63 | 0 | 0 | 0 | 0 | 0 | 0 | 0 | 0 | 0 | 0 | 1495.1363 | 1672.7436 | 1909.0516 | 2127.8094 | 0 | 0 | 0 | 0 | -10.4083 | -69.3158 | -76.9831 | -64.6521 | -7.2574 | -39.298 | -39.339 | -40 | 458.4228 | 450.3051 | 336.929 | 107.2043 | 0.38305 | 0 | 0 | 0 | 175.5973 | 0 | 0 | 0 | 0.11222 | 0.12321 | 0.11389 | 0.12103 | 0.060537 | 0.049956 | 0.049493 | 0.062434 | 51.4436 | 55.4802 | 38.3738 | 12.9751 | 27.7516 | 22.4956 | 16.6756 | 6.6932
4 | 12 | 15 | 1983.0641 | 2046.7058 | 2101.5176 | 2105.0369 | 80 | 63 | 0 | 0 | 0 | 0 | 0 | 0 | 0 | 0 | 0 | 0 | 1746.8492 | 1934.6494 | 2175.1072 | 2391.2055 | 0 | 0 | 0 | 0 | -7.112 | -66.2587 | -66.9421 | -59.8055 | -5.1433 | -38.011 | -38.5994 | -39.8698 | 168.4702 | 153.326 | 31.9519 | -186.4934 | 0.38528 | 0 | 0 | 0 | 64.9087 | 0 | 0 | 0 | 0.11215 | 0.12394 | 0.11389 | 0.12292 | 0.059854 | 0.049789 | 0.047979 | 0.05792 | 18.8945 | 19.0034 | 3.6389 | -22.9235 | 10.0837 | 7.6339 | 1.533 | -10.8017
4 | 12 | 16 | 1964.5238 | 2035.7847 | 2099.4452 | 2110.9477 | 80 | 63 | 0 | 0 | 0 | 0 | 0 | 0 | 0 | 0 | 0 | 0 | 1529.6272 | 1673.1348 | 1872.5813 | 2059.4309 | 0 | 0 | 0 | 0 | -2.0339 | -35.3781 | -11.1293 | -37.5979 | -4.7475 | -33.8921 | -35.3471 | -39.5832 | 361.678 | 368.9201 | 273.3403 | 128.6979 | 0.41156 | 0 | 0.007326 | 0 | 148.8508 | 0 | 2.0025 | 0 | 0.10925 | 0.12445 | 0.1138 | 0.12245 | 0.05625 | 0.048813 | 0.046652 | 0.053064 | 39.5128 | 45.9107 | 31.1053 | 15.7594 | 20.3443 | 18.0079 | 12.7518 | 6.8292
4 | 12 | 17 | 1944.812 | 2024.046 | 2096.8012 | 2116.323 | 80 | 63 | 0 | 0 | 0 | 0 | 0 | 0 | 0 | 0 | 0 | 0 | 1739.9918 | 1839.4339 | 1987.4998 | 2119.2363 | 0 | 0 | 0 | 0 | -3.1817 | -4.2316 | -1.6868 | 23.3919 | -4.0958 | -6.4193 | -12.5458 | -14.205 | 132.0977 | 132.263 | 123.534 | -12.1002 | 0.40997 | 0.23762 | 0.31375 | 0.26988 | 54.1564 | 31.4283 | 38.7583 | -3.2657 | 0.10575 | 0.12367 | 0.11274 | 0.119 | 0.052658 | 0.047039 | 0.044242 | 0.045213 | 13.9689 | 16.3568 | 13.9268 | -1.4399 | 6.956 | 6.2216 | 5.4654 | -0.54708
4 | 12 | 18 | 1921.75 | 2009.2421 | 2091.5569 | 2119.6958 | 80 | 63 | 0 | 0 | 0 | 0 | 0 | 0 | 0 | 0 | 0 | 0 | 1081.2032 | 1102.146 | 1173.0837 | 1240.2426 | 0 | 0 | 0 | 0 | -2.5103 | -9.9757 | -5.1369 | 8.3 | 1.7349 | -2.848 | -3.5042 | -0.069271 | 761.3222 | 856.9198 | 927.1143 | 871.2225 | 0.41329 | 0.42469 | 0.41897 | 0.40593 | 314.6449 | 363.9278 | 388.4302 | 353.6538 | 0.10253 | 0.12175 | 0.11216 | 0.11831 | 0.049696 | 0.043205 | 0.043128 | 0.043593 | 78.0587 | 104.3274 | 103.985 | 103.0715 | 37.8344 | 37.0235 | 39.9846 | 37.9791
4 | 12 | 19 | 2032.0573 | 2129.5707 | 2222.0436 | 2256.1333 | 80 | 63 | 0 | 0 | 0 | 0 | 0 | 0 | 0 | 0 | 0 | 0 | 802.4034 | 794.4085 | 842.2448 | 894.3483 | 0 | 0 | 0 | 0 | 2.5194 | 22.672 | 52.0807 | 40.9518 | 4.9706 | 14.6476 | 12.1127 | 35.9636 | 1142.1639 | 1234.8426 | 1315.6053 | 1284.8697 | 0.4157 | 0.42239 | 0.41303 | 0.40197 | 474.7934 | 521.5828 | 543.3806 | 516.4726 | 0.10214 | 0.12222 | 0.11296 | 0.11858 | 0.049087 | 0.043917 | 0.044307 | 0.044107 | 116.6649 | 150.9221 | 148.6068 | 152.358 | 56.0651 | 54.2304 | 58.2909 | 56.6712
4 | 12 | 20 | 2122.9062 | 2229.0338 | 2330.0412 | 2368.8986 | 80 | 63 | 0 | 0 | 0 | 0 | 0 | 0 | 0 | 0 | 0 | 0 | 801.9306 | 790.9922 | 836.7884 | 894.1396 | 0 | 0 | 0 | 0 | 9.2189 | 30.3613 | 36.6047 | 77.3505 | 9.4503 | 24.3087 | 31.1633 | 38.6272 | 1222.3064 | 1320.3716 | 1425.4848 | 1358.7812 | 0.42087 | 0.43174 | 0.42154 | 0.40469 | 514.4381 | 570.0615 | 600.8932 | 549.8803 | 0.10224 | 0.1222 | 0.11293 | 0.11859 | 0.049112 | 0.043933 | 0.044334 | 0.044056 | 124.9728 | 161.3543 | 160.9871 | 161.1353 | 60.0298 | 58.0078 | 63.1978 | 59.8618
4 | 12 | 21 | 2031.1069 | 2134.2565 | 2232.303 | 2270.1708 | 80 | 63 | 0 | 0 | 0 | 0 | 0 | 0 | 0 | 0 | 0 | 0 | 798.3594 | 789.1311 | 832.4105 | 891.8659 | 0 | 0 | 0 | 0 | 10.5288 | 42.8222 | 8.2648 | 29.5536 | 4.879 | 13.4188 | 25.0981 | 39.304 | 1137.3397 | 1225.8843 | 1366.5296 | 1309.4473 | 0.41808 | 0.42369 | 0.41303 | 0.4036 | 475.5002 | 519.3927 | 564.4231 | 528.4985 | 0.10181 | 0.12224 | 0.11296 | 0.11847 | 0.049011 | 0.043613 | 0.04411 | 0.043849 | 115.7903 | 149.8573 | 154.3615 | 155.136 | 55.7424 | 53.4645 | 60.2777 | 57.4175
4 | 12 | 22 | 1865.9765 | 1963.0222 | 2055.5595 | 2092.2929 | 80 | 63 | 0 | 0 | 0 | 0 | 0 | 0 | 0 | 0 | 0 | 0 | 760.6853 | 747.9509 | 791.9108 | 847.3062 | 0 | 0 | 0 | 0 | 8.7923 | 22.3164 | 17.5303 | 36.7086 | 3.9246 | 20.1674 | 22.3665 | 39.0313 | 1012.5744 | 1109.5875 | 1223.752 | 1169.2469 | 0.41431 | 0.4215 | 0.41126 | 0.40084 | 419.5175 | 467.6894 | 503.2777 | 468.6787 | 0.10193 | 0.12204 | 0.1124 | 0.11843 | 0.049173 | 0.043315 | 0.043705 | 0.043791 | 103.2161 | 135.4109 | 137.5469 | 138.4713 | 49.7914 | 48.0619 | 53.4839 | 51.2028
4 | 12 | 23 | 1712.348 | 1802.5939 | 1888.7265 | 1923.3058 | 80 | 63 | 0 | 0 | 0 | 0 | 0 | 0 | 0 | 0 | 0 | 0 | 707.0141 | 691.532 | 737.1184 | 784.2331 | 0 | 0 | 0 | 0 | 5.3518 | 27.2962 | 59.3261 | 27.4657 | 3.6801 | 14.4334 | 14.1955 | 35.7598 | 916.302 | 1006.3323 | 1078.0866 | 1075.8473 | 0.41263 | 0.42045 | 0.41146 | 0.39726 | 378.0975 | 423.1157 | 443.5848 | 427.3916 | 0.10258 | 0.12177 | 0.1122 | 0.11826 | 0.049826 | 0.043209 | 0.043549 | 0.043564 | 93.9937 | 122.5428 | 120.9586 | 127.2302 | 45.6554 | 43.4831 | 46.9501 | 46.8684
4 | 12 | 24 | 1588.037 | 1665.3291 | 1737.6902 | 1763.0477 | 80 | 63 | 0 | 0 | 0 | 0 | 0 | 0 | 0 | 0 | 0 | 0 | 664.2899 | 647.8602 | 692.172 | 735.4722 | 0 | 0 | 0 | 0 | 6.4303 | 11.6098 | 22.4901 | 23.8517 | 1.856 | 27.1523 | 22.9452 | 26.0041 | 835.4609 | 915.7068 | 1000.0828 | 977.7197 | 0.41183 | 0.4219 | 0.41161 | 0.39624 | 344.0642 | 386.334 | 411.642 | 387.4125 | 0.10329 | 0.1216 | 0.1122 | 0.11814 | 0.050608 | 0.043132 | 0.043439 | 0.043334 | 86.298 | 111.3505 | 112.2077 | 115.5097 | 42.2812 | 39.4961 | 43.4429 | 42.3689
4 | 13 | 1 | 1508.9398 | 1574.0696 | 1633.0349 | 1648.3585 | 80 | 63 | 0 | 0 | 0 | 0 | 0 | 0 | 0 | 0 | 0 | 0 | 653.5849 | 649.9243 | 688.6828 | 729.7842 | 0 | 0 | 0 | 0 | 3.1402 | 23.0713 | 19.8138 | 22.8388 | 1.7206 | 20.6643 | 24.8656 | 13.1437 | 770.4941 | 817.4096 | 899.6727 | 882.5918 | 0.4113 | 0.42149 | 0.41495 | 0.39673 | 316.904 | 344.53 | 373.3188 | 350.1543 | 0.10289 | 0.12162 | 0.11217 | 0.11811 | 0.05005 | 0.043062 | 0.043445 | 0.043342 | 79.2727 | 99.411 | 100.9169 | 104.242 | 38.5636 | 35.1992 | 39.0859 | 38.2534
4 | 13 | 2 | 1481.345 | 1538.4216 | 1588.5473 | 1597.0175 | 80 | 63 | 0 | 0 | 0 | 0 | 0 | 0 | 0 | 0 | 0 | 0 | 646.6493 | 651.337 | 685.2087 | 726.5805 | 0 | 0 | 0 | 0 | 0.75634 | 14.4506 | 24.9126 | 7.9703 | 2.1866 | 19.5257 | 11.6543 | 4.8112 | 751.7528 | 790.1084 | 866.7718 | 857.6555 | 0.41115 | 0.42158 | 0.41337 | 0.39654 | 309.0832 | 333.091 | 358.2935 | 340.0911 | 0.10273 | 0.12163 | 0.11215 | 0.11812 | 0.049822 | 0.043108 | 0.043416 | 0.0432 | 77.2288 | 96.1013 | 97.207 | 101.3098 | 37.4537 | 34.0604 | 37.6321 | 37.0509
4 | 13 | 3 | 1470.2704 | 1520.3133 | 1562.6473 | 1564.8393 | 80 | 63 | 0 | 0 | 0 | 0 | 0 | 0 | 0 | 0 | 0 | 0 | 638.5387 | 643.731 | 674.648 | 718.7484 | 0 | 0 | 0 | 0 | -1.081 | 39.5635 | 21.4971 | 0.5622 | 5.0847 | 21.4738 | 19.0781 | 6.2701 | 747.7279 | 752.5449 | 847.424 | 839.2586 | 0.41121 | 0.42135 | 0.41593 | 0.39646 | 307.4704 | 317.0815 | 352.4665 | 332.7347 | 0.10263 | 0.12165 | 0.11206 | 0.11814 | 0.049721 | 0.043021 | 0.043228 | 0.04315 | 76.7401 | 91.5501 | 94.9656 | 99.1538 | 37.1778 | 32.3754 | 36.6324 | 36.2143
4 | 13 | 4 | 1487.3616 | 1531.6527 | 1567.2837 | 1563.3645 | 80 | 63 | 0 | 0 | 0 | 0 | 0 | 0 | 0 | 0 | 0 | 0 | 608.8594 | 611.9771 | 635.695 | 687.3455 | 0 | 0 | 0 | 0 | 2.3871 | 37.2385 | 15.9998 | -0.14417 | 3.2188 | 21.7266 | 19.5279 | 10.3758 | 792.8962 | 797.7106 | 896.061 | 865.7874 | 0.41164 | 0.4221 | 0.41529 | 0.39674 | 326.3854 | 336.71 | 372.124 | 343.4891 | 0.10237 | 0.12164 | 0.11204 | 0.11814 | 0.049444 | 0.04308 | 0.043283 | 0.043171 | 81.1686 | 97.0335 | 100.3936 | 102.2824 | 39.2036 | 34.3657 | 38.7839 | 37.3767
4 | 13 | 5 | 1598.9712 | 1640.3067 | 1671.5032 | 1661.2557 | 80 | 63 | 0 | 0 | 0 | 0 | 0 | 0 | 0 | 0 | 0 | 0 | 570.1515 | 575.8672 | 591.4805 | 647.4341 | 0 | 0 | 0 | 0 | 7.0788 | 53.1477 | 39.6057 | 3.8873 | 4.3664 | 22.6827 | 28.8047 | 16.0468 | 937.3744 | 925.6091 | 1011.6123 | 993.8876 | 0.41274 | 0.42228 | 0.41522 | 0.39874 | 386.8911 | 390.8677 | 420.0443 | 396.3072 | 0.10209 | 0.12172 | 0.11201 | 0.11811 | 0.049196 | 0.043238 | 0.04346 | 0.043327 | 95.6966 | 112.6677 | 113.3091 | 117.3915 | 46.1151 | 40.0218 | 43.9648 | 43.0625
4 | 13 | 6 | 1752.9386 | 1795.6141 | 1827.1094 | 1813.9259 | 80 | 63 | 0 | 0 | 0 | 0 | 0 | 0 | 0 | 0 | 0 | 0 | 578.9232 | 590.6643 | 597.8549 | 656.959 | 0 | 0 | 0 | 0 | 5.931 | 47.1002 | 31.0595 | 32.0238 | 4.2007 | 17.9829 | 27.0719 | 20.518 | 1083.8837 | 1076.8666 | 1171.1231 | 1104.4251 | 0.41319 | 0.42246 | 0.41499 | 0.39779 | 447.8511 | 454.9343 | 486.0049 | 439.3345 | 0.10208 | 0.12177 | 0.11203 | 0.11818 | 0.049266 | 0.043392 | 0.043591 | 0.043444 | 110.6436 | 131.1346 | 131.2018 | 130.5247 | 53.3981 | 46.7271 | 51.0502 | 47.9801
4 | 13 | 7 | 1857.5919 | 1899.3259 | 1929.6274 | 1914.1059 | 80 | 63 | 0 | 0 | 0 | 0 | 0 | 0 | 0 | 0 | 0 | 0 | 1114.9183 | 1128.0241 | 1135.7666 | 1201.4304 | 0 | 0 | 0 | 0 | -5.4364 | 2.3715 | -3.4803 | -1.0178 | 2.9356 | -1.2258 | -2.5875 | -4.6848 | 665.1745 | 707.1561 | 799.9286 | 718.3781 | 0.41464 | 0.33736 | 0.33191 | 0.39149 | 275.8094 | 238.5648 | 265.5007 | 281.2349 | 0.10461 | 0.12273 | 0.11249 | 0.11924 | 0.05158 | 0.044722 | 0.04369 | 0.0457 | 69.5861 | 86.7872 | 89.981 | 85.6626 | 34.3096 | 31.6256 | 34.9491 | 32.83
4 | 13 | 8 | 1944.7667 | 1990.3913 | 2025.992 | 2015.0817 | 80 | 63 | 0 | 0 | 0 | 0 | 0 | 0 | 0 | 0 | 0 | 0 | 1550.169 | 1629.9597 | 1705.6116 | 1828.7725 | 0 | 0 | 0 | 0 | -5.3838 | -27.0802 | -26.7291 | 35.6485 | -2.4935 | -9.7602 | -15.9465 | -28.3647 | 322.475 | 334.272 | 363.0559 | 179.0253 | 0.41395 | 0.28029 | 0.32029 | 0.31141 | 133.4872 | 93.6943 | 116.2825 | 55.7501 | 0.11105 | 0.12275 | 0.11456 | 0.12533 | 0.058342 | 0.04718 | 0.048353 | 0.063062 | 35.8115 | 41.0333 | 41.5933 | 22.4373 | 18.8139 | 15.7708 | 17.5547 | 11.2898
4 | 13 | 9 | 1997.9294 | 2048.9457 | 2091.8072 | 2087.8685 | 80 | 63 | 0 | 0 | 0 | 0 | 0 | 0 | 0 | 0 | 0 | 0 | 1954.4901 | 2105.2147 | 2266.6543 | 2453.2717 | 0 | 0 | 0 | 0 | -4.3049 | -31.2571 | -32.7877 | -72.6581 | -5.8611 | -22.7484 | -29.0516 | -35.7916 | -26.3946 | -65.2635 | -113.0078 | -256.9535 | 0.39087 | 0 | 0.0068178 | 0 | -10.3169 | 0 | -0.77047 | 0 | 0.11571 | 0.12298 | 0.11416 | 0.12107 | 0.064318 | 0.050891 | 0.049446 | 0.062023 | -3.0542 | -8.0261 | -12.9014 | -31.1102 | -1.6976 | -3.3213 | -5.5877 | -15.937
4 | 13 | 10 | 2057.6404 | 2112.2256 | 2158.3876 | 2155.6919 | 80 | 63 | 0 | 0 | 0 | 0 | 0 | 0 | 0 | 0 | 0 | 0 | 2175.4193 | 2379.9657 | 2601.3368 | 2831.9057 | 0 | 0 | 0 | 0 | -9.4473 | -65.9079 | -46.6861 | -76.5866 | -9.8768 | -34.684 | -36.0673 | -39.0106 | -178.4549 | -230.1482 | -360.1959 | -560.6166 | 0.39163 | 0 | 0 | 0 | -69.8876 | 0 | 0 | 0 | 0.11232 | 0.12654 | 0.11406 | 0.12113 | 0.060544 | 0.050042 | 0.050721 | 0.062006 | -20.0436 | -29.1222 | -41.083 | -67.9097 | -10.8044 | -11.517 | -18.2696 | -34.7618
4 | 13 | 11 | 2072.3773 | 2128.2001 | 2174.4577 | 2170.0955 | 80 | 63 | 0 | 0 | 0 | 0 | 0 | 0 | 0 | 0 | 0 | 0 | 2193.7915 | 2436.1451 | 2687.3013 | 2945.9257 | 0 | 0 | 0 | 0 | -10.9153 | -69.038 | -68.8432 | -79.0744 | -13.1748 | -38.7419 | -37.9171 | -39.554 | -177.3241 | -263.165 | -406.0833 | -657.2018 | 0.38888 | 0 | 0 | 0 | -68.9582 | 0 | 0 | 0 | 0.11205 | 0.12684 | 0.11379 | 0.12149 | 0.060811 | 0.051065 | 0.052274 | 0.064997 | -19.8697 | -33.3811 | -46.2095 | -79.8417 | -10.7832 | -13.4384 | -21.2275 | -42.7162
4 | 13 | 12 | 2070.1888 | 2127.0706 | 2173.6946 | 2168.6554 | 80 | 63 | 0 | 0 | 0 | 0 | 0 | 0 | 0 | 0 | 0 | 0 | 2099.5437 | 2357.7542 | 2613.7693 | 2884.0381 | 0 | 0 | 0 | 0 | -11.7136 | -71.0754 | -84.5742 | -78.4253 | -12.5616 | -36.5834 | -39.1928 | -40 | -85.0797 | -186.0247 | -316.3078 | -596.9574 | 0.38632 | 0 | 0 | 0 | -32.8677 | 0 | 0 | 0 | 0.11219 | 0.12694 | 0.11339 | 0.12149 | 0.061141 | 0.050734 | 0.053282 | 0.064997 | -9.5448 | -23.6134 | -35.8648 | -72.5227 | -5.2019 | -9.4377 | -16.8536 | -38.8005
4 | 13 | 13 | 2078.9455 | 2140.5257 | 2192.0701 | 2190.6237 | 80 | 63 | 0 | 0 | 0 | 0 | 0 | 0 | 0 | 0 | 0 | 0 | 2020.3948 | 2280.9991 | 2532.6365 | 2799.7726 | 0 | 0 | 0 | 0 | -10.9243 | -69.3449 | -82.8083 | -83.1347 | -7.0508 | -38.8419 | -39.3898 | -40 | -3.4742 | -95.2867 | -218.3683 | -486.0143 | 0.38495 | 0 | 0 | 0 | -1.3374 | 0 | 0 | 0 | 0.11369 | 0.12317 | 0.11402 | 0.12101 | 0.062322 | 0.05119 | 0.051194 | 0.062258 | -0.39497 | -11.7366 | -24.8994 | -58.8149 | -0.21652 | -4.8777 | -11.1792 | -30.2581
4 | 13 | 14 | 2078.3013 | 2143.499 | 2199.2762 | 2201.5958 | 80 | 63 | 0 | 0 | 0 | 0 | 0 | 0 | 0 | 0 | 0 | 0 | 1908.0451 | 2152.4882 | 2390.6321 | 2641.3531 | 0 | 0 | 0 | 0 | -10.4083 | -69.3158 | -76.9831 | -64.6521 | -7.2574 | -39.298 | -39.339 | -40 | 107.9219 | 36.6246 | -75.0339 | -335.1052 | 0.38305 | 0 | 0 | 0 | 41.3391 | 0 | 0 | 0 | 0.11222 | 0.12321 | 0.11389 | 0.12103 | 0.060537 | 0.049956 | 0.049493 | 0.062434 | 12.1109 | 4.5124 | -8.5458 | -40.5584 | 6.5333 | 1.8296 | -3.7137 | -20.922
4 | 13 | 15 | 2055.267 | 2123.1387 | 2182.0618 | 2187.4513 | 80 | 63 | 0 | 0 | 0 | 0 | 0 | 0 | 0 | 0 | 0 | 0 | 1767.2585 | 1979.845 | 2193.0503 | 2413.892 | 0 | 0 | 0 | 0 | -7.112 | -66.2587 | -66.9421 | -59.8055 | -5.1433 | -38.011 | -38.5994 | -39.8698 | 220.2638 | 184.5634 | 94.5529 | -126.7654 | 0.38528 | 0 | 0 | 0 | 84.8638 | 0 | 0 | 0 | 0.11215 | 0.12394 | 0.11389 | 0.12292 | 0.059854 | 0.049789 | 0.047979 | 0.05792 | 24.7034 | 22.875 | 10.7685 | -15.5818 | 13.1838 | 9.1892 | 4.5366 | -7.3423
4 | 13 | 16 | 2019.3057 | 2093.776 | 2160.5557 | 2173.4772 | 80 | 63 | 0 | 0 | 0 | 0 | 0 | 0 | 0 | 0 | 0 | 0 | 1550.1537 | 1713.4768 | 1876.5757 | 2047.0391 | 0 | 0 | 0 | 0 | -2.0339 | -35.3781 | -11.1293 | -37.5979 | -4.7475 | -33.8921 | -35.3471 | -39.5832 | 395.9333 | 386.5694 | 330.4565 | 203.6193 | 0.41156 | 0 | 0.007326 | 0 | 162.9488 | 0 | 2.4209 | 0 | 0.10925 | 0.12445 | 0.1138 | 0.12245 | 0.05625 | 0.048813 | 0.046652 | 0.053064 | 43.2552 | 48.1071 | 37.605 | 24.9338 | 22.2712 | 18.8694 | 15.4164 | 10.8048
4 | 13 | 17 | 1973.4973 | 2054.4118 | 2128.8003 | 2149.0651 | 80 | 63 | 0 | 0 | 0 | 0 | 0 | 0 | 0 | 0 | 0 | 0 | 1168.751 | 1259.9345 | 1349.0468 | 1454.7583 | 0 | 0 | 0 | 0 | -3.1817 | -4.2316 | -1.6868 | 23.3919 | -4.0958 | -6.4193 | -12.5458 | -14.205 | 732.0238 | 742.1283 | 793.9862 | 685.1199 | 0.40997 | 0.23762 | 0.31375 | 0.26988 | 300.1095 | 176.3444 | 249.11 | 184.9034 | 0.10575 | 0.12367 | 0.11274 | 0.119 | 0.052658 | 0.047039 | 0.044242 | 0.045213 | 77.4092 | 91.7781 | 89.5113 | 81.5267 | 38.5471 | 34.9093 | 35.1276 | 30.9761
4 | 13 | 18 | 1923.709 | 2011.3159 | 2093.7422 | 2121.9319 | 80 | 63 | 0 | 0 | 0 | 0 | 0 | 0 | 0 | 0 | 0 | 0 | 353.8581 | 359.6572 | 375.6356 | 421.7866 | 0 | 0 | 0 | 0 | -2.5103 | -9.9757 | -5.1369 | 8.3 | 1.7349 | -2.848 | -3.5042 | -0.069271 | 1490.6263 | 1601.4823 | 1726.7476 | 1691.9145 | 0.41329 | 0.42469 | 0.41897 | 0.40593 | 616.0571 | 680.1382 | 723.4501 | 686.7959 | 0.10253 | 0.12175 | 0.11216 | 0.11831 | 0.049696 | 0.043205 | 0.043128 | 0.043593 | 152.8345 | 194.9756 | 193.6717 | 200.1649 | 74.0775 | 69.1925 | 74.4712 | 73.7554
4 | 13 | 19 | 1996.4456 | 2091.8727 | 2182.3178 | 2215.4851 | 80 | 63 | 0 | 0 | 0 | 0 | 0 | 0 | 0 | 0 | 0 | 0 | 237.7888 | 207.1701 | 219.7451 | 256.5242 | 0 | 0 | 0 | 0 | 2.5194 | 22.672 | 52.0807 | 40.9518 | 4.9706 | 14.6476 | 12.1127 | 35.9636 | 1671.1667 | 1784.383 | 1898.3793 | 1882.0456 | 0.4157 | 0.42239 | 0.41303 | 0.40197 | 694.6979 | 753.7022 | 784.0821 | 756.5165 | 0.10214 | 0.12222 | 0.11296 | 0.11858 | 0.049087 | 0.043917 | 0.044307 | 0.044107 | 170.6993 | 218.0868 | 214.4353 | 223.1702 | 82.0321 | 78.3645 | 84.1121 | 83.0105
4 | 13 | 20 | 2083.6563 | 2187.4845 | 2286.257 | 2324.0977 | 80 | 63 | 0 | 0 | 0 | 0 | 0 | 0 | 0 | 0 | 0 | 0 | 252.4824 | 221.068 | 237.0414 | 271.5735 | 0 | 0 | 0 | 0 | 9.2189 | 30.3613 | 36.6047 | 77.3505 | 9.4503 | 24.3087 | 31.1633 | 38.6272 | 1732.5047 | 1848.7465 | 1981.4475 | 1936.5464 | 0.42087 | 0.43174 | 0.42154 | 0.40469 | 729.1678 | 798.1838 | 835.2516 | 783.6941 | 0.10224 | 0.1222 | 0.11293 | 0.11859 | 0.049112 | 0.043933 | 0.044334 | 0.044056 | 177.1373 | 225.9236 | 223.7747 | 229.6514 | 85.0866 | 81.2209 | 87.8459 | 85.3156
4 | 13 | 21 | 2004.4506 | 2106.0385 | 2202.5672 | 2239.7445 | 80 | 63 | 0 | 0 | 0 | 0 | 0 | 0 | 0 | 0 | 0 | 0 | 277.5908 | 256.9155 | 271.2323 | 304.7788 | 0 | 0 | 0 | 0 | 10.5288 | 42.8222 | 8.2648 | 29.5536 | 4.879 | 13.4188 | 25.0981 | 39.304 | 1631.4519 | 1729.882 | 1897.972 | 1866.1081 | 0.41808 | 0.42369 | 0.41303 | 0.4036 | 682.0792 | 732.9305 | 783.9268 | 753.1692 | 0.10181 | 0.12224 | 0.11296 | 0.11847 | 0.049011 | 0.043613 | 0.04411 | 0.043849 | 166.0949 | 211.4681 | 214.3926 | 221.0861 | 79.9594 | 75.4453 | 83.7197 | 81.8264
4 | 13 | 22 | 1872.9029 | 1970.3545 | 2063.2862 | 2100.1989 | 80 | 63 | 0 | 0 | 0 | 0 | 0 | 0 | 0 | 0 | 0 | 0 | 279.7899 | 271.3001 | 285.6211 | 311.2845 | 0 | 0 | 0 | 0 | 8.7923 | 22.3164 | 17.5303 | 36.7086 | 3.9246 | 20.1674 | 22.3665 | 39.0313 | 1500.3962 | 1593.5705 | 1737.7683 | 1713.1745 | 0.41431 | 0.4215 | 0.41126 | 0.40084 | 621.626 | 671.6875 | 714.6709 | 686.7057 | 0.10193 | 0.12204 | 0.1124 | 0.11843 | 0.049173 | 0.043315 | 0.043705 | 0.043791 | 152.9419 | 194.4748 | 195.3212 | 202.8874 | 73.7791 | 69.0257 | 75.9489 | 75.022
4 | 13 | 23 | 1719.8341 | 1810.5187 | 1897.0775 | 1931.8507 | 80 | 63 | 0 | 0 | 0 | 0 | 0 | 0 | 0 | 0 | 0 | 0 | 207.305 | 196.3789 | 209.222 | 227.567 | 0 | 0 | 0 | 0 | 5.3518 | 27.2962 | 59.3261 | 27.4657 | 3.6801 | 14.4334 | 14.1955 | 35.7598 | 1423.4972 | 1509.4101 | 1614.334 | 1641.0583 | 0.41263 | 0.42045 | 0.41146 | 0.39726 | 587.3836 | 634.6364 | 664.2268 | 651.9275 | 0.10258 | 0.12177 | 0.1122 | 0.11826 | 0.049826 | 0.043209 | 0.043549 | 0.043564 | 146.0216 | 183.8034 | 181.1242 | 194.0723 | 70.9267 | 65.2209 | 70.3034 | 71.4914
4 | 13 | 24 | 1584.8187 | 1661.9222 | 1734.1 | 1759.3742 | 80 | 63 | 0 | 0 | 0 | 0 | 0 | 0 | 0 | 0 | 0 | 0 | 145.8578 | 130.1847 | 140.908 | 156.1756 | 0 | 0 | 0 | 0 | 6.4303 | 11.6098 | 22.4901 | 23.8517 | 1.856 | 27.1523 | 22.9452 | 26.0041 | 1350.6746 | 1429.9754 | 1547.7568 | 1553.3428 | 0.41183 | 0.4219 | 0.41161 | 0.39624 | 556.2424 | 603.3024 | 637.0689 | 615.4979 | 0.10329 | 0.1216 | 0.1122 | 0.11814 | 0.050608 | 0.043132 | 0.043439 | 0.043334 | 139.5165 | 173.8859 | 173.6558 | 183.515 | 68.3552 | 61.6775 | 67.2335 | 67.3132
4 | 14 | 1 | 1502.783 | 1567.5521 | 1626.1668 | 1641.3309 | 80 | 63 | 0 | 0 | 0 | 0 | 0 | 0 | 0 | 0 | 0 | 0 | 97.6267 | 81.0544 | 88.17 | 101.7662 | 0 | 0 | 0 | 0 | 3.1402 | 23.0713 | 19.8138 | 22.8388 | 1.7206 | 20.6643 | 24.8656 | 13.1437 | 1320.2955 | 1379.762 | 1493.3173 | 1503.5822 | 0.4113 | 0.42149 | 0.41495 | 0.39673 | 543.0372 | 581.5559 | 619.6514 | 596.5224 | 0.10289 | 0.12162 | 0.11217 | 0.11811 | 0.05005 | 0.043062 | 0.043445 | 0.043342 | 135.8393 | 167.8027 | 167.5064 | 177.5865 | 66.0814 | 59.4151 | 64.8766 | 65.1685
4 | 14 | 2 | 1434.8889 | 1489.2438 | 1536.7243 | 1543.9911 | 80 | 63 | 0 | 0 | 0 | 0 | 0 | 0 | 0 | 0 | 0 | 0 | 63.1487 | 47.5863 | 50.6295 | 63.497 | 0 | 0 | 0 | 0 | 0.75634 | 14.4506 | 24.9126 | 7.9703 | 2.1866 | 19.5257 | 11.6543 | 4.8112 | 1288.7972 | 1344.6812 | 1449.528 | 1467.7127 | 0.41115 | 0.42158 | 0.41337 | 0.39654 | 529.889 | 566.8858 | 599.1847 | 582.0006 | 0.10273 | 0.12163 | 0.11215 | 0.11812 | 0.049822 | 0.043108 | 0.043416 | 0.0432 | 132.4002 | 163.5543 | 162.5622 | 173.3723 | 64.2102 | 57.9671 | 62.9333 | 63.4055
4 | 14 | 3 | 1407.0229 | 1453.3604 | 1492.093 | 1492.6468 | 80 | 63 | 0 | 0 | 0 | 0 | 0 | 0 | 0 | 0 | 0 | 0 | 47.2525 | 32.23 | 33.256 | 45.3044 | 0 | 0 | 0 | 0 | -1.081 | 39.5635 | 21.4971 | 0.5622 | 5.0847 | 21.4738 | 19.0781 | 6.2701 | 1275.7666 | 1297.093 | 1418.2619 | 1440.5101 | 0.41121 | 0.42135 | 0.41593 | 0.39646 | 524.6032 | 546.5245 | 589.8934 | 571.1084 | 0.10263 | 0.12165 | 0.11206 | 0.11814 | 0.049721 | 0.043021 | 0.043228 | 0.04315 | 130.9332 | 157.7966 | 158.9358 | 170.1884 | 63.4324 | 55.8025 | 61.3086 | 62.1585
4 | 14 | 4 | 1418.9367 | 1459.2191 | 1490.954 | 1485.2624 | 80 | 63 | 0 | 0 | 0 | 0 | 0 | 0 | 0 | 0 | 0 | 0 | 39.2204 | 23.0991 | 23.1913 | 35.1913 | 0 | 0 | 0 | 0 | 2.3871 | 37.2385 | 15.9998 | -0.14417 | 3.2188 | 21.7266 | 19.5279 | 10.3758 | 1294.1104 | 1314.155 | 1432.235 | 1439.8394 | 0.41164 | 0.4221 | 0.41529 | 0.39674 | 532.7037 | 554.6988 | 594.791 | 571.2362 | 0.10237 | 0.12164 | 0.11204 | 0.11814 | 0.049444 | 0.04308 | 0.043283 | 0.043171 | 132.4778 | 159.8537 | 160.4658 | 170.0998 | 63.9854 | 56.6144 | 61.9909 | 62.1589
4 | 14 | 5 | 1455.2651 | 1488.1814 | 1511.1952 | 1497.2255 | 80 | 63 | 0 | 0 | 0 | 0 | 0 | 0 | 0 | 0 | 0 | 0 | 37.8404 | 21.07 | 21.0968 | 33.0968 | 0 | 0 | 0 | 0 | 7.0788 | 53.1477 | 39.6057 | 3.8873 | 4.3664 | 22.6827 | 28.8047 | 16.0468 | 1325.9794 | 1328.281 | 1421.6881 | 1444.1946 | 0.41274 | 0.42228 | 0.41522 | 0.39874 | 547.2836 | 560.9086 | 590.317 | 575.8647 | 0.10209 | 0.12172 | 0.11201 | 0.11811 | 0.049196 | 0.043238 | 0.04346 | 0.043327 | 135.3693 | 161.682 | 159.2411 | 170.5788 | 65.2329 | 57.4326 | 61.7867 | 62.5731
4 | 14 | 6 | 1496.5903 | 1524.2475 | 1541.1462 | 1521.3228 | 80 | 63 | 0 | 0 | 0 | 0 | 0 | 0 | 0 | 0 | 0 | 0 | 89.4675 | 72.2812 | 72.6876 | 84.7232 | 0 | 0 | 0 | 0 | 5.931 | 47.1002 | 31.0595 | 32.0238 | 4.2007 | 17.9829 | 27.0719 | 20.518 | 1316.9911 | 1323.8831 | 1410.3273 | 1384.0578 | 0.41319 | 0.42246 | 0.41499 | 0.39779 | 544.1689 | 559.2892 | 585.2724 | 550.5709 | 0.10208 | 0.12177 | 0.11203 | 0.11818 | 0.049266 | 0.043392 | 0.043591 | 0.043444 | 134.4394 | 161.2149 | 158 | 163.5727 | 64.8823 | 57.4456 | 61.4773 | 60.1283
4 | 14 | 7 | 1566.2616 | 1590.9278 | 1604.6409 | 1581.5734 | 80 | 63 | 0 | 0 | 0 | 0 | 0 | 0 | 0 | 0 | 0 | 0 | 647.7817 | 634.4837 | 640.3042 | 655.8869 | 0 | 0 | 0 | 0 | -5.4364 | 2.3715 | -3.4803 | -1.0178 | 2.9356 | -1.2258 | -2.5875 | -4.6848 | 840.9807 | 892.2984 | 970.4046 | 931.389 | 0.41464 | 0.33736 | 0.33191 | 0.39149 | 348.7061 | 301.0241 | 322.0826 | 364.6256 | 0.10461 | 0.12273 | 0.11249 | 0.11924 | 0.05158 | 0.044722 | 0.04369 | 0.0457 | 87.9778 | 109.5092 | 109.1572 | 111.063 | 43.3777 | 39.9056 | 42.3972 | 42.5647
4 | 14 | 8 | 1659.1735 | 1688.0664 | 1707.4053 | 1689.0975 | 80 | 63 | 0 | 0 | 0 | 0 | 0 | 0 | 0 | 0 | 0 | 0 | 1085.0549 | 1114.1568 | 1164.851 | 1216.0412 | 0 | 0 | 0 | 0 | -5.3838 | -27.0802 | -26.7291 | 35.6485 | -2.4935 | -9.7602 | -15.9465 | -28.3647 | 501.9959 | 547.7501 | 585.2299 | 465.7725 | 0.41395 | 0.28029 | 0.32029 | 0.31141 | 207.7992 | 153.5308 | 187.4422 | 145.0457 | 0.11105 | 0.12275 | 0.11456 | 0.12533 | 0.058342 | 0.04718 | 0.048353 | 0.063062 | 55.7477 | 67.2386 | 67.0466 | 58.3754 | 29.2875 | 25.8427 | 28.2974 | 29.3727
4 | 14 | 9 | 1759.422 | 1796.4652 | 1825.7459 | 1815.6294 | 80 | 63 | 0 | 0 | 0 | 0 | 0 | 0 | 0 | 0 | 0 | 0 | 1419.0903 | 1478.8658 | 1577.5856 | 1664.4749 | 0 | 0 | 0 | 0 | -4.3049 | -31.2571 | -32.7877 | -72.6581 | -5.8611 | -22.7484 | -29.0516 | -35.7916 | 270.4977 | 308.6049 | 309.9997 | 259.6041 | 0.39087 | 0 | 0.0068178 | 0 | 105.7297 | 0 | 2.1135 | 0 | 0.11571 | 0.12298 | 0.11416 | 0.12107 | 0.064318 | 0.050891 | 0.049446 | 0.062023 | 31.3005 | 37.952 | 35.3907 | 31.4311 | 17.3978 | 15.7052 | 15.3281 | 16.1014
4 | 14 | 10 | 1831.0269 | 1872.3357 | 1905.5943 | 1897.0288 | 80 | 63 | 0 | 0 | 0 | 0 | 0 | 0 | 0 | 0 | 0 | 0 | 1592.4044 | 1664.1875 | 1792.8625 | 1900.5162 | 0 | 0 | 0 | 0 | -9.4473 | -65.9079 | -46.6861 | -76.5866 | -9.8768 | -34.684 | -36.0673 | -39.0106 | 177.9465 | 245.7401 | 195.4851 | 112.1098 | 0.39163 | 0 | 0 | 0 | 69.6885 | 0 | 0 | 0 | 0.11232 | 0.12654 | 0.11406 | 0.12113 | 0.060544 | 0.050042 | 0.050721 | 0.062006 | 19.9865 | 31.0952 | 22.2965 | 13.5803 | 10.7736 | 12.2972 | 9.9153 | 6.9515
4 | 14 | 11 | 1850.3115 | 1893.1244 | 1926.7374 | 1916.6232 | 80 | 63 | 0 | 0 | 0 | 0 | 0 | 0 | 0 | 0 | 0 | 0 | 1676.4588 | 1756.5622 | 1906.8978 | 2033.5291 | 0 | 0 | 0 | 0 | -10.9153 | -69.038 | -68.8432 | -79.0744 | -13.1748 | -38.7419 | -37.9171 | -39.554 | 117.9427 | 181.3421 | 126.5999 | 1.7226 | 0.38888 | 0 | 0 | 0 | 45.8658 | 0 | 0 | 0 | 0.11205 | 0.12684 | 0.11379 | 0.12149 | 0.060811 | 0.051065 | 0.052274 | 0.064997 | 13.2159 | 23.0023 | 14.4062 | 0.20927 | 7.1722 | 9.2602 | 6.6179 | 0.11196
4 | 14 | 12 | 1843.7152 | 1887.3289 | 1921.0574 | 1910.152 | 80 | 63 | 0 | 0 | 0 | 0 | 0 | 0 | 0 | 0 | 0 | 0 | 1850.1199 | 1945.0763 | 2126.9514 | 2280.2985 | 0 | 0 | 0 | 0 | -11.7136 | -71.0754 | -84.5742 | -78.4253 | -12.5616 | -36.5834 | -39.1928 | -40 | -62.1295 | -13.0886 | -82.1271 | -251.7211 | 0.38632 | 0 | 0 | 0 | -24.0017 | 0 | 0 | 0 | 0.11219 | 0.12694 | 0.11339 | 0.12149 | 0.061141 | 0.050734 | 0.053282 | 0.064997 | -6.9701 | -1.6614 | -9.312 | -30.5809 | -3.7987 | -0.66403 | -4.3759 | -16.3611
4 | 14 | 13 | 1814.7613 | 1860.864 | 1897.3657 | 1889.0763 | 80 | 63 | 0 | 0 | 0 | 0 | 0 | 0 | 0 | 0 | 0 | 0 | 1850.8672 | 1931.7285 | 2099.0991 | 2240.3401 | 0 | 0 | 0 | 0 | -10.9243 | -69.3449 | -82.8083 | -83.1347 | -7.0508 | -38.8419 | -39.3898 | -40 | -98.1308 | -25.6776 | -79.5353 | -228.1291 | 0.38495 | 0 | 0 | 0 | -37.7757 | 0 | 0 | 0 | 0.11369 | 0.12317 | 0.11402 | 0.12101 | 0.062322 | 0.05119 | 0.051194 | 0.062258 | -11.1563 | -3.1627 | -9.069 | -27.607 | -6.1157 | -1.3144 | -4.0717 | -14.2028
4 | 14 | 14 | 1784.2424 | 1832.2124 | 1871.2459 | 1865.9487 | 80 | 63 | 0 | 0 | 0 | 0 | 0 | 0 | 0 | 0 | 0 | 0 | 1783.1078 | 1859.0867 | 2009.9572 | 2137.5229 | 0 | 0 | 0 | 0 | -10.4083 | -69.3158 | -76.9831 | -64.6521 | -7.2574 | -39.298 | -39.339 | -40 | -61.1997 | 18.7396 | -22.3893 | -166.922 | 0.38305 | 0 | 0 | 0 | -23.4423 | 0 | 0 | 0 | 0.11222 | 0.12321 | 0.11389 | 0.12103 | 0.060537 | 0.049956 | 0.049493 | 0.062434 | -6.8677 | 2.3088 | -2.55 | -20.2029 | -3.7048 | 0.93616 | -1.1081 | -10.4216
4 | 14 | 15 | 1759.8089 | 1810.3709 | 1852.4706 | 1850.2071 | 80 | 63 | 0 | 0 | 0 | 0 | 0 | 0 | 0 | 0 | 0 | 0 | 1652.9041 | 1710.2836 | 1830.0697 | 1938.6679 | 0 | 0 | 0 | 0 | -7.112 | -66.2587 | -66.9421 | -59.8055 | -5.1433 | -38.011 | -38.5994 | -39.8698 | 39.16 | 141.3569 | 127.9423 | 11.2144 | 0.38528 | 0 | 0 | 0 | 15.0877 | 0 | 0 | 0 | 0.11215 | 0.12394 | 0.11389 | 0.12292 | 0.059854 | 0.049789 | 0.047979 | 0.05792 | 4.3919 | 17.52 | 14.5711 | 1.3785 | 2.3439 | 7.038 | 6.1386 | 0.64954
4 | 14 | 16 | 1752.6027 | 1811.448 | 1863.0417 | 1869.055 | 80 | 63 | 0 | 0 | 0 | 0 | 0 | 0 | 0 | 0 | 0 | 0 | 1475.009 | 1510.7026 | 1604.9564 | 1701.3787 | 0 | 0 | 0 | 0 | -2.0339 | -35.3781 | -11.1293 | -37.5979 | -4.7475 | -33.8921 | -35.3471 | -39.5832 | 204.3751 | 307.0157 | 304.5617 | 244.8574 | 0.41156 | 0 | 0.007326 | 0 | 84.1118 | 0 | 2.2312 | 0 | 0.10925 | 0.12445 | 0.1138 | 0.12245 | 0.05625 | 0.048813 | 0.046652 | 0.053064 | 22.3277 | 38.2069 | 34.6582 | 29.9835 | 11.4961 | 14.9862 | 14.2084 | 12.993
4 | 14 | 17 | 1763.7451 | 1832.3711 | 1894.8163 | 1909.6481 | 80 | 63 | 0 | 0 | 0 | 0 | 0 | 0 | 0 | 0 | 0 | 0 | 1187.3147 | 1201.7413 | 1275.1773 | 1357.8244 | 0 | 0 | 0 | 0 | -3.1817 | -4.2316 | -1.6868 | 23.3919 | -4.0958 | -6.4193 | -12.5458 | -14.205 | 503.7078 | 578.2808 | 633.8716 | 542.6368 | 0.40997 | 0.23762 | 0.31375 | 0.26988 | 206.5063 | 137.411 | 198.8747 | 146.4494 | 0.10575 | 0.12367 | 0.11274 | 0.119 | 0.052658 | 0.047039 | 0.044242 | 0.045213 | 53.2655 | 71.5153 | 71.4605 | 64.5717 | 26.5244 | 27.202 | 28.0438 | 24.534
4 | 14 | 18 | 1779.583 | 1858.7462 | 1932.966 | 1957.4225 | 80 | 63 | 0 | 0 | 0 | 0 | 0 | 0 | 0 | 0 | 0 | 0 | 743.2251 | 728.9151 | 771.3998 | 831.9442 | 0 | 0 | 0 | 0 | -2.5103 | -9.9757 | -5.1369 | 8.3 | 1.7349 | -2.848 | -3.5042 | -0.069271 | 957.1334 | 1079.6549 | 1170.2072 | 1117.2475 | 0.41329 | 0.42469 | 0.41897 | 0.40593 | 395.5712 | 458.5218 | 490.2781 | 453.5223 | 0.10253 | 0.12175 | 0.11216 | 0.11831 | 0.049696 | 0.043205 | 0.043128 | 0.043593 | 98.1353 | 131.4447 | 131.2502 | 132.1779 | 47.5653 | 46.6468 | 50.4687 | 48.704
4 | 14 | 19 | 1875.7576 | 1964.1141 | 2047.6872 | 2077.7285 | 80 | 63 | 0 | 0 | 0 | 0 | 0 | 0 | 0 | 0 | 0 | 0 | 637.3986 | 623.0299 | 654.3539 | 711.3017 | 0 | 0 | 0 | 0 | 2.5194 | 22.672 | 52.0807 | 40.9518 | 4.9706 | 14.6476 | 12.1127 | 35.9636 | 1150.869 | 1240.7646 | 1329.1399 | 1289.5114 | 0.4157 | 0.42239 | 0.41303 | 0.40197 | 478.412 | 524.0842 | 548.9708 | 518.3384 | 0.10214 | 0.12222 | 0.11296 | 0.11858 | 0.049087 | 0.043917 | 0.044307 | 0.044107 | 117.5541 | 151.6459 | 150.1357 | 152.9084 | 56.4924 | 54.4905 | 58.8906 | 56.8759
4 | 14 | 20 | 1953.2433 | 2049.4312 | 2140.7779 | 2175.2407 | 80 | 63 | 0 | 0 | 0 | 0 | 0 | 0 | 0 | 0 | 0 | 0 | 666.1415 | 658.2064 | 686.7226 | 747.7211 | 0 | 0 | 0 | 0 | 9.2189 | 30.3613 | 36.6047 | 77.3505 | 9.4503 | 24.3087 | 31.1633 | 38.6272 | 1188.4327 | 1273.5548 | 1386.2873 | 1311.5418 | 0.42087 | 0.43174 | 0.42154 | 0.40469 | 500.1815 | 549.8487 | 584.3701 | 530.7632 | 0.10224 | 0.1222 | 0.11293 | 0.11859 | 0.049112 | 0.043933 | 0.044334 | 0.044056 | 121.5095 | 155.6331 | 156.5603 | 155.5333 | 58.3662 | 55.951 | 61.46 | 57.7806
4 | 14 | 21 | 1882.9231 | 1977.3912 | 2067 | 2101.0296 | 80 | 63 | 0 | 0 | 0 | 0 | 0 | 0 | 0 | 0 | 0 | 0 | 633.4085 | 618.5075 | 645.9661 | 708.1147 | 0 | 0 | 0 | 0 | 10.5288 | 42.8222 | 8.2648 | 29.5536 | 4.879 | 13.4188 | 25.0981 | 39.304 | 1154.1067 | 1239.6427 | 1387.6711 | 1324.0572 | 0.41808 | 0.42369 | 0.41303 | 0.4036 | 482.5102 | 525.2219 | 573.1553 | 534.3952 | 0.10181 | 0.12224 | 0.11296 | 0.11847 | 0.049011 | 0.043613 | 0.04411 | 0.043849 | 117.4973 | 151.5392 | 156.7496 | 156.8669 | 56.5642 | 54.0645 | 61.2103 | 58.0581
4 | 14 | 22 | 1758.0919 | 1848.8172 | 1935.2115 | 1969.1504 | 80 | 63 | 0 | 0 | 0 | 0 | 0 | 0 | 0 | 0 | 0 | 0 | 674.4618 | 663.5707 | 693.9279 | 755.2904 | 0 | 0 | 0 | 0 | 8.7923 | 22.3164 | 17.5303 | 36.7086 | 3.9246 | 20.1674 | 22.3665 | 39.0313 | 990.9133 | 1079.7627 | 1201.3869 | 1138.1201 | 0.41431 | 0.4215 | 0.41126 | 0.40084 | 410.5432 | 455.1183 | 494.0799 | 456.2019 | 0.10193 | 0.12204 | 0.1124 | 0.11843 | 0.049173 | 0.043315 | 0.043705 | 0.043791 | 101.0081 | 131.7711 | 135.0331 | 134.785 | 48.7263 | 46.77 | 52.5064 | 49.8397
4 | 14 | 23 | 1630.4201 | 1715.8662 | 1797.3338 | 1829.791 | 80 | 63 | 0 | 0 | 0 | 0 | 0 | 0 | 0 | 0 | 0 | 0 | 709.0496 | 699.1538 | 732.1757 | 794.0581 | 0 | 0 | 0 | 0 | 5.3518 | 27.2962 | 59.3261 | 27.4657 | 3.6801 | 14.4334 | 14.1955 | 35.7598 | 832.3385 | 911.9828 | 991.6365 | 972.5075 | 0.41263 | 0.42045 | 0.41146 | 0.39726 | 343.4513 | 383.4461 | 408.0144 | 386.3388 | 0.10258 | 0.12177 | 0.1122 | 0.11826 | 0.049826 | 0.043209 | 0.043549 | 0.043564 | 85.3808 | 111.0537 | 111.2591 | 115.0092 | 41.4718 | 39.4063 | 43.1853 | 42.3665
4 | 14 | 24 | 1512.5458 | 1585.4152 | 1653.4778 | 1676.8799 | 80 | 63 | 0 | 0 | 0 | 0 | 0 | 0 | 0 | 0 | 0 | 0 | 694.6403 | 683.6068 | 716.2898 | 777.1948 | 0 | 0 | 0 | 0 | 6.4303 | 11.6098 | 22.4901 | 23.8517 | 1.856 | 27.1523 | 22.9452 | 26.0041 | 729.6192 | 800.0463 | 891.7526 | 849.8293 | 0.41183 | 0.4219 | 0.41161 | 0.39624 | 300.4759 | 337.5372 | 367.0524 | 336.7371 | 0.10329 | 0.1216 | 0.1122 | 0.11814 | 0.050608 | 0.043132 | 0.043439 | 0.043334 | 75.3652 | 97.2861 | 100.0532 | 100.4005 | 36.9247 | 34.5075 | 38.7371 | 36.8269
4 | 15 | 1 | 1442.0542 | 1503.2655 | 1558.4222 | 1572.0134 | 80 | 63 | 0 | 0 | 0 | 0 | 0 | 0 | 0 | 0 | 0 | 0 | 714.9413 | 703.7941 | 741.2656 | 798.2161 | 0 | 0 | 0 | 0 | 3.1402 | 23.0713 | 19.8138 | 22.8388 | 1.7206 | 20.6643 | 24.8656 | 13.1437 | 642.2521 | 692.7357 | 772.4772 | 737.8147 | 0.4113 | 0.42149 | 0.41495 | 0.39673 | 264.1581 | 291.9811 | 320.5391 | 292.7163 | 0.10289 | 0.12162 | 0.11217 | 0.11811 | 0.05005 | 0.043062 | 0.043445 | 0.043342 | 66.0785 | 84.2485 | 86.6493 | 87.1425 | 32.145 | 29.8305 | 33.56 | 31.9785
4 | 15 | 2 | 1390.1119 | 1441.8435 | 1486.7744 | 1492.8814 | 80 | 63 | 0 | 0 | 0 | 0 | 0 | 0 | 0 | 0 | 0 | 0 | 736.5498 | 731.3411 | 768.6391 | 825.0686 | 0 | 0 | 0 | 0 | 0.75634 | 14.4506 | 24.9126 | 7.9703 | 2.1866 | 19.5257 | 11.6543 | 4.8112 | 570.6191 | 613.5262 | 681.5685 | 655.0314 | 0.41115 | 0.42158 | 0.41337 | 0.39654 | 234.6101 | 258.6481 | 281.7368 | 259.7434 | 0.10273 | 0.12163 | 0.11215 | 0.11812 | 0.049822 | 0.043108 | 0.043416 | 0.0432 | 58.6206 | 74.6235 | 76.4368 | 77.375 | 28.4293 | 26.4482 | 29.5912 | 28.2975
4 | 15 | 3 | 1372.6006 | 1416.9214 | 1453.6941 | 1453.3562 | 80 | 63 | 0 | 0 | 0 | 0 | 0 | 0 | 0 | 0 | 0 | 0 | 729.9304 | 716.4879 | 755.9972 | 813.889 | 0 | 0 | 0 | 0 | -1.081 | 39.5635 | 21.4971 | 0.5622 | 5.0847 | 21.4738 | 19.0781 | 6.2701 | 558.6665 | 576.3962 | 657.1217 | 632.635 | 0.41121 | 0.42135 | 0.41593 | 0.39646 | 229.7271 | 242.862 | 273.3146 | 250.8161 | 0.10263 | 0.12165 | 0.11206 | 0.11814 | 0.049721 | 0.043021 | 0.043228 | 0.04315 | 57.3365 | 70.1209 | 73.6396 | 74.7424 | 27.7775 | 24.7973 | 28.4061 | 27.2984
4 | 15 | 4 | 1376.3986 | 1414.1889 | 1443.5016 | 1436.7082 | 80 | 63 | 0 | 0 | 0 | 0 | 0 | 0 | 0 | 0 | 0 | 0 | 713.4885 | 690.1315 | 732.1743 | 790.9121 | 0 | 0 | 0 | 0 | 2.3871 | 37.2385 | 15.9998 | -0.14417 | 3.2188 | 21.7266 | 19.5279 | 10.3758 | 577.3042 | 602.0924 | 675.7997 | 635.5645 | 0.41164 | 0.4221 | 0.41529 | 0.39674 | 237.6397 | 254.1405 | 280.652 | 252.1513 | 0.10237 | 0.12164 | 0.11204 | 0.11814 | 0.049444 | 0.04308 | 0.043283 | 0.043171 | 59.0985 | 73.2385 | 75.7158 | 75.0844 | 28.544 | 25.9384 | 29.2504 | 27.4378
4 | 15 | 5 | 1394.4663 | 1423.8207 | 1443.3726 | 1427.8281 | 80 | 63 | 0 | 0 | 0 | 0 | 0 | 0 | 0 | 0 | 0 | 0 | 696.641 | 666.6975 | 710.5947 | 768.729 | 0 | 0 | 0 | 0 | 7.0788 | 53.1477 | 39.6057 | 3.8873 | 4.3664 | 22.6827 | 28.8047 | 16.0468 | 606.38 | 618.2929 | 664.3676 | 639.165 | 0.41274 | 0.42228 | 0.41522 | 0.39874 | 250.2768 | 261.0937 | 275.8604 | 254.8635 | 0.10209 | 0.12172 | 0.11201 | 0.11811 | 0.049196 | 0.043238 | 0.04346 | 0.043327 | 61.9054 | 75.2603 | 74.4148 | 75.494 | 29.8315 | 26.7339 | 28.8735 | 27.6933
4 | 15 | 6 | 1412.9833 | 1435.7423 | 1447.8804 | 1425.8913 | 80 | 63 | 0 | 0 | 0 | 0 | 0 | 0 | 0 | 0 | 0 | 0 | 742.9861 | 711.8931 | 755.7355 | 815.7178 | 0 | 0 | 0 | 0 | 5.931 | 47.1002 | 31.0595 | 32.0238 | 4.2007 | 17.9829 | 27.0719 | 20.518 | 579.8655 | 595.766 | 634.0135 | 557.6318 | 0.41319 | 0.42246 | 0.41499 | 0.39779 | 239.5952 | 251.688 | 263.1096 | 221.823 | 0.10208 | 0.12177 | 0.11203 | 0.11818 | 0.049266 | 0.043392 | 0.043591 | 0.043444 | 59.1931 | 72.549 | 71.029 | 65.9028 | 28.5674 | 25.8513 | 27.6372 | 24.2255
4 | 15 | 7 | 1448.1623 | 1465.9096 | 1472.8981 | 1446.7715 | 80 | 63 | 0 | 0 | 0 | 0 | 0 | 0 | 0 | 0 | 0 | 0 | 1184.4952 | 1166.0744 | 1215.6897 | 1276.1197 | 0 | 0 | 0 | 0 | -5.4364 | 2.3715 | -3.4803 | -1.0178 | 2.9356 | -1.2258 | -2.5875 | -4.6848 | 186.168 | 235.6895 | 263.2762 | 176.3544 | 0.41464 | 0.33736 | 0.33191 | 0.39149 | 77.1931 | 79.5118 | 87.3828 | 69.0402 | 0.10461 | 0.12273 | 0.11249 | 0.11924 | 0.05158 | 0.044722 | 0.04369 | 0.0457 | 19.4756 | 28.9255 | 29.615 | 21.0293 | 9.6025 | 10.5406 | 11.5026 | 8.0594
4 | 15 | 8 | 1525.5421 | 1546.6062 | 1558.3361 | 1536.5669 | 80 | 63 | 0 | 0 | 0 | 0 | 0 | 0 | 0 | 0 | 0 | 0 | 1739.1263 | 1788.0696 | 1893.3408 | 1991.9838 | 0 | 0 | 0 | 0 | -5.3838 | -27.0802 | -26.7291 | 35.6485 | -2.4935 | -9.7602 | -15.9465 | -28.3647 | -285.7069 | -267.623 | -292.3292 | -462.7007 | 0.41395 | 0.28029 | 0.32029 | 0.31141 | -118.2672 | -75.013 | -93.6296 | -144.089 | 0.11105 | 0.12275 | 0.11456 | 0.12533 | 0.058342 | 0.04718 | 0.048353 | 0.063062 | -31.7283 | -32.8518 | -33.4906 | -57.9904 | -16.6687 | -12.6264 | -14.1349 | -29.179
4 | 15 | 9 | 1590.5288 | 1617.6772 | 1637.3412 | 1622.8499 | 80 | 63 | 0 | 0 | 0 | 0 | 0 | 0 | 0 | 0 | 0 | 0 | 2079.2781 | 2193.6607 | 2365.6057 | 2517.48 | 0 | 0 | 0 | 0 | -4.3049 | -31.2571 | -32.7877 | -72.6581 | -5.8611 | -22.7484 | -29.0516 | -35.7916 | -558.5833 | -584.978 | -666.4251 | -786.1804 | 0.39087 | 0 | 0.0068178 | 0 | -218.3341 | 0 | -4.5436 | 0 | 0.11571 | 0.12298 | 0.11416 | 0.12107 | 0.064318 | 0.050891 | 0.049446 | 0.062023 | -64.6361 | -71.9402 | -76.0816 | -95.1854 | -35.9268 | -29.77 | -32.9518 | -48.7611
4 | 15 | 10 | 1640.8646 | 1671.0326 | 1693.4633 | 1679.9722 | 80 | 63 | 0 | 0 | 0 | 0 | 0 | 0 | 0 | 0 | 0 | 0 | 2076.3704 | 2232.7985 | 2447.2982 | 2639.0117 | 0 | 0 | 0 | 0 | -9.4473 | -65.9079 | -46.6861 | -76.5866 | -9.8768 | -34.684 | -36.0673 | -39.0106 | -496.1818 | -524.174 | -671.0815 | -843.4422 | 0.39163 | 0 | 0 | 0 | -194.3177 | 0 | 0 | 0 | 0.11232 | 0.12654 | 0.11406 | 0.12113 | 0.060544 | 0.050042 | 0.050721 | 0.062006 | -55.7298 | -66.3273 | -76.5417 | -102.1695 | -30.041 | -26.2305 | -34.0382 | -52.2989
4 | 15 | 11 | 1684.9864 | 1718.1136 | 1742.3131 | 1727.9166 | 80 | 63 | 0 | 0 | 0 | 0 | 0 | 0 | 0 | 0 | 0 | 0 | 2065.1065 | 2243.0131 | 2471.1212 | 2671.8429 | 0 | 0 | 0 | 0 | -10.9153 | -69.038 | -68.8432 | -79.0744 | -13.1748 | -38.7419 | -37.9171 | -39.554 | -436.0301 | -480.1195 | -622.0478 | -825.2979 | 0.38888 | 0 | 0 | 0 | -169.5644 | 0 | 0 | 0 | 0.11205 | 0.12684 | 0.11379 | 0.12149 | 0.060811 | 0.051065 | 0.052274 | 0.064997 | -48.8586 | -60.9007 | -70.7847 | -100.2632 | -26.5153 | -24.5171 | -32.5168 | -53.6419
4 | 15 | 12 | 1680.1392 | 1714.1698 | 1738.5842 | 1723.4419 | 80 | 63 | 0 | 0 | 0 | 0 | 0 | 0 | 0 | 0 | 0 | 0 | 2176.09 | 2370.7987 | 2618.2996 | 2835.2315 | 0 | 0 | 0 | 0 | -11.7136 | -71.0754 | -84.5742 | -78.4253 | -12.5616 | -36.5834 | -39.1928 | -40 | -551.6756 | -611.9702 | -755.9485 | -993.3642 | 0.38632 | 0 | 0 | 0 | -213.1216 | 0 | 0 | 0 | 0.11219 | 0.12694 | 0.11339 | 0.12149 | 0.061141 | 0.050734 | 0.053282 | 0.064997 | -61.8909 | -77.6815 | -85.7139 | -120.6811 | -33.7301 | -31.0475 | -40.2787 | -64.5658
4 | 15 | 13 | 1683.3688 | 1721.7738 | 1750.794 | 1739.1013 | 80 | 63 | 0 | 0 | 0 | 0 | 0 | 0 | 0 | 0 | 0 | 0 | 2198.781 | 2375.2095 | 2611.7725 | 2821.1466 | 0 | 0 | 0 | 0 | -10.9243 | -69.3449 | -82.8083 | -83.1347 | -7.0508 | -38.8419 | -39.3898 | -40 | -577.4371 | -608.2488 | -738.7804 | -958.9107 | 0.38495 | 0 | 0 | 0 | -222.2857 | 0 | 0 | 0 | 0.11369 | 0.12317 | 0.11402 | 0.12101 | 0.062322 | 0.05119 | 0.051194 | 0.062258 | -65.6479 | -74.9188 | -84.2391 | -116.0423 | -35.987 | -31.1362 | -37.8213 | -59.6995
4 | 15 | 14 | 1662.9247 | 1703.7873 | 1735.9129 | 1727.4734 | 80 | 63 | 0 | 0 | 0 | 0 | 0 | 0 | 0 | 0 | 0 | 0 | 2099.2406 | 2268.9896 | 2489.6851 | 2686.0596 | 0 | 0 | 0 | 0 | -10.4083 | -69.3158 | -76.9831 | -64.6521 | -7.2574 | -39.298 | -39.339 | -40 | -498.6502 | -519.5884 | -637.4502 | -853.9342 | 0.38305 | 0 | 0 | 0 | -191.0063 | 0 | 0 | 0 | 0.11222 | 0.12321 | 0.11389 | 0.12103 | 0.060537 | 0.049956 | 0.049493 | 0.062434 | -55.9579 | -64.0163 | -72.601 | -103.3531 | -30.1868 | -25.9567 | -31.5493 | -53.3146
4 | 15 | 15 | 1656.5419 | 1701.054 | 1737.2736 | 1732.3353 | 80 | 63 | 0 | 0 | 0 | 0 | 0 | 0 | 0 | 0 | 0 | 0 | 1949.0101 | 2088.2155 | 2282.7445 | 2459.6381 | 0 | 0 | 0 | 0 | -7.112 | -66.2587 | -66.9421 | -59.8055 | -5.1433 | -38.011 | -38.5994 | -39.8698 | -360.2129 | -345.8918 | -439.9295 | -627.6276 | 0.38528 | 0 | 0 | 0 | -138.7838 | 0 | 0 | 0 | 0.11215 | 0.12394 | 0.11389 | 0.12292 | 0.059854 | 0.049789 | 0.047979 | 0.05792 | -40.3992 | -42.8703 | -50.1028 | -77.147 | -21.5603 | -17.2215 | -21.1075 | -36.3523
4 | 15 | 16 | 1678.9306 | 1733.4598 | 1780.8585 | 1784.9635 | 80 | 63 | 0 | 0 | 0 | 0 | 0 | 0 | 0 | 0 | 0 | 0 | 1837.2253 | 1941.8585 | 2099.2637 | 2243.5771 | 0 | 0 | 0 | 0 | -2.0339 | -35.3781 | -11.1293 | -37.5979 | -4.7475 | -33.8921 | -35.3471 | -39.5832 | -231.5133 | -202.1285 | -271.9288 | -381.4325 | 0.41156 | 0 | 0.007326 | 0 | -95.2807 | 0 | -1.9921 | 0 | 0.10925 | 0.12445 | 0.1138 | 0.12245 | 0.05625 | 0.048813 | 0.046652 | 0.053064 | -25.2925 | -25.1541 | -30.9447 | -46.7075 | -13.0226 | -9.8664 | -12.686 | -20.2402
4 | 15 | 17 | 1705.9548 | 1771.1952 | 1830.3497 | 1843.6846 | 80 | 63 | 0 | 0 | 0 | 0 | 0 | 0 | 0 | 0 | 0 | 0 | 1480.2018 | 1551.8971 | 1669.4662 | 1791.2194 | 0 | 0 | 0 | 0 | -3.1817 | -4.2316 | -1.6868 | 23.3919 | -4.0958 | -6.4193 | -12.5458 | -14.205 | 153.0304 | 166.949 | 175.1162 | 43.2783 | 0.40997 | 0.23762 | 0.31375 | 0.26988 | 62.7382 | 39.6704 | 54.942 | 11.6802 | 0.10575 | 0.12367 | 0.11274 | 0.119 | 0.052658 | 0.047039 | 0.044242 | 0.045213 | 16.1825 | 20.6464 | 19.742 | 5.15 | 8.0583 | 7.8532 | 7.7475 | 1.9567
4 | 15 | 18 | 1734.3163 | 1810.8275 | 1882.4698 | 1905.7538 | 80 | 63 | 0 | 0 | 0 | 0 | 0 | 0 | 0 | 0 | 0 | 0 | 953.7604 | 967.2577 | 1026.4985 | 1102.2813 | 0 | 0 | 0 | 0 | -2.5103 | -9.9757 | -5.1369 | 8.3 | 1.7349 | -2.848 | -3.5042 | -0.069271 | 701.3314 | 793.3935 | 864.6123 | 795.2417 | 0.41329 | 0.42469 | 0.41897 | 0.40593 | 289.8514 | 336.9486 | 362.244 | 322.811 | 0.10253 | 0.12175 | 0.11216 | 0.11831 | 0.049696 | 0.043205 | 0.043128 | 0.043593 | 71.9078 | 96.5933 | 96.9748 | 94.0825 | 34.8531 | 34.2788 | 37.289 | 34.6669
4 | 15 | 19 | 1836.9275 | 1923.0092 | 2004.3713 | 2033.4068 | 80 | 63 | 0 | 0 | 0 | 0 | 0 | 0 | 0 | 0 | 0 | 0 | 783.0326 | 773.6363 | 815.0942 | 875.0617 | 0 | 0 | 0 | 0 | 2.5194 | 22.672 | 52.0807 | 40.9518 | 4.9706 | 14.6476 | 12.1127 | 35.9636 | 966.405 | 1049.0533 | 1125.0837 | 1081.4296 | 0.4157 | 0.42239 | 0.41303 | 0.40197 | 401.731 | 443.1076 | 464.69 | 434.6969 | 0.10214 | 0.12222 | 0.11296 | 0.11858 | 0.049087 | 0.043917 | 0.044307 | 0.044107 | 98.7123 | 128.215 | 127.0861 | 128.2343 | 47.4377 | 46.0711 | 49.8494 | 47.6981
4 | 15 | 20 | 1962.1987 | 2058.9113 | 2150.7679 | 2185.4626 | 80 | 63 | 0 | 0 | 0 | 0 | 0 | 0 | 0 | 0 | 0 | 0 | 760.2478 | 747.2439 | 789.9025 | 847.185 | 0 | 0 | 0 | 0 | 9.2189 | 30.3613 | 36.6047 | 77.3505 | 9.4503 | 24.3087 | 31.1633 | 38.6272 | 1103.2817 | 1193.9973 | 1293.0974 | 1222.2998 | 0.42087 | 0.43174 | 0.42154 | 0.40469 | 464.3436 | 515.5003 | 545.0872 | 494.6481 | 0.10224 | 0.1222 | 0.11293 | 0.11859 | 0.049112 | 0.043933 | 0.044334 | 0.044056 | 112.8034 | 145.9109 | 146.0359 | 144.9502 | 54.1843 | 52.4558 | 57.3285 | 53.849
4 | 15 | 21 | 1878.4454 | 1972.6512 | 2062.0051 | 2095.9186 | 80 | 63 | 0 | 0 | 0 | 0 | 0 | 0 | 0 | 0 | 0 | 0 | 738.8626 | 730.8989 | 772.6965 | 824.7303 | 0 | 0 | 0 | 0 | 10.5288 | 42.8222 | 8.2648 | 29.5536 | 4.879 | 13.4188 | 25.0981 | 39.304 | 1044.1749 | 1122.5112 | 1255.9457 | 1202.3307 | 0.41808 | 0.42369 | 0.41303 | 0.4036 | 436.5498 | 475.5947 | 518.7482 | 485.2658 | 0.10181 | 0.12224 | 0.11296 | 0.11847 | 0.049011 | 0.043613 | 0.04411 | 0.043849 | 106.3054 | 137.2205 | 141.8701 | 142.4454 | 51.1763 | 48.9561 | 55.3999 | 52.7206
4 | 15 | 22 | 1742.2801 | 1832.079 | 1917.573 | 1951.1023 | 80 | 63 | 0 | 0 | 0 | 0 | 0 | 0 | 0 | 0 | 0 | 0 | 712.3185 | 705.3947 | 745.9347 | 795.1014 | 0 | 0 | 0 | 0 | 8.7923 | 22.3164 | 17.5303 | 36.7086 | 3.9246 | 20.1674 | 22.3665 | 39.0313 | 937.2447 | 1021.2004 | 1131.7415 | 1080.261 | 0.41431 | 0.4215 | 0.41126 | 0.40084 | 388.3079 | 430.4344 | 465.4376 | 433.0098 | 0.10193 | 0.12204 | 0.1124 | 0.11843 | 0.049173 | 0.043315 | 0.043705 | 0.043791 | 95.5375 | 124.6244 | 127.2051 | 127.9329 | 46.0872 | 44.2334 | 49.4626 | 47.306
4 | 15 | 23 | 1575.7082 | 1657.949 | 1736.3013 | 1767.3413 | 80 | 63 | 0 | 0 | 0 | 0 | 0 | 0 | 0 | 0 | 0 | 0 | 702.6731 | 701.442 | 739.9627 | 786.9514 | 0 | 0 | 0 | 0 | 5.3518 | 27.2962 | 59.3261 | 27.4657 | 3.6801 | 14.4334 | 14.1955 | 35.7598 | 784.0032 | 851.7773 | 922.817 | 917.1645 | 0.41263 | 0.42045 | 0.41146 | 0.39726 | 323.5065 | 358.1325 | 379.6982 | 364.3532 | 0.10258 | 0.12177 | 0.1122 | 0.11826 | 0.049826 | 0.043209 | 0.043549 | 0.043564 | 80.4226 | 103.7224 | 103.5378 | 108.4643 | 39.0635 | 36.8049 | 40.1882 | 39.9555
4 | 15 | 24 | 1471.1271 | 1541.5699 | 1607.2741 | 1629.6034 | 80 | 63 | 0 | 0 | 0 | 0 | 0 | 0 | 0 | 0 | 0 | 0 | 633.0265 | 633.275 | 667.526 | 709.2489 | 0 | 0 | 0 | 0 | 6.4303 | 11.6098 | 22.4901 | 23.8517 | 1.856 | 27.1523 | 22.9452 | 26.0041 | 749.8143 | 806.5328 | 894.3129 | 870.4988 | 0.41183 | 0.4219 | 0.41161 | 0.39624 | 308.7928 | 340.2738 | 368.1062 | 344.9272 | 0.10329 | 0.1216 | 0.1122 | 0.11814 | 0.050608 | 0.043132 | 0.043439 | 0.043334 | 77.4513 | 98.0749 | 100.3405 | 102.8424 | 37.9468 | 34.7872 | 38.8484 | 37.7226
4 | 16 | 1 | 1406.3725 | 1465.4934 | 1518.6184 | 1531.2853 | 80 | 63 | 0 | 0 | 0 | 0 | 0 | 0 | 0 | 0 | 0 | 0 | 600.0222 | 610.9471 | 640.5736 | 677.0982 | 0 | 0 | 0 | 0 | 3.1402 | 23.0713 | 19.8138 | 22.8388 | 1.7206 | 20.6643 | 24.8656 | 13.1437 | 721.4895 | 747.8106 | 833.3654 | 818.2046 | 0.4113 | 0.42149 | 0.41495 | 0.39673 | 296.7484 | 315.1947 | 345.8046 | 324.6097 | 0.10289 | 0.12162 | 0.11217 | 0.11811 | 0.05005 | 0.043062 | 0.043445 | 0.043342 | 74.2309 | 90.9466 | 93.4791 | 96.6373 | 36.1109 | 32.2021 | 36.2052 | 35.4627
4 | 16 | 2 | 1360.5871 | 1410.5889 | 1453.8387 | 1459.181 | 80 | 63 | 0 | 0 | 0 | 0 | 0 | 0 | 0 | 0 | 0 | 0 | 544.7871 | 552.0501 | 578.152 | 614.105 | 0 | 0 | 0 | 0 | 0.75634 | 14.4506 | 24.9126 | 7.9703 | 2.1866 | 19.5257 | 11.6543 | 4.8112 | 732.857 | 761.5626 | 839.1199 | 832.2944 | 0.41115 | 0.42158 | 0.41337 | 0.39654 | 301.3142 | 321.0568 | 346.8631 | 330.0345 | 0.10273 | 0.12163 | 0.11215 | 0.11812 | 0.049822 | 0.043108 | 0.043416 | 0.0432 | 75.2876 | 92.6292 | 94.1059 | 98.3141 | 36.5123 | 32.8298 | 36.4316 | 35.9553
4 | 16 | 3 | 1356.3689 | 1399.7388 | 1435.5872 | 1434.8289 | 80 | 63 | 0 | 0 | 0 | 0 | 0 | 0 | 0 | 0 | 0 | 0 | 481.2 | 495.0531 | 513.1229 | 547.03 | 0 | 0 | 0 | 0 | -1.081 | 39.5635 | 21.4971 | 0.5622 | 5.0847 | 21.4738 | 19.0781 | 6.2701 | 791.1652 | 780.6484 | 881.8891 | 880.9667 | 0.41121 | 0.42135 | 0.41593 | 0.39646 | 325.3321 | 328.9228 | 366.8015 | 349.2704 | 0.10263 | 0.12165 | 0.11206 | 0.11814 | 0.049721 | 0.043021 | 0.043228 | 0.04315 | 81.1981 | 94.969 | 98.8279 | 104.0814 | 39.3375 | 33.5845 | 38.1223 | 38.014
4 | 16 | 4 | 1393.7497 | 1432.5565 | 1462.8572 | 1456.5132 | 80 | 63 | 0 | 0 | 0 | 0 | 0 | 0 | 0 | 0 | 0 | 0 | 420.6517 | 436.9219 | 449.552 | 480.8195 | 0 | 0 | 0 | 0 | 2.3871 | 37.2385 | 15.9998 | -0.14417 | 3.2188 | 21.7266 | 19.5279 | 10.3758 | 887.492 | 873.6696 | 977.7775 | 965.4621 | 0.41164 | 0.4221 | 0.41529 | 0.39674 | 365.3245 | 368.7719 | 406.06 | 383.0336 | 0.10237 | 0.12164 | 0.11204 | 0.11814 | 0.049444 | 0.04308 | 0.043283 | 0.043171 | 90.8524 | 106.2731 | 109.549 | 114.0578 | 43.8807 | 37.6381 | 42.3208 | 41.6797
4 | 16 | 5 | 1523.8998 | 1560.8372 | 1587.7591 | 1575.5671 | 80 | 63 | 0 | 0 | 0 | 0 | 0 | 0 | 0 | 0 | 0 | 0 | 375.7867 | 391.4046 | 400.7141 | 430.7733 | 0 | 0 | 0 | 0 | 7.0788 | 53.1477 | 39.6057 | 3.8873 | 4.3664 | 22.6827 | 28.8047 | 16.0468 | 1056.6678 | 1030.6021 | 1118.6346 | 1124.8597 | 0.41274 | 0.42228 | 0.41522 | 0.39874 | 436.1281 | 435.2043 | 464.4824 | 448.5316 | 0.10209 | 0.12172 | 0.11201 | 0.11811 | 0.049196 | 0.043238 | 0.04346 | 0.043327 | 107.8753 | 125.4477 | 125.2965 | 132.8611 | 51.9839 | 44.5615 | 48.616 | 48.7371
4 | 16 | 6 | 1718.0265 | 1758.6567 | 1788.1641 | 1774.0763 | 80 | 63 | 0 | 0 | 0 | 0 | 0 | 0 | 0 | 0 | 0 | 0 | 348.9168 | 365.0137 | 369.2281 | 396.7162 | 0 | 0 | 0 | 0 | 5.931 | 47.1002 | 31.0595 | 32.0238 | 4.2007 | 17.9829 | 27.0719 | 20.518 | 1278.978 | 1265.5598 | 1360.8046 | 1324.8183 | 0.41319 | 0.42246 | 0.41499 | 0.39779 | 528.4623 | 534.6499 | 564.7209 | 527.0058 | 0.10208 | 0.12177 | 0.11203 | 0.11818 | 0.049266 | 0.043392 | 0.043591 | 0.043444 | 130.559 | 154.1126 | 152.4519 | 156.5715 | 63.0096 | 54.9148 | 59.3186 | 57.5548
4 | 16 | 7 | 1858.0816 | 1899.8443 | 1930.1738 | 1914.665 | 80 | 63 | 0 | 0 | 0 | 0 | 0 | 0 | 0 | 0 | 0 | 0 | 482.0832 | 500.0597 | 502.1157 | 531.2082 | 0 | 0 | 0 | 0 | -5.4364 | 2.3715 | -3.4803 | -1.0178 | 2.9356 | -1.2258 | -2.5875 | -4.6848 | 1298.4993 | 1335.6389 | 1434.1259 | 1389.1593 | 0.41464 | 0.33736 | 0.33191 | 0.39149 | 538.4125 | 450.5886 | 475.9943 | 543.8362 | 0.10461 | 0.12273 | 0.11249 | 0.11924 | 0.05158 | 0.044722 | 0.04369 | 0.0457 | 135.8403 | 163.9191 | 161.3195 | 165.6495 | 66.9764 | 59.7328 | 62.6573 | 63.4849
4 | 16 | 8 | 1930.9838 | 1975.8009 | 2010.6168 | 1999.3494 | 80 | 63 | 0 | 0 | 0 | 0 | 0 | 0 | 0 | 0 | 0 | 0 | 487.6038 | 537.8881 | 583.1425 | 646.4531 | 0 | 0 | 0 | 0 | -5.3838 | -27.0802 | -26.7291 | 35.6485 | -2.4935 | -9.7602 | -15.9465 | -28.3647 | 1371.2573 | 1411.7533 | 1470.1498 | 1345.6125 | 0.41395 | 0.28029 | 0.32029 | 0.31141 | 567.6264 | 395.7053 | 470.8714 | 419.0355 | 0.11105 | 0.12275 | 0.11456 | 0.12533 | 0.058342 | 0.04718 | 0.048353 | 0.063062 | 152.2809 | 173.2986 | 168.4271 | 168.646 | 80.002 | 66.6061 | 71.0856 | 84.8576
4 | 16 | 9 | 1988.974 | 2039.4657 | 2081.8172 | 2077.6465 | 80 | 63 | 0 | 0 | 0 | 0 | 0 | 0 | 0 | 0 | 0 | 0 | 494.6448 | 593.9691 | 703.2189 | 815.9205 | 0 | 0 | 0 | 0 | -4.3049 | -31.2571 | -32.7877 | -72.6581 | -5.8611 | -22.7484 | -29.0516 | -35.7916 | 1424.4952 | 1436.5021 | 1440.4377 | 1370.1758 | 0.39087 | 0 | 0.0068178 | 0 | 556.794 | 0 | 9.8206 | 0 | 0.11571 | 0.12298 | 0.11416 | 0.12107 | 0.064318 | 0.050891 | 0.049446 | 0.062023 | 164.8346 | 176.6601 | 164.4458 | 165.8916 | 91.6202 | 73.1047 | 71.2233 | 84.9821
4 | 16 | 10 | 2035.3219 | 2088.5995 | 2133.4907 | 2130.2169 | 80 | 63 | 0 | 0 | 0 | 0 | 0 | 0 | 0 | 0 | 0 | 0 | 829.842 | 987.6843 | 1157.5258 | 1318.3933 | 0 | 0 | 0 | 0 | -9.4473 | -65.9079 | -46.6861 | -76.5866 | -9.8768 | -34.684 | -36.0673 | -39.0106 | 1144.8039 | 1138.5071 | 1058.7182 | 927.4208 | 0.39163 | 0 | 0 | 0 | 448.3349 | 0 | 0 | 0 | 0.11232 | 0.12654 | 0.11406 | 0.12113 | 0.060544 | 0.050042 | 0.050721 | 0.062006 | 128.5812 | 144.063 | 120.7545 | 112.3422 | 69.3113 | 56.9727 | 53.6996 | 57.5061
4 | 16 | 11 | 2043.762 | 2097.9084 | 2142.5366 | 2137.4332 | 80 | 63 | 0 | 0 | 0 | 0 | 0 | 0 | 0 | 0 | 0 | 0 | 857.898 | 1060.9405 | 1272.8381 | 1467.1289 | 0 | 0 | 0 | 0 | -10.9153 | -69.038 | -68.8432 | -79.0744 | -13.1748 | -38.7419 | -37.9171 | -39.554 | 1129.9541 | 1081.7479 | 976.4588 | 788.9326 | 0.38888 | 0 | 0 | 0 | 439.4191 | 0 | 0 | 0 | 0.11205 | 0.12684 | 0.11379 | 0.12149 | 0.060811 | 0.051065 | 0.052274 | 0.064997 | 126.615 | 137.2141 | 111.1143 | 95.8453 | 68.7132 | 55.2391 | 51.0432 | 51.2783
4 | 16 | 12 | 2048.5699 | 2104.1852 | 2149.5781 | 2143.979 | 80 | 63 | 0 | 0 | 0 | 0 | 0 | 0 | 0 | 0 | 0 | 0 | 1005.6629 | 1231.1919 | 1464.1227 | 1675.3376 | 0 | 0 | 0 | 0 | -11.7136 | -71.0754 | -84.5742 | -78.4253 | -12.5616 | -36.5834 | -39.1928 | -40 | 987.1821 | 917.6521 | 809.2224 | 587.0668 | 0.38632 | 0 | 0 | 0 | 381.3652 | 0 | 0 | 0 | 0.11219 | 0.12694 | 0.11339 | 0.12149 | 0.061141 | 0.050734 | 0.053282 | 0.064997 | 110.7491 | 116.4838 | 91.7544 | 71.3211 | 60.3575 | 46.5558 | 43.1172 | 38.1576
4 | 16 | 13 | 2066.7018 | 2127.5647 | 2178.4119 | 2176.6483 | 80 | 63 | 0 | 0 | 0 | 0 | 0 | 0 | 0 | 0 | 0 | 0 | 1526.461 | 1765.2279 | 2014.5063 | 2238.9745 | 0 | 0 | 0 | 0 | -10.9243 | -69.3449 | -82.8083 | -83.1347 | -7.0508 | -38.8419 | -39.3898 | -40 | 478.2159 | 407.5236 | 286.1037 | 60.8085 | 0.38495 | 0 | 0 | 0 | 184.0903 | 0 | 0 | 0 | 0.11369 | 0.12317 | 0.11402 | 0.12101 | 0.062322 | 0.05119 | 0.051194 | 0.062258 | 54.3676 | 50.1952 | 32.6229 | 7.3587 | 29.8033 | 20.8611 | 14.6469 | 3.7858
4 | 16 | 14 | 2059.6908 | 2123.7982 | 2178.5158 | 2180.3534 | 80 | 63 | 0 | 0 | 0 | 0 | 0 | 0 | 0 | 0 | 0 | 0 | 1521.9154 | 1739.5775 | 1970.1668 | 2181.2868 | 0 | 0 | 0 | 0 | -10.4083 | -69.3158 | -76.9831 | -64.6521 | -7.2574 | -39.298 | -39.339 | -40 | 475.4412 | 429.8346 | 324.671 | 103.7186 | 0.38305 | 0 | 0 | 0 | 182.1162 | 0 | 0 | 0 | 0.11222 | 0.12321 | 0.11389 | 0.12103 | 0.060537 | 0.049956 | 0.049493 | 0.062434 | 53.3534 | 52.9581 | 36.9777 | 12.5532 | 28.7818 | 21.473 | 16.069 | 6.4756
4 | 16 | 15 | 2047.7809 | 2115.214 | 2173.7108 | 2178.9064 | 80 | 63 | 0 | 0 | 0 | 0 | 0 | 0 | 0 | 0 | 0 | 0 | 1580.0938 | 1781.267 | 1996.8732 | 2199.8088 | 0 | 0 | 0 | 0 | -7.112 | -66.2587 | -66.9421 | -59.8055 | -5.1433 | -38.011 | -38.5994 | -39.8698 | 399.9424 | 375.2166 | 282.3791 | 78.7729 | 0.38528 | 0 | 0 | 0 | 154.0909 | 0 | 0 | 0 | 0.11215 | 0.12394 | 0.11389 | 0.12292 | 0.059854 | 0.049789 | 0.047979 | 0.05792 | 44.8549 | 46.5048 | 32.1596 | 9.6826 | 23.9383 | 18.6816 | 13.5484 | 4.5625
4 | 16 | 16 | 2031.4094 | 2106.5889 | 2174.0578 | 2187.2928 | 80 | 63 | 0 | 0 | 0 | 0 | 0 | 0 | 0 | 0 | 0 | 0 | 1422.9609 | 1584.3292 | 1758.151 | 1923.931 | 0 | 0 | 0 | 0 | -2.0339 | -35.3781 | -11.1293 | -37.5979 | -4.7475 | -33.8921 | -35.3471 | -39.5832 | 535.2299 | 528.5299 | 462.3833 | 340.5429 | 0.41156 | 0 | 0.007326 | 0 | 220.2772 | 0 | 3.3874 | 0 | 0.10925 | 0.12445 | 0.1138 | 0.12245 | 0.05625 | 0.048813 | 0.046652 | 0.053064 | 58.4731 | 65.7735 | 52.6178 | 41.7005 | 30.1066 | 25.7989 | 21.571 | 18.0705
4 | 16 | 17 | 1999.7338 | 2082.1854 | 2158.0679 | 2179.0122 | 80 | 63 | 0 | 0 | 0 | 0 | 0 | 0 | 0 | 0 | 0 | 0 | 1184.4994 | 1273.0121 | 1392.3227 | 1501.4748 | 0 | 0 | 0 | 0 | -3.1817 | -4.2316 | -1.6868 | 23.3919 | -4.0958 | -6.4193 | -12.5458 | -14.205 | 742.5119 | 756.8243 | 779.9778 | 668.3506 | 0.40997 | 0.23762 | 0.31375 | 0.26988 | 304.4093 | 179.8364 | 244.7149 | 180.3776 | 0.10575 | 0.12367 | 0.11274 | 0.119 | 0.052658 | 0.047039 | 0.044242 | 0.045213 | 78.5183 | 93.5956 | 87.932 | 79.5312 | 39.0994 | 35.6006 | 34.5078 | 30.2179
4 | 16 | 18 | 1982.9685 | 2074.0472 | 2159.8478 | 2189.5724 | 80 | 63 | 0 | 0 | 0 | 0 | 0 | 0 | 0 | 0 | 0 | 0 | 626.7953 | 613.3861 | 663.521 | 704.5048 | 0 | 0 | 0 | 0 | -2.5103 | -9.9757 | -5.1369 | 8.3 | 1.7349 | -2.848 | -3.5042 | -0.069271 | 1276.9487 | 1410.4848 | 1504.9678 | 1476.8369 | 0.41329 | 0.42469 | 0.41897 | 0.40593 | 527.7468 | 599.0229 | 630.5317 | 599.4898 | 0.10253 | 0.12175 | 0.11216 | 0.11831 | 0.049696 | 0.043205 | 0.043128 | 0.043593 | 130.9261 | 171.7223 | 168.7969 | 174.7198 | 63.4587 | 60.9404 | 64.9063 | 64.3796
4 | 16 | 19 | 2063.0513 | 2162.3806 | 2256.6182 | 2291.5108 | 80 | 63 | 0 | 0 | 0 | 0 | 0 | 0 | 0 | 0 | 0 | 0 | 383.3981 | 342.6394 | 380.0486 | 409.0856 | 0 | 0 | 0 | 0 | 2.5194 | 22.672 | 52.0807 | 40.9518 | 4.9706 | 14.6476 | 12.1127 | 35.9636 | 1592.1633 | 1719.4216 | 1812.3762 | 1805.5098 | 0.4157 | 0.42239 | 0.41303 | 0.40197 | 661.8565 | 726.2632 | 748.5605 | 725.7518 | 0.10214 | 0.12222 | 0.11296 | 0.11858 | 0.049087 | 0.043917 | 0.044307 | 0.044107 | 162.6296 | 210.1472 | 204.7206 | 214.0947 | 78.1541 | 75.5116 | 80.3015 | 79.6348
4 | 16 | 20 | 2154.4599 | 2262.4362 | 2365.2403 | 2404.9149 | 80 | 63 | 0 | 0 | 0 | 0 | 0 | 0 | 0 | 0 | 0 | 0 | 371.8196 | 333.9801 | 371.5496 | 397.1336 | 0 | 0 | 0 | 0 | 9.2189 | 30.3613 | 36.6047 | 77.3505 | 9.4503 | 24.3087 | 31.1633 | 38.6272 | 1683.9712 | 1810.786 | 1925.9227 | 1891.8036 | 0.42087 | 0.43174 | 0.42154 | 0.40469 | 708.7413 | 781.7946 | 811.8458 | 765.5872 | 0.10224 | 0.1222 | 0.11293 | 0.11859 | 0.049112 | 0.043933 | 0.044334 | 0.044056 | 172.1751 | 221.2847 | 217.504 | 224.3454 | 82.7031 | 79.5532 | 85.3843 | 83.3444
4 | 16 | 21 | 2041.1118 | 2144.8475 | 2243.4637 | 2281.5906 | 80 | 63 | 0 | 0 | 0 | 0 | 0 | 0 | 0 | 0 | 0 | 0 | 313.8666 | 263.6234 | 302.2764 | 325.6019 | 0 | 0 | 0 | 0 | 10.5288 | 42.8222 | 8.2648 | 29.5536 | 4.879 | 13.4188 | 25.0981 | 39.304 | 1631.8373 | 1761.9831 | 1907.8244 | 1887.1312 | 0.41808 | 0.42369 | 0.41303 | 0.4036 | 682.2403 | 746.5314 | 787.9962 | 761.6542 | 0.10181 | 0.12224 | 0.11296 | 0.11847 | 0.049011 | 0.043613 | 0.04411 | 0.043849 | 166.1341 | 215.3923 | 215.5055 | 223.5768 | 79.9783 | 76.8453 | 84.1543 | 82.7482
4 | 16 | 22 | 1851.354 | 1947.5431 | 2039.2478 | 2075.6024 | 80 | 63 | 0 | 0 | 0 | 0 | 0 | 0 | 0 | 0 | 0 | 0 | 292.3041 | 229.77 | 268.5375 | 296.496 | 0 | 0 | 0 | 0 | 8.7923 | 22.3164 | 17.5303 | 36.7086 | 3.9246 | 20.1674 | 22.3665 | 39.0313 | 1466.333 | 1612.2893 | 1730.8135 | 1703.3665 | 0.41431 | 0.4215 | 0.41126 | 0.40084 | 607.5133 | 679.5774 | 711.8107 | 682.7742 | 0.10193 | 0.12204 | 0.1124 | 0.11843 | 0.049173 | 0.043315 | 0.043705 | 0.043791 | 149.4697 | 196.7591 | 194.5395 | 201.7259 | 72.1041 | 69.8365 | 75.6449 | 74.5925
4 | 16 | 23 | 1665.7519 | 1753.268 | 1836.7474 | 1870.1198 | 80 | 63 | 0 | 0 | 0 | 0 | 0 | 0 | 0 | 0 | 0 | 0 | 307.3944 | 242.5271 | 280.1882 | 313.9957 | 0 | 0 | 0 | 0 | 5.3518 | 27.2962 | 59.3261 | 27.4657 | 3.6801 | 14.4334 | 14.1955 | 35.7598 | 1269.3256 | 1406.0113 | 1483.0376 | 1492.8985 | 0.41263 | 0.42045 | 0.41146 | 0.39726 | 523.7671 | 591.162 | 610.2041 | 593.0695 | 0.10258 | 0.12177 | 0.1122 | 0.11826 | 0.049826 | 0.043209 | 0.043549 | 0.043564 | 130.2067 | 171.2124 | 166.3931 | 176.5509 | 63.245 | 60.753 | 64.5855 | 65.0369
4 | 16 | 24 | 1545.359 | 1620.1507 | 1690.0817 | 1714.3337 | 80 | 63 | 0 | 0 | 0 | 0 | 0 | 0 | 0 | 0 | 0 | 0 | 300.7898 | 239.1265 | 274.7796 | 308.2695 | 0 | 0 | 0 | 0 | 6.4303 | 11.6098 | 22.4901 | 23.8517 | 1.856 | 27.1523 | 22.9452 | 26.0041 | 1156.2829 | 1279.2621 | 1369.8667 | 1356.2085 | 0.41183 | 0.4219 | 0.41161 | 0.39624 | 476.1869 | 539.7169 | 563.8479 | 537.3852 | 0.10329 | 0.1216 | 0.1122 | 0.11814 | 0.050608 | 0.043132 | 0.043439 | 0.043334 | 119.437 | 155.5591 | 153.6969 | 160.2251 | 58.5174 | 55.1769 | 59.5061 | 58.7705
4 | 17 | 1 | 1466.3317 | 1528.9653 | 1585.5044 | 1599.7244 | 80 | 63 | 0 | 0 | 0 | 0 | 0 | 0 | 0 | 0 | 0 | 0 | 291.6353 | 245.2825 | 276.2613 | 305.0185 | 0 | 0 | 0 | 0 | 3.1402 | 23.0713 | 19.8138 | 22.8388 | 1.7206 | 20.6643 | 24.8656 | 13.1437 | 1089.8357 | 1176.9472 | 1264.5637 | 1258.7234 | 0.4113 | 0.42149 | 0.41495 | 0.39673 | 448.2491 | 496.0714 | 524.7302 | 499.3786 | 0.10289 | 0.12162 | 0.11217 | 0.11811 | 0.05005 | 0.043062 | 0.043445 | 0.043342 | 112.1284 | 143.1369 | 141.8469 | 148.6665 | 54.5468 | 50.6815 | 54.9385 | 54.5558
4 | 17 | 2 | 1426.0034 | 1479.8378 | 1526.8124 | 1533.8491 | 80 | 63 | 0 | 0 | 0 | 0 | 0 | 0 | 0 | 0 | 0 | 0 | 292.9627 | 256.6108 | 284.6909 | 310.9616 | 0 | 0 | 0 | 0 | 0.75634 | 14.4506 | 24.9126 | 7.9703 | 2.1866 | 19.5257 | 11.6543 | 4.8112 | 1050.0978 | 1126.2507 | 1205.5547 | 1210.1059 | 0.41115 | 0.42158 | 0.41337 | 0.39654 | 431.7477 | 474.8007 | 498.3346 | 479.8503 | 0.10273 | 0.12163 | 0.11215 | 0.11812 | 0.049822 | 0.043108 | 0.043416 | 0.0432 | 107.8782 | 136.9864 | 135.201 | 142.9427 | 52.3178 | 48.5509 | 52.3408 | 52.2768
4 | 17 | 3 | 1412.4801 | 1459.1373 | 1498.1807 | 1498.8758 | 80 | 63 | 0 | 0 | 0 | 0 | 0 | 0 | 0 | 0 | 0 | 0 | 329.4112 | 305.994 | 333.2877 | 357.6534 | 0 | 0 | 0 | 0 | -1.081 | 39.5635 | 21.4971 | 0.5622 | 5.0847 | 21.4738 | 19.0781 | 6.2701 | 999.0651 | 1029.1059 | 1124.3178 | 1134.3902 | 0.41121 | 0.42135 | 0.41593 | 0.39646 | 410.8218 | 433.6093 | 467.6341 | 449.7433 | 0.10263 | 0.12165 | 0.11206 | 0.11814 | 0.049721 | 0.043021 | 0.043228 | 0.04315 | 102.535 | 125.1949 | 125.9953 | 134.022 | 49.6745 | 44.2734 | 48.602 | 48.9493
4 | 17 | 4 | 1440.5556 | 1482.1046 | 1515.0705 | 1509.9388 | 80 | 63 | 0 | 0 | 0 | 0 | 0 | 0 | 0 | 0 | 0 | 0 | 314.0674 | 288.1117 | 316.6648 | 338.5191 | 0 | 0 | 0 | 0 | 2.3871 | 37.2385 | 15.9998 | -0.14417 | 3.2188 | 21.7266 | 19.5279 | 10.3758 | 1040.8823 | 1072.0278 | 1162.878 | 1161.1881 | 0.41164 | 0.4221 | 0.41529 | 0.39674 | 428.4656 | 452.4981 | 482.9301 | 460.6852 | 0.10237 | 0.12164 | 0.11204 | 0.11814 | 0.049444 | 0.04308 | 0.043283 | 0.043171 | 106.5549 | 130.4014 | 130.2874 | 137.1805 | 51.4649 | 46.1835 | 50.3325 | 50.1293
4 | 17 | 5 | 1557.6925 | 1596.6096 | 1625.4556 | 1614.139 | 80 | 63 | 0 | 0 | 0 | 0 | 0 | 0 | 0 | 0 | 0 | 0 | 272.5077 | 234.7322 | 265.3369 | 285.6778 | 0 | 0 | 0 | 0 | 7.0788 | 53.1477 | 39.6057 | 3.8873 | 4.3664 | 22.6827 | 28.8047 | 16.0468 | 1193.7394 | 1223.047 | 1291.7084 | 1308.527 | 0.41274 | 0.42228 | 0.41522 | 0.39874 | 492.7029 | 516.4702 | 536.3465 | 521.768 | 0.10209 | 0.12172 | 0.11201 | 0.11811 | 0.049196 | 0.043238 | 0.04346 | 0.043327 | 121.8689 | 148.8727 | 144.6823 | 154.5547 | 58.7272 | 52.8825 | 56.1378 | 56.695
4 | 17 | 6 | 1744.4029 | 1786.5784 | 1817.5877 | 1804.1831 | 80 | 63 | 0 | 0 | 0 | 0 | 0 | 0 | 0 | 0 | 0 | 0 | 349.2134 | 309.9769 | 339.4733 | 359.5836 | 0 | 0 | 0 | 0 | 5.931 | 47.1002 | 31.0595 | 32.0238 | 4.2007 | 17.9829 | 27.0719 | 20.518 | 1305.0578 | 1348.5184 | 1419.983 | 1392.0577 | 0.41319 | 0.42246 | 0.41499 | 0.39779 | 539.2382 | 569.6966 | 589.2794 | 553.7532 | 0.10208 | 0.12177 | 0.11203 | 0.11818 | 0.049266 | 0.043392 | 0.043591 | 0.043444 | 133.2213 | 164.2148 | 159.0817 | 164.5181 | 64.2944 | 58.5146 | 61.8982 | 60.4759
4 | 17 | 7 | 1882.2892 | 1925.4701 | 1957.1779 | 1942.2961 | 80 | 63 | 0 | 0 | 0 | 0 | 0 | 0 | 0 | 0 | 0 | 0 | 989.3277 | 968.8255 | 1001.2995 | 1027.4928 | 0 | 0 | 0 | 0 | -5.4364 | 2.3715 | -3.4803 | -1.0178 | 2.9356 | -1.2258 | -2.5875 | -4.6848 | 815.4623 | 892.4989 | 961.9463 | 920.506 | 0.41464 | 0.33736 | 0.33191 | 0.39149 | 338.1251 | 301.0918 | 319.2753 | 360.365 | 0.10461 | 0.12273 | 0.11249 | 0.11924 | 0.05158 | 0.044722 | 0.04369 | 0.0457 | 85.3082 | 109.5338 | 108.2058 | 109.7652 | 42.0614 | 39.9146 | 42.0277 | 42.0673
4 | 17 | 8 | 1937.2805 | 1982.4666 | 2017.641 | 2006.5367 | 80 | 63 | 0 | 0 | 0 | 0 | 0 | 0 | 0 | 0 | 0 | 0 | 1438.9061 | 1488.899 | 1585.8146 | 1668.0593 | 0 | 0 | 0 | 0 | -5.3838 | -27.0802 | -26.7291 | 35.6485 | -2.4935 | -9.7602 | -15.9465 | -28.3647 | 426.2518 | 467.408 | 474.5019 | 331.1937 | 0.41395 | 0.28029 | 0.32029 | 0.31141 | 176.4452 | 131.0114 | 151.9773 | 103.1366 | 0.11105 | 0.12275 | 0.11456 | 0.12533 | 0.058342 | 0.04718 | 0.048353 | 0.063062 | 47.3361 | 57.3763 | 54.3611 | 41.5086 | 24.8684 | 22.0522 | 22.9434 | 20.8859
4 | 17 | 9 | 2004.1562 | 2055.5373 | 2098.7533 | 2094.9759 | 80 | 63 | 0 | 0 | 0 | 0 | 0 | 0 | 0 | 0 | 0 | 0 | 1761.529 | 1870.9024 | 2042.1061 | 2188.8316 | 0 | 0 | 0 | 0 | -4.3049 | -31.2571 | -32.7877 | -72.6581 | -5.8611 | -22.7484 | -29.0516 | -35.7916 | 172.7933 | 175.6404 | 118.4866 | 14.594 | 0.39087 | 0 | 0.0068178 | 0 | 67.5399 | 0 | 0.80782 | 0 | 0.11571 | 0.12298 | 0.11416 | 0.12107 | 0.064318 | 0.050891 | 0.049446 | 0.062023 | 19.9947 | 21.6001 | 13.5269 | 1.7669 | 11.1137 | 8.9385 | 5.8586 | 0.90516
4 | 17 | 10 | 2042.5981 | 2096.302 | 2141.6075 | 2138.5222 | 80 | 63 | 0 | 0 | 0 | 0 | 0 | 0 | 0 | 0 | 0 | 0 | 1908.7972 | 2062.3902 | 2291.4027 | 2484.4502 | 0 | 0 | 0 | 0 | -9.4473 | -65.9079 | -46.6861 | -76.5866 | -9.8768 | -34.684 | -36.0673 | -39.0106 | 73.125 | 71.5038 | -67.0418 | -230.3307 | 0.39163 | 0 | 0 | 0 | 28.6376 | 0 | 0 | 0 | 0.11232 | 0.12654 | 0.11406 | 0.12113 | 0.060544 | 0.050042 | 0.050721 | 0.062006 | 8.2132 | 9.0479 | -7.6466 | -27.9009 | 4.4273 | 3.5782 | -3.4005 | -14.282
4 | 17 | 11 | 2063.0721 | 2118.3498 | 2164.0775 | 2159.4742 | 80 | 63 | 0 | 0 | 0 | 0 | 0 | 0 | 0 | 0 | 0 | 0 | 1988.6059 | 2159.1718 | 2414.826 | 2635.6305 | 0 | 0 | 0 | 0 | -10.9153 | -69.038 | -68.8432 | -79.0744 | -13.1748 | -38.7419 | -37.9171 | -39.554 | 18.5562 | 3.9579 | -143.9883 | -357.5279 | 0.38888 | 0 | 0 | 0 | 7.2162 | 0 | 0 | 0 | 0.11205 | 0.12684 | 0.11379 | 0.12149 | 0.060811 | 0.051065 | 0.052274 | 0.064997 | 2.0793 | 0.50204 | -16.3849 | -43.4351 | 1.1284 | 0.20211 | -7.5268 | -23.2383
4 | 17 | 12 | 2060.6737 | 2116.9981 | 2163.0802 | 2157.7946 | 80 | 63 | 0 | 0 | 0 | 0 | 0 | 0 | 0 | 0 | 0 | 0 | 2067.1144 | 2245.7925 | 2514.8908 | 2751.8301 | 0 | 0 | 0 | 0 | -11.7136 | -71.0754 | -84.5742 | -78.4253 | -12.5616 | -36.5834 | -39.1928 | -40 | -62.1656 | -84.1356 | -228.0436 | -475.6101 | 0.38632 | 0 | 0 | 0 | -24.0156 | 0 | 0 | 0 | 0.11219 | 0.12694 | 0.11339 | 0.12149 | 0.061141 | 0.050734 | 0.053282 | 0.064997 | -6.9742 | -10.6799 | -25.8569 | -57.7806 | -3.8009 | -4.2685 | -12.1507 | -30.9133
4 | 17 | 13 | 2083.4932 | 2145.3398 | 2197.1431 | 2195.8145 | 80 | 63 | 0 | 0 | 0 | 0 | 0 | 0 | 0 | 0 | 0 | 0 | 2194.4193 | 2389.1425 | 2666.6053 | 2910.5183 | 0 | 0 | 0 | 0 | -10.9243 | -69.3449 | -82.8083 | -83.1347 | -7.0508 | -38.8419 | -39.3898 | -40 | -172.9511 | -198.6159 | -347.2641 | -591.5691 | 0.38495 | 0 | 0 | 0 | -66.5779 | 0 | 0 | 0 | 0.11369 | 0.12317 | 0.11402 | 0.12101 | 0.062322 | 0.05119 | 0.051194 | 0.062258 | -19.6625 | -24.4638 | -39.5967 | -71.5886 | -10.7786 | -10.1671 | -17.7779 | -36.8297
4 | 17 | 14 | 2065.4979 | 2129.9455 | 2184.9936 | 2186.9816 | 80 | 63 | 0 | 0 | 0 | 0 | 0 | 0 | 0 | 0 | 0 | 0 | 2232.0143 | 2417.156 | 2684.766 | 2919.8213 | 0 | 0 | 0 | 0 | -10.4083 | -69.3158 | -76.9831 | -64.6521 | -7.2574 | -39.298 | -39.339 | -40 | -228.8507 | -241.5967 | -383.4503 | -628.1876 | 0.38305 | 0 | 0 | 0 | -87.6605 | 0 | 0 | 0 | 0.11222 | 0.12321 | 0.11389 | 0.12103 | 0.060537 | 0.049956 | 0.049493 | 0.062434 | -25.6813 | -29.7661 | -43.6722 | -76.0306 | -13.8539 | -12.0693 | -18.9781 | -39.2203
4 | 17 | 15 | 2030.2199 | 2096.6242 | 2154.1211 | 2158.8618 | 80 | 63 | 0 | 0 | 0 | 0 | 0 | 0 | 0 | 0 | 0 | 0 | 2234.0476 | 2397.7937 | 2637.197 | 2848.095 | 0 | 0 | 0 | 0 | -7.112 | -66.2587 | -66.9421 | -59.8055 | -5.1433 | -38.011 | -38.5994 | -39.8698 | -271.5724 | -259.8999 | -377.5345 | -589.5579 | 0.38528 | 0 | 0 | 0 | -104.6322 | 0 | 0 | 0 | 0.11215 | 0.12394 | 0.11389 | 0.12292 | 0.059854 | 0.049789 | 0.047979 | 0.05792 | -30.4578 | -32.2123 | -42.9967 | -72.4676 | -16.2548 | -12.9401 | -18.1138 | -34.1473
4 | 17 | 16 | 2003.8436 | 2077.4081 | 2143.3074 | 2155.8284 | 80 | 63 | 0 | 0 | 0 | 0 | 0 | 0 | 0 | 0 | 0 | 0 | 2062.4218 | 2182.8529 | 2379.6044 | 2556.832 | 0 | 0 | 0 | 0 | -2.0339 | -35.3781 | -11.1293 | -37.5979 | -4.7475 | -33.8921 | -35.3471 | -39.5832 | -131.7968 | -99.1746 | -189.8206 | -323.8225 | 0.41156 | 0 | 0.007326 | 0 | -54.2418 | 0 | -1.3906 | 0 | 0.10925 | 0.12445 | 0.1138 | 0.12245 | 0.05625 | 0.048813 | 0.046652 | 0.053064 | -14.3986 | -12.3419 | -21.601 | -39.653 | -7.4135 | -4.841 | -8.8555 | -17.1832
4 | 17 | 17 | 1960.414 | 2040.5621 | 2114.2056 | 2134.1315 | 80 | 63 | 0 | 0 | 0 | 0 | 0 | 0 | 0 | 0 | 0 | 0 | 1684.6252 | 1738.5388 | 1872.4609 | 2001.499 | 0 | 0 | 0 | 0 | -3.1817 | -4.2316 | -1.6868 | 23.3919 | -4.0958 | -6.4193 | -12.5458 | -14.205 | 203.0663 | 249.6742 | 255.9773 | 123.4457 | 0.40997 | 0.23762 | 0.31375 | 0.26988 | 83.2516 | 59.3275 | 80.3119 | 33.3161 | 0.10575 | 0.12367 | 0.11274 | 0.119 | 0.052658 | 0.047039 | 0.044242 | 0.045213 | 21.4736 | 30.8769 | 28.858 | 14.6896 | 10.6931 | 11.7445 | 11.325 | 5.5813
4 | 17 | 18 | 1967.1566 | 2057.309 | 2142.2092 | 2171.5243 | 80 | 63 | 0 | 0 | 0 | 0 | 0 | 0 | 0 | 0 | 0 | 0 | 905.0612 | 889.4844 | 949.7895 | 1023.6619 | 0 | 0 | 0 | 0 | -2.5103 | -9.9757 | -5.1369 | 8.3 | 1.7349 | -2.848 | -3.5042 | -0.069271 | 982.8709 | 1117.6482 | 1201.0607 | 1139.6316 | 0.41329 | 0.42469 | 0.41897 | 0.40593 | 406.2082 | 474.6573 | 503.2047 | 462.6086 | 0.10253 | 0.12175 | 0.11216 | 0.11831 | 0.049696 | 0.043205 | 0.043128 | 0.043593 | 100.7742 | 136.0703 | 134.7107 | 134.8261 | 48.8443 | 48.2883 | 51.7994 | 49.6798
4 | 17 | 19 | 2063.8209 | 2163.1953 | 2257.4768 | 2292.3893 | 80 | 63 | 0 | 0 | 0 | 0 | 0 | 0 | 0 | 0 | 0 | 0 | 671.0742 | 644.8529 | 682.2923 | 743.3368 | 0 | 0 | 0 | 0 | 2.5194 | 22.672 | 52.0807 | 40.9518 | 4.9706 | 14.6476 | 12.1127 | 35.9636 | 1305.2568 | 1418.0228 | 1510.991 | 1472.1371 | 0.4157 | 0.42239 | 0.41303 | 0.40197 | 542.5905 | 598.956 | 624.0802 | 591.7476 | 0.10214 | 0.12222 | 0.11296 | 0.11858 | 0.049087 | 0.043917 | 0.044307 | 0.044107 | 133.3239 | 173.3103 | 170.677 | 174.5638 | 64.0708 | 62.2751 | 66.9479 | 64.9309
4 | 17 | 20 | 2148.6529 | 2256.289 | 2358.7624 | 2398.2867 | 80 | 63 | 0 | 0 | 0 | 0 | 0 | 0 | 0 | 0 | 0 | 0 | 668.0548 | 642.6147 | 678.8635 | 741.0032 | 0 | 0 | 0 | 0 | 9.2189 | 30.3613 | 36.6047 | 77.3505 | 9.4503 | 24.3087 | 31.1633 | 38.6272 | 1381.9289 | 1496.0043 | 1612.1308 | 1541.3057 | 0.42087 | 0.43174 | 0.42154 | 0.40469 | 581.6193 | 645.8897 | 679.5713 | 623.7455 | 0.10224 | 0.1222 | 0.11293 | 0.11859 | 0.049112 | 0.043933 | 0.044334 | 0.044056 | 141.2932 | 182.8172 | 182.0659 | 182.7806 | 67.8692 | 65.7239 | 71.4726 | 67.903
4 | 17 | 21 | 2041.7414 | 2145.5141 | 2244.1661 | 2282.3094 | 80 | 63 | 0 | 0 | 0 | 0 | 0 | 0 | 0 | 0 | 0 | 0 | 652.6229 | 623.4982 | 660.9152 | 721.4749 | 0 | 0 | 0 | 0 | 10.5288 | 42.8222 | 8.2648 | 29.5536 | 4.879 | 13.4188 | 25.0981 | 39.304 | 1293.7107 | 1402.7748 | 1549.888 | 1491.9769 | 0.41808 | 0.42369 | 0.41303 | 0.4036 | 540.876 | 594.3391 | 640.1564 | 602.1682 | 0.10181 | 0.12224 | 0.11296 | 0.11847 | 0.049011 | 0.043613 | 0.04411 | 0.043849 | 131.7101 | 171.4811 | 175.0734 | 176.7611 | 63.4063 | 61.1792 | 68.3657 | 65.4212
4 | 17 | 22 | 1855.272 | 1951.6906 | 2043.6184 | 2080.0745 | 80 | 63 | 0 | 0 | 0 | 0 | 0 | 0 | 0 | 0 | 0 | 0 | 659.594 | 633.923 | 669.7634 | 731.4189 | 0 | 0 | 0 | 0 | 8.7923 | 22.3164 | 17.5303 | 36.7086 | 3.9246 | 20.1674 | 22.3665 | 39.0313 | 1102.9611 | 1212.2837 | 1333.9582 | 1272.9157 | 0.41431 | 0.4215 | 0.41126 | 0.40084 | 456.9655 | 510.9757 | 548.6009 | 510.2331 | 0.10193 | 0.12204 | 0.1124 | 0.11843 | 0.049173 | 0.043315 | 0.043705 | 0.043791 | 112.4296 | 147.9436 | 149.9338 | 150.7486 | 54.236 | 52.5102 | 58.3004 | 55.7426
4 | 17 | 23 | 1678.0656 | 1766.3031 | 1850.4836 | 1884.1749 | 80 | 63 | 0 | 0 | 0 | 0 | 0 | 0 | 0 | 0 | 0 | 0 | 644.1343 | 620.2933 | 654.5138 | 714.9036 | 0 | 0 | 0 | 0 | 5.3518 | 27.2962 | 59.3261 | 27.4657 | 3.6801 | 14.4334 | 14.1955 | 35.7598 | 944.8994 | 1041.2801 | 1122.4483 | 1106.0459 | 0.41263 | 0.42045 | 0.41146 | 0.39726 | 389.8978 | 437.8096 | 461.8376 | 439.3883 | 0.10258 | 0.12177 | 0.1122 | 0.11826 | 0.049826 | 0.043209 | 0.043549 | 0.043564 | 96.9273 | 126.7984 | 125.9359 | 130.8015 | 47.0802 | 44.9932 | 48.882 | 48.184
4 | 17 | 24 | 1566.0683 | 1642.0733 | 1713.1835 | 1737.972 | 80 | 63 | 0 | 0 | 0 | 0 | 0 | 0 | 0 | 0 | 0 | 0 | 633.9508 | 613.1891 | 646.5012 | 704.5492 | 0 | 0 | 0 | 0 | 6.4303 | 11.6098 | 22.4901 | 23.8517 | 1.856 | 27.1523 | 22.9452 | 26.0041 | 843.8313 | 927.1222 | 1021.247 | 983.567 | 0.41183 | 0.4219 | 0.41161 | 0.39624 | 347.5113 | 391.1501 | 420.3533 | 389.7295 | 0.10329 | 0.1216 | 0.1122 | 0.11814 | 0.050608 | 0.043132 | 0.043439 | 0.043334 | 87.1627 | 112.7386 | 114.5823 | 116.2005 | 42.7048 | 39.9885 | 44.3623 | 42.6223
4 | 18 | 1 | 1475.2871 | 1538.4453 | 1595.4944 | 1609.9464 | 80 | 63 | 0 | 0 | 0 | 0 | 0 | 0 | 0 | 0 | 0 | 0 | 637.9116 | 621.0078 | 653.4535 | 710.7849 | 0 | 0 | 0 | 0 | 3.1402 | 23.0713 | 19.8138 | 22.8388 | 1.7206 | 20.6643 | 24.8656 | 13.1437 | 752.5148 | 810.7019 | 897.3614 | 863.1789 | 0.4113 | 0.42149 | 0.41495 | 0.39673 | 309.5091 | 341.7027 | 372.3598 | 342.4525 | 0.10289 | 0.12162 | 0.11217 | 0.11811 | 0.05005 | 0.043062 | 0.043445 | 0.043342 | 77.4229 | 98.5952 | 100.6576 | 101.9491 | 37.6637 | 34.9103 | 38.9855 | 37.412
4 | 18 | 2 | 1443.7743 | 1498.6498 | 1546.6363 | 1554.1332 | 80 | 63 | 0 | 0 | 0 | 0 | 0 | 0 | 0 | 0 | 0 | 0 | 601.151 | 586.0086 | 614.2422 | 670.9021 | 0 | 0 | 0 | 0 | 0.75634 | 14.4506 | 24.9126 | 7.9703 | 2.1866 | 19.5257 | 11.6543 | 4.8112 | 759.6804 | 815.665 | 895.8273 | 870.4496 | 0.41115 | 0.42158 | 0.41337 | 0.39654 | 312.3426 | 343.8651 | 370.304 | 345.1644 | 0.10273 | 0.12163 | 0.11215 | 0.11812 | 0.049822 | 0.043108 | 0.043416 | 0.0432 | 78.0432 | 99.2097 | 100.4655 | 102.8211 | 37.8487 | 35.1621 | 38.8936 | 37.6036
4 | 18 | 3 | 1429.3414 | 1476.9865 | 1516.9899 | 1518.1218 | 80 | 63 | 0 | 0 | 0 | 0 | 0 | 0 | 0 | 0 | 0 | 0 | 585.9211 | 578.5894 | 601.8603 | 658.4801 | 0 | 0 | 0 | 0 | -1.081 | 39.5635 | 21.4971 | 0.5622 | 5.0847 | 21.4738 | 19.0781 | 6.2701 | 759.4166 | 774.3598 | 874.5545 | 852.8095 | 0.41121 | 0.42135 | 0.41593 | 0.39646 | 312.2768 | 326.2731 | 363.7508 | 338.1071 | 0.10263 | 0.12165 | 0.11206 | 0.11814 | 0.049721 | 0.043021 | 0.043228 | 0.04315 | 77.9397 | 94.204 | 98.0059 | 100.7548 | 37.7589 | 33.3139 | 37.8052 | 36.799
4 | 18 | 4 | 1462.5943 | 1505.4344 | 1539.6552 | 1535.0944 | 80 | 63 | 0 | 0 | 0 | 0 | 0 | 0 | 0 | 0 | 0 | 0 | 505.1798 | 488.8405 | 508.6682 | 564.292 | 0 | 0 | 0 | 0 | 2.3871 | 37.2385 | 15.9998 | -0.14417 | 3.2188 | 21.7266 | 19.5279 | 10.3758 | 871.8085 | 894.6289 | 995.4593 | 960.5708 | 0.41164 | 0.4221 | 0.41529 | 0.39674 | 358.8686 | 377.6188 | 413.403 | 381.0931 | 0.10237 | 0.12164 | 0.11204 | 0.11814 | 0.049444 | 0.04308 | 0.043283 | 0.043171 | 89.2469 | 108.8226 | 111.53 | 113.48 | 43.1053 | 38.541 | 43.0861 | 41.4685
4 | 18 | 5 | 1578.122 | 1618.2359 | 1648.2453 | 1637.4578 | 80 | 63 | 0 | 0 | 0 | 0 | 0 | 0 | 0 | 0 | 0 | 0 | 496.5027 | 482.8429 | 501.9854 | 555.7118 | 0 | 0 | 0 | 0 | 7.0788 | 53.1477 | 39.6057 | 3.8873 | 4.3664 | 22.6827 | 28.8047 | 16.0468 | 990.174 | 996.5626 | 1077.8495 | 1061.8119 | 0.41274 | 0.42228 | 0.41522 | 0.39874 | 408.6835 | 420.83 | 447.5475 | 423.3916 | 0.10209 | 0.12172 | 0.11201 | 0.11811 | 0.049196 | 0.043238 | 0.04346 | 0.043327 | 101.0869 | 121.3044 | 120.7282 | 125.4143 | 48.7126 | 43.0897 | 46.8434 | 46.0055
4 | 18 | 6 | 1745.1026 | 1787.3191 | 1818.3681 | 1804.9817 | 80 | 63 | 0 | 0 | 0 | 0 | 0 | 0 | 0 | 0 | 0 | 0 | 557.7015 | 547.3619 | 564.2779 | 617.9028 | 0 | 0 | 0 | 0 | 5.931 | 47.1002 | 31.0595 | 32.0238 | 4.2007 | 17.9829 | 27.0719 | 20.518 | 1097.2694 | 1111.874 | 1195.9589 | 1134.5371 | 0.41319 | 0.42246 | 0.41499 | 0.39779 | 453.3819 | 469.7236 | 496.3115 | 451.3129 | 0.10208 | 0.12177 | 0.11203 | 0.11818 | 0.049266 | 0.043392 | 0.043591 | 0.043444 | 112.0101 | 135.3976 | 133.9841 | 134.0835 | 54.0576 | 48.2461 | 52.1328 | 49.2883
4 | 18 | 7 | 1892.2241 | 1935.987 | 1968.2606 | 1953.6361 | 80 | 63 | 0 | 0 | 0 | 0 | 0 | 0 | 0 | 0 | 0 | 0 | 1144.3079 | 1136.1207 | 1163.6831 | 1221.565 | 0 | 0 | 0 | 0 | -5.4364 | 2.3715 | -3.4803 | -1.0178 | 2.9356 | -1.2258 | -2.5875 | -4.6848 | 670.4171 | 735.7206 | 810.6453 | 737.7737 | 0.41464 | 0.33736 | 0.33191 | 0.39149 | 277.9832 | 248.2013 | 269.0576 | 288.8279 | 0.10461 | 0.12273 | 0.11249 | 0.11924 | 0.05158 | 0.044722 | 0.04369 | 0.0457 | 70.1346 | 90.2929 | 91.1865 | 87.9754 | 34.58 | 32.9031 | 35.4173 | 33.7164
4 | 18 | 8 | 1942.3879 | 1987.8732 | 2023.3384 | 2012.3665 | 80 | 63 | 0 | 0 | 0 | 0 | 0 | 0 | 0 | 0 | 0 | 0 | 1614.8255 | 1671.5969 | 1775.2157 | 1879.3153 | 0 | 0 | 0 | 0 | -5.3838 | -27.0802 | -26.7291 | 35.6485 | -2.4935 | -9.7602 | -15.9465 | -28.3647 | 255.4397 | 290.1167 | 290.7983 | 125.7673 | 0.41395 | 0.28029 | 0.32029 | 0.31141 | 105.7382 | 81.3178 | 93.1392 | 39.165 | 0.11105 | 0.12275 | 0.11456 | 0.12533 | 0.058342 | 0.04718 | 0.048353 | 0.063062 | 28.3671 | 35.613 | 33.3152 | 15.7625 | 14.9029 | 13.6876 | 14.0609 | 7.9312
4 | 18 | 9 | 1989.044 | 2039.5397 | 2081.8952 | 2077.7264 | 80 | 63 | 0 | 0 | 0 | 0 | 0 | 0 | 0 | 0 | 0 | 0 | 1972.4023 | 2099.5468 | 2282.3029 | 2444.1201 | 0 | 0 | 0 | 0 | -4.3049 | -31.2571 | -32.7877 | -72.6581 | -5.8611 | -22.7484 | -29.0516 | -35.7916 | -53.1923 | -69.0016 | -138.5683 | -257.944 | 0.39087 | 0 | 0.0068178 | 0 | -20.7913 | 0 | -0.94473 | 0 | 0.11571 | 0.12298 | 0.11416 | 0.12107 | 0.064318 | 0.050891 | 0.049446 | 0.062023 | -6.1551 | -8.4858 | -15.8195 | -31.2301 | -3.4212 | -3.5115 | -6.8516 | -15.9984
4 | 18 | 10 | 2031.5438 | 2084.6001 | 2129.2761 | 2125.9045 | 80 | 63 | 0 | 0 | 0 | 0 | 0 | 0 | 0 | 0 | 0 | 0 | 2240.7414 | 2422.6124 | 2663.5177 | 2870.1347 | 0 | 0 | 0 | 0 | -9.4473 | -65.9079 | -46.6861 | -76.5866 | -9.8768 | -34.684 | -36.0673 | -39.0106 | -269.8736 | -300.4204 | -451.4882 | -628.633 | 0.39163 | 0 | 0 | 0 | -105.6895 | 0 | 0 | 0 | 0.11232 | 0.12654 | 0.11406 | 0.12113 | 0.060544 | 0.050042 | 0.050721 | 0.062006 | -30.3115 | -38.0142 | -51.4955 | -76.1488 | -16.3393 | -15.0335 | -22.9001 | -38.9793
4 | 18 | 11 | 2033.8971 | 2087.4655 | 2131.532 | 2126.1731 | 80 | 63 | 0 | 0 | 0 | 0 | 0 | 0 | 0 | 0 | 0 | 0 | 2280.9814 | 2497.281 | 2769.6842 | 2997.0247 | 0 | 0 | 0 | 0 | -10.9153 | -69.038 | -68.8432 | -79.0744 | -13.1748 | -38.7419 | -37.9171 | -39.554 | -302.9943 | -365.0355 | -531.3919 | -752.2232 | 0.38888 | 0 | 0 | 0 | -117.8291 | 0 | 0 | 0 | 0.11205 | 0.12684 | 0.11379 | 0.12149 | 0.060811 | 0.051065 | 0.052274 | 0.064997 | -33.9515 | -46.3028 | -60.4687 | -91.3856 | -18.4253 | -18.6404 | -27.7779 | -48.8923
4 | 18 | 12 | 2029.1199 | 2083.5957 | 2127.8812 | 2121.7782 | 80 | 63 | 0 | 0 | 0 | 0 | 0 | 0 | 0 | 0 | 0 | 0 | 2259.4608 | 2487.9159 | 2776.8681 | 3020.6472 | 0 | 0 | 0 | 0 | -11.7136 | -71.0754 | -84.5742 | -78.4253 | -12.5616 | -36.5834 | -39.1928 | -40 | -286.0658 | -359.6614 | -525.22 | -780.4437 | 0.38632 | 0 | 0 | 0 | -110.512 | 0 | 0 | 0 | 0.11219 | 0.12694 | 0.11339 | 0.12149 | 0.061141 | 0.050734 | 0.053282 | 0.064997 | -32.0929 | -45.6543 | -59.5525 | -94.814 | -17.4904 | -18.2469 | -27.9849 | -50.7265
4 | 18 | 13 | 2028.9212 | 2087.5707 | 2136.2667 | 2133.5245 | 80 | 63 | 0 | 0 | 0 | 0 | 0 | 0 | 0 | 0 | 0 | 0 | 2361.7948 | 2591.6518 | 2885.9632 | 3134.4539 | 0 | 0 | 0 | 0 | -10.9243 | -69.3449 | -82.8083 | -83.1347 | -7.0508 | -38.8419 | -39.3898 | -40 | -394.8984 | -458.8943 | -627.4984 | -877.7947 | 0.38495 | 0 | 0 | 0 | -152.017 | 0 | 0 | 0 | 0.11369 | 0.12317 | 0.11402 | 0.12101 | 0.062322 | 0.05119 | 0.051194 | 0.062258 | -44.8954 | -56.5226 | -71.5503 | -106.2261 | -24.6108 | -23.4908 | -32.1243 | -54.6494
4 | 18 | 14 | 2009.3167 | 2070.4729 | 2122.3221 | 2122.8549 | 80 | 63 | 0 | 0 | 0 | 0 | 0 | 0 | 0 | 0 | 0 | 0 | 2367.3887 | 2590.6888 | 2883.5755 | 3127.5417 | 0 | 0 | 0 | 0 | -10.4083 | -69.3158 | -76.9831 | -64.6521 | -7.2574 | -39.298 | -39.339 | -40 | -420.4063 | -474.602 | -644.9313 | -900.0347 | 0.38305 | 0 | 0 | 0 | -161.0352 | 0 | 0 | 0 | 0.11222 | 0.12321 | 0.11389 | 0.12103 | 0.060537 | 0.049956 | 0.049493 | 0.062434 | -47.1774 | -58.4738 | -73.453 | -108.9327 | -25.4502 | -23.7094 | -31.9196 | -56.1929
4 | 18 | 15 | 1989.4308 | 2053.4455 | 2108.6199 | 2112.3041 | 80 | 63 | 0 | 0 | 0 | 0 | 0 | 0 | 0 | 0 | 0 | 0 | 2317.1893 | 2513.0269 | 2781.5249 | 3003.9001 | 0 | 0 | 0 | 0 | -7.112 | -66.2587 | -66.9421 | -59.8055 | -5.1433 | -38.011 | -38.5994 | -39.8698 | -395.5032 | -418.3118 | -567.3636 | -791.9207 | 0.38528 | 0 | 0 | 0 | -152.3806 | 0 | 0 | 0 | 0.11215 | 0.12394 | 0.11389 | 0.12292 | 0.059854 | 0.049789 | 0.047979 | 0.05792 | -44.3571 | -51.8461 | -64.616 | -97.3417 | -23.6726 | -20.8272 | -27.2217 | -45.8681
4 | 18 | 16 | 1963.4744 | 2034.6737 | 2098.2745 | 2109.7498 | 80 | 63 | 0 | 0 | 0 | 0 | 0 | 0 | 0 | 0 | 0 | 0 | 2174.9403 | 2323.6635 | 2547.3438 | 2733.8688 | 0 | 0 | 0 | 0 | -2.0339 | -35.3781 | -11.1293 | -37.5979 | -4.7475 | -33.8921 | -35.3471 | -39.5832 | -284.6846 | -282.7195 | -402.5929 | -546.9379 | 0.41156 | 0 | 0.007326 | 0 | -117.1637 | 0 | -2.9494 | 0 | 0.10925 | 0.12445 | 0.1138 | 0.12245 | 0.05625 | 0.048813 | 0.046652 | 0.053064 | -31.1014 | -35.1834 | -45.8139 | -66.9742 | -16.0135 | -13.8003 | -18.7817 | -29.0225
4 | 18 | 17 | 1938.9351 | 2017.8247 | 2090.2453 | 2109.6148 | 80 | 63 | 0 | 0 | 0 | 0 | 0 | 0 | 0 | 0 | 0 | 0 | 1784.8116 | 1858.4173 | 2014.6964 | 2154.0398 | 0 | 0 | 0 | 0 | -3.1817 | -4.2316 | -1.6868 | 23.3919 | -4.0958 | -6.4193 | -12.5458 | -14.205 | 81.4009 | 107.0584 | 89.7815 | -53.6119 | 0.40997 | 0.23762 | 0.31375 | 0.26988 | 33.3721 | 25.4392 | 28.1686 | -14.469 | 0.10575 | 0.12367 | 0.11274 | 0.119 | 0.052658 | 0.047039 | 0.044242 | 0.045213 | 8.6079 | 13.2398 | 10.1217 | -6.3796 | 4.2864 | 5.036 | 3.9721 | -2.4239
4 | 18 | 18 | 1924.3386 | 2011.9825 | 2094.4446 | 2122.6506 | 80 | 63 | 0 | 0 | 0 | 0 | 0 | 0 | 0 | 0 | 0 | 0 | 1084.6301 | 1072.5089 | 1143.2984 | 1221.1659 | 0 | 0 | 0 | 0 | -2.5103 | -9.9757 | -5.1369 | 8.3 | 1.7349 | -2.848 | -3.5042 | -0.069271 | 760.484 | 889.2972 | 959.7873 | 893.2539 | 0.41329 | 0.42469 | 0.41897 | 0.40593 | 314.2985 | 377.6783 | 402.1191 | 362.597 | 0.10253 | 0.12175 | 0.11216 | 0.11831 | 0.049696 | 0.043205 | 0.043128 | 0.043593 | 77.9727 | 108.2693 | 107.6496 | 105.678 | 37.7927 | 38.4223 | 41.3937 | 38.9395
4 | 18 | 19 | 2016.5252 | 2113.1287 | 2204.7172 | 2238.4046 | 80 | 63 | 0 | 0 | 0 | 0 | 0 | 0 | 0 | 0 | 0 | 0 | 753.4066 | 730.9558 | 777.8873 | 834.2319 | 0 | 0 | 0 | 0 | 2.5194 | 22.672 | 52.0807 | 40.9518 | 4.9706 | 14.6476 | 12.1127 | 35.9636 | 1175.6286 | 1281.8533 | 1362.6364 | 1327.2573 | 0.4157 | 0.42239 | 0.41303 | 0.40197 | 488.7045 | 541.4396 | 562.8058 | 533.511 | 0.10214 | 0.12222 | 0.11296 | 0.11858 | 0.049087 | 0.043917 | 0.044307 | 0.044107 | 120.0832 | 156.6677 | 153.9193 | 157.3842 | 57.7078 | 56.295 | 60.3747 | 58.5407
4 | 18 | 20 | 2142.4261 | 2249.6974 | 2351.8162 | 2391.1792 | 80 | 63 | 0 | 0 | 0 | 0 | 0 | 0 | 0 | 0 | 0 | 0 | 756.687 | 744.5289 | 791.7367 | 841.5505 | 0 | 0 | 0 | 0 | 9.2189 | 30.3613 | 36.6047 | 77.3505 | 9.4503 | 24.3087 | 31.1633 | 38.6272 | 1287.0699 | 1387.4984 | 1492.3115 | 1433.6509 | 0.42087 | 0.43174 | 0.42154 | 0.40469 | 541.6955 | 599.0431 | 629.0631 | 580.1791 | 0.10224 | 0.1222 | 0.11293 | 0.11859 | 0.049112 | 0.043933 | 0.044334 | 0.044056 | 131.5945 | 169.5574 | 168.5341 | 170.014 | 63.2105 | 60.9569 | 66.1605 | 63.1602
4 | 18 | 21 | 2048.388 | 2152.5501 | 2251.5805 | 2289.896 | 80 | 63 | 0 | 0 | 0 | 0 | 0 | 0 | 0 | 0 | 0 | 0 | 717.5129 | 708.782 | 753.6251 | 798.6805 | 0 | 0 | 0 | 0 | 10.5288 | 42.8222 | 8.2648 | 29.5536 | 4.879 | 13.4188 | 25.0981 | 39.304 | 1235.4673 | 1324.527 | 1464.5925 | 1422.3578 | 0.41808 | 0.42369 | 0.41303 | 0.4036 | 516.5255 | 561.1864 | 604.9264 | 574.0697 | 0.10181 | 0.12224 | 0.11296 | 0.11847 | 0.049011 | 0.043613 | 0.04411 | 0.043849 | 125.7805 | 161.9158 | 165.4386 | 168.513 | 60.5518 | 57.7666 | 64.6033 | 62.3685
4 | 18 | 22 | 1869.6846 | 1966.9476 | 2059.696 | 2096.5254 | 80 | 63 | 0 | 0 | 0 | 0 | 0 | 0 | 0 | 0 | 0 | 0 | 674.6032 | 667.0973 | 709.227 | 751.1606 | 0 | 0 | 0 | 0 | 8.7923 | 22.3164 | 17.5303 | 36.7086 | 3.9246 | 20.1674 | 22.3665 | 39.0313 | 1102.3646 | 1194.3665 | 1310.5723 | 1269.6249 | 0.41431 | 0.4215 | 0.41126 | 0.40084 | 456.7183 | 503.4236 | 538.9832 | 508.9141 | 0.10193 | 0.12204 | 0.1124 | 0.11843 | 0.049173 | 0.043315 | 0.043705 | 0.043791 | 112.3688 | 145.757 | 147.3053 | 150.3588 | 54.2067 | 51.7341 | 57.2783 | 55.5985
4 | 18 | 23 | 1697.5156 | 1786.8926 | 1872.1806 | 1906.3757 | 80 | 63 | 0 | 0 | 0 | 0 | 0 | 0 | 0 | 0 | 0 | 0 | 599.3575 | 596.3154 | 629.7965 | 670.364 | 0 | 0 | 0 | 0 | 5.3518 | 27.2962 | 59.3261 | 27.4657 | 3.6801 | 14.4334 | 14.1955 | 35.7598 | 1009.1262 | 1085.8476 | 1168.8625 | 1172.7863 | 0.41263 | 0.42045 | 0.41146 | 0.39726 | 416.3999 | 456.5481 | 480.935 | 465.9016 | 0.10258 | 0.12177 | 0.1122 | 0.11826 | 0.049826 | 0.043209 | 0.043549 | 0.043564 | 103.5156 | 132.2255 | 131.1434 | 138.6942 | 50.2804 | 46.9189 | 50.9034 | 51.0915
4 | 18 | 24 | 1568.0973 | 1644.2212 | 1715.4468 | 1740.2879 | 80 | 63 | 0 | 0 | 0 | 0 | 0 | 0 | 0 | 0 | 0 | 0 | 485.9398 | 479.7237 | 501.6275 | 544.8134 | 0 | 0 | 0 | 0 | 6.4303 | 11.6098 | 22.4901 | 23.8517 | 1.856 | 27.1523 | 22.9452 | 26.0041 | 993.8712 | 1062.7354 | 1168.3841 | 1145.6187 | 0.41183 | 0.4219 | 0.41161 | 0.39624 | 409.3016 | 448.3649 | 480.9161 | 453.941 | 0.10329 | 0.1216 | 0.1122 | 0.11814 | 0.050608 | 0.043132 | 0.043439 | 0.043334 | 102.6609 | 129.2293 | 131.0908 | 135.3456 | 50.2981 | 45.8377 | 50.7538 | 49.6447
4 | 19 | 1 | 1489.2099 | 1553.1839 | 1611.0257 | 1625.8383 | 80 | 63 | 0 | 0 | 0 | 0 | 0 | 0 | 0 | 0 | 0 | 0 | 354.2839 | 327.9431 | 341.5966 | 391.1191 | 0 | 0 | 0 | 0 | 3.1402 | 23.0713 | 19.8138 | 22.8388 | 1.7206 | 20.6643 | 24.8656 | 13.1437 | 1050.0653 | 1118.5051 | 1224.7496 | 1198.7367 | 0.4113 | 0.42149 | 0.41495 | 0.39673 | 431.8915 | 471.4387 | 508.2094 | 475.5798 | 0.10289 | 0.12162 | 0.11217 | 0.11811 | 0.05005 | 0.043062 | 0.043445 | 0.043342 | 108.0366 | 136.0294 | 137.381 | 141.5815 | 52.5563 | 48.1649 | 53.2088 | 51.9558
4 | 19 | 2 | 1462.0349 | 1517.9802 | 1567.0065 | 1574.9764 | 80 | 63 | 0 | 0 | 0 | 0 | 0 | 0 | 0 | 0 | 0 | 0 | 284.6829 | 250.7627 | 259.7954 | 310.9664 | 0 | 0 | 0 | 0 | 0.75634 | 14.4506 | 24.9126 | 7.9703 | 2.1866 | 19.5257 | 11.6543 | 4.8112 | 1094.4091 | 1170.2413 | 1270.6443 | 1251.2286 | 0.41115 | 0.42158 | 0.41337 | 0.39654 | 449.9663 | 493.346 | 525.2404 | 496.1569 | 0.10273 | 0.12163 | 0.11215 | 0.11812 | 0.049822 | 0.043108 | 0.043416 | 0.0432 | 112.4304 | 142.337 | 142.5007 | 147.8003 | 54.5255 | 50.4473 | 55.1668 | 54.0533
4 | 19 | 3 | 1445.2932 | 1493.8728 | 1534.7846 | 1536.3296 | 80 | 63 | 0 | 0 | 0 | 0 | 0 | 0 | 0 | 0 | 0 | 0 | 266.3771 | 241.0236 | 244.1671 | 295.5768 | 0 | 0 | 0 | 0 | -1.081 | 39.5635 | 21.4971 | 0.5622 | 5.0847 | 21.4738 | 19.0781 | 6.2701 | 1094.9124 | 1128.8119 | 1250.0423 | 1233.9206 | 0.41121 | 0.42135 | 0.41593 | 0.39646 | 450.2348 | 475.62 | 519.9263 | 489.2034 | 0.10263 | 0.12165 | 0.11206 | 0.11814 | 0.049721 | 0.043021 | 0.043228 | 0.04315 | 112.3719 | 137.3245 | 140.0845 | 145.781 | 54.4401 | 48.5629 | 54.0368 | 53.2441
4 | 19 | 4 | 1486.2421 | 1530.4677 | 1566.035 | 1562.0867 | 80 | 63 | 0 | 0 | 0 | 0 | 0 | 0 | 0 | 0 | 0 | 0 | 238.9005 | 224.0882 | 221.1923 | 270.1152 | 0 | 0 | 0 | 0 | 2.3871 | 37.2385 | 15.9998 | -0.14417 | 3.2188 | 21.7266 | 19.5279 | 10.3758 | 1161.7358 | 1184.4144 | 1309.315 | 1281.7398 | 0.41164 | 0.4221 | 0.41529 | 0.39674 | 478.2134 | 499.9359 | 543.7438 | 508.5124 | 0.10237 | 0.12164 | 0.11204 | 0.11814 | 0.049444 | 0.04308 | 0.043283 | 0.043171 | 118.9267 | 144.0721 | 146.694 | 151.4223 | 57.4403 | 51.0251 | 56.6706 | 55.3337
4 | 19 | 5 | 1605.0581 | 1646.7502 | 1678.2932 | 1668.2035 | 80 | 63 | 0 | 0 | 0 | 0 | 0 | 0 | 0 | 0 | 0 | 0 | 203.9994 | 194.5324 | 188.1399 | 233.1219 | 0 | 0 | 0 | 0 | 7.0788 | 53.1477 | 39.6057 | 3.8873 | 4.3664 | 22.6827 | 28.8047 | 16.0468 | 1309.6134 | 1313.3874 | 1421.7429 | 1415.1475 | 0.41274 | 0.42228 | 0.41522 | 0.39874 | 540.5287 | 554.6193 | 590.3398 | 564.2823 | 0.10209 | 0.12172 | 0.11201 | 0.11811 | 0.049196 | 0.043238 | 0.04346 | 0.043327 | 133.6985 | 159.8692 | 159.2472 | 167.148 | 64.4278 | 56.7886 | 61.7891 | 61.3145
4 | 19 | 6 | 1774.6274 | 1818.5736 | 1851.3039 | 1838.6822 | 80 | 63 | 0 | 0 | 0 | 0 | 0 | 0 | 0 | 0 | 0 | 0 | 315.9209 | 311.2602 | 305.207 | 346.9897 | 0 | 0 | 0 | 0 | 5.931 | 47.1002 | 31.0595 | 32.0238 | 4.2007 | 17.9829 | 27.0719 | 20.518 | 1368.5748 | 1379.2302 | 1487.9654 | 1439.1507 | 0.41319 | 0.42246 | 0.41499 | 0.39779 | 565.4829 | 582.6712 | 617.4915 | 572.4866 | 0.10208 | 0.12177 | 0.11203 | 0.11818 | 0.049266 | 0.043392 | 0.043591 | 0.043444 | 139.7051 | 167.9547 | 166.6978 | 170.0837 | 67.4236 | 59.8472 | 64.8616 | 62.5218
4 | 19 | 7 | 1924.8273 | 1970.5004 | 2004.6303 | 1990.8504 | 80 | 63 | 0 | 0 | 0 | 0 | 0 | 0 | 0 | 0 | 0 | 0 | 912.695 | 916.9189 | 918.8385 | 960.008 | 0 | 0 | 0 | 0 | -5.4364 | 2.3715 | -3.4803 | -1.0178 | 2.9356 | -1.2258 | -2.5875 | -4.6848 | 934.6332 | 989.4357 | 1091.8596 | 1036.545 | 0.41464 | 0.33736 | 0.33191 | 0.39149 | 387.5383 | 333.7942 | 362.3942 | 405.7927 | 0.10461 | 0.12273 | 0.11249 | 0.11924 | 0.05158 | 0.044722 | 0.04369 | 0.0457 | 97.7751 | 121.4306 | 122.8192 | 123.6022 | 48.2082 | 44.2498 | 47.7036 | 47.3703
4 | 19 | 8 | 1978.2095 | 2025.7934 | 2063.2983 | 2053.2542 | 80 | 63 | 0 | 0 | 0 | 0 | 0 | 0 | 0 | 0 | 0 | 0 | 1351.3752 | 1420.1055 | 1483.0853 | 1569.3894 | 0 | 0 | 0 | 0 | -5.3838 | -27.0802 | -26.7291 | 35.6485 | -2.4935 | -9.7602 | -15.9465 | -28.3647 | 554.7115 | 579.5283 | 622.8886 | 476.581 | 0.41395 | 0.28029 | 0.32029 | 0.31141 | 229.6206 | 162.438 | 199.5038 | 148.4115 | 0.11105 | 0.12275 | 0.11456 | 0.12533 | 0.058342 | 0.04718 | 0.048353 | 0.063062 | 61.6018 | 71.1395 | 71.361 | 59.73 | 32.363 | 27.342 | 30.1183 | 30.0544
4 | 19 | 9 | 2032.9115 | 2085.9772 | 2130.8305 | 2127.7979 | 80 | 63 | 0 | 0 | 0 | 0 | 0 | 0 | 0 | 0 | 0 | 0 | 1611.2533 | 1747.1439 | 1874.0744 | 2001.4295 | 0 | 0 | 0 | 0 | -4.3049 | -31.2571 | -32.7877 | -72.6581 | -5.8611 | -22.7484 | -29.0516 | -35.7916 | 351.8242 | 329.8388 | 318.5955 | 234.8182 | 0.39087 | 0 | 0.0068178 | 0 | 137.5179 | 0 | 2.1721 | 0 | 0.11571 | 0.12298 | 0.11416 | 0.12107 | 0.064318 | 0.050891 | 0.049446 | 0.062023 | 40.7111 | 40.5634 | 36.3721 | 28.4302 | 22.6285 | 16.7858 | 15.7532 | 14.5641
4 | 19 | 10 | 2063.7972 | 2118.7431 | 2165.2557 | 2162.7195 | 80 | 63 | 0 | 0 | 0 | 0 | 0 | 0 | 0 | 0 | 0 | 0 | 1737.5046 | 1920.577 | 2094.743 | 2251.9565 | 0 | 0 | 0 | 0 | -9.4473 | -65.9079 | -46.6861 | -76.5866 | -9.8768 | -34.684 | -36.0673 | -39.0106 | 265.6167 | 235.7581 | 153.2661 | 26.3602 | 0.39163 | 0 | 0 | 0 | 104.0224 | 0 | 0 | 0 | 0.11232 | 0.12654 | 0.11406 | 0.12113 | 0.060544 | 0.050042 | 0.050721 | 0.062006 | 29.8333 | 29.8321 | 17.4811 | 3.1931 | 16.0816 | 11.7977 | 7.7739 | 1.6345
4 | 19 | 11 | 2048.8694 | 2103.315 | 2148.234 | 2143.2629 | 80 | 63 | 0 | 0 | 0 | 0 | 0 | 0 | 0 | 0 | 0 | 0 | 1726.5757 | 1928.5077 | 2132.499 | 2311.1983 | 0 | 0 | 0 | 0 | -10.9153 | -69.038 | -68.8432 | -79.0744 | -13.1748 | -38.7419 | -37.9171 | -39.554 | 266.3837 | 219.5872 | 122.4953 | -49.307 | 0.38888 | 0 | 0 | 0 | 103.5919 | 0 | 0 | 0 | 0.11205 | 0.12684 | 0.11379 | 0.12149 | 0.060811 | 0.051065 | 0.052274 | 0.064997 | 29.8492 | 27.8535 | 13.9391 | -5.9902 | 16.199 | 11.2131 | 6.4033 | -3.2048
4 | 19 | 12 | 2052.4179 | 2108.2587 | 2153.8707 | 2148.3712 | 80 | 63 | 0 | 0 | 0 | 0 | 0 | 0 | 0 | 0 | 0 | 0 | 1724.0404 | 1930.2221 | 2146.0727 | 2334.3077 | 0 | 0 | 0 | 0 | -11.7136 | -71.0754 | -84.5742 | -78.4253 | -12.5616 | -36.5834 | -39.1928 | -40 | 272.6527 | 222.6953 | 131.5649 | -67.5111 | 0.38632 | 0 | 0 | 0 | 105.3304 | 0 | 0 | 0 | 0.11219 | 0.12694 | 0.11339 | 0.12149 | 0.061141 | 0.050734 | 0.053282 | 0.064997 | 30.5881 | 28.2682 | 14.9176 | -8.2017 | 16.6703 | 11.2981 | 7.0101 | -4.388
4 | 19 | 13 | 2053.8284 | 2113.9371 | 2164.0513 | 2161.9543 | 80 | 63 | 0 | 0 | 0 | 0 | 0 | 0 | 0 | 0 | 0 | 0 | 1707.7116 | 1902.6167 | 2109.4129 | 2290.0423 | 0 | 0 | 0 | 0 | -10.9243 | -69.3449 | -82.8083 | -83.1347 | -7.0508 | -38.8419 | -39.3898 | -40 | 284.092 | 256.5072 | 176.8365 | -4.9533 | 0.38495 | 0 | 0 | 0 | 109.3618 | 0 | 0 | 0 | 0.11369 | 0.12317 | 0.11402 | 0.12101 | 0.062322 | 0.05119 | 0.051194 | 0.062258 | 32.2979 | 31.5943 | 20.1637 | -0.59942 | 17.7051 | 13.1306 | 9.053 | -0.30838
4 | 19 | 14 | 2037.8621 | 2100.6906 | 2154.1652 | 2155.4374 | 80 | 63 | 0 | 0 | 0 | 0 | 0 | 0 | 0 | 0 | 0 | 0 | 1693.1658 | 1866.6313 | 2056.7002 | 2221.7376 | 0 | 0 | 0 | 0 | -10.4083 | -69.3158 | -76.9831 | -64.6521 | -7.2574 | -39.298 | -39.339 | -40 | 282.3619 | 279.6731 | 213.7871 | 38.3518 | 0.38305 | 0 | 0 | 0 | 108.1578 | 0 | 0 | 0 | 0.11222 | 0.12321 | 0.11389 | 0.12103 | 0.060537 | 0.049956 | 0.049493 | 0.062434 | 31.6863 | 34.4574 | 24.3488 | 4.6418 | 17.0934 | 13.9714 | 10.581 | 2.3945
4 | 19 | 15 | 2000.3452 | 2064.9993 | 2120.7951 | 2124.7621 | 80 | 63 | 0 | 0 | 0 | 0 | 0 | 0 | 0 | 0 | 0 | 0 | 1692.6248 | 1830.9367 | 1996.0706 | 2141.0247 | 0 | 0 | 0 | 0 | -7.112 | -66.2587 | -66.9421 | -59.8055 | -5.1433 | -38.011 | -38.5994 | -39.8698 | 239.9757 | 275.3322 | 230.266 | 83.4126 | 0.38528 | 0 | 0 | 0 | 92.4585 | 0 | 0 | 0 | 0.11215 | 0.12394 | 0.11389 | 0.12292 | 0.059854 | 0.049789 | 0.047979 | 0.05792 | 26.9141 | 34.125 | 26.2246 | 10.253 | 14.3636 | 13.7085 | 11.048 | 4.8313
4 | 19 | 16 | 1980.6855 | 2052.8932 | 2117.4739 | 2129.3951 | 80 | 63 | 0 | 0 | 0 | 0 | 0 | 0 | 0 | 0 | 0 | 0 | 1566.3924 | 1640.9347 | 1766.2381 | 1882.2841 | 0 | 0 | 0 | 0 | -2.0339 | -35.3781 | -11.1293 | -37.5979 | -4.7475 | -33.8921 | -35.3471 | -39.5832 | 341.0745 | 418.2288 | 397.7123 | 324.2921 | 0.41156 | 0 | 0.007326 | 0 | 140.3713 | 0 | 2.9136 | 0 | 0.10925 | 0.12445 | 0.1138 | 0.12245 | 0.05625 | 0.048813 | 0.046652 | 0.053064 | 37.2619 | 52.047 | 45.2585 | 39.7105 | 19.1854 | 20.4148 | 18.554 | 17.2081
4 | 19 | 17 | 1961.1836 | 2041.3768 | 2115.0641 | 2135.01 | 80 | 63 | 0 | 0 | 0 | 0 | 0 | 0 | 0 | 0 | 0 | 0 | 1320.7522 | 1346.2772 | 1429.3584 | 1507.891 | 0 | 0 | 0 | 0 | -3.1817 | -4.2316 | -1.6868 | 23.3919 | -4.0958 | -6.4193 | -12.5458 | -14.205 | 567.7088 | 642.7505 | 699.9383 | 617.9321 | 0.40997 | 0.23762 | 0.31375 | 0.26988 | 232.7449 | 152.7303 | 219.6028 | 166.7705 | 0.10575 | 0.12367 | 0.11274 | 0.119 | 0.052658 | 0.047039 | 0.044242 | 0.045213 | 60.0334 | 79.4882 | 78.9086 | 73.5316 | 29.8945 | 30.2346 | 30.9667 | 27.9383
4 | 19 | 18 | 1966.0372 | 2056.124 | 2140.9605 | 2170.2466 | 80 | 63 | 0 | 0 | 0 | 0 | 0 | 0 | 0 | 0 | 0 | 0 | 771.7328 | 769.1194 | 808.341 | 856.0183 | 0 | 0 | 0 | 0 | -2.5103 | -9.9757 | -5.1369 | 8.3 | 1.7349 | -2.848 | -3.5042 | -0.069271 | 1115.0799 | 1236.8283 | 1341.2605 | 1305.9975 | 0.41329 | 0.42469 | 0.41897 | 0.40593 | 460.8485 | 525.2722 | 561.9438 | 530.1413 | 0.10253 | 0.12175 | 0.11216 | 0.11831 | 0.049696 | 0.043205 | 0.043128 | 0.043593 | 114.3296 | 150.5801 | 150.4355 | 154.5083 | 55.4145 | 53.4375 | 57.8459 | 56.9322
4 | 19 | 19 | 2079.9127 | 2180.2298 | 2275.4275 | 2310.7568 | 80 | 63 | 0 | 0 | 0 | 0 | 0 | 0 | 0 | 0 | 0 | 0 | 442.2884 | 428.5649 | 450.4444 | 491.6568 | 0 | 0 | 0 | 0 | 2.5194 | 22.672 | 52.0807 | 40.9518 | 4.9706 | 14.6476 | 12.1127 | 35.9636 | 1550.1343 | 1651.3453 | 1760.7897 | 1742.1847 | 0.4157 | 0.42239 | 0.41303 | 0.40197 | 644.3852 | 697.5086 | 727.2538 | 700.2973 | 0.10214 | 0.12222 | 0.11296 | 0.11858 | 0.049087 | 0.043917 | 0.044307 | 0.044107 | 158.3366 | 201.8269 | 198.8935 | 206.5857 | 76.091 | 72.5219 | 78.0158 | 76.8417
4 | 19 | 20 | 2146.484 | 2253.9931 | 2356.3429 | 2395.811 | 80 | 63 | 0 | 0 | 0 | 0 | 0 | 0 | 0 | 0 | 0 | 0 | 412.2066 | 398.5275 | 414.6812 | 460.3398 | 0 | 0 | 0 | 0 | 9.2189 | 30.3613 | 36.6047 | 77.3505 | 9.4503 | 24.3087 | 31.1633 | 38.6272 | 1635.6083 | 1737.7955 | 1873.8937 | 1819.4935 | 0.42087 | 0.43174 | 0.42154 | 0.40469 | 688.3865 | 750.2815 | 789.9137 | 736.3243 | 0.10224 | 0.1222 | 0.11293 | 0.11859 | 0.049112 | 0.043933 | 0.044334 | 0.044056 | 167.2303 | 212.365 | 211.6281 | 215.7703 | 80.3279 | 76.3465 | 83.0776 | 80.1587
4 | 19 | 21 | 2041.6015 | 2145.366 | 2244.01 | 2282.1496 | 80 | 63 | 0 | 0 | 0 | 0 | 0 | 0 | 0 | 0 | 0 | 0 | 414.2976 | 410.7594 | 419.2102 | 469.4302 | 0 | 0 | 0 | 0 | 10.5288 | 42.8222 | 8.2648 | 29.5536 | 4.879 | 13.4188 | 25.0981 | 39.304 | 1531.8961 | 1615.3655 | 1791.4369 | 1743.8618 | 0.41808 | 0.42369 | 0.41303 | 0.4036 | 640.4568 | 684.4112 | 739.9242 | 703.8301 | 0.10181 | 0.12224 | 0.11296 | 0.11847 | 0.049011 | 0.043613 | 0.04411 | 0.043849 | 155.9593 | 197.4691 | 202.3585 | 206.603 | 75.0801 | 70.4509 | 79.0204 | 76.466
4 | 19 | 22 | 1869.6146 | 1966.8735 | 2059.618 | 2096.4455 | 80 | 63 | 0 | 0 | 0 | 0 | 0 | 0 | 0 | 0 | 0 | 0 | 442.5208 | 446.0137 | 449.2683 | 506.2062 | 0 | 0 | 0 | 0 | 8.7923 | 22.3164 | 17.5303 | 36.7086 | 3.9246 | 20.1674 | 22.3665 | 39.0313 | 1334.377 | 1415.376 | 1570.4529 | 1514.4995 | 0.41431 | 0.4215 | 0.41126 | 0.40084 | 552.8429 | 596.5788 | 645.8612 | 607.0691 | 0.10193 | 0.12204 | 0.1124 | 0.11843 | 0.049173 | 0.043315 | 0.043705 | 0.043791 | 136.0189 | 172.7284 | 176.5153 | 179.3588 | 65.6155 | 61.3072 | 68.6364 | 66.3218
4 | 19 | 23 | 1698.635 | 1788.0776 | 1873.4293 | 1907.6535 | 80 | 63 | 0 | 0 | 0 | 0 | 0 | 0 | 0 | 0 | 0 | 0 | 494.8371 | 508.0639 | 510.9007 | 569.4473 | 0 | 0 | 0 | 0 | 5.3518 | 27.2962 | 59.3261 | 27.4657 | 3.6801 | 14.4334 | 14.1955 | 35.7598 | 1114.766 | 1175.284 | 1289.007 | 1274.9807 | 0.41263 | 0.42045 | 0.41146 | 0.39726 | 459.9905 | 494.152 | 530.3692 | 506.4994 | 0.10258 | 0.12177 | 0.1122 | 0.11826 | 0.049826 | 0.043209 | 0.043549 | 0.043564 | 114.3521 | 143.1163 | 144.6233 | 150.7798 | 55.544 | 50.7834 | 56.1356 | 55.5435
4 | 19 | 24 | 1581.2505 | 1658.145 | 1730.1196 | 1755.3014 | 80 | 63 | 0 | 0 | 0 | 0 | 0 | 0 | 0 | 0 | 0 | 0 | 514.8845 | 526.2476 | 531.004 | 590.8132 | 0 | 0 | 0 | 0 | 6.4303 | 11.6098 | 22.4901 | 23.8517 | 1.856 | 27.1523 | 22.9452 | 26.0041 | 978.0797 | 1030.1353 | 1153.6803 | 1114.6324 | 0.41183 | 0.4219 | 0.41161 | 0.39624 | 402.7983 | 434.611 | 474.8639 | 441.6629 | 0.10329 | 0.1216 | 0.1122 | 0.11814 | 0.050608 | 0.043132 | 0.043439 | 0.043334 | 101.0297 | 125.2651 | 129.4411 | 131.6849 | 49.4989 | 44.4316 | 50.1151 | 48.302
4 | 20 | 1 | 1493.1279 | 1557.3314 | 1615.3963 | 1630.3104 | 80 | 63 | 0 | 0 | 0 | 0 | 0 | 0 | 0 | 0 | 0 | 0 | 550.7132 | 556.1853 | 568.5132 | 626.5821 | 0 | 0 | 0 | 0 | 3.1402 | 23.0713 | 19.8138 | 22.8388 | 1.7206 | 20.6643 | 24.8656 | 13.1437 | 857.554 | 894.4104 | 1002.2037 | 967.7458 | 0.4113 | 0.42149 | 0.41495 | 0.39673 | 352.7117 | 376.985 | 415.8641 | 383.9378 | 0.10289 | 0.12162 | 0.11217 | 0.11811 | 0.05005 | 0.043062 | 0.043445 | 0.043342 | 88.2299 | 108.7756 | 112.4179 | 114.2994 | 42.921 | 38.5149 | 43.5403 | 41.9442
4 | 20 | 2 | 1463.1544 | 1519.1652 | 1568.2552 | 1576.2541 | 80 | 63 | 0 | 0 | 0 | 0 | 0 | 0 | 0 | 0 | 0 | 0 | 580.3026 | 586.1023 | 602.9012 | 658.5597 | 0 | 0 | 0 | 0 | 0.75634 | 14.4506 | 24.9126 | 7.9703 | 2.1866 | 19.5257 | 11.6543 | 4.8112 | 799.9088 | 836.0866 | 928.7872 | 904.9129 | 0.41115 | 0.42158 | 0.41337 | 0.39654 | 328.8825 | 352.4743 | 383.9285 | 358.8304 | 0.10273 | 0.12163 | 0.11215 | 0.11812 | 0.049822 | 0.043108 | 0.043416 | 0.0432 | 82.1759 | 101.6936 | 104.1619 | 106.892 | 39.8529 | 36.0424 | 40.3246 | 39.0924
4 | 20 | 3 | 1441.1653 | 1489.5031 | 1530.1798 | 1531.618 | 80 | 63 | 0 | 0 | 0 | 0 | 0 | 0 | 0 | 0 | 0 | 0 | 579.579 | 593.4489 | 607.3594 | 661.4942 | 0 | 0 | 0 | 0 | -1.081 | 39.5635 | 21.4971 | 0.5622 | 5.0847 | 21.4738 | 19.0781 | 6.2701 | 777.5826 | 772.0169 | 882.2453 | 863.2915 | 0.41121 | 0.42135 | 0.41593 | 0.39646 | 319.7468 | 325.286 | 366.9496 | 342.2628 | 0.10263 | 0.12165 | 0.11206 | 0.11814 | 0.049721 | 0.043021 | 0.043228 | 0.04315 | 79.8041 | 93.919 | 98.8678 | 101.9932 | 38.6622 | 33.2131 | 38.1377 | 37.2513
4 | 20 | 4 | 1474.1384 | 1517.6548 | 1552.5329 | 1548.2711 | 80 | 63 | 0 | 0 | 0 | 0 | 0 | 0 | 0 | 0 | 0 | 0 | 569.2792 | 589.05 | 598.571 | 653.4826 | 0 | 0 | 0 | 0 | 2.3871 | 37.2385 | 15.9998 | -0.14417 | 3.2188 | 21.7266 | 19.5279 | 10.3758 | 819.2533 | 806.6397 | 918.4342 | 884.5569 | 0.41164 | 0.4221 | 0.41529 | 0.39674 | 337.2349 | 340.479 | 381.4154 | 350.9356 | 0.10237 | 0.12164 | 0.11204 | 0.11814 | 0.049444 | 0.04308 | 0.043283 | 0.043171 | 83.8668 | 98.1196 | 102.9002 | 104.4998 | 40.5068 | 34.7504 | 39.7523 | 38.187
4 | 20 | 5 | 1578.052 | 1618.1619 | 1648.1672 | 1637.3779 | 80 | 63 | 0 | 0 | 0 | 0 | 0 | 0 | 0 | 0 | 0 | 0 | 578.929 | 593.4056 | 604.984 | 661.9565 | 0 | 0 | 0 | 0 | 7.0788 | 53.1477 | 39.6057 | 3.8873 | 4.3664 | 22.6827 | 28.8047 | 16.0468 | 907.6777 | 885.9259 | 974.7729 | 955.4873 | 0.41274 | 0.42228 | 0.41522 | 0.39874 | 374.6341 | 374.1102 | 404.7477 | 380.9953 | 0.10209 | 0.12172 | 0.11201 | 0.11811 | 0.049196 | 0.043238 | 0.04346 | 0.043327 | 92.6648 | 107.8374 | 109.1828 | 112.8559 | 44.6541 | 38.3059 | 42.3637 | 41.3987
4 | 20 | 6 | 1738.8058 | 1780.6534 | 1811.3439 | 1797.7944 | 80 | 63 | 0 | 0 | 0 | 0 | 0 | 0 | 0 | 0 | 0 | 0 | 584.7819 | 599.0688 | 612.3367 | 665.5514 | 0 | 0 | 0 | 0 | 5.931 | 47.1002 | 31.0595 | 32.0238 | 4.2007 | 17.9829 | 27.0719 | 20.518 | 1063.8922 | 1053.5014 | 1140.8759 | 1079.7012 | 0.41319 | 0.42246 | 0.41499 | 0.39779 | 439.5908 | 445.0634 | 473.4526 | 429.4995 | 0.10208 | 0.12177 | 0.11203 | 0.11818 | 0.049266 | 0.043392 | 0.043591 | 0.043444 | 108.6029 | 128.2893 | 127.8132 | 127.6028 | 52.4133 | 45.7133 | 49.7317 | 46.906
4 | 20 | 7 | 1881.9394 | 1925.0998 | 1956.7877 | 1941.8969 | 80 | 63 | 0 | 0 | 0 | 0 | 0 | 0 | 0 | 0 | 0 | 0 | 561.2802 | 572.2546 | 586.3483 | 639.4724 | 0 | 0 | 0 | 0 | -5.4364 | 2.3715 | -3.4803 | -1.0178 | 2.9356 | -1.2258 | -2.5875 | -4.6848 | 1243.16 | 1288.6995 | 1376.5073 | 1308.127 | 0.41464 | 0.33736 | 0.33191 | 0.39149 | 515.4666 | 434.7532 | 456.8703 | 512.1132 | 0.10461 | 0.12273 | 0.11249 | 0.11924 | 0.05158 | 0.044722 | 0.04369 | 0.0457 | 130.0511 | 158.1584 | 154.8382 | 155.9869 | 64.122 | 57.6336 | 60.1399 | 59.7817
4 | 20 | 8 | 1953.7921 | 1999.9455 | 2036.06 | 2025.3835 | 80 | 63 | 0 | 0 | 0 | 0 | 0 | 0 | 0 | 0 | 0 | 0 | 744.7153 | 784.1827 | 822.0939 | 897.4593 | 0 | 0 | 0 | 0 | -5.3838 | -27.0802 | -26.7291 | 35.6485 | -2.4935 | -9.7602 | -15.9465 | -28.3647 | 1136.9541 | 1189.6032 | 1256.6416 | 1120.6403 | 0.41395 | 0.28029 | 0.32029 | 0.31141 | 470.6375 | 333.4381 | 402.4873 | 348.9772 | 0.11105 | 0.12275 | 0.11456 | 0.12533 | 0.058342 | 0.04718 | 0.048353 | 0.063062 | 126.2611 | 146.0287 | 143.9666 | 140.4501 | 66.3323 | 56.1251 | 60.7619 | 70.6703
4 | 20 | 9 | 2008.2841 | 2059.907 | 2103.3581 | 2099.6876 | 80 | 63 | 0 | 0 | 0 | 0 | 0 | 0 | 0 | 0 | 0 | 0 | 887.4377 | 970.241 | 1038.4051 | 1144.4439 | 0 | 0 | 0 | 0 | -4.3049 | -31.2571 | -32.7877 | -72.6581 | -5.8611 | -22.7484 | -29.0516 | -35.7916 | 1051.0124 | 1080.6715 | 1126.7924 | 1063.6934 | 0.39087 | 0 | 0.0068178 | 0 | 410.8104 | 0 | 7.6823 | 0 | 0.11571 | 0.12298 | 0.11416 | 0.12107 | 0.064318 | 0.050891 | 0.049446 | 0.062023 | 121.6173 | 132.9003 | 128.6388 | 128.7848 | 67.5987 | 54.9962 | 55.715 | 65.9732
4 | 20 | 10 | 2042.878 | 2096.5983 | 2141.9197 | 2138.8417 | 80 | 63 | 0 | 0 | 0 | 0 | 0 | 0 | 0 | 0 | 0 | 0 | 1121.688 | 1227.8316 | 1319.6268 | 1445.6781 | 0 | 0 | 0 | 0 | -9.4473 | -65.9079 | -46.6861 | -76.5866 | -9.8768 | -34.684 | -36.0673 | -39.0106 | 860.5141 | 906.3586 | 905.0463 | 808.7608 | 0.39163 | 0 | 0 | 0 | 336.9997 | 0 | 0 | 0 | 0.11232 | 0.12654 | 0.11406 | 0.12113 | 0.060544 | 0.050042 | 0.050721 | 0.062006 | 96.6506 | 114.6877 | 103.2271 | 97.9684 | 52.0992 | 45.3556 | 45.9052 | 50.1484
4 | 20 | 11 | 2041.873 | 2095.9087 | 2140.4293 | 2135.277 | 80 | 63 | 0 | 0 | 0 | 0 | 0 | 0 | 0 | 0 | 0 | 0 | 1336.3297 | 1446.9161 | 1555.8159 | 1695.0862 | 0 | 0 | 0 | 0 | -10.9153 | -69.038 | -68.8432 | -79.0744 | -13.1748 | -38.7419 | -37.9171 | -39.554 | 649.6333 | 693.7726 | 691.3737 | 558.8192 | 0.38888 | 0 | 0 | 0 | 252.6309 | 0 | 0 | 0 | 0.11205 | 0.12684 | 0.11379 | 0.12149 | 0.060811 | 0.051065 | 0.052274 | 0.064997 | 72.7935 | 88.0014 | 78.6735 | 67.8894 | 39.5046 | 35.4273 | 36.1408 | 36.3216
4 | 20 | 12 | 2027.4407 | 2081.8182 | 2126.008 | 2119.8616 | 80 | 63 | 0 | 0 | 0 | 0 | 0 | 0 | 0 | 0 | 0 | 0 | 1323.5919 | 1450.8063 | 1576.7845 | 1727.0243 | 0 | 0 | 0 | 0 | -11.7136 | -71.0754 | -84.5742 | -78.4253 | -12.5616 | -36.5834 | -39.1928 | -40 | 648.1241 | 675.6707 | 672.9904 | 511.2626 | 0.38632 | 0 | 0 | 0 | 250.3813 | 0 | 0 | 0 | 0.11219 | 0.12694 | 0.11339 | 0.12149 | 0.061141 | 0.050734 | 0.053282 | 0.064997 | 72.7112 | 85.7675 | 76.3076 | 62.1119 | 39.6271 | 34.2792 | 35.8585 | 33.2306
4 | 20 | 13 | 2011.78 | 2069.4253 | 2117.1453 | 2113.9591 | 80 | 63 | 0 | 0 | 0 | 0 | 0 | 0 | 0 | 0 | 0 | 0 | 1442.4268 | 1575.2543 | 1705.7449 | 1857.2737 | 0 | 0 | 0 | 0 | -10.9243 | -69.3449 | -82.8083 | -83.1347 | -7.0508 | -38.8419 | -39.3898 | -40 | 507.3283 | 539.3577 | 533.5985 | 379.8201 | 0.38495 | 0 | 0 | 0 | 195.2972 | 0 | 0 | 0 | 0.11369 | 0.12317 | 0.11402 | 0.12101 | 0.062322 | 0.05119 | 0.051194 | 0.062258 | 57.6773 | 66.4334 | 60.8434 | 45.9638 | 31.6177 | 27.6097 | 27.3172 | 23.6467
4 | 20 | 14 | 1983.9897 | 2043.6621 | 2094.0692 | 2093.946 | 80 | 63 | 0 | 0 | 0 | 0 | 0 | 0 | 0 | 0 | 0 | 0 | 1341.7361 | 1462.0025 | 1599.2542 | 1751.8445 | 0 | 0 | 0 | 0 | -10.4083 | -69.3158 | -76.9831 | -64.6521 | -7.2574 | -39.298 | -39.339 | -40 | 579.9194 | 627.2735 | 611.1371 | 446.7535 | 0.38305 | 0 | 0 | 0 | 222.1362 | 0 | 0 | 0 | 0.11222 | 0.12321 | 0.11389 | 0.12103 | 0.060537 | 0.049956 | 0.049493 | 0.062434 | 65.0778 | 77.2838 | 69.6041 | 54.0713 | 35.1066 | 31.3363 | 30.247 | 27.8927
4 | 20 | 15 | 1956.3379 | 2018.4137 | 2071.7038 | 2074.5308 | 80 | 63 | 0 | 0 | 0 | 0 | 0 | 0 | 0 | 0 | 0 | 0 | 1238.21 | 1354.6374 | 1474.6269 | 1625.3416 | 0 | 0 | 0 | 0 | -7.112 | -66.2587 | -66.9421 | -59.8055 | -5.1433 | -38.011 | -38.5994 | -39.8698 | 650.3831 | 705.046 | 702.6183 | 548.8645 | 0.38528 | 0 | 0 | 0 | 250.5814 | 0 | 0 | 0 | 0.11215 | 0.12394 | 0.11389 | 0.12292 | 0.059854 | 0.049789 | 0.047979 | 0.05792 | 72.9428 | 87.3843 | 80.0199 | 67.4656 | 38.9283 | 35.1034 | 33.7111 | 31.7903
4 | 20 | 16 | 1938.777 | 2008.5295 | 2070.724 | 2081.5596 | 80 | 63 | 0 | 0 | 0 | 0 | 0 | 0 | 0 | 0 | 0 | 0 | 1043.4017 | 1151.5695 | 1239.4354 | 1372.1849 | 0 | 0 | 0 | 0 | -2.0339 | -35.3781 | -11.1293 | -37.5979 | -4.7475 | -33.8921 | -35.3471 | -39.5832 | 822.1567 | 863.2303 | 877.765 | 786.5558 | 0.41156 | 0 | 0.007326 | 0 | 338.3637 | 0 | 6.4305 | 0 | 0.10925 | 0.12445 | 0.1138 | 0.12245 | 0.05625 | 0.048813 | 0.046652 | 0.053064 | 89.8195 | 107.4257 | 99.8871 | 96.3161 | 46.2462 | 42.1365 | 40.9494 | 41.7375
4 | 20 | 17 | 1910.9494 | 1988.1996 | 2059.0266 | 2077.6713 | 80 | 63 | 0 | 0 | 0 | 0 | 0 | 0 | 0 | 0 | 0 | 0 | 767.9947 | 843.2869 | 901.2062 | 1008.0625 | 0 | 0 | 0 | 0 | -3.1817 | -4.2316 | -1.6868 | 23.3919 | -4.0958 | -6.4193 | -12.5458 | -14.205 | 1070.2322 | 1092.5636 | 1172.053 | 1060.4219 | 0.40997 | 0.23762 | 0.31375 | 0.26988 | 438.7656 | 259.6148 | 367.7269 | 286.1917 | 0.10575 | 0.12367 | 0.11274 | 0.119 | 0.052658 | 0.047039 | 0.044242 | 0.045213 | 113.1737 | 135.1161 | 132.1332 | 126.1862 | 56.3565 | 51.3936 | 51.854 | 47.9444
4 | 20 | 18 | 1911.2554 | 1998.1327 | 2079.8499 | 2107.717 | 80 | 63 | 0 | 0 | 0 | 0 | 0 | 0 | 0 | 0 | 0 | 0 | 586.1054 | 625.0089 | 642.4858 | 708.7352 | 0 | 0 | 0 | 0 | -2.5103 | -9.9757 | -5.1369 | 8.3 | 1.7349 | -2.848 | -3.5042 | -0.069271 | 1245.9254 | 1322.9475 | 1446.0052 | 1390.7511 | 0.41329 | 0.42469 | 0.41897 | 0.40593 | 514.9253 | 561.8465 | 605.8283 | 564.5451 | 0.10253 | 0.12175 | 0.11216 | 0.11831 | 0.049696 | 0.043205 | 0.043128 | 0.043593 | 127.7452 | 161.0649 | 162.1837 | 164.5352 | 61.917 | 57.1583 | 62.3634 | 60.6269
4 | 20 | 19 | 1972.6578 | 2066.6913 | 2155.7819 | 2188.3331 | 80 | 63 | 0 | 0 | 0 | 0 | 0 | 0 | 0 | 0 | 0 | 0 | 587.7526 | 624.5806 | 630.3926 | 681.7951 | 0 | 0 | 0 | 0 | 2.5194 | 22.672 | 52.0807 | 40.9518 | 4.9706 | 14.6476 | 12.1127 | 35.9636 | 1297.4152 | 1341.7911 | 1461.1958 | 1429.6226 | 0.4157 | 0.42239 | 0.41303 | 0.40197 | 539.3308 | 566.7566 | 603.5135 | 574.6583 | 0.10214 | 0.12222 | 0.11296 | 0.11858 | 0.049087 | 0.043917 | 0.044307 | 0.044107 | 132.5229 | 163.9933 | 165.0523 | 169.5225 | 63.6859 | 58.9273 | 64.7416 | 63.0557
4 | 20 | 20 | 2051.9626 | 2153.934 | 2250.9018 | 2287.9216 | 80 | 63 | 0 | 0 | 0 | 0 | 0 | 0 | 0 | 0 | 0 | 0 | 635.2101 | 658.7921 | 675.8998 | 726.4968 | 0 | 0 | 0 | 0 | 9.2189 | 30.3613 | 36.6047 | 77.3505 | 9.4503 | 24.3087 | 31.1633 | 38.6272 | 1318.0834 | 1377.4719 | 1507.234 | 1445.447 | 0.42087 | 0.43174 | 0.42154 | 0.40469 | 554.7483 | 594.7142 | 635.3535 | 584.9528 | 0.10224 | 0.1222 | 0.11293 | 0.11859 | 0.049112 | 0.043933 | 0.044334 | 0.044056 | 134.7654 | 168.3321 | 170.2194 | 171.4128 | 64.7336 | 60.5164 | 66.822 | 63.6799
4 | 20 | 21 | 1974.8558 | 2074.7099 | 2169.5534 | 2205.9642 | 80 | 63 | 0 | 0 | 0 | 0 | 0 | 0 | 0 | 0 | 0 | 0 | 676.5469 | 695.3297 | 719.8523 | 769.2986 | 0 | 0 | 0 | 0 | 10.5288 | 42.8222 | 8.2648 | 29.5536 | 4.879 | 13.4188 | 25.0981 | 39.304 | 1202.9011 | 1260.1391 | 1416.3383 | 1367.808 | 0.41808 | 0.42369 | 0.41303 | 0.4036 | 502.9102 | 533.906 | 584.9958 | 552.0532 | 0.10181 | 0.12224 | 0.11296 | 0.11847 | 0.049011 | 0.043613 | 0.04411 | 0.043849 | 122.465 | 154.0447 | 159.9878 | 162.0503 | 58.9556 | 54.9584 | 62.4748 | 59.9766
4 | 20 | 22 | 1852.8233 | 1949.0984 | 2040.8868 | 2077.2794 | 80 | 63 | 0 | 0 | 0 | 0 | 0 | 0 | 0 | 0 | 0 | 0 | 666.5691 | 671.9632 | 700.7747 | 751.7466 | 0 | 0 | 0 | 0 | 8.7923 | 22.3164 | 17.5303 | 36.7086 | 3.9246 | 20.1674 | 22.3665 | 39.0313 | 1093.5373 | 1171.6513 | 1300.2153 | 1249.7929 | 0.41431 | 0.4215 | 0.41126 | 0.40084 | 453.0611 | 493.8492 | 534.7238 | 500.9647 | 0.10193 | 0.12204 | 0.1124 | 0.11843 | 0.049173 | 0.043315 | 0.043705 | 0.043791 | 111.469 | 142.985 | 146.1412 | 148.0102 | 53.7726 | 50.7502 | 56.8257 | 54.73
4 | 20 | 23 | 1695.5566 | 1784.8188 | 1869.9953 | 1904.1397 | 80 | 63 | 0 | 0 | 0 | 0 | 0 | 0 | 0 | 0 | 0 | 0 | 638.5576 | 640.5804 | 670.4677 | 718.2069 | 0 | 0 | 0 | 0 | 5.3518 | 27.2962 | 59.3261 | 27.4657 | 3.6801 | 14.4334 | 14.1955 | 35.7598 | 967.9671 | 1039.5087 | 1126.006 | 1122.7073 | 0.41263 | 0.42045 | 0.41146 | 0.39726 | 399.4163 | 437.0648 | 463.3015 | 446.0072 | 0.10258 | 0.12177 | 0.1122 | 0.11826 | 0.049826 | 0.043209 | 0.043549 | 0.043564 | 99.2935 | 126.5827 | 126.335 | 132.7719 | 48.2296 | 44.9166 | 49.037 | 48.9098
4 | 20 | 24 | 1588.4568 | 1665.7735 | 1738.1584 | 1763.5268 | 80 | 63 | 0 | 0 | 0 | 0 | 0 | 0 | 0 | 0 | 0 | 0 | 618.9338 | 621.9569 | 653.6732 | 695.1784 | 0 | 0 | 0 | 0 | 6.4303 | 11.6098 | 22.4901 | 23.8517 | 1.856 | 27.1523 | 22.9452 | 26.0041 | 881.2368 | 942.0545 | 1039.0499 | 1018.4927 | 0.41183 | 0.4219 | 0.41161 | 0.39624 | 362.9159 | 397.45 | 427.6811 | 403.5684 | 0.10329 | 0.1216 | 0.1122 | 0.11814 | 0.050608 | 0.043132 | 0.043439 | 0.043334 | 91.0264 | 114.5544 | 116.5797 | 120.3267 | 44.5978 | 40.6325 | 45.1356 | 44.1358
4 | 21 | 1 | 1511.3885 | 1576.6618 | 1635.7665 | 1651.1536 | 80 | 63 | 0 | 0 | 0 | 0 | 0 | 0 | 0 | 0 | 0 | 0 | 626.0196 | 629.9258 | 662.1441 | 703.4679 | 0 | 0 | 0 | 0 | 3.1402 | 23.0713 | 19.8138 | 22.8388 | 1.7206 | 20.6643 | 24.8656 | 13.1437 | 800.5082 | 840.0004 | 928.943 | 911.7031 | 0.4113 | 0.42149 | 0.41495 | 0.39673 | 329.2488 | 354.0517 | 385.4645 | 361.7037 | 0.10289 | 0.12162 | 0.11217 | 0.11811 | 0.05005 | 0.043062 | 0.043445 | 0.043342 | 82.3607 | 102.1584 | 104.2002 | 107.6803 | 40.0658 | 36.172 | 40.3576 | 39.5152
4 | 21 | 2 | 1462.9445 | 1518.943 | 1568.0211 | 1576.0146 | 80 | 63 | 0 | 0 | 0 | 0 | 0 | 0 | 0 | 0 | 0 | 0 | 617.0748 | 619.9094 | 652.0141 | 692.9737 | 0 | 0 | 0 | 0 | 0.75634 | 14.4506 | 24.9126 | 7.9703 | 2.1866 | 19.5257 | 11.6543 | 4.8112 | 762.9267 | 802.0574 | 879.4401 | 870.2594 | 0.41115 | 0.42158 | 0.41337 | 0.39654 | 313.6773 | 338.1284 | 363.5301 | 345.089 | 0.10273 | 0.12163 | 0.11215 | 0.11812 | 0.049822 | 0.043108 | 0.043416 | 0.0432 | 78.3767 | 97.5546 | 98.6278 | 102.7986 | 38.0104 | 34.5755 | 38.1821 | 37.5954
4 | 21 | 3 | 1439.7661 | 1488.0219 | 1528.6189 | 1530.0208 | 80 | 63 | 0 | 0 | 0 | 0 | 0 | 0 | 0 | 0 | 0 | 0 | 575.1326 | 575.7181 | 603.7904 | 645.9857 | 0 | 0 | 0 | 0 | -1.081 | 39.5635 | 21.4971 | 0.5622 | 5.0847 | 21.4738 | 19.0781 | 6.2701 | 780.6297 | 788.2664 | 884.2533 | 877.2028 | 0.41121 | 0.42135 | 0.41593 | 0.39646 | 320.9998 | 332.1326 | 367.7848 | 347.7781 | 0.10263 | 0.12165 | 0.11206 | 0.11814 | 0.049721 | 0.043021 | 0.043228 | 0.04315 | 80.1168 | 95.8958 | 99.0928 | 103.6367 | 38.8137 | 33.9122 | 38.2245 | 37.8516
4 | 21 | 4 | 1422.0151 | 1462.4779 | 1494.3881 | 1488.7762 | 80 | 63 | 0 | 0 | 0 | 0 | 0 | 0 | 0 | 0 | 0 | 0 | 549.1602 | 551.483 | 577.9099 | 617.5605 | 0 | 0 | 0 | 0 | 2.3871 | 37.2385 | 15.9998 | -0.14417 | 3.2188 | 21.7266 | 19.5279 | 10.3758 | 787.249 | 789.0299 | 880.9505 | 860.9841 | 0.41164 | 0.4221 | 0.41529 | 0.39674 | 324.0608 | 333.0459 | 365.8488 | 341.5834 | 0.10237 | 0.12164 | 0.11204 | 0.11814 | 0.049444 | 0.04308 | 0.043283 | 0.043171 | 80.5905 | 95.9775 | 98.7006 | 101.715 | 38.9244 | 33.9918 | 38.1299 | 37.1693
4 | 21 | 5 | 1471.5667 | 1505.4381 | 1529.3801 | 1515.8326 | 80 | 63 | 0 | 0 | 0 | 0 | 0 | 0 | 0 | 0 | 0 | 0 | 524.6567 | 525.9097 | 548.3825 | 590.9295 | 0 | 0 | 0 | 0 | 7.0788 | 53.1477 | 39.6057 | 3.8873 | 4.3664 | 22.6827 | 28.8047 | 16.0468 | 855.4647 | 840.698 | 912.5873 | 904.969 | 0.41274 | 0.42228 | 0.41522 | 0.39874 | 353.0837 | 355.0113 | 378.9269 | 360.8514 | 0.10209 | 0.12172 | 0.11201 | 0.11811 | 0.049196 | 0.043238 | 0.04346 | 0.043327 | 87.3344 | 102.3321 | 102.2175 | 106.889 | 42.0855 | 36.3503 | 39.6611 | 39.2099
4 | 21 | 6 | 1489.6639 | 1516.9153 | 1533.4196 | 1513.4167 | 80 | 63 | 0 | 0 | 0 | 0 | 0 | 0 | 0 | 0 | 0 | 0 | 578.2729 | 586.0974 | 606.0459 | 644.5451 | 0 | 0 | 0 | 0 | 5.931 | 47.1002 | 31.0595 | 32.0238 | 4.2007 | 17.9829 | 27.0719 | 20.518 | 821.2593 | 802.7347 | 869.2424 | 816.3299 | 0.41319 | 0.42246 | 0.41499 | 0.39779 | 339.337 | 339.1242 | 360.7273 | 324.7317 | 0.10208 | 0.12177 | 0.11203 | 0.11818 | 0.049266 | 0.043392 | 0.043591 | 0.043444 | 83.8347 | 97.7524 | 97.3819 | 96.4766 | 40.4598 | 34.8321 | 37.891 | 35.4642
4 | 21 | 7 | 1559.2652 | 1583.5215 | 1596.8363 | 1573.5875 | 80 | 63 | 0 | 0 | 0 | 0 | 0 | 0 | 0 | 0 | 0 | 0 | 1097.4419 | 1116.9936 | 1143.7197 | 1181.2839 | 0 | 0 | 0 | 0 | -5.4364 | 2.3715 | -3.4803 | -1.0178 | 2.9356 | -1.2258 | -2.5875 | -4.6848 | 384.3242 | 402.3822 | 459.1845 | 398.0062 | 0.41464 | 0.33736 | 0.33191 | 0.39149 | 159.357 | 135.7469 | 152.4058 | 155.8138 | 0.10461 | 0.12273 | 0.11249 | 0.11924 | 0.05158 | 0.044722 | 0.04369 | 0.0457 | 40.2054 | 49.3832 | 51.652 | 47.46 | 19.8234 | 17.9954 | 20.0619 | 18.189
4 | 21 | 8 | 1656.7247 | 1685.4742 | 1704.6737 | 1686.3024 | 80 | 63 | 0 | 0 | 0 | 0 | 0 | 0 | 0 | 0 | 0 | 0 | 1509.4515 | 1596.0687 | 1683.2047 | 1770.003 | 0 | 0 | 0 | 0 | -5.3838 | -27.0802 | -26.7291 | 35.6485 | -2.4935 | -9.7602 | -15.9465 | -28.3647 | 75.1505 | 63.2459 | 64.1445 | -90.9843 | 0.41395 | 0.28029 | 0.32029 | 0.31141 | 31.1083 | 17.7274 | 20.5447 | -28.3333 | 0.11105 | 0.12275 | 0.11456 | 0.12533 | 0.058342 | 0.04718 | 0.048353 | 0.063062 | 8.3456 | 7.7637 | 7.3487 | -11.4031 | 4.3844 | 2.9839 | 3.1016 | -5.7377
4 | 21 | 9 | 1742.7006 | 1778.7641 | 1807.0928 | 1796.5431 | 80 | 63 | 0 | 0 | 0 | 0 | 0 | 0 | 0 | 0 | 0 | 0 | 1750.9473 | 1905.3075 | 2052.2191 | 2190.3611 | 0 | 0 | 0 | 0 | -4.3049 | -31.2571 | -32.7877 | -72.6581 | -5.8611 | -22.7484 | -29.0516 | -35.7916 | -78.0807 | -135.5379 | -183.287 | -285.3684 | 0.39087 | 0 | 0.0068178 | 0 | -30.5195 | 0 | -1.2496 | 0 | 0.11571 | 0.12298 | 0.11416 | 0.12107 | 0.064318 | 0.050891 | 0.049446 | 0.062023 | -9.0351 | -16.6684 | -20.9247 | -34.5505 | -5.022 | -6.8976 | -9.0627 | -17.6993
4 | 21 | 10 | 1791.6371 | 1830.6383 | 1861.654 | 1852.0682 | 80 | 63 | 0 | 0 | 0 | 0 | 0 | 0 | 0 | 0 | 0 | 0 | 1772.8994 | 1959.2221 | 2148.6814 | 2322.9442 | 0 | 0 | 0 | 0 | -9.4473 | -65.9079 | -46.6861 | -76.5866 | -9.8768 | -34.684 | -36.0673 | -39.0106 | -41.9383 | -90.9919 | -204.2741 | -355.2787 | 0.39163 | 0 | 0 | 0 | -16.4241 | 0 | 0 | 0 | 0.11232 | 0.12654 | 0.11406 | 0.12113 | 0.060544 | 0.050042 | 0.050721 | 0.062006 | -4.7104 | -11.5138 | -23.2989 | -43.0363 | -2.5391 | -4.5534 | -10.3611 | -22.0296
4 | 21 | 11 | 1794.6201 | 1834.1703 | 1864.6123 | 1853.0555 | 80 | 63 | 0 | 0 | 0 | 0 | 0 | 0 | 0 | 0 | 0 | 0 | 1680.3726 | 1867.9328 | 2071.3182 | 2258.5687 | 0 | 0 | 0 | 0 | -10.9153 | -69.038 | -68.8432 | -79.0744 | -13.1748 | -38.7419 | -37.9171 | -39.554 | 58.3376 | 11.0174 | -99.9456 | -286.8848 | 0.38888 | 0 | 0 | 0 | 22.6864 | 0 | 0 | 0 | 0.11205 | 0.12684 | 0.11379 | 0.12149 | 0.060811 | 0.051065 | 0.052274 | 0.064997 | 6.5369 | 1.3975 | -11.3731 | -34.8529 | 3.5475 | 0.5626 | -5.2245 | -18.6467
4 | 21 | 12 | 1783.4061 | 1823.4867 | 1853.7811 | 1841.3137 | 80 | 63 | 0 | 0 | 0 | 0 | 0 | 0 | 0 | 0 | 0 | 0 | 1611.8312 | 1796.202 | 2007.6935 | 2197.506 | 0 | 0 | 0 | 0 | -11.7136 | -71.0754 | -84.5742 | -78.4253 | -12.5616 | -36.5834 | -39.1928 | -40 | 115.8501 | 71.9434 | -30.1455 | -237.767 | 0.38632 | 0 | 0 | 0 | 44.7549 | 0 | 0 | 0 | 0.11219 | 0.12694 | 0.11339 | 0.12149 | 0.061141 | 0.050734 | 0.053282 | 0.064997 | 12.9969 | 9.1323 | -3.4181 | -28.8857 | 7.0832 | 3.65 | -1.6062 | -15.4542
4 | 21 | 13 | 1760.4692 | 1803.3912 | 1836.8015 | 1827.1058 | 80 | 63 | 0 | 0 | 0 | 0 | 0 | 0 | 0 | 0 | 0 | 0 | 1599.6924 | 1766.3987 | 1975.0339 | 2157.3734 | 0 | 0 | 0 | 0 | -10.9243 | -69.3449 | -82.8083 | -83.1347 | -7.0508 | -38.8419 | -39.3898 | -40 | 98.7519 | 82.1793 | -16.0343 | -207.1329 | 0.38495 | 0 | 0 | 0 | 38.0148 | 0 | 0 | 0 | 0.11369 | 0.12317 | 0.11402 | 0.12101 | 0.062322 | 0.05119 | 0.051194 | 0.062258 | 11.2269 | 10.1221 | -1.8283 | -25.0661 | 6.1544 | 4.2068 | -0.82086 | -12.8956
4 | 21 | 14 | 1731.0697 | 1775.9246 | 1811.9304 | 1805.256 | 80 | 63 | 0 | 0 | 0 | 0 | 0 | 0 | 0 | 0 | 0 | 0 | 1746.3731 | 1892.0976 | 2099.4193 | 2275.5852 | 0 | 0 | 0 | 0 | -10.4083 | -69.3158 | -76.9831 | -64.6521 | -7.2574 | -39.298 | -39.339 | -40 | -77.6377 | -70.5591 | -171.1669 | -365.6772 | 0.38305 | 0 | 0 | 0 | -29.7389 | 0 | 0 | 0 | 0.11222 | 0.12321 | 0.11389 | 0.12103 | 0.060537 | 0.049956 | 0.049493 | 0.062434 | -8.7124 | -8.6933 | -19.4947 | -44.2585 | -4.7 | -3.5249 | -8.4716 | -22.8307
4 | 21 | 15 | 1727.4855 | 1776.1538 | 1816.413 | 1813.3122 | 80 | 63 | 0 | 0 | 0 | 0 | 0 | 0 | 0 | 0 | 0 | 0 | 1771.7791 | 1880.1673 | 2069.296 | 2227.8771 | 0 | 0 | 0 | 0 | -7.112 | -66.2587 | -66.9421 | -59.8055 | -5.1433 | -38.011 | -38.5994 | -39.8698 | -112.0384 | -62.7438 | -147.3416 | -314.8896 | 0.38528 | 0 | 0 | 0 | -43.1665 | 0 | 0 | 0 | 0.11215 | 0.12394 | 0.11389 | 0.12292 | 0.059854 | 0.049789 | 0.047979 | 0.05792 | -12.5655 | -7.7765 | -16.7805 | -38.7058 | -6.706 | -3.1239 | -7.0693 | -18.2384
4 | 21 | 16 | 1727.8355 | 1785.2298 | 1835.4131 | 1840.7849 | 80 | 63 | 0 | 0 | 0 | 0 | 0 | 0 | 0 | 0 | 0 | 0 | 1690.4237 | 1758.1593 | 1914.275 | 2047.5263 | 0 | 0 | 0 | 0 | -2.0339 | -35.3781 | -11.1293 | -37.5979 | -4.7475 | -33.8921 | -35.3471 | -39.5832 | -35.8068 | 33.3406 | -32.3855 | -129.5603 | 0.41156 | 0 | 0.007326 | 0 | -14.7365 | 0 | -0.23725 | 0 | 0.10925 | 0.12445 | 0.1138 | 0.12245 | 0.05625 | 0.048813 | 0.046652 | 0.053064 | -3.9118 | 4.1491 | -3.6854 | -15.865 | -2.0141 | 1.6274 | -1.5108 | -6.8749
4 | 21 | 17 | 1745.6244 | 1813.1888 | 1874.6022 | 1888.9646 | 80 | 63 | 0 | 0 | 0 | 0 | 0 | 0 | 0 | 0 | 0 | 0 | 1446.5468 | 1464.1952 | 1566.5071 | 1657.4306 | 0 | 0 | 0 | 0 | -3.1817 | -4.2316 | -1.6868 | 23.3919 | -4.0958 | -6.4193 | -12.5458 | -14.205 | 226.3551 | 296.6446 | 322.3277 | 222.3471 | 0.40997 | 0.23762 | 0.31375 | 0.26988 | 92.7993 | 70.4886 | 101.129 | 60.0081 | 0.10575 | 0.12367 | 0.11274 | 0.119 | 0.052658 | 0.047039 | 0.044242 | 0.045213 | 23.9363 | 36.6857 | 36.3381 | 26.4585 | 11.9195 | 13.954 | 14.2604 | 10.0529
4 | 21 | 18 | 1777.2742 | 1856.3022 | 1930.3905 | 1954.7872 | 80 | 63 | 0 | 0 | 0 | 0 | 0 | 0 | 0 | 0 | 0 | 0 | 809.8716 | 782.1101 | 832.0384 | 880.7116 | 0 | 0 | 0 | 0 | -2.5103 | -9.9757 | -5.1369 | 8.3 | 1.7349 | -2.848 | -3.5042 | -0.069271 | 888.1781 | 1024.0157 | 1106.9931 | 1065.8448 | 0.41329 | 0.42469 | 0.41897 | 0.40593 | 367.0728 | 434.8923 | 463.7935 | 432.6565 | 0.10253 | 0.12175 | 0.11216 | 0.11831 | 0.049696 | 0.043205 | 0.043128 | 0.043593 | 91.0653 | 124.6708 | 124.1601 | 126.0966 | 44.1385 | 44.2429 | 47.7424 | 46.4633
4 | 21 | 19 | 1855.6079 | 1942.784 | 2025.2098 | 2054.7291 | 80 | 63 | 0 | 0 | 0 | 0 | 0 | 0 | 0 | 0 | 0 | 0 | 480.8811 | 443.4053 | 481.5809 | 521.2135 | 0 | 0 | 0 | 0 | 2.5194 | 22.672 | 52.0807 | 40.9518 | 4.9706 | 14.6476 | 12.1127 | 35.9636 | 1287.2368 | 1399.0591 | 1479.4354 | 1456.6002 | 0.4157 | 0.42239 | 0.41303 | 0.40197 | 535.0997 | 590.9459 | 611.0469 | 585.5023 | 0.10214 | 0.12222 | 0.11296 | 0.11858 | 0.049087 | 0.043917 | 0.044307 | 0.044107 | 131.4832 | 170.9926 | 167.1126 | 172.7215 | 63.1863 | 61.4423 | 65.5498 | 64.2456
4 | 21 | 20 | 1936.8718 | 2032.1005 | 2122.515 | 2156.5537 | 80 | 63 | 0 | 0 | 0 | 0 | 0 | 0 | 0 | 0 | 0 | 0 | 491.5983 | 454.4152 | 494.2384 | 533.6324 | 0 | 0 | 0 | 0 | 9.2189 | 30.3613 | 36.6047 | 77.3505 | 9.4503 | 24.3087 | 31.1633 | 38.6272 | 1346.6043 | 1460.0152 | 1560.5086 | 1506.9435 | 0.42087 | 0.43174 | 0.42154 | 0.40469 | 566.752 | 630.3517 | 657.8106 | 609.8396 | 0.10224 | 0.1222 | 0.11293 | 0.11859 | 0.049112 | 0.043933 | 0.044334 | 0.044056 | 137.6815 | 178.4192 | 176.236 | 178.7056 | 66.1343 | 64.1428 | 69.1839 | 66.3892
4 | 21 | 21 | 1872.9182 | 1966.8002 | 2055.8394 | 2089.6098 | 80 | 63 | 0 | 0 | 0 | 0 | 0 | 0 | 0 | 0 | 0 | 0 | 490.0958 | 453.9014 | 494.8367 | 531.5883 | 0 | 0 | 0 | 0 | 10.5288 | 42.8222 | 8.2648 | 29.5536 | 4.879 | 13.4188 | 25.0981 | 39.304 | 1287.4146 | 1393.6578 | 1527.6398 | 1489.1639 | 0.41808 | 0.42369 | 0.41303 | 0.4036 | 538.2437 | 590.4763 | 630.9671 | 601.0329 | 0.10181 | 0.12224 | 0.11296 | 0.11847 | 0.049011 | 0.043613 | 0.04411 | 0.043849 | 131.0691 | 170.3666 | 172.5603 | 176.4278 | 63.0978 | 60.7816 | 67.3843 | 65.2979
4 | 21 | 22 | 1770.1258 | 1861.556 | 1948.6356 | 1982.8861 | 80 | 63 | 0 | 0 | 0 | 0 | 0 | 0 | 0 | 0 | 0 | 0 | 494.9056 | 463.2952 | 501.8951 | 539.6128 | 0 | 0 | 0 | 0 | 8.7923 | 22.3164 | 17.5303 | 36.7086 | 3.9246 | 20.1674 | 22.3665 | 39.0313 | 1182.5033 | 1292.777 | 1406.8437 | 1367.5335 | 0.41431 | 0.4215 | 0.41126 | 0.40084 | 489.9204 | 544.9035 | 578.5756 | 548.1595 | 0.10193 | 0.12204 | 0.1124 | 0.11843 | 0.049173 | 0.043315 | 0.043705 | 0.043791 | 120.5377 | 157.7668 | 158.126 | 161.9539 | 58.1474 | 55.9968 | 61.4859 | 59.886
4 | 21 | 23 | 1638.6759 | 1724.6056 | 1806.5433 | 1839.2144 | 80 | 63 | 0 | 0 | 0 | 0 | 0 | 0 | 0 | 0 | 0 | 0 | 503.8705 | 477.5701 | 513.5335 | 552.9277 | 0 | 0 | 0 | 0 | 5.3518 | 27.2962 | 59.3261 | 27.4657 | 3.6801 | 14.4334 | 14.1955 | 35.7598 | 1045.7735 | 1142.3059 | 1219.4882 | 1223.0612 | 0.41263 | 0.42045 | 0.41146 | 0.39726 | 431.5219 | 480.2862 | 501.7653 | 485.8738 | 0.10258 | 0.12177 | 0.1122 | 0.11826 | 0.049826 | 0.043209 | 0.043549 | 0.043564 | 107.2749 | 139.1005 | 136.8235 | 144.6398 | 52.1064 | 49.3585 | 53.1081 | 53.2817
4 | 21 | 24 | 1525.5591 | 1599.1909 | 1667.9944 | 1691.7337 | 80 | 63 | 0 | 0 | 0 | 0 | 0 | 0 | 0 | 0 | 0 | 0 | 455.9235 | 427.7488 | 460.0226 | 498.762 | 0 | 0 | 0 | 0 | 6.4303 | 11.6098 | 22.4901 | 23.8517 | 1.856 | 27.1523 | 22.9452 | 26.0041 | 981.3494 | 1069.68 | 1162.5366 | 1143.1159 | 0.41183 | 0.4219 | 0.41161 | 0.39624 | 404.1448 | 451.2948 | 478.5092 | 452.9492 | 0.10329 | 0.1216 | 0.1122 | 0.11814 | 0.050608 | 0.043132 | 0.043439 | 0.043334 | 101.3674 | 130.0738 | 130.4348 | 135.05 | 49.6643 | 46.1373 | 50.4998 | 49.5363
4 | 22 | 1 | 1446.9516 | 1508.4499 | 1563.8855 | 1577.6035 | 80 | 63 | 0 | 0 | 0 | 0 | 0 | 0 | 0 | 0 | 0 | 0 | 421.407 | 400.0611 | 427.9055 | 463.3756 | 0 | 0 | 0 | 0 | 3.1402 | 23.0713 | 19.8138 | 22.8388 | 1.7206 | 20.6643 | 24.8656 | 13.1437 | 940.684 | 1001.6531 | 1091.3006 | 1078.2454 | 0.4113 | 0.42149 | 0.41495 | 0.39673 | 386.903 | 422.1868 | 452.8347 | 427.7768 | 0.10289 | 0.12162 | 0.11217 | 0.11811 | 0.05005 | 0.043062 | 0.043445 | 0.043342 | 96.7828 | 121.8182 | 122.4119 | 127.3504 | 47.0817 | 43.133 | 47.4111 | 46.7335
4 | 22 | 2 | 1404.3146 | 1456.8783 | 1502.6179 | 1509.0928 | 80 | 63 | 0 | 0 | 0 | 0 | 0 | 0 | 0 | 0 | 0 | 0 | 393.0464 | 378.059 | 401.8865 | 434.6504 | 0 | 0 | 0 | 0 | 0.75634 | 14.4506 | 24.9126 | 7.9703 | 2.1866 | 19.5257 | 11.6543 | 4.8112 | 928.3252 | 981.8431 | 1064.1646 | 1061.6609 | 0.41115 | 0.42158 | 0.41337 | 0.39654 | 381.6809 | 413.9218 | 439.8888 | 420.9865 | 0.10273 | 0.12163 | 0.11215 | 0.11812 | 0.049822 | 0.043108 | 0.043416 | 0.0432 | 95.3683 | 119.4221 | 119.3443 | 125.4078 | 46.2509 | 42.3257 | 46.2022 | 45.864
4 | 22 | 3 | 1377.4981 | 1422.1058 | 1459.1573 | 1458.9463 | 80 | 63 | 0 | 0 | 0 | 0 | 0 | 0 | 0 | 0 | 0 | 0 | 372.9947 | 360.0113 | 381.8557 | 413.1255 | 0 | 0 | 0 | 0 | -1.081 | 39.5635 | 21.4971 | 0.5622 | 5.0847 | 21.4738 | 19.0781 | 6.2701 | 920.4996 | 938.0572 | 1036.7265 | 1038.9886 | 0.41121 | 0.42135 | 0.41593 | 0.39646 | 378.5152 | 395.2463 | 431.2025 | 411.9201 | 0.10263 | 0.12165 | 0.11206 | 0.11814 | 0.049721 | 0.043021 | 0.043228 | 0.04315 | 94.4718 | 114.1184 | 116.1795 | 122.7508 | 45.7682 | 40.3564 | 44.8156 | 44.8327
4 | 22 | 4 | 1370.8015 | 1408.2638 | 1437.2579 | 1430.3195 | 80 | 63 | 0 | 0 | 0 | 0 | 0 | 0 | 0 | 0 | 0 | 0 | 378.1328 | 363.5838 | 386.7795 | 417.9307 | 0 | 0 | 0 | 0 | 2.3871 | 37.2385 | 15.9998 | -0.14417 | 3.2188 | 21.7266 | 19.5279 | 10.3758 | 907.0627 | 922.715 | 1014.9507 | 1002.1571 | 0.41164 | 0.4221 | 0.41529 | 0.39674 | 373.3806 | 389.4738 | 421.4976 | 397.5919 | 0.10237 | 0.12164 | 0.11204 | 0.11814 | 0.049444 | 0.04308 | 0.043283 | 0.043171 | 92.8558 | 112.239 | 113.7138 | 118.3929 | 44.8484 | 39.751 | 43.9298 | 43.2639
4 | 22 | 5 | 1385.3011 | 1414.1185 | 1433.1485 | 1417.3666 | 80 | 63 | 0 | 0 | 0 | 0 | 0 | 0 | 0 | 0 | 0 | 0 | 384.73 | 370.74 | 395.5188 | 424.9577 | 0 | 0 | 0 | 0 | 7.0788 | 53.1477 | 39.6057 | 3.8873 | 4.3664 | 22.6827 | 28.8047 | 16.0468 | 909.1258 | 904.548 | 969.2194 | 972.4747 | 0.41274 | 0.42228 | 0.41522 | 0.39874 | 375.2318 | 381.974 | 402.4418 | 387.7689 | 0.10209 | 0.12172 | 0.11201 | 0.11811 | 0.049196 | 0.043238 | 0.04346 | 0.043327 | 92.8127 | 110.1041 | 108.5608 | 114.8624 | 44.7254 | 39.1111 | 42.1224 | 42.1347
4 | 22 | 6 | 1402.3487 | 1424.4847 | 1436.0173 | 1413.7528 | 80 | 63 | 0 | 0 | 0 | 0 | 0 | 0 | 0 | 0 | 0 | 0 | 418.6119 | 405.2319 | 430.1536 | 458.3901 | 0 | 0 | 0 | 0 | 5.931 | 47.1002 | 31.0595 | 32.0238 | 4.2007 | 17.9829 | 27.0719 | 20.518 | 893.6051 | 891.1696 | 947.7323 | 902.821 | 0.41319 | 0.42246 | 0.41499 | 0.39779 | 369.2297 | 376.4845 | 393.2999 | 359.1374 | 0.10208 | 0.12177 | 0.11203 | 0.11818 | 0.049266 | 0.043392 | 0.043591 | 0.043444 | 91.2199 | 108.5215 | 106.1751 | 106.6985 | 44.024 | 38.6694 | 41.3124 | 39.2217
4 | 22 | 7 | 1451.1708 | 1469.0943 | 1476.2541 | 1450.2054 | 80 | 63 | 0 | 0 | 0 | 0 | 0 | 0 | 0 | 0 | 0 | 0 | 615.9617 | 610.4068 | 638.2941 | 668.9917 | 0 | 0 | 0 | 0 | -5.4364 | 2.3715 | -3.4803 | -1.0178 | 2.9356 | -1.2258 | -2.5875 | -4.6848 | 757.7099 | 794.5417 | 844.0278 | 786.9163 | 0.41464 | 0.33736 | 0.33191 | 0.39149 | 314.1785 | 268.0451 | 280.1375 | 308.0666 | 0.10461 | 0.12273 | 0.11249 | 0.11924 | 0.05158 | 0.044722 | 0.04369 | 0.0457 | 79.2666 | 97.5118 | 94.9416 | 93.8354 | 39.0826 | 35.5337 | 36.8758 | 35.9622
4 | 22 | 8 | 1541.9837 | 1564.011 | 1576.6771 | 1555.3338 | 80 | 63 | 0 | 0 | 0 | 0 | 0 | 0 | 0 | 0 | 0 | 0 | 991.0644 | 1006.4369 | 1068.2798 | 1130.6309 | 0 | 0 | 0 | 0 | -5.3838 | -27.0802 | -26.7291 | 35.6485 | -2.4935 | -9.7602 | -15.9465 | -28.3647 | 478.7966 | 531.4145 | 551.0728 | 417.4191 | 0.41395 | 0.28029 | 0.32029 | 0.31141 | 198.1959 | 148.9521 | 176.502 | 129.988 | 0.11105 | 0.12275 | 0.11456 | 0.12533 | 0.058342 | 0.04718 | 0.048353 | 0.063062 | 53.1713 | 65.2333 | 63.1334 | 52.3152 | 27.934 | 25.072 | 26.6458 | 26.3235
4 | 22 | 9 | 1619.284 | 1648.1171 | 1669.4184 | 1655.6719 | 80 | 63 | 0 | 0 | 0 | 0 | 0 | 0 | 0 | 0 | 0 | 0 | 1442.7699 | 1486.5243 | 1603.389 | 1717.0325 | 0 | 0 | 0 | 0 | -4.3049 | -31.2571 | -32.7877 | -72.6581 | -5.8611 | -22.7484 | -29.0516 | -35.7916 | 106.6801 | 152.5982 | 127.8687 | 47.0892 | 0.39087 | 0 | 0.0068178 | 0 | 41.6982 | 0 | 0.87179 | 0 | 0.11571 | 0.12298 | 0.11416 | 0.12107 | 0.064318 | 0.050891 | 0.049446 | 0.062023 | 12.3444 | 18.7664 | 14.598 | 5.7012 | 6.8614 | 7.7658 | 6.3225 | 2.9206
4 | 22 | 10 | 1665.2121 | 1696.8065 | 1720.6236 | 1707.7631 | 80 | 63 | 0 | 0 | 0 | 0 | 0 | 0 | 0 | 0 | 0 | 0 | 1839.3055 | 1907.8632 | 2062.9684 | 2207.2386 | 0 | 0 | 0 | 0 | -9.4473 | -65.9079 | -46.6861 | -76.5866 | -9.8768 | -34.684 | -36.0673 | -39.0106 | -234.7694 | -173.4648 | -259.5915 | -383.8782 | 0.39163 | 0 | 0 | 0 | -91.9418 | 0 | 0 | 0 | 0.11232 | 0.12654 | 0.11406 | 0.12113 | 0.060544 | 0.050042 | 0.050721 | 0.062006 | -26.3686 | -21.9497 | -29.6083 | -46.5007 | -14.2139 | -8.6805 | -13.1668 | -23.8029
4 | 22 | 11 | 1686.8754 | 1720.1133 | 1744.4203 | 1730.0728 | 80 | 63 | 0 | 0 | 0 | 0 | 0 | 0 | 0 | 0 | 0 | 0 | 1846.4153 | 1932.0123 | 2108.0579 | 2266.6935 | 0 | 0 | 0 | 0 | -10.9153 | -69.038 | -68.8432 | -79.0744 | -13.1748 | -38.7419 | -37.9171 | -39.554 | -215.4499 | -167.119 | -256.8773 | -417.9924 | 0.38888 | 0 | 0 | 0 | -83.7846 | 0 | 0 | 0 | 0.11205 | 0.12684 | 0.11379 | 0.12149 | 0.060811 | 0.051065 | 0.052274 | 0.064997 | -24.1419 | -21.1982 | -29.2309 | -50.7808 | -13.1016 | -8.5339 | -13.428 | -27.1683
4 | 22 | 12 | 1687.3455 | 1721.7982 | 1746.623 | 1731.6673 | 80 | 63 | 0 | 0 | 0 | 0 | 0 | 0 | 0 | 0 | 0 | 0 | 1998.7312 | 2114.3843 | 2322.2321 | 2506.9766 | 0 | 0 | 0 | 0 | -11.7136 | -71.0754 | -84.5742 | -78.4253 | -12.5616 | -36.5834 | -39.1928 | -40 | -367.1104 | -347.9273 | -451.8422 | -656.8839 | 0.38632 | 0 | 0 | 0 | -141.821 | 0 | 0 | 0 | 0.11219 | 0.12694 | 0.11339 | 0.12149 | 0.061141 | 0.050734 | 0.053282 | 0.064997 | -41.1851 | -44.1648 | -51.2325 | -79.803 | -22.4456 | -17.6516 | -24.0752 | -42.6955
4 | 22 | 13 | 1678.1915 | 1716.2932 | 1745.0186 | 1733.1917 | 80 | 63 | 0 | 0 | 0 | 0 | 0 | 0 | 0 | 0 | 0 | 0 | 1976.6206 | 2088.1443 | 2291.313 | 2472.4335 | 0 | 0 | 0 | 0 | -10.9243 | -69.3449 | -82.8083 | -83.1347 | -7.0508 | -38.8419 | -39.3898 | -40 | -360.4541 | -326.6643 | -424.0964 | -616.1072 | 0.38495 | 0 | 0 | 0 | -138.7576 | 0 | 0 | 0 | 0.11369 | 0.12317 | 0.11402 | 0.12101 | 0.062322 | 0.05119 | 0.051194 | 0.062258 | -40.9794 | -40.2356 | -48.3574 | -74.558 | -22.4642 | -16.7219 | -21.7113 | -38.3574
4 | 22 | 14 | 1662.6449 | 1703.4911 | 1735.6007 | 1727.1539 | 80 | 63 | 0 | 0 | 0 | 0 | 0 | 0 | 0 | 0 | 0 | 0 | 2107.8413 | 2227.0684 | 2431.2699 | 2613.7538 | 0 | 0 | 0 | 0 | -10.4083 | -69.3158 | -76.9831 | -64.6521 | -7.2574 | -39.298 | -39.339 | -40 | -507.5307 | -477.9635 | -579.3472 | -781.9478 | 0.38305 | 0 | 0 | 0 | -194.408 | 0 | 0 | 0 | 0.11222 | 0.12321 | 0.11389 | 0.12103 | 0.060537 | 0.049956 | 0.049493 | 0.062434 | -56.9544 | -58.8879 | -65.9835 | -94.6405 | -30.7244 | -23.8773 | -28.6737 | -48.8202
4 | 22 | 15 | 1658.431 | 1703.0537 | 1739.3809 | 1734.4915 | 80 | 63 | 0 | 0 | 0 | 0 | 0 | 0 | 0 | 0 | 0 | 0 | 2039.8398 | 2137.522 | 2318.8513 | 2482.5146 | 0 | 0 | 0 | 0 | -7.112 | -66.2587 | -66.9421 | -59.8055 | -5.1433 | -38.011 | -38.5994 | -39.8698 | -449.1535 | -393.1986 | -473.929 | -648.3479 | 0.38528 | 0 | 0 | 0 | -173.0511 | 0 | 0 | 0 | 0.11215 | 0.12394 | 0.11389 | 0.12292 | 0.059854 | 0.049789 | 0.047979 | 0.05792 | -50.3742 | -48.7335 | -53.9749 | -79.694 | -26.8838 | -19.5769 | -22.7388 | -37.5524
4 | 22 | 16 | 1663.6784 | 1717.314 | 1763.8443 | 1767.5543 | 80 | 63 | 0 | 0 | 0 | 0 | 0 | 0 | 0 | 0 | 0 | 0 | 1906.1519 | 1993.6921 | 2162.5849 | 2316.1726 | 0 | 0 | 0 | 0 | -2.0339 | -35.3781 | -11.1293 | -37.5979 | -4.7475 | -33.8921 | -35.3471 | -39.5832 | -315.692 | -270.1078 | -352.2642 | -471.4372 | 0.41156 | 0 | 0.007326 | 0 | -129.925 | 0 | -2.5807 | 0 | 0.10925 | 0.12445 | 0.1138 | 0.12245 | 0.05625 | 0.048813 | 0.046652 | 0.053064 | -34.4889 | -33.6139 | -40.0866 | -57.7289 | -17.7576 | -13.1847 | -16.4338 | -25.0162
4 | 22 | 17 | 1694.4107 | 1758.9748 | 1817.472 | 1830.5079 | 80 | 63 | 0 | 0 | 0 | 0 | 0 | 0 | 0 | 0 | 0 | 0 | 1554.2932 | 1606.5955 | 1732.3843 | 1853.7087 | 0 | 0 | 0 | 0 | -3.1817 | -4.2316 | -1.6868 | 23.3919 | -4.0958 | -6.4193 | -12.5458 | -14.205 | 67.395 | 100.0302 | 99.3203 | -32.3878 | 0.40997 | 0.23762 | 0.31375 | 0.26988 | 27.6301 | 23.7692 | 31.1614 | -8.741 | 0.10575 | 0.12367 | 0.11274 | 0.119 | 0.052658 | 0.047039 | 0.044242 | 0.045213 | 7.1268 | 12.3706 | 11.197 | -3.854 | 3.5489 | 4.7054 | 4.3941 | -1.4643
4 | 22 | 18 | 1743.6215 | 1820.6779 | 1892.85 | 1916.375 | 80 | 63 | 0 | 0 | 0 | 0 | 0 | 0 | 0 | 0 | 0 | 0 | 964.5348 | 963.3113 | 1027.159 | 1102.0758 | 0 | 0 | 0 | 0 | -2.5103 | -9.9757 | -5.1369 | 8.3 | 1.7349 | -2.848 | -3.5042 | -0.069271 | 699.8622 | 807.1903 | 874.332 | 806.0684 | 0.41329 | 0.42469 | 0.41897 | 0.40593 | 289.2442 | 342.808 | 366.3162 | 327.2059 | 0.10253 | 0.12175 | 0.11216 | 0.11831 | 0.049696 | 0.043205 | 0.043128 | 0.043593 | 71.7572 | 98.273 | 98.0649 | 95.3633 | 34.7801 | 34.8749 | 37.7082 | 35.1389
4 | 22 | 19 | 1853.4391 | 1940.488 | 2022.7903 | 2052.2535 | 80 | 63 | 0 | 0 | 0 | 0 | 0 | 0 | 0 | 0 | 0 | 0 | 715.3405 | 698.0642 | 736.2644 | 796.6314 | 0 | 0 | 0 | 0 | 2.5194 | 22.672 | 52.0807 | 40.9518 | 4.9706 | 14.6476 | 12.1127 | 35.9636 | 1050.6086 | 1142.1042 | 1222.3325 | 1178.7067 | 0.4157 | 0.42239 | 0.41303 | 0.40197 | 436.7341 | 482.4113 | 504.8564 | 473.7989 | 0.10214 | 0.12222 | 0.11296 | 0.11858 | 0.049087 | 0.043917 | 0.044307 | 0.044107 | 107.3131 | 139.5876 | 138.071 | 139.7693 | 51.5709 | 50.1576 | 54.1582 | 51.9887
4 | 22 | 20 | 1947.3664 | 2043.2099 | 2134.222 | 2168.5325 | 80 | 63 | 0 | 0 | 0 | 0 | 0 | 0 | 0 | 0 | 0 | 0 | 632.5448 | 618.4343 | 646.2653 | 707.3164 | 0 | 0 | 0 | 0 | 9.2189 | 30.3613 | 36.6047 | 77.3505 | 9.4503 | 24.3087 | 31.1633 | 38.6272 | 1216.1524 | 1307.1056 | 1420.1887 | 1345.2384 | 0.42087 | 0.43174 | 0.42154 | 0.40469 | 511.8481 | 564.334 | 598.6607 | 544.3997 | 0.10224 | 0.1222 | 0.11293 | 0.11859 | 0.049112 | 0.043933 | 0.044334 | 0.044056 | 124.3436 | 159.7331 | 160.389 | 159.5293 | 59.7276 | 57.425 | 62.963 | 59.2652
4 | 22 | 21 | 1866.6914 | 1960.2086 | 2048.8932 | 2082.5023 | 80 | 63 | 0 | 0 | 0 | 0 | 0 | 0 | 0 | 0 | 0 | 0 | 608.2549 | 599.0157 | 620.7089 | 683.711 | 0 | 0 | 0 | 0 | 10.5288 | 42.8222 | 8.2648 | 29.5536 | 4.879 | 13.4188 | 25.0981 | 39.304 | 1163.0287 | 1241.9518 | 1394.8214 | 1329.9337 | 0.41808 | 0.42369 | 0.41303 | 0.4036 | 486.2403 | 526.2003 | 576.1086 | 536.7669 | 0.10181 | 0.12224 | 0.11296 | 0.11847 | 0.049011 | 0.043613 | 0.04411 | 0.043849 | 118.4057 | 151.8214 | 157.5573 | 157.5631 | 57.0015 | 54.1652 | 61.5257 | 58.3158
4 | 22 | 22 | 1731.7155 | 1820.8955 | 1905.7879 | 1939.0436 | 80 | 63 | 0 | 0 | 0 | 0 | 0 | 0 | 0 | 0 | 0 | 0 | 630.2261 | 635.173 | 653.9283 | 714.6247 | 0 | 0 | 0 | 0 | 8.7923 | 22.3164 | 17.5303 | 36.7086 | 3.9246 | 20.1674 | 22.3665 | 39.0313 | 1008.7725 | 1080.2386 | 1211.9628 | 1148.679 | 0.41431 | 0.4215 | 0.41126 | 0.40084 | 417.9424 | 455.3189 | 498.4293 | 460.4343 | 0.10193 | 0.12204 | 0.1124 | 0.11843 | 0.049173 | 0.043315 | 0.043705 | 0.043791 | 102.8286 | 131.8292 | 136.2218 | 136.0355 | 49.6045 | 46.7907 | 52.9686 | 50.3021
4 | 22 | 23 | 1573.3294 | 1655.4309 | 1733.6477 | 1764.6261 | 80 | 63 | 0 | 0 | 0 | 0 | 0 | 0 | 0 | 0 | 0 | 0 | 671.0112 | 681.959 | 703.6587 | 761.851 | 0 | 0 | 0 | 0 | 5.3518 | 27.2962 | 59.3261 | 27.4657 | 3.6801 | 14.4334 | 14.1955 | 35.7598 | 813.2863 | 868.7422 | 956.4675 | 939.5496 | 0.41263 | 0.42045 | 0.41146 | 0.39726 | 335.5897 | 365.2655 | 393.5439 | 373.2459 | 0.10258 | 0.12177 | 0.1122 | 0.11826 | 0.049826 | 0.043209 | 0.043549 | 0.043564 | 83.4265 | 105.7882 | 107.3132 | 111.1116 | 40.5225 | 37.5379 | 41.6537 | 40.9307
4 | 22 | 24 | 1472.8762 | 1543.4215 | 1609.2253 | 1631.5999 | 80 | 63 | 0 | 0 | 0 | 0 | 0 | 0 | 0 | 0 | 0 | 0 | 697.3177 | 702.282 | 729.7982 | 787.3828 | 0 | 0 | 0 | 0 | 6.4303 | 11.6098 | 22.4901 | 23.8517 | 1.856 | 27.1523 | 22.9452 | 26.0041 | 687.2722 | 739.3774 | 833.9917 | 794.3613 | 0.41183 | 0.4219 | 0.41161 | 0.39624 | 283.0363 | 311.9411 | 343.2776 | 314.7584 | 0.10329 | 0.1216 | 0.1122 | 0.11814 | 0.050608 | 0.043132 | 0.043439 | 0.043334 | 70.991 | 89.9088 | 93.5725 | 93.8474 | 34.7816 | 31.8907 | 36.228 | 34.4232
4 | 23 | 1 | 1417.147 | 1476.899 | 1530.6376 | 1543.5836 | 80 | 63 | 0 | 0 | 0 | 0 | 0 | 0 | 0 | 0 | 0 | 0 | 724.8209 | 725.2647 | 756.5855 | 815.8133 | 0 | 0 | 0 | 0 | 3.1402 | 23.0713 | 19.8138 | 22.8388 | 1.7206 | 20.6643 | 24.8656 | 13.1437 | 607.4653 | 644.8987 | 729.3727 | 691.7877 | 0.4113 | 0.42149 | 0.41495 | 0.39673 | 249.8503 | 271.8184 | 302.6529 | 274.4558 | 0.10289 | 0.12162 | 0.11217 | 0.11811 | 0.05005 | 0.043062 | 0.043445 | 0.043342 | 62.4994 | 78.4307 | 81.8142 | 81.7063 | 30.4039 | 27.7705 | 31.6873 | 29.9836
4 | 23 | 2 | 1383.9551 | 1435.326 | 1479.9063 | 1485.8538 | 80 | 63 | 0 | 0 | 0 | 0 | 0 | 0 | 0 | 0 | 0 | 0 | 743.0643 | 743.5926 | 777.3833 | 835.6738 | 0 | 0 | 0 | 0 | 0.75634 | 14.4506 | 24.9126 | 7.9703 | 2.1866 | 19.5257 | 11.6543 | 4.8112 | 557.9478 | 594.7571 | 665.9562 | 637.3986 | 0.41115 | 0.42158 | 0.41337 | 0.39654 | 229.4002 | 250.7355 | 275.2832 | 252.7514 | 0.10273 | 0.12163 | 0.11215 | 0.11812 | 0.049822 | 0.043108 | 0.043416 | 0.0432 | 57.3189 | 72.3406 | 74.6859 | 75.2922 | 27.798 | 25.6391 | 28.9134 | 27.5357
4 | 23 | 3 | 1374.9094 | 1419.3655 | 1456.2696 | 1455.9915 | 80 | 63 | 0 | 0 | 0 | 0 | 0 | 0 | 0 | 0 | 0 | 0 | 745.5144 | 743.8203 | 780.1804 | 836.673 | 0 | 0 | 0 | 0 | -1.081 | 39.5635 | 21.4971 | 0.5622 | 5.0847 | 21.4738 | 19.0781 | 6.2701 | 545.3912 | 551.5079 | 635.514 | 612.4863 | 0.41121 | 0.42135 | 0.41593 | 0.39646 | 224.2683 | 232.3755 | 264.3274 | 242.8279 | 0.10263 | 0.12165 | 0.11206 | 0.11814 | 0.049721 | 0.043021 | 0.043228 | 0.04315 | 55.974 | 67.0932 | 71.2181 | 72.3619 | 27.1174 | 23.7265 | 27.472 | 26.429
4 | 23 | 4 | 1426.7727 | 1467.5142 | 1499.6953 | 1494.2066 | 80 | 63 | 0 | 0 | 0 | 0 | 0 | 0 | 0 | 0 | 0 | 0 | 735.0007 | 725.7738 | 764.8879 | 821.1171 | 0 | 0 | 0 | 0 | 2.3871 | 37.2385 | 15.9998 | -0.14417 | 3.2188 | 21.7266 | 19.5279 | 10.3758 | 606.166 | 619.7754 | 699.2797 | 662.8579 | 0.41164 | 0.4221 | 0.41529 | 0.39674 | 249.5203 | 261.6044 | 290.403 | 262.9796 | 0.10237 | 0.12164 | 0.11204 | 0.11814 | 0.049444 | 0.04308 | 0.043283 | 0.043171 | 62.0531 | 75.3894 | 78.3464 | 78.3087 | 29.971 | 26.7002 | 30.2667 | 28.6161
4 | 23 | 5 | 1528.3076 | 1565.5031 | 1592.676 | 1580.5982 | 80 | 63 | 0 | 0 | 0 | 0 | 0 | 0 | 0 | 0 | 0 | 0 | 700.8357 | 687.9543 | 728.5674 | 780.4269 | 0 | 0 | 0 | 0 | 7.0788 | 53.1477 | 39.6057 | 3.8873 | 4.3664 | 22.6827 | 28.8047 | 16.0468 | 736.0266 | 738.7185 | 795.6982 | 780.2372 | 0.41274 | 0.42228 | 0.41522 | 0.39874 | 303.7869 | 311.9472 | 330.3919 | 311.1153 | 0.10209 | 0.12172 | 0.11201 | 0.11811 | 0.049196 | 0.043238 | 0.04346 | 0.043327 | 75.141 | 89.9189 | 89.1249 | 92.1565 | 36.2096 | 31.9409 | 34.5811 | 33.8056
4 | 23 | 6 | 1707.0421 | 1747.0288 | 1775.9107 | 1761.5384 | 80 | 63 | 0 | 0 | 0 | 0 | 0 | 0 | 0 | 0 | 0 | 0 | 743.0786 | 717.9769 | 759.9528 | 805.4632 | 0 | 0 | 0 | 0 | 5.931 | 47.1002 | 31.0595 | 32.0238 | 4.2007 | 17.9829 | 27.0719 | 20.518 | 873.8318 | 900.9688 | 957.8265 | 903.5334 | 0.41319 | 0.42246 | 0.41499 | 0.39779 | 361.0595 | 380.6243 | 397.4889 | 359.4209 | 0.10208 | 0.12177 | 0.11203 | 0.11818 | 0.049266 | 0.043392 | 0.043591 | 0.043444 | 89.2014 | 109.7148 | 107.306 | 106.7827 | 43.0498 | 39.0946 | 41.7525 | 39.2527
4 | 23 | 7 | 1853.6739 | 1895.1784 | 1925.2568 | 1909.6338 | 80 | 63 | 0 | 0 | 0 | 0 | 0 | 0 | 0 | 0 | 0 | 0 | 1143.8389 | 1121.5653 | 1170.0878 | 1218.3638 | 0 | 0 | 0 | 0 | -5.4364 | 2.3715 | -3.4803 | -1.0178 | 2.9356 | -1.2258 | -2.5875 | -4.6848 | 632.3358 | 709.4673 | 761.2368 | 696.9726 | 0.41464 | 0.33736 | 0.33191 | 0.39149 | 262.1931 | 239.3446 | 252.6587 | 272.8549 | 0.10461 | 0.12273 | 0.11249 | 0.11924 | 0.05158 | 0.044722 | 0.04369 | 0.0457 | 66.1508 | 87.0709 | 85.6287 | 83.1101 | 32.6158 | 31.729 | 33.2586 | 31.8518
4 | 23 | 8 | 1920.0694 | 1964.2471 | 1998.4415 | 1986.8915 | 80 | 63 | 0 | 0 | 0 | 0 | 0 | 0 | 0 | 0 | 0 | 0 | 1567.5869 | 1625.5141 | 1731.8373 | 1828.1216 | 0 | 0 | 0 | 0 | -5.3838 | -27.0802 | -26.7291 | 35.6485 | -2.4935 | -9.7602 | -15.9465 | -28.3647 | 280.3597 | 312.5734 | 309.2797 | 151.486 | 0.41395 | 0.28029 | 0.32029 | 0.31141 | 116.0538 | 87.6123 | 99.0586 | 47.1741 | 0.11105 | 0.12275 | 0.11456 | 0.12533 | 0.058342 | 0.04718 | 0.048353 | 0.063062 | 31.1345 | 38.3697 | 35.4325 | 18.9858 | 16.3568 | 14.7471 | 14.9545 | 9.5531
4 | 23 | 9 | 1971.8329 | 2021.3202 | 2062.6957 | 2058.0811 | 80 | 63 | 0 | 0 | 0 | 0 | 0 | 0 | 0 | 0 | 0 | 0 | 1734.0988 | 1887.2515 | 2061.1036 | 2215.3059 | 0 | 0 | 0 | 0 | -4.3049 | -31.2571 | -32.7877 | -72.6581 | -5.8611 | -22.7484 | -29.0516 | -35.7916 | 167.9001 | 125.0742 | 63.4315 | -48.7751 | 0.39087 | 0 | 0.0068178 | 0 | 65.6273 | 0 | 0.43246 | 0 | 0.11571 | 0.12298 | 0.11416 | 0.12107 | 0.064318 | 0.050891 | 0.049446 | 0.062023 | 19.4285 | 15.3816 | 7.2416 | -5.9054 | 10.7989 | 6.3651 | 3.1364 | -3.0252
4 | 23 | 10 | 1998.2409 | 2049.3461 | 2092.1259 | 2087.8917 | 80 | 63 | 0 | 0 | 0 | 0 | 0 | 0 | 0 | 0 | 0 | 0 | 1959.9348 | 2162.4928 | 2376.5082 | 2572.2048 | 0 | 0 | 0 | 0 | -9.4473 | -65.9079 | -46.6861 | -76.5866 | -9.8768 | -34.684 | -36.0673 | -39.0106 | -22.3698 | -75.5548 | -201.6289 | -368.7159 | 0.39163 | 0 | 0 | 0 | -8.7606 | 0 | 0 | 0 | 0.11232 | 0.12654 | 0.11406 | 0.12113 | 0.060544 | 0.050042 | 0.050721 | 0.062006 | -2.5125 | -9.5605 | -22.9972 | -44.664 | -1.3544 | -3.7809 | -10.2269 | -22.8628
4 | 23 | 11 | 2020.1142 | 2072.8751 | 2116.1568 | 2110.4408 | 80 | 63 | 0 | 0 | 0 | 0 | 0 | 0 | 0 | 0 | 0 | 0 | 1933.2407 | 2160.6819 | 2403.382 | 2628.4599 | 0 | 0 | 0 | 0 | -10.9153 | -69.038 | -68.8432 | -79.0744 | -13.1748 | -38.7419 | -37.9171 | -39.554 | 30.9635 | -43.0268 | -180.4649 | -399.3907 | 0.38888 | 0 | 0 | 0 | 12.0412 | 0 | 0 | 0 | 0.11205 | 0.12684 | 0.11379 | 0.12149 | 0.060811 | 0.051065 | 0.052274 | 0.064997 | 3.4696 | -5.4577 | -20.5357 | -48.5209 | 1.8829 | -2.1971 | -9.4336 | -25.9592
4 | 23 | 12 | 2018.8352 | 2072.7084 | 2116.4083 | 2110.039 | 80 | 63 | 0 | 0 | 0 | 0 | 0 | 0 | 0 | 0 | 0 | 0 | 1872.3831 | 2098.1689 | 2342.0131 | 2569.9382 | 0 | 0 | 0 | 0 | -11.7136 | -71.0754 | -84.5742 | -78.4253 | -12.5616 | -36.5834 | -39.1928 | -40 | 90.7273 | 19.1984 | -101.8379 | -341.4739 | 0.38632 | 0 | 0 | 0 | 35.0495 | 0 | 0 | 0 | 0.11219 | 0.12694 | 0.11339 | 0.12149 | 0.061141 | 0.050734 | 0.053282 | 0.064997 | 10.1784 | 2.437 | -11.547 | -41.4847 | 5.5472 | 0.974 | -5.4262 | -22.1948
4 | 23 | 13 | 2033.8187 | 2092.7551 | 2141.73 | 2139.1146 | 80 | 63 | 0 | 0 | 0 | 0 | 0 | 0 | 0 | 0 | 0 | 0 | 1865.5317 | 2088.9926 | 2342.2853 | 2575.91 | 0 | 0 | 0 | 0 | -10.9243 | -69.3449 | -82.8083 | -83.1347 | -7.0508 | -38.8419 | -39.3898 | -40 | 106.2621 | 48.9493 | -78.3572 | -313.6607 | 0.38495 | 0 | 0 | 0 | 40.9058 | 0 | 0 | 0 | 0.11369 | 0.12317 | 0.11402 | 0.12101 | 0.062322 | 0.05119 | 0.051194 | 0.062258 | 12.0808 | 6.0291 | -8.9347 | -37.9576 | 6.6225 | 2.5057 | -4.0114 | -19.5278
4 | 23 | 14 | 2020.6509 | 2082.4711 | 2134.9657 | 2135.7921 | 80 | 63 | 0 | 0 | 0 | 0 | 0 | 0 | 0 | 0 | 0 | 0 | 1834.7511 | 2039.3574 | 2293.9726 | 2523.5953 | 0 | 0 | 0 | 0 | -10.4083 | -69.3158 | -76.9831 | -64.6521 | -7.2574 | -39.298 | -39.339 | -40 | 123.5655 | 88.7275 | -42.6849 | -283.1511 | 0.38305 | 0 | 0 | 0 | 47.3314 | 0 | 0 | 0 | 0.11222 | 0.12321 | 0.11389 | 0.12103 | 0.060537 | 0.049956 | 0.049493 | 0.062434 | 13.8664 | 10.9317 | -4.8615 | -34.2703 | 7.4803 | 4.4325 | -2.1126 | -17.6783
4 | 23 | 15 | 1997.4068 | 2061.8887 | 2117.5172 | 2121.408 | 80 | 63 | 0 | 0 | 0 | 0 | 0 | 0 | 0 | 0 | 0 | 0 | 1727.1329 | 1884.7586 | 2115.2561 | 2318.9066 | 0 | 0 | 0 | 0 | -7.112 | -66.2587 | -66.9421 | -59.8055 | -5.1433 | -38.011 | -38.5994 | -39.8698 | 202.5292 | 218.3997 | 107.8025 | -97.8234 | 0.38528 | 0 | 0 | 0 | 78.031 | 0 | 0 | 0 | 0.11215 | 0.12394 | 0.11389 | 0.12292 | 0.059854 | 0.049789 | 0.047979 | 0.05792 | 22.7144 | 27.0687 | 12.2774 | -12.0243 | 12.1223 | 10.8739 | 5.1723 | -5.6659
4 | 23 | 16 | 1977.6771 | 2049.7085 | 2114.1179 | 2125.9612 | 80 | 63 | 0 | 0 | 0 | 0 | 0 | 0 | 0 | 0 | 0 | 0 | 1705.4835 | 1815.4081 | 2018.2403 | 2194.1618 | 0 | 0 | 0 | 0 | -2.0339 | -35.3781 | -11.1293 | -37.5979 | -4.7475 | -33.8921 | -35.3471 | -39.5832 | 198.9749 | 240.5707 | 142.3541 | 8.9805 | 0.41156 | 0 | 0.007326 | 0 | 81.8893 | 0 | 1.0429 | 0 | 0.10925 | 0.12445 | 0.1138 | 0.12245 | 0.05625 | 0.048813 | 0.046652 | 0.053064 | 21.7377 | 29.9381 | 16.1995 | 1.0997 | 11.1923 | 11.7429 | 6.6411 | 0.47654
4 | 23 | 17 | 1947.4007 | 2026.7864 | 2099.6889 | 2119.2778 | 80 | 63 | 0 | 0 | 0 | 0 | 0 | 0 | 0 | 0 | 0 | 0 | 1529.4391 | 1591.7164 | 1736.3979 | 1862.9289 | 0 | 0 | 0 | 0 | -3.1817 | -4.2316 | -1.6868 | 23.3919 | -4.0958 | -6.4193 | -12.5458 | -14.205 | 345.2391 | 382.7209 | 377.5236 | 247.162 | 0.40997 | 0.23762 | 0.31375 | 0.26988 | 141.5385 | 90.9421 | 118.4465 | 66.7053 | 0.10575 | 0.12367 | 0.11274 | 0.119 | 0.052658 | 0.047039 | 0.044242 | 0.045213 | 36.5079 | 47.3306 | 42.5607 | 29.4113 | 18.1797 | 18.003 | 16.7024 | 11.1748
4 | 23 | 18 | 1928.9563 | 2016.8706 | 2099.5957 | 2127.9213 | 80 | 63 | 0 | 0 | 0 | 0 | 0 | 0 | 0 | 0 | 0 | 0 | 944.1762 | 941.0898 | 1011.4661 | 1076.4065 | 0 | 0 | 0 | 0 | -2.5103 | -9.9757 | -5.1369 | 8.3 | 1.7349 | -2.848 | -3.5042 | -0.069271 | 905.5556 | 1025.6045 | 1096.7706 | 1043.2841 | 0.41329 | 0.42469 | 0.41897 | 0.40593 | 374.2547 | 435.567 | 459.5106 | 423.4985 | 0.10253 | 0.12175 | 0.11216 | 0.11831 | 0.049696 | 0.043205 | 0.043128 | 0.043593 | 92.847 | 124.8643 | 123.0136 | 123.4276 | 45.0021 | 44.3115 | 47.3016 | 45.4798
4 | 23 | 19 | 1996.4456 | 2091.8727 | 2182.3178 | 2215.4851 | 80 | 63 | 0 | 0 | 0 | 0 | 0 | 0 | 0 | 0 | 0 | 0 | 591.8247 | 561.9747 | 605.6549 | 648.024 | 0 | 0 | 0 | 0 | 2.5194 | 22.672 | 52.0807 | 40.9518 | 4.9706 | 14.6476 | 12.1127 | 35.9636 | 1317.1309 | 1429.5783 | 1512.4695 | 1490.5458 | 0.4157 | 0.42239 | 0.41303 | 0.40197 | 547.5265 | 603.8369 | 624.6909 | 599.1473 | 0.10214 | 0.12222 | 0.11296 | 0.11858 | 0.049087 | 0.043917 | 0.044307 | 0.044107 | 134.5367 | 174.7226 | 170.844 | 176.7467 | 64.6537 | 62.7826 | 67.0134 | 65.7428
4 | 23 | 20 | 2109.1932 | 2214.5175 | 2314.7441 | 2353.2462 | 80 | 63 | 0 | 0 | 0 | 0 | 0 | 0 | 0 | 0 | 0 | 0 | 604.4343 | 574.399 | 615.7902 | 664.1834 | 0 | 0 | 0 | 0 | 9.2189 | 30.3613 | 36.6047 | 77.3505 | 9.4503 | 24.3087 | 31.1633 | 38.6272 | 1406.0897 | 1522.4485 | 1631.1858 | 1573.0851 | 0.42087 | 0.43174 | 0.42154 | 0.40469 | 591.7879 | 657.3069 | 687.6036 | 636.6062 | 0.10224 | 0.1222 | 0.11293 | 0.11859 | 0.049112 | 0.043933 | 0.044334 | 0.044056 | 143.7635 | 186.0488 | 184.2179 | 186.5492 | 69.0558 | 66.8857 | 72.3173 | 69.3031
4 | 23 | 21 | 2005.0103 | 2106.631 | 2203.1916 | 2240.3834 | 80 | 63 | 0 | 0 | 0 | 0 | 0 | 0 | 0 | 0 | 0 | 0 | 650.5258 | 634.0606 | 671.6674 | 723.1999 | 0 | 0 | 0 | 0 | 10.5288 | 42.8222 | 8.2648 | 29.5536 | 4.879 | 13.4188 | 25.0981 | 39.304 | 1259.0766 | 1353.3294 | 1498.1613 | 1448.3259 | 0.41808 | 0.42369 | 0.41303 | 0.4036 | 526.3961 | 573.3896 | 618.7914 | 584.5505 | 0.10181 | 0.12224 | 0.11296 | 0.11847 | 0.049011 | 0.043613 | 0.04411 | 0.043849 | 128.1841 | 165.4367 | 169.2305 | 171.5896 | 61.7089 | 59.0227 | 66.084 | 63.5072
4 | 23 | 22 | 1827.5662 | 1922.3617 | 2012.7119 | 2048.4503 | 80 | 63 | 0 | 0 | 0 | 0 | 0 | 0 | 0 | 0 | 0 | 0 | 605.2559 | 597.6116 | 629.0927 | 676.6162 | 0 | 0 | 0 | 0 | 8.7923 | 22.3164 | 17.5303 | 36.7086 | 3.9246 | 20.1674 | 22.3665 | 39.0313 | 1129.5935 | 1219.2663 | 1343.7224 | 1296.0943 | 0.41431 | 0.4215 | 0.41126 | 0.40084 | 467.9995 | 513.9188 | 552.6165 | 519.524 | 0.10193 | 0.12204 | 0.1124 | 0.11843 | 0.049173 | 0.043315 | 0.043705 | 0.043791 | 115.1444 | 148.7957 | 151.0313 | 153.4935 | 55.5456 | 52.8127 | 58.7272 | 56.7576
4 | 23 | 23 | 1655.6771 | 1742.6029 | 1825.5086 | 1858.6201 | 80 | 63 | 0 | 0 | 0 | 0 | 0 | 0 | 0 | 0 | 0 | 0 | 532.1221 | 527.3322 | 551.7335 | 596.6484 | 0 | 0 | 0 | 0 | 5.3518 | 27.2962 | 59.3261 | 27.4657 | 3.6801 | 14.4334 | 14.1955 | 35.7598 | 1034.5231 | 1110.5411 | 1200.2536 | 1198.7462 | 0.41263 | 0.42045 | 0.41146 | 0.39726 | 426.8796 | 466.9306 | 493.8511 | 476.2144 | 0.10258 | 0.12177 | 0.1122 | 0.11826 | 0.049826 | 0.043209 | 0.043549 | 0.043564 | 106.1208 | 135.2325 | 134.6654 | 141.7643 | 51.5458 | 47.9859 | 52.2704 | 52.2224
4 | 23 | 24 | 1539.8318 | 1614.2997 | 1683.916 | 1708.0249 | 80 | 63 | 0 | 0 | 0 | 0 | 0 | 0 | 0 | 0 | 0 | 0 | 511.9205 | 514.3817 | 532.866 | 578.7902 | 0 | 0 | 0 | 0 | 6.4303 | 11.6098 | 22.4901 | 23.8517 | 1.856 | 27.1523 | 22.9452 | 26.0041 | 939.625 | 998.1559 | 1105.6147 | 1079.3789 | 0.41183 | 0.4219 | 0.41161 | 0.39624 | 386.9617 | 421.119 | 455.0797 | 427.694 | 0.10329 | 0.1216 | 0.1122 | 0.11814 | 0.050608 | 0.043132 | 0.043439 | 0.043334 | 97.0576 | 121.3764 | 124.0482 | 127.5199 | 47.5528 | 43.0523 | 48.0272 | 46.7743
4 | 24 | 1 | 1447.4414 | 1508.9683 | 1564.4318 | 1578.1625 | 80 | 63 | 0 | 0 | 0 | 0 | 0 | 0 | 0 | 0 | 0 | 0 | 451.4951 | 446.5064 | 463.9094 | 507.7715 | 0 | 0 | 0 | 0 | 3.1402 | 23.0713 | 19.8138 | 22.8388 | 1.7206 | 20.6643 | 24.8656 | 13.1437 | 911.0855 | 955.7262 | 1055.843 | 1034.4084 | 0.4113 | 0.42149 | 0.41495 | 0.39673 | 374.7292 | 402.829 | 438.1216 | 410.3851 | 0.10289 | 0.12162 | 0.11217 | 0.11811 | 0.05005 | 0.043062 | 0.043445 | 0.043342 | 93.7375 | 116.2327 | 118.4346 | 122.1729 | 45.6003 | 41.1553 | 45.8707 | 44.8335
4 | 24 | 2 | 1419.3569 | 1472.8018 | 1519.398 | 1526.2625 | 80 | 63 | 0 | 0 | 0 | 0 | 0 | 0 | 0 | 0 | 0 | 0 | 338.2774 | 316.5926 | 332.1287 | 373.3661 | 0 | 0 | 0 | 0 | 0.75634 | 14.4506 | 24.9126 | 7.9703 | 2.1866 | 19.5257 | 11.6543 | 4.8112 | 998.1365 | 1059.233 | 1150.7024 | 1140.1149 | 0.41115 | 0.42158 | 0.41337 | 0.39654 | 410.3838 | 446.5476 | 475.6606 | 452.0963 | 0.10273 | 0.12163 | 0.11215 | 0.11812 | 0.049822 | 0.043108 | 0.043416 | 0.0432 | 102.5401 | 128.835 | 129.0494 | 134.6751 | 49.729 | 45.6619 | 49.9593 | 49.2532
4 | 24 | 3 | 1404.5042 | 1450.6941 | 1489.2834 | 1489.7719 | 80 | 63 | 0 | 0 | 0 | 0 | 0 | 0 | 0 | 0 | 0 | 0 | 262.0961 | 233.7628 | 248.305 | 284.3229 | 0 | 0 | 0 | 0 | -1.081 | 39.5635 | 21.4971 | 0.5622 | 5.0847 | 21.4738 | 19.0781 | 6.2701 | 1058.4043 | 1092.894 | 1200.4032 | 1198.6167 | 0.41121 | 0.42135 | 0.41593 | 0.39646 | 435.2225 | 460.4862 | 499.2801 | 475.2067 | 0.10263 | 0.12165 | 0.11206 | 0.11814 | 0.049721 | 0.043021 | 0.043228 | 0.04315 | 108.6251 | 132.955 | 134.5218 | 141.61 | 52.6249 | 47.0176 | 51.891 | 51.7207
4 | 24 | 4 | 1441.745 | 1483.3637 | 1516.3973 | 1511.2964 | 80 | 63 | 0 | 0 | 0 | 0 | 0 | 0 | 0 | 0 | 0 | 0 | 196.4045 | 167.4762 | 178.2996 | 210.3336 | 0 | 0 | 0 | 0 | 2.3871 | 37.2385 | 15.9998 | -0.14417 | 3.2188 | 21.7266 | 19.5279 | 10.3758 | 1159.7346 | 1193.9225 | 1302.57 | 1290.7312 | 0.41164 | 0.4221 | 0.41529 | 0.39674 | 477.3896 | 503.9492 | 540.9426 | 512.0796 | 0.10237 | 0.12164 | 0.11204 | 0.11814 | 0.049444 | 0.04308 | 0.043283 | 0.043171 | 118.7218 | 145.2286 | 145.9383 | 152.4845 | 57.3414 | 51.4347 | 56.3787 | 55.7218
4 | 24 | 5 | 1550.9059 | 1589.4255 | 1617.8851 | 1606.3927 | 80 | 63 | 0 | 0 | 0 | 0 | 0 | 0 | 0 | 0 | 0 | 0 | 124.9211 | 93.0825 | 99.2116 | 128.6829 | 0 | 0 | 0 | 0 | 7.0788 | 53.1477 | 39.6057 | 3.8873 | 4.3664 | 22.6827 | 28.8047 | 16.0468 | 1334.5396 | 1357.5126 | 1450.2631 | 1457.7757 | 0.41274 | 0.42228 | 0.41522 | 0.39874 | 550.8167 | 573.2525 | 602.182 | 581.28 | 0.10209 | 0.12172 | 0.11201 | 0.11811 | 0.049196 | 0.043238 | 0.04346 | 0.043327 | 136.2432 | 165.2402 | 162.4417 | 172.1829 | 65.654 | 58.6965 | 63.0286 | 63.1615
4 | 24 | 6 | 1705.1531 | 1745.0291 | 1773.8035 | 1759.3822 | 80 | 63 | 0 | 0 | 0 | 0 | 0 | 0 | 0 | 0 | 0 | 0 | 267.4536 | 236.1377 | 241.0128 | 267.9609 | 0 | 0 | 0 | 0 | 5.931 | 47.1002 | 31.0595 | 32.0238 | 4.2007 | 17.9829 | 27.0719 | 20.518 | 1347.5678 | 1380.8082 | 1474.6593 | 1438.8796 | 0.41319 | 0.42246 | 0.41499 | 0.39779 | 556.803 | 583.3378 | 611.9696 | 572.3788 | 0.10208 | 0.12177 | 0.11203 | 0.11818 | 0.049266 | 0.043392 | 0.043591 | 0.043444 | 137.5607 | 168.1469 | 165.2072 | 170.0517 | 66.3887 | 59.9157 | 64.2816 | 62.51
4 | 24 | 7 | 1838.6316 | 1879.2548 | 1908.4768 | 1892.4642 | 80 | 63 | 0 | 0 | 0 | 0 | 0 | 0 | 0 | 0 | 0 | 0 | 819.0343 | 801.5084 | 812.6643 | 843.5781 | 0 | 0 | 0 | 0 | -5.4364 | 2.3715 | -3.4803 | -1.0178 | 2.9356 | -1.2258 | -2.5875 | -4.6848 | 942.0982 | 1013.6007 | 1101.8803 | 1054.5887 | 0.41464 | 0.33736 | 0.33191 | 0.39149 | 390.6336 | 341.9464 | 365.7201 | 412.8565 | 0.10461 | 0.12273 | 0.11249 | 0.11924 | 0.05158 | 0.044722 | 0.04369 | 0.0457 | 98.556 | 124.3963 | 123.9464 | 125.7538 | 48.5933 | 45.3305 | 48.1414 | 48.1949
4 | 24 | 8 | 1903.1381 | 1946.3239 | 1979.5542 | 1967.5656 | 80 | 63 | 0 | 0 | 0 | 0 | 0 | 0 | 0 | 0 | 0 | 0 | 1261.6381 | 1324.5232 | 1404.6479 | 1490.8574 | 0 | 0 | 0 | 0 | -5.3838 | -27.0802 | -26.7291 | 35.6485 | -2.4935 | -9.7602 | -15.9465 | -28.3647 | 569.3773 | 595.641 | 617.5818 | 469.4244 | 0.41395 | 0.28029 | 0.32029 | 0.31141 | 235.6914 | 166.9543 | 197.8041 | 146.1829 | 0.11105 | 0.12275 | 0.11456 | 0.12533 | 0.058342 | 0.04718 | 0.048353 | 0.063062 | 63.2305 | 73.1174 | 70.753 | 58.8331 | 33.2187 | 28.1022 | 29.8617 | 29.603
4 | 24 | 9 | 1970.7834 | 2020.2093 | 2061.525 | 2056.8832 | 80 | 63 | 0 | 0 | 0 | 0 | 0 | 0 | 0 | 0 | 0 | 0 | 1551.9045 | 1695.307 | 1849.3076 | 1994.0012 | 0 | 0 | 0 | 0 | -4.3049 | -31.2571 | -32.7877 | -72.6581 | -5.8611 | -22.7484 | -29.0516 | -35.7916 | 349.0449 | 315.9078 | 274.0568 | 171.3317 | 0.39087 | 0 | 0.0068178 | 0 | 136.4316 | 0 | 1.8685 | 0 | 0.11571 | 0.12298 | 0.11416 | 0.12107 | 0.064318 | 0.050891 | 0.049446 | 0.062023 | 40.3895 | 38.8501 | 31.2874 | 20.7437 | 22.4498 | 16.0768 | 13.5509 | 10.6265
4 | 24 | 10 | 2020.3496 | 2072.75 | 2116.7887 | 2113.1271 | 80 | 63 | 0 | 0 | 0 | 0 | 0 | 0 | 0 | 0 | 0 | 0 | 1717.7828 | 1916.6742 | 2125.0625 | 2311.6638 | 0 | 0 | 0 | 0 | -9.4473 | -65.9079 | -46.6861 | -76.5866 | -9.8768 | -34.684 | -36.0673 | -39.0106 | 241.8908 | 193.6677 | 74.4796 | -82.9395 | 0.39163 | 0 | 0 | 0 | 94.7307 | 0 | 0 | 0 | 0.11232 | 0.12654 | 0.11406 | 0.12113 | 0.060544 | 0.050042 | 0.050721 | 0.062006 | 27.1685 | 24.5061 | 8.4949 | -10.0468 | 14.6451 | 9.6914 | 3.7777 | -5.1428
4 | 24 | 11 | 2038.1649 | 2091.9834 | 2136.2929 | 2131.0444 | 80 | 63 | 0 | 0 | 0 | 0 | 0 | 0 | 0 | 0 | 0 | 0 | 1769.4837 | 2002.2242 | 2242.6362 | 2453.1637 | 0 | 0 | 0 | 0 | -10.9153 | -69.038 | -68.8432 | -79.0744 | -13.1748 | -38.7419 | -37.9171 | -39.554 | 212.7713 | 134.5391 | 0.41697 | -203.4908 | 0.38888 | 0 | 0 | 0 | 82.743 | 0 | 0 | 0 | 0.11205 | 0.12684 | 0.11379 | 0.12149 | 0.060811 | 0.051065 | 0.052274 | 0.064997 | 23.8417 | 17.0656 | 0.047449 | -24.7215 | 12.9388 | 6.8702 | 0.021797 | -13.2263
4 | 24 | 12 | 2050.8087 | 2106.5552 | 2152.0756 | 2146.5345 | 80 | 63 | 0 | 0 | 0 | 0 | 0 | 0 | 0 | 0 | 0 | 0 | 1792.937 | 2042.19 | 2298.1598 | 2520.0581 | 0 | 0 | 0 | 0 | -11.7136 | -71.0754 | -84.5742 | -78.4253 | -12.5616 | -36.5834 | -39.1928 | -40 | 202.147 | 109.024 | -22.3173 | -255.0983 | 0.38632 | 0 | 0 | 0 | 78.0928 | 0 | 0 | 0 | 0.11219 | 0.12694 | 0.11339 | 0.12149 | 0.061141 | 0.050734 | 0.053282 | 0.064997 | 22.6783 | 13.8392 | -2.5305 | -30.9912 | 12.3595 | 5.5312 | -1.1891 | -16.5806
4 | 24 | 13 | 2080.0649 | 2141.7107 | 2193.3189 | 2191.9014 | 80 | 63 | 0 | 0 | 0 | 0 | 0 | 0 | 0 | 0 | 0 | 0 | 1788.8263 | 2038.2828 | 2294.6084 | 2517.1178 | 0 | 0 | 0 | 0 | -10.9243 | -69.3449 | -82.8083 | -83.1347 | -7.0508 | -38.8419 | -39.3898 | -40 | 229.2137 | 148.6147 | 20.9085 | -202.0817 | 0.38495 | 0 | 0 | 0 | 88.2363 | 0 | 0 | 0 | 0.11369 | 0.12317 | 0.11402 | 0.12101 | 0.062322 | 0.05119 | 0.051194 | 0.062258 | 26.0589 | 18.3051 | 2.3841 | -24.4549 | 14.285 | 7.6076 | 1.0704 | -12.5811
4 | 24 | 14 | 2077.4617 | 2142.6102 | 2198.3396 | 2200.6375 | 80 | 63 | 0 | 0 | 0 | 0 | 0 | 0 | 0 | 0 | 0 | 0 | 1755.9062 | 1992.1191 | 2236.9837 | 2451.6491 | 0 | 0 | 0 | 0 | -10.4083 | -69.3158 | -76.9831 | -64.6521 | -7.2574 | -39.298 | -39.339 | -40 | 259.2212 | 196.1049 | 77.6779 | -146.3595 | 0.38305 | 0 | 0 | 0 | 99.2938 | 0 | 0 | 0 | 0.11222 | 0.12321 | 0.11389 | 0.12103 | 0.060537 | 0.049956 | 0.049493 | 0.062434 | 29.0894 | 24.1613 | 8.847 | -17.7141 | 15.6925 | 9.7967 | 3.8445 | -9.1378
4 | 24 | 15 | 2055.6168 | 2123.509 | 2182.452 | 2187.8506 | 80 | 63 | 0 | 0 | 0 | 0 | 0 | 0 | 0 | 0 | 0 | 0 | 1692.5292 | 1898.3637 | 2117.245 | 2312.5615 | 0 | 0 | 0 | 0 | -7.112 | -66.2587 | -66.9421 | -59.8055 | -5.1433 | -38.011 | -38.5994 | -39.8698 | 295.3429 | 266.415 | 170.7484 | -25.0356 | 0.38528 | 0 | 0 | 0 | 113.7905 | 0 | 0 | 0 | 0.11215 | 0.12394 | 0.11389 | 0.12292 | 0.059854 | 0.049789 | 0.047979 | 0.05792 | 33.1238 | 33.0198 | 19.4462 | -3.0773 | 17.6776 | 13.2645 | 8.1924 | -1.4501
4 | 24 | 16 | 2029.5904 | 2104.6632 | 2172.0286 | 2185.2165 | 80 | 63 | 0 | 0 | 0 | 0 | 0 | 0 | 0 | 0 | 0 | 0 | 1546.5963 | 1696.1539 | 1878.0015 | 2041.9685 | 0 | 0 | 0 | 0 | -2.0339 | -35.3781 | -11.1293 | -37.5979 | -4.7475 | -33.8921 | -35.3471 | -39.5832 | 409.7754 | 414.7796 | 340.5036 | 220.4291 | 0.41156 | 0 | 0.007326 | 0 | 168.6456 | 0 | 2.4945 | 0 | 0.10925 | 0.12445 | 0.1138 | 0.12245 | 0.05625 | 0.048813 | 0.046652 | 0.053064 | 44.7674 | 51.6177 | 38.7483 | 26.9922 | 23.0498 | 20.2465 | 15.8851 | 11.6968
4 | 24 | 17 | 1993.9268 | 2076.0382 | 2151.59 | 2172.3839 | 80 | 63 | 0 | 0 | 0 | 0 | 0 | 0 | 0 | 0 | 0 | 0 | 1256.678 | 1320.7206 | 1447.0888 | 1558.9279 | 0 | 0 | 0 | 0 | -3.1817 | -4.2316 | -1.6868 | 23.3919 | -4.0958 | -6.4193 | -12.5458 | -14.205 | 664.5263 | 702.9686 | 718.7338 | 604.2692 | 0.40997 | 0.23762 | 0.31375 | 0.26988 | 272.4374 | 167.0393 | 225.4998 | 163.0831 | 0.10575 | 0.12367 | 0.11274 | 0.119 | 0.052658 | 0.047039 | 0.044242 | 0.045213 | 70.2715 | 86.9353 | 81.0276 | 71.9057 | 34.9928 | 33.0673 | 31.7982 | 27.3206
4 | 24 | 18 | 1969.2556 | 2059.5309 | 2144.5506 | 2173.9201 | 80 | 63 | 0 | 0 | 0 | 0 | 0 | 0 | 0 | 0 | 0 | 0 | 666.9064 | 638.1958 | 695.4691 | 744.6576 | 0 | 0 | 0 | 0 | -2.5103 | -9.9757 | -5.1369 | 8.3 | 1.7349 | -2.848 | -3.5042 | -0.069271 | 1223.1246 | 1371.1587 | 1457.7226 | 1421.0317 | 0.41329 | 0.42469 | 0.41897 | 0.40593 | 505.502 | 582.3214 | 610.7375 | 576.8369 | 0.10253 | 0.12175 | 0.11216 | 0.11831 | 0.049696 | 0.043205 | 0.043128 | 0.043593 | 125.4075 | 166.9344 | 163.4979 | 168.1177 | 60.7839 | 59.2413 | 62.8687 | 61.9469
4 | 24 | 19 | 2019.6736 | 2116.4616 | 2208.2293 | 2241.9983 | 80 | 63 | 0 | 0 | 0 | 0 | 0 | 0 | 0 | 0 | 0 | 0 | 286.8886 | 225.106 | 262.3102 | 289.9816 | 0 | 0 | 0 | 0 | 2.5194 | 22.672 | 52.0807 | 40.9518 | 4.9706 | 14.6476 | 12.1127 | 35.9636 | 1645.295 | 1791.036 | 1881.7257 | 1875.1013 | 0.4157 | 0.42239 | 0.41303 | 0.40197 | 683.9431 | 756.5123 | 777.2037 | 753.7251 | 0.10214 | 0.12222 | 0.11296 | 0.11858 | 0.049087 | 0.043917 | 0.044307 | 0.044107 | 168.0567 | 218.8999 | 212.5541 | 222.3467 | 80.7622 | 78.6567 | 83.3742 | 82.7042
4 | 24 | 20 | 2125.145 | 2231.4039 | 2332.5387 | 2371.4541 | 80 | 63 | 0 | 0 | 0 | 0 | 0 | 0 | 0 | 0 | 0 | 0 | 334.727 | 285.9551 | 323.7727 | 350.8227 | 0 | 0 | 0 | 0 | 9.2189 | 30.3613 | 36.6047 | 77.3505 | 9.4503 | 24.3087 | 31.1633 | 38.6272 | 1691.7488 | 1827.7787 | 1940.998 | 1904.6536 | 0.42087 | 0.43174 | 0.42154 | 0.40469 | 712.0147 | 789.1311 | 818.2006 | 770.7875 | 0.10224 | 0.1222 | 0.11293 | 0.11859 | 0.049112 | 0.043933 | 0.044334 | 0.044056 | 172.9703 | 223.3613 | 219.2065 | 225.8693 | 83.085 | 80.2997 | 86.0526 | 83.9105
4 | 24 | 21 | 2025.6497 | 2128.4796 | 2226.2153 | 2263.9418 | 80 | 63 | 0 | 0 | 0 | 0 | 0 | 0 | 0 | 0 | 0 | 0 | 329.7708 | 290.1067 | 325.0439 | 349.2195 | 0 | 0 | 0 | 0 | 10.5288 | 42.8222 | 8.2648 | 29.5536 | 4.879 | 13.4188 | 25.0981 | 39.304 | 1600.4711 | 1719.1318 | 1867.8086 | 1845.8647 | 0.41808 | 0.42369 | 0.41303 | 0.4036 | 669.1267 | 728.3758 | 771.4683 | 744.9989 | 0.10181 | 0.12224 | 0.11296 | 0.11847 | 0.049011 | 0.043613 | 0.04411 | 0.043849 | 162.9408 | 210.1539 | 210.9854 | 218.6877 | 78.441 | 74.9765 | 82.3892 | 80.9387
4 | 24 | 22 | 1860.0995 | 1956.801 | 2049.0036 | 2085.5847 | 80 | 63 | 0 | 0 | 0 | 0 | 0 | 0 | 0 | 0 | 0 | 0 | 317.9686 | 284.6269 | 317.1407 | 338.8214 | 0 | 0 | 0 | 0 | 8.7923 | 22.3164 | 17.5303 | 36.7086 | 3.9246 | 20.1674 | 22.3665 | 39.0313 | 1449.4141 | 1566.6902 | 1691.9662 | 1671.0235 | 0.41431 | 0.4215 | 0.41126 | 0.40084 | 600.5037 | 660.3575 | 695.8345 | 669.8099 | 0.10193 | 0.12204 | 0.1124 | 0.11843 | 0.049173 | 0.043315 | 0.043705 | 0.043791 | 147.7451 | 191.1944 | 190.1731 | 197.8956 | 71.2722 | 67.8614 | 73.9471 | 73.1762
4 | 24 | 23 | 1686.5313 | 1775.2647 | 1859.9272 | 1893.8379 | 80 | 63 | 0 | 0 | 0 | 0 | 0 | 0 | 0 | 0 | 0 | 0 | 283.7996 | 249.8613 | 279.6234 | 300.565 | 0 | 0 | 0 | 0 | 5.3518 | 27.2962 | 59.3261 | 27.4657 | 3.6801 | 14.4334 | 14.1955 | 35.7598 | 1313.6997 | 1420.6738 | 1506.7823 | 1530.0474 | 0.41263 | 0.42045 | 0.41146 | 0.39726 | 542.0774 | 597.3269 | 619.974 | 607.8273 | 0.10258 | 0.12177 | 0.1122 | 0.11826 | 0.049826 | 0.043209 | 0.043549 | 0.043564 | 134.7586 | 172.9978 | 169.0572 | 180.9441 | 65.456 | 61.3866 | 65.6196 | 66.6553
4 | 24 | 24 | 1570.3361 | 1646.5912 | 1717.9443 | 1742.8434 | 80 | 63 | 0 | 0 | 0 | 0 | 0 | 0 | 0 | 0 | 0 | 0 | 208.3404 | 173.82 | 197.2667 | 216.1059 | 0 | 0 | 0 | 0 | 6.4303 | 11.6098 | 22.4901 | 23.8517 | 1.856 | 27.1523 | 22.9452 | 26.0041 | 1273.7095 | 1371.0091 | 1475.2424 | 1476.8817 | 0.41183 | 0.4219 | 0.41161 | 0.39624 | 524.5462 | 578.4246 | 607.2214 | 585.2009 | 0.10329 | 0.1216 | 0.1122 | 0.11814 | 0.050608 | 0.043132 | 0.043439 | 0.043334 | 131.5665 | 166.7156 | 165.5198 | 174.4817 | 64.4602 | 59.1341 | 64.0835 | 63.9998
4 | 25 | 1 | 1452.4088 | 1514.2268 | 1569.9731 | 1583.8325 | 80 | 63 | 0 | 0 | 0 | 0 | 0 | 0 | 0 | 0 | 0 | 0 | 152.7243 | 122.7264 | 140.1877 | 156.0765 | 0 | 0 | 0 | 0 | 3.1402 | 23.0713 | 19.8138 | 22.8388 | 1.7206 | 20.6643 | 24.8656 | 13.1437 | 1214.8238 | 1284.7647 | 1385.106 | 1391.7734 | 0.4113 | 0.42149 | 0.41495 | 0.39673 | 499.6567 | 541.5155 | 574.7492 | 552.164 | 0.10289 | 0.12162 | 0.11217 | 0.11811 | 0.05005 | 0.043062 | 0.043445 | 0.043342 | 124.9878 | 156.2494 | 155.3683 | 164.3809 | 60.8025 | 55.3243 | 60.1754 | 60.3224
4 | 25 | 2 | 1394.3797 | 1446.3613 | 1491.5353 | 1497.7528 | 80 | 63 | 0 | 0 | 0 | 0 | 0 | 0 | 0 | 0 | 0 | 0 | 128.4307 | 98.6798 | 113.6112 | 128.4962 | 0 | 0 | 0 | 0 | 0.75634 | 14.4506 | 24.9126 | 7.9703 | 2.1866 | 19.5257 | 11.6543 | 4.8112 | 1183.006 | 1250.7053 | 1341.3573 | 1356.4751 | 0.41115 | 0.42158 | 0.41337 | 0.39654 | 486.3929 | 527.2678 | 554.4707 | 537.8909 | 0.10273 | 0.12163 | 0.11215 | 0.11812 | 0.049822 | 0.043108 | 0.043416 | 0.0432 | 121.5321 | 152.1239 | 150.431 | 160.2324 | 58.9395 | 53.916 | 58.2369 | 58.6
4 | 25 | 3 | 1398.6972 | 1444.5469 | 1482.8055 | 1483.1436 | 80 | 63 | 0 | 0 | 0 | 0 | 0 | 0 | 0 | 0 | 0 | 0 | 118.7871 | 88.4093 | 102.008 | 117.0045 | 0 | 0 | 0 | 0 | -1.081 | 39.5635 | 21.4971 | 0.5622 | 5.0847 | 21.4738 | 19.0781 | 6.2701 | 1195.9063 | 1232.1003 | 1340.2223 | 1359.3068 | 0.41121 | 0.42135 | 0.41593 | 0.39646 | 491.7641 | 519.1401 | 557.4346 | 538.9144 | 0.10263 | 0.12165 | 0.11206 | 0.11814 | 0.049721 | 0.043021 | 0.043228 | 0.04315 | 122.7371 | 149.89 | 150.1904 | 160.5947 | 59.4616 | 53.0065 | 57.9351 | 58.6546
4 | 25 | 4 | 1453.499 | 1495.8062 | 1529.5091 | 1524.7127 | 80 | 63 | 0 | 0 | 0 | 0 | 0 | 0 | 0 | 0 | 0 | 0 | 107.3919 | 78.0124 | 89.8669 | 104.5135 | 0 | 0 | 0 | 0 | 2.3871 | 37.2385 | 15.9998 | -0.14417 | 3.2188 | 21.7266 | 19.5279 | 10.3758 | 1260.5011 | 1295.8288 | 1404.1145 | 1409.9676 | 0.41164 | 0.4221 | 0.41529 | 0.39674 | 518.8689 | 546.9634 | 583.1129 | 559.385 | 0.10237 | 0.12164 | 0.11204 | 0.11814 | 0.049444 | 0.04308 | 0.043283 | 0.043171 | 129.0372 | 157.6245 | 157.3152 | 166.5708 | 62.3236 | 55.8249 | 60.7738 | 60.8693
4 | 25 | 5 | 1579.8711 | 1620.0875 | 1650.1964 | 1639.4543 | 80 | 63 | 0 | 0 | 0 | 0 | 0 | 0 | 0 | 0 | 0 | 0 | 93.6179 | 69.9484 | 79.7136 | 91.8672 | 0 | 0 | 0 | 0 | 7.0788 | 53.1477 | 39.6057 | 3.8873 | 4.3664 | 22.6827 | 28.8047 | 16.0468 | 1394.8078 | 1411.3087 | 1502.0724 | 1527.6529 | 0.41274 | 0.42228 | 0.41522 | 0.39874 | 575.6917 | 595.9696 | 623.6944 | 609.1432 | 0.10209 | 0.12172 | 0.11201 | 0.11811 | 0.049196 | 0.043238 | 0.04346 | 0.043327 | 142.396 | 171.7884 | 168.2448 | 180.4364 | 68.619 | 61.0226 | 65.2802 | 66.1891
4 | 25 | 6 | 1727.7515 | 1768.9515 | 1799.0126 | 1785.1767 | 80 | 63 | 0 | 0 | 0 | 0 | 0 | 0 | 0 | 0 | 0 | 0 | 311.1358 | 293.7857 | 301.2759 | 313.5313 | 0 | 0 | 0 | 0 | 5.931 | 47.1002 | 31.0595 | 32.0238 | 4.2007 | 17.9829 | 27.0719 | 20.518 | 1326.4841 | 1347.0825 | 1439.6053 | 1419.1036 | 0.41319 | 0.42246 | 0.41499 | 0.39779 | 548.0914 | 569.09 | 597.4225 | 564.512 | 0.10208 | 0.12177 | 0.11203 | 0.11818 | 0.049266 | 0.043392 | 0.043591 | 0.043444 | 135.4085 | 164.04 | 161.28 | 167.7145 | 65.35 | 58.4523 | 62.7536 | 61.6508
4 | 25 | 7 | 1873.5437 | 1916.2122 | 1947.4221 | 1932.3138 | 80 | 63 | 0 | 0 | 0 | 0 | 0 | 0 | 0 | 0 | 0 | 0 | 845.391 | 841.4567 | 853.4241 | 873.3136 | 0 | 0 | 0 | 0 | -5.4364 | 2.3715 | -3.4803 | -1.0178 | 2.9356 | -1.2258 | -2.5875 | -4.6848 | 950.6535 | 1010.6099 | 1100.0659 | 1064.7028 | 0.41464 | 0.33736 | 0.33191 | 0.39149 | 394.181 | 340.9374 | 365.1179 | 416.8161 | 0.10461 | 0.12273 | 0.11249 | 0.11924 | 0.05158 | 0.044722 | 0.04369 | 0.0457 | 99.451 | 124.0292 | 123.7423 | 126.9599 | 49.0346 | 45.1968 | 48.0622 | 48.6572
4 | 25 | 8 | 1951.2034 | 1997.2051 | 2033.1723 | 2022.4287 | 80 | 63 | 0 | 0 | 0 | 0 | 0 | 0 | 0 | 0 | 0 | 0 | 1266.7227 | 1332.6264 | 1412.8688 | 1490.2256 | 0 | 0 | 0 | 0 | -5.3838 | -27.0802 | -26.7291 | 35.6485 | -2.4935 | -9.7602 | -15.9465 | -28.3647 | 612.358 | 638.4191 | 662.979 | 524.9192 | 0.41395 | 0.28029 | 0.32029 | 0.31141 | 253.4831 | 178.9447 | 212.3443 | 163.4645 | 0.11105 | 0.12275 | 0.11456 | 0.12533 | 0.058342 | 0.04718 | 0.048353 | 0.063062 | 68.0036 | 78.3686 | 75.9539 | 65.7883 | 35.7262 | 30.1204 | 32.0568 | 33.1027
4 | 25 | 9 | 2025.7052 | 2078.3487 | 2122.7917 | 2119.5725 | 80 | 63 | 0 | 0 | 0 | 0 | 0 | 0 | 0 | 0 | 0 | 0 | 1541.6842 | 1678.1577 | 1827.0711 | 1960.6541 | 0 | 0 | 0 | 0 | -4.3049 | -31.2571 | -32.7877 | -72.6581 | -5.8611 | -22.7484 | -29.0516 | -35.7916 | 414.187 | 391.1964 | 357.5599 | 267.3681 | 0.39087 | 0 | 0.0068178 | 0 | 161.8937 | 0 | 2.4378 | 0 | 0.11571 | 0.12298 | 0.11416 | 0.12107 | 0.064318 | 0.050891 | 0.049446 | 0.062023 | 47.9274 | 48.1091 | 40.8204 | 32.3711 | 26.6396 | 19.9083 | 17.6798 | 16.5829
4 | 25 | 10 | 2085.2062 | 2141.4064 | 2189.138 | 2187.1563 | 80 | 63 | 0 | 0 | 0 | 0 | 0 | 0 | 0 | 0 | 0 | 0 | 1694.0785 | 1881.6571 | 2080.4223 | 2254.7076 | 0 | 0 | 0 | 0 | -9.4473 | -65.9079 | -46.6861 | -76.5866 | -9.8768 | -34.684 | -36.0673 | -39.0106 | 330.4518 | 297.3412 | 191.469 | 48.046 | 0.39163 | 0 | 0 | 0 | 129.4135 | 0 | 0 | 0 | 0.11232 | 0.12654 | 0.11406 | 0.12113 | 0.060544 | 0.050042 | 0.050721 | 0.062006 | 37.1154 | 37.6246 | 21.8384 | 5.82 | 20.007 | 14.8794 | 9.7116 | 2.9792
4 | 25 | 11 | 2117.1543 | 2175.6004 | 2224.4076 | 2221.2052 | 80 | 63 | 0 | 0 | 0 | 0 | 0 | 0 | 0 | 0 | 0 | 0 | 1736.744 | 1953.7545 | 2181.2212 | 2378.9404 | 0 | 0 | 0 | 0 | -10.9153 | -69.038 | -68.8432 | -79.0744 | -13.1748 | -38.7419 | -37.9171 | -39.554 | 324.5003 | 266.6259 | 149.9467 | -39.1068 | 0.38888 | 0 | 0 | 0 | 126.1924 | 0 | 0 | 0 | 0.11205 | 0.12684 | 0.11379 | 0.12149 | 0.060811 | 0.051065 | 0.052274 | 0.064997 | 36.3613 | 33.8201 | 17.0629 | -4.751 | 19.7331 | 13.6152 | 7.8383 | -2.5418
4 | 25 | 12 | 2126.7897 | 2186.9876 | 2236.8344 | 2233.2613 | 80 | 63 | 0 | 0 | 0 | 0 | 0 | 0 | 0 | 0 | 0 | 0 | 1746.7561 | 1976.1851 | 2215.9124 | 2423.5631 | 0 | 0 | 0 | 0 | -11.7136 | -71.0754 | -84.5742 | -78.4253 | -12.5616 | -36.5834 | -39.1928 | -40 | 324.3088 | 255.4612 | 144.6889 | -71.8765 | 0.38632 | 0 | 0 | 0 | 125.286 | 0 | 0 | 0 | 0.11219 | 0.12694 | 0.11339 | 0.12149 | 0.061141 | 0.050734 | 0.053282 | 0.064997 | 36.3833 | 32.4274 | 16.4057 | -8.7321 | 19.8286 | 12.9605 | 7.7094 | -4.6718
4 | 25 | 13 | 2159.4741 | 2225.7721 | 2281.9019 | 2282.5413 | 80 | 63 | 0 | 0 | 0 | 0 | 0 | 0 | 0 | 0 | 0 | 0 | 1764.991 | 1985.7415 | 2221.3672 | 2425.153 | 0 | 0 | 0 | 0 | -10.9243 | -69.3449 | -82.8083 | -83.1347 | -7.0508 | -38.8419 | -39.3898 | -40 | 332.4582 | 285.2175 | 182.7328 | -19.477 | 0.38495 | 0 | 0 | 0 | 127.9805 | 0 | 0 | 0 | 0.11369 | 0.12317 | 0.11402 | 0.12101 | 0.062322 | 0.05119 | 0.051194 | 0.062258 | 37.7966 | 35.1306 | 20.836 | -2.357 | 20.7194 | 14.6003 | 9.3549 | -1.2126
4 | 25 | 14 | 2157.1508 | 2226.9679 | 2287.2348 | 2291.5968 | 80 | 63 | 0 | 0 | 0 | 0 | 0 | 0 | 0 | 0 | 0 | 0 | 1793.9198 | 1987.0944 | 2214.2561 | 2410.9306 | 0 | 0 | 0 | 0 | -10.4083 | -69.3158 | -76.9831 | -64.6521 | -7.2574 | -39.298 | -39.339 | -40 | 300.8967 | 285.4873 | 189.3007 | -14.6817 | 0.38305 | 0 | 0 | 0 | 115.2575 | 0 | 0 | 0 | 0.11222 | 0.12321 | 0.11389 | 0.12103 | 0.060537 | 0.049956 | 0.049493 | 0.062434 | 33.7662 | 35.1737 | 21.56 | -1.777 | 18.2154 | 14.2619 | 9.3691 | -0.91664
4 | 25 | 15 | 2145.1708 | 2218.3096 | 2282.3518 | 2290.0701 | 80 | 63 | 0 | 0 | 0 | 0 | 0 | 0 | 0 | 0 | 0 | 0 | 1783.851 | 1925.6974 | 2135.2703 | 2316.1361 | 0 | 0 | 0 | 0 | -7.112 | -66.2587 | -66.9421 | -59.8055 | -5.1433 | -38.011 | -38.5994 | -39.8698 | 293.575 | 333.8819 | 252.623 | 73.6092 | 0.38528 | 0 | 0 | 0 | 113.1094 | 0 | 0 | 0 | 0.11215 | 0.12394 | 0.11389 | 0.12292 | 0.059854 | 0.049789 | 0.047979 | 0.05792 | 32.9255 | 41.3817 | 28.7708 | 9.0479 | 17.5718 | 16.6236 | 12.1207 | 4.2635
4 | 25 | 16 | 2119.3542 | 2199.686 | 2272.1625 | 2287.6755 | 80 | 63 | 0 | 0 | 0 | 0 | 0 | 0 | 0 | 0 | 0 | 0 | 1723.4458 | 1811.9304 | 1991.9541 | 2146.4922 | 0 | 0 | 0 | 0 | -2.0339 | -35.3781 | -11.1293 | -37.5979 | -4.7475 | -33.8921 | -35.3471 | -39.5832 | 322.6899 | 394.0258 | 326.6849 | 218.3645 | 0.41156 | 0 | 0.007326 | 0 | 132.805 | 0 | 2.3933 | 0 | 0.10925 | 0.12445 | 0.1138 | 0.12245 | 0.05625 | 0.048813 | 0.046652 | 0.053064 | 35.2534 | 49.035 | 37.1758 | 26.7394 | 18.1513 | 19.2334 | 15.2405 | 11.5872
4 | 25 | 17 | 2079.2829 | 2166.395 | 2246.807 | 2269.8118 | 80 | 63 | 0 | 0 | 0 | 0 | 0 | 0 | 0 | 0 | 0 | 0 | 1544.4727 | 1598.5512 | 1731.3394 | 1847.2541 | 0 | 0 | 0 | 0 | -3.1817 | -4.2316 | -1.6868 | 23.3919 | -4.0958 | -6.4193 | -12.5458 | -14.205 | 462.0877 | 515.4948 | 529.7002 | 413.3709 | 0.40997 | 0.23762 | 0.31375 | 0.26988 | 189.4432 | 122.4918 | 166.1913 | 111.5625 | 0.10575 | 0.12367 | 0.11274 | 0.119 | 0.052658 | 0.047039 | 0.044242 | 0.045213 | 48.8643 | 63.7506 | 59.7166 | 49.1896 | 24.3327 | 24.2486 | 23.435 | 18.6896
4 | 25 | 18 | 2033.9723 | 2128.0391 | 2216.7438 | 2247.7896 | 80 | 63 | 0 | 0 | 0 | 0 | 0 | 0 | 0 | 0 | 0 | 0 | 988.1482 | 972.633 | 1039.9539 | 1099.74 | 0 | 0 | 0 | 0 | -2.5103 | -9.9757 | -5.1369 | 8.3 | 1.7349 | -2.848 | -3.5042 | -0.069271 | 966.5996 | 1105.2298 | 1185.4309 | 1139.8188 | 0.41329 | 0.42469 | 0.41897 | 0.40593 | 399.4834 | 469.3833 | 496.6563 | 462.6846 | 0.10253 | 0.12175 | 0.11216 | 0.11831 | 0.049696 | 0.043205 | 0.043128 | 0.043593 | 99.1058 | 134.5584 | 132.9577 | 134.8483 | 48.0357 | 47.7518 | 51.1253 | 49.688
4 | 25 | 19 | 2085.8596 | 2186.5251 | 2282.0615 | 2317.5448 | 80 | 63 | 0 | 0 | 0 | 0 | 0 | 0 | 0 | 0 | 0 | 0 | 550.895 | 514.1861 | 557.0898 | 598.7666 | 0 | 0 | 0 | 0 | 2.5194 | 22.672 | 52.0807 | 40.9518 | 4.9706 | 14.6476 | 12.1127 | 35.9636 | 1447.4746 | 1572.0194 | 1660.7783 | 1641.8628 | 0.4157 | 0.42239 | 0.41303 | 0.40197 | 601.7099 | 664.0023 | 685.9464 | 659.9714 | 0.10214 | 0.12222 | 0.11296 | 0.11858 | 0.049087 | 0.043917 | 0.044307 | 0.044107 | 147.8505 | 192.1317 | 187.5966 | 194.6897 | 71.0518 | 69.0382 | 73.5846 | 72.4169
4 | 25 | 20 | 2190.4215 | 2300.5046 | 2405.3563 | 2445.9624 | 80 | 63 | 0 | 0 | 0 | 0 | 0 | 0 | 0 | 0 | 0 | 0 | 546.4426 | 515.6588 | 556.2845 | 597.8402 | 0 | 0 | 0 | 0 | 9.2189 | 30.3613 | 36.6047 | 77.3505 | 9.4503 | 24.3087 | 31.1633 | 38.6272 | 1545.3097 | 1667.1757 | 1781.3038 | 1732.1445 | 0.42087 | 0.43174 | 0.42154 | 0.40469 | 650.3821 | 719.7919 | 750.8838 | 700.9754 | 0.10224 | 0.1222 | 0.11293 | 0.11859 | 0.049112 | 0.043933 | 0.044334 | 0.044056 | 157.9978 | 203.735 | 201.1715 | 205.4118 | 75.8931 | 73.244 | 78.9727 | 76.3105
4 | 25 | 21 | 2089.4569 | 2196.025 | 2297.3939 | 2336.7731 | 80 | 63 | 0 | 0 | 0 | 0 | 0 | 0 | 0 | 0 | 0 | 0 | 615.8789 | 595.9611 | 635.5053 | 681.5772 | 0 | 0 | 0 | 0 | 10.5288 | 42.8222 | 8.2648 | 29.5536 | 4.879 | 13.4188 | 25.0981 | 39.304 | 1378.1702 | 1480.8229 | 1628.5257 | 1586.3384 | 0.41808 | 0.42369 | 0.41303 | 0.4036 | 576.1869 | 627.4071 | 672.6364 | 640.2529 | 0.10181 | 0.12224 | 0.11296 | 0.11847 | 0.049011 | 0.043613 | 0.04411 | 0.043849 | 140.3088 | 181.022 | 183.9563 | 187.9405 | 67.5458 | 64.5831 | 71.8344 | 69.5588
4 | 25 | 22 | 1900.6787 | 1999.7575 | 2094.2707 | 2131.9029 | 80 | 63 | 0 | 0 | 0 | 0 | 0 | 0 | 0 | 0 | 0 | 0 | 638.2233 | 617.8802 | 658.5867 | 706.3814 | 0 | 0 | 0 | 0 | 8.7923 | 22.3164 | 17.5303 | 36.7086 | 3.9246 | 20.1674 | 22.3665 | 39.0313 | 1169.7385 | 1276.3934 | 1395.7872 | 1349.7816 | 0.41431 | 0.4215 | 0.41126 | 0.40084 | 484.6319 | 537.9979 | 574.0285 | 541.0439 | 0.10193 | 0.12204 | 0.1124 | 0.11843 | 0.049173 | 0.043315 | 0.043705 | 0.043791 | 119.2366 | 155.7674 | 156.8833 | 159.8516 | 57.5197 | 55.2871 | 61.0026 | 59.1086
4 | 25 | 23 | 1721.5133 | 1812.2962 | 1898.9506 | 1933.7673 | 80 | 63 | 0 | 0 | 0 | 0 | 0 | 0 | 0 | 0 | 0 | 0 | 631.7668 | 608.56 | 650.3211 | 697.3388 | 0 | 0 | 0 | 0 | 5.3518 | 27.2962 | 59.3261 | 27.4657 | 3.6801 | 14.4334 | 14.1955 | 35.7598 | 1000.7145 | 1099.0065 | 1175.1079 | 1173.2031 | 0.41263 | 0.42045 | 0.41146 | 0.39726 | 412.929 | 462.0808 | 483.5047 | 466.0672 | 0.10258 | 0.12177 | 0.1122 | 0.11826 | 0.049826 | 0.043209 | 0.043549 | 0.043564 | 102.6527 | 133.8279 | 131.8442 | 138.7435 | 49.8613 | 47.4875 | 51.1753 | 51.1096
4 | 25 | 24 | 1584.0491 | 1661.1075 | 1733.2415 | 1758.4957 | 80 | 63 | 0 | 0 | 0 | 0 | 0 | 0 | 0 | 0 | 0 | 0 | 676.2503 | 661.3031 | 704.7527 | 750.4248 | 0 | 0 | 0 | 0 | 6.4303 | 11.6098 | 22.4901 | 23.8517 | 1.856 | 27.1523 | 22.9452 | 26.0041 | 819.5125 | 898.0424 | 983.0535 | 958.2151 | 0.41183 | 0.4219 | 0.41161 | 0.39624 | 337.4963 | 378.8814 | 404.6326 | 379.684 | 0.10329 | 0.1216 | 0.1122 | 0.11814 | 0.050608 | 0.043132 | 0.043439 | 0.043334 | 84.6507 | 109.2025 | 110.297 | 113.2054 | 41.4741 | 38.7342 | 42.7032 | 41.5237
4 | 26 | 1 | 1507.6105 | 1572.6624 | 1631.552 | 1646.8412 | 80 | 63 | 0 | 0 | 0 | 0 | 0 | 0 | 0 | 0 | 0 | 0 | 654.9459 | 640.5916 | 683.5996 | 726.2534 | 0 | 0 | 0 | 0 | 3.1402 | 23.0713 | 19.8138 | 22.8388 | 1.7206 | 20.6643 | 24.8656 | 13.1437 | 767.8039 | 825.3352 | 903.273 | 884.6052 | 0.4113 | 0.42149 | 0.41495 | 0.39673 | 315.7975 | 347.8705 | 374.8128 | 350.9531 | 0.10289 | 0.12162 | 0.11217 | 0.11811 | 0.05005 | 0.043062 | 0.043445 | 0.043342 | 78.9959 | 100.3749 | 101.3207 | 104.4798 | 38.4289 | 35.5404 | 39.2423 | 38.3407
4 | 26 | 2 | 1463.0144 | 1519.0171 | 1568.0991 | 1576.0944 | 80 | 63 | 0 | 0 | 0 | 0 | 0 | 0 | 0 | 0 | 0 | 0 | 599.4773 | 586.4303 | 625.5747 | 664.714 | 0 | 0 | 0 | 0 | 0.75634 | 14.4506 | 24.9126 | 7.9703 | 2.1866 | 19.5257 | 11.6543 | 4.8112 | 780.5942 | 835.6106 | 905.9576 | 898.599 | 0.41115 | 0.42158 | 0.41337 | 0.39654 | 320.9413 | 352.2736 | 374.4915 | 356.3267 | 0.10273 | 0.12163 | 0.11215 | 0.11812 | 0.049822 | 0.043108 | 0.043416 | 0.0432 | 80.1917 | 101.6357 | 101.6016 | 106.1462 | 38.8906 | 36.0219 | 39.3334 | 38.8197
4 | 26 | 3 | 1447.8119 | 1496.5391 | 1537.5943 | 1539.2046 | 80 | 63 | 0 | 0 | 0 | 0 | 0 | 0 | 0 | 0 | 0 | 0 | 592.027 | 581.6735 | 620.7066 | 656.9947 | 0 | 0 | 0 | 0 | -1.081 | 39.5635 | 21.4971 | 0.5622 | 5.0847 | 21.4738 | 19.0781 | 6.2701 | 771.7812 | 790.8282 | 876.3125 | 875.3776 | 0.41121 | 0.42135 | 0.41593 | 0.39646 | 317.3612 | 333.212 | 364.482 | 347.0545 | 0.10263 | 0.12165 | 0.11206 | 0.11814 | 0.049721 | 0.043021 | 0.043228 | 0.04315 | 79.2087 | 96.2074 | 98.2029 | 103.4211 | 38.3737 | 34.0224 | 37.8812 | 37.7728
4 | 26 | 4 | 1477.8465 | 1521.5801 | 1556.6694 | 1552.5037 | 80 | 63 | 0 | 0 | 0 | 0 | 0 | 0 | 0 | 0 | 0 | 0 | 622.8655 | 624.8945 | 665.3134 | 695.772 | 0 | 0 | 0 | 0 | 2.3871 | 37.2385 | 15.9998 | -0.14417 | 3.2188 | 21.7266 | 19.5279 | 10.3758 | 769.3751 | 774.7207 | 855.8283 | 846.5 | 0.41164 | 0.4221 | 0.41529 | 0.39674 | 316.7032 | 327.0061 | 355.4158 | 335.8371 | 0.10237 | 0.12164 | 0.11204 | 0.11814 | 0.049444 | 0.04308 | 0.043283 | 0.043171 | 78.7608 | 94.237 | 95.8859 | 100.0039 | 38.0406 | 33.3753 | 37.0425 | 36.544
4 | 26 | 5 | 1580.7106 | 1620.9763 | 1651.133 | 1640.4126 | 80 | 63 | 0 | 0 | 0 | 0 | 0 | 0 | 0 | 0 | 0 | 0 | 599.7588 | 604.7259 | 646.7164 | 669.3312 | 0 | 0 | 0 | 0 | 7.0788 | 53.1477 | 39.6057 | 3.8873 | 4.3664 | 22.6827 | 28.8047 | 16.0468 | 889.5065 | 877.42 | 936.0062 | 951.1472 | 0.41274 | 0.42228 | 0.41522 | 0.39874 | 367.1341 | 370.5183 | 388.6509 | 379.2647 | 0.10209 | 0.12172 | 0.11201 | 0.11811 | 0.049196 | 0.043238 | 0.04346 | 0.043327 | 90.8098 | 106.802 | 104.8406 | 112.3433 | 43.7602 | 37.9381 | 40.6789 | 41.2107
4 | 26 | 6 | 1745.7323 | 1787.9856 | 1819.0706 | 1805.7004 | 80 | 63 | 0 | 0 | 0 | 0 | 0 | 0 | 0 | 0 | 0 | 0 | 692.7415 | 690.9521 | 733.1169 | 754.2682 | 0 | 0 | 0 | 0 | 5.931 | 47.1002 | 31.0595 | 32.0238 | 4.2007 | 17.9829 | 27.0719 | 20.518 | 962.8591 | 968.9503 | 1027.8223 | 998.8904 | 0.41319 | 0.42246 | 0.41499 | 0.39779 | 397.8448 | 409.3439 | 426.5364 | 397.3534 | 0.10208 | 0.12177 | 0.11203 | 0.11818 | 0.049266 | 0.043392 | 0.043591 | 0.043444 | 98.2894 | 117.9932 | 115.1477 | 118.0523 | 47.4358 | 42.0444 | 44.8036 | 43.3953
4 | 26 | 7 | 1880.6101 | 1923.6926 | 1955.3048 | 1940.3795 | 80 | 63 | 0 | 0 | 0 | 0 | 0 | 0 | 0 | 0 | 0 | 0 | 1092.1867 | 1101.009 | 1147.0771 | 1174.802 | 0 | 0 | 0 | 0 | -5.4364 | 2.3715 | -3.4803 | -1.0178 | 2.9356 | -1.2258 | -2.5875 | -4.6848 | 710.9242 | 758.5379 | 814.2956 | 771.2801 | 0.41464 | 0.33736 | 0.33191 | 0.39149 | 294.7792 | 255.8989 | 270.2692 | 301.9452 | 0.10461 | 0.12273 | 0.11249 | 0.11924 | 0.05158 | 0.044722 | 0.04369 | 0.0457 | 74.3721 | 93.0932 | 91.5971 | 91.9709 | 36.6694 | 33.9235 | 35.5768 | 35.2477
4 | 26 | 8 | 1951.1334 | 1997.1311 | 2033.0942 | 2022.3488 | 80 | 63 | 0 | 0 | 0 | 0 | 0 | 0 | 0 | 0 | 0 | 0 | 1494.2341 | 1569.3162 | 1677.1815 | 1756.6882 | 0 | 0 | 0 | 0 | -5.3838 | -27.0802 | -26.7291 | 35.6485 | -2.4935 | -9.7602 | -15.9465 | -28.3647 | 384.7766 | 401.6552 | 398.5882 | 258.3768 | 0.41395 | 0.28029 | 0.32029 | 0.31141 | 159.2767 | 112.5814 | 127.6631 | 80.4608 | 0.11105 | 0.12275 | 0.11456 | 0.12533 | 0.058342 | 0.04718 | 0.048353 | 0.063062 | 42.7302 | 49.3048 | 45.6641 | 32.3824 | 22.4487 | 18.95 | 19.2728 | 16.2939
4 | 26 | 9 | 2010.2431 | 2061.9808 | 2105.5434 | 2101.9236 | 80 | 63 | 0 | 0 | 0 | 0 | 0 | 0 | 0 | 0 | 0 | 0 | 1723.7725 | 1858.8866 | 2032.8209 | 2169.5894 | 0 | 0 | 0 | 0 | -4.3049 | -31.2571 | -32.7877 | -72.6581 | -5.8611 | -22.7484 | -29.0516 | -35.7916 | 216.6367 | 194.0997 | 134.5618 | 40.784 | 0.39087 | 0 | 0.0068178 | 0 | 84.677 | 0 | 0.91742 | 0 | 0.11571 | 0.12298 | 0.11416 | 0.12107 | 0.064318 | 0.050891 | 0.049446 | 0.062023 | 25.068 | 23.8703 | 15.3621 | 4.9378 | 13.9336 | 9.8779 | 6.6535 | 2.5295
4 | 26 | 10 | 2070.5837 | 2125.9272 | 2172.8262 | 2170.4658 | 80 | 63 | 0 | 0 | 0 | 0 | 0 | 0 | 0 | 0 | 0 | 0 | 1818.4372 | 1988.5585 | 2212.0127 | 2388.0563 | 0 | 0 | 0 | 0 | -9.4473 | -65.9079 | -46.6861 | -76.5866 | -9.8768 | -34.684 | -36.0673 | -39.0106 | 191.4706 | 174.9607 | 43.5669 | -101.9933 | 0.39163 | 0 | 0 | 0 | 74.9849 | 0 | 0 | 0 | 0.11232 | 0.12654 | 0.11406 | 0.12113 | 0.060544 | 0.050042 | 0.050721 | 0.062006 | 21.5054 | 22.139 | 4.9691 | -12.3548 | 11.5925 | 8.7553 | 2.2098 | -6.3242
4 | 26 | 11 | 2101.9721 | 2159.5288 | 2207.4715 | 2203.8758 | 80 | 63 | 0 | 0 | 0 | 0 | 0 | 0 | 0 | 0 | 0 | 0 | 1869.7427 | 2066.0252 | 2321.6133 | 2522.7167 | 0 | 0 | 0 | 0 | -10.9153 | -69.038 | -68.8432 | -79.0744 | -13.1748 | -38.7419 | -37.9171 | -39.554 | 176.3195 | 138.2835 | -7.3815 | -200.2125 | 0.38888 | 0 | 0 | 0 | 68.5675 | 0 | 0 | 0 | 0.11205 | 0.12684 | 0.11379 | 0.12149 | 0.060811 | 0.051065 | 0.052274 | 0.064997 | 19.7572 | 17.5405 | -0.83997 | -24.3233 | 10.7221 | 7.0614 | -0.38586 | -13.0132
4 | 26 | 12 | 2139.3132 | 2200.2448 | 2250.8047 | 2247.556 | 80 | 63 | 0 | 0 | 0 | 0 | 0 | 0 | 0 | 0 | 0 | 0 | 1864.9385 | 2080.5705 | 2346.0896 | 2558.8645 | 0 | 0 | 0 | 0 | -11.7136 | -71.0754 | -84.5742 | -78.4253 | -12.5616 | -36.5834 | -39.1928 | -40 | 218.65 | 164.3331 | 28.482 | -192.8832 | 0.38632 | 0 | 0 | 0 | 84.4682 | 0 | 0 | 0 | 0.11219 | 0.12694 | 0.11339 | 0.12149 | 0.061141 | 0.050734 | 0.053282 | 0.064997 | 24.5297 | 20.8599 | 3.2295 | -23.4329 | 13.3685 | 8.3372 | 1.5176 | -12.5368
4 | 26 | 13 | 2152.4078 | 2218.2918 | 2274.0192 | 2274.4755 | 80 | 63 | 0 | 0 | 0 | 0 | 0 | 0 | 0 | 0 | 0 | 0 | 1830.5557 | 2044.643 | 2300.7987 | 2508.8385 | 0 | 0 | 0 | 0 | -10.9243 | -69.3449 | -82.8083 | -83.1347 | -7.0508 | -38.8419 | -39.3898 | -40 | 259.8272 | 218.8356 | 95.4186 | -111.2283 | 0.38495 | 0 | 0 | 0 | 100.021 | 0 | 0 | 0 | 0.11369 | 0.12317 | 0.11402 | 0.12101 | 0.062322 | 0.05119 | 0.051194 | 0.062258 | 29.5393 | 26.9542 | 10.8801 | -13.4603 | 16.1929 | 11.2022 | 4.8849 | -6.9248
4 | 26 | 14 | 2159.1797 | 2229.1157 | 2289.4982 | 2293.9128 | 80 | 63 | 0 | 0 | 0 | 0 | 0 | 0 | 0 | 0 | 0 | 0 | 1795.4698 | 2011.2619 | 2259.0246 | 2463.6838 | 0 | 0 | 0 | 0 | -10.4083 | -69.3158 | -76.9831 | -64.6521 | -7.2574 | -39.298 | -39.339 | -40 | 301.3756 | 263.4677 | 146.7957 | -65.119 | 0.38305 | 0 | 0 | 0 | 115.4409 | 0 | 0 | 0 | 0.11222 | 0.12321 | 0.11389 | 0.12103 | 0.060537 | 0.049956 | 0.049493 | 0.062434 | 33.82 | 32.4608 | 16.719 | -7.8815 | 18.2444 | 13.1619 | 7.2654 | -4.0656
4 | 26 | 15 | 2155.3156 | 2229.0487 | 2293.6686 | 2301.6496 | 80 | 63 | 0 | 0 | 0 | 0 | 0 | 0 | 0 | 0 | 0 | 0 | 1704.6824 | 1896.1685 | 2114.9354 | 2297.7059 | 0 | 0 | 0 | 0 | -7.112 | -66.2587 | -66.9421 | -59.8055 | -5.1433 | -38.011 | -38.5994 | -39.8698 | 382.8885 | 374.1499 | 284.2747 | 103.619 | 0.38528 | 0 | 0 | 0 | 147.5203 | 0 | 0 | 0 | 0.11215 | 0.12394 | 0.11389 | 0.12292 | 0.059854 | 0.049789 | 0.047979 | 0.05792 | 42.9423 | 46.3726 | 32.3755 | 12.7367 | 22.9176 | 18.6285 | 13.6393 | 6.0016
4 | 26 | 16 | 2125.7909 | 2206.4998 | 2279.3428 | 2295.0225 | 80 | 63 | 0 | 0 | 0 | 0 | 0 | 0 | 0 | 0 | 0 | 0 | 1548.4325 | 1697.174 | 1880.1558 | 2032.8877 | 0 | 0 | 0 | 0 | -2.0339 | -35.3781 | -11.1293 | -37.5979 | -4.7475 | -33.8921 | -35.3471 | -39.5832 | 504.1399 | 515.596 | 445.6635 | 339.3159 | 0.41156 | 0 | 0.007326 | 0 | 207.4819 | 0 | 3.2649 | 0 | 0.10925 | 0.12445 | 0.1138 | 0.12245 | 0.05625 | 0.048813 | 0.046652 | 0.053064 | 55.0766 | 64.164 | 50.7152 | 41.5502 | 28.3578 | 25.1676 | 20.791 | 18.0054
4 | 26 | 17 | 2085.3698 | 2172.8385 | 2253.597 | 2276.7596 | 80 | 63 | 0 | 0 | 0 | 0 | 0 | 0 | 0 | 0 | 0 | 0 | 1200.9752 | 1267.0691 | 1390.24 | 1492.9693 | 0 | 0 | 0 | 0 | -3.1817 | -4.2316 | -1.6868 | 23.3919 | -4.0958 | -6.4193 | -12.5458 | -14.205 | 811.672 | 853.4204 | 877.5896 | 774.6034 | 0.40997 | 0.23762 | 0.31375 | 0.26988 | 332.7631 | 202.7896 | 275.3402 | 209.0537 | 0.10575 | 0.12367 | 0.11274 | 0.119 | 0.052658 | 0.047039 | 0.044242 | 0.045213 | 85.8317 | 105.5415 | 98.9364 | 92.1749 | 42.7412 | 40.1444 | 38.8263 | 35.0218
4 | 26 | 18 | 2035.9313 | 2130.1129 | 2218.9291 | 2250.0256 | 80 | 63 | 0 | 0 | 0 | 0 | 0 | 0 | 0 | 0 | 0 | 0 | 688.4219 | 662.5058 | 715.141 | 758.1016 | 0 | 0 | 0 | 0 | -2.5103 | -9.9757 | -5.1369 | 8.3 | 1.7349 | -2.848 | -3.5042 | -0.069271 | 1268.2849 | 1417.4307 | 1512.4292 | 1483.6933 | 0.41329 | 0.42469 | 0.41897 | 0.40593 | 524.1662 | 601.9728 | 633.6578 | 602.273 | 0.10253 | 0.12175 | 0.11216 | 0.11831 | 0.049696 | 0.043205 | 0.043128 | 0.043593 | 130.0378 | 172.5679 | 169.6338 | 175.5309 | 63.0282 | 61.2405 | 65.2281 | 64.6785
4 | 26 | 19 | 2078.8632 | 2179.1188 | 2274.2568 | 2309.5589 | 80 | 63 | 0 | 0 | 0 | 0 | 0 | 0 | 0 | 0 | 0 | 0 | 246.6294 | 189.2413 | 222.9138 | 243.1636 | 0 | 0 | 0 | 0 | 2.5194 | 22.672 | 52.0807 | 40.9518 | 4.9706 | 14.6476 | 12.1127 | 35.9636 | 1744.7438 | 1889.5579 | 1987.1496 | 1989.4799 | 0.4157 | 0.42239 | 0.41303 | 0.40197 | 725.2837 | 798.1268 | 820.7466 | 799.7013 | 0.10214 | 0.12222 | 0.11296 | 0.11858 | 0.049087 | 0.043917 | 0.044307 | 0.044107 | 178.2147 | 230.9412 | 224.4625 | 235.9096 | 85.6438 | 82.9835 | 88.0452 | 87.7491
4 | 26 | 20 | 2189.5819 | 2299.6158 | 2404.4197 | 2445.0041 | 80 | 63 | 0 | 0 | 0 | 0 | 0 | 0 | 0 | 0 | 0 | 0 | 253.0686 | 193.7024 | 232.9651 | 249.7012 | 0 | 0 | 0 | 0 | 9.2189 | 30.3613 | 36.6047 | 77.3505 | 9.4503 | 24.3087 | 31.1633 | 38.6272 | 1837.8441 | 1988.2434 | 2103.6866 | 2079.3252 | 0.42087 | 0.43174 | 0.42154 | 0.40469 | 773.5025 | 858.4107 | 886.7797 | 841.4747 | 0.10224 | 0.1222 | 0.11293 | 0.11859 | 0.049112 | 0.043933 | 0.044334 | 0.044056 | 187.9076 | 242.9707 | 237.5798 | 246.5833 | 90.2601 | 87.3494 | 93.2653 | 91.6057
4 | 26 | 21 | 2080.9913 | 2187.0634 | 2287.9503 | 2327.1102 | 80 | 63 | 0 | 0 | 0 | 0 | 0 | 0 | 0 | 0 | 0 | 0 | 252.9192 | 195.0577 | 234.5462 | 250.1899 | 0 | 0 | 0 | 0 | 10.5288 | 42.8222 | 8.2648 | 29.5536 | 4.879 | 13.4188 | 25.0981 | 39.304 | 1732.6642 | 1872.7647 | 2020.0412 | 2008.0627 | 0.41808 | 0.42369 | 0.41303 | 0.4036 | 724.3941 | 793.4682 | 834.3456 | 810.4627 | 0.10181 | 0.12224 | 0.11296 | 0.11847 | 0.049011 | 0.043613 | 0.04411 | 0.043849 | 176.3991 | 228.9347 | 228.1814 | 237.9041 | 84.92 | 81.6769 | 89.1042 | 88.0509
4 | 26 | 22 | 1894.242 | 1992.9437 | 2087.0904 | 2124.5559 | 80 | 63 | 0 | 0 | 0 | 0 | 0 | 0 | 0 | 0 | 0 | 0 | 250.9182 | 196.4712 | 234.1836 | 251.1669 | 0 | 0 | 0 | 0 | 8.7923 | 22.3164 | 17.5303 | 36.7086 | 3.9246 | 20.1674 | 22.3665 | 39.0313 | 1550.6069 | 1690.9886 | 1813.01 | 1797.6491 | 0.41431 | 0.4215 | 0.41126 | 0.40084 | 642.4286 | 712.7491 | 745.6147 | 720.5663 | 0.10193 | 0.12204 | 0.1124 | 0.11843 | 0.049173 | 0.043315 | 0.043705 | 0.043791 | 158.0601 | 206.3634 | 203.7782 | 212.8916 | 76.2481 | 73.2454 | 79.2373 | 78.7213
4 | 26 | 23 | 1697.6555 | 1787.0407 | 1872.3367 | 1906.5354 | 80 | 63 | 0 | 0 | 0 | 0 | 0 | 0 | 0 | 0 | 0 | 0 | 241 | 189.4332 | 225.0196 | 241.9445 | 0 | 0 | 0 | 0 | 5.3518 | 27.2962 | 59.3261 | 27.4657 | 3.6801 | 14.4334 | 14.1955 | 35.7598 | 1367.6237 | 1492.8779 | 1573.7955 | 1601.3654 | 0.41263 | 0.42045 | 0.41146 | 0.39726 | 564.3283 | 627.6853 | 647.547 | 636.1591 | 0.10258 | 0.12177 | 0.1122 | 0.11826 | 0.049826 | 0.043209 | 0.043549 | 0.043564 | 140.2901 | 181.7903 | 176.5759 | 189.3782 | 68.1428 | 64.5065 | 68.538 | 69.7622
4 | 26 | 24 | 1593.7741 | 1671.4023 | 1744.09 | 1769.5961 | 80 | 63 | 0 | 0 | 0 | 0 | 0 | 0 | 0 | 0 | 0 | 0 | 232.3122 | 185.5341 | 218.1837 | 235.3512 | 0 | 0 | 0 | 0 | 6.4303 | 11.6098 | 22.4901 | 23.8517 | 1.856 | 27.1523 | 22.9452 | 26.0041 | 1273.1756 | 1384.106 | 1480.471 | 1484.3891 | 0.41183 | 0.4219 | 0.41161 | 0.39624 | 524.3264 | 583.9502 | 609.3735 | 588.1757 | 0.10329 | 0.1216 | 0.1122 | 0.11814 | 0.050608 | 0.043132 | 0.043439 | 0.043334 | 131.5113 | 168.3082 | 166.1065 | 175.3686 | 64.4332 | 59.699 | 64.3107 | 64.3252
4 | 27 | 1 | 1529.0894 | 1595.3997 | 1655.5123 | 1671.3579 | 80 | 63 | 0 | 0 | 0 | 0 | 0 | 0 | 0 | 0 | 0 | 0 | 205.7744 | 162.514 | 190.6623 | 207.8828 | 0 | 0 | 0 | 0 | 3.1402 | 23.0713 | 19.8138 | 22.8388 | 1.7206 | 20.6643 | 24.8656 | 13.1437 | 1238.4544 | 1326.1501 | 1420.1706 | 1427.4925 | 0.4113 | 0.42149 | 0.41495 | 0.39673 | 509.3759 | 558.959 | 589.2992 | 566.335 | 0.10289 | 0.12162 | 0.11217 | 0.11811 | 0.05005 | 0.043062 | 0.043445 | 0.043342 | 127.4191 | 161.2826 | 159.3015 | 168.5996 | 61.9852 | 57.1064 | 61.6988 | 61.8706
4 | 27 | 2 | 1456.018 | 1511.6108 | 1560.2944 | 1568.1085 | 80 | 63 | 0 | 0 | 0 | 0 | 0 | 0 | 0 | 0 | 0 | 0 | 174.9252 | 131.4568 | 153.0799 | 174.2567 | 0 | 0 | 0 | 0 | 0.75634 | 14.4506 | 24.9126 | 7.9703 | 2.1866 | 19.5257 | 11.6543 | 4.8112 | 1198.1499 | 1283.1777 | 1370.6477 | 1381.0703 | 0.41115 | 0.42158 | 0.41337 | 0.39654 | 492.6193 | 540.9574 | 566.5783 | 547.6438 | 0.10273 | 0.12163 | 0.11215 | 0.11812 | 0.049822 | 0.043108 | 0.043416 | 0.0432 | 123.0878 | 156.0736 | 153.7159 | 163.1377 | 59.694 | 55.3158 | 59.5086 | 59.6625
4 | 27 | 3 | 1430.181 | 1477.8752 | 1517.9265 | 1519.0801 | 80 | 63 | 0 | 0 | 0 | 0 | 0 | 0 | 0 | 0 | 0 | 0 | 151.6716 | 106.9131 | 122.0103 | 149.4332 | 0 | 0 | 0 | 0 | -1.081 | 39.5635 | 21.4971 | 0.5622 | 5.0847 | 21.4738 | 19.0781 | 6.2701 | 1194.5057 | 1246.9248 | 1355.341 | 1362.8146 | 0.41121 | 0.42135 | 0.41593 | 0.39646 | 491.1882 | 525.3864 | 563.7229 | 540.3051 | 0.10263 | 0.12165 | 0.11206 | 0.11814 | 0.049721 | 0.043021 | 0.043228 | 0.04315 | 122.5933 | 151.6934 | 151.8847 | 161.0091 | 59.392 | 53.6442 | 58.5887 | 58.8059
4 | 27 | 4 | 1483.8634 | 1527.9496 | 1563.3814 | 1559.3715 | 80 | 63 | 0 | 0 | 0 | 0 | 0 | 0 | 0 | 0 | 0 | 0 | 126.0017 | 86.7346 | 97.4363 | 123.5916 | 0 | 0 | 0 | 0 | 2.3871 | 37.2385 | 15.9998 | -0.14417 | 3.2188 | 21.7266 | 19.5279 | 10.3758 | 1272.2558 | 1319.2499 | 1430.4174 | 1425.5483 | 0.41164 | 0.4221 | 0.41529 | 0.39674 | 523.7075 | 556.8494 | 594.0362 | 565.5664 | 0.10237 | 0.12164 | 0.11204 | 0.11814 | 0.049444 | 0.04308 | 0.043283 | 0.043171 | 130.2406 | 160.4735 | 160.2622 | 168.4115 | 62.9048 | 56.8339 | 61.9123 | 61.542
4 | 27 | 5 | 1589.666 | 1630.4563 | 1661.123 | 1650.6345 | 80 | 63 | 0 | 0 | 0 | 0 | 0 | 0 | 0 | 0 | 0 | 0 | 109.8481 | 71.1585 | 77.0318 | 107.2486 | 0 | 0 | 0 | 0 | 7.0788 | 53.1477 | 39.6057 | 3.8873 | 4.3664 | 22.6827 | 28.8047 | 16.0468 | 1388.3727 | 1420.4674 | 1515.6808 | 1523.4518 | 0.41274 | 0.42228 | 0.41522 | 0.39874 | 573.0357 | 599.8372 | 629.3449 | 607.468 | 0.10209 | 0.12172 | 0.11201 | 0.11811 | 0.049196 | 0.043238 | 0.04346 | 0.043327 | 141.739 | 172.9032 | 169.7691 | 179.9402 | 68.3024 | 61.4186 | 65.8716 | 66.0071
4 | 27 | 6 | 1702.8443 | 1742.585 | 1771.2279 | 1756.7469 | 80 | 63 | 0 | 0 | 0 | 0 | 0 | 0 | 0 | 0 | 0 | 0 | 287.6647 | 253.2872 | 253.4899 | 287.8218 | 0 | 0 | 0 | 0 | 5.931 | 47.1002 | 31.0595 | 32.0238 | 4.2007 | 17.9829 | 27.0719 | 20.518 | 1325.048 | 1361.2147 | 1459.6067 | 1416.3834 | 0.41319 | 0.42246 | 0.41499 | 0.39779 | 547.498 | 575.0603 | 605.7229 | 563.4299 | 0.10208 | 0.12177 | 0.11203 | 0.11818 | 0.049266 | 0.043392 | 0.043591 | 0.043444 | 135.2619 | 165.7609 | 163.5208 | 167.393 | 65.2792 | 59.0655 | 63.6255 | 61.5327
4 | 27 | 7 | 1870.4653 | 1912.9535 | 1943.988 | 1928.8 | 80 | 63 | 0 | 0 | 0 | 0 | 0 | 0 | 0 | 0 | 0 | 0 | 827.8273 | 807.6352 | 813.9462 | 856.4799 | 0 | 0 | 0 | 0 | -5.4364 | 2.3715 | -3.4803 | -1.0178 | 2.9356 | -1.2258 | -2.5875 | -4.6848 | 965.1388 | 1041.1725 | 1136.1097 | 1078.0227 | 0.41464 | 0.33736 | 0.33191 | 0.39149 | 400.1872 | 351.248 | 377.0811 | 422.0306 | 0.10461 | 0.12273 | 0.11249 | 0.11924 | 0.05158 | 0.044722 | 0.04369 | 0.0457 | 100.9664 | 127.7801 | 127.7968 | 128.5482 | 49.7817 | 46.5636 | 49.6369 | 49.2659
4 | 27 | 8 | 1956.8005 | 2003.1302 | 2039.416 | 2028.8174 | 80 | 63 | 0 | 0 | 0 | 0 | 0 | 0 | 0 | 0 | 0 | 0 | 1287.2193 | 1341.9641 | 1418.9782 | 1517.7362 | 0 | 0 | 0 | 0 | -5.3838 | -27.0802 | -26.7291 | 35.6485 | -2.4935 | -9.7602 | -15.9465 | -28.3647 | 597.4585 | 635.0065 | 663.1133 | 503.7974 | 0.41395 | 0.28029 | 0.32029 | 0.31141 | 247.3155 | 177.9882 | 212.3873 | 156.8869 | 0.11105 | 0.12275 | 0.11456 | 0.12533 | 0.058342 | 0.04718 | 0.048353 | 0.063062 | 66.349 | 77.9497 | 75.9693 | 63.1411 | 34.857 | 29.9594 | 32.0632 | 31.7707
4 | 27 | 9 | 2045.7149 | 2099.5307 | 2145.1131 | 2142.4121 | 80 | 63 | 0 | 0 | 0 | 0 | 0 | 0 | 0 | 0 | 0 | 0 | 1581.9482 | 1712.369 | 1862.3541 | 2017.2874 | 0 | 0 | 0 | 0 | -4.3049 | -31.2571 | -32.7877 | -72.6581 | -5.8611 | -22.7484 | -29.0516 | -35.7916 | 393.9327 | 378.1672 | 344.5984 | 233.5744 | 0.39087 | 0 | 0.0068178 | 0 | 153.9769 | 0 | 2.3494 | 0 | 0.11571 | 0.12298 | 0.11416 | 0.12107 | 0.064318 | 0.050891 | 0.049446 | 0.062023 | 45.5837 | 46.5068 | 39.3406 | 28.2796 | 25.3368 | 19.2452 | 17.0389 | 14.4869
4 | 27 | 10 | 2134.321 | 2193.3985 | 2243.9267 | 2243.2173 | 80 | 63 | 0 | 0 | 0 | 0 | 0 | 0 | 0 | 0 | 0 | 0 | 1766.7021 | 1953.4005 | 2153.9612 | 2349.2014 | 0 | 0 | 0 | 0 | -9.4473 | -65.9079 | -46.6861 | -76.5866 | -9.8768 | -34.684 | -36.0673 | -39.0106 | 306.9429 | 277.59 | 172.7189 | 9.6131 | 0.39163 | 0 | 0 | 0 | 120.2068 | 0 | 0 | 0 | 0.11232 | 0.12654 | 0.11406 | 0.12113 | 0.060544 | 0.050042 | 0.050721 | 0.062006 | 34.475 | 35.1253 | 19.6998 | 1.1645 | 18.5836 | 13.8911 | 8.7605 | 0.59608
4 | 27 | 11 | 2195.3042 | 2258.3287 | 2311.5858 | 2310.4076 | 80 | 63 | 0 | 0 | 0 | 0 | 0 | 0 | 0 | 0 | 0 | 0 | 1807.6817 | 2022.2004 | 2248.4589 | 2468.4576 | 0 | 0 | 0 | 0 | -10.9153 | -69.038 | -68.8432 | -79.0744 | -13.1748 | -38.7419 | -37.9171 | -39.554 | 331.7125 | 280.9083 | 169.8871 | -39.4216 | 0.38888 | 0 | 0 | 0 | 128.9971 | 0 | 0 | 0 | 0.11205 | 0.12684 | 0.11379 | 0.12149 | 0.060811 | 0.051065 | 0.052274 | 0.064997 | 37.1695 | 35.6317 | 19.332 | -4.7892 | 20.1717 | 14.3445 | 8.8806 | -2.5623
4 | 27 | 12 | 2235.0241 | 2301.5629 | 2357.5726 | 2356.803 | 80 | 63 | 0 | 0 | 0 | 0 | 0 | 0 | 0 | 0 | 0 | 0 | 1832.988 | 2070.1759 | 2313.3482 | 2544.0825 | 0 | 0 | 0 | 0 | -11.7136 | -71.0754 | -84.5742 | -78.4253 | -12.5616 | -36.5834 | -39.1928 | -40 | 346.3112 | 276.0458 | 167.9913 | -68.8542 | 0.38632 | 0 | 0 | 0 | 133.7859 | 0 | 0 | 0 | 0.11219 | 0.12694 | 0.11339 | 0.12149 | 0.061141 | 0.050734 | 0.053282 | 0.064997 | 38.8517 | 35.0404 | 19.0478 | -8.3649 | 21.1739 | 14.0048 | 8.951 | -4.4753
4 | 27 | 13 | 2284.9197 | 2358.567 | 2421.8396 | 2425.7283 | 80 | 63 | 0 | 0 | 0 | 0 | 0 | 0 | 0 | 0 | 0 | 0 | 1832.5815 | 2074.5877 | 2319.551 | 2547.3903 | 0 | 0 | 0 | 0 | -10.9243 | -69.3449 | -82.8083 | -83.1347 | -7.0508 | -38.8419 | -39.3898 | -40 | 390.3132 | 329.1661 | 224.4867 | 1.4727 | 0.38495 | 0 | 0 | 0 | 150.2519 | 0 | 0 | 0 | 0.11369 | 0.12317 | 0.11402 | 0.12101 | 0.062322 | 0.05119 | 0.051194 | 0.062258 | 44.3741 | 40.5438 | 25.597 | 0.17821 | 24.3251 | 16.85 | 11.4924 | 0.091685
4 | 27 | 14 | 2311.4914 | 2390.3508 | 2459.4059 | 2467.7657 | 80 | 63 | 0 | 0 | 0 | 0 | 0 | 0 | 0 | 0 | 0 | 0 | 1787.3073 | 2019.2726 | 2252.8365 | 2467.096 | 0 | 0 | 0 | 0 | -10.4083 | -69.3158 | -76.9831 | -64.6521 | -7.2574 | -39.298 | -39.339 | -40 | 461.8498 | 416.692 | 322.8914 | 105.3217 | 0.38305 | 0 | 0 | 0 | 176.9101 | 0 | 0 | 0 | 0.11222 | 0.12321 | 0.11389 | 0.12103 | 0.060537 | 0.049956 | 0.049493 | 0.062434 | 51.8282 | 51.3389 | 36.775 | 12.7473 | 27.959 | 20.8164 | 15.9809 | 6.5757
4 | 27 | 15 | 2317.912 | 2401.171 | 2475.0492 | 2487.2418 | 80 | 63 | 0 | 0 | 0 | 0 | 0 | 0 | 0 | 0 | 0 | 0 | 1699.1056 | 1907.7893 | 2117.7401 | 2308.8552 | 0 | 0 | 0 | 0 | -7.112 | -66.2587 | -66.9421 | -59.8055 | -5.1433 | -38.011 | -38.5994 | -39.8698 | 551.0617 | 534.6514 | 462.8504 | 278.0618 | 0.38528 | 0 | 0 | 0 | 212.3146 | 0 | 0 | 0 | 0.11215 | 0.12394 | 0.11389 | 0.12292 | 0.059854 | 0.049789 | 0.047979 | 0.05792 | 61.8035 | 66.2654 | 52.7132 | 34.1789 | 32.9835 | 26.6196 | 22.2072 | 16.1054
4 | 27 | 16 | 2296.993 | 2387.7318 | 2470.3231 | 2490.4373 | 80 | 63 | 0 | 0 | 0 | 0 | 0 | 0 | 0 | 0 | 0 | 0 | 1502.5111 | 1667.1856 | 1834.1547 | 1986.4593 | 0 | 0 | 0 | 0 | -2.0339 | -35.3781 | -11.1293 | -37.5979 | -4.7475 | -33.8921 | -35.3471 | -39.5832 | 721.2633 | 726.8164 | 682.6449 | 581.1592 | 0.41156 | 0 | 0.007326 | 0 | 296.8403 | 0 | 5.001 | 0 | 0.10925 | 0.12445 | 0.1138 | 0.12245 | 0.05625 | 0.048813 | 0.046652 | 0.053064 | 78.797 | 90.4495 | 77.683 | 71.1647 | 40.5709 | 35.4778 | 31.8467 | 30.8384
4 | 27 | 17 | 2237.2617 | 2333.6291 | 2423.0364 | 2450.1333 | 80 | 63 | 0 | 0 | 0 | 0 | 0 | 0 | 0 | 0 | 0 | 0 | 1127.1859 | 1222.7306 | 1324.7704 | 1421.169 | 0 | 0 | 0 | 0 | -3.1817 | -4.2316 | -1.6868 | 23.3919 | -4.0958 | -6.4193 | -12.5458 | -14.205 | 1037.3533 | 1058.5495 | 1112.4986 | 1019.7774 | 0.40997 | 0.23762 | 0.31375 | 0.26988 | 425.2862 | 251.5323 | 349.042 | 275.2224 | 0.10575 | 0.12367 | 0.11274 | 0.119 | 0.052658 | 0.047039 | 0.044242 | 0.045213 | 109.6968 | 130.9096 | 125.4193 | 121.3496 | 54.6252 | 49.7936 | 49.2192 | 46.1068
4 | 27 | 18 | 2167.6736 | 2269.5734 | 2365.8911 | 2400.4 | 80 | 63 | 0 | 0 | 0 | 0 | 0 | 0 | 0 | 0 | 0 | 0 | 429.4198 | 441.3874 | 471.9973 | 505.2146 | 0 | 0 | 0 | 0 | -2.5103 | -9.9757 | -5.1369 | 8.3 | 1.7349 | -2.848 | -3.5042 | -0.069271 | 1659.0292 | 1778.0096 | 1902.5348 | 1886.9546 | 0.41329 | 0.42469 | 0.41897 | 0.40593 | 685.6559 | 755.1082 | 797.0991 | 765.9681 | 0.10253 | 0.12175 | 0.11216 | 0.11831 | 0.049696 | 0.043205 | 0.043128 | 0.043593 | 170.1009 | 216.4673 | 213.3879 | 223.2395 | 82.4464 | 76.8194 | 82.0526 | 82.2578
4 | 27 | 19 | 2164.849 | 2270.1422 | 2370.1762 | 2407.7056 | 80 | 63 | 0 | 0 | 0 | 0 | 0 | 0 | 0 | 0 | 0 | 0 | 176.2541 | 148.2706 | 168.5263 | 181.0831 | 0 | 0 | 0 | 0 | 2.5194 | 22.672 | 52.0807 | 40.9518 | 4.9706 | 14.6476 | 12.1127 | 35.9636 | 1901.1049 | 2021.5519 | 2137.4564 | 2149.7071 | 0.4157 | 0.42239 | 0.41303 | 0.40197 | 790.2824 | 853.8795 | 882.8274 | 864.107 | 0.10214 | 0.12222 | 0.11296 | 0.11858 | 0.049087 | 0.043917 | 0.044307 | 0.044107 | 194.1861 | 247.0735 | 241.4407 | 254.9091 | 93.319 | 88.7802 | 94.7049 | 94.8161
4 | 27 | 20 | 2234.6387 | 2347.3124 | 2454.6818 | 2496.4333 | 80 | 63 | 0 | 0 | 0 | 0 | 0 | 0 | 0 | 0 | 0 | 0 | 203.8006 | 176.4359 | 198.8791 | 213.8132 | 0 | 0 | 0 | 0 | 9.2189 | 30.3613 | 36.6047 | 77.3505 | 9.4503 | 24.3087 | 31.1633 | 38.6272 | 1932.1689 | 2053.2064 | 2188.0347 | 2166.6423 | 0.42087 | 0.43174 | 0.42154 | 0.40469 | 813.2015 | 886.458 | 922.3355 | 876.8107 | 0.10224 | 0.1222 | 0.11293 | 0.11859 | 0.049112 | 0.043933 | 0.044334 | 0.044056 | 197.5517 | 250.9094 | 247.1056 | 256.938 | 94.8925 | 90.2035 | 97.0048 | 95.4525
4 | 27 | 21 | 2150.2557 | 2260.3857 | 2365.2165 | 2406.1706 | 80 | 63 | 0 | 0 | 0 | 0 | 0 | 0 | 0 | 0 | 0 | 0 | 210.9868 | 185.2229 | 205.8614 | 223.5587 | 0 | 0 | 0 | 0 | 10.5288 | 42.8222 | 8.2648 | 29.5536 | 4.879 | 13.4188 | 25.0981 | 39.304 | 1843.861 | 1955.9217 | 2125.9922 | 2113.7543 | 0.41808 | 0.42369 | 0.41303 | 0.4036 | 770.8834 | 828.7009 | 878.1069 | 853.1203 | 0.10181 | 0.12224 | 0.11296 | 0.11847 | 0.049011 | 0.043613 | 0.04411 | 0.043849 | 187.7199 | 239.1001 | 240.1495 | 250.4258 | 90.3699 | 85.3036 | 93.7777 | 92.6853
4 | 27 | 22 | 1978.2688 | 2081.8933 | 2180.8245 | 2220.4665 | 80 | 63 | 0 | 0 | 0 | 0 | 0 | 0 | 0 | 0 | 0 | 0 | 184.4511 | 159.4098 | 178.5885 | 193.7543 | 0 | 0 | 0 | 0 | 8.7923 | 22.3164 | 17.5303 | 36.7086 | 3.9246 | 20.1674 | 22.3665 | 39.0313 | 1701.1009 | 1816.9996 | 1962.3393 | 1950.9723 | 0.41431 | 0.4215 | 0.41126 | 0.40084 | 704.7795 | 765.8625 | 807.0276 | 782.0241 | 0.10193 | 0.12204 | 0.1124 | 0.11843 | 0.049173 | 0.043315 | 0.043705 | 0.043791 | 173.4007 | 221.7414 | 220.5624 | 231.0493 | 83.6484 | 78.7035 | 85.7637 | 85.4355
4 | 27 | 23 | 1805.1903 | 1900.8754 | 1992.2945 | 2029.2786 | 80 | 63 | 0 | 0 | 0 | 0 | 0 | 0 | 0 | 0 | 0 | 0 | 140.6923 | 117.4927 | 133.1267 | 145.3022 | 0 | 0 | 0 | 0 | 5.3518 | 27.2962 | 59.3261 | 27.4657 | 3.6801 | 14.4334 | 14.1955 | 35.7598 | 1575.4661 | 1678.6531 | 1785.6462 | 1820.751 | 0.41263 | 0.42045 | 0.41146 | 0.39726 | 650.0911 | 705.7951 | 734.7142 | 723.3123 | 0.10258 | 0.12177 | 0.1122 | 0.11826 | 0.049826 | 0.043209 | 0.043549 | 0.043564 | 161.6104 | 204.4124 | 200.345 | 215.3228 | 78.4986 | 72.5338 | 77.764 | 79.3195
4 | 27 | 24 | 1650.0951 | 1731.0229 | 1806.9176 | 1833.8826 | 80 | 63 | 0 | 0 | 0 | 0 | 0 | 0 | 0 | 0 | 0 | 0 | 110.7659 | 92.0366 | 102.6408 | 114.6408 | 0 | 0 | 0 | 0 | 6.4303 | 11.6098 | 22.4901 | 23.8517 | 1.856 | 27.1523 | 22.9452 | 26.0041 | 1451.0429 | 1537.2242 | 1658.8415 | 1669.386 | 0.41183 | 0.4219 | 0.41161 | 0.39624 | 597.5767 | 648.5503 | 682.7922 | 661.479 | 0.10329 | 0.1216 | 0.1122 | 0.11814 | 0.050608 | 0.043132 | 0.043439 | 0.043334 | 149.8839 | 186.9274 | 186.1194 | 197.2245 | 73.4347 | 66.3033 | 72.059 | 72.3419
4 | 28 | 1 | 1537.8349 | 1604.6576 | 1665.2682 | 1681.3402 | 80 | 63 | 0 | 0 | 0 | 0 | 0 | 0 | 0 | 0 | 0 | 0 | 94.8437 | 76.6114 | 85.2279 | 97.2279 | 0 | 0 | 0 | 0 | 3.1402 | 23.0713 | 19.8138 | 22.8388 | 1.7206 | 20.6643 | 24.8656 | 13.1437 | 1358.1305 | 1421.3106 | 1535.3608 | 1548.1298 | 0.4113 | 0.42149 | 0.41495 | 0.39673 | 558.5987 | 599.0682 | 637.0974 | 614.1959 | 0.10289 | 0.12162 | 0.11217 | 0.11811 | 0.05005 | 0.043062 | 0.043445 | 0.043342 | 139.732 | 172.8557 | 172.2224 | 182.848 | 67.9751 | 61.2042 | 66.7032 | 67.0993
4 | 28 | 2 | 1478.5464 | 1535.4591 | 1585.4255 | 1593.8231 | 80 | 63 | 0 | 0 | 0 | 0 | 0 | 0 | 0 | 0 | 0 | 0 | 100.2315 | 75.1861 | 86.3998 | 98.3998 | 0 | 0 | 0 | 0 | 0.75634 | 14.4506 | 24.9126 | 7.9703 | 2.1866 | 19.5257 | 11.6543 | 4.8112 | 1295.372 | 1363.2968 | 1462.4589 | 1482.6418 | 0.41115 | 0.42158 | 0.41337 | 0.39654 | 532.5922 | 574.7337 | 604.5299 | 587.9206 | 0.10273 | 0.12163 | 0.11215 | 0.11812 | 0.049822 | 0.043108 | 0.043416 | 0.0432 | 133.0756 | 165.8185 | 164.0123 | 175.1358 | 64.5378 | 58.7696 | 63.4947 | 64.0504
4 | 28 | 3 | 1441.6551 | 1490.0216 | 1530.7262 | 1532.177 | 80 | 63 | 0 | 0 | 0 | 0 | 0 | 0 | 0 | 0 | 0 | 0 | 121.1742 | 90.694 | 106.2738 | 118.2738 | 0 | 0 | 0 | 0 | -1.081 | 39.5635 | 21.4971 | 0.5622 | 5.0847 | 21.4738 | 19.0781 | 6.2701 | 1236.4771 | 1275.2902 | 1383.8772 | 1407.0709 | 0.41121 | 0.42135 | 0.41593 | 0.39646 | 508.4471 | 537.338 | 575.5919 | 557.851 | 0.10263 | 0.12165 | 0.11206 | 0.11814 | 0.049721 | 0.043021 | 0.043228 | 0.04315 | 126.9009 | 155.1442 | 155.0826 | 166.2377 | 61.4789 | 54.8646 | 59.8222 | 60.7156
4 | 28 | 4 | 1434.6786 | 1475.8833 | 1508.5146 | 1503.2307 | 80 | 63 | 0 | 0 | 0 | 0 | 0 | 0 | 0 | 0 | 0 | 0 | 124.0818 | 93.64 | 109.5939 | 121.6937 | 0 | 0 | 0 | 0 | 2.3871 | 37.2385 | 15.9998 | -0.14417 | 3.2188 | 21.7266 | 19.5279 | 10.3758 | 1224.991 | 1260.2783 | 1363.393 | 1371.3054 | 0.41164 | 0.4221 | 0.41529 | 0.39674 | 504.2516 | 531.9577 | 566.2017 | 544.0463 | 0.10237 | 0.12164 | 0.11204 | 0.11814 | 0.049444 | 0.04308 | 0.043283 | 0.043171 | 125.4021 | 153.3002 | 152.7529 | 162.0034 | 60.5679 | 54.2934 | 59.0113 | 59.2003
4 | 28 | 5 | 1464.5003 | 1497.9577 | 1521.4974 | 1507.7669 | 80 | 63 | 0 | 0 | 0 | 0 | 0 | 0 | 0 | 0 | 0 | 0 | 115.7053 | 87.327 | 100.4274 | 114.4165 | 0 | 0 | 0 | 0 | 7.0788 | 53.1477 | 39.6057 | 3.8873 | 4.3664 | 22.6827 | 28.8047 | 16.0468 | 1257.3498 | 1271.8003 | 1352.6597 | 1373.4162 | 0.41274 | 0.42228 | 0.41522 | 0.39874 | 518.9574 | 537.0578 | 561.6549 | 547.6422 | 0.10209 | 0.12172 | 0.11201 | 0.11811 | 0.049196 | 0.043238 | 0.04346 | 0.043327 | 128.3629 | 154.8071 | 151.5093 | 162.219 | 61.8566 | 54.9905 | 58.7867 | 59.5064
4 | 28 | 6 | 1477.2802 | 1503.8061 | 1519.6053 | 1499.2817 | 80 | 63 | 0 | 0 | 0 | 0 | 0 | 0 | 0 | 0 | 0 | 0 | 291.9806 | 265.2382 | 273.6044 | 292.4946 | 0 | 0 | 0 | 0 | 5.931 | 47.1002 | 31.0595 | 32.0238 | 4.2007 | 17.9829 | 27.0719 | 20.518 | 1095.1679 | 1110.4847 | 1187.8696 | 1154.2453 | 0.41319 | 0.42246 | 0.41499 | 0.39779 | 452.5136 | 469.1366 | 492.9546 | 459.1527 | 0.10208 | 0.12177 | 0.11203 | 0.11818 | 0.049266 | 0.043392 | 0.043591 | 0.043444 | 111.7955 | 135.2284 | 133.0779 | 136.4126 | 53.9541 | 48.1859 | 51.7802 | 50.1445
4 | 28 | 7 | 1569.34 | 1594.1866 | 1608.075 | 1585.0871 | 80 | 63 | 0 | 0 | 0 | 0 | 0 | 0 | 0 | 0 | 0 | 0 | 783.7688 | 770.8437 | 783.274 | 809.9068 | 0 | 0 | 0 | 0 | -5.4364 | 2.3715 | -3.4803 | -1.0178 | 2.9356 | -1.2258 | -2.5875 | -4.6848 | 708.0721 | 759.1972 | 830.8688 | 780.883 | 0.41464 | 0.33736 | 0.33191 | 0.39149 | 293.5965 | 256.1213 | 275.7699 | 305.7046 | 0.10461 | 0.12273 | 0.11249 | 0.11924 | 0.05158 | 0.044722 | 0.04369 | 0.0457 | 74.0738 | 93.1741 | 93.4613 | 93.1159 | 36.5222 | 33.953 | 36.3009 | 35.6865
4 | 28 | 8 | 1699.1229 | 1730.3564 | 1751.97 | 1734.6969 | 80 | 63 | 0 | 0 | 0 | 0 | 0 | 0 | 0 | 0 | 0 | 0 | 1197.978 | 1261.7135 | 1341.6342 | 1419.0873 | 0 | 0 | 0 | 0 | -5.3838 | -27.0802 | -26.7291 | 35.6485 | -2.4935 | -9.7602 | -15.9465 | -28.3647 | 429.0222 | 442.4832 | 453.0114 | 308.3259 | 0.41395 | 0.28029 | 0.32029 | 0.31141 | 177.592 | 124.0252 | 145.0941 | 96.0154 | 0.11105 | 0.12275 | 0.11456 | 0.12533 | 0.058342 | 0.04718 | 0.048353 | 0.063062 | 47.6438 | 54.3166 | 51.8991 | 38.6426 | 25.0301 | 20.8762 | 21.9043 | 19.4438
4 | 28 | 9 | 1810.2859 | 1850.3089 | 1882.4859 | 1873.6868 | 80 | 63 | 0 | 0 | 0 | 0 | 0 | 0 | 0 | 0 | 0 | 0 | 1469.064 | 1603.5472 | 1751.3014 | 1883.9378 | 0 | 0 | 0 | 0 | -4.3049 | -31.2571 | -32.7877 | -72.6581 | -5.8611 | -22.7484 | -29.0516 | -35.7916 | 271.3879 | 237.7671 | 193.0239 | 98.1987 | 0.39087 | 0 | 0.0068178 | 0 | 106.0777 | 0 | 1.316 | 0 | 0.11571 | 0.12298 | 0.11416 | 0.12107 | 0.064318 | 0.050891 | 0.049446 | 0.062023 | 31.4035 | 29.2405 | 22.0363 | 11.8892 | 17.455 | 12.1002 | 9.5442 | 6.0906
4 | 28 | 10 | 1900.9909 | 1946.3986 | 1983.641 | 1976.8877 | 80 | 63 | 0 | 0 | 0 | 0 | 0 | 0 | 0 | 0 | 0 | 0 | 1656.3806 | 1841.6227 | 2037.9282 | 2210.2053 | 0 | 0 | 0 | 0 | -9.4473 | -65.9079 | -46.6861 | -76.5866 | -9.8768 | -34.684 | -36.0673 | -39.0106 | 183.9343 | 142.3679 | 28.4661 | -117.7203 | 0.39163 | 0 | 0 | 0 | 72.0335 | 0 | 0 | 0 | 0.11232 | 0.12654 | 0.11406 | 0.12113 | 0.060544 | 0.050042 | 0.050721 | 0.062006 | 20.659 | 18.0148 | 3.2468 | -14.2599 | 11.1362 | 7.1243 | 1.4438 | -7.2994
4 | 28 | 11 | 1964.2829 | 2013.7729 | 2053.8755 | 2046.7134 | 80 | 63 | 0 | 0 | 0 | 0 | 0 | 0 | 0 | 0 | 0 | 0 | 1724.605 | 1939.8239 | 2164.8939 | 2360.6562 | 0 | 0 | 0 | 0 | -10.9153 | -69.038 | -68.8432 | -79.0744 | -13.1748 | -38.7419 | -37.9171 | -39.554 | 183.768 | 118.729 | -4.258 | -195.3144 | 0.38888 | 0 | 0 | 0 | 71.4641 | 0 | 0 | 0 | 0.11205 | 0.12684 | 0.11379 | 0.12149 | 0.060811 | 0.051065 | 0.052274 | 0.064997 | 20.5918 | 15.0601 | -0.48454 | -23.7282 | 11.175 | 6.0629 | -0.22258 | -12.6949
4 | 28 | 12 | 2009.6699 | 2063.0062 | 2106.1842 | 2099.5774 | 80 | 63 | 0 | 0 | 0 | 0 | 0 | 0 | 0 | 0 | 0 | 0 | 1712.7008 | 1941.7426 | 2179.9268 | 2386.3965 | 0 | 0 | 0 | 0 | -11.7136 | -71.0754 | -84.5742 | -78.4253 | -12.5616 | -36.5834 | -39.1928 | -40 | 241.2442 | 165.9224 | 50.0242 | -168.3938 | 0.38632 | 0 | 0 | 0 | 93.1967 | 0 | 0 | 0 | 0.11219 | 0.12694 | 0.11339 | 0.12149 | 0.061141 | 0.050734 | 0.053282 | 0.064997 | 27.0645 | 21.0617 | 5.672 | -20.4577 | 14.75 | 8.4178 | 2.6654 | -10.9451
4 | 28 | 13 | 2046.5522 | 2106.2345 | 2155.9345 | 2153.649 | 80 | 63 | 0 | 0 | 0 | 0 | 0 | 0 | 0 | 0 | 0 | 0 | 1688.0139 | 1917.2301 | 2156.2273 | 2363.3607 | 0 | 0 | 0 | 0 | -10.9243 | -69.3449 | -82.8083 | -83.1347 | -7.0508 | -38.8419 | -39.3898 | -40 | 296.5133 | 234.1912 | 121.9053 | -86.5771 | 0.38495 | 0 | 0 | 0 | 114.1435 | 0 | 0 | 0 | 0.11369 | 0.12317 | 0.11402 | 0.12101 | 0.062322 | 0.05119 | 0.051194 | 0.062258 | 33.7101 | 28.8456 | 13.9002 | -10.4771 | 18.4793 | 11.9882 | 6.2408 | -5.3901
4 | 28 | 14 | 2082.9889 | 2148.4612 | 2204.5053 | 2206.9464 | 80 | 63 | 0 | 0 | 0 | 0 | 0 | 0 | 0 | 0 | 0 | 0 | 1628.9432 | 1846.918 | 2074.5686 | 2272.438 | 0 | 0 | 0 | 0 | -10.4083 | -69.3158 | -76.9831 | -64.6521 | -7.2574 | -39.298 | -39.339 | -40 | 391.7114 | 347.1571 | 246.2587 | 39.1605 | 0.38305 | 0 | 0 | 0 | 150.0438 | 0 | 0 | 0 | 0.11222 | 0.12321 | 0.11389 | 0.12103 | 0.060537 | 0.049956 | 0.049493 | 0.062434 | 43.9573 | 42.7718 | 28.0471 | 4.7397 | 23.713 | 17.3427 | 12.1881 | 2.4449
4 | 28 | 15 | 2111.728 | 2182.9075 | 2245.0455 | 2251.8975 | 80 | 63 | 0 | 0 | 0 | 0 | 0 | 0 | 0 | 0 | 0 | 0 | 1508.5958 | 1700.0473 | 1903.5755 | 2081.6758 | 0 | 0 | 0 | 0 | -7.112 | -66.2587 | -66.9421 | -59.8055 | -5.1433 | -38.011 | -38.5994 | -39.8698 | 535.3875 | 524.1299 | 447.0114 | 269.8969 | 0.38528 | 0 | 0 | 0 | 206.2756 | 0 | 0 | 0 | 0.11215 | 0.12394 | 0.11389 | 0.12292 | 0.059854 | 0.049789 | 0.047979 | 0.05792 | 60.0456 | 64.9613 | 50.9093 | 33.1753 | 32.0453 | 26.0958 | 21.4473 | 15.6325
4 | 28 | 16 | 2124.7415 | 2205.3888 | 2278.1721 | 2293.8246 | 80 | 63 | 0 | 0 | 0 | 0 | 0 | 0 | 0 | 0 | 0 | 0 | 1389.0607 | 1527.2908 | 1694.23 | 1844.9648 | 0 | 0 | 0 | 0 | -2.0339 | -35.3781 | -11.1293 | -37.5979 | -4.7475 | -33.8921 | -35.3471 | -39.5832 | 662.4622 | 684.3683 | 630.4186 | 526.0409 | 0.41156 | 0 | 0.007326 | 0 | 272.6404 | 0 | 4.6184 | 0 | 0.10925 | 0.12445 | 0.1138 | 0.12245 | 0.05625 | 0.048813 | 0.046652 | 0.053064 | 72.3731 | 85.167 | 71.7398 | 64.4153 | 37.2634 | 33.4058 | 29.4102 | 27.9137
4 | 28 | 17 | 2125.1094 | 2214.9062 | 2297.9276 | 2322.1194 | 80 | 63 | 0 | 0 | 0 | 0 | 0 | 0 | 0 | 0 | 0 | 0 | 1132.9662 | 1189.0131 | 1301.5511 | 1410.9441 | 0 | 0 | 0 | 0 | -3.1817 | -4.2316 | -1.6868 | 23.3919 | -4.0958 | -6.4193 | -12.5458 | -14.205 | 919.4206 | 973.5441 | 1010.6091 | 901.9884 | 0.40997 | 0.23762 | 0.31375 | 0.26988 | 376.937 | 231.3334 | 317.0746 | 243.4329 | 0.10575 | 0.12367 | 0.11274 | 0.119 | 0.052658 | 0.047039 | 0.044242 | 0.045213 | 97.2258 | 120.397 | 113.9326 | 107.3332 | 48.4151 | 45.795 | 44.7114 | 40.7812
4 | 28 | 18 | 2094.0015 | 2191.5851 | 2283.7079 | 2316.3085 | 80 | 63 | 0 | 0 | 0 | 0 | 0 | 0 | 0 | 0 | 0 | 0 | 613.4928 | 582.1926 | 632.0839 | 685.3357 | 0 | 0 | 0 | 0 | -2.5103 | -9.9757 | -5.1369 | 8.3 | 1.7349 | -2.848 | -3.5042 | -0.069271 | 1401.2841 | 1559.2161 | 1660.265 | 1622.742 | 0.41329 | 0.42469 | 0.41897 | 0.40593 | 579.1331 | 662.1881 | 695.5961 | 658.7168 | 0.10253 | 0.12175 | 0.11216 | 0.11831 | 0.049696 | 0.043205 | 0.043128 | 0.043593 | 143.6742 | 189.8299 | 186.215 | 191.9813 | 69.6376 | 67.3664 | 71.604 | 70.74
4 | 28 | 19 | 2083.7607 | 2184.3032 | 2279.7201 | 2315.1491 | 80 | 63 | 0 | 0 | 0 | 0 | 0 | 0 | 0 | 0 | 0 | 0 | 377.7022 | 331.3293 | 366.3067 | 400.7304 | 0 | 0 | 0 | 0 | 2.5194 | 22.672 | 52.0807 | 40.9518 | 4.9706 | 14.6476 | 12.1127 | 35.9636 | 1618.5685 | 1752.6543 | 1849.2199 | 1837.5033 | 0.4157 | 0.42239 | 0.41303 | 0.40197 | 672.833 | 740.3003 | 763.7779 | 738.612 | 0.10214 | 0.12222 | 0.11296 | 0.11858 | 0.049087 | 0.043917 | 0.044307 | 0.044107 | 165.3267 | 214.2089 | 208.8824 | 217.8884 | 79.4503 | 76.9711 | 81.9339 | 81.0459
4 | 28 | 20 | 2135.0099 | 2241.8467 | 2343.5433 | 2382.7142 | 80 | 63 | 0 | 0 | 0 | 0 | 0 | 0 | 0 | 0 | 0 | 0 | 465.7491 | 428.8196 | 470.9148 | 503.1804 | 0 | 0 | 0 | 0 | 9.2189 | 30.3613 | 36.6047 | 77.3505 | 9.4503 | 24.3087 | 31.1633 | 38.6272 | 1570.5917 | 1695.357 | 1804.8604 | 1763.556 | 0.42087 | 0.43174 | 0.42154 | 0.40469 | 661.0227 | 731.959 | 760.8137 | 713.6872 | 0.10224 | 0.1222 | 0.11293 | 0.11859 | 0.049112 | 0.043933 | 0.044334 | 0.044056 | 160.5827 | 207.1789 | 203.8318 | 209.1368 | 77.1348 | 74.4821 | 80.0171 | 77.6944
4 | 28 | 21 | 2058.4629 | 2163.2151 | 2262.8192 | 2301.3956 | 80 | 63 | 0 | 0 | 0 | 0 | 0 | 0 | 0 | 0 | 0 | 0 | 499.9357 | 461.2631 | 506.213 | 540.3204 | 0 | 0 | 0 | 0 | 10.5288 | 42.8222 | 8.2648 | 29.5536 | 4.879 | 13.4188 | 25.0981 | 39.304 | 1463.1193 | 1582.7109 | 1723.2434 | 1692.2176 | 0.41808 | 0.42369 | 0.41303 | 0.4036 | 611.7025 | 670.5759 | 711.758 | 682.9863 | 0.10181 | 0.12224 | 0.11296 | 0.11847 | 0.049011 | 0.043613 | 0.04411 | 0.043849 | 148.9573 | 193.4773 | 194.6555 | 200.4845 | 71.7093 | 69.0267 | 76.0124 | 74.2015
4 | 28 | 22 | 1914.6715 | 2014.57 | 2109.8801 | 2147.8747 | 80 | 63 | 0 | 0 | 0 | 0 | 0 | 0 | 0 | 0 | 0 | 0 | 535.2552 | 496.9147 | 544.0374 | 580.0891 | 0 | 0 | 0 | 0 | 8.7923 | 22.3164 | 17.5303 | 36.7086 | 3.9246 | 20.1674 | 22.3665 | 39.0313 | 1286.6994 | 1412.1715 | 1525.9459 | 1492.0458 | 0.41431 | 0.4215 | 0.41126 | 0.40084 | 533.0897 | 595.2281 | 627.5573 | 598.0688 | 0.10193 | 0.12204 | 0.1124 | 0.11843 | 0.049173 | 0.043315 | 0.043705 | 0.043791 | 131.1589 | 172.3373 | 171.5128 | 176.6996 | 63.271 | 61.1684 | 66.6912 | 65.3385
4 | 28 | 23 | 1750.9681 | 1843.4767 | 1931.8083 | 1967.3879 | 80 | 63 | 0 | 0 | 0 | 0 | 0 | 0 | 0 | 0 | 0 | 0 | 513.7342 | 476.5805 | 521.536 | 556.6791 | 0 | 0 | 0 | 0 | 5.3518 | 27.2962 | 59.3261 | 27.4657 | 3.6801 | 14.4334 | 14.1955 | 35.7598 | 1148.202 | 1262.1665 | 1336.7507 | 1347.4834 | 0.41263 | 0.42045 | 0.41146 | 0.39726 | 473.7874 | 530.682 | 550.0136 | 535.3018 | 0.10258 | 0.12177 | 0.1122 | 0.11826 | 0.049826 | 0.043209 | 0.043549 | 0.043564 | 117.7819 | 153.6961 | 149.9801 | 159.354 | 57.2099 | 54.5376 | 58.2148 | 58.702
4 | 28 | 24 | 1606.5775 | 1684.9558 | 1758.3725 | 1784.2103 | 80 | 63 | 0 | 0 | 0 | 0 | 0 | 0 | 0 | 0 | 0 | 0 | 478.8171 | 444.5611 | 488.9682 | 517.7373 | 0 | 0 | 0 | 0 | 6.4303 | 11.6098 | 22.4901 | 23.8517 | 1.856 | 27.1523 | 22.9452 | 26.0041 | 1039.4741 | 1138.6326 | 1223.969 | 1216.6172 | 0.41183 | 0.4219 | 0.41161 | 0.39624 | 428.0821 | 480.3857 | 503.7953 | 482.0735 | 0.10329 | 0.1216 | 0.1122 | 0.11814 | 0.050608 | 0.043132 | 0.043439 | 0.043334 | 107.3714 | 138.4584 | 137.3274 | 143.7335 | 52.6059 | 49.1113 | 53.1684 | 52.7214
4 | 29 | 1 | 1498.795 | 1563.3305 | 1621.7181 | 1636.779 | 80 | 63 | 0 | 0 | 0 | 0 | 0 | 0 | 0 | 0 | 0 | 0 | 437.177 | 404.5985 | 447.7902 | 471.1767 | 0 | 0 | 0 | 0 | 3.1402 | 23.0713 | 19.8138 | 22.8388 | 1.7206 | 20.6643 | 24.8656 | 13.1437 | 976.7572 | 1051.9964 | 1129.2485 | 1129.6197 | 0.4113 | 0.42149 | 0.41495 | 0.39673 | 401.74 | 443.4059 | 468.5812 | 448.1587 | 0.10289 | 0.12162 | 0.11217 | 0.11811 | 0.05005 | 0.043062 | 0.043445 | 0.043342 | 100.4942 | 127.9408 | 126.6686 | 133.4182 | 48.8872 | 45.3009 | 49.0598 | 48.9601
4 | 29 | 2 | 1438.597 | 1493.1691 | 1540.8608 | 1548.2237 | 80 | 63 | 0 | 0 | 0 | 0 | 0 | 0 | 0 | 0 | 0 | 0 | 333.9759 | 297.3484 | 334.7823 | 353.6829 | 0 | 0 | 0 | 0 | 0.75634 | 14.4506 | 24.9126 | 7.9703 | 2.1866 | 19.5257 | 11.6543 | 4.8112 | 1021.6782 | 1098.8445 | 1169.5116 | 1181.7593 | 0.41115 | 0.42158 | 0.41337 | 0.39654 | 420.063 | 463.2468 | 483.4356 | 468.6099 | 0.10273 | 0.12163 | 0.11215 | 0.11812 | 0.049822 | 0.043108 | 0.043416 | 0.0432 | 104.9586 | 133.653 | 131.1588 | 139.5943 | 50.9019 | 47.3695 | 50.776 | 51.0522
4 | 29 | 3 | 1395.199 | 1440.8438 | 1478.9031 | 1479.1506 | 80 | 63 | 0 | 0 | 0 | 0 | 0 | 0 | 0 | 0 | 0 | 0 | 266.9546 | 230.0291 | 263.2567 | 278.4506 | 0 | 0 | 0 | 0 | -1.081 | 39.5635 | 21.4971 | 0.5622 | 5.0847 | 21.4738 | 19.0781 | 6.2701 | 1044.2406 | 1086.7774 | 1175.0713 | 1193.8678 | 0.41121 | 0.42135 | 0.41593 | 0.39646 | 429.3983 | 457.9089 | 488.7438 | 473.324 | 0.10263 | 0.12165 | 0.11206 | 0.11814 | 0.049721 | 0.043021 | 0.043228 | 0.04315 | 107.1715 | 132.2108 | 131.683 | 141.0489 | 51.9207 | 46.7545 | 50.796 | 51.5158
4 | 29 | 4 | 1383.6748 | 1421.8914 | 1451.6185 | 1445.0135 | 80 | 63 | 0 | 0 | 0 | 0 | 0 | 0 | 0 | 0 | 0 | 0 | 221.7 | 177.1838 | 209.2609 | 223.8397 | 0 | 0 | 0 | 0 | 2.3871 | 37.2385 | 15.9998 | -0.14417 | 3.2188 | 21.7266 | 19.5279 | 10.3758 | 1076.369 | 1122.7426 | 1206.8299 | 1210.9422 | 0.41164 | 0.4221 | 0.41529 | 0.39674 | 443.0733 | 473.9045 | 501.1829 | 480.4244 | 0.10237 | 0.12164 | 0.11204 | 0.11814 | 0.049444 | 0.04308 | 0.043283 | 0.043171 | 110.1877 | 136.5703 | 135.2117 | 143.0584 | 53.2195 | 48.3683 | 52.2348 | 52.2773
4 | 29 | 5 | 1402.2323 | 1432.0417 | 1452.0358 | 1436.6924 | 80 | 63 | 0 | 0 | 0 | 0 | 0 | 0 | 0 | 0 | 0 | 0 | 189.0853 | 148.0299 | 174.688 | 188.9299 | 0 | 0 | 0 | 0 | 7.0788 | 53.1477 | 39.6057 | 3.8873 | 4.3664 | 22.6827 | 28.8047 | 16.0468 | 1121.7018 | 1145.1815 | 1208.9375 | 1227.8284 | 0.41274 | 0.42228 | 0.41522 | 0.39874 | 462.9702 | 483.589 | 501.9782 | 489.5898 | 0.10209 | 0.12172 | 0.11201 | 0.11811 | 0.049196 | 0.043238 | 0.04346 | 0.043327 | 114.5146 | 139.3947 | 135.4112 | 145.0231 | 55.1833 | 49.5157 | 52.5405 | 53.1985
4 | 29 | 6 | 1398.0809 | 1419.9669 | 1431.2565 | 1408.8814 | 80 | 63 | 0 | 0 | 0 | 0 | 0 | 0 | 0 | 0 | 0 | 0 | 391.7658 | 363.0051 | 387.2333 | 399.7491 | 0 | 0 | 0 | 0 | 5.931 | 47.1002 | 31.0595 | 32.0238 | 4.2007 | 17.9829 | 27.0719 | 20.518 | 916.1834 | 928.8786 | 985.8918 | 956.5905 | 0.41319 | 0.42246 | 0.41499 | 0.39779 | 378.5588 | 392.4151 | 409.1357 | 380.5267 | 0.10208 | 0.12177 | 0.11203 | 0.11818 | 0.049266 | 0.043392 | 0.043591 | 0.043444 | 93.5247 | 113.1135 | 110.4502 | 113.0531 | 45.1363 | 40.3057 | 42.9758 | 41.5577
4 | 29 | 7 | 1455.8584 | 1474.0565 | 1481.4832 | 1455.556 | 80 | 63 | 0 | 0 | 0 | 0 | 0 | 0 | 0 | 0 | 0 | 0 | 875.7978 | 853.4867 | 887.7441 | 909.0493 | 0 | 0 | 0 | 0 | -5.4364 | 2.3715 | -3.4803 | -1.0178 | 2.9356 | -1.2258 | -2.5875 | -4.6848 | 502.5614 | 556.4241 | 599.807 | 552.2092 | 0.41464 | 0.33736 | 0.33191 | 0.39149 | 208.3831 | 187.7142 | 199.0792 | 216.1821 | 0.10461 | 0.12273 | 0.11249 | 0.11924 | 0.05158 | 0.044722 | 0.04369 | 0.0457 | 52.5746 | 68.2883 | 67.4701 | 65.8479 | 25.922 | 24.8846 | 26.2057 | 25.2361
4 | 29 | 8 | 1567.4506 | 1590.9699 | 1605.0861 | 1584.4024 | 80 | 63 | 0 | 0 | 0 | 0 | 0 | 0 | 0 | 0 | 0 | 0 | 1323.8773 | 1367.7947 | 1459.2179 | 1532.3173 | 0 | 0 | 0 | 0 | -5.3838 | -27.0802 | -26.7291 | 35.6485 | -2.4935 | -9.7602 | -15.9465 | -28.3647 | 171.4506 | 197.0156 | 188.5437 | 44.8014 | 0.41395 | 0.28029 | 0.32029 | 0.31141 | 70.9713 | 55.2222 | 60.3883 | 13.9515 | 0.11105 | 0.12275 | 0.11456 | 0.12533 | 0.058342 | 0.04718 | 0.048353 | 0.063062 | 19.0399 | 24.1845 | 21.6004 | 5.615 | 10.0028 | 9.2951 | 9.1166 | 2.8253
4 | 29 | 9 | 1667.5592 | 1699.2205 | 1723.2706 | 1710.7746 | 80 | 63 | 0 | 0 | 0 | 0 | 0 | 0 | 0 | 0 | 0 | 0 | 1562.9602 | 1680.3932 | 1829.1658 | 1954.7984 | 0 | 0 | 0 | 0 | -4.3049 | -31.2571 | -32.7877 | -72.6581 | -5.8611 | -22.7484 | -29.0516 | -35.7916 | 34.7651 | 9.8328 | -44.0558 | -135.5741 | 0.39087 | 0 | 0.0068178 | 0 | 13.5887 | 0 | -0.30036 | 0 | 0.11571 | 0.12298 | 0.11416 | 0.12107 | 0.064318 | 0.050891 | 0.049446 | 0.062023 | 4.0228 | 1.2092 | -5.0296 | -16.4144 | 2.236 | 0.5004 | -2.1784 | -8.4087
4 | 29 | 10 | 1739.0241 | 1774.9429 | 1802.9628 | 1792.0143 | 80 | 63 | 0 | 0 | 0 | 0 | 0 | 0 | 0 | 0 | 0 | 0 | 1673.8769 | 1843.3338 | 2035.5853 | 2199.3578 | 0 | 0 | 0 | 0 | -9.4473 | -65.9079 | -46.6861 | -76.5866 | -9.8768 | -34.684 | -36.0673 | -39.0106 | 4.4713 | -30.7989 | -149.8691 | -291.7463 | 0.39163 | 0 | 0 | 0 | 1.7511 | 0 | 0 | 0 | 0.11232 | 0.12654 | 0.11406 | 0.12113 | 0.060544 | 0.050042 | 0.050721 | 0.062006 | 0.50221 | -3.8972 | -17.0937 | -35.3404 | 0.27071 | -1.5412 | -7.6016 | -18.0902
4 | 29 | 11 | 1791.1219 | 1830.4671 | 1860.7099 | 1849.0626 | 80 | 63 | 0 | 0 | 0 | 0 | 0 | 0 | 0 | 0 | 0 | 0 | 1727.7001 | 1929.2611 | 2152.9714 | 2342.1057 | 0 | 0 | 0 | 0 | -10.9153 | -69.038 | -68.8432 | -79.0744 | -13.1748 | -38.7419 | -37.9171 | -39.554 | 7.5118 | -54.014 | -185.5012 | -374.4147 | 0.38888 | 0 | 0 | 0 | 2.9212 | 0 | 0 | 0 | 0.11205 | 0.12684 | 0.11379 | 0.12149 | 0.060811 | 0.051065 | 0.052274 | 0.064997 | 0.84172 | -6.8514 | -21.1088 | -45.4866 | 0.4568 | -2.7582 | -9.6969 | -24.3359
4 | 29 | 12 | 1830.4919 | 1873.331 | 1906.3065 | 1895.0587 | 80 | 63 | 0 | 0 | 0 | 0 | 0 | 0 | 0 | 0 | 0 | 0 | 1805.4718 | 2022.9473 | 2271.7764 | 2477.3983 | 0 | 0 | 0 | 0 | -11.7136 | -71.0754 | -84.5742 | -78.4253 | -12.5616 | -36.5834 | -39.1928 | -40 | -30.7047 | -104.9575 | -241.7029 | -463.9142 | 0.38632 | 0 | 0 | 0 | -11.8617 | 0 | 0 | 0 | 0.11219 | 0.12694 | 0.11339 | 0.12149 | 0.061141 | 0.050734 | 0.053282 | 0.064997 | -3.4447 | -13.323 | -27.4057 | -56.3597 | -1.8773 | -5.3249 | -12.8785 | -30.1531
4 | 29 | 13 | 1867.1643 | 1916.3372 | 1955.8227 | 1948.8907 | 80 | 63 | 0 | 0 | 0 | 0 | 0 | 0 | 0 | 0 | 0 | 0 | 1843.101 | 2053.644 | 2311.2602 | 2517.5076 | 0 | 0 | 0 | 0 | -10.9243 | -69.3449 | -82.8083 | -83.1347 | -7.0508 | -38.8419 | -39.3898 | -40 | -37.9616 | -92.12 | -233.2394 | -445.4823 | 0.38495 | 0 | 0 | 0 | -14.6134 | 0 | 0 | 0 | 0.11369 | 0.12317 | 0.11402 | 0.12101 | 0.062322 | 0.05119 | 0.051194 | 0.062258 | -4.3158 | -11.3465 | -26.595 | -53.9099 | -2.3658 | -4.7156 | -11.9405 | -27.7347
4 | 29 | 14 | 1893.0365 | 1947.3803 | 1992.6085 | 1990.1294 | 80 | 63 | 0 | 0 | 0 | 0 | 0 | 0 | 0 | 0 | 0 | 0 | 1838.9838 | 2030.9954 | 2284.059 | 2483.588 | 0 | 0 | 0 | 0 | -10.4083 | -69.3158 | -76.9831 | -64.6521 | -7.2574 | -39.298 | -39.339 | -40 | -8.2817 | -38.0012 | -175.1285 | -388.8065 | 0.38305 | 0 | 0 | 0 | -3.1723 | 0 | 0 | 0 | 0.11222 | 0.12321 | 0.11389 | 0.12103 | 0.060537 | 0.049956 | 0.049493 | 0.062434 | -0.92936 | -4.682 | -19.9459 | -47.0579 | -0.50135 | -1.8984 | -8.6676 | -24.2748
4 | 29 | 15 | 1921.7756 | 1981.8266 | 2033.1487 | 2035.0805 | 80 | 63 | 0 | 0 | 0 | 0 | 0 | 0 | 0 | 0 | 0 | 0 | 1819.1297 | 1969.6466 | 2202.6816 | 2391.643 | 0 | 0 | 0 | 0 | -7.112 | -66.2587 | -66.9421 | -59.8055 | -5.1433 | -38.011 | -38.5994 | -39.8698 | 34.9012 | 53.4497 | -63.9915 | -256.8873 | 0.38528 | 0 | 0 | 0 | 13.4468 | 0 | 0 | 0 | 0.11215 | 0.12394 | 0.11389 | 0.12292 | 0.059854 | 0.049789 | 0.047979 | 0.05792 | 3.9143 | 6.6246 | -7.2879 | -31.5762 | 2.089 | 2.6612 | -3.0703 | -14.8789
4 | 29 | 16 | 1940.876 | 2010.7514 | 2073.0654 | 2083.9554 | 80 | 63 | 0 | 0 | 0 | 0 | 0 | 0 | 0 | 0 | 0 | 0 | 1690.4246 | 1783.0142 | 1980.0024 | 2146.4708 | 0 | 0 | 0 | 0 | -2.0339 | -35.3781 | -11.1293 | -37.5979 | -4.7475 | -33.8921 | -35.3471 | -39.5832 | 177.2328 | 234.0075 | 139.5395 | 14.6657 | 0.41156 | 0 | 0.007326 | 0 | 72.9412 | 0 | 1.0223 | 0 | 0.10925 | 0.12445 | 0.1138 | 0.12245 | 0.05625 | 0.048813 | 0.046652 | 0.053064 | 19.3624 | 29.1213 | 15.8792 | 1.7959 | 9.9693 | 11.4225 | 6.5098 | 0.77822
4 | 29 | 17 | 1950.5491 | 2030.1192 | 2103.201 | 2122.8714 | 80 | 63 | 0 | 0 | 0 | 0 | 0 | 0 | 0 | 0 | 0 | 0 | 1415.9982 | 1451.0331 | 1589.3177 | 1709.0995 | 0 | 0 | 0 | 0 | -3.1817 | -4.2316 | -1.6868 | 23.3919 | -4.0958 | -6.4193 | -12.5458 | -14.205 | 461.8284 | 526.7371 | 528.1159 | 404.5851 | 0.40997 | 0.23762 | 0.31375 | 0.26988 | 189.3369 | 125.1632 | 165.6942 | 109.1914 | 0.10575 | 0.12367 | 0.11274 | 0.119 | 0.052658 | 0.047039 | 0.044242 | 0.045213 | 48.8369 | 65.1409 | 59.538 | 48.1441 | 24.3191 | 24.7774 | 23.3649 | 18.2923
4 | 29 | 18 | 1964.9178 | 2054.939 | 2139.7117 | 2168.9688 | 80 | 63 | 0 | 0 | 0 | 0 | 0 | 0 | 0 | 0 | 0 | 0 | 959.0432 | 944.5731 | 1008.5663 | 1070.2402 | 0 | 0 | 0 | 0 | -2.5103 | -9.9757 | -5.1369 | 8.3 | 1.7349 | -2.848 | -3.5042 | -0.069271 | 926.65 | 1060.1896 | 1139.7865 | 1090.4979 | 0.41329 | 0.42469 | 0.41897 | 0.40593 | 382.9728 | 450.255 | 477.5328 | 442.6639 | 0.10253 | 0.12175 | 0.11216 | 0.11831 | 0.049696 | 0.043205 | 0.043128 | 0.043593 | 95.0098 | 129.0749 | 127.8382 | 129.0133 | 46.0504 | 45.8058 | 49.1567 | 47.538
4 | 29 | 19 | 1981.3333 | 2075.8751 | 2165.4597 | 2198.2356 | 80 | 63 | 0 | 0 | 0 | 0 | 0 | 0 | 0 | 0 | 0 | 0 | 594.3679 | 570.81 | 610.1157 | 653.4651 | 0 | 0 | 0 | 0 | 2.5194 | 22.672 | 52.0807 | 40.9518 | 4.9706 | 14.6476 | 12.1127 | 35.9636 | 1299.4754 | 1404.7455 | 1491.1506 | 1467.8551 | 0.4157 | 0.42239 | 0.41303 | 0.40197 | 540.1872 | 593.3478 | 615.8856 | 590.0264 | 0.10214 | 0.12222 | 0.11296 | 0.11858 | 0.049087 | 0.043917 | 0.044307 | 0.044107 | 132.7333 | 171.6876 | 168.4359 | 174.0561 | 63.787 | 61.692 | 66.0689 | 64.742
4 | 29 | 20 | 2065.1858 | 2167.9319 | 2265.6527 | 2303.0149 | 80 | 63 | 0 | 0 | 0 | 0 | 0 | 0 | 0 | 0 | 0 | 0 | 627.8072 | 617.9952 | 652.2869 | 700.7467 | 0 | 0 | 0 | 0 | 9.2189 | 30.3613 | 36.6047 | 77.3505 | 9.4503 | 24.3087 | 31.1633 | 38.6272 | 1338.7095 | 1432.2667 | 1545.5978 | 1486.2905 | 0.42087 | 0.43174 | 0.42154 | 0.40469 | 563.4293 | 618.3715 | 651.5252 | 601.4816 | 0.10224 | 0.1222 | 0.11293 | 0.11859 | 0.049112 | 0.043933 | 0.044334 | 0.044056 | 136.8743 | 175.0283 | 174.552 | 176.2564 | 65.7466 | 62.9237 | 68.5229 | 65.4793
4 | 29 | 21 | 1981.5024 | 2081.7459 | 2176.9679 | 2213.5508 | 80 | 63 | 0 | 0 | 0 | 0 | 0 | 0 | 0 | 0 | 0 | 0 | 597.5988 | 585.3193 | 615.7595 | 666.8729 | 0 | 0 | 0 | 0 | 10.5288 | 42.8222 | 8.2648 | 29.5536 | 4.879 | 13.4188 | 25.0981 | 39.304 | 1288.4957 | 1377.1856 | 1527.8455 | 1477.8203 | 0.41808 | 0.42369 | 0.41303 | 0.4036 | 538.6957 | 583.4972 | 631.052 | 596.4546 | 0.10181 | 0.12224 | 0.11296 | 0.11847 | 0.049011 | 0.043613 | 0.04411 | 0.043849 | 131.1792 | 168.353 | 172.5836 | 175.0839 | 63.1507 | 60.0632 | 67.3934 | 64.8005
4 | 29 | 22 | 1816.372 | 1910.5116 | 2000.2244 | 2035.6729 | 80 | 63 | 0 | 0 | 0 | 0 | 0 | 0 | 0 | 0 | 0 | 0 | 579.4249 | 559.0141 | 592.4425 | 642.1347 | 0 | 0 | 0 | 0 | 8.7923 | 22.3164 | 17.5303 | 36.7086 | 3.9246 | 20.1674 | 22.3665 | 39.0313 | 1144.2303 | 1246.0137 | 1367.8851 | 1317.7983 | 0.41431 | 0.4215 | 0.41126 | 0.40084 | 474.0636 | 525.1929 | 562.5536 | 528.2238 | 0.10193 | 0.12204 | 0.1124 | 0.11843 | 0.049173 | 0.043315 | 0.043705 | 0.043791 | 116.6364 | 152.0599 | 153.7471 | 156.0639 | 56.2654 | 53.9712 | 59.7832 | 57.708
4 | 29 | 23 | 1629.1607 | 1714.5331 | 1795.9289 | 1828.3535 | 80 | 63 | 0 | 0 | 0 | 0 | 0 | 0 | 0 | 0 | 0 | 0 | 572.3916 | 551.8479 | 587.8728 | 632.9396 | 0 | 0 | 0 | 0 | 5.3518 | 27.2962 | 59.3261 | 27.4657 | 3.6801 | 14.4334 | 14.1955 | 35.7598 | 967.7372 | 1057.9556 | 1134.5346 | 1132.1885 | 0.41263 | 0.42045 | 0.41146 | 0.39726 | 399.3215 | 444.8208 | 466.8106 | 449.7737 | 0.10258 | 0.12177 | 0.1122 | 0.11826 | 0.049826 | 0.043209 | 0.043549 | 0.043564 | 99.2699 | 128.829 | 127.2919 | 133.8931 | 48.2181 | 45.7137 | 49.4084 | 49.3229
4 | 29 | 24 | 1516.9536 | 1590.0812 | 1658.3947 | 1681.911 | 80 | 63 | 0 | 0 | 0 | 0 | 0 | 0 | 0 | 0 | 0 | 0 | 554.8261 | 538.9138 | 575.8257 | 613.8816 | 0 | 0 | 0 | 0 | 6.4303 | 11.6098 | 22.4901 | 23.8517 | 1.856 | 27.1523 | 22.9452 | 26.0041 | 873.8412 | 949.4053 | 1037.1337 | 1018.1736 | 0.41183 | 0.4219 | 0.41161 | 0.39624 | 359.8702 | 400.5513 | 426.8924 | 403.442 | 0.10329 | 0.1216 | 0.1122 | 0.11814 | 0.050608 | 0.043132 | 0.043439 | 0.043334 | 90.2625 | 115.4483 | 116.3647 | 120.289 | 44.2235 | 40.9496 | 45.0524 | 44.122
4 | 30 | 1 | 1448.4909 | 1510.0792 | 1565.6025 | 1579.3604 | 80 | 63 | 0 | 0 | 0 | 0 | 0 | 0 | 0 | 0 | 0 | 0 | 527.0921 | 508.419 | 543.9691 | 581.8566 | 0 | 0 | 0 | 0 | 3.1402 | 23.0713 | 19.8138 | 22.8388 | 1.7206 | 20.6643 | 24.8656 | 13.1437 | 836.5381 | 894.9246 | 976.954 | 961.5212 | 0.4113 | 0.42149 | 0.41495 | 0.39673 | 344.0679 | 377.2017 | 405.3867 | 381.4683 | 0.10289 | 0.12162 | 0.11217 | 0.11811 | 0.05005 | 0.043062 | 0.043445 | 0.043342 | 86.0677 | 108.8382 | 109.5856 | 113.5642 | 41.8691 | 38.5371 | 42.4434 | 41.6744
4 | 30 | 2 | 1406.6934 | 1459.3964 | 1505.2715 | 1511.808 | 80 | 63 | 0 | 0 | 0 | 0 | 0 | 0 | 0 | 0 | 0 | 0 | 496.2407 | 475.6078 | 511.4204 | 545.7295 | 0 | 0 | 0 | 0 | 0.75634 | 14.4506 | 24.9126 | 7.9703 | 2.1866 | 19.5257 | 11.6543 | 4.8112 | 827.5097 | 886.8123 | 957.2843 | 953.297 | 0.41115 | 0.42158 | 0.41337 | 0.39654 | 340.2306 | 373.8591 | 395.7082 | 378.0164 | 0.10273 | 0.12163 | 0.11215 | 0.11812 | 0.049822 | 0.043108 | 0.043416 | 0.0432 | 85.0114 | 107.8634 | 107.3578 | 112.6074 | 41.228 | 38.2291 | 41.5618 | 41.1826
4 | 30 | 3 | 1393.8696 | 1439.4366 | 1477.4203 | 1477.6333 | 80 | 63 | 0 | 0 | 0 | 0 | 0 | 0 | 0 | 0 | 0 | 0 | 465.8596 | 450.513 | 486.9557 | 512.2665 | 0 | 0 | 0 | 0 | -1.081 | 39.5635 | 21.4971 | 0.5622 | 5.0847 | 21.4738 | 19.0781 | 6.2701 | 844.0063 | 864.8863 | 949.8894 | 958.5345 | 0.41121 | 0.42135 | 0.41593 | 0.39646 | 347.0606 | 364.4161 | 395.0846 | 380.0231 | 0.10263 | 0.12165 | 0.11206 | 0.11814 | 0.049721 | 0.043021 | 0.043228 | 0.04315 | 86.6212 | 105.2169 | 106.4482 | 113.2456 | 41.9648 | 37.2085 | 41.0618 | 41.3611
4 | 30 | 4 | 1422.9946 | 1463.5148 | 1495.4808 | 1489.8943 | 80 | 63 | 0 | 0 | 0 | 0 | 0 | 0 | 0 | 0 | 0 | 0 | 430.7088 | 420.1566 | 456.2716 | 473.7508 | 0 | 0 | 0 | 0 | 2.3871 | 37.2385 | 15.9998 | -0.14417 | 3.2188 | 21.7266 | 19.5279 | 10.3758 | 906.68 | 921.3932 | 1003.6815 | 1005.9117 | 0.41164 | 0.4221 | 0.41529 | 0.39674 | 373.223 | 388.9159 | 416.8176 | 399.0815 | 0.10237 | 0.12164 | 0.11204 | 0.11814 | 0.049444 | 0.04308 | 0.043283 | 0.043171 | 92.8166 | 112.0782 | 112.4512 | 118.8365 | 44.8295 | 39.6941 | 43.442 | 43.426
4 | 30 | 5 | 1542.0905 | 1580.0935 | 1608.0512 | 1596.3304 | 80 | 63 | 0 | 0 | 0 | 0 | 0 | 0 | 0 | 0 | 0 | 0 | 354.1905 | 334.4916 | 368.7395 | 383.7045 | 0 | 0 | 0 | 0 | 7.0788 | 53.1477 | 39.6057 | 3.8873 | 4.3664 | 22.6827 | 28.8047 | 16.0468 | 1096.4547 | 1106.7715 | 1170.9013 | 1192.6918 | 0.41274 | 0.42228 | 0.41522 | 0.39874 | 452.5497 | 467.3692 | 486.1847 | 475.5793 | 0.10209 | 0.12172 | 0.11201 | 0.11811 | 0.049196 | 0.043238 | 0.04346 | 0.043327 | 111.9371 | 134.7193 | 131.1508 | 140.873 | 53.9412 | 47.8549 | 50.8875 | 51.6761
4 | 30 | 6 | 1697.3171 | 1736.7341 | 1765.0622 | 1750.438 | 80 | 63 | 0 | 0 | 0 | 0 | 0 | 0 | 0 | 0 | 0 | 0 | 477.3941 | 440.5566 | 473.8076 | 489.4307 | 0 | 0 | 0 | 0 | 5.931 | 47.1002 | 31.0595 | 32.0238 | 4.2007 | 17.9829 | 27.0719 | 20.518 | 1129.7914 | 1168.0943 | 1233.1233 | 1208.4655 | 0.41319 | 0.42246 | 0.41499 | 0.39779 | 466.8197 | 493.4745 | 511.7344 | 480.7212 | 0.10208 | 0.12177 | 0.11203 | 0.11818 | 0.049266 | 0.043392 | 0.043591 | 0.043444 | 115.3299 | 142.2438 | 138.1477 | 142.8206 | 55.6598 | 50.6856 | 53.7529 | 52.5
4 | 30 | 7 | 1859.6209 | 1901.4737 | 1931.8908 | 1916.4219 | 80 | 63 | 0 | 0 | 0 | 0 | 0 | 0 | 0 | 0 | 0 | 0 | 911.1418 | 880.0563 | 918.6839 | 941.9516 | 0 | 0 | 0 | 0 | -5.4364 | 2.3715 | -3.4803 | -1.0178 | 2.9356 | -1.2258 | -2.5875 | -4.6848 | 870.9799 | 957.2717 | 1019.2748 | 980.1728 | 0.41464 | 0.33736 | 0.33191 | 0.39149 | 361.145 | 322.9434 | 338.3029 | 383.7238 | 0.10461 | 0.12273 | 0.11249 | 0.11924 | 0.05158 | 0.044722 | 0.04369 | 0.0457 | 91.1161 | 117.4832 | 114.6544 | 116.8802 | 44.925 | 42.8114 | 44.5324 | 44.7941
4 | 30 | 8 | 1955.5412 | 2001.797 | 2038.0111 | 2027.3799 | 80 | 63 | 0 | 0 | 0 | 0 | 0 | 0 | 0 | 0 | 0 | 0 | 1311.049 | 1352.2896 | 1456.3486 | 1534.0977 | 0 | 0 | 0 | 0 | -5.3838 | -27.0802 | -26.7291 | 35.6485 | -2.4935 | -9.7602 | -15.9465 | -28.3647 | 572.3694 | 623.3479 | 624.3381 | 485.9984 | 0.41395 | 0.28029 | 0.32029 | 0.31141 | 236.93 | 174.7204 | 199.968 | 151.3442 | 0.11105 | 0.12275 | 0.11456 | 0.12533 | 0.058342 | 0.04718 | 0.048353 | 0.063062 | 63.5628 | 76.5185 | 71.527 | 60.9103 | 33.3932 | 29.4093 | 30.1884 | 30.6482
4 | 30 | 9 | 2024.5857 | 2077.1637 | 2121.543 | 2118.2947 | 80 | 63 | 0 | 0 | 0 | 0 | 0 | 0 | 0 | 0 | 0 | 0 | 1645.5299 | 1752.9098 | 1931.1628 | 2065.0474 | 0 | 0 | 0 | 0 | -4.3049 | -31.2571 | -32.7877 | -72.6581 | -5.8611 | -22.7484 | -29.0516 | -35.7916 | 309.2219 | 315.2594 | 252.2196 | 161.697 | 0.39087 | 0 | 0.0068178 | 0 | 120.8659 | 0 | 1.7196 | 0 | 0.11571 | 0.12298 | 0.11416 | 0.12107 | 0.064318 | 0.050891 | 0.049446 | 0.062023 | 35.7814 | 38.7704 | 28.7943 | 19.5772 | 19.8884 | 16.0438 | 12.4712 | 10.0289
4 | 30 | 10 | 2104.7262 | 2162.0699 | 2210.913 | 2209.4369 | 80 | 63 | 0 | 0 | 0 | 0 | 0 | 0 | 0 | 0 | 0 | 0 | 1855.103 | 2006.7917 | 2238.886 | 2412.1861 | 0 | 0 | 0 | 0 | -9.4473 | -65.9079 | -46.6861 | -76.5866 | -9.8768 | -34.684 | -36.0673 | -39.0106 | 188.9473 | 192.8702 | 54.7804 | -87.1519 | 0.39163 | 0 | 0 | 0 | 73.9967 | 0 | 0 | 0 | 0.11232 | 0.12654 | 0.11406 | 0.12113 | 0.060544 | 0.050042 | 0.050721 | 0.062006 | 21.222 | 24.4052 | 6.2481 | -10.5571 | 11.4397 | 9.6515 | 2.7785 | -5.404
4 | 30 | 11 | 2151.5766 | 2212.0394 | 2262.8066 | 2260.4958 | 80 | 63 | 0 | 0 | 0 | 0 | 0 | 0 | 0 | 0 | 0 | 0 | 1879.8434 | 2054.6875 | 2321.0594 | 2519.8378 | 0 | 0 | 0 | 0 | -10.9153 | -69.038 | -68.8432 | -79.0744 | -13.1748 | -38.7419 | -37.9171 | -39.554 | 215.8233 | 202.1319 | 48.5074 | -140.7136 | 0.38888 | 0 | 0 | 0 | 83.9299 | 0 | 0 | 0 | 0.11205 | 0.12684 | 0.11379 | 0.12149 | 0.060811 | 0.051065 | 0.052274 | 0.064997 | 24.1837 | 25.6394 | 5.5198 | -17.0949 | 13.1244 | 10.3218 | 2.5357 | -9.146
4 | 30 | 12 | 2179.1228 | 2242.3866 | 2295.2133 | 2292.9958 | 80 | 63 | 0 | 0 | 0 | 0 | 0 | 0 | 0 | 0 | 0 | 0 | 1940.2017 | 2121.0194 | 2401.815 | 2618.0469 | 0 | 0 | 0 | 0 | -11.7136 | -71.0754 | -84.5742 | -78.4253 | -12.5616 | -36.5834 | -39.1928 | -40 | 183.1963 | 166.026 | 17.1652 | -206.6258 | 0.38632 | 0 | 0 | 0 | 70.7718 | 0 | 0 | 0 | 0.11219 | 0.12694 | 0.11339 | 0.12149 | 0.061141 | 0.050734 | 0.053282 | 0.064997 | 20.5523 | 21.0748 | 1.9463 | -25.1024 | 11.2008 | 8.4231 | 0.9146 | -13.4301
4 | 30 | 13 | 2222.7916 | 2292.7991 | 2352.5341 | 2354.8136 | 80 | 63 | 0 | 0 | 0 | 0 | 0 | 0 | 0 | 0 | 0 | 0 | 1976.5865 | 2148.7996 | 2430.1661 | 2654.7863 | 0 | 0 | 0 | 0 | -10.9243 | -69.3449 | -82.8083 | -83.1347 | -7.0508 | -38.8419 | -39.3898 | -40 | 184.1802 | 189.1863 | 44.5661 | -176.838 | 0.38495 | 0 | 0 | 0 | 70.9006 | 0 | 0 | 0 | 0.11369 | 0.12317 | 0.11402 | 0.12101 | 0.062322 | 0.05119 | 0.051194 | 0.062258 | 20.9391 | 23.3023 | 5.0816 | -21.4 | 11.4785 | 9.6844 | 2.2815 | -11.0095
4 | 30 | 14 | 2235.1607 | 2309.5481 | 2374.2569 | 2380.6396 | 80 | 63 | 0 | 0 | 0 | 0 | 0 | 0 | 0 | 0 | 0 | 0 | 1929.5854 | 2075.5644 | 2337.7384 | 2553.5831 | 0 | 0 | 0 | 0 | -10.4083 | -69.3158 | -76.9831 | -64.6521 | -7.2574 | -39.298 | -39.339 | -40 | 243.241 | 279.5975 | 152.8405 | -68.2915 | 0.38305 | 0 | 0 | 0 | 93.1726 | 0 | 0 | 0 | 0.11222 | 0.12321 | 0.11389 | 0.12103 | 0.060537 | 0.049956 | 0.049493 | 0.062434 | 27.2962 | 34.4481 | 17.4074 | -8.2654 | 14.7251 | 13.9677 | 7.5645 | -4.2637
4 | 30 | 15 | 2235.2145 | 2313.6286 | 2382.7979 | 2392.8485 | 80 | 63 | 0 | 0 | 0 | 0 | 0 | 0 | 0 | 0 | 0 | 0 | 1885.9583 | 2001.5782 | 2233.7172 | 2427.3111 | 0 | 0 | 0 | 0 | -7.112 | -66.2587 | -66.9421 | -59.8055 | -5.1433 | -38.011 | -38.5994 | -39.8698 | 281.5115 | 353.3201 | 254.6222 | 65.2127 | 0.38528 | 0 | 0 | 0 | 108.4615 | 0 | 0 | 0 | 0.11215 | 0.12394 | 0.11389 | 0.12292 | 0.059854 | 0.049789 | 0.047979 | 0.05792 | 31.5725 | 43.7909 | 28.9985 | 8.0158 | 16.8497 | 17.5914 | 12.2166 | 3.7771
4 | 30 | 16 | 2219.053 | 2305.2257 | 2383.3791 | 2401.4745 | 80 | 63 | 0 | 0 | 0 | 0 | 0 | 0 | 0 | 0 | 0 | 0 | 1683.3038 | 1753.6427 | 1940.7823 | 2098.0102 | 0 | 0 | 0 | 0 | -2.0339 | -35.3781 | -11.1293 | -37.5979 | -4.7475 | -33.8921 | -35.3471 | -39.5832 | 462.5306 | 557.8532 | 489.0732 | 380.6454 | 0.41156 | 0 | 0.007326 | 0 | 190.3573 | 0 | 3.5829 | 0 | 0.10925 | 0.12445 | 0.1138 | 0.12245 | 0.05625 | 0.048813 | 0.046652 | 0.053064 | 50.5308 | 69.4227 | 55.6551 | 46.6112 | 26.0173 | 27.2303 | 22.8162 | 20.1984
4 | 30 | 17 | 2177.4425 | 2270.3053 | 2356.3065 | 2381.8539 | 80 | 63 | 0 | 0 | 0 | 0 | 0 | 0 | 0 | 0 | 0 | 0 | 1314.8208 | 1327.4098 | 1459.0328 | 1572.007 | 0 | 0 | 0 | 0 | -3.1817 | -4.2316 | -1.6868 | 23.3919 | -4.0958 | -6.4193 | -12.5458 | -14.205 | 789.8991 | 890.5464 | 911.5063 | 800.66 | 0.40997 | 0.23762 | 0.31375 | 0.26988 | 323.8368 | 211.6115 | 285.9814 | 216.0859 | 0.10575 | 0.12367 | 0.11274 | 0.119 | 0.052658 | 0.047039 | 0.044242 | 0.045213 | 83.5293 | 110.1328 | 102.7601 | 95.2755 | 41.5947 | 41.8908 | 40.3269 | 36.1999
4 | 30 | 18 | 2127.5842 | 2227.1353 | 2321.1703 | 2354.6408 | 80 | 63 | 0 | 0 | 0 | 0 | 0 | 0 | 0 | 0 | 0 | 0 | 709.1162 | 659.1071 | 722.2355 | 780.2919 | 0 | 0 | 0 | 0 | -2.5103 | -9.9757 | -5.1369 | 8.3 | 1.7349 | -2.848 | -3.5042 | -0.069271 | 1339.2434 | 1517.8519 | 1607.5758 | 1566.1182 | 0.41329 | 0.42469 | 0.41897 | 0.40593 | 553.4924 | 644.621 | 673.5211 | 635.7316 | 0.10253 | 0.12175 | 0.11216 | 0.11831 | 0.049696 | 0.043205 | 0.043128 | 0.043593 | 137.3132 | 184.7939 | 180.3054 | 185.2824 | 66.5545 | 65.5792 | 69.3316 | 68.2716
4 | 30 | 19 | 2146.5884 | 2250.8117 | 2349.806 | 2386.8624 | 80 | 63 | 0 | 0 | 0 | 0 | 0 | 0 | 0 | 0 | 0 | 0 | 404.1941 | 351.6014 | 388.2344 | 428.374 | 0 | 0 | 0 | 0 | 2.5194 | 22.672 | 52.0807 | 40.9518 | 4.9706 | 14.6476 | 12.1127 | 35.9636 | 1654.9044 | 1798.8907 | 1897.3782 | 1881.573 | 0.4157 | 0.42239 | 0.41303 | 0.40197 | 687.9377 | 759.8301 | 783.6686 | 756.3265 | 0.10214 | 0.12222 | 0.11296 | 0.11858 | 0.049087 | 0.043917 | 0.044307 | 0.044107 | 169.0382 | 219.8599 | 214.3222 | 223.1142 | 81.2339 | 79.0017 | 84.0677 | 82.9897
4 | 30 | 20 | 2216.3082 | 2327.9079 | 2434.2336 | 2475.5102 | 80 | 63 | 0 | 0 | 0 | 0 | 0 | 0 | 0 | 0 | 0 | 0 | 455.1341 | 417.4149 | 453.5504 | 493.3881 | 0 | 0 | 0 | 0 | 9.2189 | 30.3613 | 36.6047 | 77.3505 | 9.4503 | 24.3087 | 31.1633 | 38.6272 | 1662.5049 | 1792.823 | 1912.9151 | 1866.1444 | 0.42087 | 0.43174 | 0.42154 | 0.40469 | 699.7066 | 774.0392 | 806.3627 | 755.2033 | 0.10224 | 0.1222 | 0.11293 | 0.11859 | 0.049112 | 0.043933 | 0.044334 | 0.044056 | 169.9803 | 219.0896 | 216.035 | 221.3026 | 81.6488 | 78.764 | 84.8076 | 82.214
4 | 30 | 21 | 2097.3629 | 2204.3941 | 2306.2132 | 2345.7972 | 80 | 63 | 0 | 0 | 0 | 0 | 0 | 0 | 0 | 0 | 0 | 0 | 497.4691 | 467.9091 | 505.6171 | 543.7176 | 0 | 0 | 0 | 0 | 10.5288 | 42.8222 | 8.2648 | 29.5536 | 4.879 | 13.4188 | 25.0981 | 39.304 | 1504.4859 | 1617.244 | 1767.2332 | 1733.222 | 0.41808 | 0.42369 | 0.41303 | 0.4036 | 628.9971 | 685.2071 | 729.9273 | 699.5358 | 0.10181 | 0.12224 | 0.11296 | 0.11847 | 0.049011 | 0.043613 | 0.04411 | 0.043849 | 153.1687 | 197.6987 | 199.6245 | 205.3425 | 73.7367 | 70.5328 | 77.9528 | 75.9995
4 | 30 | 22 | 1892.0031 | 1990.5737 | 2084.5929 | 2122.0004 | 80 | 63 | 0 | 0 | 0 | 0 | 0 | 0 | 0 | 0 | 0 | 0 | 513.9074 | 484.5727 | 523.4206 | 562.0056 | 0 | 0 | 0 | 0 | 8.7923 | 22.3164 | 17.5303 | 36.7086 | 3.9246 | 20.1674 | 22.3665 | 39.0313 | 1285.3789 | 1400.5171 | 1521.2755 | 1484.255 | 0.41431 | 0.4215 | 0.41126 | 0.40084 | 532.5426 | 590.3158 | 625.6366 | 594.946 | 0.10193 | 0.12204 | 0.1124 | 0.11843 | 0.049173 | 0.043315 | 0.043705 | 0.043791 | 131.0243 | 170.9151 | 170.9879 | 175.777 | 63.2061 | 60.6636 | 66.4871 | 64.9974
4 | 30 | 23 | 1707.6604 | 1797.6317 | 1883.4973 | 1917.9553 | 80 | 63 | 0 | 0 | 0 | 0 | 0 | 0 | 0 | 0 | 0 | 0 | 522.7136 | 496.8117 | 537.366 | 572.3296 | 0 | 0 | 0 | 0 | 5.3518 | 27.2962 | 59.3261 | 27.4657 | 3.6801 | 14.4334 | 14.1955 | 35.7598 | 1095.9149 | 1196.0904 | 1272.6098 | 1282.4001 | 0.41263 | 0.42045 | 0.41146 | 0.39726 | 452.2119 | 502.9001 | 523.6224 | 509.4468 | 0.10258 | 0.12177 | 0.1122 | 0.11826 | 0.049826 | 0.043209 | 0.043549 | 0.043564 | 112.4183 | 145.6499 | 142.7836 | 151.6572 | 54.6047 | 51.6825 | 55.4215 | 55.8667
4 | 30 | 24 | 1563.0599 | 1638.8886 | 1709.8275 | 1734.5381 | 80 | 63 | 0 | 0 | 0 | 0 | 0 | 0 | 0 | 0 | 0 | 0 | 534.738 | 513.9415 | 555.2224 | 587.4585 | 0 | 0 | 0 | 0 | 6.4303 | 11.6098 | 22.4901 | 23.8517 | 1.856 | 27.1523 | 22.9452 | 26.0041 | 940.0356 | 1023.1851 | 1109.1698 | 1097.2238 | 0.41183 | 0.4219 | 0.41161 | 0.39624 | 387.1307 | 431.6787 | 456.543 | 434.7649 | 0.10329 | 0.1216 | 0.1122 | 0.11814 | 0.050608 | 0.043132 | 0.043439 | 0.043334 | 97.1 | 124.42 | 124.4471 | 129.6282 | 47.5735 | 44.1319 | 48.1816 | 47.5476
5 | 1 | 1 | 1484.2566 | 1545.8106 | 1601.0077 | 1613.7401 | 80 | 63 | 0 | 0 | 0 | 0 | 0 | 0 | 0 | 0 | 0 | 0 | 525.213 | 504.4419 | 547.0356 | 575.8319 | 0 | 0 | 0 | 0 | -0.33393 | 24.2429 | 36.9076 | 25.2458 | 0.256 | 8.9793 | 17.8607 | 13.6102 | 879.1216 | 945.1465 | 999.2038 | 999.0522 | 0.39346 | 0.40712 | 0.39915 | 0.37525 | 345.8992 | 384.7889 | 398.8291 | 374.8961 | 0.10819 | 0.11629 | 0.11609 | 0.12009 | 0.051483 | 0.043329 | 0.043595 | 0.043451 | 95.1165 | 109.9093 | 115.9937 | 119.9809 | 45.2595 | 40.9519 | 43.5606 | 43.4094
5 | 1 | 2 | 1439.9864 | 1492.3194 | 1537.4883 | 1542.7034 | 80 | 63 | 0 | 0 | 0 | 0 | 0 | 0 | 0 | 0 | 0 | 0 | 514.1564 | 495.1819 | 537.5242 | 563.8614 | 0 | 0 | 0 | 0 | -3.0945 | 25.9611 | 23.6031 | 0.90482 | -0.020608 | 13.0037 | 15.9906 | 13.2565 | 848.9451 | 895.1726 | 960.3704 | 964.6806 | 0.39324 | 0.40518 | 0.39871 | 0.37205 | 333.8395 | 362.7096 | 382.9048 | 358.9054 | 0.10831 | 0.1163 | 0.11609 | 0.12011 | 0.051541 | 0.043291 | 0.043536 | 0.043315 | 91.9494 | 104.1088 | 111.487 | 115.869 | 43.7552 | 38.7534 | 41.8111 | 41.7849
5 | 1 | 3 | 1419.0503 | 1463.8881 | 1500.814 | 1499.5632 | 80 | 63 | 0 | 0 | 0 | 0 | 0 | 0 | 0 | 0 | 0 | 0 | 493.61 | 475.159 | 515.1778 | 541.4777 | 0 | 0 | 0 | 0 | -3.5816 | 59.4042 | 31.4796 | 8.3009 | -0.22821 | 10.7012 | 14.3256 | 10.6625 | 849.2501 | 855.6237 | 939.831 | 939.122 | 0.40479 | 0.40648 | 0.39859 | 0.37175 | 343.7699 | 347.7932 | 374.6101 | 349.118 | 0.10804 | 0.11626 | 0.11596 | 0.12008 | 0.051222 | 0.043102 | 0.043261 | 0.043187 | 91.7566 | 99.4747 | 108.9825 | 112.77 | 43.5006 | 36.8792 | 40.6581 | 40.5576
5 | 1 | 4 | 1442.9885 | 1481.8795 | 1511.8028 | 1504.0135 | 80 | 63 | 0 | 0 | 0 | 0 | 0 | 0 | 0 | 0 | 0 | 0 | 476.3151 | 461.4166 | 499.0721 | 523.8587 | 0 | 0 | 0 | 0 | -4.1845 | 54.5022 | 30.7612 | 6.3317 | 0.13067 | 13.0552 | 19.413 | 8.247 | 890.7272 | 889.9054 | 962.5566 | 965.5761 | 0.39239 | 0.40724 | 0.39885 | 0.37249 | 349.5147 | 362.4042 | 383.9114 | 359.6678 | 0.10724 | 0.1163 | 0.11595 | 0.12005 | 0.050451 | 0.042793 | 0.043363 | 0.043352 | 95.5254 | 103.4996 | 111.6099 | 115.9163 | 44.9382 | 38.0814 | 41.7393 | 41.8601
5 | 1 | 5 | 1542.5947 | 1580.9085 | 1609.2244 | 1597.8098 | 80 | 63 | 0 | 0 | 0 | 0 | 0 | 0 | 0 | 0 | 0 | 0 | 451.6426 | 440.4186 | 475.8089 | 497.6447 | 0 | 0 | 0 | 0 | -3.3457 | 68.2122 | 54.0808 | -12.6485 | -1.8849 | 5.4682 | 13.4353 | 6.3754 | 1016.1827 | 1003.8095 | 1065.8994 | 1106.4382 | 0.39799 | 0.40903 | 0.40099 | 0.37782 | 404.434 | 410.5859 | 427.416 | 418.0399 | 0.10661 | 0.11638 | 0.11593 | 0.12003 | 0.049898 | 0.043001 | 0.043618 | 0.043597 | 108.3347 | 116.8275 | 123.569 | 132.8112 | 50.7053 | 43.1648 | 46.4924 | 48.237
5 | 1 | 6 | 1700.0273 | 1737.9265 | 1764.4705 | 1748.2174 | 80 | 63 | 0 | 0 | 0 | 0 | 0 | 0 | 0 | 0 | 0 | 0 | 484.7458 | 478.6663 | 510.7633 | 531.7519 | 0 | 0 | 0 | 0 | -1.3974 | -11.68 | -0.14807 | -12.2629 | 0.54455 | 2.8708 | 0.39955 | 3.8184 | 1136.1344 | 1205.0694 | 1253.4557 | 1224.9099 | 0.39817 | 0.40695 | 0.39923 | 0.37497 | 452.3719 | 490.4035 | 500.4185 | 459.3031 | 0.10686 | 0.11646 | 0.11603 | 0.12024 | 0.050154 | 0.043363 | 0.043355 | 0.043505 | 121.4024 | 140.3374 | 145.4376 | 147.2879 | 56.9821 | 52.2557 | 54.343 | 53.2899
5 | 1 | 7 | 1858.9712 | 1900.3216 | 1930.0961 | 1913.9981 | 80 | 63 | 0 | 0 | 0 | 0 | 0 | 0 | 0 | 0 | 0 | 0 | 806.6058 | 808.2618 | 843.376 | 870.5549 | 0 | 0 | 0 | 0 | -0.083656 | -16.6199 | -3.1021 | -0.20712 | 0.51561 | -1.5002 | -6.527 | -4.243 | 971.9335 | 1047.18 | 1096.3492 | 1047.8932 | 0.39621 | 0.33259 | 0.32125 | 0.38231 | 385.0876 | 348.2826 | 352.1976 | 400.6247 | 0.1104 | 0.11771 | 0.11754 | 0.1231 | 0.052929 | 0.040465 | 0.045798 | 0.050392 | 107.3045 | 123.263 | 128.8618 | 128.9985 | 51.4438 | 42.3742 | 50.2111 | 52.8055
5 | 1 | 8 | 1943.6192 | 1987.1071 | 2020.097 | 2006.7461 | 80 | 63 | 0 | 0 | 0 | 0 | 0 | 0 | 0 | 0 | 0 | 0 | 897.214 | 946.2753 | 1029.7911 | 1102.2486 | 0 | 0 | 0 | 0 | -2.5883 | -20.3607 | -13.3433 | -2.3743 | -1.0532 | -6.2057 | -8.2648 | -11.7147 | 970.0467 | 1004.3982 | 1011.9139 | 918.5865 | 0.38794 | 0.32023 | 0.31429 | 0.32105 | 376.3157 | 321.6434 | 318.0307 | 294.9125 | 0.11436 | 0.11826 | 0.11876 | 0.1269 | 0.056731 | 0.059259 | 0.048623 | 0.062066 | 110.9378 | 118.7802 | 120.1738 | 116.5651 | 55.0321 | 59.5193 | 49.2024 | 57.0133
5 | 1 | 9 | 1998.7201 | 2048.3167 | 2089.2525 | 2083.2814 | 80 | 63 | 0 | 0 | 0 | 0 | 0 | 0 | 0 | 0 | 0 | 0 | 941.0025 | 1023.1688 | 1156.5064 | 1275.6374 | 0 | 0 | 0 | 0 | 0.57241 | -64.2577 | -22.3913 | -25.1771 | -0.92751 | -8.631 | -12.212 | -14.873 | 978.0727 | 1035.0366 | 967.3494 | 847.6941 | 0.39364 | 0.24286 | 0.23968 | 0 | 385.009 | 251.3706 | 231.8496 | 0 | 0.11841 | 0.11706 | 0.11827 | 0.12384 | 0.061762 | 0.051776 | 0.048938 | 0.060949 | 115.8119 | 121.1653 | 114.4098 | 104.9792 | 60.4077 | 53.5902 | 47.3397 | 51.6661
5 | 1 | 10 | 2054.0972 | 2106.8737 | 2150.7387 | 2145.8266 | 80 | 63 | 0 | 0 | 0 | 0 | 0 | 0 | 0 | 0 | 0 | 0 | 998.4572 | 1111.3442 | 1286.8121 | 1440.766 | 0 | 0 | 0 | 0 | -3.3264 | -76.8269 | -107.5265 | -77.4286 | -1.7292 | -14.3797 | -16.0025 | -32.5658 | 980.6955 | 1023.736 | 987.4556 | 815.055 | 0.31441 | 0.24286 | 0.24286 | 0 | 308.3436 | 248.6261 | 239.8146 | 0 | 0.11622 | 0.11728 | 0.11829 | 0.12301 | 0.059713 | 0.050062 | 0.050012 | 0.06259 | 113.9792 | 120.0624 | 116.8016 | 100.2568 | 58.5604 | 51.2504 | 49.3842 | 51.0146
5 | 1 | 11 | 2084.4469 | 2140.1863 | 2186.078 | 2180.9409 | 80 | 63 | 0 | 0 | 0 | 0 | 0 | 0 | 0 | 0 | 0 | 0 | 989.6776 | 1112.6381 | 1310.6066 | 1481.2038 | 0 | 0 | 0 | 0 | -6.5128 | -79.767 | -85.7243 | -83.4778 | -2.3152 | -21.0593 | -27.5713 | -37.7559 | 1023.5973 | 1065.3745 | 988.767 | 820.9708 | 0.31687 | 0.24286 | 0.24286 | 0 | 324.3454 | 258.7384 | 240.133 | 0 | 0.11579 | 0.11749 | 0.11802 | 0.1229 | 0.059372 | 0.054021 | 0.051155 | 0.061459 | 118.5232 | 125.1658 | 116.6953 | 100.8973 | 60.7731 | 57.5527 | 50.5809 | 50.4561
5 | 1 | 12 | 2094.3806 | 2151.9339 | 2199.0048 | 2193.6961 | 80 | 63 | 0 | 0 | 0 | 0 | 0 | 0 | 0 | 0 | 0 | 0 | 1125.8512 | 1252.828 | 1466.5871 | 1647.7291 | 0 | 0 | 0 | 0 | -1.1233 | -65.5631 | -85.7391 | -85.3265 | -2.9788 | -24.6247 | -30.5869 | -39.5093 | 892.6315 | 926.2938 | 848.7438 | 670.8029 | 0.30984 | 0.24286 | 0.24286 | 0 | 276.5705 | 224.9611 | 206.1269 | 0 | 0.11582 | 0.12175 | 0.11774 | 0.12307 | 0.059588 | 0.049595 | 0.051608 | 0.063043 | 103.3855 | 112.7723 | 99.9347 | 82.5545 | 53.1903 | 45.9399 | 43.802 | 42.2895
5 | 1 | 13 | 2130.7526 | 2195.2845 | 2249.6563 | 2249.4132 | 80 | 63 | 0 | 0 | 0 | 0 | 0 | 0 | 0 | 0 | 0 | 0 | 1276.1755 | 1383.6789 | 1591.833 | 1766.1267 | 0 | 0 | 0 | 0 | -1.1233 | -56.5737 | -80.7681 | -77.704 | -3.2612 | -15.2307 | -16.6695 | -37.9713 | 778.9616 | 820.4099 | 755.2609 | 598.9618 | 0.31489 | 0.24286 | 0.24286 | 0 | 245.2877 | 199.246 | 183.4235 | 0 | 0.11535 | 0.12174 | 0.11784 | 0.12304 | 0.059115 | 0.049371 | 0.050509 | 0.06275 | 89.8506 | 99.8765 | 89.0029 | 73.6942 | 46.0484 | 40.5042 | 38.1472 | 37.585
5 | 1 | 14 | 2132.8703 | 2201.4914 | 2260.6015 | 2264.4881 | 80 | 63 | 0 | 0 | 0 | 0 | 0 | 0 | 0 | 0 | 0 | 0 | 1476.8472 | 1569.3156 | 1773.8081 | 1946.3362 | 0 | 0 | 0 | 0 | -3.7782 | -39.0291 | -36.2851 | -45.2497 | -1.8065 | -15.5861 | -14.9332 | -27.6027 | 581.6077 | 623.791 | 538.0117 | 391.0044 | 0.31699 | 0.24286 | 0.24286 | 0 | 184.3625 | 151.4948 | 130.6621 | 0 | 0.11573 | 0.12171 | 0.11787 | 0.12375 | 0.059448 | 0.039649 | 0.049083 | 0.060377 | 67.3076 | 75.9246 | 63.4152 | 48.3863 | 34.5757 | 24.7324 | 26.4074 | 23.6078
5 | 1 | 15 | 2115.5764 | 2186.7009 | 2248.7157 | 2255.3447 | 80 | 63 | 0 | 0 | 0 | 0 | 0 | 0 | 0 | 0 | 0 | 0 | 1410.2564 | 1483.0786 | 1672.5354 | 1833.7021 | 0 | 0 | 0 | 0 | -4.6237 | -16.7457 | -18.6459 | -18.5457 | -2.7233 | -14.0321 | -15.3999 | -19.1853 | 632.6671 | 671.4001 | 610.2261 | 459.3736 | 0.31618 | 0.24027 | 0.2402 | 0.19462 | 200.0361 | 161.3177 | 146.5743 | 89.4032 | 0.11447 | 0.12111 | 0.11792 | 0.12433 | 0.058053 | 0.048654 | 0.047698 | 0.055827 | 72.4222 | 81.315 | 71.9559 | 57.115 | 36.7285 | 32.666 | 29.1068 | 25.6453
5 | 1 | 16 | 2086.9362 | 2165.3472 | 2235.9444 | 2250.5776 | 80 | 63 | 0 | 0 | 0 | 0 | 0 | 0 | 0 | 0 | 0 | 0 | 1619.0229 | 1692.135 | 1861.45 | 2004.9198 | 0 | 0 | 0 | 0 | -1.1233 | -17.2641 | -4.0147 | -10.1623 | -2.6981 | -9.7453 | -14.9714 | -17.1027 | 391.7347 | 437.2216 | 393.4805 | 272.9227 | 0.32103 | 0.24715 | 0.22975 | 0.24005 | 125.7567 | 108.0608 | 90.4018 | 65.5147 | 0.11277 | 0.11807 | 0.11811 | 0.12367 | 0.055743 | 0.049005 | 0.046866 | 0.052355 | 44.1768 | 51.6221 | 46.4746 | 33.7535 | 21.8366 | 21.4261 | 18.4408 | 14.2887
5 | 1 | 17 | 2067.844 | 2153.813 | 2233.0371 | 2255.2882 | 80 | 63 | 0 | 0 | 0 | 0 | 0 | 0 | 0 | 0 | 0 | 0 | 1420.1097 | 1455.0715 | 1580.006 | 1686.3602 | 0 | 0 | 0 | 0 | -2.6242 | -3.2776 | -5.9352 | -7.6304 | -0.71198 | -5.5023 | -10.5261 | -10.8753 | 571.0705 | 644.5213 | 669.4924 | 587.4336 | 0.39785 | 0.24634 | 0.32048 | 0.23372 | 227.2015 | 158.7732 | 214.5623 | 137.2973 | 0.10932 | 0.11858 | 0.11708 | 0.12097 | 0.052281 | 0.048317 | 0.044793 | 0.045536 | 62.4297 | 76.4251 | 78.3816 | 71.0645 | 29.8559 | 31.1415 | 29.9888 | 26.7495
5 | 1 | 18 | 2046.3493 | 2140.1115 | 2228.3516 | 2258.7207 | 80 | 63 | 0 | 0 | 0 | 0 | 0 | 0 | 0 | 0 | 0 | 0 | 999.4895 | 982.4953 | 1050.0268 | 1114.5168 | 0 | 0 | 0 | 0 | -1.1157 | -11.4754 | -14.9933 | 4.1901 | 0.12712 | -3.6786 | -3.0915 | -0.91695 | 967.8484 | 1109.7702 | 1196.4096 | 1140.9308 | 0.40002 | 0.33194 | 0.39565 | 0.38633 | 387.1597 | 368.3809 | 473.3585 | 440.7745 | 0.10747 | 0.11698 | 0.11618 | 0.12005 | 0.050339 | 0.045601 | 0.043081 | 0.043402 | 104.0108 | 129.8209 | 138.993 | 136.966 | 48.7204 | 50.607 | 51.5428 | 49.5183
5 | 1 | 19 | 2093.9295 | 2194.9198 | 2290.7794 | 2326.397 | 80 | 63 | 0 | 0 | 0 | 0 | 0 | 0 | 0 | 0 | 0 | 0 | 631.9024 | 606.2353 | 646.6097 | 695.537 | 0 | 0 | 0 | 0 | -0.13118 | -13.7525 | 5.8468 | 48.3363 | 0.93351 | 3.9356 | -1.3807 | 4.7333 | 1381.2248 | 1535.5014 | 1639.7036 | 1577.7904 | 0.40291 | 0.40667 | 0.40013 | 0.39254 | 556.5149 | 624.4492 | 656.1019 | 619.3382 | 0.10649 | 0.11735 | 0.11725 | 0.12059 | 0.049261 | 0.044017 | 0.044446 | 0.044028 | 147.0886 | 180.1936 | 192.2569 | 190.2649 | 68.041 | 67.5889 | 72.8781 | 69.4666
5 | 1 | 20 | 2177.7983 | 2285.1736 | 2387.1138 | 2425.5733 | 80 | 63 | 0 | 0 | 0 | 0 | 0 | 0 | 0 | 0 | 0 | 0 | 703.8157 | 696.5224 | 734.1172 | 787.0273 | 0 | 0 | 0 | 0 | 6.5072 | 22.5809 | 5.37 | 31.1022 | 1.7783 | 11.4423 | 17.9871 | 33.5824 | 1385.6971 | 1491.6279 | 1629.6394 | 1573.8614 | 0.40427 | 0.42028 | 0.41111 | 0.39531 | 560.1998 | 626.9033 | 669.9671 | 622.16 | 0.10677 | 0.11728 | 0.11718 | 0.12056 | 0.049394 | 0.043928 | 0.044523 | 0.044237 | 147.9512 | 174.9421 | 190.9559 | 189.7505 | 68.4448 | 65.5238 | 72.557 | 69.6235
5 | 1 | 21 | 2067.2549 | 2170.0128 | 2267.3515 | 2303.8953 | 80 | 63 | 0 | 0 | 0 | 0 | 0 | 0 | 0 | 0 | 0 | 0 | 696.8663 | 697.1559 | 734.0364 | 781.354 | 0 | 0 | 0 | 0 | 9.0856 | 16.3884 | 37.5747 | 61.5999 | 2.4036 | 6.1688 | 3.1127 | 28.1241 | 1278.8994 | 1387.2997 | 1492.6277 | 1432.8174 | 0.40188 | 0.40772 | 0.40034 | 0.39234 | 513.9646 | 565.6244 | 597.5563 | 562.145 | 0.10629 | 0.11729 | 0.11719 | 0.1205 | 0.049276 | 0.043962 | 0.044385 | 0.044069 | 135.9291 | 162.7137 | 174.9185 | 172.6597 | 63.0193 | 60.9888 | 66.2502 | 63.1434
5 | 1 | 22 | 1866.4386 | 1961.7946 | 2052.5024 | 2087.7759 | 80 | 63 | 0 | 0 | 0 | 0 | 0 | 0 | 0 | 0 | 0 | 0 | 670.4216 | 676.0392 | 711.0395 | 753.5482 | 0 | 0 | 0 | 0 | 5.4519 | 9.5242 | 23.2054 | 20.4979 | 1.8717 | 8.5415 | 7.9403 | 34.9182 | 1108.6934 | 1204.6897 | 1310.3173 | 1278.8117 | 0.39659 | 0.40366 | 0.39544 | 0.38685 | 439.6965 | 486.2807 | 518.1476 | 494.7064 | 0.10614 | 0.11699 | 0.11673 | 0.1204 | 0.049467 | 0.04347 | 0.043918 | 0.0438 | 117.6776 | 140.9359 | 152.9544 | 153.9727 | 54.8442 | 52.3677 | 57.5462 | 56.0115
5 | 1 | 23 | 1685.0491 | 1771.376 | 1853.3959 | 1885.1742 | 80 | 63 | 0 | 0 | 0 | 0 | 0 | 0 | 0 | 0 | 0 | 0 | 616.3869 | 625.5558 | 655.6778 | 694.9993 | 0 | 0 | 0 | 0 | 0.51579 | 28.8171 | 21.7179 | 70.2366 | 1.2819 | 7.0565 | 7.0084 | 19.1227 | 986.8645 | 1046.9466 | 1168.9917 | 1100.8156 | 0.39616 | 0.40557 | 0.39781 | 0.38169 | 390.9527 | 424.6082 | 465.031 | 420.1717 | 0.10719 | 0.11642 | 0.11623 | 0.12023 | 0.050701 | 0.043339 | 0.043618 | 0.043629 | 105.7868 | 121.8816 | 135.8711 | 132.3528 | 50.0351 | 45.3741 | 50.989 | 48.0275
5 | 1 | 24 | 1569.8202 | 1643.5998 | 1712.2193 | 1734.8813 | 80 | 63 | 0 | 0 | 0 | 0 | 0 | 0 | 0 | 0 | 0 | 0 | 557.0813 | 562.0675 | 590.5004 | 626.4489 | 0 | 0 | 0 | 0 | 1.1544 | 43.5582 | 49.5077 | 15.4954 | 0.99131 | 10.8959 | 13.0001 | 20.0615 | 930.5932 | 964.0782 | 1059.211 | 1072.8755 | 0.39155 | 0.40913 | 0.40018 | 0.37917 | 364.3721 | 394.4361 | 423.8794 | 406.8053 | 0.1085 | 0.11637 | 0.11617 | 0.1202 | 0.051999 | 0.043652 | 0.043526 | 0.043498 | 100.973 | 112.1943 | 123.0503 | 128.9611 | 48.3901 | 42.084 | 46.1031 | 46.6676
5 | 2 | 1 | 1502.1674 | 1564.7707 | 1620.9877 | 1634.184 | 80 | 63 | 0 | 0 | 0 | 0 | 0 | 0 | 0 | 0 | 0 | 0 | 523.3214 | 527.7371 | 555.9728 | 587.7289 | 0 | 0 | 0 | 0 | -0.33393 | 24.2429 | 36.9076 | 25.2458 | 0.256 | 8.9793 | 17.8607 | 13.6102 | 898.9239 | 940.8114 | 1010.2466 | 1007.5991 | 0.39346 | 0.40712 | 0.39915 | 0.37525 | 353.6907 | 383.024 | 403.2368 | 378.1033 | 0.10819 | 0.11629 | 0.11609 | 0.12009 | 0.051483 | 0.043329 | 0.043595 | 0.043451 | 97.259 | 109.4052 | 117.2756 | 121.0073 | 46.279 | 40.7641 | 44.042 | 43.7807
5 | 2 | 2 | 1455.3785 | 1508.6132 | 1554.6586 | 1560.2723 | 80 | 63 | 0 | 0 | 0 | 0 | 0 | 0 | 0 | 0 | 0 | 0 | 510.1267 | 514.7014 | 542.0034 | 573.1391 | 0 | 0 | 0 | 0 | -3.0945 | 25.9611 | 23.6031 | 0.90482 | -0.020608 | 13.0037 | 15.9906 | 13.2565 | 868.3669 | 891.947 | 973.0615 | 972.9719 | 0.39324 | 0.40518 | 0.39871 | 0.37205 | 341.4769 | 361.4026 | 387.9648 | 361.9902 | 0.10831 | 0.1163 | 0.11609 | 0.12011 | 0.051541 | 0.043291 | 0.043536 | 0.043315 | 94.053 | 103.7337 | 112.9603 | 116.8649 | 44.7562 | 38.6137 | 42.3636 | 42.1441
5 | 2 | 3 | 1431.7838 | 1477.3675 | 1515.0185 | 1514.0975 | 80 | 63 | 0 | 0 | 0 | 0 | 0 | 0 | 0 | 0 | 0 | 0 | 502.133 | 508.9295 | 536.6545 | 564.5379 | 0 | 0 | 0 | 0 | -3.5816 | 59.4042 | 31.4796 | 8.3009 | -0.22821 | 10.7012 | 14.3256 | 10.6625 | 853.4605 | 835.3326 | 932.5588 | 930.5962 | 0.40479 | 0.40648 | 0.39859 | 0.37175 | 345.4743 | 339.5453 | 371.7114 | 345.9485 | 0.10804 | 0.11626 | 0.11596 | 0.12008 | 0.051222 | 0.043102 | 0.043261 | 0.043187 | 92.2115 | 97.1156 | 108.1392 | 111.7462 | 43.7163 | 36.0046 | 40.3434 | 40.1894
5 | 2 | 4 | 1460.1997 | 1500.099 | 1531.0023 | 1523.6588 | 80 | 63 | 0 | 0 | 0 | 0 | 0 | 0 | 0 | 0 | 0 | 0 | 483.1093 | 487.1914 | 515.1023 | 541.7687 | 0 | 0 | 0 | 0 | -4.1845 | 54.5022 | 30.7612 | 6.3317 | 0.13067 | 13.0552 | 19.413 | 8.247 | 901.1442 | 882.3501 | 965.7259 | 967.3114 | 0.39239 | 0.40724 | 0.39885 | 0.37249 | 353.6023 | 359.3274 | 385.1755 | 360.3142 | 0.10724 | 0.1163 | 0.11595 | 0.12005 | 0.050451 | 0.042793 | 0.043363 | 0.043352 | 96.6426 | 102.6209 | 111.9773 | 116.1247 | 45.4638 | 37.7581 | 41.8767 | 41.9353
5 | 2 | 5 | 1567.7818 | 1607.5712 | 1637.3213 | 1626.5591 | 80 | 63 | 0 | 0 | 0 | 0 | 0 | 0 | 0 | 0 | 0 | 0 | 470.125 | 471.5355 | 499.6009 | 525.9341 | 0 | 0 | 0 | 0 | -3.3457 | 68.2122 | 54.0808 | -12.6485 | -1.8849 | 5.4682 | 13.4353 | 6.3754 | 1022.8874 | 999.3553 | 1070.2042 | 1106.898 | 0.39799 | 0.40903 | 0.40099 | 0.37782 | 407.1024 | 408.764 | 429.1422 | 418.2137 | 0.10661 | 0.11638 | 0.11593 | 0.12003 | 0.049898 | 0.043001 | 0.043618 | 0.043597 | 109.0495 | 116.3091 | 124.068 | 132.8664 | 51.0398 | 42.9733 | 46.6802 | 48.257
5 | 2 | 6 | 1713.6703 | 1752.3687 | 1779.6896 | 1763.7899 | 80 | 63 | 0 | 0 | 0 | 0 | 0 | 0 | 0 | 0 | 0 | 0 | 711.0772 | 710.4875 | 739.6735 | 766.7401 | 0 | 0 | 0 | 0 | -1.3974 | -11.68 | -0.14807 | -12.2629 | 0.54455 | 2.8708 | 0.39955 | 3.8184 | 923.446 | 987.6905 | 1039.7646 | 1005.4942 | 0.39817 | 0.40695 | 0.39923 | 0.37497 | 367.6863 | 401.941 | 415.1064 | 377.029 | 0.10686 | 0.11646 | 0.11603 | 0.12024 | 0.050154 | 0.043363 | 0.043355 | 0.043505 | 98.6754 | 115.0224 | 120.6431 | 120.9045 | 46.3148 | 42.8295 | 45.0785 | 43.7442
5 | 2 | 7 | 1865.338 | 1907.0614 | 1937.1983 | 1921.2652 | 80 | 63 | 0 | 0 | 0 | 0 | 0 | 0 | 0 | 0 | 0 | 0 | 1183.9239 | 1190.4997 | 1228.8247 | 1261.9274 | 0 | 0 | 0 | 0 | -0.083656 | -16.6199 | -3.1021 | -0.20712 | 0.51561 | -1.5002 | -6.527 | -4.243 | 600.9821 | 671.6818 | 718.0027 | 663.788 | 0.39621 | 0.33259 | 0.32125 | 0.38231 | 238.1138 | 223.3953 | 230.6553 | 253.7757 | 0.1104 | 0.11771 | 0.11754 | 0.1231 | 0.052929 | 0.040465 | 0.045798 | 0.050392 | 66.3503 | 79.0633 | 84.392 | 81.7141 | 31.8096 | 27.1797 | 32.8834 | 33.4496
5 | 2 | 8 | 1954.9534 | 1999.1053 | 2032.7406 | 2019.6832 | 80 | 63 | 0 | 0 | 0 | 0 | 0 | 0 | 0 | 0 | 0 | 0 | 1574.0662 | 1639.7523 | 1738.8396 | 1822.5822 | 0 | 0 | 0 | 0 | -2.5883 | -20.3607 | -13.3433 | -2.3743 | -1.0532 | -6.2057 | -8.2648 | -11.7147 | 304.5287 | 322.9194 | 315.509 | 211.19 | 0.38794 | 0.32023 | 0.31429 | 0.32105 | 118.1375 | 103.4101 | 99.1602 | 67.8026 | 0.11436 | 0.11826 | 0.11876 | 0.1269 | 0.056731 | 0.059259 | 0.048623 | 0.062066 | 34.8269 | 38.1885 | 37.4695 | 26.7992 | 17.2763 | 19.1358 | 15.341 | 13.1078
5 | 2 | 9 | 2029.924 | 2081.3488 | 2124.0613 | 2118.8985 | 80 | 63 | 0 | 0 | 0 | 0 | 0 | 0 | 0 | 0 | 0 | 0 | 1868.2647 | 1993.655 | 2157.0259 | 2295.4958 | 0 | 0 | 0 | 0 | 0.57241 | -64.2577 | -22.3913 | -25.1771 | -0.92751 | -8.631 | -12.212 | -14.873 | 82.0144 | 97.5825 | 1.6387 | -136.5472 | 0.39364 | 0.24286 | 0.23968 | 0 | 32.2842 | 23.699 | 0.39275 | 0 | 0.11841 | 0.11706 | 0.11827 | 0.12384 | 0.061762 | 0.051776 | 0.048938 | 0.060949 | 9.7112 | 11.4234 | 0.19381 | -16.9101 | 5.0654 | 5.0524 | 0.080192 | -8.3224
5 | 2 | 10 | 2084.4615 | 2139.017 | 2184.611 | 2180.4854 | 80 | 63 | 0 | 0 | 0 | 0 | 0 | 0 | 0 | 0 | 0 | 0 | 2036.2717 | 2198.211 | 2404.4972 | 2580.4922 | 0 | 0 | 0 | 0 | -3.3264 | -76.8269 | -107.5265 | -77.4286 | -1.7292 | -14.3797 | -16.0025 | -32.5658 | -26.7546 | -30.9875 | -96.3573 | -290.0124 | 0.31441 | 0.24286 | 0.24286 | 0 | -8.412 | -7.5257 | -23.4014 | 0 | 0.11622 | 0.11728 | 0.11829 | 0.12301 | 0.059713 | 0.050062 | 0.050012 | 0.06259 | -3.1095 | -3.6342 | -11.3977 | -35.6733 | -1.5976 | -1.5513 | -4.819 | -18.152
5 | 2 | 11 | 2092.9825 | 2149.2219 | 2195.5997 | 2190.6837 | 80 | 63 | 0 | 0 | 0 | 0 | 0 | 0 | 0 | 0 | 0 | 0 | 2164.2072 | 2351.927 | 2589.0931 | 2788.009 | 0 | 0 | 0 | 0 | -6.5128 | -79.767 | -85.7243 | -83.4778 | -2.3152 | -21.0593 | -27.5713 | -37.7559 | -142.3967 | -164.8787 | -280.1978 | -476.0916 | 0.31687 | 0.24286 | 0.24286 | 0 | -45.121 | -40.0427 | -68.0491 | 0 | 0.11579 | 0.11749 | 0.11802 | 0.1229 | 0.059372 | 0.054021 | 0.051155 | 0.061459 | -16.4882 | -19.3708 | -33.0692 | -58.5117 | -8.4544 | -8.9069 | -14.3337 | -29.2602
5 | 2 | 12 | 2076.7497 | 2133.2701 | 2179.3371 | 2173.5717 | 80 | 63 | 0 | 0 | 0 | 0 | 0 | 0 | 0 | 0 | 0 | 0 | 2250.3746 | 2442.5901 | 2698.2237 | 2912.6781 | 0 | 0 | 0 | 0 | -1.1233 | -65.5631 | -85.7391 | -85.3265 | -2.9788 | -24.6247 | -30.5869 | -39.5093 | -249.5229 | -282.1322 | -402.5606 | -614.2705 | 0.30984 | 0.24286 | 0.24286 | 0 | -77.3115 | -68.5191 | -97.7663 | 0 | 0.11582 | 0.12175 | 0.11774 | 0.12307 | 0.059588 | 0.049595 | 0.051608 | 0.063043 | -28.9 | -34.3484 | -47.3992 | -75.5971 | -14.8686 | -13.9925 | -20.7754 | -38.7256
5 | 2 | 13 | 2063.8669 | 2124.4803 | 2175.0437 | 2173.068 | 80 | 63 | 0 | 0 | 0 | 0 | 0 | 0 | 0 | 0 | 0 | 0 | 2235.6716 | 2411.9064 | 2662.789 | 2876.5106 | 0 | 0 | 0 | 0 | -1.1233 | -56.5737 | -80.7681 | -77.704 | -3.2612 | -15.2307 | -16.6695 | -37.9713 | -247.4202 | -278.6217 | -390.3077 | -587.7672 | 0.31489 | 0.24286 | 0.24286 | 0 | -77.9103 | -67.6665 | -94.7906 | 0 | 0.11535 | 0.12174 | 0.11784 | 0.12304 | 0.059115 | 0.049371 | 0.050509 | 0.06275 | -28.5391 | -33.9193 | -45.9954 | -72.3168 | -14.6263 | -13.7557 | -19.7139 | -36.8826
5 | 2 | 14 | 2055.1402 | 2119.2074 | 2173.8916 | 2175.7649 | 80 | 63 | 0 | 0 | 0 | 0 | 0 | 0 | 0 | 0 | 0 | 0 | 2256.1032 | 2414.715 | 2651.5201 | 2857.8787 | 0 | 0 | 0 | 0 | -3.7782 | -39.0291 | -36.2851 | -45.2497 | -1.8065 | -15.5861 | -14.9332 | -27.6027 | -275.3783 | -303.8924 | -426.4102 | -609.2614 | 0.31699 | 0.24286 | 0.24286 | 0 | -87.2916 | -73.8038 | -103.5585 | 0 | 0.11573 | 0.12171 | 0.11787 | 0.12375 | 0.059448 | 0.039649 | 0.049083 | 0.060377 | -31.8687 | -36.9882 | -50.2608 | -75.3953 | -16.3708 | -12.0489 | -20.9296 | -36.7856
5 | 2 | 15 | 2060.095 | 2127.969 | 2186.8247 | 2192.0166 | 80 | 63 | 0 | 0 | 0 | 0 | 0 | 0 | 0 | 0 | 0 | 0 | 2190.7898 | 2319.2475 | 2527.7498 | 2717.4846 | 0 | 0 | 0 | 0 | -4.6237 | -16.7457 | -18.6459 | -18.5457 | -2.7233 | -14.0321 | -15.3999 | -19.1853 | -203.3478 | -223.5006 | -306.8793 | -487.7369 | 0.31618 | 0.24027 | 0.2402 | 0.19462 | -64.2943 | -53.7006 | -73.7114 | -94.9233 | 0.11447 | 0.12111 | 0.11792 | 0.12433 | 0.058053 | 0.048654 | 0.047698 | 0.055827 | -23.2775 | -27.0687 | -36.1862 | -60.6415 | -11.8051 | -10.8741 | -14.6377 | -27.2288
5 | 2 | 16 | 2047.9662 | 2124.0941 | 2192.4723 | 2206.0961 | 80 | 63 | 0 | 0 | 0 | 0 | 0 | 0 | 0 | 0 | 0 | 0 | 2065.1306 | 2165.6663 | 2341.8756 | 2509.825 | 0 | 0 | 0 | 0 | -1.1233 | -17.2641 | -4.0147 | -10.1623 | -2.6981 | -9.7453 | -14.9714 | -17.1027 | -93.343 | -77.5628 | -130.4171 | -276.4639 | 0.32103 | 0.24715 | 0.22975 | 0.24005 | -29.9655 | -19.1699 | -29.9632 | -66.3647 | 0.11277 | 0.11807 | 0.11811 | 0.12367 | 0.055743 | 0.049005 | 0.046866 | 0.052355 | -10.5265 | -9.1577 | -15.4038 | -34.1915 | -5.2033 | -3.801 | -6.1121 | -14.4741
5 | 2 | 17 | 2019.149 | 2102.2652 | 2178.7166 | 2199.7064 | 80 | 63 | 0 | 0 | 0 | 0 | 0 | 0 | 0 | 0 | 0 | 0 | 1733.7864 | 1798.6122 | 1927.9002 | 2058.6954 | 0 | 0 | 0 | 0 | -2.6242 | -3.2776 | -5.9352 | -7.6304 | -0.71198 | -5.5023 | -10.5261 | -10.8753 | 208.6988 | 249.4328 | 267.2776 | 159.5166 | 0.39785 | 0.24634 | 0.32048 | 0.23372 | 83.0312 | 61.446 | 85.6585 | 37.2829 | 0.10932 | 0.11858 | 0.11708 | 0.12097 | 0.052281 | 0.048317 | 0.044793 | 0.045536 | 22.815 | 29.5769 | 31.2918 | 19.2974 | 10.9109 | 12.0519 | 11.9723 | 7.2638
5 | 2 | 18 | 1989.3986 | 2079.8243 | 2164.8216 | 2193.7155 | 80 | 63 | 0 | 0 | 0 | 0 | 0 | 0 | 0 | 0 | 0 | 0 | 1180.3962 | 1182.1039 | 1247.7143 | 1326.5279 | 0 | 0 | 0 | 0 | -1.1157 | -11.4754 | -14.9933 | 4.1901 | 0.12712 | -3.6786 | -3.0915 | -0.91695 | 729.991 | 849.8744 | 935.1922 | 863.9145 | 0.40002 | 0.33194 | 0.39565 | 0.38633 | 292.0117 | 282.1102 | 370.008 | 333.7551 | 0.10747 | 0.11698 | 0.11618 | 0.12005 | 0.050339 | 0.045601 | 0.043081 | 0.043402 | 78.4492 | 99.4183 | 108.646 | 103.7108 | 36.7469 | 38.7554 | 40.2892 | 37.4953
5 | 2 | 19 | 2041.7363 | 2139.6688 | 2232.5565 | 2266.8222 | 80 | 63 | 0 | 0 | 0 | 0 | 0 | 0 | 0 | 0 | 0 | 0 | 705.8421 | 689.2615 | 725.3773 | 784.6628 | 0 | 0 | 0 | 0 | -0.13118 | -13.7525 | 5.8468 | 48.3363 | 0.93351 | 3.9356 | -1.3807 | 4.7333 | 1255.0919 | 1397.2242 | 1502.7131 | 1429.0898 | 0.40291 | 0.40667 | 0.40013 | 0.39254 | 505.6942 | 568.2154 | 601.2873 | 560.968 | 0.10649 | 0.11735 | 0.11725 | 0.12059 | 0.049261 | 0.044017 | 0.044446 | 0.044028 | 133.6565 | 163.9666 | 176.1947 | 172.3332 | 61.8275 | 61.5023 | 66.7895 | 62.9196
5 | 2 | 20 | 2139.7379 | 2244.8834 | 2344.6564 | 2382.1301 | 80 | 63 | 0 | 0 | 0 | 0 | 0 | 0 | 0 | 0 | 0 | 0 | 643.6185 | 629.7936 | 661.1874 | 718.5131 | 0 | 0 | 0 | 0 | 6.5072 | 22.5809 | 5.37 | 31.1022 | 1.7783 | 11.4423 | 17.9871 | 33.5824 | 1407.8338 | 1518.0666 | 1660.1118 | 1598.9324 | 0.40427 | 0.42028 | 0.41111 | 0.39531 | 569.1491 | 638.0149 | 682.4947 | 632.0707 | 0.10677 | 0.11728 | 0.11718 | 0.12056 | 0.049394 | 0.043928 | 0.044523 | 0.044237 | 150.3147 | 178.0429 | 194.5265 | 192.7732 | 69.5382 | 66.6851 | 73.9137 | 70.7325
5 | 2 | 21 | 2040.3188 | 2141.4986 | 2237.3035 | 2273.1496 | 80 | 63 | 0 | 0 | 0 | 0 | 0 | 0 | 0 | 0 | 0 | 0 | 655.3214 | 642.9237 | 676.1411 | 731.6432 | 0 | 0 | 0 | 0 | 9.0856 | 16.3884 | 37.5747 | 61.5999 | 2.4036 | 6.1688 | 3.1127 | 28.1241 | 1293.5081 | 1413.0176 | 1520.475 | 1451.7824 | 0.40188 | 0.40772 | 0.40034 | 0.39234 | 519.8356 | 576.11 | 608.7046 | 569.5857 | 0.10629 | 0.11729 | 0.11719 | 0.1205 | 0.049276 | 0.043962 | 0.044385 | 0.044069 | 137.4818 | 165.7301 | 178.1819 | 174.9451 | 63.7391 | 62.1194 | 67.4862 | 63.9792
5 | 2 | 22 | 1859.6521 | 1954.6105 | 2044.9319 | 2080.0296 | 80 | 63 | 0 | 0 | 0 | 0 | 0 | 0 | 0 | 0 | 0 | 0 | 645.5463 | 636.4666 | 668.8579 | 721.7753 | 0 | 0 | 0 | 0 | 5.4519 | 9.5242 | 23.2054 | 20.4979 | 1.8717 | 8.5415 | 7.9403 | 34.9182 | 1126.7821 | 1237.0782 | 1344.9283 | 1302.8382 | 0.39659 | 0.40366 | 0.39544 | 0.38685 | 446.8703 | 499.3545 | 531.8341 | 504.001 | 0.10614 | 0.11699 | 0.11673 | 0.1204 | 0.049467 | 0.04347 | 0.043918 | 0.0438 | 119.5975 | 144.725 | 156.9946 | 156.8656 | 55.739 | 53.7756 | 59.0663 | 57.0639
5 | 2 | 23 | 1687.6378 | 1774.1163 | 1856.2836 | 1888.129 | 80 | 63 | 0 | 0 | 0 | 0 | 0 | 0 | 0 | 0 | 0 | 0 | 635.3628 | 631.1994 | 662.0299 | 712.3017 | 0 | 0 | 0 | 0 | 0.51579 | 28.8171 | 21.7179 | 70.2366 | 1.2819 | 7.0565 | 7.0084 | 19.1227 | 970.4773 | 1044.0433 | 1165.5274 | 1086.468 | 0.39616 | 0.40557 | 0.39781 | 0.38169 | 384.4609 | 423.4307 | 463.6529 | 414.6954 | 0.10719 | 0.11642 | 0.11623 | 0.12023 | 0.050701 | 0.043339 | 0.043618 | 0.043629 | 104.0302 | 121.5436 | 135.4684 | 130.6278 | 49.2042 | 45.2483 | 50.8379 | 47.4015
5 | 2 | 24 | 1560.375 | 1633.6013 | 1701.683 | 1724.1004 | 80 | 63 | 0 | 0 | 0 | 0 | 0 | 0 | 0 | 0 | 0 | 0 | 636.0541 | 633.5744 | 663.4151 | 714.141 | 0 | 0 | 0 | 0 | 1.1544 | 43.5582 | 49.5077 | 15.4954 | 0.99131 | 10.8959 | 13.0001 | 20.0615 | 842.1752 | 882.5728 | 975.76 | 974.4024 | 0.39155 | 0.40913 | 0.40018 | 0.37917 | 329.7522 | 361.0896 | 390.4836 | 369.467 | 0.1085 | 0.11637 | 0.11617 | 0.1202 | 0.051999 | 0.043652 | 0.043526 | 0.043498 | 91.3793 | 102.7092 | 113.3556 | 117.1245 | 43.7925 | 38.5261 | 42.4708 | 42.3843
5 | 3 | 1 | 1478.0998 | 1539.293 | 1594.1396 | 1606.7125 | 80 | 63 | 0 | 0 | 0 | 0 | 0 | 0 | 0 | 0 | 0 | 0 | 623.5326 | 616.5325 | 647.0462 | 698.0628 | 0 | 0 | 0 | 0 | -0.33393 | 24.2429 | 36.9076 | 25.2458 | 0.256 | 8.9793 | 17.8607 | 13.6102 | 774.6451 | 826.5384 | 892.3251 | 869.7937 | 0.39346 | 0.40712 | 0.39915 | 0.37525 | 304.7919 | 336.5011 | 356.1688 | 326.3916 | 0.10819 | 0.11629 | 0.11609 | 0.12009 | 0.051483 | 0.043329 | 0.043595 | 0.043451 | 83.8127 | 96.1166 | 103.5866 | 104.4576 | 39.8808 | 35.8128 | 38.9012 | 37.793
5 | 3 | 2 | 1437.6076 | 1489.8012 | 1534.8347 | 1539.9882 | 80 | 63 | 0 | 0 | 0 | 0 | 0 | 0 | 0 | 0 | 0 | 0 | 609.9402 | 598.9855 | 630.4152 | 680.8553 | 0 | 0 | 0 | 0 | -3.0945 | 25.9611 | 23.6031 | 0.90482 | -0.020608 | 13.0037 | 15.9906 | 13.2565 | 750.7826 | 788.8508 | 864.8258 | 844.9715 | 0.39324 | 0.40518 | 0.39871 | 0.37205 | 295.238 | 319.6297 | 344.8107 | 314.3682 | 0.10831 | 0.1163 | 0.11609 | 0.12011 | 0.051541 | 0.043291 | 0.043536 | 0.043315 | 81.3174 | 91.7436 | 100.3955 | 101.4906 | 38.6958 | 34.1505 | 37.6514 | 36.5998
5 | 3 | 3 | 1420.0298 | 1464.925 | 1501.9067 | 1500.6812 | 80 | 63 | 0 | 0 | 0 | 0 | 0 | 0 | 0 | 0 | 0 | 0 | 593.3453 | 583.4568 | 612.7294 | 663.2171 | 0 | 0 | 0 | 0 | -3.5816 | 59.4042 | 31.4796 | 8.3009 | -0.22821 | 10.7012 | 14.3256 | 10.6625 | 750.4943 | 748.3628 | 843.372 | 818.5006 | 0.40479 | 0.40648 | 0.39859 | 0.37175 | 303.7943 | 304.1938 | 336.1622 | 304.2771 | 0.10804 | 0.11626 | 0.11596 | 0.12008 | 0.051222 | 0.043102 | 0.043261 | 0.043187 | 81.0866 | 87.0045 | 97.7972 | 98.2857 | 38.4421 | 32.256 | 36.4851 | 35.3484
5 | 3 | 4 | 1447.7461 | 1486.9158 | 1517.11 | 1509.4439 | 80 | 63 | 0 | 0 | 0 | 0 | 0 | 0 | 0 | 0 | 0 | 0 | 580.3602 | 570.0553 | 599.2474 | 648.2307 | 0 | 0 | 0 | 0 | -4.1845 | 54.5022 | 30.7612 | 6.3317 | 0.13067 | 13.0552 | 19.413 | 8.247 | 791.4397 | 786.303 | 867.6885 | 846.6345 | 0.39239 | 0.40724 | 0.39885 | 0.37249 | 310.5551 | 320.2133 | 346.0737 | 315.3632 | 0.10724 | 0.1163 | 0.11595 | 0.12005 | 0.050451 | 0.042793 | 0.043363 | 0.043352 | 84.8774 | 91.4503 | 100.6098 | 101.6375 | 39.929 | 33.648 | 37.6255 | 36.7037
5 | 3 | 5 | 1545.3233 | 1583.797 | 1612.2683 | 1600.9243 | 80 | 63 | 0 | 0 | 0 | 0 | 0 | 0 | 0 | 0 | 0 | 0 | 556.27 | 551.5096 | 579.6941 | 622.6375 | 0 | 0 | 0 | 0 | -3.3457 | 68.2122 | 54.0808 | -12.6485 | -1.8849 | 5.4682 | 13.4353 | 6.3754 | 914.2839 | 895.6069 | 965.0579 | 984.5599 | 0.39799 | 0.40903 | 0.40099 | 0.37782 | 363.879 | 366.328 | 386.9795 | 371.9913 | 0.10661 | 0.11638 | 0.11593 | 0.12003 | 0.049898 | 0.043001 | 0.043618 | 0.043597 | 97.4714 | 104.2344 | 111.8785 | 118.1816 | 45.6208 | 38.512 | 42.0939 | 42.9235
5 | 3 | 6 | 1697.9984 | 1735.7786 | 1762.2071 | 1745.9015 | 80 | 63 | 0 | 0 | 0 | 0 | 0 | 0 | 0 | 0 | 0 | 0 | 726.213 | 716.2862 | 745.8325 | 786.4275 | 0 | 0 | 0 | 0 | -1.3974 | -11.68 | -0.14807 | -12.2629 | 0.54455 | 2.8708 | 0.39955 | 3.8184 | 892.6382 | 965.3017 | 1016.1232 | 967.9184 | 0.39817 | 0.40695 | 0.39923 | 0.37497 | 355.4196 | 392.8299 | 405.668 | 362.9393 | 0.10686 | 0.11646 | 0.11603 | 0.12024 | 0.050154 | 0.043363 | 0.043355 | 0.043505 | 95.3835 | 112.415 | 117.9 | 116.3862 | 44.7697 | 41.8586 | 44.0535 | 42.1095
5 | 3 | 7 | 1834.4838 | 1874.3996 | 1902.7797 | 1886.0474 | 80 | 63 | 0 | 0 | 0 | 0 | 0 | 0 | 0 | 0 | 0 | 0 | 1231.7324 | 1223.5858 | 1266.4607 | 1311.2069 | 0 | 0 | 0 | 0 | -0.083656 | -16.6199 | -3.1021 | -0.20712 | 0.51561 | -1.5002 | -6.527 | -4.243 | 522.3195 | 605.934 | 645.9481 | 579.2907 | 0.39621 | 0.33259 | 0.32125 | 0.38231 | 206.947 | 201.5282 | 207.5081 | 221.4712 | 0.1104 | 0.11771 | 0.11754 | 0.1231 | 0.052929 | 0.040465 | 0.045798 | 0.050392 | 57.6657 | 71.3242 | 75.923 | 71.3123 | 27.646 | 24.5192 | 29.5834 | 29.1916
5 | 3 | 8 | 1925.9883 | 1968.4432 | 2000.4292 | 1986.6216 | 80 | 63 | 0 | 0 | 0 | 0 | 0 | 0 | 0 | 0 | 0 | 0 | 1750.1861 | 1816.2679 | 1934.0563 | 2027.4812 | 0 | 0 | 0 | 0 | -2.5883 | -20.3607 | -13.3433 | -2.3743 | -1.0532 | -6.2057 | -8.2648 | -11.7147 | 99.4437 | 115.7417 | 87.981 | -26.7706 | 0.38794 | 0.32023 | 0.31429 | 0.32105 | 38.5777 | 37.0645 | 27.6512 | -8.5947 | 0.11436 | 0.11826 | 0.11876 | 0.1269 | 0.056731 | 0.059259 | 0.048623 | 0.062066 | 11.3727 | 13.6876 | 10.4485 | -3.3971 | 5.6416 | 6.8587 | 4.2779 | -1.6616
5 | 3 | 9 | 1991.2339 | 2040.392 | 2080.9015 | 2074.7365 | 80 | 63 | 0 | 0 | 0 | 0 | 0 | 0 | 0 | 0 | 0 | 0 | 2010.0243 | 2134.502 | 2325.7235 | 2470.2866 | 0 | 0 | 0 | 0 | 0.57241 | -64.2577 | -22.3913 | -25.1771 | -0.92751 | -8.631 | -12.212 | -14.873 | -98.4353 | -84.2213 | -210.2188 | -355.5 | 0.39364 | 0.24286 | 0.23968 | 0 | -38.7481 | -20.4541 | -50.3842 | 0 | 0.11841 | 0.11706 | 0.11827 | 0.12384 | 0.061762 | 0.051776 | 0.048938 | 0.060949 | -11.6556 | -9.8593 | -24.8629 | -44.0255 | -6.0796 | -4.3607 | -10.2876 | -21.6674
5 | 3 | 10 | 2040.6641 | 2092.6536 | 2135.7538 | 2130.4937 | 80 | 63 | 0 | 0 | 0 | 0 | 0 | 0 | 0 | 0 | 0 | 0 | 2083.3679 | 2243.8513 | 2482.0448 | 2663.0332 | 0 | 0 | 0 | 0 | -3.3264 | -76.8269 | -107.5265 | -77.4286 | -1.7292 | -14.3797 | -16.0025 | -32.5658 | -117.6482 | -122.9912 | -222.7621 | -422.5451 | 0.31441 | 0.24286 | 0.24286 | 0 | -36.9902 | -29.8698 | -54.1003 | 0 | 0.11622 | 0.11728 | 0.11829 | 0.12301 | 0.059713 | 0.050062 | 0.050012 | 0.06259 | -13.6734 | -14.4242 | -26.3495 | -51.9757 | -7.0251 | -6.1572 | -11.1407 | -26.4472
5 | 3 | 11 | 2053.8027 | 2107.7467 | 2151.8935 | 2145.9627 | 80 | 63 | 0 | 0 | 0 | 0 | 0 | 0 | 0 | 0 | 0 | 0 | 2061.0857 | 2230.8752 | 2490.063 | 2688.0284 | 0 | 0 | 0 | 0 | -6.5128 | -79.767 | -85.7243 | -83.4778 | -2.3152 | -21.0593 | -27.5713 | -37.7559 | -78.455 | -85.3022 | -224.8739 | -420.8321 | 0.31687 | 0.24286 | 0.24286 | 0 | -24.8599 | -20.7166 | -54.6131 | 0 | 0.11579 | 0.11749 | 0.11802 | 0.1229 | 0.059372 | 0.054021 | 0.051155 | 0.061459 | -9.0844 | -10.0218 | -26.5399 | -51.7203 | -4.658 | -4.6081 | -11.5035 | -25.864
5 | 3 | 12 | 2047.7146 | 2102.5339 | 2146.9477 | 2140.4302 | 80 | 63 | 0 | 0 | 0 | 0 | 0 | 0 | 0 | 0 | 0 | 0 | 2057.4388 | 2222.2566 | 2488.4793 | 2695.0645 | 0 | 0 | 0 | 0 | -1.1233 | -65.5631 | -85.7391 | -85.3265 | -2.9788 | -24.6247 | -30.5869 | -39.5093 | -85.6222 | -92.5348 | -225.2056 | -429.7985 | 0.30984 | 0.24286 | 0.24286 | 0 | -26.5289 | -22.4731 | -54.6937 | 0 | 0.11582 | 0.12175 | 0.11774 | 0.12307 | 0.059588 | 0.049595 | 0.051608 | 0.063043 | -9.9168 | -11.2657 | -26.5167 | -52.8945 | -5.1021 | -4.5893 | -11.6224 | -27.0959
5 | 3 | 13 | 2051.3434 | 2111.223 | 2161.0733 | 2158.7733 | 80 | 63 | 0 | 0 | 0 | 0 | 0 | 0 | 0 | 0 | 0 | 0 | 2085.8578 | 2242.0992 | 2500.2046 | 2701.6154 | 0 | 0 | 0 | 0 | -1.1233 | -56.5737 | -80.7681 | -77.704 | -3.2612 | -15.2307 | -16.6695 | -37.9713 | -110.13 | -122.0718 | -241.6937 | -427.1668 | 0.31489 | 0.24286 | 0.24286 | 0 | -34.6789 | -29.6465 | -58.698 | 0 | 0.11535 | 0.12174 | 0.11784 | 0.12304 | 0.059115 | 0.049371 | 0.050509 | 0.06275 | -12.7031 | -14.861 | -28.4821 | -52.5571 | -6.5103 | -6.0268 | -12.2076 | -26.8049
5 | 3 | 14 | 2046.2548 | 2109.8015 | 2163.9796 | 2165.6228 | 80 | 63 | 0 | 0 | 0 | 0 | 0 | 0 | 0 | 0 | 0 | 0 | 2189.2272 | 2357.4608 | 2610.9148 | 2812.201 | 0 | 0 | 0 | 0 | -3.7782 | -39.0291 | -36.2851 | -45.2497 | -1.8065 | -15.5861 | -14.9332 | -27.6027 | -217.3878 | -256.0441 | -395.7168 | -573.7258 | 0.31699 | 0.24286 | 0.24286 | 0 | -68.9093 | -62.1833 | -96.1042 | 0 | 0.11573 | 0.12171 | 0.11787 | 0.12375 | 0.059448 | 0.039649 | 0.049083 | 0.060377 | -25.1576 | -31.1644 | -46.643 | -70.9979 | -12.9234 | -10.1518 | -19.4231 | -34.64
5 | 3 | 15 | 2026.932 | 2092.8632 | 2149.8306 | 2154.1635 | 80 | 63 | 0 | 0 | 0 | 0 | 0 | 0 | 0 | 0 | 0 | 0 | 2155.3524 | 2296.4313 | 2514.9905 | 2692.4318 | 0 | 0 | 0 | 0 | -4.6237 | -16.7457 | -18.6459 | -18.5457 | -2.7233 | -14.0321 | -15.3999 | -19.1853 | -201.0733 | -235.7903 | -331.1141 | -500.5373 | 0.31618 | 0.24027 | 0.2402 | 0.19462 | -63.5752 | -56.6535 | -79.5325 | -97.4145 | 0.11447 | 0.12111 | 0.11792 | 0.12433 | 0.058053 | 0.048654 | 0.047698 | 0.055827 | -23.0171 | -28.5572 | -39.0439 | -62.233 | -11.673 | -11.472 | -15.7936 | -27.9434
5 | 3 | 16 | 2001.1603 | 2074.546 | 2140.2591 | 2152.6705 | 80 | 63 | 0 | 0 | 0 | 0 | 0 | 0 | 0 | 0 | 0 | 0 | 1990.1532 | 2091.5016 | 2269.8716 | 2420.3205 | 0 | 0 | 0 | 0 | -1.1233 | -17.2641 | -4.0147 | -10.1623 | -2.6981 | -9.7453 | -14.9714 | -17.1027 | -65.1715 | -52.9462 | -110.6264 | -240.3851 | 0.32103 | 0.24715 | 0.22975 | 0.24005 | -20.9217 | -13.0858 | -25.4163 | -57.7041 | 0.11277 | 0.11807 | 0.11811 | 0.12367 | 0.055743 | 0.049005 | 0.046866 | 0.052355 | -7.3495 | -6.2513 | -13.0662 | -29.7295 | -3.6329 | -2.5946 | -5.1846 | -12.5852
5 | 3 | 17 | 1973.9522 | 2054.4205 | 2128.2984 | 2148.1175 | 80 | 63 | 0 | 0 | 0 | 0 | 0 | 0 | 0 | 0 | 0 | 0 | 1614.2538 | 1664.5884 | 1787.3529 | 1899.8462 | 0 | 0 | 0 | 0 | -2.6242 | -3.2776 | -5.9352 | -7.6304 | -0.71198 | -5.5023 | -10.5261 | -10.8753 | 283.0346 | 335.6119 | 357.4067 | 266.777 | 0.39785 | 0.24634 | 0.32048 | 0.23372 | 112.6058 | 82.6756 | 114.5435 | 62.3522 | 0.10932 | 0.11858 | 0.11708 | 0.12097 | 0.052281 | 0.048317 | 0.044793 | 0.045536 | 30.9415 | 39.7957 | 41.8438 | 32.2732 | 14.7972 | 16.2159 | 16.0095 | 12.148
5 | 3 | 18 | 1961.9727 | 2050.7916 | 2134.2273 | 2162.4108 | 80 | 63 | 0 | 0 | 0 | 0 | 0 | 0 | 0 | 0 | 0 | 0 | 993.9664 | 985.4565 | 1046.9038 | 1114.7004 | 0 | 0 | 0 | 0 | -1.1157 | -11.4754 | -14.9933 | 4.1901 | 0.12712 | -3.6786 | -3.0915 | -0.91695 | 888.9949 | 1017.4891 | 1105.4083 | 1044.4373 | 0.40002 | 0.33194 | 0.39565 | 0.38633 | 355.6166 | 337.7488 | 437.3539 | 403.4962 | 0.10747 | 0.11698 | 0.11618 | 0.12005 | 0.050339 | 0.045601 | 0.043081 | 0.043402 | 95.5367 | 119.0259 | 128.4209 | 125.3822 | 44.751 | 46.3988 | 47.6224 | 45.3303
5 | 3 | 19 | 2025.0849 | 2122.0419 | 2213.9814 | 2247.8158 | 80 | 63 | 0 | 0 | 0 | 0 | 0 | 0 | 0 | 0 | 0 | 0 | 706.2968 | 688.4618 | 728.548 | 783.8185 | 0 | 0 | 0 | 0 | -0.13118 | -13.7525 | 5.8468 | 48.3363 | 0.93351 | 3.9356 | -1.3807 | 4.7333 | 1237.9857 | 1380.3969 | 1480.9673 | 1410.9277 | 0.40291 | 0.40667 | 0.40013 | 0.39254 | 498.8019 | 561.3722 | 592.5861 | 553.8387 | 0.10649 | 0.11735 | 0.11725 | 0.12059 | 0.049261 | 0.044017 | 0.044446 | 0.044028 | 131.8349 | 161.9919 | 173.6449 | 170.143 | 60.9848 | 60.7616 | 65.823 | 62.12
5 | 3 | 20 | 2125.1154 | 2229.4042 | 2328.3446 | 2365.4395 | 80 | 63 | 0 | 0 | 0 | 0 | 0 | 0 | 0 | 0 | 0 | 0 | 724.3403 | 714.2077 | 753.2785 | 808.7926 | 0 | 0 | 0 | 0 | 6.5072 | 22.5809 | 5.37 | 31.1022 | 1.7783 | 11.4423 | 17.9871 | 33.5824 | 1312.4896 | 1418.1733 | 1551.7089 | 1491.9623 | 0.40427 | 0.42028 | 0.41111 | 0.39531 | 530.604 | 596.0317 | 637.9288 | 589.7846 | 0.10677 | 0.11728 | 0.11718 | 0.12056 | 0.049394 | 0.043928 | 0.044523 | 0.044237 | 140.1348 | 166.3271 | 181.8242 | 179.8765 | 64.8288 | 62.2971 | 69.0872 | 66.0005
5 | 3 | 21 | 2033.1125 | 2133.8701 | 2229.2647 | 2264.9241 | 80 | 63 | 0 | 0 | 0 | 0 | 0 | 0 | 0 | 0 | 0 | 0 | 718.5378 | 710.1329 | 749.4756 | 802.4295 | 0 | 0 | 0 | 0 | 9.0856 | 16.3884 | 37.5747 | 61.5999 | 2.4036 | 6.1688 | 3.1127 | 28.1241 | 1223.0854 | 1338.18 | 1439.1016 | 1372.7707 | 0.40188 | 0.40772 | 0.40034 | 0.39234 | 491.5341 | 545.5975 | 576.1277 | 538.5866 | 0.10629 | 0.11729 | 0.11719 | 0.1205 | 0.049276 | 0.043962 | 0.044385 | 0.044069 | 129.9968 | 156.9526 | 168.6459 | 165.4239 | 60.269 | 58.8294 | 63.8745 | 60.4972
5 | 3 | 22 | 1856.4337 | 1951.2036 | 2041.3417 | 2076.3561 | 80 | 63 | 0 | 0 | 0 | 0 | 0 | 0 | 0 | 0 | 0 | 0 | 704.1958 | 698.4978 | 740.147 | 785.8592 | 0 | 0 | 0 | 0 | 5.4519 | 9.5242 | 23.2054 | 20.4979 | 1.8717 | 8.5415 | 7.9403 | 34.9182 | 1064.9143 | 1171.6401 | 1270.0491 | 1235.0808 | 0.39659 | 0.40366 | 0.39544 | 0.38685 | 422.3342 | 472.94 | 502.2241 | 477.7892 | 0.10614 | 0.11699 | 0.11673 | 0.1204 | 0.049467 | 0.04347 | 0.043918 | 0.0438 | 113.0308 | 137.0694 | 148.2539 | 148.7074 | 52.6785 | 50.931 | 55.7778 | 54.0961
5 | 3 | 23 | 1679.1721 | 1765.1547 | 1846.8399 | 1878.4661 | 80 | 63 | 0 | 0 | 0 | 0 | 0 | 0 | 0 | 0 | 0 | 0 | 672.6249 | 661.1687 | 704.1425 | 747.2717 | 0 | 0 | 0 | 0 | 0.51579 | 28.8171 | 21.7179 | 70.2366 | 1.2819 | 7.0565 | 7.0084 | 19.1227 | 924.7495 | 1005.1124 | 1113.971 | 1041.8352 | 0.39616 | 0.40557 | 0.39781 | 0.38169 | 366.3455 | 407.6416 | 443.1435 | 397.6594 | 0.10719 | 0.11642 | 0.11623 | 0.12023 | 0.050701 | 0.043339 | 0.043618 | 0.043629 | 99.1284 | 117.0114 | 129.4761 | 125.2615 | 46.8858 | 43.561 | 48.5891 | 45.4542
5 | 3 | 24 | 1559.0457 | 1632.1941 | 1700.2001 | 1722.583 | 80 | 63 | 0 | 0 | 0 | 0 | 0 | 0 | 0 | 0 | 0 | 0 | 649.4915 | 632.7988 | 675.4921 | 719.3962 | 0 | 0 | 0 | 0 | 1.1544 | 43.5582 | 49.5077 | 15.4954 | 0.99131 | 10.8959 | 13.0001 | 20.0615 | 827.4085 | 881.9412 | 962.2002 | 967.6299 | 0.39155 | 0.40913 | 0.40018 | 0.37917 | 323.9703 | 360.8312 | 385.0572 | 366.8991 | 0.1085 | 0.11637 | 0.11617 | 0.1202 | 0.051999 | 0.043652 | 0.043526 | 0.043498 | 89.7771 | 102.6357 | 111.7803 | 116.3105 | 43.0246 | 38.4985 | 41.8806 | 42.0897
5 | 4 | 1 | 1501.6077 | 1564.1782 | 1620.3633 | 1633.5451 | 80 | 63 | 0 | 0 | 0 | 0 | 0 | 0 | 0 | 0 | 0 | 0 | 606.4885 | 589.5486 | 629.7206 | 671.2779 | 0 | 0 | 0 | 0 | -0.33393 | 24.2429 | 36.9076 | 25.2458 | 0.256 | 8.9793 | 17.8607 | 13.6102 | 815.1971 | 878.4074 | 935.8744 | 923.4112 | 0.39346 | 0.40712 | 0.39915 | 0.37525 | 320.7475 | 357.618 | 373.5514 | 346.5117 | 0.10819 | 0.11629 | 0.11609 | 0.12009 | 0.051483 | 0.043329 | 0.043595 | 0.043451 | 88.2002 | 102.1484 | 108.6421 | 110.8968 | 41.9685 | 38.0602 | 40.7998 | 40.1227
5 | 4 | 2 | 1438.7271 | 1490.9862 | 1536.0835 | 1541.2659 | 80 | 63 | 0 | 0 | 0 | 0 | 0 | 0 | 0 | 0 | 0 | 0 | 541.2354 | 523.6667 | 560.5134 | 597.6521 | 0 | 0 | 0 | 0 | -3.0945 | 25.9611 | 23.6031 | 0.90482 | -0.020608 | 13.0037 | 15.9906 | 13.2565 | 820.6068 | 865.3546 | 935.9764 | 929.4525 | 0.39324 | 0.40518 | 0.39871 | 0.37205 | 322.6957 | 350.6279 | 373.1788 | 345.799 | 0.10831 | 0.1163 | 0.11609 | 0.12011 | 0.051541 | 0.043291 | 0.043536 | 0.043315 | 88.88 | 100.641 | 108.6552 | 111.6377 | 42.2946 | 37.4625 | 40.7491 | 40.259
5 | 4 | 3 | 1429.7548 | 1475.2197 | 1512.7552 | 1511.7816 | 80 | 63 | 0 | 0 | 0 | 0 | 0 | 0 | 0 | 0 | 0 | 0 | 507.8644 | 495.2613 | 527.861 | 563.0467 | 0 | 0 | 0 | 0 | -3.5816 | 59.4042 | 31.4796 | 8.3009 | -0.22821 | 10.7012 | 14.3256 | 10.6625 | 845.7002 | 846.853 | 939.0889 | 929.7714 | 0.40479 | 0.40648 | 0.39859 | 0.37175 | 342.333 | 344.2281 | 374.3143 | 345.6419 | 0.10804 | 0.11626 | 0.11596 | 0.12008 | 0.051222 | 0.043102 | 0.043261 | 0.043187 | 91.373 | 98.455 | 108.8965 | 111.6471 | 43.3188 | 36.5012 | 40.6259 | 40.1538
5 | 4 | 4 | 1447.816 | 1486.9898 | 1517.188 | 1509.5238 | 80 | 63 | 0 | 0 | 0 | 0 | 0 | 0 | 0 | 0 | 0 | 0 | 457.9795 | 446.9293 | 474.4028 | 508.5932 | 0 | 0 | 0 | 0 | -4.1845 | 54.5022 | 30.7612 | 6.3317 | 0.13067 | 13.0552 | 19.413 | 8.247 | 913.8904 | 909.5031 | 992.6111 | 986.3518 | 0.39239 | 0.40724 | 0.39885 | 0.37249 | 358.6038 | 370.3852 | 395.8985 | 367.4065 | 0.10724 | 0.1163 | 0.11595 | 0.12005 | 0.050451 | 0.042793 | 0.043363 | 0.043352 | 98.0096 | 105.7789 | 115.0947 | 118.4104 | 46.1068 | 38.92 | 43.0425 | 42.7607
5 | 4 | 5 | 1550.4307 | 1589.2036 | 1617.9657 | 1606.754 | 80 | 63 | 0 | 0 | 0 | 0 | 0 | 0 | 0 | 0 | 0 | 0 | 422.7676 | 412.5157 | 436.6835 | 469.7796 | 0 | 0 | 0 | 0 | -3.3457 | 68.2122 | 54.0808 | -12.6485 | -1.8849 | 5.4682 | 13.4353 | 6.3754 | 1052.8937 | 1040.0075 | 1113.766 | 1143.2474 | 0.39799 | 0.40903 | 0.40099 | 0.37782 | 419.0448 | 425.3919 | 446.6101 | 431.9474 | 0.10661 | 0.11638 | 0.11593 | 0.12003 | 0.049898 | 0.043001 | 0.043618 | 0.043597 | 112.2485 | 121.0404 | 129.1181 | 137.2296 | 52.5371 | 44.7214 | 48.5803 | 49.8418
5 | 4 | 6 | 1700.7269 | 1738.6671 | 1765.251 | 1749.016 | 80 | 63 | 0 | 0 | 0 | 0 | 0 | 0 | 0 | 0 | 0 | 0 | 610.4383 | 600.8046 | 622.9809 | 655.8456 | 0 | 0 | 0 | 0 | -1.3974 | -11.68 | -0.14807 | -12.2629 | 0.54455 | 2.8708 | 0.39955 | 3.8184 | 1011.1414 | 1083.6717 | 1142.0186 | 1101.6149 | 0.39817 | 0.40695 | 0.39923 | 0.37497 | 402.6038 | 441.0006 | 455.9293 | 413.0713 | 0.10686 | 0.11646 | 0.11603 | 0.12024 | 0.050154 | 0.043363 | 0.043355 | 0.043505 | 108.0462 | 126.1999 | 132.5076 | 132.4624 | 50.7131 | 46.9915 | 49.5117 | 47.926
5 | 4 | 7 | 1857.7819 | 1899.0626 | 1928.7693 | 1912.6405 | 80 | 63 | 0 | 0 | 0 | 0 | 0 | 0 | 0 | 0 | 0 | 0 | 1115.6391 | 1117.8008 | 1146.6557 | 1187.1871 | 0 | 0 | 0 | 0 | -0.083656 | -16.6199 | -3.1021 | -0.20712 | 0.51561 | -1.5002 | -6.527 | -4.243 | 661.7108 | 736.3819 | 791.7427 | 729.9035 | 0.39621 | 0.33259 | 0.32125 | 0.38231 | 262.175 | 244.914 | 254.344 | 279.0526 | 0.1104 | 0.11771 | 0.11754 | 0.1231 | 0.052929 | 0.040465 | 0.045798 | 0.050392 | 73.0549 | 86.6791 | 93.0592 | 89.8531 | 35.0239 | 29.7978 | 36.2606 | 36.7813
5 | 4 | 8 | 1938.7917 | 1981.9968 | 2014.7118 | 2001.2358 | 80 | 63 | 0 | 0 | 0 | 0 | 0 | 0 | 0 | 0 | 0 | 0 | 1436.1741 | 1491.4504 | 1573.4807 | 1654.6917 | 0 | 0 | 0 | 0 | -2.5883 | -20.3607 | -13.3433 | -2.3743 | -1.0532 | -6.2057 | -8.2648 | -11.7147 | 426.2591 | 454.1127 | 462.8391 | 360.6331 | 0.38794 | 0.32023 | 0.31429 | 0.32105 | 165.3611 | 145.4228 | 145.464 | 115.7814 | 0.11436 | 0.11826 | 0.11876 | 0.1269 | 0.056731 | 0.059259 | 0.048623 | 0.062066 | 48.7484 | 53.7034 | 54.9663 | 45.763 | 24.1823 | 26.9101 | 22.5047 | 22.3832
5 | 4 | 9 | 1994.2424 | 2043.5767 | 2084.2575 | 2078.1704 | 80 | 63 | 0 | 0 | 0 | 0 | 0 | 0 | 0 | 0 | 0 | 0 | 1543.1145 | 1641.7449 | 1772.1822 | 1888.5809 | 0 | 0 | 0 | 0 | 0.57241 | -64.2577 | -22.3913 | -25.1771 | -0.92751 | -8.631 | -12.212 | -14.873 | 371.4829 | 411.7205 | 346.6786 | 229.6396 | 0.39364 | 0.24286 | 0.23968 | 0 | 146.2307 | 99.9911 | 83.0903 | 0 | 0.11841 | 0.11706 | 0.11827 | 0.12384 | 0.061762 | 0.051776 | 0.048938 | 0.060949 | 43.9866 | 48.1976 | 41.0022 | 28.4388 | 22.9435 | 21.3173 | 16.9656 | 13.9963
5 | 4 | 10 | 2035.2069 | 2086.8767 | 2129.6661 | 2124.2647 | 80 | 63 | 0 | 0 | 0 | 0 | 0 | 0 | 0 | 0 | 0 | 0 | 1774.3296 | 1908.6922 | 2086.0178 | 2238.6659 | 0 | 0 | 0 | 0 | -3.3264 | -76.8269 | -107.5265 | -77.4286 | -1.7292 | -14.3797 | -16.0025 | -32.5658 | 185.9329 | 206.391 | 167.1773 | -4.4068 | 0.31441 | 0.24286 | 0.24286 | 0 | 58.4597 | 50.1244 | 40.6009 | 0 | 0.11622 | 0.11728 | 0.11829 | 0.12301 | 0.059713 | 0.050062 | 0.050012 | 0.06259 | 21.6096 | 24.2053 | 19.7746 | -0.54207 | 11.1026 | 10.3324 | 8.3608 | -0.27583
5 | 4 | 11 | 2048.4154 | 2102.0438 | 2145.8839 | 2139.8135 | 80 | 63 | 0 | 0 | 0 | 0 | 0 | 0 | 0 | 0 | 0 | 0 | 1868.42 | 2023.5605 | 2223.1688 | 2395.683 | 0 | 0 | 0 | 0 | -6.5128 | -79.767 | -85.7243 | -83.4778 | -2.3152 | -21.0593 | -27.5713 | -37.7559 | 108.8234 | 116.3097 | 36.0107 | -134.6358 | 0.31687 | 0.24286 | 0.24286 | 0 | 34.4827 | 28.2471 | 8.7456 | 0 | 0.11579 | 0.11749 | 0.11802 | 0.1229 | 0.059372 | 0.054021 | 0.051155 | 0.061459 | 12.6008 | 13.6647 | 4.25 | -16.5467 | 6.4611 | 6.2832 | 1.8421 | -8.2746
5 | 4 | 12 | 2027.8448 | 2081.5001 | 2124.7824 | 2117.7503 | 80 | 63 | 0 | 0 | 0 | 0 | 0 | 0 | 0 | 0 | 0 | 0 | 2198.4623 | 2375.7571 | 2594.232 | 2786.2843 | 0 | 0 | 0 | 0 | -1.1233 | -65.5631 | -85.7391 | -85.3265 | -2.9788 | -24.6247 | -30.5869 | -39.5093 | -246.5154 | -267.0692 | -353.1235 | -543.6981 | 0.30984 | 0.24286 | 0.24286 | 0 | -76.3797 | -64.8608 | -85.76 | 0 | 0.11582 | 0.12175 | 0.11774 | 0.12307 | 0.059588 | 0.049595 | 0.051608 | 0.063043 | -28.5517 | -32.5145 | -41.5783 | -66.9119 | -14.6894 | -13.2454 | -18.224 | -34.2764
5 | 4 | 13 | 2029.5846 | 2088.1894 | 2136.8008 | 2133.9372 | 80 | 63 | 0 | 0 | 0 | 0 | 0 | 0 | 0 | 0 | 0 | 0 | 2078.4408 | 2247.6934 | 2454.6749 | 2646.3419 | 0 | 0 | 0 | 0 | -1.1233 | -56.5737 | -80.7681 | -77.704 | -3.2612 | -15.2307 | -16.6695 | -37.9713 | -124.4718 | -150.6996 | -220.4365 | -396.7294 | 0.31489 | 0.24286 | 0.24286 | 0 | -39.195 | -36.5991 | -53.5355 | 0 | 0.11535 | 0.12174 | 0.11784 | 0.12304 | 0.059115 | 0.049371 | 0.050509 | 0.06275 | -14.3574 | -18.3461 | -25.9771 | -48.8122 | -7.3582 | -7.4401 | -11.1339 | -24.8949
5 | 4 | 14 | 2008.964 | 2070.3259 | 2122.3807 | 2123.058 | 80 | 63 | 0 | 0 | 0 | 0 | 0 | 0 | 0 | 0 | 0 | 0 | 1891.8385 | 2068.1522 | 2272.7991 | 2462.8717 | 0 | 0 | 0 | 0 | -3.7782 | -39.0291 | -36.2851 | -45.2497 | -1.8065 | -15.5861 | -14.9332 | -27.6027 | 42.7101 | -6.2111 | -99.2 | -266.9612 | 0.31699 | 0.24286 | 0.24286 | 0 | 13.5386 | -1.5084 | -24.0918 | 0 | 0.11573 | 0.12171 | 0.11787 | 0.12375 | 0.059448 | 0.039649 | 0.049083 | 0.060377 | 4.9427 | -0.75598 | -11.6927 | -33.0361 | 2.539 | -0.24626 | -4.8691 | -16.1184
5 | 4 | 15 | 1979.2165 | 2042.3523 | 2096.6027 | 2099.6997 | 80 | 63 | 0 | 0 | 0 | 0 | 0 | 0 | 0 | 0 | 0 | 0 | 1694.8417 | 1849.7559 | 2023.6887 | 2193.0951 | 0 | 0 | 0 | 0 | -4.6237 | -16.7457 | -18.6459 | -18.5457 | -2.7233 | -14.0321 | -15.3999 | -19.1853 | 211.7219 | 160.3741 | 106.9598 | -55.6644 | 0.31618 | 0.24027 | 0.2402 | 0.19462 | 66.9421 | 38.5332 | 25.6914 | -10.8334 | 0.11447 | 0.12111 | 0.11792 | 0.12433 | 0.058053 | 0.048654 | 0.047698 | 0.055827 | 24.2361 | 19.4233 | 12.6124 | -6.9209 | 12.2912 | 7.8028 | 5.1018 | -3.1076
5 | 4 | 16 | 1948.6873 | 2018.9988 | 2081.7241 | 2092.7763 | 80 | 63 | 0 | 0 | 0 | 0 | 0 | 0 | 0 | 0 | 0 | 0 | 1340.6677 | 1460.2584 | 1601.2028 | 1748.0138 | 0 | 0 | 0 | 0 | -1.1233 | -17.2641 | -4.0147 | -10.1623 | -2.6981 | -9.7453 | -14.9714 | -17.1027 | 531.841 | 522.7498 | 499.5074 | 372.0274 | 0.32103 | 0.24715 | 0.22975 | 0.24005 | 170.7344 | 129.1994 | 114.7614 | 89.3046 | 0.11277 | 0.11807 | 0.11811 | 0.12367 | 0.055743 | 0.049005 | 0.046866 | 0.052355 | 59.9769 | 61.7203 | 58.9976 | 46.0103 | 29.6466 | 25.6174 | 23.4099 | 19.4773
5 | 4 | 17 | 1913.5733 | 1990.5042 | 2060.9441 | 2079.1993 | 80 | 63 | 0 | 0 | 0 | 0 | 0 | 0 | 0 | 0 | 0 | 0 | 923.1013 | 989.8141 | 1085.1673 | 1198.8243 | 0 | 0 | 0 | 0 | -2.6242 | -3.2776 | -5.9352 | -7.6304 | -0.71198 | -5.5023 | -10.5261 | -10.8753 | 913.8081 | 946.4699 | 992.2381 | 898.8807 | 0.39785 | 0.24634 | 0.32048 | 0.23372 | 363.5603 | 233.1561 | 317.9974 | 210.09 | 0.10932 | 0.11858 | 0.11708 | 0.12097 | 0.052281 | 0.048317 | 0.044793 | 0.045536 | 99.8979 | 112.2291 | 116.1674 | 108.7416 | 47.7745 | 45.7309 | 44.4457 | 40.9317
5 | 4 | 18 | 1887.1112 | 1971.5442 | 2050.7173 | 2076.9618 | 80 | 63 | 0 | 0 | 0 | 0 | 0 | 0 | 0 | 0 | 0 | 0 | 779.7524 | 786.1851 | 827.8 | 900.3976 | 0 | 0 | 0 | 0 | -1.1157 | -11.4754 | -14.9933 | 4.1901 | 0.12712 | -3.6786 | -3.0915 | -0.91695 | 1028.3473 | 1137.5131 | 1241.0021 | 1173.2911 | 0.40002 | 0.33194 | 0.39565 | 0.38633 | 411.3605 | 377.5899 | 491.0015 | 453.2762 | 0.10747 | 0.11698 | 0.11618 | 0.12005 | 0.050339 | 0.045601 | 0.043081 | 0.043402 | 110.5123 | 133.0663 | 144.1735 | 140.8508 | 51.7658 | 51.8721 | 53.4639 | 50.9228
5 | 4 | 19 | 1930.1437 | 2021.5385 | 2108.072 | 2139.4472 | 80 | 63 | 0 | 0 | 0 | 0 | 0 | 0 | 0 | 0 | 0 | 0 | 478.2347 | 456.0714 | 478.2068 | 530.3241 | 0 | 0 | 0 | 0 | -0.13118 | -13.7525 | 5.8468 | 48.3363 | 0.93351 | 3.9356 | -1.3807 | 4.7333 | 1371.1066 | 1512.2839 | 1625.3992 | 1556.0535 | 0.40291 | 0.40667 | 0.40013 | 0.39254 | 552.4382 | 615.0073 | 650.3782 | 610.8057 | 0.10649 | 0.11735 | 0.11725 | 0.12059 | 0.049261 | 0.044017 | 0.044446 | 0.044028 | 146.0111 | 177.469 | 190.5797 | 187.6436 | 67.5426 | 66.5669 | 72.2424 | 68.5096
5 | 4 | 20 | 2025.9064 | 2124.383 | 2217.6744 | 2252.1996 | 80 | 63 | 0 | 0 | 0 | 0 | 0 | 0 | 0 | 0 | 0 | 0 | 449.8529 | 431.3942 | 453.873 | 499.2891 | 0 | 0 | 0 | 0 | 6.5072 | 22.5809 | 5.37 | 31.1022 | 1.7783 | 11.4423 | 17.9871 | 33.5824 | 1487.7679 | 1595.9655 | 1740.4442 | 1688.2259 | 0.40427 | 0.42028 | 0.41111 | 0.39531 | 601.4643 | 670.7544 | 715.5205 | 667.3692 | 0.10677 | 0.11728 | 0.11718 | 0.12056 | 0.049394 | 0.043928 | 0.044523 | 0.044237 | 158.8493 | 187.1791 | 203.9396 | 203.5387 | 73.4864 | 70.1071 | 77.4904 | 74.6827
5 | 4 | 21 | 1967.4162 | 2064.325 | 2155.9789 | 2189.9366 | 80 | 63 | 0 | 0 | 0 | 0 | 0 | 0 | 0 | 0 | 0 | 0 | 425.8934 | 412.6036 | 431.5286 | 474.9474 | 0 | 0 | 0 | 0 | 9.0856 | 16.3884 | 37.5747 | 61.5999 | 2.4036 | 6.1688 | 3.1127 | 28.1241 | 1450.0335 | 1566.1642 | 1683.7629 | 1625.2652 | 0.40188 | 0.40772 | 0.40034 | 0.39234 | 582.7401 | 638.5503 | 674.075 | 637.6491 | 0.10629 | 0.11729 | 0.11719 | 0.1205 | 0.049276 | 0.043962 | 0.044385 | 0.044069 | 154.1182 | 183.6924 | 197.3173 | 195.8504 | 71.4521 | 68.8521 | 74.7338 | 71.6244
5 | 4 | 22 | 1859.0224 | 1953.9439 | 2044.2294 | 2079.3109 | 80 | 63 | 0 | 0 | 0 | 0 | 0 | 0 | 0 | 0 | 0 | 0 | 461.9003 | 448.8469 | 468.7827 | 515.7261 | 0 | 0 | 0 | 0 | 5.4519 | 9.5242 | 23.2054 | 20.4979 | 1.8717 | 8.5415 | 7.9403 | 34.9182 | 1309.7985 | 1424.0313 | 1544.3011 | 1508.1687 | 0.39659 | 0.40366 | 0.39544 | 0.38685 | 519.4528 | 574.8193 | 610.6734 | 583.4328 | 0.10614 | 0.11699 | 0.11673 | 0.1204 | 0.049467 | 0.04347 | 0.043918 | 0.0438 | 139.023 | 166.5965 | 180.2676 | 181.588 | 64.7923 | 61.9025 | 67.8223 | 66.0573
5 | 4 | 23 | 1687.5678 | 1774.0422 | 1856.2055 | 1888.0492 | 80 | 63 | 0 | 0 | 0 | 0 | 0 | 0 | 0 | 0 | 0 | 0 | 569.1734 | 559.8856 | 584.1543 | 637.9125 | 0 | 0 | 0 | 0 | 0.51579 | 28.8171 | 21.7179 | 70.2366 | 1.2819 | 7.0565 | 7.0084 | 19.1227 | 1036.5967 | 1115.2831 | 1243.3249 | 1160.7774 | 0.39616 | 0.40557 | 0.39781 | 0.38169 | 410.6545 | 452.3233 | 494.6012 | 443.0586 | 0.10719 | 0.11642 | 0.11623 | 0.12023 | 0.050701 | 0.043339 | 0.043618 | 0.043629 | 111.1179 | 129.8371 | 144.5108 | 139.5621 | 52.5565 | 48.3358 | 54.2312 | 50.6435
5 | 4 | 24 | 1559.1856 | 1632.3422 | 1700.3562 | 1722.7428 | 80 | 63 | 0 | 0 | 0 | 0 | 0 | 0 | 0 | 0 | 0 | 0 | 672.3543 | 674.8047 | 703.2745 | 757.9996 | 0 | 0 | 0 | 0 | 1.1544 | 43.5582 | 49.5077 | 15.4954 | 0.99131 | 10.8959 | 13.0001 | 20.0615 | 804.6856 | 840.0834 | 934.5739 | 929.1863 | 0.39155 | 0.40913 | 0.40018 | 0.37917 | 315.0732 | 343.7058 | 374.0016 | 352.3223 | 0.1085 | 0.11637 | 0.11617 | 0.1202 | 0.051999 | 0.043652 | 0.043526 | 0.043498 | 87.3116 | 97.7645 | 108.571 | 111.6895 | 41.843 | 36.6714 | 40.6781 | 40.4175
5 | 5 | 1 | 1486.8453 | 1548.5509 | 1603.8954 | 1616.6949 | 80 | 63 | 0 | 0 | 0 | 0 | 0 | 0 | 0 | 0 | 0 | 0 | 666.753 | 671.4918 | 699.6985 | 752.2612 | 0 | 0 | 0 | 0 | -0.33393 | 24.2429 | 36.9076 | 25.2458 | 0.256 | 8.9793 | 17.8607 | 13.6102 | 740.1702 | 780.837 | 849.4286 | 825.5776 | 0.39346 | 0.40712 | 0.39915 | 0.37525 | 291.2274 | 317.8951 | 339.0468 | 309.7994 | 0.10819 | 0.11629 | 0.11609 | 0.12009 | 0.051483 | 0.043329 | 0.043595 | 0.043451 | 80.0827 | 90.8021 | 98.6069 | 99.1475 | 38.1059 | 33.8326 | 37.0311 | 35.8718
5 | 5 | 2 | 1428.5123 | 1480.173 | 1524.6887 | 1529.6065 | 80 | 63 | 0 | 0 | 0 | 0 | 0 | 0 | 0 | 0 | 0 | 0 | 605.0796 | 604.0681 | 631.2027 | 680.259 | 0 | 0 | 0 | 0 | -3.0945 | 25.9611 | 23.6031 | 0.90482 | -0.020608 | 13.0037 | 15.9906 | 13.2565 | 746.5478 | 774.1401 | 853.8923 | 835.1862 | 0.39324 | 0.40518 | 0.39871 | 0.37205 | 293.5727 | 313.6692 | 340.4514 | 310.7276 | 0.10831 | 0.1163 | 0.11609 | 0.12011 | 0.051541 | 0.043291 | 0.043536 | 0.043315 | 80.8587 | 90.0327 | 99.1263 | 100.3153 | 38.4776 | 33.5137 | 37.1754 | 36.1759
5 | 5 | 3 | 1417.5111 | 1462.2587 | 1499.097 | 1497.8063 | 80 | 63 | 0 | 0 | 0 | 0 | 0 | 0 | 0 | 0 | 0 | 0 | 556.6095 | 543.7845 | 570.3765 | 621.2656 | 0 | 0 | 0 | 0 | -3.5816 | 59.4042 | 31.4796 | 8.3009 | -0.22821 | 10.7012 | 14.3256 | 10.6625 | 784.7113 | 785.3688 | 882.9152 | 857.5772 | 0.40479 | 0.40648 | 0.39859 | 0.37175 | 317.6451 | 319.236 | 351.9239 | 318.8038 | 0.10804 | 0.11626 | 0.11596 | 0.12008 | 0.051222 | 0.043102 | 0.043261 | 0.043187 | 84.7835 | 91.3068 | 102.3826 | 102.978 | 40.1948 | 33.8511 | 38.1958 | 37.0359
5 | 5 | 4 | 1415.1428 | 1452.4025 | 1480.7402 | 1472.2296 | 80 | 63 | 0 | 0 | 0 | 0 | 0 | 0 | 0 | 0 | 0 | 0 | 565.7387 | 549.8652 | 578.3331 | 630.1543 | 0 | 0 | 0 | 0 | -4.1845 | 54.5022 | 30.7612 | 6.3317 | 0.13067 | 13.0552 | 19.413 | 8.247 | 773.4579 | 771.9798 | 852.233 | 827.4966 | 0.39239 | 0.40724 | 0.39885 | 0.37249 | 303.4991 | 314.3803 | 339.9093 | 308.2345 | 0.10724 | 0.1163 | 0.11595 | 0.12005 | 0.050451 | 0.042793 | 0.043363 | 0.043352 | 82.949 | 89.7844 | 98.8177 | 99.34 | 39.0218 | 33.035 | 36.9553 | 35.874
5 | 5 | 5 | 1427.364 | 1458.9269 | 1480.6815 | 1466.2822 | 80 | 63 | 0 | 0 | 0 | 0 | 0 | 0 | 0 | 0 | 0 | 0 | 566.3559 | 552.6346 | 583.1059 | 630.4025 | 0 | 0 | 0 | 0 | -3.3457 | 68.2122 | 54.0808 | -12.6485 | -1.8849 | 5.4682 | 13.4353 | 6.3754 | 786.2386 | 769.6118 | 830.0595 | 842.1527 | 0.39799 | 0.40903 | 0.40099 | 0.37782 | 312.9178 | 314.7925 | 332.8464 | 318.1863 | 0.10661 | 0.11638 | 0.11593 | 0.12003 | 0.049898 | 0.043001 | 0.043618 | 0.043597 | 83.8205 | 89.5706 | 96.2282 | 101.0877 | 39.2316 | 33.0941 | 36.2056 | 36.715
5 | 5 | 6 | 1455.363 | 1478.9284 | 1491.5411 | 1468.9507 | 80 | 63 | 0 | 0 | 0 | 0 | 0 | 0 | 0 | 0 | 0 | 0 | 754.9938 | 735.4561 | 767.31 | 812.8508 | 0 | 0 | 0 | 0 | -1.3974 | -11.68 | -0.14807 | -12.2629 | 0.54455 | 2.8708 | 0.39955 | 3.8184 | 621.222 | 689.2816 | 723.9796 | 664.5444 | 0.39817 | 0.40695 | 0.39923 | 0.37497 | 247.3505 | 280.5034 | 289.0352 | 249.1835 | 0.10686 | 0.11646 | 0.11603 | 0.12024 | 0.050154 | 0.043363 | 0.043355 | 0.043505 | 66.3811 | 80.2709 | 84.0028 | 79.9074 | 31.157 | 29.8895 | 31.3878 | 28.9111
5 | 5 | 7 | 1540.4949 | 1563.1871 | 1574.8275 | 1550.4802 | 80 | 63 | 0 | 0 | 0 | 0 | 0 | 0 | 0 | 0 | 0 | 0 | 1214.3729 | 1193.869 | 1234.9456 | 1288.6024 | 0 | 0 | 0 | 0 | -0.083656 | -16.6199 | -3.1021 | -0.20712 | 0.51561 | -1.5002 | -6.527 | -4.243 | 245.69 | 324.4383 | 349.511 | 266.3279 | 0.39621 | 0.33259 | 0.32125 | 0.38231 | 97.3443 | 107.9052 | 112.2789 | 101.821 | 0.1104 | 0.11771 | 0.11754 | 0.1231 | 0.052929 | 0.040465 | 0.045798 | 0.050392 | 27.1249 | 38.1895 | 41.0806 | 32.7857 | 13.0042 | 13.1284 | 16.0071 | 13.4208
5 | 5 | 8 | 1648.6508 | 1674.8577 | 1691.0521 | 1670.0608 | 80 | 63 | 0 | 0 | 0 | 0 | 0 | 0 | 0 | 0 | 0 | 0 | 1519.7723 | 1567.636 | 1672.9493 | 1782.5565 | 0 | 0 | 0 | 0 | -2.5883 | -20.3607 | -13.3433 | -2.3743 | -1.0532 | -6.2057 | -8.2648 | -11.7147 | 52.5199 | 70.7881 | 39.7108 | -98.4067 | 0.38794 | 0.32023 | 0.31429 | 0.32105 | 20.3744 | 22.6688 | 12.4806 | -31.5935 | 0.11436 | 0.11826 | 0.11876 | 0.1269 | 0.056731 | 0.059259 | 0.048623 | 0.062066 | 6.0064 | 8.3714 | 4.716 | -12.4874 | 2.9795 | 4.1948 | 1.9309 | -6.1077
5 | 5 | 9 | 1720.4031 | 1753.6943 | 1778.7826 | 1765.6026 | 80 | 63 | 0 | 0 | 0 | 0 | 0 | 0 | 0 | 0 | 0 | 0 | 1712.4908 | 1824.4041 | 1993.4925 | 2158.991 | 0 | 0 | 0 | 0 | 0.57241 | -64.2577 | -22.3913 | -25.1771 | -0.92751 | -8.631 | -12.212 | -14.873 | -71.7326 | -60.8211 | -180.1065 | -353.3384 | 0.39364 | 0.24286 | 0.23968 | 0 | -28.2369 | -14.7711 | -43.1671 | 0 | 0.11841 | 0.11706 | 0.11827 | 0.12384 | 0.061762 | 0.051776 | 0.048938 | 0.060949 | -8.4937 | -7.1199 | -21.3015 | -43.7578 | -4.4303 | -3.1491 | -8.814 | -21.5356
5 | 5 | 10 | 1778.8586 | 1815.5101 | 1843.703 | 1831.6616 | 80 | 63 | 0 | 0 | 0 | 0 | 0 | 0 | 0 | 0 | 0 | 0 | 1810.0725 | 1975.6998 | 2182.2951 | 2386.8051 | 0 | 0 | 0 | 0 | -3.3264 | -76.8269 | -107.5265 | -77.4286 | -1.7292 | -14.3797 | -16.0025 | -32.5658 | -106.1584 | -131.9832 | -215.0632 | -445.1491 | 0.31441 | 0.24286 | 0.24286 | 0 | -33.3776 | -32.0536 | -52.2305 | 0 | 0.11622 | 0.11728 | 0.11829 | 0.12301 | 0.059713 | 0.050062 | 0.050012 | 0.06259 | -12.338 | -15.4788 | -25.4388 | -54.7561 | -6.339 | -6.6074 | -10.7556 | -27.862
5 | 5 | 11 | 1800.3229 | 1839.4167 | 1869.1303 | 1856.6338 | 80 | 63 | 0 | 0 | 0 | 0 | 0 | 0 | 0 | 0 | 0 | 0 | 1881.2202 | 2092.8248 | 2321.4438 | 2546.2308 | 0 | 0 | 0 | 0 | -6.5128 | -79.767 | -85.7243 | -83.4778 | -2.3152 | -21.0593 | -27.5713 | -37.7559 | -152.0692 | -215.5819 | -339.0179 | -568.3634 | 0.31687 | 0.24286 | 0.24286 | 0 | -48.1859 | -52.3565 | -82.3342 | 0 | 0.11579 | 0.11749 | 0.11802 | 0.1229 | 0.059372 | 0.054021 | 0.051155 | 0.061459 | -17.6082 | -25.3277 | -40.0112 | -69.8519 | -9.0287 | -11.646 | -17.3426 | -34.9311
5 | 5 | 12 | 1799.1324 | 1839.3883 | 1869.6477 | 1856.6914 | 80 | 63 | 0 | 0 | 0 | 0 | 0 | 0 | 0 | 0 | 0 | 0 | 1900.295 | 2141.0841 | 2386.6113 | 2624.3857 | 0 | 0 | 0 | 0 | -1.1233 | -65.5631 | -85.7391 | -85.3265 | -2.9788 | -24.6247 | -30.5869 | -39.5093 | -177.0606 | -274.508 | -400.6375 | -642.8584 | 0.30984 | 0.24286 | 0.24286 | 0 | -54.86 | -66.6674 | -97.2993 | 0 | 0.11582 | 0.12175 | 0.11774 | 0.12307 | 0.059588 | 0.049595 | 0.051608 | 0.063043 | -20.5073 | -33.4202 | -47.1728 | -79.1154 | -10.5507 | -13.6143 | -20.6761 | -40.5278
5 | 5 | 13 | 1787.5789 | 1832.0057 | 1866.8372 | 1857.7051 | 80 | 63 | 0 | 0 | 0 | 0 | 0 | 0 | 0 | 0 | 0 | 0 | 1881.6737 | 2108.4536 | 2334.803 | 2554.6024 | 0 | 0 | 0 | 0 | -1.1233 | -56.5737 | -80.7681 | -77.704 | -3.2612 | -15.2307 | -16.6695 | -37.9713 | -169.7103 | -267.6434 | -370.5281 | -581.222 | 0.31489 | 0.24286 | 0.24286 | 0 | -53.4402 | -65.0003 | -89.9869 | 0 | 0.11535 | 0.12174 | 0.11784 | 0.12304 | 0.059115 | 0.049371 | 0.050509 | 0.06275 | -19.5755 | -32.5828 | -43.6645 | -71.5115 | -10.0324 | -13.2137 | -18.7149 | -36.4719
5 | 5 | 14 | 1762.8304 | 1809.7725 | 1847.8124 | 1842.1143 | 80 | 63 | 0 | 0 | 0 | 0 | 0 | 0 | 0 | 0 | 0 | 0 | 1872.7361 | 2089.1811 | 2308.2002 | 2521.5251 | 0 | 0 | 0 | 0 | -3.7782 | -39.0291 | -36.2851 | -45.2497 | -1.8065 | -15.5861 | -14.9332 | -27.6027 | -184.321 | -287.7934 | -409.1694 | -606.5584 | 0.31699 | 0.24286 | 0.24286 | 0 | -58.4275 | -69.8939 | -99.3714 | 0 | 0.11573 | 0.12171 | 0.11787 | 0.12375 | 0.059448 | 0.039649 | 0.049083 | 0.060377 | -21.3309 | -35.0287 | -48.2286 | -75.0609 | -10.9576 | -11.4106 | -20.0834 | -36.6224
5 | 5 | 15 | 1748.755 | 1798.3889 | 1839.5169 | 1836.6444 | 80 | 63 | 0 | 0 | 0 | 0 | 0 | 0 | 0 | 0 | 0 | 0 | 1697.3434 | 1876.5604 | 2074.5463 | 2269.1522 | 0 | 0 | 0 | 0 | -4.6237 | -16.7457 | -18.6459 | -18.5457 | -2.7233 | -14.0321 | -15.3999 | -19.1853 | -21.2414 | -110.3936 | -200.9836 | -394.7769 | 0.31618 | 0.24027 | 0.2402 | 0.19462 | -6.7161 | -26.5243 | -48.2756 | -76.8314 | 0.11447 | 0.12111 | 0.11792 | 0.12433 | 0.058053 | 0.048654 | 0.047698 | 0.055827 | -2.4315 | -13.3701 | -23.6994 | -49.0835 | -1.2331 | -5.371 | -9.5866 | -22.0391
5 | 5 | 16 | 1739.7746 | 1797.8469 | 1848.6766 | 1854.3175 | 80 | 63 | 0 | 0 | 0 | 0 | 0 | 0 | 0 | 0 | 0 | 0 | 1620.3893 | 1751.6505 | 1929.4979 | 2107.1168 | 0 | 0 | 0 | 0 | -1.1233 | -17.2641 | -4.0147 | -10.1623 | -2.6981 | -9.7453 | -14.9714 | -17.1027 | 43.2067 | 10.2058 | -61.8352 | -225.5342 | 0.32103 | 0.24715 | 0.22975 | 0.24005 | 13.8705 | 2.5224 | -14.2066 | -54.1392 | 0.11277 | 0.11807 | 0.11811 | 0.12367 | 0.055743 | 0.049005 | 0.046866 | 0.052355 | 4.8725 | 1.205 | -7.3035 | -27.8928 | 2.4085 | 0.50014 | -2.898 | -11.8077
5 | 5 | 17 | 1737.4738 | 1804.0878 | 1864.5005 | 1878.1944 | 80 | 63 | 0 | 0 | 0 | 0 | 0 | 0 | 0 | 0 | 0 | 0 | 1280.0449 | 1340.198 | 1469.8977 | 1604.1493 | 0 | 0 | 0 | 0 | -2.6242 | -3.2776 | -5.9352 | -7.6304 | -0.71198 | -5.5023 | -10.5261 | -10.8753 | 380.765 | 409.6696 | 411.0642 | 292.5507 | 0.39785 | 0.24634 | 0.32048 | 0.23372 | 151.4881 | 100.9192 | 131.7399 | 68.3761 | 0.10932 | 0.11858 | 0.11708 | 0.12097 | 0.052281 | 0.048317 | 0.044793 | 0.045536 | 41.6254 | 48.5772 | 48.1258 | 35.3912 | 19.9066 | 19.7941 | 18.413 | 13.3217
5 | 5 | 18 | 1755.3689 | 1832.0837 | 1903.7553 | 1926.5874 | 80 | 63 | 0 | 0 | 0 | 0 | 0 | 0 | 0 | 0 | 0 | 0 | 844.4028 | 820.9182 | 881.4102 | 958.2807 | 0 | 0 | 0 | 0 | -1.1157 | -11.4754 | -14.9933 | 4.1901 | 0.12712 | -3.6786 | -3.0915 | -0.91695 | 831.9547 | 963.3195 | 1040.43 | 965.0336 | 0.40002 | 0.33194 | 0.39565 | 0.38633 | 332.7993 | 319.7675 | 411.6453 | 372.8203 | 0.10747 | 0.11698 | 0.11618 | 0.12005 | 0.050339 | 0.045601 | 0.043081 | 0.043402 | 89.4068 | 112.6891 | 120.872 | 115.8499 | 41.8796 | 43.9286 | 44.823 | 41.8841
5 | 5 | 19 | 1776.3627 | 1858.7481 | 1936.5253 | 1963.9173 | 80 | 63 | 0 | 0 | 0 | 0 | 0 | 0 | 0 | 0 | 0 | 0 | 482.307 | 436.3156 | 471.5833 | 520.1666 | 0 | 0 | 0 | 0 | -0.13118 | -13.7525 | 5.8468 | 48.3363 | 0.93351 | 3.9356 | -1.3807 | 4.7333 | 1213.2533 | 1369.2494 | 1460.476 | 1390.6811 | 0.40291 | 0.40667 | 0.40013 | 0.39254 | 488.8369 | 556.8388 | 584.3868 | 545.8913 | 0.10649 | 0.11735 | 0.11725 | 0.12059 | 0.049261 | 0.044017 | 0.044446 | 0.044028 | 129.2011 | 160.6837 | 171.2423 | 167.7015 | 59.7665 | 60.2709 | 64.9122 | 61.2286
5 | 5 | 20 | 1890.9457 | 1981.5156 | 2067.1223 | 2098.1517 | 80 | 63 | 0 | 0 | 0 | 0 | 0 | 0 | 0 | 0 | 0 | 0 | 504.0312 | 469.1571 | 505.4165 | 550.2388 | 0 | 0 | 0 | 0 | 6.5072 | 22.5809 | 5.37 | 31.1022 | 1.7783 | 11.4423 | 17.9871 | 33.5824 | 1298.629 | 1415.3352 | 1538.3486 | 1483.2283 | 0.40427 | 0.42028 | 0.41111 | 0.39531 | 525.0005 | 594.8389 | 632.4362 | 586.332 | 0.10677 | 0.11728 | 0.11718 | 0.12056 | 0.049394 | 0.043928 | 0.044523 | 0.044237 | 138.6549 | 165.9943 | 180.2587 | 178.8235 | 64.1441 | 62.1724 | 68.4924 | 65.6141
5 | 5 | 21 | 1861.6306 | 1952.3418 | 2037.9722 | 2069.1899 | 80 | 63 | 0 | 0 | 0 | 0 | 0 | 0 | 0 | 0 | 0 | 0 | 517.6564 | 490.6135 | 524.2497 | 569.1736 | 0 | 0 | 0 | 0 | 9.0856 | 16.3884 | 37.5747 | 61.5999 | 2.4036 | 6.1688 | 3.1127 | 28.1241 | 1252.485 | 1376.1711 | 1473.0351 | 1410.2923 | 0.40188 | 0.40772 | 0.40034 | 0.39234 | 503.3492 | 561.0871 | 589.7126 | 553.3076 | 0.10629 | 0.11729 | 0.11719 | 0.1205 | 0.049276 | 0.043962 | 0.044385 | 0.044069 | 133.1216 | 161.4085 | 172.6225 | 169.9454 | 61.7176 | 60.4996 | 65.3806 | 62.1507
5 | 5 | 22 | 1766.6698 | 1856.1808 | 1941.2078 | 1973.8971 | 80 | 63 | 0 | 0 | 0 | 0 | 0 | 0 | 0 | 0 | 0 | 0 | 576.0619 | 560.4012 | 588.8433 | 642.3111 | 0 | 0 | 0 | 0 | 5.4519 | 9.5242 | 23.2054 | 20.4979 | 1.8717 | 8.5415 | 7.9403 | 34.9182 | 1103.2844 | 1214.7139 | 1321.2189 | 1276.1699 | 0.39659 | 0.40366 | 0.39544 | 0.38685 | 437.5514 | 490.3271 | 522.4585 | 493.6844 | 0.10614 | 0.11699 | 0.11673 | 0.1204 | 0.049467 | 0.04347 | 0.043918 | 0.0438 | 117.1034 | 142.1086 | 154.227 | 153.6546 | 54.5766 | 52.8035 | 58.025 | 55.8958
5 | 5 | 23 | 1626.909 | 1709.8297 | 1788.539 | 1818.8115 | 80 | 63 | 0 | 0 | 0 | 0 | 0 | 0 | 0 | 0 | 0 | 0 | 569.4456 | 557.129 | 583.0673 | 636.5653 | 0 | 0 | 0 | 0 | 0.51579 | 28.8171 | 21.7179 | 70.2366 | 1.2819 | 7.0565 | 7.0084 | 19.1227 | 975.6657 | 1053.8271 | 1176.7454 | 1092.8869 | 0.39616 | 0.40557 | 0.39781 | 0.38169 | 386.5163 | 427.3987 | 468.1155 | 417.1454 | 0.10719 | 0.11642 | 0.11623 | 0.12023 | 0.050701 | 0.043339 | 0.043618 | 0.043629 | 104.5864 | 122.6826 | 136.7723 | 131.3995 | 49.4673 | 45.6723 | 51.3272 | 47.6815
5 | 5 | 24 | 1501.5352 | 1571.3143 | 1636.0457 | 1656.939 | 80 | 63 | 0 | 0 | 0 | 0 | 0 | 0 | 0 | 0 | 0 | 0 | 564.0715 | 557.8416 | 580.2018 | 633.9401 | 0 | 0 | 0 | 0 | 1.1544 | 43.5582 | 49.5077 | 15.4954 | 0.99131 | 10.8959 | 13.0001 | 20.0615 | 855.3181 | 896.0187 | 993.3361 | 987.442 | 0.39155 | 0.40913 | 0.40018 | 0.37917 | 334.8983 | 366.5907 | 397.5173 | 374.4113 | 0.1085 | 0.11637 | 0.11617 | 0.1202 | 0.051999 | 0.043652 | 0.043526 | 0.043498 | 92.8054 | 104.2739 | 115.3975 | 118.6919 | 44.4759 | 39.1131 | 43.2358 | 42.9515
5 | 6 | 1 | 1421.8487 | 1479.7464 | 1531.3901 | 1542.5059 | 80 | 63 | 0 | 0 | 0 | 0 | 0 | 0 | 0 | 0 | 0 | 0 | 539.7763 | 538.6202 | 555.2439 | 610.1257 | 0 | 0 | 0 | 0 | -0.33393 | 24.2429 | 36.9076 | 25.2458 | 0.256 | 8.9793 | 17.8607 | 13.6102 | 802.1503 | 844.904 | 921.3778 | 893.5242 | 0.39346 | 0.40712 | 0.39915 | 0.37525 | 315.6141 | 343.9781 | 367.7651 | 335.2965 | 0.10819 | 0.11629 | 0.11609 | 0.12009 | 0.051483 | 0.043329 | 0.043595 | 0.043451 | 86.7886 | 98.2523 | 106.9592 | 107.3075 | 41.2968 | 36.6085 | 40.1678 | 38.8241
5 | 6 | 2 | 1370.8619 | 1419.1452 | 1460.3782 | 1463.8028 | 80 | 63 | 0 | 0 | 0 | 0 | 0 | 0 | 0 | 0 | 0 | 0 | 533.3027 | 539.817 | 551.4732 | 607.3598 | 0 | 0 | 0 | 0 | -3.0945 | 25.9611 | 23.6031 | 0.90482 | -0.020608 | 13.0037 | 15.9906 | 13.2565 | 760.6744 | 777.3633 | 869.3112 | 842.2816 | 0.39324 | 0.40518 | 0.39871 | 0.37205 | 299.1279 | 314.9752 | 346.599 | 313.3674 | 0.10831 | 0.1163 | 0.11609 | 0.12011 | 0.051541 | 0.043291 | 0.043536 | 0.043315 | 82.3888 | 90.4076 | 100.9162 | 101.1675 | 39.2056 | 33.6532 | 37.8467 | 36.4832
5 | 6 | 3 | 1345.9379 | 1386.4923 | 1419.2552 | 1416.1106 | 80 | 63 | 0 | 0 | 0 | 0 | 0 | 0 | 0 | 0 | 0 | 0 | 508.473 | 522.1482 | 527.8898 | 583.8353 | 0 | 0 | 0 | 0 | -3.5816 | 59.4042 | 31.4796 | 8.3009 | -0.22821 | 10.7012 | 14.3256 | 10.6625 | 761.2746 | 731.2387 | 845.5602 | 813.3118 | 0.40479 | 0.40648 | 0.39859 | 0.37175 | 308.1581 | 297.2332 | 337.0344 | 302.3481 | 0.10804 | 0.11626 | 0.11596 | 0.12008 | 0.051222 | 0.043102 | 0.043261 | 0.043187 | 82.2513 | 85.0137 | 98.0509 | 97.6626 | 38.9943 | 31.518 | 36.5798 | 35.1243
5 | 6 | 4 | 1340.5611 | 1373.4514 | 1397.5424 | 1387.1 | 80 | 63 | 0 | 0 | 0 | 0 | 0 | 0 | 0 | 0 | 0 | 0 | 470.8407 | 481.8747 | 485.76 | 540.5592 | 0 | 0 | 0 | 0 | -4.1845 | 54.5022 | 30.7612 | 6.3317 | 0.13067 | 13.0552 | 19.413 | 8.247 | 793.7742 | 761.0192 | 861.6083 | 831.9622 | 0.39239 | 0.40724 | 0.39885 | 0.37249 | 311.4711 | 309.9167 | 343.6486 | 309.8979 | 0.10724 | 0.1163 | 0.11595 | 0.12005 | 0.050451 | 0.042793 | 0.043363 | 0.043352 | 85.1278 | 88.5096 | 99.9047 | 99.8761 | 40.0468 | 32.566 | 37.3618 | 36.0676
5 | 6 | 5 | 1359.6388 | 1387.234 | 1405.1323 | 1388.9787 | 80 | 63 | 0 | 0 | 0 | 0 | 0 | 0 | 0 | 0 | 0 | 0 | 479.028 | 487.4962 | 491.6056 | 548.7896 | 0 | 0 | 0 | 0 | -3.3457 | 68.2122 | 54.0808 | -12.6485 | -1.8849 | 5.4682 | 13.4353 | 6.3754 | 805.8414 | 763.0574 | 846.0105 | 846.4622 | 0.39799 | 0.40903 | 0.40099 | 0.37782 | 320.7196 | 312.1116 | 339.2426 | 319.8145 | 0.10661 | 0.11638 | 0.11593 | 0.12003 | 0.049898 | 0.043001 | 0.043618 | 0.043597 | 85.9103 | 88.8078 | 98.0774 | 101.605 | 40.2097 | 32.8122 | 36.9013 | 36.9029
5 | 6 | 6 | 1346.429 | 1363.6124 | 1370.0224 | 1344.6104 | 80 | 63 | 0 | 0 | 0 | 0 | 0 | 0 | 0 | 0 | 0 | 0 | 838.1242 | 853.1689 | 857.3939 | 917.3236 | 0 | 0 | 0 | 0 | -1.3974 | -11.68 | -0.14807 | -12.2629 | 0.54455 | 2.8708 | 0.39955 | 3.8184 | 429.1576 | 456.2527 | 512.3771 | 435.7313 | 0.39817 | 0.40695 | 0.39923 | 0.37497 | 170.8767 | 185.6722 | 204.5569 | 163.3856 | 0.10686 | 0.11646 | 0.11603 | 0.12024 | 0.050154 | 0.043363 | 0.043355 | 0.043505 | 45.8579 | 53.1333 | 59.4507 | 52.394 | 21.5241 | 19.7846 | 22.2139 | 18.9566
5 | 6 | 7 | 1422.9553 | 1438.7614 | 1443.709 | 1416.3172 | 80 | 63 | 0 | 0 | 0 | 0 | 0 | 0 | 0 | 0 | 0 | 0 | 1249.9748 | 1263.8779 | 1277.103 | 1344.4121 | 0 | 0 | 0 | 0 | -0.083656 | -16.6199 | -3.1021 | -0.20712 | 0.51561 | -1.5002 | -6.527 | -4.243 | 92.5486 | 130.0037 | 176.2351 | 76.3552 | 0.39621 | 0.33259 | 0.32125 | 0.38231 | 36.6685 | 43.238 | 56.6148 | 29.1917 | 0.1104 | 0.11771 | 0.11754 | 0.1231 | 0.052929 | 0.040465 | 0.045798 | 0.050392 | 10.2176 | 15.3027 | 20.7142 | 9.3995 | 4.8985 | 5.2606 | 8.0713 | 3.8477
5 | 6 | 8 | 1534.2596 | 1553.7648 | 1563.4457 | 1539.4915 | 80 | 63 | 0 | 0 | 0 | 0 | 0 | 0 | 0 | 0 | 0 | 0 | 1659.8319 | 1743.0206 | 1831.0152 | 1957.407 | 0 | 0 | 0 | 0 | -2.5883 | -20.3607 | -13.3433 | -2.3743 | -1.0532 | -6.2057 | -8.2648 | -11.7147 | -201.9309 | -225.6894 | -245.9615 | -403.8265 | 0.38794 | 0.32023 | 0.31429 | 0.32105 | -78.3362 | -72.2736 | -77.3023 | -129.6487 | 0.11436 | 0.11826 | 0.11876 | 0.1269 | 0.056731 | 0.059259 | 0.048623 | 0.062066 | -23.0935 | -26.69 | -29.2101 | -51.244 | -11.4558 | -13.374 | -11.9594 | -25.064
5 | 6 | 9 | 1626.8612 | 1654.6722 | 1674.4342 | 1658.8312 | 80 | 63 | 0 | 0 | 0 | 0 | 0 | 0 | 0 | 0 | 0 | 0 | 2064.704 | 2206.5966 | 2385.4245 | 2568.7179 | 0 | 0 | 0 | 0 | 0.57241 | -64.2577 | -22.3913 | -25.1771 | -0.92751 | -8.631 | -12.212 | -14.873 | -517.4878 | -542.0357 | -676.387 | -869.8366 | 0.39364 | 0.24286 | 0.23968 | 0 | -203.7042 | -131.6396 | -162.1132 | 0 | 0.11841 | 0.11706 | 0.11827 | 0.12384 | 0.061762 | 0.051776 | 0.048938 | 0.060949 | -61.2748 | -63.4528 | -79.9973 | -107.7214 | -31.9611 | -28.0645 | -33.1007 | -53.0157
5 | 6 | 10 | 1691.5435 | 1723.0795 | 1746.3007 | 1731.9976 | 80 | 63 | 0 | 0 | 0 | 0 | 0 | 0 | 0 | 0 | 0 | 0 | 2235.3708 | 2417.946 | 2660.3134 | 2881.5302 | 0 | 0 | 0 | 0 | -3.3264 | -76.8269 | -107.5265 | -77.4286 | -1.7292 | -14.3797 | -16.0025 | -32.5658 | -618.7718 | -666.6599 | -790.4837 | -1039.5382 | 0.31441 | 0.24286 | 0.24286 | 0 | -194.55 | -161.906 | -191.9778 | 0 | 0.11622 | 0.11728 | 0.11829 | 0.12301 | 0.059713 | 0.050062 | 0.050012 | 0.06259 | -71.9154 | -78.185 | -93.5027 | -127.8697 | -36.9488 | -33.3744 | -39.5333 | -65.065
5 | 6 | 11 | 1742.4627 | 1778.1666 | 1804.5857 | 1790.5904 | 80 | 63 | 0 | 0 | 0 | 0 | 0 | 0 | 0 | 0 | 0 | 0 | 2219.9517 | 2436.2689 | 2701.052 | 2944.8112 | 0 | 0 | 0 | 0 | -6.5128 | -79.767 | -85.7243 | -83.4778 | -2.3152 | -21.0593 | -27.5713 | -37.7559 | -548.661 | -620.276 | -783.1708 | -1032.9871 | 0.31687 | 0.24286 | 0.24286 | 0 | -173.8532 | -150.6412 | -190.2017 | 0 | 0.11579 | 0.11749 | 0.11802 | 0.1229 | 0.059372 | 0.054021 | 0.051155 | 0.061459 | -63.5299 | -72.8733 | -92.4306 | -126.9541 | -32.5751 | -33.508 | -40.0635 | -63.4865
5 | 6 | 12 | 1762.1914 | 1800.2831 | 1828.4391 | 1814.5259 | 80 | 63 | 0 | 0 | 0 | 0 | 0 | 0 | 0 | 0 | 0 | 0 | 2146.571 | 2385.1984 | 2652.8586 | 2904.7632 | 0 | 0 | 0 | 0 | -1.1233 | -65.5631 | -85.7391 | -85.3265 | -2.9788 | -24.6247 | -30.5869 | -39.5093 | -460.2777 | -557.7275 | -708.0935 | -965.4014 | 0.30984 | 0.24286 | 0.24286 | 0 | -142.6112 | -135.4505 | -171.9684 | 0 | 0.11582 | 0.12175 | 0.11774 | 0.12307 | 0.059588 | 0.049595 | 0.051608 | 0.063043 | -53.3098 | -67.9009 | -83.3739 | -118.8101 | -27.4271 | -27.6607 | -36.5433 | -60.862
5 | 6 | 13 | 1790.5174 | 1835.1164 | 1870.1152 | 1861.0592 | 80 | 63 | 0 | 0 | 0 | 0 | 0 | 0 | 0 | 0 | 0 | 0 | 2041.6201 | 2280.1714 | 2541.7207 | 2791.3347 | 0 | 0 | 0 | 0 | -1.1233 | -56.5737 | -80.7681 | -77.704 | -3.2612 | -15.2307 | -16.6695 | -37.9713 | -326.7182 | -436.2507 | -574.1679 | -814.6002 | 0.31489 | 0.24286 | 0.24286 | 0 | -102.8805 | -105.9485 | -139.4431 | 0 | 0.11535 | 0.12174 | 0.11784 | 0.12304 | 0.059115 | 0.049371 | 0.050509 | 0.06275 | -37.6859 | -53.109 | -67.6622 | -100.2255 | -19.314 | -21.538 | -29.0004 | -51.1164
5 | 6 | 14 | 1794.9439 | 1843.7674 | 1883.6359 | 1878.7695 | 80 | 63 | 0 | 0 | 0 | 0 | 0 | 0 | 0 | 0 | 0 | 0 | 1972.2644 | 2195.0325 | 2440.03 | 2674.6125 | 0 | 0 | 0 | 0 | -3.7782 | -39.0291 | -36.2851 | -45.2497 | -1.8065 | -15.5861 | -14.9332 | -27.6027 | -251.7359 | -359.65 | -505.1758 | -722.9906 | 0.31699 | 0.24286 | 0.24286 | 0 | -79.7972 | -87.3451 | -122.6876 | 0 | 0.11573 | 0.12171 | 0.11787 | 0.12375 | 0.059448 | 0.039649 | 0.049083 | 0.060377 | -29.1326 | -43.7747 | -59.5449 | -89.4692 | -14.9653 | -14.2596 | -24.7957 | -43.6522
5 | 6 | 15 | 1808.924 | 1862.0831 | 1906.637 | 1905.323 | 80 | 63 | 0 | 0 | 0 | 0 | 0 | 0 | 0 | 0 | 0 | 0 | 1816.0605 | 2008.4704 | 2220.8586 | 2428.9962 | 0 | 0 | 0 | 0 | -4.6237 | -16.7457 | -18.6459 | -18.5457 | -2.7233 | -14.0321 | -15.3999 | -19.1853 | -79.7894 | -178.6095 | -280.1758 | -485.9422 | 0.31618 | 0.24027 | 0.2402 | 0.19462 | -25.2278 | -42.9146 | -67.2973 | -94.574 | 0.11447 | 0.12111 | 0.11792 | 0.12433 | 0.058053 | 0.048654 | 0.047698 | 0.055827 | -9.1336 | -21.6319 | -33.0374 | -60.4183 | -4.6321 | -8.69 | -13.3639 | -27.1286
5 | 6 | 16 | 1830.2381 | 1893.6103 | 1949.591 | 1957.5751 | 80 | 63 | 0 | 0 | 0 | 0 | 0 | 0 | 0 | 0 | 0 | 0 | 1619.5377 | 1776.2811 | 1943.5019 | 2115.0213 | 0 | 0 | 0 | 0 | -1.1233 | -17.2641 | -4.0147 | -10.1623 | -2.6981 | -9.7453 | -14.9714 | -17.1027 | 134.5218 | 81.3385 | 25.0752 | -130.1811 | 0.32103 | 0.24715 | 0.22975 | 0.24005 | 43.1849 | 20.1031 | 5.761 | -31.2498 | 0.11277 | 0.11807 | 0.11811 | 0.12367 | 0.055743 | 0.049005 | 0.046866 | 0.052355 | 15.1703 | 9.6035 | 2.9617 | -16.1001 | 7.4987 | 3.986 | 1.1752 | -6.8156
5 | 6 | 17 | 1847.0375 | 1920.0703 | 1986.7217 | 2003.2534 | 80 | 63 | 0 | 0 | 0 | 0 | 0 | 0 | 0 | 0 | 0 | 0 | 1265.2537 | 1356.3949 | 1457.5478 | 1573.7275 | 0 | 0 | 0 | 0 | -2.6242 | -3.2776 | -5.9352 | -7.6304 | -0.71198 | -5.5023 | -10.5261 | -10.8753 | 505.12 | 509.4552 | 545.6351 | 448.0316 | 0.39785 | 0.24634 | 0.32048 | 0.23372 | 200.963 | 125.5006 | 174.8679 | 104.7157 | 0.10932 | 0.11858 | 0.11708 | 0.12097 | 0.052281 | 0.048317 | 0.044793 | 0.045536 | 55.2199 | 60.4094 | 63.8809 | 54.2004 | 26.408 | 24.6155 | 24.4408 | 20.4017
5 | 6 | 18 | 1860.5248 | 1943.4003 | 2021.0595 | 2046.6154 | 80 | 63 | 0 | 0 | 0 | 0 | 0 | 0 | 0 | 0 | 0 | 0 | 717.621 | 734.5087 | 766.5319 | 819.0403 | 0 | 0 | 0 | 0 | -1.1157 | -11.4754 | -14.9933 | 4.1901 | 0.12712 | -3.6786 | -3.0915 | -0.91695 | 1063.8924 | 1161.0456 | 1272.6125 | 1224.302 | 0.40002 | 0.33194 | 0.39565 | 0.38633 | 425.5792 | 385.4014 | 503.5081 | 472.9832 | 0.10747 | 0.11698 | 0.11618 | 0.12005 | 0.050339 | 0.045601 | 0.043081 | 0.043402 | 114.3322 | 135.8191 | 147.8459 | 146.9745 | 53.5551 | 52.9452 | 54.8257 | 53.1368
5 | 6 | 19 | 1902.0881 | 1991.8392 | 2076.7753 | 2107.4238 | 80 | 63 | 0 | 0 | 0 | 0 | 0 | 0 | 0 | 0 | 0 | 0 | 220.0961 | 194.611 | 207.99 | 232.3423 | 0 | 0 | 0 | 0 | -0.13118 | -13.7525 | 5.8468 | 48.3363 | 0.93351 | 3.9356 | -1.3807 | 4.7333 | 1601.1897 | 1744.0451 | 1864.3192 | 1822.0119 | 0.40291 | 0.40667 | 0.40013 | 0.39254 | 645.1419 | 709.2586 | 745.9783 | 715.2038 | 0.10649 | 0.11735 | 0.11725 | 0.12059 | 0.049261 | 0.044017 | 0.044446 | 0.044028 | 170.513 | 204.6666 | 218.5933 | 219.7154 | 78.8768 | 76.7684 | 82.8614 | 80.2191
5 | 6 | 20 | 2043.0476 | 2142.5284 | 2236.7958 | 2271.765 | 80 | 63 | 0 | 0 | 0 | 0 | 0 | 0 | 0 | 0 | 0 | 0 | 202.8473 | 171.8492 | 191.7931 | 212.6605 | 0 | 0 | 0 | 0 | 6.5072 | 22.5809 | 5.37 | 31.1022 | 1.7783 | 11.4423 | 17.9871 | 33.5824 | 1751.9148 | 1873.656 | 2021.6456 | 1994.42 | 0.40427 | 0.42028 | 0.41111 | 0.39531 | 708.2517 | 787.4625 | 831.1262 | 788.4101 | 0.10677 | 0.11728 | 0.11718 | 0.12056 | 0.049394 | 0.043928 | 0.044523 | 0.044237 | 187.0523 | 219.7474 | 236.8899 | 240.4546 | 86.5336 | 82.3054 | 90.0104 | 88.2279
5 | 6 | 21 | 1972.1038 | 2069.2872 | 2161.208 | 2195.2872 | 80 | 63 | 0 | 0 | 0 | 0 | 0 | 0 | 0 | 0 | 0 | 0 | 196.5732 | 168.1916 | 186.7746 | 206.9595 | 0 | 0 | 0 | 0 | 9.0856 | 16.3884 | 37.5747 | 61.5999 | 2.4036 | 6.1688 | 3.1127 | 28.1241 | 1684.0413 | 1815.5384 | 1933.7459 | 1898.6037 | 0.40188 | 0.40772 | 0.40034 | 0.39234 | 676.7832 | 740.2242 | 774.1529 | 744.8895 | 0.10629 | 0.11729 | 0.11719 | 0.1205 | 0.049276 | 0.043962 | 0.044385 | 0.044069 | 178.99 | 212.941 | 226.6124 | 228.7887 | 82.9831 | 79.8151 | 85.8293 | 83.6703
5 | 6 | 22 | 1802.8412 | 1894.4714 | 1981.5579 | 2015.1841 | 80 | 63 | 0 | 0 | 0 | 0 | 0 | 0 | 0 | 0 | 0 | 0 | 228.615 | 193.7272 | 217.3888 | 239.482 | 0 | 0 | 0 | 0 | 5.4519 | 9.5242 | 23.2054 | 20.4979 | 1.8717 | 8.5415 | 7.9403 | 34.9182 | 1486.9026 | 1619.6785 | 1733.0235 | 1720.2861 | 0.39659 | 0.40366 | 0.39544 | 0.38685 | 589.6905 | 653.7936 | 685.3011 | 665.4901 | 0.10614 | 0.11699 | 0.11673 | 0.1204 | 0.049467 | 0.04347 | 0.043918 | 0.0438 | 157.821 | 189.4852 | 202.2973 | 207.1275 | 73.5532 | 70.4072 | 76.1106 | 75.348
5 | 6 | 23 | 1642.0212 | 1725.8273 | 1805.3971 | 1836.061 | 80 | 63 | 0 | 0 | 0 | 0 | 0 | 0 | 0 | 0 | 0 | 0 | 258.4009 | 212.2168 | 243.227 | 266.6337 | 0 | 0 | 0 | 0 | 0.51579 | 28.8171 | 21.7179 | 70.2366 | 1.2819 | 7.0565 | 7.0084 | 19.1227 | 1301.8226 | 1414.7368 | 1533.4438 | 1480.0681 | 0.39616 | 0.40557 | 0.39781 | 0.38169 | 515.7254 | 573.7722 | 610.012 | 564.9291 | 0.10719 | 0.11642 | 0.11623 | 0.12023 | 0.050701 | 0.043339 | 0.043618 | 0.043629 | 139.5487 | 164.6984 | 178.2311 | 177.9509 | 66.0038 | 61.3139 | 66.8856 | 64.5739
5 | 6 | 24 | 1519.7259 | 1590.5707 | 1656.3379 | 1677.7023 | 80 | 63 | 0 | 0 | 0 | 0 | 0 | 0 | 0 | 0 | 0 | 0 | 263.2645 | 211.3076 | 245.755 | 268.5991 | 0 | 0 | 0 | 0 | 1.1544 | 43.5582 | 49.5077 | 15.4954 | 0.99131 | 10.8959 | 13.0001 | 20.0615 | 1174.3157 | 1261.809 | 1348.075 | 1373.5463 | 0.39155 | 0.40913 | 0.40018 | 0.37917 | 459.8012 | 516.2476 | 539.4782 | 520.8116 | 0.1085 | 0.11637 | 0.11617 | 0.1202 | 0.051999 | 0.043652 | 0.043526 | 0.043498 | 127.4179 | 146.8427 | 156.6081 | 165.1022 | 61.0635 | 55.0806 | 58.6761 | 59.7461
5 | 7 | 1 | 1447.3856 | 1506.7794 | 1559.8771 | 1571.6544 | 80 | 63 | 0 | 0 | 0 | 0 | 0 | 0 | 0 | 0 | 0 | 0 | 293.1063 | 234.2828 | 272.2461 | 299.1542 | 0 | 0 | 0 | 0 | -0.33393 | 24.2429 | 36.9076 | 25.2458 | 0.256 | 8.9793 | 17.8607 | 13.6102 | 1074.3572 | 1176.2745 | 1232.8626 | 1233.6442 | 0.39346 | 0.40712 | 0.39915 | 0.37525 | 422.7167 | 478.886 | 492.0933 | 462.9271 | 0.10819 | 0.11629 | 0.11609 | 0.12009 | 0.051483 | 0.043329 | 0.043595 | 0.043451 | 116.24 | 136.7868 | 143.1183 | 148.1542 | 55.3107 | 50.9663 | 53.7471 | 53.6025
5 | 7 | 2 | 1400.8765 | 1450.9182 | 1493.8602 | 1498.0622 | 80 | 63 | 0 | 0 | 0 | 0 | 0 | 0 | 0 | 0 | 0 | 0 | 330.2383 | 273.5919 | 312.6101 | 342.3877 | 0 | 0 | 0 | 0 | -3.0945 | 25.9611 | 23.6031 | 0.90482 | -0.020608 | 13.0037 | 15.9906 | 13.2565 | 993.7533 | 1075.3615 | 1141.6564 | 1141.5132 | 0.39324 | 0.40518 | 0.39871 | 0.37205 | 390.7839 | 435.7193 | 455.1845 | 424.6953 | 0.10831 | 0.1163 | 0.11609 | 0.12011 | 0.051541 | 0.043291 | 0.043536 | 0.043315 | 107.6336 | 125.0648 | 132.5321 | 137.1086 | 51.2187 | 46.554 | 49.7036 | 49.4444
5 | 7 | 3 | 1391.1347 | 1434.337 | 1469.6734 | 1467.6995 | 80 | 63 | 0 | 0 | 0 | 0 | 0 | 0 | 0 | 0 | 0 | 0 | 372.4973 | 313.7759 | 350.7476 | 391.3992 | 0 | 0 | 0 | 0 | -3.5816 | 59.4042 | 31.4796 | 8.3009 | -0.22821 | 10.7012 | 14.3256 | 10.6625 | 942.4471 | 987.4557 | 1073.1205 | 1057.3368 | 0.40479 | 0.40648 | 0.39859 | 0.37175 | 381.4954 | 401.3801 | 427.7384 | 393.0642 | 0.10804 | 0.11626 | 0.11596 | 0.12008 | 0.051222 | 0.043102 | 0.043261 | 0.043187 | 101.826 | 114.8014 | 124.4387 | 126.9652 | 48.2744 | 42.5615 | 46.4243 | 45.6629
5 | 7 | 4 | 1437.0416 | 1475.5842 | 1505.1688 | 1497.2255 | 80 | 63 | 0 | 0 | 0 | 0 | 0 | 0 | 0 | 0 | 0 | 0 | 422.5721 | 367.5098 | 404.6796 | 450.0558 | 0 | 0 | 0 | 0 | -4.1845 | 54.5022 | 30.7612 | 6.3317 | 0.13067 | 13.0552 | 19.413 | 8.247 | 938.5232 | 977.5168 | 1050.3152 | 1032.591 | 0.39239 | 0.40724 | 0.39885 | 0.37249 | 368.2695 | 398.083 | 418.9135 | 384.6302 | 0.10724 | 0.1163 | 0.11595 | 0.12005 | 0.050451 | 0.042793 | 0.043363 | 0.043352 | 100.6513 | 113.6892 | 121.7856 | 123.9614 | 47.3496 | 41.8305 | 45.5447 | 44.7653
5 | 7 | 5 | 1534.1991 | 1572.021 | 1599.8588 | 1588.2268 | 80 | 63 | 0 | 0 | 0 | 0 | 0 | 0 | 0 | 0 | 0 | 0 | 482.7557 | 433.1995 | 471.2797 | 519.9614 | 0 | 0 | 0 | 0 | -3.3457 | 68.2122 | 54.0808 | -12.6485 | -1.8849 | 5.4682 | 13.4353 | 6.3754 | 976.674 | 1002.1411 | 1061.063 | 1074.5384 | 0.39799 | 0.40903 | 0.40099 | 0.37782 | 388.7098 | 409.9035 | 425.4767 | 405.9874 | 0.10661 | 0.11638 | 0.11593 | 0.12003 | 0.049898 | 0.043001 | 0.043618 | 0.043597 | 104.1227 | 116.6333 | 123.0083 | 128.9821 | 48.7339 | 43.0931 | 46.2815 | 46.8463
5 | 7 | 6 | 1673.8608 | 1710.2269 | 1735.281 | 1718.3502 | 80 | 63 | 0 | 0 | 0 | 0 | 0 | 0 | 0 | 0 | 0 | 0 | 842.9849 | 806.334 | 843.4297 | 892.1815 | 0 | 0 | 0 | 0 | -1.3974 | -11.68 | -0.14807 | -12.2629 | 0.54455 | 2.8708 | 0.39955 | 3.8184 | 751.7287 | 849.7022 | 891.5998 | 834.6132 | 0.39817 | 0.40695 | 0.39923 | 0.37497 | 299.314 | 345.7867 | 355.9544 | 312.9539 | 0.10686 | 0.11646 | 0.11603 | 0.12024 | 0.050154 | 0.043363 | 0.043355 | 0.043505 | 80.3265 | 98.9528 | 103.4517 | 100.3571 | 37.7025 | 36.8458 | 38.6549 | 36.31
5 | 7 | 7 | 1869.3259 | 1911.283 | 1941.647 | 1925.8172 | 80 | 63 | 0 | 0 | 0 | 0 | 0 | 0 | 0 | 0 | 0 | 0 | 1345.5498 | 1334.4312 | 1377.9136 | 1432.9142 | 0 | 0 | 0 | 0 | -0.083656 | -16.6199 | -3.1021 | -0.20712 | 0.51561 | -1.5002 | -6.527 | -4.243 | 443.3442 | 531.972 | 573.3625 | 497.3531 | 0.39621 | 0.33259 | 0.32125 | 0.38231 | 175.6564 | 176.9291 | 184.1903 | 190.1452 | 0.1104 | 0.11771 | 0.11754 | 0.1231 | 0.052929 | 0.040465 | 0.045798 | 0.050392 | 48.9466 | 62.6182 | 67.3914 | 61.2255 | 23.4659 | 21.5263 | 26.2591 | 25.0626
5 | 7 | 8 | 1982.7291 | 2028.5083 | 2063.7251 | 2051.3872 | 80 | 63 | 0 | 0 | 0 | 0 | 0 | 0 | 0 | 0 | 0 | 0 | 1709.4225 | 1778.5421 | 1885.82 | 1999.3533 | 0 | 0 | 0 | 0 | -2.5883 | -20.3607 | -13.3433 | -2.3743 | -1.0532 | -6.2057 | -8.2648 | -11.7147 | 196.9481 | 213.5326 | 199.5132 | 66.1229 | 0.38794 | 0.32023 | 0.31429 | 0.32105 | 76.4032 | 68.3806 | 62.7043 | 21.2288 | 0.11436 | 0.11826 | 0.11876 | 0.1269 | 0.056731 | 0.059259 | 0.048623 | 0.062066 | 22.5237 | 25.2524 | 23.694 | 8.3907 | 11.1731 | 12.6536 | 9.7009 | 4.104
5 | 7 | 9 | 2122.0667 | 2178.8897 | 2226.8488 | 2224.0727 | 80 | 63 | 0 | 0 | 0 | 0 | 0 | 0 | 0 | 0 | 0 | 0 | 1982.1834 | 2131.0105 | 2299.8029 | 2473.6927 | 0 | 0 | 0 | 0 | 0.57241 | -64.2577 | -22.3913 | -25.1771 | -0.92751 | -8.631 | -12.212 | -14.873 | 60.2384 | 57.7678 | -38.3508 | -209.5699 | 0.39364 | 0.24286 | 0.23968 | 0 | 23.7123 | 14.0296 | -9.1917 | 0 | 0.11841 | 0.11706 | 0.11827 | 0.12384 | 0.061762 | 0.051776 | 0.048938 | 0.060949 | 7.1327 | 6.7625 | -4.5358 | -25.9533 | 3.7204 | 2.991 | -1.8768 | -12.7731
5 | 7 | 10 | 2232.6454 | 2295.8823 | 2349.9139 | 2349.6266 | 80 | 63 | 0 | 0 | 0 | 0 | 0 | 0 | 0 | 0 | 0 | 0 | 2141.5067 | 2346.3057 | 2559.7172 | 2775.4519 | 0 | 0 | 0 | 0 | -3.3264 | -76.8269 | -107.5265 | -77.4286 | -1.7292 | -14.3797 | -16.0025 | -32.5658 | 16.1942 | -22.2168 | -86.2743 | -315.8309 | 0.31441 | 0.24286 | 0.24286 | 0 | 5.0917 | -5.3956 | -20.9527 | 0 | 0.11622 | 0.11728 | 0.11829 | 0.12301 | 0.059713 | 0.050062 | 0.050012 | 0.06259 | 1.8821 | -2.6056 | -10.205 | -38.8492 | 0.96701 | -1.1122 | -4.3147 | -19.768
5 | 7 | 11 | 2307.0725 | 2375.8545 | 2434.4226 | 2435.052 | 80 | 63 | 0 | 0 | 0 | 0 | 0 | 0 | 0 | 0 | 0 | 0 | 2159.8477 | 2394.2727 | 2635.5077 | 2874.9896 | 0 | 0 | 0 | 0 | -6.5128 | -79.767 | -85.7243 | -83.4778 | -2.3152 | -21.0593 | -27.5713 | -37.7559 | 76.0528 | 19.4082 | -87.7895 | -318.7039 | 0.31687 | 0.24286 | 0.24286 | 0 | 24.0987 | 4.7135 | -21.3207 | 0 | 0.11579 | 0.11749 | 0.11802 | 0.1229 | 0.059372 | 0.054021 | 0.051155 | 0.061459 | 8.8062 | 2.2802 | -10.361 | -39.1687 | 4.5154 | 1.0484 | -4.4909 | -19.5873
5 | 7 | 12 | 2351.8483 | 2424.4855 | 2486.2167 | 2487.577 | 80 | 63 | 0 | 0 | 0 | 0 | 0 | 0 | 0 | 0 | 0 | 0 | 2076.7355 | 2322.5302 | 2575.1308 | 2818.9038 | 0 | 0 | 0 | 0 | -1.1233 | -65.5631 | -85.7391 | -85.3265 | -2.9788 | -24.6247 | -30.5869 | -39.5093 | 199.2148 | 129.1432 | 27.412 | -206.4909 | 0.30984 | 0.24286 | 0.24286 | 0 | 61.7242 | 31.3639 | 6.6573 | 0 | 0.11582 | 0.12175 | 0.11774 | 0.12307 | 0.059588 | 0.049595 | 0.051608 | 0.063043 | 23.0733 | 15.7226 | 3.2276 | -25.4125 | 11.8709 | 6.4049 | 1.4147 | -13.0178
5 | 7 | 13 | 2409.9091 | 2490.7956 | 2561.0627 | 2568.0503 | 80 | 63 | 0 | 0 | 0 | 0 | 0 | 0 | 0 | 0 | 0 | 0 | 1971.4636 | 2218.8785 | 2469.7267 | 2705.5368 | 0 | 0 | 0 | 0 | -1.1233 | -56.5737 | -80.7681 | -77.704 | -3.2612 | -15.2307 | -16.6695 | -37.9713 | 362.83 | 280.7215 | 188.7736 | -21.8112 | 0.31489 | 0.24286 | 0.24286 | 0 | 114.2518 | 68.1764 | 45.8458 | 0 | 0.11535 | 0.12174 | 0.11784 | 0.12304 | 0.059115 | 0.049371 | 0.050509 | 0.06275 | 41.8512 | 34.175 | 22.2458 | -2.6836 | 21.4487 | 13.8594 | 9.5347 | -1.3687
5 | 7 | 14 | 2451.1367 | 2538.4037 | 2615.6359 | 2627.7664 | 80 | 63 | 0 | 0 | 0 | 0 | 0 | 0 | 0 | 0 | 0 | 0 | 1951.6312 | 2193.5097 | 2433.2275 | 2655.5452 | 0 | 0 | 0 | 0 | -3.7782 | -39.0291 | -36.2851 | -45.2497 | -1.8065 | -15.5861 | -14.9332 | -27.6027 | 425.0901 | 336.5091 | 233.6268 | 45.0736 | 0.31699 | 0.24286 | 0.24286 | 0 | 134.7484 | 81.7251 | 56.7389 | 0 | 0.11573 | 0.12171 | 0.11787 | 0.12375 | 0.059448 | 0.039649 | 0.049083 | 0.060377 | 49.1943 | 40.9582 | 27.5375 | 5.5778 | 25.271 | 13.3421 | 11.4672 | 2.7214
5 | 7 | 15 | 2477.5704 | 2569.9026 | 2652.5294 | 2668.5349 | 80 | 63 | 0 | 0 | 0 | 0 | 0 | 0 | 0 | 0 | 0 | 0 | 1837.3856 | 2055.8561 | 2268.9188 | 2466.8704 | 0 | 0 | 0 | 0 | -4.6237 | -16.7457 | -18.6459 | -18.5457 | -2.7233 | -14.0321 | -15.3999 | -19.1853 | 567.5319 | 481.8243 | 417.6565 | 239.3954 | 0.31618 | 0.24027 | 0.2402 | 0.19462 | 179.4417 | 115.7682 | 100.3197 | 46.5911 | 0.11447 | 0.12111 | 0.11792 | 0.12433 | 0.058053 | 0.048654 | 0.047698 | 0.055827 | 64.9661 | 58.355 | 49.2487 | 29.7646 | 32.9472 | 23.4424 | 19.9216 | 13.3647
5 | 7 | 16 | 2483.0726 | 2584.6916 | 2677.8448 | 2702.7388 | 80 | 63 | 0 | 0 | 0 | 0 | 0 | 0 | 0 | 0 | 0 | 0 | 1632.861 | 1805.7405 | 1974.1176 | 2138.3669 | 0 | 0 | 0 | 0 | -1.1233 | -17.2641 | -4.0147 | -10.1623 | -2.6981 | -9.7453 | -14.9714 | -17.1027 | 774.033 | 742.9605 | 722.7133 | 591.6368 | 0.32103 | 0.24715 | 0.22975 | 0.24005 | 248.4842 | 183.6252 | 166.0427 | 142.0216 | 0.11277 | 0.11807 | 0.11811 | 0.12367 | 0.055743 | 0.049005 | 0.046866 | 0.052355 | 87.2894 | 87.7202 | 85.3608 | 73.1703 | 43.1473 | 36.4089 | 33.8707 | 30.9749
5 | 7 | 17 | 2437.8138 | 2545.4578 | 2645.7481 | 2677.5823 | 80 | 63 | 0 | 0 | 0 | 0 | 0 | 0 | 0 | 0 | 0 | 0 | 1273.9583 | 1377.656 | 1481.7988 | 1596.0343 | 0 | 0 | 0 | 0 | -2.6242 | -3.2776 | -5.9352 | -7.6304 | -0.71198 | -5.5023 | -10.5261 | -10.8753 | 1087.1917 | 1113.5816 | 1180.4106 | 1100.0536 | 0.39785 | 0.24634 | 0.32048 | 0.23372 | 432.5413 | 274.3228 | 378.3039 | 257.1089 | 0.10932 | 0.11858 | 0.11708 | 0.12097 | 0.052281 | 0.048317 | 0.044793 | 0.045536 | 118.8523 | 132.0446 | 138.198 | 133.0784 | 56.8391 | 53.8052 | 52.8746 | 50.0923
5 | 7 | 18 | 2419.5376 | 2535.1632 | 2644.6527 | 2684.6883 | 80 | 63 | 0 | 0 | 0 | 0 | 0 | 0 | 0 | 0 | 0 | 0 | 660.6396 | 683.6291 | 712.3595 | 766.594 | 0 | 0 | 0 | 0 | -1.1157 | -11.4754 | -14.9933 | 4.1901 | 0.12712 | -3.6786 | -3.0915 | -0.91695 | 1679.8865 | 1803.688 | 1950.378 | 1914.8212 | 0.40002 | 0.33194 | 0.39565 | 0.38633 | 671.9898 | 598.7223 | 771.6655 | 739.7506 | 0.10747 | 0.11698 | 0.11618 | 0.12005 | 0.050339 | 0.045601 | 0.043081 | 0.043402 | 180.5306 | 210.9954 | 226.5854 | 229.8696 | 84.5635 | 82.2505 | 84.0247 | 83.1065
5 | 7 | 19 | 2384.84 | 2502.8735 | 2615.2976 | 2658.4504 | 80 | 63 | 0 | 0 | 0 | 0 | 0 | 0 | 0 | 0 | 0 | 0 | 205.1668 | 196.9894 | 196.6125 | 228.0697 | 0 | 0 | 0 | 0 | -0.13118 | -13.7525 | 5.8468 | 48.3363 | 0.93351 | 3.9356 | -1.3807 | 4.7333 | 2098.8709 | 2252.701 | 2414.219 | 2377.3111 | 0.40291 | 0.40667 | 0.40013 | 0.39254 | 845.6647 | 916.116 | 966.0122 | 933.1782 | 0.10649 | 0.11735 | 0.11725 | 0.12059 | 0.049261 | 0.044017 | 0.044446 | 0.044028 | 223.5118 | 264.3582 | 283.0697 | 286.6787 | 103.3932 | 99.1582 | 107.3022 | 104.6677
5 | 7 | 20 | 2420.0138 | 2541.5795 | 2657.3115 | 2702.0449 | 80 | 63 | 0 | 0 | 0 | 0 | 0 | 0 | 0 | 0 | 0 | 0 | 157.7264 | 148.2051 | 146.5915 | 177.8159 | 0 | 0 | 0 | 0 | 6.5072 | 22.5809 | 5.37 | 31.1022 | 1.7783 | 11.4423 | 17.9871 | 33.5824 | 2174.0019 | 2296.3512 | 2487.3629 | 2459.5444 | 0.40427 | 0.42028 | 0.41111 | 0.39531 | 878.8901 | 965.1134 | 1022.589 | 972.2775 | 0.10677 | 0.11728 | 0.11718 | 0.12056 | 0.049394 | 0.043928 | 0.044523 | 0.044237 | 232.1187 | 269.3222 | 291.4611 | 296.5317 | 107.3821 | 100.8734 | 110.7457 | 108.8038
5 | 7 | 21 | 2285.5427 | 2401.0892 | 2510.8572 | 2553.0552 | 80 | 63 | 0 | 0 | 0 | 0 | 0 | 0 | 0 | 0 | 0 | 0 | 126.6455 | 112.7876 | 108.7045 | 141.5894 | 0 | 0 | 0 | 0 | 9.0856 | 16.3884 | 37.5747 | 61.5999 | 2.4036 | 6.1688 | 3.1127 | 28.1241 | 2067.408 | 2202.7443 | 2361.4653 | 2321.7418 | 0.40188 | 0.40772 | 0.40034 | 0.39234 | 830.8508 | 898.0943 | 945.3854 | 910.9015 | 0.10629 | 0.11729 | 0.11719 | 0.1205 | 0.049276 | 0.043962 | 0.044385 | 0.044069 | 219.7365 | 258.3557 | 276.7361 | 279.7784 | 101.8739 | 96.8376 | 104.8136 | 102.3177
5 | 7 | 22 | 2049.2546 | 2155.321 | 2256.4384 | 2296.4473 | 80 | 63 | 0 | 0 | 0 | 0 | 0 | 0 | 0 | 0 | 0 | 0 | 144.8329 | 134.7662 | 130.2346 | 164.0685 | 0 | 0 | 0 | 0 | 5.4519 | 9.5242 | 23.2054 | 20.4979 | 1.8717 | 8.5415 | 7.9403 | 34.9182 | 1817.0981 | 1939.4891 | 2095.0582 | 2076.9627 | 0.39659 | 0.40366 | 0.39544 | 0.38685 | 720.6426 | 782.8872 | 828.4629 | 803.4699 | 0.10614 | 0.11699 | 0.11673 | 0.1204 | 0.049467 | 0.04347 | 0.043918 | 0.0438 | 192.8682 | 226.8996 | 244.5579 | 250.0725 | 89.8871 | 84.3094 | 92.0103 | 90.9703
5 | 7 | 23 | 1817.7709 | 1911.8734 | 2001.4505 | 2036.6666 | 80 | 63 | 0 | 0 | 0 | 0 | 0 | 0 | 0 | 0 | 0 | 0 | 181.0617 | 176.1998 | 171.3453 | 207.5783 | 0 | 0 | 0 | 0 | 0.51579 | 28.8171 | 21.7179 | 70.2366 | 1.2819 | 7.0565 | 7.0084 | 19.1227 | 1554.9116 | 1636.8 | 1801.3788 | 1739.7291 | 0.39616 | 0.40557 | 0.39781 | 0.38169 | 615.9883 | 663.8339 | 716.598 | 664.0394 | 0.10719 | 0.11642 | 0.11623 | 0.12023 | 0.050701 | 0.043339 | 0.043618 | 0.043629 | 166.6786 | 190.5501 | 209.373 | 209.1704 | 78.8356 | 70.938 | 78.5724 | 75.9026
5 | 7 | 24 | 1687.0099 | 1767.6552 | 1842.9475 | 1868.645 | 80 | 63 | 0 | 0 | 0 | 0 | 0 | 0 | 0 | 0 | 0 | 0 | 220.9804 | 219.7434 | 215.947 | 254.1137 | 0 | 0 | 0 | 0 | 1.1544 | 43.5582 | 49.5077 | 15.4954 | 0.99131 | 10.8959 | 13.0001 | 20.0615 | 1383.8839 | 1430.4577 | 1564.4927 | 1578.9745 | 0.39155 | 0.40913 | 0.40018 | 0.37917 | 541.8573 | 585.2474 | 626.0851 | 598.7043 | 0.1085 | 0.11637 | 0.11617 | 0.1202 | 0.051999 | 0.043652 | 0.043526 | 0.043498 | 150.1568 | 166.4691 | 181.7496 | 189.7949 | 71.9609 | 62.4424 | 68.0959 | 68.6818
5 | 8 | 1 | 1567.6538 | 1634.0936 | 1694.0394 | 1708.9319 | 80 | 63 | 0 | 0 | 0 | 0 | 0 | 0 | 0 | 0 | 0 | 0 | 242.6938 | 241.6599 | 238.0313 | 279.0612 | 0 | 0 | 0 | 0 | -0.33393 | 24.2429 | 36.9076 | 25.2458 | 0.256 | 8.9793 | 17.8607 | 13.6102 | 1245.0379 | 1296.2115 | 1401.2398 | 1391.0147 | 0.39346 | 0.40712 | 0.39915 | 0.37525 | 489.8727 | 527.7148 | 559.3005 | 521.9807 | 0.10819 | 0.11629 | 0.11609 | 0.12009 | 0.051483 | 0.043329 | 0.043595 | 0.043451 | 134.7068 | 150.734 | 162.6645 | 167.0535 | 64.0978 | 56.163 | 61.0875 | 60.4404
5 | 8 | 2 | 1513.6585 | 1570.3076 | 1619.6715 | 1626.7948 | 80 | 63 | 0 | 0 | 0 | 0 | 0 | 0 | 0 | 0 | 0 | 0 | 237.0874 | 233.7821 | 231.9571 | 271.1936 | 0 | 0 | 0 | 0 | -3.0945 | 25.9611 | 23.6031 | 0.90482 | -0.020608 | 13.0037 | 15.9906 | 13.2565 | 1199.6862 | 1234.5607 | 1348.1207 | 1341.4399 | 0.39324 | 0.40518 | 0.39871 | 0.37205 | 471.7651 | 500.2242 | 537.503 | 499.0772 | 0.10831 | 0.1163 | 0.11609 | 0.12011 | 0.051541 | 0.043291 | 0.043536 | 0.043315 | 129.9382 | 143.5797 | 156.5 | 161.1221 | 61.8326 | 53.446 | 58.6924 | 58.1042
5 | 8 | 3 | 1491.3232 | 1540.3951 | 1581.4363 | 1582.0575 | 80 | 63 | 0 | 0 | 0 | 0 | 0 | 0 | 0 | 0 | 0 | 0 | 202.3178 | 183.2043 | 185.9793 | 223.756 | 0 | 0 | 0 | 0 | -3.5816 | 59.4042 | 31.4796 | 8.3009 | -0.22821 | 10.7012 | 14.3256 | 10.6625 | 1212.8152 | 1224.0854 | 1349.6518 | 1339.338 | 0.40479 | 0.40648 | 0.39859 | 0.37175 | 490.9383 | 497.5652 | 537.9618 | 497.898 | 0.10804 | 0.11626 | 0.11596 | 0.12008 | 0.051222 | 0.043102 | 0.043261 | 0.043187 | 131.0377 | 142.3119 | 156.5052 | 160.828 | 62.1233 | 52.7607 | 58.3873 | 57.8416
5 | 8 | 4 | 1504.277 | 1546.7586 | 1580.1717 | 1573.9699 | 80 | 63 | 0 | 0 | 0 | 0 | 0 | 0 | 0 | 0 | 0 | 0 | 251.277 | 224.0889 | 234.6324 | 274.2031 | 0 | 0 | 0 | 0 | -4.1845 | 54.5022 | 30.7612 | 6.3317 | 0.13067 | 13.0552 | 19.413 | 8.247 | 1177.0538 | 1192.1122 | 1295.3652 | 1285.1881 | 0.39239 | 0.40724 | 0.39885 | 0.37249 | 461.8672 | 485.4747 | 516.6506 | 478.7202 | 0.10724 | 0.1163 | 0.11595 | 0.12005 | 0.050451 | 0.042793 | 0.043363 | 0.043352 | 126.2324 | 138.6475 | 150.1995 | 154.2854 | 59.3837 | 51.0136 | 56.1708 | 55.716
5 | 8 | 5 | 1609.6903 | 1651.9349 | 1684.0712 | 1674.3946 | 80 | 63 | 0 | 0 | 0 | 0 | 0 | 0 | 0 | 0 | 0 | 0 | 267.6349 | 239.5989 | 251.2501 | 291.7548 | 0 | 0 | 0 | 0 | -3.3457 | 68.2122 | 54.0808 | -12.6485 | -1.8849 | 5.4682 | 13.4353 | 6.3754 | 1267.286 | 1275.6555 | 1365.305 | 1388.9128 | 0.39799 | 0.40903 | 0.40099 | 0.37782 | 504.3715 | 521.7784 | 547.475 | 524.7659 | 0.10661 | 0.11638 | 0.11593 | 0.12003 | 0.049898 | 0.043001 | 0.043618 | 0.043597 | 135.1047 | 148.4661 | 158.2789 | 166.718 | 63.2348 | 54.8545 | 59.5519 | 60.5519
5 | 8 | 6 | 1731.6511 | 1771.4029 | 1799.7476 | 1784.3136 | 80 | 63 | 0 | 0 | 0 | 0 | 0 | 0 | 0 | 0 | 0 | 0 | 564.0107 | 538.4206 | 547.624 | 588.2591 | 0 | 0 | 0 | 0 | -1.3974 | -11.68 | -0.14807 | -12.2629 | 0.54455 | 2.8708 | 0.39955 | 3.8184 | 1088.4932 | 1178.7916 | 1251.8721 | 1204.499 | 0.39817 | 0.40695 | 0.39923 | 0.37497 | 433.4027 | 479.7097 | 499.7863 | 451.6496 | 0.10686 | 0.11646 | 0.11603 | 0.12024 | 0.050154 | 0.043363 | 0.043355 | 0.043505 | 116.3117 | 137.2772 | 145.2538 | 144.8336 | 54.5927 | 51.1162 | 54.2743 | 52.402
5 | 8 | 7 | 1919.5601 | 1964.4602 | 1997.6845 | 1983.1559 | 80 | 63 | 0 | 0 | 0 | 0 | 0 | 0 | 0 | 0 | 0 | 0 | 951.6945 | 945.991 | 960.075 | 1000.9058 | 0 | 0 | 0 | 0 | -0.083656 | -16.6199 | -3.1021 | -0.20712 | 0.51561 | -1.5002 | -6.527 | -4.243 | 887.4337 | 973.5894 | 1047.2386 | 986.7002 | 0.39621 | 0.33259 | 0.32125 | 0.38231 | 351.6081 | 323.807 | 336.421 | 377.2297 | 0.1104 | 0.11771 | 0.11754 | 0.1231 | 0.052929 | 0.040465 | 0.045798 | 0.050392 | 97.9754 | 114.6007 | 123.0895 | 121.4655 | 46.9713 | 39.3964 | 47.9619 | 49.7218
5 | 8 | 8 | 2059.3398 | 2109.6072 | 2149.1862 | 2138.8327 | 80 | 63 | 0 | 0 | 0 | 0 | 0 | 0 | 0 | 0 | 0 | 0 | 1340.6794 | 1418.8777 | 1497.7596 | 1590.8349 | 0 | 0 | 0 | 0 | -2.5883 | -20.3607 | -13.3433 | -2.3743 | -1.0532 | -6.2057 | -8.2648 | -11.7147 | 642.3019 | 654.2959 | 673.0347 | 562.0868 | 0.38794 | 0.32023 | 0.31429 | 0.32105 | 249.1718 | 209.5284 | 211.5256 | 180.4582 | 0.11436 | 0.11826 | 0.11876 | 0.1269 | 0.056731 | 0.059259 | 0.048623 | 0.062066 | 73.4558 | 77.3771 | 79.9289 | 71.3266 | 36.4387 | 38.7727 | 32.725 | 34.8867
5 | 8 | 9 | 2196.7183 | 2257.9148 | 2310.1246 | 2309.2822 | 80 | 63 | 0 | 0 | 0 | 0 | 0 | 0 | 0 | 0 | 0 | 0 | 1618.9746 | 1775.3323 | 1921.7337 | 2066.6241 | 0 | 0 | 0 | 0 | 0.57241 | -64.2577 | -22.3913 | -25.1771 | -0.92751 | -8.631 | -12.212 | -14.873 | 498.0988 | 492.4712 | 422.9943 | 282.7082 | 0.39364 | 0.24286 | 0.23968 | 0 | 196.0719 | 119.6023 | 101.3812 | 0 | 0.11841 | 0.11706 | 0.11827 | 0.12384 | 0.061762 | 0.051776 | 0.048938 | 0.060949 | 58.979 | 57.6505 | 50.0282 | 35.0108 | 30.7636 | 25.4983 | 20.7003 | 17.2308
5 | 8 | 10 | 2321.6397 | 2390.0904 | 2449.1893 | 2451.2072 | 80 | 63 | 0 | 0 | 0 | 0 | 0 | 0 | 0 | 0 | 0 | 0 | 1722.7366 | 1926.1848 | 2121.8221 | 2299.187 | 0 | 0 | 0 | 0 | -3.3264 | -76.8269 | -107.5265 | -77.4286 | -1.7292 | -14.3797 | -16.0025 | -32.5658 | 523.9586 | 492.1121 | 450.8962 | 262.0146 | 0.31441 | 0.24286 | 0.24286 | 0 | 164.7395 | 119.5151 | 109.5052 | 0 | 0.11622 | 0.11728 | 0.11829 | 0.12301 | 0.059713 | 0.050062 | 0.050012 | 0.06259 | 60.8959 | 57.7143 | 53.3344 | 32.2294 | 31.2872 | 24.6362 | 22.55 | 16.3996
5 | 8 | 11 | 2413.6278 | 2488.6524 | 2553.2877 | 2556.6772 | 80 | 63 | 0 | 0 | 0 | 0 | 0 | 0 | 0 | 0 | 0 | 0 | 1766.3168 | 1989.1521 | 2214.2981 | 2411.6604 | 0 | 0 | 0 | 0 | -6.5128 | -79.767 | -85.7243 | -83.4778 | -2.3152 | -21.0593 | -27.5713 | -37.7559 | 576.1389 | 537.3266 | 452.2852 | 266.2504 | 0.31687 | 0.24286 | 0.24286 | 0 | 182.5601 | 130.496 | 109.8424 | 0 | 0.11579 | 0.11749 | 0.11802 | 0.1229 | 0.059372 | 0.054021 | 0.051155 | 0.061459 | 66.7116 | 63.128 | 53.3792 | 32.7222 | 34.2066 | 29.027 | 23.1369 | 16.3635
5 | 8 | 12 | 2471.207 | 2550.8369 | 2619.3644 | 2623.8163 | 80 | 63 | 0 | 0 | 0 | 0 | 0 | 0 | 0 | 0 | 0 | 0 | 1753.7953 | 1988.0886 | 2228.3222 | 2436.4988 | 0 | 0 | 0 | 0 | -1.1233 | -65.5631 | -85.7391 | -85.3265 | -2.9788 | -24.6247 | -30.5869 | -39.5093 | 641.5138 | 589.9361 | 507.3682 | 312.1533 | 0.30984 | 0.24286 | 0.24286 | 0 | 198.7649 | 143.2728 | 123.22 | 0 | 0.11582 | 0.12175 | 0.11774 | 0.12307 | 0.059588 | 0.049595 | 0.051608 | 0.063043 | 74.3008 | 71.8222 | 59.7397 | 38.4161 | 38.2266 | 29.2581 | 26.1843 | 19.6791
5 | 8 | 13 | 2550.3269 | 2639.4399 | 2717.7024 | 2728.3272 | 80 | 63 | 0 | 0 | 0 | 0 | 0 | 0 | 0 | 0 | 0 | 0 | 1711.5844 | 1942.4657 | 2180.5004 | 2386.848 | 0 | 0 | 0 | 0 | -1.1233 | -56.5737 | -80.7681 | -77.704 | -3.2612 | -15.2307 | -16.6695 | -37.9713 | 763.127 | 705.7786 | 634.6397 | 457.1545 | 0.31489 | 0.24286 | 0.24286 | 0 | 240.3016 | 171.4065 | 154.1293 | 0 | 0.11535 | 0.12174 | 0.11784 | 0.12304 | 0.059115 | 0.049371 | 0.050509 | 0.06275 | 88.0241 | 85.9213 | 74.7884 | 56.2467 | 45.1124 | 34.8448 | 32.0548 | 28.6866
5 | 8 | 14 | 2605.6873 | 2702.0087 | 2788.0411 | 2804.1748 | 80 | 63 | 0 | 0 | 0 | 0 | 0 | 0 | 0 | 0 | 0 | 0 | 1699.4149 | 1919.9527 | 2147.9982 | 2346.1898 | 0 | 0 | 0 | 0 | -3.7782 | -39.0291 | -36.2851 | -45.2497 | -1.8065 | -15.5861 | -14.9332 | -27.6027 | 831.857 | 773.6712 | 691.2613 | 530.8374 | 0.31699 | 0.24286 | 0.24286 | 0 | 263.6885 | 187.8949 | 167.8805 | 0 | 0.11573 | 0.12171 | 0.11787 | 0.12375 | 0.059448 | 0.039649 | 0.049083 | 0.060377 | 96.2682 | 94.1673 | 81.4787 | 65.6905 | 49.4526 | 30.675 | 33.9294 | 32.0505
5 | 8 | 15 | 2641.5661 | 2743.5061 | 2835.4709 | 2855.7242 | 80 | 63 | 0 | 0 | 0 | 0 | 0 | 0 | 0 | 0 | 0 | 0 | 1585.9918 | 1779.8796 | 1983.4441 | 2161.6479 | 0 | 0 | 0 | 0 | -4.6237 | -16.7457 | -18.6459 | -18.5457 | -2.7233 | -14.0321 | -15.3999 | -19.1853 | 982.9213 | 931.4044 | 886.0726 | 731.8072 | 0.31618 | 0.24027 | 0.2402 | 0.19462 | 310.7792 | 223.789 | 212.8316 | 142.4242 | 0.11447 | 0.12111 | 0.11792 | 0.12433 | 0.058053 | 0.048654 | 0.047698 | 0.055827 | 112.5162 | 112.8048 | 104.4829 | 90.9873 | 57.062 | 45.3161 | 42.2643 | 40.8544
5 | 8 | 16 | 2640.6317 | 2751.4813 | 2853.606 | 2882.5811 | 80 | 63 | 0 | 0 | 0 | 0 | 0 | 0 | 0 | 0 | 0 | 0 | 1399.1454 | 1549.6425 | 1711.9974 | 1856.5549 | 0 | 0 | 0 | 0 | -1.1233 | -17.2641 | -4.0147 | -10.1623 | -2.6981 | -9.7453 | -14.9714 | -17.1027 | 1165.3077 | 1165.8482 | 1160.5948 | 1053.2913 | 0.32103 | 0.24715 | 0.22975 | 0.24005 | 374.0932 | 288.1433 | 266.6456 | 252.841 | 0.11277 | 0.11807 | 0.11811 | 0.12367 | 0.055743 | 0.049005 | 0.046866 | 0.052355 | 131.4143 | 137.6499 | 137.0796 | 130.2651 | 64.9583 | 57.1325 | 54.3924 | 55.1446
5 | 8 | 17 | 2601.1799 | 2718.3948 | 2827.9871 | 2864.0529 | 80 | 63 | 0 | 0 | 0 | 0 | 0 | 0 | 0 | 0 | 0 | 0 | 1119.0646 | 1204.8679 | 1307.1204 | 1401.504 | 0 | 0 | 0 | 0 | -2.6242 | -3.2776 | -5.9352 | -7.6304 | -0.71198 | -5.5023 | -10.5261 | -10.8753 | 1405.4515 | 1459.3066 | 1537.328 | 1481.0545 | 0.39785 | 0.24634 | 0.32048 | 0.23372 | 559.1616 | 359.4897 | 492.6906 | 346.158 | 0.10932 | 0.11858 | 0.11708 | 0.12097 | 0.052281 | 0.048317 | 0.044793 | 0.045536 | 153.6446 | 173.0395 | 179.9845 | 179.1697 | 73.4779 | 70.5097 | 68.8621 | 67.4417
5 | 8 | 18 | 2507.6923 | 2628.4825 | 2742.9916 | 2785.3105 | 80 | 63 | 0 | 0 | 0 | 0 | 0 | 0 | 0 | 0 | 0 | 0 | 648.5038 | 649.0447 | 690.486 | 724.7052 | 0 | 0 | 0 | 0 | -1.1157 | -11.4754 | -14.9933 | 4.1901 | 0.12712 | -3.6786 | -3.0915 | -0.91695 | 1780.177 | 1931.5918 | 2070.5905 | 2057.3322 | 0.40002 | 0.33194 | 0.39565 | 0.38633 | 712.1081 | 641.1791 | 819.2275 | 794.8068 | 0.10747 | 0.11698 | 0.11618 | 0.12005 | 0.050339 | 0.045601 | 0.043081 | 0.043402 | 191.3084 | 225.9576 | 240.551 | 246.9778 | 89.612 | 88.0831 | 89.2036 | 89.2917
5 | 8 | 19 | 2446.4083 | 2568.0489 | 2683.9787 | 2728.7263 | 80 | 63 | 0 | 0 | 0 | 0 | 0 | 0 | 0 | 0 | 0 | 0 | 277.4861 | 232.6635 | 266.4862 | 282.0956 | 0 | 0 | 0 | 0 | -0.13118 | -13.7525 | 5.8468 | 48.3363 | 0.93351 | 3.9356 | -1.3807 | 4.7333 | 2088.1199 | 2282.2023 | 2413.0265 | 2393.5611 | 0.40291 | 0.40667 | 0.40013 | 0.39254 | 841.3329 | 928.1134 | 965.535 | 939.5569 | 0.10649 | 0.11735 | 0.11725 | 0.12059 | 0.049261 | 0.044017 | 0.044446 | 0.044028 | 222.3669 | 267.8202 | 282.9298 | 288.6382 | 102.8636 | 100.4567 | 107.2492 | 105.3832
5 | 8 | 20 | 2481.7921 | 2606.9771 | 2726.2267 | 2772.5604 | 80 | 63 | 0 | 0 | 0 | 0 | 0 | 0 | 0 | 0 | 0 | 0 | 261.1745 | 208.3613 | 242.2345 | 266.1776 | 0 | 0 | 0 | 0 | 6.5072 | 22.5809 | 5.37 | 31.1022 | 1.7783 | 11.4423 | 17.9871 | 33.5824 | 2132.3321 | 2301.5925 | 2460.6351 | 2441.6982 | 0.40427 | 0.42028 | 0.41111 | 0.39531 | 862.0441 | 967.3162 | 1011.6008 | 965.2228 | 0.10677 | 0.11728 | 0.11718 | 0.12056 | 0.049394 | 0.043928 | 0.044523 | 0.044237 | 227.6696 | 269.9369 | 288.3292 | 294.3801 | 105.3239 | 101.1036 | 109.5557 | 108.0143
5 | 8 | 21 | 2343.5429 | 2462.4873 | 2575.558 | 2619.2582 | 80 | 63 | 0 | 0 | 0 | 0 | 0 | 0 | 0 | 0 | 0 | 0 | 256.9368 | 211.5949 | 241.403 | 265.8258 | 0 | 0 | 0 | 0 | 9.0856 | 16.3884 | 37.5747 | 61.5999 | 2.4036 | 6.1688 | 3.1127 | 28.1241 | 1995.1168 | 2165.3353 | 2293.4675 | 2263.7085 | 0.40188 | 0.40772 | 0.40034 | 0.39234 | 801.7984 | 882.842 | 918.1632 | 888.133 | 0.10629 | 0.11729 | 0.11719 | 0.1205 | 0.049276 | 0.043962 | 0.044385 | 0.044069 | 212.0529 | 253.968 | 268.7676 | 272.7852 | 98.3117 | 95.193 | 101.7955 | 99.7602
5 | 8 | 22 | 2076.5406 | 2184.2056 | 2286.8766 | 2327.5923 | 80 | 63 | 0 | 0 | 0 | 0 | 0 | 0 | 0 | 0 | 0 | 0 | 261.7781 | 221.5338 | 251.3375 | 272.985 | 0 | 0 | 0 | 0 | 5.4519 | 9.5242 | 23.2054 | 20.4979 | 1.8717 | 8.5415 | 7.9403 | 34.9182 | 1727.4389 | 1881.6061 | 2004.3935 | 1999.1912 | 0.39659 | 0.40366 | 0.39544 | 0.38685 | 685.0847 | 759.5223 | 792.6108 | 773.3841 | 0.10614 | 0.11699 | 0.11673 | 0.1204 | 0.049467 | 0.04347 | 0.043918 | 0.0438 | 183.3517 | 220.1279 | 233.9746 | 240.7086 | 85.4519 | 81.7932 | 88.0285 | 87.5639
5 | 8 | 23 | 1861.4285 | 1958.0886 | 2050.1516 | 2086.4986 | 80 | 63 | 0 | 0 | 0 | 0 | 0 | 0 | 0 | 0 | 0 | 0 | 290.2448 | 254.7437 | 285.1926 | 307.189 | 0 | 0 | 0 | 0 | 0.51579 | 28.8171 | 21.7179 | 70.2366 | 1.2819 | 7.0565 | 7.0084 | 19.1227 | 1489.386 | 1604.4713 | 1736.2326 | 1689.9503 | 0.39616 | 0.40557 | 0.39781 | 0.38169 | 590.0299 | 650.7225 | 690.6825 | 645.0393 | 0.10719 | 0.11642 | 0.11623 | 0.12023 | 0.050701 | 0.043339 | 0.043618 | 0.043629 | 159.6546 | 186.7866 | 201.8011 | 203.1854 | 75.5134 | 69.5369 | 75.7309 | 73.7308
5 | 8 | 24 | 1683.3718 | 1763.8039 | 1838.8891 | 1864.4924 | 80 | 63 | 0 | 0 | 0 | 0 | 0 | 0 | 0 | 0 | 0 | 0 | 290.3797 | 255.1132 | 285.3252 | 307.5478 | 0 | 0 | 0 | 0 | 1.1544 | 43.5582 | 49.5077 | 15.4954 | 0.99131 | 10.8959 | 13.0001 | 20.0615 | 1310.8464 | 1391.2366 | 1491.0561 | 1521.3877 | 0.39155 | 0.40913 | 0.40018 | 0.37917 | 513.2596 | 569.2007 | 596.6969 | 576.869 | 0.1085 | 0.11637 | 0.11617 | 0.1202 | 0.051999 | 0.043652 | 0.043526 | 0.043498 | 142.232 | 161.9048 | 173.2184 | 182.8729 | 68.163 | 60.7303 | 64.8995 | 66.1769
5 | 9 | 1 | 1596.409 | 1664.5335 | 1726.1166 | 1741.7539 | 80 | 63 | 0 | 0 | 0 | 0 | 0 | 0 | 0 | 0 | 0 | 0 | 261.5499 | 220.8491 | 250.8039 | 272.4822 | 0 | 0 | 0 | 0 | -0.33393 | 24.2429 | 36.9076 | 25.2458 | 0.256 | 8.9793 | 17.8607 | 13.6102 | 1254.937 | 1347.4621 | 1420.5443 | 1430.4157 | 0.39346 | 0.40712 | 0.39915 | 0.37525 | 493.7676 | 548.5801 | 567.0059 | 536.766 | 0.10819 | 0.11629 | 0.11609 | 0.12009 | 0.051483 | 0.043329 | 0.043595 | 0.043451 | 135.7778 | 156.6939 | 164.9055 | 171.7854 | 64.6075 | 58.3837 | 61.9291 | 62.1524
5 | 9 | 2 | 1540.8746 | 1599.1181 | 1650.0317 | 1657.86 | 80 | 63 | 0 | 0 | 0 | 0 | 0 | 0 | 0 | 0 | 0 | 0 | 239.5292 | 203.2841 | 233.0153 | 248.6946 | 0 | 0 | 0 | 0 | -3.0945 | 25.9611 | 23.6031 | 0.90482 | -0.020608 | 13.0037 | 15.9906 | 13.2565 | 1224.4605 | 1293.8692 | 1377.4226 | 1395.004 | 0.39324 | 0.40518 | 0.39871 | 0.37205 | 481.5073 | 524.2551 | 549.1858 | 519.0055 | 0.10831 | 0.1163 | 0.11609 | 0.12011 | 0.051541 | 0.043291 | 0.043536 | 0.043315 | 132.6215 | 150.4773 | 159.9016 | 167.5557 | 63.1095 | 56.0135 | 59.9681 | 60.4243
5 | 9 | 3 | 1493.632 | 1542.8392 | 1584.0118 | 1584.6928 | 80 | 63 | 0 | 0 | 0 | 0 | 0 | 0 | 0 | 0 | 0 | 0 | 200.4981 | 166.8933 | 193.3661 | 205.8923 | 0 | 0 | 0 | 0 | -3.5816 | 59.4042 | 31.4796 | 8.3009 | -0.22821 | 10.7012 | 14.3256 | 10.6625 | 1216.9437 | 1242.8405 | 1344.8405 | 1359.8371 | 0.40479 | 0.40648 | 0.39859 | 0.37175 | 492.6095 | 505.1887 | 536.0441 | 505.5185 | 0.10804 | 0.11626 | 0.11596 | 0.12008 | 0.051222 | 0.043102 | 0.043261 | 0.043187 | 131.4838 | 144.4924 | 155.9473 | 163.2895 | 62.3348 | 53.5691 | 58.1792 | 58.7269
5 | 9 | 4 | 1521.2083 | 1564.6819 | 1599.059 | 1593.2958 | 80 | 63 | 0 | 0 | 0 | 0 | 0 | 0 | 0 | 0 | 0 | 0 | 175.7527 | 138.931 | 164.0187 | 176.0394 | 0 | 0 | 0 | 0 | -4.1845 | 54.5022 | 30.7612 | 6.3317 | 0.13067 | 13.0552 | 19.413 | 8.247 | 1269.5095 | 1295.1934 | 1384.8662 | 1402.6777 | 0.39239 | 0.40724 | 0.39885 | 0.37249 | 498.1461 | 527.4533 | 552.3477 | 522.4839 | 0.10724 | 0.1163 | 0.11595 | 0.12005 | 0.050451 | 0.042793 | 0.043363 | 0.043352 | 136.1477 | 150.6363 | 160.5773 | 168.3899 | 64.0482 | 55.4247 | 60.0518 | 60.8095
5 | 9 | 5 | 1608.5009 | 1650.6758 | 1682.7444 | 1673.037 | 80 | 63 | 0 | 0 | 0 | 0 | 0 | 0 | 0 | 0 | 0 | 0 | 159.96 | 122.25 | 144.68 | 156.6802 | 0 | 0 | 0 | 0 | -3.3457 | 68.2122 | 54.0808 | -12.6485 | -1.8849 | 5.4682 | 13.4353 | 6.3754 | 1373.7715 | 1391.7454 | 1470.5483 | 1522.6298 | 0.39799 | 0.40903 | 0.40099 | 0.37782 | 546.752 | 569.2624 | 589.6766 | 575.2875 | 0.10661 | 0.11638 | 0.11593 | 0.12003 | 0.049898 | 0.043001 | 0.043618 | 0.043597 | 146.4571 | 161.9771 | 170.4796 | 182.7688 | 68.5482 | 59.8464 | 64.1424 | 66.3816
5 | 9 | 6 | 1749.0021 | 1789.7705 | 1819.1032 | 1804.1187 | 80 | 63 | 0 | 0 | 0 | 0 | 0 | 0 | 0 | 0 | 0 | 0 | 457.5731 | 427.1336 | 443.5247 | 456.4507 | 0 | 0 | 0 | 0 | -1.3974 | -11.68 | -0.14807 | -12.2629 | 0.54455 | 2.8708 | 0.39955 | 3.8184 | 1212.2819 | 1308.4462 | 1375.327 | 1356.1124 | 0.39817 | 0.40695 | 0.39923 | 0.37497 | 482.6914 | 532.4727 | 549.0733 | 508.4999 | 0.10686 | 0.11646 | 0.11603 | 0.12024 | 0.050154 | 0.043363 | 0.043355 | 0.043505 | 129.5392 | 152.3762 | 159.5782 | 163.0642 | 60.8012 | 56.7385 | 59.6266 | 58.9979
5 | 9 | 7 | 1917.6711 | 1962.4605 | 1995.5773 | 1980.9997 | 80 | 63 | 0 | 0 | 0 | 0 | 0 | 0 | 0 | 0 | 0 | 0 | 895.6848 | 883.6607 | 902.4722 | 924.1623 | 0 | 0 | 0 | 0 | -0.083656 | -16.6199 | -3.1021 | -0.20712 | 0.51561 | -1.5002 | -6.527 | -4.243 | 941.5543 | 1033.92 | 1102.7341 | 1061.2875 | 0.39621 | 0.33259 | 0.32125 | 0.38231 | 373.0511 | 343.8724 | 354.2487 | 405.7455 | 0.1104 | 0.11771 | 0.11754 | 0.1231 | 0.052929 | 0.040465 | 0.045798 | 0.050392 | 103.9505 | 121.7022 | 129.6123 | 130.6474 | 49.8359 | 41.8377 | 50.5035 | 53.4804
5 | 9 | 8 | 2056.961 | 2107.0891 | 2146.5327 | 2136.1175 | 80 | 63 | 0 | 0 | 0 | 0 | 0 | 0 | 0 | 0 | 0 | 0 | 1259.0026 | 1323.1838 | 1404.3019 | 1481.9808 | 0 | 0 | 0 | 0 | -2.5883 | -20.3607 | -13.3433 | -2.3743 | -1.0532 | -6.2057 | -8.2648 | -11.7147 | 721.5999 | 747.4716 | 763.8388 | 668.2257 | 0.38794 | 0.32023 | 0.31429 | 0.32105 | 279.9343 | 239.3666 | 240.0641 | 214.5341 | 0.11436 | 0.11826 | 0.11876 | 0.1269 | 0.056731 | 0.059259 | 0.048623 | 0.062066 | 82.5246 | 88.396 | 90.7127 | 84.7953 | 40.9374 | 44.2941 | 37.1402 | 41.4743
5 | 9 | 9 | 2167.1235 | 2226.5862 | 2277.1109 | 2275.5018 | 80 | 63 | 0 | 0 | 0 | 0 | 0 | 0 | 0 | 0 | 0 | 0 | 1523.9626 | 1658.3286 | 1806.5497 | 1939.5675 | 0 | 0 | 0 | 0 | 0.57241 | -64.2577 | -22.3913 | -25.1771 | -0.92751 | -8.631 | -12.212 | -14.873 | 563.516 | 578.1463 | 505.1645 | 375.9845 | 0.39364 | 0.24286 | 0.23968 | 0 | 221.8227 | 140.4095 | 121.0754 | 0 | 0.11841 | 0.11706 | 0.11827 | 0.12384 | 0.061762 | 0.051776 | 0.048938 | 0.060949 | 66.7249 | 67.68 | 59.7465 | 46.5623 | 34.8039 | 29.9342 | 24.7215 | 22.9159
5 | 9 | 10 | 2279.3814 | 2345.3563 | 2402.0491 | 2402.9724 | 80 | 63 | 0 | 0 | 0 | 0 | 0 | 0 | 0 | 0 | 0 | 0 | 1669.9081 | 1854.5835 | 2051.5558 | 2224.416 | 0 | 0 | 0 | 0 | -3.3264 | -76.8269 | -107.5265 | -77.4286 | -1.7292 | -14.3797 | -16.0025 | -32.5658 | 534.5289 | 518.9794 | 474.0223 | 288.5507 | 0.31441 | 0.24286 | 0.24286 | 0 | 168.0629 | 126.0401 | 115.1216 | 0 | 0.11622 | 0.11728 | 0.11829 | 0.12301 | 0.059713 | 0.050062 | 0.050012 | 0.06259 | 62.1244 | 60.8652 | 56.0699 | 35.4935 | 31.9184 | 25.9812 | 23.7066 | 18.0605
5 | 9 | 11 | 2350.8 | 2422.1439 | 2483.2018 | 2484.9638 | 80 | 63 | 0 | 0 | 0 | 0 | 0 | 0 | 0 | 0 | 0 | 0 | 1732.8108 | 1944.5313 | 2168.1057 | 2363.2026 | 0 | 0 | 0 | 0 | -6.5128 | -79.767 | -85.7243 | -83.4778 | -2.3152 | -21.0593 | -27.5713 | -37.7559 | 546.8173 | 515.4388 | 428.3916 | 242.9949 | 0.31687 | 0.24286 | 0.24286 | 0 | 173.269 | 125.1803 | 104.0396 | 0 | 0.11579 | 0.11749 | 0.11802 | 0.1229 | 0.059372 | 0.054021 | 0.051155 | 0.061459 | 63.3165 | 60.5565 | 50.5592 | 29.8641 | 32.4657 | 27.8446 | 21.9146 | 14.9343
5 | 9 | 12 | 2387.3201 | 2462.0355 | 2525.7864 | 2528.0654 | 80 | 63 | 0 | 0 | 0 | 0 | 0 | 0 | 0 | 0 | 0 | 0 | 1755.7616 | 1978.3107 | 2219.3526 | 2428.7442 | 0 | 0 | 0 | 0 | -1.1233 | -65.5631 | -85.7391 | -85.3265 | -2.9788 | -24.6247 | -30.5869 | -39.5093 | 555.6606 | 510.9126 | 422.7599 | 224.1571 | 0.30984 | 0.24286 | 0.24286 | 0 | 172.1644 | 124.081 | 102.672 | 0 | 0.11582 | 0.12175 | 0.11774 | 0.12307 | 0.059588 | 0.049595 | 0.051608 | 0.063043 | 64.3572 | 62.2014 | 49.7775 | 27.5866 | 33.1108 | 25.3389 | 21.8178 | 14.1316
5 | 9 | 13 | 2456.855 | 2540.4918 | 2613.432 | 2621.6357 | 80 | 63 | 0 | 0 | 0 | 0 | 0 | 0 | 0 | 0 | 0 | 0 | 1774.4607 | 1991.6861 | 2240.2332 | 2453.3597 | 0 | 0 | 0 | 0 | -1.1233 | -56.5737 | -80.7681 | -77.704 | -3.2612 | -15.2307 | -16.6695 | -37.9713 | 606.7788 | 557.6101 | 470.6365 | 283.9512 | 0.31489 | 0.24286 | 0.24286 | 0 | 191.069 | 135.422 | 114.2993 | 0 | 0.11535 | 0.12174 | 0.11784 | 0.12304 | 0.059115 | 0.049371 | 0.050509 | 0.06275 | 69.9899 | 67.8833 | 55.4616 | 34.9364 | 35.8698 | 27.5296 | 23.7712 | 17.818
5 | 9 | 14 | 2511.5856 | 2602.3941 | 2683.0683 | 2696.7645 | 80 | 63 | 0 | 0 | 0 | 0 | 0 | 0 | 0 | 0 | 0 | 0 | 1791.4073 | 1993.1631 | 2238.5529 | 2446.2135 | 0 | 0 | 0 | 0 | -3.7782 | -39.0291 | -36.2851 | -45.2497 | -1.8065 | -15.5861 | -14.9332 | -27.6027 | 645.763 | 600.8462 | 495.7337 | 323.4035 | 0.31699 | 0.24286 | 0.24286 | 0 | 204.699 | 145.9224 | 120.3945 | 0 | 0.11573 | 0.12171 | 0.11787 | 0.12375 | 0.059448 | 0.039649 | 0.049083 | 0.060377 | 74.7321 | 73.1319 | 58.4319 | 40.0208 | 38.3896 | 23.8227 | 24.3323 | 19.5262
5 | 9 | 15 | 2536.8999 | 2632.7079 | 2718.713 | 2736.2552 | 80 | 63 | 0 | 0 | 0 | 0 | 0 | 0 | 0 | 0 | 0 | 0 | 1756.1444 | 1928.031 | 2152.3299 | 2343.6175 | 0 | 0 | 0 | 0 | -4.6237 | -16.7457 | -18.6459 | -18.5457 | -2.7233 | -14.0321 | -15.3999 | -19.1853 | 708.1025 | 672.4548 | 600.4289 | 430.3687 | 0.31618 | 0.24027 | 0.2402 | 0.19462 | 223.8873 | 161.5711 | 144.221 | 83.7583 | 0.11447 | 0.12111 | 0.11792 | 0.12433 | 0.058053 | 0.048654 | 0.047698 | 0.055827 | 81.0574 | 81.4427 | 70.8007 | 53.5087 | 41.1078 | 32.7173 | 28.6395 | 24.0261
5 | 9 | 16 | 2537.5746 | 2642.3866 | 2738.6432 | 2764.9489 | 80 | 63 | 0 | 0 | 0 | 0 | 0 | 0 | 0 | 0 | 0 | 0 | 1635.4648 | 1761.926 | 1948.4435 | 2110.7779 | 0 | 0 | 0 | 0 | -1.1233 | -17.2641 | -4.0147 | -10.1623 | -2.6981 | -9.7453 | -14.9714 | -17.1027 | 825.9312 | 844.47 | 809.1858 | 681.436 | 0.32103 | 0.24715 | 0.22975 | 0.24005 | 265.1448 | 208.7136 | 185.9097 | 163.5777 | 0.11277 | 0.11807 | 0.11811 | 0.12367 | 0.055743 | 0.049005 | 0.046866 | 0.052355 | 93.1421 | 99.7053 | 95.5742 | 84.2762 | 46.0402 | 41.3834 | 37.9233 | 35.6763
5 | 9 | 17 | 2499.5921 | 2610.8554 | 2714.6633 | 2748.0977 | 80 | 63 | 0 | 0 | 0 | 0 | 0 | 0 | 0 | 0 | 0 | 0 | 1343.5054 | 1401.7996 | 1525.9228 | 1645.6064 | 0 | 0 | 0 | 0 | -2.6242 | -3.2776 | -5.9352 | -7.6304 | -0.71198 | -5.5023 | -10.5261 | -10.8753 | 1079.4229 | 1154.8356 | 1205.2018 | 1120.9969 | 0.39785 | 0.24634 | 0.32048 | 0.23372 | 429.4505 | 284.4854 | 386.2491 | 262.0039 | 0.10932 | 0.11858 | 0.11708 | 0.12097 | 0.052281 | 0.048317 | 0.044793 | 0.045536 | 118.003 | 136.9364 | 141.1004 | 135.612 | 56.4329 | 55.7985 | 53.9851 | 51.046
5 | 9 | 18 | 2420.7969 | 2536.4963 | 2646.0576 | 2686.1257 | 80 | 63 | 0 | 0 | 0 | 0 | 0 | 0 | 0 | 0 | 0 | 0 | 845.826 | 844.9222 | 896.2793 | 959.6636 | 0 | 0 | 0 | 0 | -1.1157 | -11.4754 | -14.9933 | 4.1901 | 0.12712 | -3.6786 | -3.0915 | -0.91695 | 1495.9594 | 1643.7281 | 1767.8632 | 1723.189 | 0.40002 | 0.33194 | 0.39565 | 0.38633 | 598.4151 | 545.6247 | 699.4537 | 665.7176 | 0.10747 | 0.11698 | 0.11618 | 0.12005 | 0.050339 | 0.045601 | 0.043081 | 0.043402 | 160.7647 | 192.2833 | 205.3817 | 206.8647 | 75.3049 | 74.9561 | 76.1617 | 74.7893
5 | 9 | 19 | 2358.6035 | 2475.0999 | 2586.03 | 2628.5033 | 80 | 63 | 0 | 0 | 0 | 0 | 0 | 0 | 0 | 0 | 0 | 0 | 397.803 | 367.5069 | 390.5672 | 431.4391 | 0 | 0 | 0 | 0 | -0.13118 | -13.7525 | 5.8468 | 48.3363 | 0.93351 | 3.9356 | -1.3807 | 4.7333 | 1879.9981 | 2054.4099 | 2190.9968 | 2143.9946 | 0.40291 | 0.40667 | 0.40013 | 0.39254 | 757.4777 | 835.4761 | 876.6933 | 841.5933 | 0.10649 | 0.11735 | 0.11725 | 0.12059 | 0.049261 | 0.044017 | 0.044446 | 0.044028 | 200.2037 | 241.0884 | 256.8966 | 258.5431 | 92.6112 | 90.4299 | 97.3809 | 94.3953
5 | 9 | 20 | 2394.9667 | 2515.065 | 2629.3707 | 2673.4554 | 80 | 63 | 0 | 0 | 0 | 0 | 0 | 0 | 0 | 0 | 0 | 0 | 393.755 | 363.6893 | 389.0804 | 430.06 | 0 | 0 | 0 | 0 | 6.5072 | 22.5809 | 5.37 | 31.1022 | 1.7783 | 11.4423 | 17.9871 | 33.5824 | 1912.9262 | 2054.3525 | 2216.9332 | 2178.7108 | 0.40427 | 0.42028 | 0.41111 | 0.39531 | 773.3442 | 863.4059 | 911.4116 | 861.2618 | 0.10677 | 0.11728 | 0.11718 | 0.12056 | 0.049394 | 0.043928 | 0.044523 | 0.044237 | 204.2436 | 240.9399 | 259.773 | 262.6734 | 94.4866 | 90.2429 | 98.7052 | 96.3804
5 | 9 | 21 | 2262.5246 | 2376.7224 | 2485.1799 | 2526.7816 | 80 | 63 | 0 | 0 | 0 | 0 | 0 | 0 | 0 | 0 | 0 | 0 | 407.6303 | 387.417 | 410.0039 | 450.1974 | 0 | 0 | 0 | 0 | 9.0856 | 16.3884 | 37.5747 | 61.5999 | 2.4036 | 6.1688 | 3.1127 | 28.1241 | 1763.405 | 1903.7482 | 2034.4886 | 1986.8602 | 0.40188 | 0.40772 | 0.40034 | 0.39234 | 708.6779 | 776.1888 | 814.484 | 779.5156 | 0.10629 | 0.11729 | 0.11719 | 0.1205 | 0.049276 | 0.043962 | 0.044385 | 0.044069 | 187.4252 | 223.287 | 238.4183 | 239.4239 | 86.8938 | 83.693 | 90.3007 | 87.5597
5 | 9 | 22 | 2028.4053 | 2133.2503 | 2233.1805 | 2272.6493 | 80 | 63 | 0 | 0 | 0 | 0 | 0 | 0 | 0 | 0 | 0 | 0 | 470.5963 | 462.7825 | 486.0722 | 526.1231 | 0 | 0 | 0 | 0 | 5.4519 | 9.5242 | 23.2054 | 20.4979 | 1.8717 | 8.5415 | 7.9403 | 34.9182 | 1470.4854 | 1589.4021 | 1715.9627 | 1691.1102 | 0.39659 | 0.40366 | 0.39544 | 0.38685 | 583.1796 | 641.5723 | 678.5547 | 654.2034 | 0.10614 | 0.11699 | 0.11673 | 0.1204 | 0.049467 | 0.04347 | 0.043918 | 0.0438 | 156.0784 | 185.9431 | 200.3058 | 203.6147 | 72.7411 | 69.0911 | 75.3613 | 74.0701
5 | 9 | 23 | 1799.0905 | 1892.0986 | 1980.612 | 2015.3443 | 80 | 63 | 0 | 0 | 0 | 0 | 0 | 0 | 0 | 0 | 0 | 0 | 505.8459 | 498.5257 | 524.9811 | 565.0024 | 0 | 0 | 0 | 0 | 0.51579 | 28.8171 | 21.7179 | 70.2366 | 1.2819 | 7.0565 | 7.0084 | 19.1227 | 1211.4469 | 1294.6993 | 1426.9045 | 1360.9826 | 0.39616 | 0.40557 | 0.39781 | 0.38169 | 479.9225 | 525.0888 | 567.6301 | 519.4752 | 0.10719 | 0.11642 | 0.11623 | 0.12023 | 0.050701 | 0.043339 | 0.043618 | 0.043629 | 129.8609 | 150.7241 | 165.8481 | 163.6331 | 61.4216 | 56.1116 | 62.2386 | 59.3783
5 | 9 | 24 | 1652.7975 | 1731.4384 | 1804.7827 | 1829.594 | 80 | 63 | 0 | 0 | 0 | 0 | 0 | 0 | 0 | 0 | 0 | 0 | 549.2232 | 544.5151 | 574.8498 | 613.926 | 0 | 0 | 0 | 0 | 1.1544 | 43.5582 | 49.5077 | 15.4954 | 0.99131 | 10.8959 | 13.0001 | 20.0615 | 1021.4286 | 1069.4692 | 1167.4251 | 1180.1111 | 0.39155 | 0.40913 | 0.40018 | 0.37917 | 399.9386 | 437.5551 | 467.1849 | 447.4661 | 0.1085 | 0.11637 | 0.11617 | 0.1202 | 0.051999 | 0.043652 | 0.043526 | 0.043498 | 110.829 | 124.4592 | 135.6217 | 141.851 | 53.1135 | 46.6845 | 50.8132 | 51.3321
5 | 10 | 1 | 1558.4185 | 1624.3173 | 1683.7372 | 1698.3905 | 80 | 63 | 0 | 0 | 0 | 0 | 0 | 0 | 0 | 0 | 0 | 0 | 519.255 | 514.8689 | 542.5861 | 580.7395 | 0 | 0 | 0 | 0 | -0.33393 | 24.2429 | 36.9076 | 25.2458 | 0.256 | 8.9793 | 17.8607 | 13.6102 | 959.2414 | 1013.2262 | 1086.3827 | 1078.795 | 0.39346 | 0.40712 | 0.39915 | 0.37525 | 377.4232 | 412.5056 | 433.6263 | 404.8197 | 0.10819 | 0.11629 | 0.11609 | 0.12009 | 0.051483 | 0.043329 | 0.043595 | 0.043451 | 103.7851 | 117.8262 | 126.114 | 129.5576 | 49.3843 | 43.9017 | 47.3612 | 46.8742
5 | 10 | 2 | 1506.0325 | 1562.2348 | 1611.1644 | 1618.0902 | 80 | 63 | 0 | 0 | 0 | 0 | 0 | 0 | 0 | 0 | 0 | 0 | 471.1324 | 467.7851 | 490.3264 | 528.1908 | 0 | 0 | 0 | 0 | -3.0945 | 25.9611 | 23.6031 | 0.90482 | -0.020608 | 13.0037 | 15.9906 | 13.2565 | 958.0152 | 992.4848 | 1081.2443 | 1075.7381 | 0.39324 | 0.40518 | 0.39871 | 0.37205 | 376.7303 | 402.139 | 431.0979 | 400.2239 | 0.10831 | 0.1163 | 0.11609 | 0.12011 | 0.051541 | 0.043291 | 0.043536 | 0.043315 | 103.7628 | 115.4262 | 125.519 | 129.2083 | 49.3767 | 42.9661 | 47.0735 | 46.5954
5 | 10 | 3 | 1470.5438 | 1518.3984 | 1558.2564 | 1558.3394 | 80 | 63 | 0 | 0 | 0 | 0 | 0 | 0 | 0 | 0 | 0 | 0 | 453.1028 | 450.2738 | 470.4747 | 508.843 | 0 | 0 | 0 | 0 | -3.5816 | 59.4042 | 31.4796 | 8.3009 | -0.22821 | 10.7012 | 14.3256 | 10.6625 | 941.2508 | 935.0192 | 1041.9764 | 1030.5329 | 0.40479 | 0.40648 | 0.39859 | 0.37175 | 381.0111 | 380.0658 | 415.3246 | 383.0999 | 0.10804 | 0.11626 | 0.11596 | 0.12008 | 0.051222 | 0.043102 | 0.043261 | 0.043187 | 101.6967 | 108.7052 | 120.8273 | 123.7466 | 48.2131 | 40.3013 | 45.077 | 44.5053
5 | 10 | 4 | 1499.4495 | 1541.6483 | 1574.7865 | 1568.4597 | 80 | 63 | 0 | 0 | 0 | 0 | 0 | 0 | 0 | 0 | 0 | 0 | 408.0769 | 409.8684 | 425.4619 | 460.7792 | 0 | 0 | 0 | 0 | -4.1845 | 54.5022 | 30.7612 | 6.3317 | 0.13067 | 13.0552 | 19.413 | 8.247 | 1015.4264 | 1001.2224 | 1099.1504 | 1093.1017 | 0.39239 | 0.40724 | 0.39885 | 0.37249 | 398.4458 | 407.7369 | 438.3913 | 407.1698 | 0.10724 | 0.1163 | 0.11595 | 0.12005 | 0.050451 | 0.042793 | 0.043363 | 0.043352 | 108.8987 | 116.4463 | 127.4481 | 131.2256 | 51.2294 | 42.8449 | 47.6624 | 47.3886
5 | 10 | 5 | 1591.4296 | 1632.6045 | 1663.701 | 1653.5514 | 80 | 63 | 0 | 0 | 0 | 0 | 0 | 0 | 0 | 0 | 0 | 0 | 328.0199 | 335.4738 | 343.2445 | 373.6438 | 0 | 0 | 0 | 0 | -3.3457 | 68.2122 | 54.0808 | -12.6485 | -1.8849 | 5.4682 | 13.4353 | 6.3754 | 1188.6404 | 1160.4503 | 1252.9404 | 1286.1806 | 0.39799 | 0.40903 | 0.40099 | 0.37782 | 473.071 | 474.6563 | 502.4178 | 485.9511 | 0.10661 | 0.11638 | 0.11593 | 0.12003 | 0.049898 | 0.043001 | 0.043618 | 0.043597 | 126.7204 | 135.058 | 145.2525 | 154.3866 | 59.3106 | 49.9005 | 54.6508 | 56.0732
5 | 10 | 6 | 1730.5316 | 1770.2179 | 1798.4989 | 1783.0359 | 80 | 63 | 0 | 0 | 0 | 0 | 0 | 0 | 0 | 0 | 0 | 0 | 586.1976 | 596.4522 | 599.9551 | 623.0198 | 0 | 0 | 0 | 0 | -1.3974 | -11.68 | -0.14807 | -12.2629 | 0.54455 | 2.8708 | 0.39955 | 3.8184 | 1065.1869 | 1119.575 | 1198.2923 | 1168.4606 | 0.39817 | 0.40695 | 0.39923 | 0.37497 | 424.1229 | 455.6115 | 478.3956 | 438.1363 | 0.10686 | 0.11646 | 0.11603 | 0.12024 | 0.050154 | 0.043363 | 0.043355 | 0.043505 | 113.8213 | 130.3811 | 139.037 | 140.5002 | 53.4238 | 48.5484 | 51.9514 | 50.8341
5 | 10 | 7 | 1888.7759 | 1931.8725 | 1963.344 | 1948.018 | 80 | 63 | 0 | 0 | 0 | 0 | 0 | 0 | 0 | 0 | 0 | 0 | 956.1155 | 971.4597 | 983.0507 | 1009.6934 | 0 | 0 | 0 | 0 | -0.083656 | -16.6199 | -3.1021 | -0.20712 | 0.51561 | -1.5002 | -6.527 | -4.243 | 852.2285 | 915.5329 | 989.9224 | 942.7747 | 0.39621 | 0.33259 | 0.32125 | 0.38231 | 337.6595 | 304.498 | 318.0084 | 360.4363 | 0.1104 | 0.11771 | 0.11754 | 0.1231 | 0.052929 | 0.040465 | 0.045798 | 0.050392 | 94.0887 | 107.7669 | 116.3527 | 116.0581 | 45.1079 | 37.0471 | 45.3369 | 47.5083
5 | 10 | 8 | 1995.6725 | 2042.2099 | 2078.1637 | 2066.1611 | 80 | 63 | 0 | 0 | 0 | 0 | 0 | 0 | 0 | 0 | 0 | 0 | 1276.8722 | 1350.3515 | 1431.251 | 1512.5304 | 0 | 0 | 0 | 0 | -2.5883 | -20.3607 | -13.3433 | -2.3743 | -1.0532 | -6.2057 | -8.2648 | -11.7147 | 642.4417 | 655.4248 | 668.5208 | 567.7197 | 0.38794 | 0.32023 | 0.31429 | 0.32105 | 249.226 | 209.89 | 210.1069 | 182.2666 | 0.11436 | 0.11826 | 0.11876 | 0.1269 | 0.056731 | 0.059259 | 0.048623 | 0.062066 | 73.4718 | 77.5106 | 79.3928 | 72.0414 | 36.4466 | 38.8396 | 32.5055 | 35.2363
5 | 10 | 9 | 2095.6902 | 2150.968 | 2197.4252 | 2193.9659 | 80 | 63 | 0 | 0 | 0 | 0 | 0 | 0 | 0 | 0 | 0 | 0 | 1507.6482 | 1644.0365 | 1792.7743 | 1929.143 | 0 | 0 | 0 | 0 | 0.57241 | -64.2577 | -22.3913 | -25.1771 | -0.92751 | -8.631 | -12.212 | -14.873 | 508.3971 | 516.8201 | 439.2542 | 304.8729 | 0.39364 | 0.24286 | 0.23968 | 0 | 200.1257 | 125.5157 | 105.2783 | 0 | 0.11841 | 0.11706 | 0.11827 | 0.12384 | 0.061762 | 0.051776 | 0.048938 | 0.060949 | 60.1984 | 60.5009 | 51.9512 | 37.7558 | 31.3996 | 26.7589 | 21.496 | 18.5817
5 | 10 | 10 | 2179.2628 | 2239.3723 | 2290.3643 | 2288.6942 | 80 | 63 | 0 | 0 | 0 | 0 | 0 | 0 | 0 | 0 | 0 | 0 | 1656.8143 | 1842.8964 | 2040.5059 | 2214.4631 | 0 | 0 | 0 | 0 | -3.3264 | -76.8269 | -107.5265 | -77.4286 | -1.7292 | -14.3797 | -16.0025 | -32.5658 | 447.5041 | 424.6824 | 373.3873 | 184.2255 | 0.31441 | 0.24286 | 0.24286 | 0 | 140.7012 | 103.139 | 90.6813 | 0 | 0.11622 | 0.11728 | 0.11829 | 0.12301 | 0.059713 | 0.050062 | 0.050012 | 0.06259 | 52.0102 | 49.8062 | 44.1663 | 22.6609 | 26.7219 | 21.2605 | 18.6737 | 11.5307
5 | 10 | 11 | 2243.3353 | 2308.3832 | 2363.322 | 2362.3005 | 80 | 63 | 0 | 0 | 0 | 0 | 0 | 0 | 0 | 0 | 0 | 0 | 1718.0281 | 1933.9884 | 2160.8606 | 2358.3786 | 0 | 0 | 0 | 0 | -6.5128 | -79.767 | -85.7243 | -83.4778 | -2.3152 | -21.0593 | -27.5713 | -37.7559 | 454.1352 | 412.2211 | 315.757 | 125.1556 | 0.31687 | 0.24286 | 0.24286 | 0 | 143.901 | 100.1126 | 76.6851 | 0 | 0.11579 | 0.11749 | 0.11802 | 0.1229 | 0.059372 | 0.054021 | 0.051155 | 0.061459 | 52.5847 | 48.4299 | 37.266 | 15.3816 | 26.9629 | 22.2686 | 16.1527 | 7.692
5 | 10 | 12 | 2260.8251 | 2328.1297 | 2384.678 | 2383.6805 | 80 | 63 | 0 | 0 | 0 | 0 | 0 | 0 | 0 | 0 | 0 | 0 | 1730.8393 | 1957.8789 | 2200.4216 | 2411.1177 | 0 | 0 | 0 | 0 | -1.1233 | -65.5631 | -85.7391 | -85.3265 | -2.9788 | -24.6247 | -30.5869 | -39.5093 | 454.0878 | 397.4386 | 300.5824 | 97.3987 | 0.30984 | 0.24286 | 0.24286 | 0 | 140.6933 | 96.5225 | 72.9998 | 0 | 0.11582 | 0.12175 | 0.11774 | 0.12307 | 0.059588 | 0.049595 | 0.051608 | 0.063043 | 52.5929 | 48.3864 | 35.3918 | 11.9867 | 27.0583 | 19.7111 | 15.5125 | 6.1403
5 | 10 | 13 | 2303.074 | 2377.7015 | 2441.8854 | 2446.1057 | 80 | 63 | 0 | 0 | 0 | 0 | 0 | 0 | 0 | 0 | 0 | 0 | 1724.8397 | 1944.9764 | 2191.2492 | 2405.0873 | 0 | 0 | 0 | 0 | -1.1233 | -56.5737 | -80.7681 | -77.704 | -3.2612 | -15.2307 | -16.6695 | -37.9713 | 502.6188 | 441.5294 | 348.0738 | 156.6938 | 0.31489 | 0.24286 | 0.24286 | 0 | 158.27 | 107.2305 | 84.5336 | 0 | 0.11535 | 0.12174 | 0.11784 | 0.12304 | 0.059115 | 0.049371 | 0.050509 | 0.06275 | 57.9754 | 53.7517 | 41.0184 | 19.279 | 29.7124 | 21.7986 | 17.5807 | 9.8326
5 | 10 | 14 | 2326.8806 | 2406.8679 | 2477.025 | 2485.937 | 80 | 63 | 0 | 0 | 0 | 0 | 0 | 0 | 0 | 0 | 0 | 0 | 1760.0169 | 1965.3341 | 2205.4614 | 2415.5736 | 0 | 0 | 0 | 0 | -3.7782 | -39.0291 | -36.2851 | -45.2497 | -1.8065 | -15.5861 | -14.9332 | -27.6027 | 492.4483 | 433.149 | 322.7819 | 143.2158 | 0.31699 | 0.24286 | 0.24286 | 0 | 156.1001 | 105.1952 | 78.3912 | 0 | 0.11573 | 0.12171 | 0.11787 | 0.12375 | 0.059448 | 0.039649 | 0.049083 | 0.060377 | 56.9895 | 52.7207 | 38.0462 | 17.7228 | 29.2753 | 17.1738 | 15.8432 | 8.647
5 | 10 | 15 | 2338.342 | 2422.5173 | 2497.2165 | 2509.6156 | 80 | 63 | 0 | 0 | 0 | 0 | 0 | 0 | 0 | 0 | 0 | 0 | 1729.0085 | 1906.9471 | 2124.0479 | 2320.7822 | 0 | 0 | 0 | 0 | -4.6237 | -16.7457 | -18.6459 | -18.5457 | -2.7233 | -14.0321 | -15.3999 | -19.1853 | 536.6805 | 483.348 | 407.2144 | 226.5643 | 0.31618 | 0.24027 | 0.2402 | 0.19462 | 169.6872 | 116.1343 | 97.8115 | 44.0939 | 0.11447 | 0.12111 | 0.11792 | 0.12433 | 0.058053 | 0.048654 | 0.047698 | 0.055827 | 61.4345 | 58.5395 | 48.0174 | 28.1693 | 31.1562 | 23.5166 | 19.4235 | 12.6484
5 | 10 | 16 | 2326.3532 | 2418.7906 | 2503.0202 | 2523.8548 | 80 | 63 | 0 | 0 | 0 | 0 | 0 | 0 | 0 | 0 | 0 | 0 | 1579.8065 | 1709.959 | 1883.1504 | 2054.1973 | 0 | 0 | 0 | 0 | -1.1233 | -17.2641 | -4.0147 | -10.1623 | -2.6981 | -9.7453 | -14.9714 | -17.1027 | 670.3681 | 672.841 | 638.8559 | 496.9225 | 0.32103 | 0.24715 | 0.22975 | 0.24005 | 215.2051 | 166.2949 | 146.7766 | 119.2855 | 0.11277 | 0.11807 | 0.11811 | 0.12367 | 0.055743 | 0.049005 | 0.046866 | 0.052355 | 75.5989 | 79.4413 | 75.4562 | 61.4566 | 37.3686 | 32.9727 | 29.9406 | 26.0161
5 | 10 | 17 | 2290.3996 | 2389.4072 | 2481.3037 | 2509.3195 | 80 | 63 | 0 | 0 | 0 | 0 | 0 | 0 | 0 | 0 | 0 | 0 | 1352.9551 | 1432.8777 | 1541.1664 | 1665.1487 | 0 | 0 | 0 | 0 | -2.6242 | -3.2776 | -5.9352 | -7.6304 | -0.71198 | -5.5023 | -10.5261 | -10.8753 | 860.7807 | 902.3093 | 956.5985 | 862.6764 | 0.39785 | 0.24634 | 0.32048 | 0.23372 | 342.4633 | 222.2774 | 306.5755 | 201.6282 | 0.10932 | 0.11858 | 0.11708 | 0.12097 | 0.052281 | 0.048317 | 0.044793 | 0.045536 | 94.1009 | 106.9927 | 111.9949 | 104.3618 | 45.0022 | 43.5971 | 42.8493 | 39.283
5 | 10 | 18 | 2231.2643 | 2335.8598 | 2434.629 | 2469.7879 | 80 | 63 | 0 | 0 | 0 | 0 | 0 | 0 | 0 | 0 | 0 | 0 | 874.1832 | 896.7279 | 934.646 | 999.3873 | 0 | 0 | 0 | 0 | -1.1157 | -11.4754 | -14.9933 | 4.1901 | 0.12712 | -3.6786 | -3.0915 | -0.91695 | 1278.0697 | 1391.2859 | 1518.0679 | 1467.1274 | 0.40002 | 0.33194 | 0.39565 | 0.38633 | 511.2547 | 461.8282 | 600.6224 | 566.7936 | 0.10747 | 0.11698 | 0.11618 | 0.12005 | 0.050339 | 0.045601 | 0.043081 | 0.043402 | 137.349 | 162.7526 | 176.3617 | 176.1251 | 64.3365 | 63.4444 | 65.4002 | 63.6758
5 | 10 | 19 | 2192.6488 | 2299.4226 | 2400.9033 | 2439.0779 | 80 | 63 | 0 | 0 | 0 | 0 | 0 | 0 | 0 | 0 | 0 | 0 | 405.7417 | 403.9164 | 413.4164 | 454.3015 | 0 | 0 | 0 | 0 | -0.13118 | -13.7525 | 5.8468 | 48.3363 | 0.93351 | 3.9356 | -1.3807 | 4.7333 | 1706.1047 | 1842.3231 | 1983.0208 | 1931.7068 | 0.40291 | 0.40667 | 0.40013 | 0.39254 | 687.4136 | 749.2258 | 793.4749 | 758.2629 | 0.10649 | 0.11735 | 0.11725 | 0.12059 | 0.049261 | 0.044017 | 0.044446 | 0.044028 | 181.6855 | 216.1997 | 232.5112 | 232.9435 | 84.045 | 81.0944 | 88.1372 | 85.0487
5 | 10 | 20 | 2277.7769 | 2391.0096 | 2498.6425 | 2539.6917 | 80 | 63 | 0 | 0 | 0 | 0 | 0 | 0 | 0 | 0 | 0 | 0 | 369.2809 | 372.438 | 379.4402 | 420.3915 | 0 | 0 | 0 | 0 | 6.5072 | 22.5809 | 5.37 | 31.1022 | 1.7783 | 11.4423 | 17.9871 | 33.5824 | 1820.2105 | 1921.5484 | 2095.8452 | 2054.6157 | 0.40427 | 0.42028 | 0.41111 | 0.39531 | 735.8618 | 807.5908 | 861.6307 | 812.206 | 0.10677 | 0.11728 | 0.11718 | 0.12056 | 0.049394 | 0.043928 | 0.044523 | 0.044237 | 194.3443 | 225.3643 | 245.5843 | 247.712 | 89.907 | 84.4092 | 93.314 | 90.8908
5 | 10 | 21 | 2180.4567 | 2289.8466 | 2393.6311 | 2433.1071 | 80 | 63 | 0 | 0 | 0 | 0 | 0 | 0 | 0 | 0 | 0 | 0 | 420.2125 | 435.4444 | 441.3668 | 483.1117 | 0 | 0 | 0 | 0 | 9.0856 | 16.3884 | 37.5747 | 61.5999 | 2.4036 | 6.1688 | 3.1127 | 28.1241 | 1668.755 | 1768.8451 | 1911.5768 | 1860.2714 | 0.40188 | 0.40772 | 0.40034 | 0.39234 | 670.6399 | 721.1866 | 765.2777 | 729.8504 | 0.10629 | 0.11729 | 0.11719 | 0.1205 | 0.049276 | 0.043962 | 0.044385 | 0.044069 | 177.3652 | 207.4645 | 224.0145 | 224.1695 | 82.2298 | 77.7624 | 84.8453 | 81.981
5 | 10 | 22 | 1969.6355 | 2071.0374 | 2167.6213 | 2205.5678 | 80 | 63 | 0 | 0 | 0 | 0 | 0 | 0 | 0 | 0 | 0 | 0 | 481.6758 | 500.2918 | 510.8748 | 552.5508 | 0 | 0 | 0 | 0 | 5.4519 | 9.5242 | 23.2054 | 20.4979 | 1.8717 | 8.5415 | 7.9403 | 34.9182 | 1400.6362 | 1489.6799 | 1625.6009 | 1597.601 | 0.39659 | 0.40366 | 0.39544 | 0.38685 | 555.4781 | 601.3188 | 642.8223 | 618.0296 | 0.10614 | 0.11699 | 0.11673 | 0.1204 | 0.049467 | 0.04347 | 0.043918 | 0.0438 | 148.6646 | 174.2767 | 189.7578 | 192.3559 | 69.2858 | 64.7562 | 71.3928 | 69.9744
5 | 10 | 23 | 1768.866 | 1860.1034 | 1946.8958 | 1980.8452 | 80 | 63 | 0 | 0 | 0 | 0 | 0 | 0 | 0 | 0 | 0 | 0 | 465.5022 | 483.7687 | 495.4868 | 533.0578 | 0 | 0 | 0 | 0 | 0.51579 | 28.8171 | 21.7179 | 70.2366 | 1.2819 | 7.0565 | 7.0084 | 19.1227 | 1221.5662 | 1277.461 | 1422.6826 | 1358.4282 | 0.39616 | 0.40557 | 0.39781 | 0.38169 | 483.9313 | 518.0975 | 565.9506 | 518.5002 | 0.10719 | 0.11642 | 0.11623 | 0.12023 | 0.050701 | 0.043339 | 0.043618 | 0.043629 | 130.9456 | 148.7172 | 165.3574 | 163.326 | 61.9347 | 55.3645 | 62.0545 | 59.2668
5 | 10 | 24 | 1617.1158 | 1693.6663 | 1764.9789 | 1788.866 | 80 | 63 | 0 | 0 | 0 | 0 | 0 | 0 | 0 | 0 | 0 | 0 | 482.2619 | 506.7295 | 519.4191 | 553.9078 | 0 | 0 | 0 | 0 | 1.1544 | 43.5582 | 49.5077 | 15.4954 | 0.99131 | 10.8959 | 13.0001 | 20.0615 | 1052.7083 | 1069.4827 | 1183.0519 | 1199.4012 | 0.39155 | 0.40913 | 0.40018 | 0.37917 | 412.1861 | 437.5606 | 473.4385 | 454.7805 | 0.1085 | 0.11637 | 0.11617 | 0.1202 | 0.051999 | 0.043652 | 0.043526 | 0.043498 | 114.223 | 124.4608 | 137.4371 | 144.1697 | 54.74 | 46.6851 | 51.4933 | 52.1712
5 | 11 | 1 | 1530.6428 | 1594.9143 | 1652.7527 | 1666.6866 | 80 | 63 | 0 | 0 | 0 | 0 | 0 | 0 | 0 | 0 | 0 | 0 | 469.1637 | 496.3655 | 507.8312 | 540.2361 | 0 | 0 | 0 | 0 | -0.33393 | 24.2429 | 36.9076 | 25.2458 | 0.256 | 8.9793 | 17.8607 | 13.6102 | 981.557 | 1002.3266 | 1090.1532 | 1087.5945 | 0.39346 | 0.40712 | 0.39915 | 0.37525 | 386.2035 | 408.0682 | 435.1313 | 408.1217 | 0.10819 | 0.11629 | 0.11609 | 0.12009 | 0.051483 | 0.043329 | 0.043595 | 0.043451 | 106.1995 | 116.5587 | 126.5517 | 130.6144 | 50.5331 | 43.4294 | 47.5256 | 47.2566
5 | 11 | 2 | 1480.9853 | 1535.7202 | 1583.2237 | 1589.5007 | 80 | 63 | 0 | 0 | 0 | 0 | 0 | 0 | 0 | 0 | 0 | 0 | 415.2581 | 449.6043 | 454.8173 | 483.4926 | 0 | 0 | 0 | 0 | -3.0945 | 25.9611 | 23.6031 | 0.90482 | -0.020608 | 13.0037 | 15.9906 | 13.2565 | 988.8424 | 984.1511 | 1088.8127 | 1091.8467 | 0.39324 | 0.40518 | 0.39871 | 0.37205 | 388.8528 | 398.7623 | 434.1154 | 406.2171 | 0.10831 | 0.1163 | 0.11609 | 0.12011 | 0.051541 | 0.043291 | 0.043536 | 0.043315 | 107.1017 | 114.457 | 126.3976 | 131.1431 | 50.9656 | 42.6054 | 47.403 | 47.2931
5 | 11 | 3 | 1457.6005 | 1504.6968 | 1543.8177 | 1543.5655 | 80 | 63 | 0 | 0 | 0 | 0 | 0 | 0 | 0 | 0 | 0 | 0 | 360.18 | 395.574 | 395.426 | 423.0531 | 0 | 0 | 0 | 0 | -3.5816 | 59.4042 | 31.4796 | 8.3009 | -0.22821 | 10.7012 | 14.3256 | 10.6625 | 1021.2302 | 976.0173 | 1102.5866 | 1101.5488 | 0.40479 | 0.40648 | 0.39859 | 0.37175 | 413.3862 | 396.7307 | 439.4833 | 409.5001 | 0.10804 | 0.11626 | 0.11596 | 0.12008 | 0.051222 | 0.043102 | 0.043261 | 0.043187 | 110.3381 | 113.4716 | 127.8556 | 132.2742 | 52.3098 | 42.0684 | 47.699 | 47.5723
5 | 11 | 4 | 1482.3783 | 1523.5769 | 1555.7431 | 1548.9741 | 80 | 63 | 0 | 0 | 0 | 0 | 0 | 0 | 0 | 0 | 0 | 0 | 334.6109 | 371.1239 | 368.968 | 395.0665 | 0 | 0 | 0 | 0 | -4.1845 | 54.5022 | 30.7612 | 6.3317 | 0.13067 | 13.0552 | 19.413 | 8.247 | 1071.8212 | 1021.8956 | 1136.601 | 1139.3289 | 0.39239 | 0.40724 | 0.39885 | 0.37249 | 420.5747 | 416.1558 | 453.3282 | 424.389 | 0.10724 | 0.1163 | 0.11595 | 0.12005 | 0.050451 | 0.042793 | 0.043363 | 0.043352 | 114.9468 | 118.8506 | 131.7906 | 136.7752 | 54.0746 | 43.7296 | 49.2863 | 49.3927
5 | 11 | 5 | 1574.4284 | 1614.6072 | 1644.7357 | 1634.1457 | 80 | 63 | 0 | 0 | 0 | 0 | 0 | 0 | 0 | 0 | 0 | 0 | 320.7575 | 359.1677 | 357.1891 | 379.0225 | 0 | 0 | 0 | 0 | -3.3457 | 68.2122 | 54.0808 | -12.6485 | -1.8849 | 5.4682 | 13.4353 | 6.3754 | 1178.9014 | 1118.7591 | 1220.0304 | 1261.3962 | 0.39799 | 0.40903 | 0.40099 | 0.37782 | 469.195 | 457.6035 | 489.2212 | 476.587 | 0.10661 | 0.11638 | 0.11593 | 0.12003 | 0.049898 | 0.043001 | 0.043618 | 0.043597 | 125.6821 | 130.2058 | 141.4373 | 151.4116 | 58.8246 | 48.1078 | 53.2153 | 54.9926
5 | 11 | 6 | 1694.0804 | 1731.6311 | 1757.8365 | 1741.4294 | 80 | 63 | 0 | 0 | 0 | 0 | 0 | 0 | 0 | 0 | 0 | 0 | 662.6069 | 700.6693 | 700.2362 | 721.0324 | 0 | 0 | 0 | 0 | -1.3974 | -11.68 | -0.14807 | -12.2629 | 0.54455 | 2.8708 | 0.39955 | 3.8184 | 952.3263 | 976.7711 | 1057.3489 | 1028.8414 | 0.39817 | 0.40695 | 0.39923 | 0.37497 | 379.1855 | 397.4974 | 422.1266 | 385.7835 | 0.10686 | 0.11646 | 0.11603 | 0.12024 | 0.050154 | 0.043363 | 0.043355 | 0.043505 | 101.7615 | 113.7507 | 122.6834 | 123.7118 | 47.7633 | 42.356 | 45.8409 | 44.7599
5 | 11 | 7 | 1856.5925 | 1897.8035 | 1927.4425 | 1911.2829 | 80 | 63 | 0 | 0 | 0 | 0 | 0 | 0 | 0 | 0 | 0 | 0 | 1089.9111 | 1133.8659 | 1145.0158 | 1172.0085 | 0 | 0 | 0 | 0 | -0.083656 | -16.6199 | -3.1021 | -0.20712 | 0.51561 | -1.5002 | -6.527 | -4.243 | 686.2494 | 719.0577 | 792.0557 | 743.7245 | 0.39621 | 0.33259 | 0.32125 | 0.38231 | 271.8974 | 239.1521 | 254.4446 | 284.3366 | 0.1104 | 0.11771 | 0.11754 | 0.1231 | 0.052929 | 0.040465 | 0.045798 | 0.050392 | 75.7641 | 84.6399 | 93.096 | 91.5545 | 36.3227 | 29.0967 | 36.2749 | 37.4778
5 | 11 | 8 | 1966.2176 | 2011.0294 | 2045.3061 | 2032.5405 | 80 | 63 | 0 | 0 | 0 | 0 | 0 | 0 | 0 | 0 | 0 | 0 | 1414.3284 | 1515.5601 | 1594.5693 | 1676.2418 | 0 | 0 | 0 | 0 | -2.5883 | -20.3607 | -13.3433 | -2.3743 | -1.0532 | -6.2057 | -8.2648 | -11.7147 | 475.5306 | 459.0357 | 472.3448 | 370.3877 | 0.38794 | 0.32023 | 0.31429 | 0.32105 | 184.4753 | 146.9993 | 148.4515 | 118.9131 | 0.11436 | 0.11826 | 0.11876 | 0.1269 | 0.056731 | 0.059259 | 0.048623 | 0.062066 | 54.3833 | 54.2856 | 56.0952 | 47.0008 | 26.9775 | 27.2018 | 22.9669 | 22.9886
5 | 11 | 9 | 2059.7287 | 2112.8996 | 2157.3092 | 2152.9184 | 80 | 63 | 0 | 0 | 0 | 0 | 0 | 0 | 0 | 0 | 0 | 0 | 1576.5077 | 1728.9709 | 1873.5647 | 2008.5866 | 0 | 0 | 0 | 0 | 0.57241 | -64.2577 | -22.3913 | -25.1771 | -0.92751 | -8.631 | -12.212 | -14.873 | 403.5761 | 393.8174 | 318.3478 | 184.3818 | 0.39364 | 0.24286 | 0.23968 | 0 | 158.8639 | 95.6431 | 76.3001 | 0 | 0.11841 | 0.11706 | 0.11827 | 0.12384 | 0.061762 | 0.051776 | 0.048938 | 0.060949 | 47.7867 | 46.1018 | 37.6515 | 22.834 | 24.9257 | 20.3903 | 15.5792 | 11.2379
5 | 11 | 10 | 2138.4038 | 2196.1195 | 2244.785 | 2242.0566 | 80 | 63 | 0 | 0 | 0 | 0 | 0 | 0 | 0 | 0 | 0 | 0 | 1672.0878 | 1859.5056 | 2051.7889 | 2225.8699 | 0 | 0 | 0 | 0 | -3.3264 | -76.8269 | -107.5265 | -77.4286 | -1.7292 | -14.3797 | -16.0025 | -32.5658 | 391.3716 | 364.8205 | 316.525 | 126.1811 | 0.31441 | 0.24286 | 0.24286 | 0 | 123.0524 | 88.6009 | 76.8716 | 0 | 0.11622 | 0.11728 | 0.11829 | 0.12301 | 0.059713 | 0.050062 | 0.050012 | 0.06259 | 45.4863 | 42.7857 | 37.4403 | 15.5211 | 23.37 | 18.2637 | 15.8299 | 7.8977
5 | 11 | 11 | 2176.0998 | 2237.2087 | 2288.3191 | 2285.5561 | 80 | 63 | 0 | 0 | 0 | 0 | 0 | 0 | 0 | 0 | 0 | 0 | 1703.932 | 1916.8725 | 2137.6692 | 2335.6072 | 0 | 0 | 0 | 0 | -6.5128 | -79.767 | -85.7243 | -83.4778 | -2.3152 | -21.0593 | -27.5713 | -37.7559 | 400.9959 | 358.1625 | 263.9456 | 71.1826 | 0.31687 | 0.24286 | 0.24286 | 0 | 127.0628 | 86.9839 | 64.1021 | 0 | 0.11579 | 0.11749 | 0.11802 | 0.1229 | 0.059372 | 0.054021 | 0.051155 | 0.061459 | 46.4317 | 42.0788 | 31.1511 | 8.7483 | 23.808 | 19.3483 | 13.5023 | 4.3748
5 | 11 | 12 | 2186.3834 | 2249.3267 | 2301.6363 | 2298.7106 | 80 | 63 | 0 | 0 | 0 | 0 | 0 | 0 | 0 | 0 | 0 | 0 | 1717.5697 | 1941.3255 | 2179.1426 | 2388.8288 | 0 | 0 | 0 | 0 | -1.1233 | -65.5631 | -85.7391 | -85.3265 | -2.9788 | -24.6247 | -30.5869 | -39.5093 | 392.9156 | 335.1891 | 238.8197 | 34.7177 | 0.30984 | 0.24286 | 0.24286 | 0 | 121.7399 | 81.4045 | 58 | 0 | 0.11582 | 0.12175 | 0.11774 | 0.12307 | 0.059588 | 0.049595 | 0.051608 | 0.063043 | 45.5079 | 40.8078 | 28.1196 | 4.2726 | 23.4131 | 16.6238 | 12.325 | 2.1887
5 | 11 | 13 | 2215.1292 | 2284.6044 | 2343.7807 | 2345.7231 | 80 | 63 | 0 | 0 | 0 | 0 | 0 | 0 | 0 | 0 | 0 | 0 | 1749.815 | 1970.1582 | 2211.5442 | 2424.1274 | 0 | 0 | 0 | 0 | -1.1233 | -56.5737 | -80.7681 | -77.704 | -3.2612 | -15.2307 | -16.6695 | -37.9713 | 389.6987 | 323.2506 | 229.6741 | 37.2709 | 0.31489 | 0.24286 | 0.24286 | 0 | 122.7125 | 78.5051 | 55.7789 | 0 | 0.11535 | 0.12174 | 0.11784 | 0.12304 | 0.059115 | 0.049371 | 0.050509 | 0.06275 | 44.9504 | 39.3524 | 27.0657 | 4.5857 | 23.0371 | 15.9591 | 11.6005 | 2.3388
5 | 11 | 14 | 2223.6836 | 2297.6251 | 2361.9061 | 2368.145 | 80 | 63 | 0 | 0 | 0 | 0 | 0 | 0 | 0 | 0 | 0 | 0 | 1799.4283 | 2004.7816 | 2236.8788 | 2447.2109 | 0 | 0 | 0 | 0 | -3.7782 | -39.0291 | -36.2851 | -45.2497 | -1.8065 | -15.5861 | -14.9332 | -27.6027 | 349.84 | 284.4587 | 176.2457 | -6.2134 | 0.31699 | 0.24286 | 0.24286 | 0 | 110.895 | 69.0841 | 42.8032 | 0 | 0.11573 | 0.12171 | 0.11787 | 0.12375 | 0.059448 | 0.039649 | 0.049083 | 0.060377 | 40.4859 | 34.6228 | 20.774 | -0.76891 | 20.7975 | 11.2784 | 8.6507 | -0.37515
5 | 11 | 15 | 2218.5635 | 2295.7216 | 2363.6005 | 2372.8971 | 80 | 63 | 0 | 0 | 0 | 0 | 0 | 0 | 0 | 0 | 0 | 0 | 1760.1121 | 1938.6602 | 2145.3858 | 2339.9762 | 0 | 0 | 0 | 0 | -4.6237 | -16.7457 | -18.6459 | -18.5457 | -2.7233 | -14.0321 | -15.3999 | -19.1853 | 385.7984 | 324.8392 | 252.2605 | 70.6519 | 0.31618 | 0.24027 | 0.2402 | 0.19462 | 121.9814 | 78.0493 | 60.5921 | 13.7503 | 0.11447 | 0.12111 | 0.11792 | 0.12433 | 0.058053 | 0.048654 | 0.047698 | 0.055827 | 44.1628 | 39.3421 | 29.7458 | 8.7843 | 22.3969 | 15.8046 | 12.0324 | 3.9443
5 | 11 | 16 | 2197.9692 | 2282.8851 | 2359.8045 | 2377.3137 | 80 | 63 | 0 | 0 | 0 | 0 | 0 | 0 | 0 | 0 | 0 | 0 | 1707.4711 | 1859.2489 | 2029.0629 | 2196.7797 | 0 | 0 | 0 | 0 | -1.1233 | -17.2641 | -4.0147 | -10.1623 | -2.6981 | -9.7453 | -14.9714 | -17.1027 | 414.3194 | 387.6456 | 349.7277 | 207.7989 | 0.32103 | 0.24715 | 0.22975 | 0.24005 | 133.007 | 95.8079 | 80.3496 | 49.8818 | 0.11277 | 0.11807 | 0.11811 | 0.12367 | 0.055743 | 0.049005 | 0.046866 | 0.052355 | 46.7237 | 45.7687 | 41.3069 | 25.6994 | 23.0956 | 18.9966 | 16.3903 | 10.8792
5 | 11 | 17 | 2151.451 | 2242.3182 | 2326.3029 | 2350.7197 | 80 | 63 | 0 | 0 | 0 | 0 | 0 | 0 | 0 | 0 | 0 | 0 | 1474.8915 | 1570.0865 | 1680.3759 | 1800.6306 | 0 | 0 | 0 | 0 | -2.6242 | -3.2776 | -5.9352 | -7.6304 | -0.71198 | -5.5023 | -10.5261 | -10.8753 | 599.8957 | 618.0115 | 662.3883 | 568.5946 | 0.39785 | 0.24634 | 0.32048 | 0.23372 | 238.6697 | 152.2427 | 212.2855 | 132.8942 | 0.10932 | 0.11858 | 0.11708 | 0.12097 | 0.052281 | 0.048317 | 0.044793 | 0.045536 | 65.5809 | 73.2816 | 77.5499 | 68.7854 | 31.3629 | 29.8606 | 29.6706 | 25.8917
5 | 11 | 18 | 2096.5835 | 2193.2887 | 2284.3891 | 2316.0594 | 80 | 63 | 0 | 0 | 0 | 0 | 0 | 0 | 0 | 0 | 0 | 0 | 960.038 | 979.8291 | 1022.3211 | 1086.5536 | 0 | 0 | 0 | 0 | -1.1157 | -11.4754 | -14.9933 | 4.1901 | 0.12712 | -3.6786 | -3.0915 | -0.91695 | 1057.5341 | 1165.6135 | 1280.1529 | 1226.2328 | 0.40002 | 0.33194 | 0.39565 | 0.38633 | 423.0358 | 386.9177 | 506.4915 | 473.7291 | 0.10747 | 0.11698 | 0.11618 | 0.12005 | 0.050339 | 0.045601 | 0.043081 | 0.043402 | 113.6489 | 136.3534 | 148.7219 | 147.2063 | 53.235 | 53.1535 | 55.1506 | 53.2206
5 | 11 | 19 | 2071.2611 | 2170.9234 | 2265.4922 | 2300.5227 | 80 | 63 | 0 | 0 | 0 | 0 | 0 | 0 | 0 | 0 | 0 | 0 | 506.1261 | 494.2203 | 515.2075 | 559.7698 | 0 | 0 | 0 | 0 | -0.13118 | -13.7525 | 5.8468 | 48.3363 | 0.93351 | 3.9356 | -1.3807 | 4.7333 | 1484.3327 | 1623.52 | 1745.8187 | 1687.6833 | 0.40291 | 0.40667 | 0.40013 | 0.39254 | 598.0586 | 660.2442 | 698.5622 | 662.4751 | 0.10649 | 0.11735 | 0.11725 | 0.12059 | 0.049261 | 0.044017 | 0.044446 | 0.044028 | 158.0687 | 190.5228 | 204.699 | 203.5168 | 73.1202 | 71.4632 | 77.5945 | 74.3049
5 | 11 | 20 | 2148.4834 | 2254.1413 | 2354.4122 | 2392.1124 | 80 | 63 | 0 | 0 | 0 | 0 | 0 | 0 | 0 | 0 | 0 | 0 | 523.9562 | 514.8411 | 536.394 | 587.4311 | 0 | 0 | 0 | 0 | 6.5072 | 22.5809 | 5.37 | 31.1022 | 1.7783 | 11.4423 | 17.9871 | 33.5824 | 1536.2416 | 1642.2769 | 1794.661 | 1739.9967 | 0.40427 | 0.42028 | 0.41111 | 0.39531 | 621.0609 | 690.2182 | 737.8098 | 687.8346 | 0.10677 | 0.11728 | 0.11718 | 0.12056 | 0.049394 | 0.043928 | 0.044523 | 0.044237 | 164.0249 | 192.6106 | 210.2925 | 209.7804 | 75.8807 | 72.1414 | 79.9043 | 76.9729
5 | 11 | 21 | 2072.7821 | 2175.8638 | 2273.5172 | 2310.2042 | 80 | 63 | 0 | 0 | 0 | 0 | 0 | 0 | 0 | 0 | 0 | 0 | 585.5669 | 586.1019 | 608.8087 | 660.6759 | 0 | 0 | 0 | 0 | 9.0856 | 16.3884 | 37.5747 | 61.5999 | 2.4036 | 6.1688 | 3.1127 | 28.1241 | 1395.7259 | 1504.2046 | 1624.0211 | 1559.8042 | 0.40188 | 0.40772 | 0.40034 | 0.39234 | 560.9149 | 613.2884 | 650.1581 | 611.9665 | 0.10629 | 0.11729 | 0.11719 | 0.1205 | 0.049276 | 0.043962 | 0.044385 | 0.044069 | 148.3461 | 176.4253 | 190.3163 | 187.9621 | 68.776 | 66.1282 | 72.0821 | 68.7396
5 | 11 | 22 | 1908.9767 | 2006.8248 | 2099.9548 | 2136.3301 | 80 | 63 | 0 | 0 | 0 | 0 | 0 | 0 | 0 | 0 | 0 | 0 | 554.0819 | 555.6683 | 577.5517 | 625.0181 | 0 | 0 | 0 | 0 | 5.4519 | 9.5242 | 23.2054 | 20.4979 | 1.8717 | 8.5415 | 7.9403 | 34.9182 | 1267.5712 | 1370.0909 | 1491.2575 | 1455.896 | 0.39659 | 0.40366 | 0.39544 | 0.38685 | 502.7058 | 553.0459 | 589.698 | 563.2112 | 0.10614 | 0.11699 | 0.11673 | 0.1204 | 0.049467 | 0.04347 | 0.043918 | 0.0438 | 134.541 | 160.2861 | 174.0758 | 175.2942 | 62.7035 | 59.5577 | 65.4927 | 63.7678
5 | 11 | 23 | 1739.4112 | 1828.9229 | 1914.0381 | 1947.2246 | 80 | 63 | 0 | 0 | 0 | 0 | 0 | 0 | 0 | 0 | 0 | 0 | 508.3935 | 514.3002 | 533.5645 | 575.1542 | 0 | 0 | 0 | 0 | 0.51579 | 28.8171 | 21.7179 | 70.2366 | 1.2819 | 7.0565 | 7.0084 | 19.1227 | 1149.22 | 1215.7491 | 1351.7473 | 1282.7111 | 0.39616 | 0.40557 | 0.39781 | 0.38169 | 455.2709 | 493.0691 | 537.7322 | 489.5996 | 0.10719 | 0.11642 | 0.11623 | 0.12023 | 0.050701 | 0.043339 | 0.043618 | 0.043629 | 123.1905 | 141.533 | 157.1126 | 154.2224 | 58.2666 | 52.6899 | 58.9604 | 55.9634
5 | 11 | 24 | 1605.152 | 1681.0015 | 1751.6329 | 1775.2101 | 80 | 63 | 0 | 0 | 0 | 0 | 0 | 0 | 0 | 0 | 0 | 0 | 503.6718 | 511.2673 | 534.4087 | 568.454 | 0 | 0 | 0 | 0 | 1.1544 | 43.5582 | 49.5077 | 15.4954 | 0.99131 | 10.8959 | 13.0001 | 20.0615 | 1019.3345 | 1052.2802 | 1154.7164 | 1171.1992 | 0.39155 | 0.40913 | 0.40018 | 0.37917 | 399.1186 | 430.5225 | 462.0991 | 444.087 | 0.1085 | 0.11637 | 0.11617 | 0.1202 | 0.051999 | 0.043652 | 0.043526 | 0.043498 | 110.6018 | 122.4588 | 134.1453 | 140.7798 | 53.0046 | 45.9342 | 50.26 | 50.9445
5 | 12 | 1 | 1521.1277 | 1584.8417 | 1642.1383 | 1655.8257 | 80 | 63 | 0 | 0 | 0 | 0 | 0 | 0 | 0 | 0 | 0 | 0 | 518.332 | 531.2248 | 556.4676 | 586.0841 | 0 | 0 | 0 | 0 | -0.33393 | 24.2429 | 36.9076 | 25.2458 | 0.256 | 8.9793 | 17.8607 | 13.6102 | 922.8736 | 957.3948 | 1030.9024 | 1030.8856 | 0.39346 | 0.40712 | 0.39915 | 0.37525 | 363.1139 | 389.7755 | 411.4815 | 386.8416 | 0.10819 | 0.11629 | 0.11609 | 0.12009 | 0.051483 | 0.043329 | 0.043595 | 0.043451 | 99.8502 | 111.3337 | 119.6735 | 123.8039 | 47.512 | 41.4826 | 44.9425 | 44.7926
5 | 12 | 2 | 1459.2965 | 1512.7607 | 1559.0292 | 1564.7444 | 80 | 63 | 0 | 0 | 0 | 0 | 0 | 0 | 0 | 0 | 0 | 0 | 509.4795 | 522.0778 | 548.6154 | 575.0378 | 0 | 0 | 0 | 0 | -3.0945 | 25.9611 | 23.6031 | 0.90482 | -0.020608 | 13.0037 | 15.9906 | 13.2565 | 872.9321 | 888.7181 | 970.8201 | 975.5453 | 0.39324 | 0.40518 | 0.39871 | 0.37205 | 343.2721 | 360.0944 | 387.0712 | 362.9476 | 0.10831 | 0.1163 | 0.11609 | 0.12011 | 0.051541 | 0.043291 | 0.043536 | 0.043315 | 94.5474 | 103.3581 | 112.7001 | 117.174 | 44.9915 | 38.4739 | 42.266 | 42.2555
5 | 12 | 3 | 1430.8043 | 1476.3307 | 1513.9259 | 1512.9795 | 80 | 63 | 0 | 0 | 0 | 0 | 0 | 0 | 0 | 0 | 0 | 0 | 506.9196 | 530.4778 | 553.3048 | 577.3075 | 0 | 0 | 0 | 0 | -3.5816 | 59.4042 | 31.4796 | 8.3009 | -0.22821 | 10.7012 | 14.3256 | 10.6625 | 847.6944 | 812.7474 | 914.8159 | 916.7085 | 0.40479 | 0.40648 | 0.39859 | 0.37175 | 343.1402 | 330.3649 | 364.6393 | 340.7858 | 0.10804 | 0.11626 | 0.11596 | 0.12008 | 0.051222 | 0.043102 | 0.043261 | 0.043187 | 91.5885 | 94.4899 | 106.0818 | 110.0785 | 43.4209 | 35.0312 | 39.5759 | 39.5896
5 | 12 | 4 | 1431.1646 | 1469.3629 | 1498.6129 | 1490.5173 | 80 | 63 | 0 | 0 | 0 | 0 | 0 | 0 | 0 | 0 | 0 | 0 | 474.5647 | 504.5669 | 521.6439 | 544.761 | 0 | 0 | 0 | 0 | -4.1845 | 54.5022 | 30.7612 | 6.3317 | 0.13067 | 13.0552 | 19.413 | 8.247 | 880.6537 | 834.2385 | 926.7949 | 931.1776 | 0.39239 | 0.40724 | 0.39885 | 0.37249 | 345.562 | 339.7345 | 369.648 | 346.8547 | 0.10724 | 0.1163 | 0.11595 | 0.12005 | 0.050451 | 0.042793 | 0.043363 | 0.043352 | 94.4451 | 97.0254 | 107.4632 | 111.7868 | 44.43 | 35.6992 | 40.1885 | 40.3688
5 | 12 | 5 | 1459.6874 | 1493.144 | 1516.7391 | 1503.177 | 80 | 63 | 0 | 0 | 0 | 0 | 0 | 0 | 0 | 0 | 0 | 0 | 444.0514 | 473.8251 | 487.2513 | 510.5534 | 0 | 0 | 0 | 0 | -3.3457 | 68.2122 | 54.0808 | -12.6485 | -1.8849 | 5.4682 | 13.4353 | 6.3754 | 940.8665 | 882.6384 | 961.9717 | 998.8967 | 0.39799 | 0.40903 | 0.40099 | 0.37782 | 374.4587 | 361.0236 | 385.742 | 377.4081 | 0.10661 | 0.11638 | 0.11593 | 0.12003 | 0.049898 | 0.043001 | 0.043618 | 0.043597 | 100.3053 | 102.7251 | 111.5207 | 119.9025 | 46.9472 | 37.9543 | 41.9593 | 43.5485
5 | 12 | 6 | 1473.8336 | 1498.481 | 1512.1455 | 1490.0335 | 80 | 63 | 0 | 0 | 0 | 0 | 0 | 0 | 0 | 0 | 0 | 0 | 735.7753 | 768.3057 | 781.6615 | 803.9447 | 0 | 0 | 0 | 0 | -1.3974 | -11.68 | -0.14807 | -12.2629 | 0.54455 | 2.8708 | 0.39955 | 3.8184 | 658.9111 | 675.9846 | 730.2325 | 694.5332 | 0.39817 | 0.40695 | 0.39923 | 0.37497 | 262.357 | 275.0922 | 291.5315 | 260.4283 | 0.10686 | 0.11646 | 0.11603 | 0.12024 | 0.050154 | 0.043363 | 0.043355 | 0.043505 | 70.4084 | 78.7224 | 84.7283 | 83.5133 | 33.0473 | 29.3129 | 31.6589 | 30.2158
5 | 12 | 7 | 1560.5746 | 1584.4432 | 1597.2269 | 1573.3997 | 80 | 63 | 0 | 0 | 0 | 0 | 0 | 0 | 0 | 0 | 0 | 0 | 1099.0181 | 1140.2709 | 1160.2417 | 1187.8734 | 0 | 0 | 0 | 0 | -0.083656 | -16.6199 | -3.1021 | -0.20712 | 0.51561 | -1.5002 | -6.527 | -4.243 | 381.1245 | 399.2925 | 446.6142 | 389.9765 | 0.39621 | 0.33259 | 0.32125 | 0.38231 | 151.0045 | 132.8011 | 143.4729 | 149.0936 | 0.1104 | 0.11771 | 0.11754 | 0.1231 | 0.052929 | 0.040465 | 0.045798 | 0.050392 | 42.0773 | 47.0005 | 52.4938 | 48.0072 | 20.1727 | 16.1574 | 20.4542 | 19.6517
5 | 12 | 8 | 1679.5749 | 1707.5936 | 1725.5487 | 1705.3585 | 80 | 63 | 0 | 0 | 0 | 0 | 0 | 0 | 0 | 0 | 0 | 0 | 1408.8937 | 1510.764 | 1589.2898 | 1665.43 | 0 | 0 | 0 | 0 | -2.5883 | -20.3607 | -13.3433 | -2.3743 | -1.0532 | -6.2057 | -8.2648 | -11.7147 | 194.3227 | 160.3959 | 157.867 | 54.0174 | 0.38794 | 0.32023 | 0.31429 | 0.32105 | 75.3847 | 51.3644 | 49.6154 | 17.3423 | 0.11436 | 0.11826 | 0.11876 | 0.1269 | 0.056731 | 0.059259 | 0.048623 | 0.062066 | 22.2234 | 18.9684 | 18.7481 | 6.8546 | 11.0242 | 9.5048 | 7.676 | 3.3527
5 | 12 | 9 | 1772.0365 | 1808.3528 | 1836.3811 | 1824.5385 | 80 | 63 | 0 | 0 | 0 | 0 | 0 | 0 | 0 | 0 | 0 | 0 | 1595.0172 | 1752.8166 | 1897.5722 | 2028.9515 | 0 | 0 | 0 | 0 | 0.57241 | -64.2577 | -22.3913 | -25.1771 | -0.92751 | -8.631 | -12.212 | -14.873 | 97.3744 | 65.4249 | -26.5878 | -164.3629 | 0.39364 | 0.24286 | 0.23968 | 0 | 38.3305 | 15.8892 | -6.3724 | 0 | 0.11841 | 0.11706 | 0.11827 | 0.12384 | 0.061762 | 0.051776 | 0.048938 | 0.060949 | 11.5299 | 7.6589 | -3.1446 | -20.3549 | 6.014 | 3.3874 | -1.3011 | -10.0178
5 | 12 | 10 | 1825.6645 | 1865.0582 | 1895.9162 | 1885.0872 | 80 | 63 | 0 | 0 | 0 | 0 | 0 | 0 | 0 | 0 | 0 | 0 | 1729.9941 | 1926.54 | 2122.1381 | 2297.0906 | 0 | 0 | 0 | 0 | -3.3264 | -76.8269 | -107.5265 | -77.4286 | -1.7292 | -14.3797 | -16.0025 | -32.5658 | 20.726 | -33.2753 | -102.6929 | -302.009 | 0.31441 | 0.24286 | 0.24286 | 0 | 6.5165 | -8.0813 | -24.9401 | 0 | 0.11622 | 0.11728 | 0.11829 | 0.12301 | 0.059713 | 0.050062 | 0.050012 | 0.06259 | 2.4088 | -3.9025 | -12.1471 | -37.149 | 1.2376 | -1.6658 | -5.1358 | -18.9028
5 | 12 | 11 | 1854.1253 | 1896.3711 | 1929.1482 | 1918.0453 | 80 | 63 | 0 | 0 | 0 | 0 | 0 | 0 | 0 | 0 | 0 | 0 | 1763.6082 | 1980.6427 | 2208.3085 | 2412.6606 | 0 | 0 | 0 | 0 | -6.5128 | -79.767 | -85.7243 | -83.4778 | -2.3152 | -21.0593 | -27.5713 | -37.7559 | 19.3451 | -46.4454 | -165.8648 | -373.3816 | 0.31687 | 0.24286 | 0.24286 | 0 | 6.1298 | -11.2798 | -40.2821 | 0 | 0.11579 | 0.11749 | 0.11802 | 0.1229 | 0.059372 | 0.054021 | 0.051155 | 0.061459 | 2.24 | -5.4566 | -19.5755 | -45.8886 | 1.1486 | -2.509 | -8.4849 | -22.9477
5 | 12 | 12 | 1859.0916 | 1902.8603 | 1936.5338 | 1925.1305 | 80 | 63 | 0 | 0 | 0 | 0 | 0 | 0 | 0 | 0 | 0 | 0 | 1786.0507 | 2010.095 | 2255.0841 | 2473.7449 | 0 | 0 | 0 | 0 | -1.1233 | -65.5631 | -85.7391 | -85.3265 | -2.9788 | -24.6247 | -30.5869 | -39.5093 | -2.8571 | -80.0469 | -202.2243 | -423.7785 | 0.30984 | 0.24286 | 0.24286 | 0 | -0.88525 | -19.4403 | -49.1124 | 0 | 0.11582 | 0.12175 | 0.11774 | 0.12307 | 0.059588 | 0.049595 | 0.051608 | 0.063043 | -0.33092 | -9.7454 | -23.8107 | -52.1536 | -0.17025 | -3.97 | -10.4364 | -26.7163
5 | 12 | 13 | 1857.6829 | 1906.2168 | 1945.04 | 1937.7238 | 80 | 63 | 0 | 0 | 0 | 0 | 0 | 0 | 0 | 0 | 0 | 0 | 1870.5522 | 2088.1315 | 2340.9673 | 2566.8315 | 0 | 0 | 0 | 0 | -1.1233 | -56.5737 | -80.7681 | -77.704 | -3.2612 | -15.2307 | -16.6695 | -37.9713 | -88.4848 | -173.1103 | -298.4896 | -513.4324 | 0.31489 | 0.24286 | 0.24286 | 0 | -27.863 | -42.0418 | -72.4915 | 0 | 0.11535 | 0.12174 | 0.11784 | 0.12304 | 0.059115 | 0.049371 | 0.050509 | 0.06275 | -10.2064 | -21.0744 | -35.1752 | -63.1709 | -5.2308 | -8.5466 | -15.0763 | -32.218
5 | 12 | 14 | 1857.142 | 1909.6093 | 1953.0194 | 1949.7641 | 80 | 63 | 0 | 0 | 0 | 0 | 0 | 0 | 0 | 0 | 0 | 0 | 1935.6175 | 2138.2227 | 2389.6709 | 2613.8295 | 0 | 0 | 0 | 0 | -3.7782 | -39.0291 | -36.2851 | -45.2497 | -1.8065 | -15.5861 | -14.9332 | -27.6027 | -152.8909 | -236.9982 | -385.4331 | -591.213 | 0.31699 | 0.24286 | 0.24286 | 0 | -48.4645 | -57.5577 | -93.6067 | 0 | 0.11573 | 0.12171 | 0.11787 | 0.12375 | 0.059448 | 0.039649 | 0.049083 | 0.060377 | -17.6936 | -28.8462 | -45.4309 | -73.1619 | -9.0891 | -9.3966 | -18.9183 | -35.6958
5 | 12 | 15 | 1861.8868 | 1918.1487 | 1965.7184 | 1965.7763 | 80 | 63 | 0 | 0 | 0 | 0 | 0 | 0 | 0 | 0 | 0 | 0 | 2028.4257 | 2210.7578 | 2450.0344 | 2660.618 | 0 | 0 | 0 | 0 | -4.6237 | -16.7457 | -18.6459 | -18.5457 | -2.7233 | -14.0321 | -15.3999 | -19.1853 | -239.1919 | -324.8313 | -450.2702 | -657.1107 | 0.31618 | 0.24027 | 0.2402 | 0.19462 | -75.6275 | -78.0474 | -108.1534 | -127.8868 | 0.11447 | 0.12111 | 0.11792 | 0.12433 | 0.058053 | 0.048654 | 0.047698 | 0.055827 | -27.3806 | -39.3411 | -53.0944 | -81.7001 | -13.8859 | -15.8042 | -21.4772 | -36.6844
5 | 12 | 16 | 1861.3721 | 1926.5683 | 1984.3218 | 1993.1124 | 80 | 63 | 0 | 0 | 0 | 0 | 0 | 0 | 0 | 0 | 0 | 0 | 1911.2483 | 2047.632 | 2247.6029 | 2425.4454 | 0 | 0 | 0 | 0 | -1.1233 | -17.2641 | -4.0147 | -10.1623 | -2.6981 | -9.7453 | -14.9714 | -17.1027 | -126.0548 | -157.0543 | -244.295 | -405.0681 | 0.32103 | 0.24715 | 0.22975 | 0.24005 | -40.4668 | -38.8165 | -56.1266 | -97.236 | 0.11277 | 0.11807 | 0.11811 | 0.12367 | 0.055743 | 0.049005 | 0.046866 | 0.052355 | -14.2155 | -18.5432 | -28.8541 | -50.0965 | -7.0267 | -7.6965 | -11.4491 | -21.2071
5 | 12 | 17 | 1858.0918 | 1931.7723 | 1999.053 | 2015.8712 | 80 | 63 | 0 | 0 | 0 | 0 | 0 | 0 | 0 | 0 | 0 | 0 | 1556.5466 | 1621.6343 | 1759.0249 | 1885.3944 | 0 | 0 | 0 | 0 | -2.6242 | -3.2776 | -5.9352 | -7.6304 | -0.71198 | -5.5023 | -10.5261 | -10.8753 | 224.8813 | 255.9178 | 256.4895 | 148.9824 | 0.39785 | 0.24634 | 0.32048 | 0.23372 | 89.4695 | 63.0435 | 82.201 | 34.8208 | 0.10932 | 0.11858 | 0.11708 | 0.12097 | 0.052281 | 0.048317 | 0.044793 | 0.045536 | 24.5841 | 30.3458 | 30.0288 | 18.0231 | 11.7569 | 12.3653 | 11.489 | 6.7841
5 | 12 | 18 | 1848.2112 | 1930.3652 | 2007.3233 | 2032.5602 | 80 | 63 | 0 | 0 | 0 | 0 | 0 | 0 | 0 | 0 | 0 | 0 | 1042.5609 | 1032.7383 | 1103.2879 | 1169.5217 | 0 | 0 | 0 | 0 | -1.1157 | -11.4754 | -14.9933 | 4.1901 | 0.12712 | -3.6786 | -3.0915 | -0.91695 | 726.6388 | 849.7809 | 922.1203 | 859.7654 | 0.40002 | 0.33194 | 0.39565 | 0.38633 | 290.6707 | 282.0792 | 364.8362 | 332.1522 | 0.10747 | 0.11698 | 0.11618 | 0.12005 | 0.050339 | 0.045601 | 0.043081 | 0.043402 | 78.0889 | 99.4074 | 107.1274 | 103.2128 | 36.5782 | 38.7511 | 39.7261 | 37.3153
5 | 12 | 19 | 1866.8262 | 1954.5115 | 2037.4397 | 2067.1749 | 80 | 63 | 0 | 0 | 0 | 0 | 0 | 0 | 0 | 0 | 0 | 0 | 603.5955 | 567.0094 | 612.1405 | 653.7678 | 0 | 0 | 0 | 0 | -0.13118 | -13.7525 | 5.8468 | 48.3363 | 0.93351 | 3.9356 | -1.3807 | 4.7333 | 1182.4284 | 1334.319 | 1420.8332 | 1360.3375 | 0.40291 | 0.40667 | 0.40013 | 0.39254 | 476.417 | 542.6335 | 568.5243 | 533.9803 | 0.10649 | 0.11735 | 0.11725 | 0.12059 | 0.049261 | 0.044017 | 0.044446 | 0.044028 | 125.9185 | 156.5846 | 166.5942 | 164.0424 | 58.248 | 58.7333 | 63.1502 | 59.8926
5 | 12 | 20 | 1986.9364 | 2083.1299 | 2174.2023 | 2207.7181 | 80 | 63 | 0 | 0 | 0 | 0 | 0 | 0 | 0 | 0 | 0 | 0 | 641.8614 | 621.4276 | 664.4304 | 709.4814 | 0 | 0 | 0 | 0 | 6.5072 | 22.5809 | 5.37 | 31.1022 | 1.7783 | 11.4423 | 17.9871 | 33.5824 | 1256.7894 | 1364.6791 | 1486.4148 | 1433.5521 | 0.40427 | 0.42028 | 0.41111 | 0.39531 | 508.0859 | 573.5491 | 611.0855 | 566.6946 | 0.10677 | 0.11728 | 0.11718 | 0.12056 | 0.049394 | 0.043928 | 0.044523 | 0.044237 | 134.1877 | 160.0532 | 174.1733 | 172.8343 | 62.0775 | 59.9472 | 66.1801 | 63.4166
5 | 12 | 21 | 1948.8058 | 2044.6242 | 2135.2184 | 2168.6941 | 80 | 63 | 0 | 0 | 0 | 0 | 0 | 0 | 0 | 0 | 0 | 0 | 698.4785 | 691.5316 | 733.6165 | 779.0255 | 0 | 0 | 0 | 0 | 9.0856 | 16.3884 | 37.5747 | 61.5999 | 2.4036 | 6.1688 | 3.1127 | 28.1241 | 1158.838 | 1267.5355 | 1360.9145 | 1299.9447 | 0.40188 | 0.40772 | 0.40034 | 0.39234 | 465.7143 | 516.7946 | 544.8264 | 510.0143 | 0.10629 | 0.11729 | 0.11719 | 0.1205 | 0.049276 | 0.043962 | 0.044385 | 0.044069 | 123.1682 | 148.6668 | 159.4833 | 156.6481 | 57.1031 | 55.7237 | 60.4042 | 57.2878
5 | 12 | 22 | 1806.8292 | 1898.693 | 1986.0066 | 2019.7361 | 80 | 63 | 0 | 0 | 0 | 0 | 0 | 0 | 0 | 0 | 0 | 0 | 673.7634 | 660.8908 | 704.382 | 747.7975 | 0 | 0 | 0 | 0 | 5.4519 | 9.5242 | 23.2054 | 20.4979 | 1.8717 | 8.5415 | 7.9403 | 34.9182 | 1045.7422 | 1156.7365 | 1250.479 | 1216.5225 | 0.39659 | 0.40366 | 0.39544 | 0.38685 | 414.7307 | 466.9241 | 494.4853 | 470.6099 | 0.10614 | 0.11699 | 0.11673 | 0.1204 | 0.049467 | 0.04347 | 0.043918 | 0.0438 | 110.9959 | 135.3259 | 145.9695 | 146.4729 | 51.7301 | 50.2832 | 54.9183 | 53.2833
5 | 12 | 23 | 1663.5002 | 1748.5646 | 1829.3575 | 1860.5777 | 80 | 63 | 0 | 0 | 0 | 0 | 0 | 0 | 0 | 0 | 0 | 0 | 673.8744 | 665.8196 | 709.1573 | 749.6694 | 0 | 0 | 0 | 0 | 0.51579 | 28.8171 | 21.7179 | 70.2366 | 1.2819 | 7.0565 | 7.0084 | 19.1227 | 907.8281 | 983.8714 | 1091.4738 | 1021.549 | 0.39616 | 0.40557 | 0.39781 | 0.38169 | 359.642 | 399.0269 | 434.194 | 389.9164 | 0.10719 | 0.11642 | 0.11623 | 0.12023 | 0.050701 | 0.043339 | 0.043618 | 0.043629 | 97.3145 | 114.5386 | 126.8612 | 122.8224 | 46.0278 | 42.6405 | 47.6078 | 44.5691
5 | 12 | 24 | 1542.884 | 1615.0855 | 1682.1713 | 1704.1356 | 80 | 63 | 0 | 0 | 0 | 0 | 0 | 0 | 0 | 0 | 0 | 0 | 652.7598 | 647.6778 | 688.9116 | 727.1583 | 0 | 0 | 0 | 0 | 1.1544 | 43.5582 | 49.5077 | 15.4954 | 0.99131 | 10.8959 | 13.0001 | 20.0615 | 807.9785 | 849.9537 | 930.7519 | 941.4204 | 0.39155 | 0.40913 | 0.40018 | 0.37917 | 316.3626 | 347.744 | 372.4721 | 356.9611 | 0.1085 | 0.11637 | 0.11617 | 0.1202 | 0.051999 | 0.043652 | 0.043526 | 0.043498 | 87.6688 | 98.9131 | 108.1269 | 113.1601 | 42.0143 | 37.1022 | 40.5118 | 40.9496
5 | 13 | 1 | 1459.7692 | 1519.8885 | 1573.6914 | 1585.7895 | 80 | 63 | 0 | 0 | 0 | 0 | 0 | 0 | 0 | 0 | 0 | 0 | 661.672 | 664.1499 | 703.9046 | 740.5766 | 0 | 0 | 0 | 0 | -0.33393 | 24.2429 | 36.9076 | 25.2458 | 0.256 | 8.9793 | 17.8607 | 13.6102 | 718.1752 | 759.5164 | 815.0184 | 806.3568 | 0.39346 | 0.40712 | 0.39915 | 0.37525 | 282.5733 | 309.2151 | 325.3121 | 302.5868 | 0.10819 | 0.11629 | 0.11609 | 0.12009 | 0.051483 | 0.043329 | 0.043595 | 0.043451 | 77.7029 | 88.3228 | 94.6124 | 96.8392 | 36.9735 | 32.9088 | 35.531 | 35.0367
5 | 13 | 2 | 1411.7209 | 1462.3979 | 1505.9575 | 1510.4404 | 80 | 63 | 0 | 0 | 0 | 0 | 0 | 0 | 0 | 0 | 0 | 0 | 632.6574 | 633.2998 | 671.9155 | 707.1743 | 0 | 0 | 0 | 0 | -3.0945 | 25.9611 | 23.6031 | 0.90482 | -0.020608 | 13.0037 | 15.9906 | 13.2565 | 702.1787 | 727.1333 | 794.4482 | 789.1048 | 0.39324 | 0.40518 | 0.39871 | 0.37205 | 276.125 | 294.6228 | 316.7508 | 293.5832 | 0.10831 | 0.1163 | 0.11609 | 0.12011 | 0.051541 | 0.043291 | 0.043536 | 0.043315 | 76.0531 | 84.5658 | 92.2255 | 94.7804 | 36.1907 | 31.4787 | 34.5874 | 34.1799
5 | 13 | 3 | 1375.1129 | 1417.3766 | 1451.8007 | 1449.4118 | 80 | 63 | 0 | 0 | 0 | 0 | 0 | 0 | 0 | 0 | 0 | 0 | 594.4469 | 593.3508 | 630.5225 | 663.6011 | 0 | 0 | 0 | 0 | -3.5816 | 59.4042 | 31.4796 | 8.3009 | -0.22821 | 10.7012 | 14.3256 | 10.6625 | 704.4757 | 690.9204 | 775.473 | 766.8472 | 0.40479 | 0.40648 | 0.39859 | 0.37175 | 285.1664 | 280.8447 | 309.0981 | 285.075 | 0.10804 | 0.11626 | 0.11596 | 0.12008 | 0.051222 | 0.043102 | 0.043261 | 0.043187 | 76.1146 | 80.3263 | 89.9236 | 92.0832 | 36.0849 | 29.7802 | 33.5478 | 33.1176
5 | 13 | 4 | 1372.6047 | 1407.3722 | 1433.2878 | 1423.6754 | 80 | 63 | 0 | 0 | 0 | 0 | 0 | 0 | 0 | 0 | 0 | 0 | 538.0934 | 535.4799 | 571.4264 | 599.0431 | 0 | 0 | 0 | 0 | -4.1845 | 54.5022 | 30.7612 | 6.3317 | 0.13067 | 13.0552 | 19.413 | 8.247 | 758.5651 | 741.3348 | 811.6873 | 810.0537 | 0.39239 | 0.40724 | 0.39885 | 0.37249 | 297.6553 | 301.9005 | 323.7379 | 301.7372 | 0.10724 | 0.1163 | 0.11595 | 0.12005 | 0.050451 | 0.042793 | 0.043363 | 0.043352 | 81.3518 | 86.2203 | 94.1163 | 97.246 | 38.2705 | 31.7237 | 35.1971 | 35.1178
5 | 13 | 5 | 1380.2782 | 1409.0825 | 1428.1561 | 1412.5371 | 80 | 63 | 0 | 0 | 0 | 0 | 0 | 0 | 0 | 0 | 0 | 0 | 502.3161 | 501.8184 | 536.2135 | 558.6923 | 0 | 0 | 0 | 0 | -3.3457 | 68.2122 | 54.0808 | -12.6485 | -1.8849 | 5.4682 | 13.4353 | 6.3754 | 803.1927 | 770.5837 | 824.4265 | 860.1178 | 0.39799 | 0.40903 | 0.40099 | 0.37782 | 319.6654 | 315.1901 | 330.5876 | 324.974 | 0.10661 | 0.11638 | 0.11593 | 0.12003 | 0.049898 | 0.043001 | 0.043618 | 0.043597 | 85.628 | 89.6837 | 95.5752 | 103.2442 | 40.0776 | 33.1359 | 35.9599 | 37.4983
5 | 13 | 6 | 1362.101 | 1380.2025 | 1387.5049 | 1362.4988 | 80 | 63 | 0 | 0 | 0 | 0 | 0 | 0 | 0 | 0 | 0 | 0 | 707.4748 | 711.4657 | 743.6431 | 763.1815 | 0 | 0 | 0 | 0 | -1.3974 | -11.68 | -0.14807 | -12.2629 | 0.54455 | 2.8708 | 0.39955 | 3.8184 | 575.479 | 614.546 | 643.6103 | 607.7617 | 0.39817 | 0.40695 | 0.39923 | 0.37497 | 229.1371 | 250.0897 | 256.9493 | 227.8917 | 0.10686 | 0.11646 | 0.11603 | 0.12024 | 0.050154 | 0.043363 | 0.043355 | 0.043505 | 61.4932 | 71.5675 | 74.6776 | 73.0796 | 28.8628 | 26.6487 | 27.9034 | 26.4408
5 | 13 | 7 | 1442.965 | 1459.9434 | 1466.0304 | 1439.1569 | 80 | 63 | 0 | 0 | 0 | 0 | 0 | 0 | 0 | 0 | 0 | 0 | 1087.8115 | 1103.9472 | 1142.0772 | 1167.8158 | 0 | 0 | 0 | 0 | -0.083656 | -16.6199 | -3.1021 | -0.20712 | 0.51561 | -1.5002 | -6.527 | -4.243 | 274.7216 | 311.1164 | 333.5822 | 275.7912 | 0.39621 | 0.33259 | 0.32125 | 0.38231 | 108.8468 | 103.4745 | 107.1619 | 105.4389 | 0.1104 | 0.11771 | 0.11754 | 0.1231 | 0.052929 | 0.040465 | 0.045798 | 0.050392 | 30.3301 | 36.6214 | 39.2083 | 33.9507 | 14.5408 | 12.5894 | 15.2776 | 13.8977
5 | 13 | 8 | 1539.5069 | 1559.3196 | 1569.2992 | 1545.4809 | 80 | 63 | 0 | 0 | 0 | 0 | 0 | 0 | 0 | 0 | 0 | 0 | 1394.8812 | 1471.6281 | 1566.6838 | 1644.4953 | 0 | 0 | 0 | 0 | -2.5883 | -20.3607 | -13.3433 | -2.3743 | -1.0532 | -6.2057 | -8.2648 | -11.7147 | 68.2672 | 51.2578 | 24.2234 | -84.9254 | 0.38794 | 0.32023 | 0.31429 | 0.32105 | 26.4833 | 16.4146 | 7.6131 | -27.2653 | 0.11436 | 0.11826 | 0.11876 | 0.1269 | 0.056731 | 0.059259 | 0.048623 | 0.062066 | 7.8073 | 6.0618 | 2.8767 | -10.7767 | 3.8729 | 3.0375 | 1.1778 | -5.271
5 | 13 | 9 | 1625.4619 | 1653.1909 | 1672.8733 | 1657.234 | 80 | 63 | 0 | 0 | 0 | 0 | 0 | 0 | 0 | 0 | 0 | 0 | 1593.9648 | 1734.9299 | 1893.1699 | 2028.8053 | 0 | 0 | 0 | 0 | 0.57241 | -64.2577 | -22.3913 | -25.1771 | -0.92751 | -8.631 | -12.212 | -14.873 | -48.1479 | -71.8503 | -185.6933 | -331.5213 | 0.39364 | 0.24286 | 0.23968 | 0 | -18.953 | -17.4497 | -44.5061 | 0 | 0.11841 | 0.11706 | 0.11827 | 0.12384 | 0.061762 | 0.051776 | 0.048938 | 0.060949 | -5.7011 | -8.4111 | -21.9622 | -41.0559 | -2.9737 | -3.7201 | -9.0874 | -20.2059
5 | 13 | 10 | 1690.6339 | 1722.1167 | 1745.2861 | 1730.9595 | 80 | 63 | 0 | 0 | 0 | 0 | 0 | 0 | 0 | 0 | 0 | 0 | 1752.8156 | 1932.817 | 2136.6484 | 2313.0286 | 0 | 0 | 0 | 0 | -3.3264 | -76.8269 | -107.5265 | -77.4286 | -1.7292 | -14.3797 | -16.0025 | -32.5658 | -137.1261 | -182.4937 | -267.8334 | -472.0748 | 0.31441 | 0.24286 | 0.24286 | 0 | -43.1143 | -44.3207 | -65.0463 | 0 | 0.11622 | 0.11728 | 0.11829 | 0.12301 | 0.059713 | 0.050062 | 0.050012 | 0.06259 | -15.9372 | -21.4026 | -31.6808 | -58.0681 | -8.1882 | -9.136 | -13.3948 | -29.5473
5 | 13 | 11 | 1728.7497 | 1763.6503 | 1789.2885 | 1774.9381 | 80 | 63 | 0 | 0 | 0 | 0 | 0 | 0 | 0 | 0 | 0 | 0 | 1783.1917 | 1986.9487 | 2218.0877 | 2418.4194 | 0 | 0 | 0 | 0 | -6.5128 | -79.767 | -85.7243 | -83.4778 | -2.3152 | -21.0593 | -27.5713 | -37.7559 | -125.614 | -185.4721 | -315.5036 | -522.2476 | 0.31687 | 0.24286 | 0.24286 | 0 | -39.8031 | -45.044 | -76.6235 | 0 | 0.11579 | 0.11749 | 0.11802 | 0.1229 | 0.059372 | 0.054021 | 0.051155 | 0.061459 | -14.545 | -21.7902 | -37.2361 | -64.1842 | -7.458 | -10.0194 | -16.1397 | -32.0969
5 | 13 | 12 | 1753.5858 | 1791.1733 | 1818.8393 | 1804.7032 | 80 | 63 | 0 | 0 | 0 | 0 | 0 | 0 | 0 | 0 | 0 | 0 | 1836.3919 | 2056.4018 | 2310.1212 | 2531.5457 | 0 | 0 | 0 | 0 | -1.1233 | -65.5631 | -85.7391 | -85.3265 | -2.9788 | -24.6247 | -30.5869 | -39.5093 | -158.7041 | -238.0406 | -374.9558 | -602.0066 | 0.30984 | 0.24286 | 0.24286 | 0 | -49.1725 | -57.8109 | -91.0622 | 0 | 0.11582 | 0.12175 | 0.11774 | 0.12307 | 0.059588 | 0.049595 | 0.051608 | 0.063043 | -18.3813 | -28.9804 | -44.1489 | -74.0878 | -9.4569 | -11.8057 | -19.3508 | -37.9524
5 | 13 | 13 | 1754.2061 | 1796.6777 | 1829.6089 | 1819.6124 | 80 | 63 | 0 | 0 | 0 | 0 | 0 | 0 | 0 | 0 | 0 | 0 | 1885.4341 | 2098.7093 | 2359.4165 | 2588.0359 | 0 | 0 | 0 | 0 | -1.1233 | -56.5737 | -80.7681 | -77.704 | -3.2612 | -15.2307 | -16.6695 | -37.9713 | -206.8436 | -293.2272 | -432.37 | -652.7482 | 0.31489 | 0.24286 | 0.24286 | 0 | -65.1331 | -71.2136 | -105.0059 | 0 | 0.11535 | 0.12174 | 0.11784 | 0.12304 | 0.059115 | 0.049371 | 0.050509 | 0.06275 | -23.8587 | -35.6974 | -50.9522 | -80.3118 | -12.2276 | -14.4768 | -21.8384 | -40.9602
5 | 13 | 14 | 1765.1393 | 1812.2166 | 1850.388 | 1844.7496 | 80 | 63 | 0 | 0 | 0 | 0 | 0 | 0 | 0 | 0 | 0 | 0 | 1914.4274 | 2110.6144 | 2369.1304 | 2593.1836 | 0 | 0 | 0 | 0 | -3.7782 | -39.0291 | -36.2851 | -45.2497 | -1.8065 | -15.5861 | -14.9332 | -27.6027 | -223.7035 | -306.7826 | -467.5241 | -675.5816 | 0.31699 | 0.24286 | 0.24286 | 0 | -70.9113 | -74.5057 | -113.5434 | 0 | 0.11573 | 0.12171 | 0.11787 | 0.12375 | 0.059448 | 0.039649 | 0.049083 | 0.060377 | -25.8885 | -37.34 | -55.1069 | -83.6024 | -13.2988 | -12.1635 | -22.9476 | -40.7898
5 | 13 | 15 | 1774.6417 | 1825.7922 | 1868.3941 | 1866.1922 | 80 | 63 | 0 | 0 | 0 | 0 | 0 | 0 | 0 | 0 | 0 | 0 | 1984.7633 | 2155.119 | 2396.5754 | 2601.9217 | 0 | 0 | 0 | 0 | -4.6237 | -16.7457 | -18.6459 | -18.5457 | -2.7233 | -14.0321 | -15.3999 | -19.1853 | -282.7746 | -361.5489 | -494.1355 | -697.9985 | 0.31618 | 0.24027 | 0.2402 | 0.19462 | -89.4074 | -86.8696 | -118.6897 | -135.8444 | 0.11447 | 0.12111 | 0.11792 | 0.12433 | 0.058053 | 0.048654 | 0.047698 | 0.055827 | -32.3695 | -43.7881 | -58.2669 | -86.7838 | -16.4161 | -17.5906 | -23.5695 | -38.967
5 | 13 | 16 | 1794.6264 | 1855.9122 | 1909.8652 | 1916.9269 | 80 | 63 | 0 | 0 | 0 | 0 | 0 | 0 | 0 | 0 | 0 | 0 | 1797.3605 | 1925.5385 | 2126.5199 | 2298.7253 | 0 | 0 | 0 | 0 | -1.1233 | -17.2641 | -4.0147 | -10.1623 | -2.6981 | -9.7453 | -14.9714 | -17.1027 | -78.9126 | -105.6168 | -197.6686 | -354.5333 | 0.32103 | 0.24715 | 0.22975 | 0.24005 | -25.333 | -26.1036 | -45.4142 | -85.1052 | 0.11277 | 0.11807 | 0.11811 | 0.12367 | 0.055743 | 0.049005 | 0.046866 | 0.052355 | -8.8992 | -12.47 | -23.3469 | -43.8467 | -4.3989 | -5.1758 | -9.2639 | -18.5614
5 | 13 | 17 | 1809.3268 | 1880.1504 | 1944.6545 | 1960.2095 | 80 | 63 | 0 | 0 | 0 | 0 | 0 | 0 | 0 | 0 | 0 | 0 | 1446.0011 | 1508.2909 | 1650.957 | 1774.5396 | 0 | 0 | 0 | 0 | -2.6242 | -3.2776 | -5.9352 | -7.6304 | -0.71198 | -5.5023 | -10.5261 | -10.8753 | 286.6619 | 317.6393 | 310.1588 | 204.1755 | 0.39785 | 0.24634 | 0.32048 | 0.23372 | 114.049 | 78.2482 | 99.4012 | 47.7207 | 0.10932 | 0.11858 | 0.11708 | 0.12097 | 0.052281 | 0.048317 | 0.044793 | 0.045536 | 31.338 | 37.6646 | 36.3122 | 24.7 | 14.9869 | 15.3475 | 13.8931 | 9.2974
5 | 13 | 18 | 1811.0603 | 1891.0378 | 1965.8805 | 1990.1551 | 80 | 63 | 0 | 0 | 0 | 0 | 0 | 0 | 0 | 0 | 0 | 0 | 1026.837 | 1013.7331 | 1087.2512 | 1150.1325 | 0 | 0 | 0 | 0 | -1.1157 | -11.4754 | -14.9933 | 4.1901 | 0.12712 | -3.6786 | -3.0915 | -0.91695 | 705.2118 | 829.4587 | 896.7142 | 836.7495 | 0.40002 | 0.33194 | 0.39565 | 0.38633 | 282.0995 | 275.3334 | 354.7842 | 323.2604 | 0.10747 | 0.11698 | 0.11618 | 0.12005 | 0.050339 | 0.045601 | 0.043081 | 0.043402 | 75.7863 | 97.0301 | 104.1759 | 100.4497 | 35.4995 | 37.8244 | 38.6316 | 36.3163
5 | 13 | 19 | 1851.714 | 1938.5139 | 2020.5816 | 2049.9254 | 80 | 63 | 0 | 0 | 0 | 0 | 0 | 0 | 0 | 0 | 0 | 0 | 561.414 | 519.5546 | 565.0417 | 603.5112 | 0 | 0 | 0 | 0 | -0.13118 | -13.7525 | 5.8468 | 48.3363 | 0.93351 | 3.9356 | -1.3807 | 4.7333 | 1209.4977 | 1365.7761 | 1451.0739 | 1393.3446 | 0.40291 | 0.40667 | 0.40013 | 0.39254 | 487.3237 | 555.4263 | 580.6247 | 546.9368 | 0.10649 | 0.11735 | 0.11725 | 0.12059 | 0.049261 | 0.044017 | 0.044446 | 0.044028 | 128.8011 | 160.2761 | 170.1399 | 168.0227 | 59.5815 | 60.118 | 64.4943 | 61.3459
5 | 13 | 20 | 1978.2609 | 2073.9461 | 2164.5246 | 2197.8156 | 80 | 63 | 0 | 0 | 0 | 0 | 0 | 0 | 0 | 0 | 0 | 0 | 548.6105 | 521.3336 | 564.4845 | 600.3743 | 0 | 0 | 0 | 0 | 6.5072 | 22.5809 | 5.37 | 31.1022 | 1.7783 | 11.4423 | 17.9871 | 33.5824 | 1341.3648 | 1455.5893 | 1576.6829 | 1532.7568 | 0.40427 | 0.42028 | 0.41111 | 0.39531 | 542.2775 | 611.7569 | 648.196 | 605.911 | 0.10677 | 0.11728 | 0.11718 | 0.12056 | 0.049394 | 0.043928 | 0.044523 | 0.044237 | 143.2178 | 170.7154 | 184.7506 | 184.7948 | 66.255 | 63.9407 | 70.1992 | 67.8051
5 | 13 | 21 | 1921.5898 | 2015.8137 | 2104.8583 | 2137.629 | 80 | 63 | 0 | 0 | 0 | 0 | 0 | 0 | 0 | 0 | 0 | 0 | 603.8181 | 592.6752 | 633.3542 | 669.8261 | 0 | 0 | 0 | 0 | 9.0856 | 16.3884 | 37.5747 | 61.5999 | 2.4036 | 6.1688 | 3.1127 | 28.1241 | 1226.2824 | 1337.5813 | 1430.8166 | 1378.0789 | 0.40188 | 0.40772 | 0.40034 | 0.39234 | 492.8189 | 545.3534 | 572.8109 | 540.6692 | 0.10629 | 0.11729 | 0.11719 | 0.1205 | 0.049276 | 0.043962 | 0.044385 | 0.044069 | 130.3366 | 156.8824 | 167.675 | 166.0636 | 60.4265 | 58.8031 | 63.5068 | 60.7311
5 | 13 | 22 | 1784.3707 | 1874.9188 | 1960.9536 | 1994.1014 | 80 | 63 | 0 | 0 | 0 | 0 | 0 | 0 | 0 | 0 | 0 | 0 | 613.7782 | 614.4289 | 653.1061 | 685.7277 | 0 | 0 | 0 | 0 | 5.4519 | 9.5242 | 23.2054 | 20.4979 | 1.8717 | 8.5415 | 7.9403 | 34.9182 | 1083.2689 | 1179.4242 | 1276.7019 | 1252.9577 | 0.39659 | 0.40366 | 0.39544 | 0.38685 | 429.6134 | 476.0821 | 504.8548 | 484.7048 | 0.10614 | 0.11699 | 0.11673 | 0.1204 | 0.049467 | 0.04347 | 0.043918 | 0.0438 | 114.979 | 137.9801 | 149.0305 | 150.8598 | 53.5865 | 51.2694 | 56.0699 | 54.8791
5 | 13 | 23 | 1609.7678 | 1691.6842 | 1769.4176 | 1799.246 | 80 | 63 | 0 | 0 | 0 | 0 | 0 | 0 | 0 | 0 | 0 | 0 | 569.0748 | 570.4785 | 605.2303 | 636.2184 | 0 | 0 | 0 | 0 | 0.51579 | 28.8171 | 21.7179 | 70.2366 | 1.2819 | 7.0565 | 7.0084 | 19.1227 | 958.8953 | 1022.3322 | 1135.461 | 1073.6684 | 0.39616 | 0.40557 | 0.39781 | 0.38169 | 379.8726 | 414.6254 | 451.6923 | 409.8099 | 0.10719 | 0.11642 | 0.11623 | 0.12023 | 0.050701 | 0.043339 | 0.043618 | 0.043629 | 102.7887 | 119.0161 | 131.9738 | 129.0888 | 48.617 | 44.3073 | 49.5264 | 46.8431
5 | 13 | 24 | 1491.6703 | 1560.8715 | 1625.0411 | 1645.6789 | 80 | 63 | 0 | 0 | 0 | 0 | 0 | 0 | 0 | 0 | 0 | 0 | 561.0449 | 567.9576 | 600.8502 | 629.6301 | 0 | 0 | 0 | 0 | 1.1544 | 43.5582 | 49.5077 | 15.4954 | 0.99131 | 10.8959 | 13.0001 | 20.0615 | 848.4798 | 875.4598 | 961.6831 | 980.4919 | 0.39155 | 0.40913 | 0.40018 | 0.37917 | 332.2207 | 358.1794 | 384.8503 | 371.776 | 0.1085 | 0.11637 | 0.11617 | 0.1202 | 0.051999 | 0.043652 | 0.043526 | 0.043498 | 92.0634 | 101.8814 | 111.7203 | 117.8565 | 44.1203 | 38.2156 | 41.8581 | 42.6492
5 | 14 | 1 | 1424.2974 | 1482.3386 | 1534.1217 | 1545.301 | 80 | 63 | 0 | 0 | 0 | 0 | 0 | 0 | 0 | 0 | 0 | 0 | 556.0595 | 569.1037 | 600.5915 | 626.5997 | 0 | 0 | 0 | 0 | -0.33393 | 24.2429 | 36.9076 | 25.2458 | 0.256 | 8.9793 | 17.8607 | 13.6102 | 788.3159 | 817.0128 | 878.7619 | 879.8452 | 0.39346 | 0.40712 | 0.39915 | 0.37525 | 310.1708 | 332.623 | 350.7551 | 330.1635 | 0.10819 | 0.11629 | 0.11609 | 0.12009 | 0.051483 | 0.043329 | 0.043595 | 0.043451 | 85.2918 | 95.0089 | 102.0121 | 105.6648 | 40.5846 | 35.4 | 38.3099 | 38.2298
5 | 14 | 2 | 1390.8017 | 1440.2531 | 1482.6215 | 1486.5626 | 80 | 63 | 0 | 0 | 0 | 0 | 0 | 0 | 0 | 0 | 0 | 0 | 511.4645 | 518.8492 | 549.5778 | 573.9336 | 0 | 0 | 0 | 0 | -3.0945 | 25.9611 | 23.6031 | 0.90482 | -0.020608 | 13.0037 | 15.9906 | 13.2565 | 802.4523 | 819.4391 | 893.45 | 898.4676 | 0.39324 | 0.40518 | 0.39871 | 0.37205 | 315.5567 | 332.0236 | 356.2233 | 334.2712 | 0.10831 | 0.1163 | 0.11609 | 0.12011 | 0.051541 | 0.043291 | 0.043536 | 0.043315 | 86.9137 | 95.301 | 103.7184 | 107.9161 | 41.3589 | 35.4747 | 38.8976 | 38.9169
5 | 14 | 3 | 1389.0357 | 1432.1151 | 1467.332 | 1465.3037 | 80 | 63 | 0 | 0 | 0 | 0 | 0 | 0 | 0 | 0 | 0 | 0 | 461.518 | 468.999 | 496.055 | 518.477 | 0 | 0 | 0 | 0 | -3.5816 | 59.4042 | 31.4796 | 8.3009 | -0.22821 | 10.7012 | 14.3256 | 10.6625 | 851.3275 | 830.0107 | 925.4718 | 927.8633 | 0.40479 | 0.40648 | 0.39859 | 0.37175 | 344.6109 | 337.382 | 368.8866 | 344.9326 | 0.10804 | 0.11626 | 0.11596 | 0.12008 | 0.051222 | 0.043102 | 0.043261 | 0.043187 | 91.981 | 96.4969 | 107.3174 | 111.418 | 43.607 | 35.7752 | 40.0369 | 40.0714
5 | 14 | 4 | 1416.822 | 1454.18 | 1482.6133 | 1474.1463 | 80 | 63 | 0 | 0 | 0 | 0 | 0 | 0 | 0 | 0 | 0 | 0 | 425.462 | 428.3172 | 453.9527 | 476.3678 | 0 | 0 | 0 | 0 | -4.1845 | 54.5022 | 30.7612 | 6.3317 | 0.13067 | 13.0552 | 19.413 | 8.247 | 915.4137 | 895.3053 | 978.4865 | 983.1997 | 0.39239 | 0.40724 | 0.39885 | 0.37249 | 359.2015 | 364.6033 | 390.265 | 366.2324 | 0.10724 | 0.1163 | 0.11595 | 0.12005 | 0.050451 | 0.042793 | 0.043363 | 0.043352 | 98.1729 | 104.1277 | 113.457 | 118.032 | 46.1837 | 38.3125 | 42.43 | 42.6241
5 | 14 | 5 | 1525.6634 | 1562.9853 | 1590.3371 | 1578.484 | 80 | 63 | 0 | 0 | 0 | 0 | 0 | 0 | 0 | 0 | 0 | 0 | 402.1545 | 403.4542 | 429.4989 | 448.333 | 0 | 0 | 0 | 0 | -3.3457 | 68.2122 | 54.0808 | -12.6485 | -1.8849 | 5.4682 | 13.4353 | 6.3754 | 1048.7395 | 1022.8506 | 1093.322 | 1136.424 | 0.39799 | 0.40903 | 0.40099 | 0.37782 | 417.3914 | 418.3742 | 438.4123 | 429.3693 | 0.10661 | 0.11638 | 0.11593 | 0.12003 | 0.049898 | 0.043001 | 0.043618 | 0.043597 | 111.8056 | 119.0436 | 126.7481 | 136.4106 | 52.3298 | 43.9836 | 47.6886 | 49.5443
5 | 14 | 6 | 1670.0827 | 1706.2275 | 1731.0665 | 1714.0378 | 80 | 63 | 0 | 0 | 0 | 0 | 0 | 0 | 0 | 0 | 0 | 0 | 643.4514 | 640.1774 | 664.5001 | 681.2784 | 0 | 0 | 0 | 0 | -1.3974 | -11.68 | -0.14807 | -12.2629 | 0.54455 | 2.8708 | 0.39955 | 3.8184 | 947.4841 | 1011.8594 | 1066.3149 | 1041.2038 | 0.39817 | 0.40695 | 0.39923 | 0.37497 | 377.2575 | 411.7766 | 425.7061 | 390.419 | 0.10686 | 0.11646 | 0.11603 | 0.12024 | 0.050154 | 0.043363 | 0.043355 | 0.043505 | 101.2441 | 117.837 | 123.7237 | 125.1983 | 47.5205 | 43.8775 | 46.2296 | 45.2978
5 | 14 | 7 | 1838.9615 | 1879.1396 | 1907.7747 | 1891.1584 | 80 | 63 | 0 | 0 | 0 | 0 | 0 | 0 | 0 | 0 | 0 | 0 | 917.3036 | 913.6802 | 939.1777 | 963.3733 | 0 | 0 | 0 | 0 | -0.083656 | -16.6199 | -3.1021 | -0.20712 | 0.51561 | -1.5002 | -6.527 | -4.243 | 841.2259 | 920.5797 | 978.2261 | 932.2352 | 0.39621 | 0.33259 | 0.32125 | 0.38231 | 333.3003 | 306.1765 | 314.251 | 356.4069 | 0.1104 | 0.11771 | 0.11754 | 0.1231 | 0.052929 | 0.040465 | 0.045798 | 0.050392 | 92.8739 | 108.361 | 114.978 | 114.7607 | 44.5255 | 37.2513 | 44.8013 | 46.9772
5 | 14 | 8 | 1939.7012 | 1982.9596 | 2015.7264 | 2002.274 | 80 | 63 | 0 | 0 | 0 | 0 | 0 | 0 | 0 | 0 | 0 | 0 | 1229.4879 | 1292.5202 | 1375.8201 | 1452.7508 | 0 | 0 | 0 | 0 | -2.5883 | -20.3607 | -13.3433 | -2.3743 | -1.0532 | -6.2057 | -8.2648 | -11.7147 | 633.8548 | 654.0058 | 661.5143 | 563.6121 | 0.38794 | 0.32023 | 0.31429 | 0.32105 | 245.8949 | 209.4355 | 207.9049 | 180.9479 | 0.11436 | 0.11826 | 0.11876 | 0.1269 | 0.056731 | 0.059259 | 0.048623 | 0.062066 | 72.4898 | 77.3428 | 78.5607 | 71.5202 | 35.9595 | 38.7555 | 32.1649 | 34.9813
5 | 14 | 9 | 2045.7359 | 2098.087 | 2141.6998 | 2136.9466 | 80 | 63 | 0 | 0 | 0 | 0 | 0 | 0 | 0 | 0 | 0 | 0 | 1473.5466 | 1604.5689 | 1753.1425 | 1884.5739 | 0 | 0 | 0 | 0 | 0.57241 | -64.2577 | -22.3913 | -25.1771 | -0.92751 | -8.631 | -12.212 | -14.873 | 492.5444 | 503.4068 | 423.1607 | 292.4227 | 0.39364 | 0.24286 | 0.23968 | 0 | 193.8854 | 122.2581 | 101.4211 | 0 | 0.11841 | 0.11706 | 0.11827 | 0.12384 | 0.061762 | 0.051776 | 0.048938 | 0.060949 | 58.3213 | 58.9307 | 50.0478 | 36.2139 | 30.4205 | 26.0645 | 20.7085 | 17.8229
5 | 14 | 10 | 2117.9743 | 2174.4931 | 2221.9954 | 2218.7378 | 80 | 63 | 0 | 0 | 0 | 0 | 0 | 0 | 0 | 0 | 0 | 0 | 1672.9727 | 1853.4676 | 2053.7367 | 2225.8888 | 0 | 0 | 0 | 0 | -3.3264 | -76.8269 | -107.5265 | -77.4286 | -1.7292 | -14.3797 | -16.0025 | -32.5658 | 370.0572 | 349.2321 | 291.7877 | 102.8434 | 0.31441 | 0.24286 | 0.24286 | 0 | 116.3509 | 84.815 | 70.8639 | 0 | 0.11622 | 0.11728 | 0.11829 | 0.12301 | 0.059713 | 0.050062 | 0.050012 | 0.06259 | 43.0091 | 40.9575 | 34.5142 | 12.6504 | 22.0973 | 17.4833 | 14.5927 | 6.437
5 | 14 | 11 | 2161.3374 | 2221.5814 | 2271.8513 | 2268.7059 | 80 | 63 | 0 | 0 | 0 | 0 | 0 | 0 | 0 | 0 | 0 | 0 | 1762.6286 | 1970.3687 | 2203.2411 | 2399.5569 | 0 | 0 | 0 | 0 | -6.5128 | -79.767 | -85.7243 | -83.4778 | -2.3152 | -21.0593 | -27.5713 | -37.7559 | 327.5368 | 289.039 | 181.9057 | -9.6174 | 0.31687 | 0.24286 | 0.24286 | 0 | 103.786 | 70.1964 | 44.1778 | 0 | 0.11579 | 0.11749 | 0.11802 | 0.1229 | 0.059372 | 0.054021 | 0.051155 | 0.061459 | 37.9258 | 33.9578 | 21.4687 | -1.182 | 19.4465 | 15.6142 | 9.3055 | -0.59108
5 | 14 | 12 | 2176.0287 | 2238.3654 | 2290.0854 | 2286.8915 | 80 | 63 | 0 | 0 | 0 | 0 | 0 | 0 | 0 | 0 | 0 | 0 | 1757.1265 | 1982.1261 | 2229.2744 | 2437.9684 | 0 | 0 | 0 | 0 | -1.1233 | -65.5631 | -85.7391 | -85.3265 | -2.9788 | -24.6247 | -30.5869 | -39.5093 | 343.0042 | 283.4271 | 177.137 | -26.2411 | 0.30984 | 0.24286 | 0.24286 | 0 | 106.2755 | 68.8335 | 43.0197 | 0 | 0.11582 | 0.12175 | 0.11774 | 0.12307 | 0.059588 | 0.049595 | 0.051608 | 0.063043 | 39.7271 | 34.506 | 20.8569 | -3.2294 | 20.439 | 14.0567 | 9.1417 | -1.6543
5 | 14 | 13 | 2220.9362 | 2290.7516 | 2350.2585 | 2352.3513 | 80 | 63 | 0 | 0 | 0 | 0 | 0 | 0 | 0 | 0 | 0 | 0 | 1626.1397 | 1851.4502 | 2093.6168 | 2299.9759 | 0 | 0 | 0 | 0 | -1.1233 | -56.5737 | -80.7681 | -77.704 | -3.2612 | -15.2307 | -16.6695 | -37.9713 | 519.181 | 448.1057 | 354.0794 | 168.0508 | 0.31489 | 0.24286 | 0.24286 | 0 | 163.4852 | 108.8276 | 85.9921 | 0 | 0.11535 | 0.12174 | 0.11784 | 0.12304 | 0.059115 | 0.049371 | 0.050509 | 0.06275 | 59.8858 | 54.5523 | 41.7261 | 20.6764 | 30.6915 | 22.1233 | 17.8841 | 10.5452
5 | 14 | 14 | 2246.282 | 2321.5474 | 2387.1152 | 2393.9395 | 80 | 63 | 0 | 0 | 0 | 0 | 0 | 0 | 0 | 0 | 0 | 0 | 1586.5568 | 1802.5549 | 2030.2297 | 2226.3772 | 0 | 0 | 0 | 0 | -3.7782 | -39.0291 | -36.2851 | -45.2497 | -1.8065 | -15.5861 | -14.9332 | -27.6027 | 585.3099 | 510.6077 | 408.1038 | 240.4147 | 0.31699 | 0.24286 | 0.24286 | 0 | 185.5361 | 124.007 | 99.1126 | 0 | 0.11573 | 0.12171 | 0.11787 | 0.12375 | 0.059448 | 0.039649 | 0.049083 | 0.060377 | 67.736 | 62.1485 | 48.103 | 29.751 | 34.7958 | 20.2449 | 20.0311 | 14.5156
5 | 14 | 15 | 2250.3272 | 2329.3461 | 2399.0337 | 2409.153 | 80 | 63 | 0 | 0 | 0 | 0 | 0 | 0 | 0 | 0 | 0 | 0 | 1509.984 | 1699.4837 | 1901.5304 | 2076.1478 | 0 | 0 | 0 | 0 | -4.6237 | -16.7457 | -18.6459 | -18.5457 | -2.7233 | -14.0321 | -15.3999 | -19.1853 | 667.6902 | 597.6403 | 531.5491 | 370.7362 | 0.31618 | 0.24027 | 0.2402 | 0.19462 | 211.1097 | 143.5953 | 127.6763 | 72.1526 | 0.11447 | 0.12111 | 0.11792 | 0.12433 | 0.058053 | 0.048654 | 0.047698 | 0.055827 | 76.4313 | 72.3817 | 62.6786 | 46.0945 | 38.7618 | 29.0773 | 25.3541 | 20.697
5 | 14 | 16 | 2242.4663 | 2329.9891 | 2409.4422 | 2428.104 | 80 | 63 | 0 | 0 | 0 | 0 | 0 | 0 | 0 | 0 | 0 | 0 | 1314.5752 | 1458.4499 | 1622.0434 | 1767.7217 | 0 | 0 | 0 | 0 | -1.1233 | -17.2641 | -4.0147 | -10.1623 | -2.6981 | -9.7453 | -14.9714 | -17.1027 | 851.7125 | 835.5486 | 806.3849 | 687.6472 | 0.32103 | 0.24715 | 0.22975 | 0.24005 | 273.4212 | 206.5086 | 185.2662 | 165.0687 | 0.11277 | 0.11807 | 0.11811 | 0.12367 | 0.055743 | 0.049005 | 0.046866 | 0.052355 | 96.0495 | 98.652 | 95.2433 | 85.0443 | 47.4774 | 40.9462 | 37.792 | 36.0014
5 | 14 | 17 | 2208.8215 | 2303.0498 | 2390.3012 | 2416.204 | 80 | 63 | 0 | 0 | 0 | 0 | 0 | 0 | 0 | 0 | 0 | 0 | 1054.2917 | 1127.2702 | 1233.6639 | 1337.3781 | 0 | 0 | 0 | 0 | -2.6242 | -3.2776 | -5.9352 | -7.6304 | -0.71198 | -5.5023 | -10.5261 | -10.8753 | 1077.866 | 1121.5594 | 1173.0986 | 1097.3315 | 0.39785 | 0.24634 | 0.32048 | 0.23372 | 428.8311 | 276.2881 | 375.9605 | 256.4727 | 0.10932 | 0.11858 | 0.11708 | 0.12097 | 0.052281 | 0.048317 | 0.044793 | 0.045536 | 117.8328 | 132.9906 | 137.3419 | 132.7491 | 56.3515 | 54.1907 | 52.5471 | 49.9684
5 | 14 | 18 | 2158.8515 | 2259.2047 | 2353.8507 | 2387.1339 | 80 | 63 | 0 | 0 | 0 | 0 | 0 | 0 | 0 | 0 | 0 | 0 | 802.121 | 810.2707 | 856.1617 | 909.2808 | 0 | 0 | 0 | 0 | -1.1157 | -11.4754 | -14.9933 | 4.1901 | 0.12712 | -3.6786 | -3.0915 | -0.91695 | 1277.719 | 1401.088 | 1515.7738 | 1474.58 | 0.40002 | 0.33194 | 0.39565 | 0.38633 | 511.1144 | 465.0819 | 599.7147 | 569.6728 | 0.10747 | 0.11698 | 0.11618 | 0.12005 | 0.050339 | 0.045601 | 0.043081 | 0.043402 | 137.3113 | 163.8992 | 176.0952 | 177.0198 | 64.3189 | 63.8914 | 65.3014 | 63.9993
5 | 14 | 19 | 2154.5184 | 2259.0583 | 2358.3678 | 2395.5548 | 80 | 63 | 0 | 0 | 0 | 0 | 0 | 0 | 0 | 0 | 0 | 0 | 450.0943 | 429.1797 | 459.1661 | 489.5022 | 0 | 0 | 0 | 0 | -0.13118 | -13.7525 | 5.8468 | 48.3363 | 0.93351 | 3.9356 | -1.3807 | 4.7333 | 1623.6217 | 1776.6954 | 1894.7356 | 1852.983 | 0.40291 | 0.40667 | 0.40013 | 0.39254 | 654.1801 | 722.5367 | 758.149 | 727.361 | 0.10649 | 0.11735 | 0.11725 | 0.12059 | 0.049261 | 0.044017 | 0.044446 | 0.044028 | 172.9018 | 208.4982 | 222.1597 | 223.4502 | 79.9818 | 78.2056 | 84.2133 | 81.5827
5 | 14 | 20 | 2250.491 | 2362.125 | 2468.2043 | 2508.5467 | 80 | 63 | 0 | 0 | 0 | 0 | 0 | 0 | 0 | 0 | 0 | 0 | 391.0938 | 376.2261 | 405.4004 | 429.9026 | 0 | 0 | 0 | 0 | 6.5072 | 22.5809 | 5.37 | 31.1022 | 1.7783 | 11.4423 | 17.9871 | 33.5824 | 1771.1116 | 1888.8757 | 2039.4468 | 2013.9595 | 0.40427 | 0.42028 | 0.41111 | 0.39531 | 716.0124 | 793.8591 | 838.4446 | 796.1343 | 0.10677 | 0.11728 | 0.11718 | 0.12056 | 0.049394 | 0.043928 | 0.044523 | 0.044237 | 189.102 | 221.5324 | 238.9757 | 242.8104 | 87.4818 | 82.9739 | 90.803 | 89.0923
5 | 14 | 21 | 2136.8691 | 2243.7054 | 2345.008 | 2383.3549 | 80 | 63 | 0 | 0 | 0 | 0 | 0 | 0 | 0 | 0 | 0 | 0 | 376.627 | 375.7939 | 400.262 | 419.8194 | 0 | 0 | 0 | 0 | 9.0856 | 16.3884 | 37.5747 | 61.5999 | 2.4036 | 6.1688 | 3.1127 | 28.1241 | 1668.7529 | 1782.3543 | 1904.0585 | 1873.8116 | 0.40188 | 0.40772 | 0.40034 | 0.39234 | 670.6391 | 726.6945 | 762.2678 | 735.1627 | 0.10629 | 0.11729 | 0.11719 | 0.1205 | 0.049276 | 0.043962 | 0.044385 | 0.044069 | 177.365 | 209.0489 | 223.1334 | 225.8012 | 82.2297 | 78.3563 | 84.5116 | 82.5777
5 | 14 | 22 | 1946.7573 | 2046.8188 | 2142.1 | 2179.454 | 80 | 63 | 0 | 0 | 0 | 0 | 0 | 0 | 0 | 0 | 0 | 0 | 379.7124 | 387.8266 | 409.547 | 427.38 | 0 | 0 | 0 | 0 | 5.4519 | 9.5242 | 23.2054 | 20.4979 | 1.8717 | 8.5415 | 7.9403 | 34.9182 | 1479.7213 | 1577.9266 | 1701.4074 | 1696.6579 | 0.39659 | 0.40366 | 0.39544 | 0.38685 | 586.8424 | 636.9402 | 672.799 | 656.3496 | 0.10614 | 0.11699 | 0.11673 | 0.1204 | 0.049467 | 0.04347 | 0.043918 | 0.0438 | 157.0587 | 184.6006 | 198.6067 | 204.2826 | 73.198 | 68.5923 | 74.7221 | 74.3131
5 | 14 | 23 | 1755.7128 | 1846.1795 | 1932.223 | 1965.8318 | 80 | 63 | 0 | 0 | 0 | 0 | 0 | 0 | 0 | 0 | 0 | 0 | 377.6525 | 389.3892 | 409.1827 | 427.0956 | 0 | 0 | 0 | 0 | 0.51579 | 28.8171 | 21.7179 | 70.2366 | 1.2819 | 7.0565 | 7.0084 | 19.1227 | 1296.2626 | 1357.9167 | 1494.314 | 1449.3769 | 0.39616 | 0.40557 | 0.39781 | 0.38169 | 513.5228 | 550.7278 | 594.4459 | 553.2145 | 0.10719 | 0.11642 | 0.11623 | 0.12023 | 0.050701 | 0.043339 | 0.043618 | 0.043629 | 138.9527 | 158.0836 | 173.683 | 174.2609 | 65.7219 | 58.8514 | 65.1789 | 63.2348
5 | 14 | 24 | 1607.4608 | 1683.4456 | 1754.2084 | 1777.8454 | 80 | 63 | 0 | 0 | 0 | 0 | 0 | 0 | 0 | 0 | 0 | 0 | 336.4659 | 343.2614 | 359.7285 | 379.7129 | 0 | 0 | 0 | 0 | 1.1544 | 43.5582 | 49.5077 | 15.4954 | 0.99131 | 10.8959 | 13.0001 | 20.0615 | 1188.8492 | 1222.7302 | 1331.9721 | 1362.5757 | 0.39155 | 0.40913 | 0.40018 | 0.37917 | 465.4918 | 500.2592 | 533.034 | 516.6518 | 0.1085 | 0.11637 | 0.11617 | 0.1202 | 0.051999 | 0.043652 | 0.043526 | 0.043498 | 128.9948 | 142.2949 | 154.7373 | 163.7835 | 61.8192 | 53.3747 | 57.9752 | 59.2689
5 | 15 | 1 | 1526.4449 | 1590.4705 | 1648.0699 | 1661.895 | 80 | 63 | 0 | 0 | 0 | 0 | 0 | 0 | 0 | 0 | 0 | 0 | 296.7459 | 301.6184 | 314.7906 | 335.0446 | 0 | 0 | 0 | 0 | -0.33393 | 24.2429 | 36.9076 | 25.2458 | 0.256 | 8.9793 | 17.8607 | 13.6102 | 1149.777 | 1192.63 | 1278.5109 | 1287.9944 | 0.39346 | 0.40712 | 0.39915 | 0.37525 | 452.3914 | 485.5446 | 510.3137 | 483.3221 | 0.10819 | 0.11629 | 0.11609 | 0.12009 | 0.051483 | 0.043329 | 0.043595 | 0.043451 | 124.4 | 138.6887 | 148.4174 | 154.6813 | 59.1935 | 51.675 | 55.7371 | 55.9641
5 | 15 | 2 | 1483.504 | 1538.3865 | 1586.0334 | 1592.3756 | 80 | 63 | 0 | 0 | 0 | 0 | 0 | 0 | 0 | 0 | 0 | 0 | 276.1027 | 281.6976 | 293.6565 | 312.2122 | 0 | 0 | 0 | 0 | -3.0945 | 25.9611 | 23.6031 | 0.90482 | -0.020608 | 13.0037 | 15.9906 | 13.2565 | 1130.5164 | 1154.7241 | 1252.7831 | 1266.0021 | 0.39324 | 0.40518 | 0.39871 | 0.37205 | 444.5647 | 467.8757 | 499.4913 | 471.0108 | 0.10831 | 0.1163 | 0.11609 | 0.12011 | 0.051541 | 0.043291 | 0.043536 | 0.043315 | 122.4464 | 134.2947 | 145.4325 | 152.0611 | 58.2675 | 49.9897 | 54.5417 | 54.8366
5 | 15 | 3 | 1465.2965 | 1512.8437 | 1552.4029 | 1552.3499 | 80 | 63 | 0 | 0 | 0 | 0 | 0 | 0 | 0 | 0 | 0 | 0 | 238.428 | 245.3272 | 254.2108 | 270.8439 | 0 | 0 | 0 | 0 | -3.5816 | 59.4042 | 31.4796 | 8.3009 | -0.22821 | 10.7012 | 14.3256 | 10.6625 | 1150.6783 | 1134.4111 | 1252.3868 | 1262.5426 | 0.40479 | 0.40648 | 0.39859 | 0.37175 | 465.7858 | 461.1144 | 499.1927 | 469.3494 | 0.10804 | 0.11626 | 0.11596 | 0.12008 | 0.051222 | 0.043102 | 0.043261 | 0.043187 | 124.3242 | 131.8864 | 145.2264 | 151.6063 | 58.9405 | 48.8956 | 54.1795 | 54.5251
5 | 15 | 4 | 1490.3542 | 1532.0201 | 1564.6404 | 1558.078 | 80 | 63 | 0 | 0 | 0 | 0 | 0 | 0 | 0 | 0 | 0 | 0 | 184.2128 | 185.7207 | 192.9013 | 207.6471 | 0 | 0 | 0 | 0 | -4.1845 | 54.5022 | 30.7612 | 6.3317 | 0.13067 | 13.0552 | 19.413 | 8.247 | 1230.1952 | 1215.742 | 1321.565 | 1335.8522 | 0.39239 | 0.40724 | 0.39885 | 0.37249 | 482.7194 | 495.0976 | 527.1003 | 497.592 | 0.10724 | 0.1163 | 0.11595 | 0.12005 | 0.050451 | 0.042793 | 0.043363 | 0.043352 | 131.9315 | 141.3958 | 153.2374 | 160.3676 | 62.0648 | 52.0248 | 57.3069 | 57.9124
5 | 15 | 5 | 1593.7385 | 1635.0485 | 1666.2766 | 1656.1867 | 80 | 63 | 0 | 0 | 0 | 0 | 0 | 0 | 0 | 0 | 0 | 0 | 120.355 | 110.1018 | 115.9855 | 129.8179 | 0 | 0 | 0 | 0 | -3.3457 | 68.2122 | 54.0808 | -12.6485 | -1.8849 | 5.4682 | 13.4353 | 6.3754 | 1398.6141 | 1388.2663 | 1482.7749 | 1532.6419 | 0.39799 | 0.40903 | 0.40099 | 0.37782 | 556.6392 | 567.8394 | 594.5794 | 579.0703 | 0.10661 | 0.11638 | 0.11593 | 0.12003 | 0.049898 | 0.043001 | 0.043618 | 0.043597 | 149.1056 | 161.5722 | 171.8971 | 183.9706 | 69.7878 | 59.6968 | 64.6757 | 66.818
5 | 15 | 6 | 1730.3917 | 1770.0698 | 1798.3428 | 1782.8762 | 80 | 63 | 0 | 0 | 0 | 0 | 0 | 0 | 0 | 0 | 0 | 0 | 385.423 | 368.7884 | 373.6601 | 387.3625 | 0 | 0 | 0 | 0 | -1.3974 | -11.68 | -0.14807 | -12.2629 | 0.54455 | 2.8708 | 0.39955 | 3.8184 | 1265.8215 | 1347.0906 | 1424.4311 | 1403.9581 | 0.39817 | 0.40695 | 0.39923 | 0.37497 | 504.0091 | 548.199 | 568.6772 | 526.4405 | 0.10686 | 0.11646 | 0.11603 | 0.12024 | 0.050154 | 0.043363 | 0.043355 | 0.043505 | 135.2602 | 156.8766 | 165.2757 | 168.8173 | 63.4865 | 58.4142 | 61.7555 | 61.0795
5 | 15 | 7 | 1892.0642 | 1935.3534 | 1967.0122 | 1951.7713 | 80 | 63 | 0 | 0 | 0 | 0 | 0 | 0 | 0 | 0 | 0 | 0 | 784.9117 | 781.3845 | 795.7486 | 819.207 | 0 | 0 | 0 | 0 | -0.083656 | -16.6199 | -3.1021 | -0.20712 | 0.51561 | -1.5002 | -6.527 | -4.243 | 1026.7206 | 1109.0891 | 1180.8927 | 1137.0144 | 0.39621 | 0.33259 | 0.32125 | 0.38231 | 406.7947 | 368.873 | 379.3568 | 434.697 | 0.1104 | 0.11771 | 0.11754 | 0.1231 | 0.052929 | 0.040465 | 0.045798 | 0.050392 | 113.3531 | 130.5503 | 138.7989 | 139.9696 | 54.3436 | 44.8794 | 54.0831 | 57.2965
5 | 15 | 8 | 1987.3468 | 2033.3964 | 2068.8762 | 2056.6579 | 80 | 63 | 0 | 0 | 0 | 0 | 0 | 0 | 0 | 0 | 0 | 0 | 1114.9389 | 1175.8628 | 1252.5476 | 1327.1582 | 0 | 0 | 0 | 0 | -2.5883 | -20.3607 | -13.3433 | -2.3743 | -1.0532 | -6.2057 | -8.2648 | -11.7147 | 796.0493 | 821.1 | 837.9366 | 743.5887 | 0.38794 | 0.32023 | 0.31429 | 0.32105 | 308.8159 | 262.9449 | 263.352 | 238.7294 | 0.11436 | 0.11826 | 0.11876 | 0.1269 | 0.056731 | 0.059259 | 0.048623 | 0.062066 | 91.0389 | 97.1033 | 99.5124 | 94.3585 | 45.161 | 48.6573 | 40.7431 | 46.1518
5 | 15 | 9 | 2052.1026 | 2104.8267 | 2148.8021 | 2144.2138 | 80 | 63 | 0 | 0 | 0 | 0 | 0 | 0 | 0 | 0 | 0 | 0 | 1352.0468 | 1475.8117 | 1613.0747 | 1737.1456 | 0 | 0 | 0 | 0 | 0.57241 | -64.2577 | -22.3913 | -25.1771 | -0.92751 | -8.631 | -12.212 | -14.873 | 620.4109 | 638.9038 | 570.3307 | 447.1183 | 0.39364 | 0.24286 | 0.23968 | 0 | 244.2189 | 155.1651 | 136.6941 | 0 | 0.11841 | 0.11706 | 0.11827 | 0.12384 | 0.061762 | 0.051776 | 0.048938 | 0.060949 | 73.4618 | 74.7925 | 67.4538 | 55.3715 | 38.3178 | 33.08 | 27.9106 | 27.2514
5 | 15 | 10 | 2121.3326 | 2178.0482 | 2225.7416 | 2222.571 | 80 | 63 | 0 | 0 | 0 | 0 | 0 | 0 | 0 | 0 | 0 | 0 | 1511.8596 | 1682.9089 | 1865.583 | 2026.7304 | 0 | 0 | 0 | 0 | -3.3264 | -76.8269 | -107.5265 | -77.4286 | -1.7292 | -14.3797 | -16.0025 | -32.5658 | 534.5285 | 523.3458 | 483.6876 | 305.8351 | 0.31441 | 0.24286 | 0.24286 | 0 | 168.0628 | 127.1005 | 117.4689 | 0 | 0.11622 | 0.11728 | 0.11829 | 0.12301 | 0.059713 | 0.050062 | 0.050012 | 0.06259 | 62.1244 | 61.3773 | 57.2132 | 37.6196 | 31.9184 | 26.1998 | 24.19 | 19.1423
5 | 15 | 11 | 2139.9284 | 2198.9182 | 2247.969 | 2244.269 | 80 | 63 | 0 | 0 | 0 | 0 | 0 | 0 | 0 | 0 | 0 | 0 | 1684.9132 | 1887.7242 | 2100.5148 | 2286.2515 | 0 | 0 | 0 | 0 | -6.5128 | -79.767 | -85.7243 | -83.4778 | -2.3152 | -21.0593 | -27.5713 | -37.7559 | 383.8432 | 349.0203 | 260.7497 | 79.2512 | 0.31687 | 0.24286 | 0.24286 | 0 | 121.6277 | 84.7636 | 63.3259 | 0 | 0.11579 | 0.11749 | 0.11802 | 0.1229 | 0.059372 | 0.054021 | 0.051155 | 0.061459 | 44.4455 | 41.0048 | 30.774 | 9.74 | 22.7896 | 18.8544 | 13.3388 | 4.8707
5 | 15 | 12 | 2128.3832 | 2187.9285 | 2236.9355 | 2232.5075 | 80 | 63 | 0 | 0 | 0 | 0 | 0 | 0 | 0 | 0 | 0 | 0 | 1709.1188 | 1930.0048 | 2159.287 | 2358.5477 | 0 | 0 | 0 | 0 | -1.1233 | -65.5631 | -85.7391 | -85.3265 | -2.9788 | -24.6247 | -30.5869 | -39.5093 | 343.3663 | 285.1115 | 193.9746 | -1.2043 | 0.30984 | 0.24286 | 0.24286 | 0 | 106.3877 | 69.2426 | 47.1089 | 0 | 0.11582 | 0.12175 | 0.11774 | 0.12307 | 0.059588 | 0.049595 | 0.051608 | 0.063043 | 39.769 | 34.7111 | 22.8394 | -0.14821 | 20.4606 | 14.1402 | 10.0107 | -0.075921
5 | 15 | 13 | 2187.9132 | 2255.7939 | 2313.4205 | 2314.6579 | 80 | 63 | 0 | 0 | 0 | 0 | 0 | 0 | 0 | 0 | 0 | 0 | 1734.566 | 1963.8161 | 2200.6984 | 2407.1309 | 0 | 0 | 0 | 0 | -1.1233 | -56.5737 | -80.7681 | -77.704 | -3.2612 | -15.2307 | -16.6695 | -37.9713 | 377.7317 | 300.7821 | 210.1597 | 23.2023 | 0.31489 | 0.24286 | 0.24286 | 0 | 118.9442 | 73.0484 | 51.0396 | 0 | 0.11535 | 0.12174 | 0.11784 | 0.12304 | 0.059115 | 0.049371 | 0.050509 | 0.06275 | 43.5701 | 36.6171 | 24.766 | 2.8547 | 22.3297 | 14.8498 | 10.6149 | 1.456
5 | 15 | 14 | 2217.5967 | 2291.1816 | 2355.116 | 2361.1973 | 80 | 63 | 0 | 0 | 0 | 0 | 0 | 0 | 0 | 0 | 0 | 0 | 1690.8722 | 1909.642 | 2136.3373 | 2334.4296 | 0 | 0 | 0 | 0 | -3.7782 | -39.0291 | -36.2851 | -45.2497 | -1.8065 | -15.5861 | -14.9332 | -27.6027 | 452.3091 | 373.1548 | 269.9971 | 99.6201 | 0.31699 | 0.24286 | 0.24286 | 0 | 143.3765 | 90.6249 | 65.5718 | 0 | 0.11573 | 0.12171 | 0.11787 | 0.12375 | 0.059448 | 0.039649 | 0.049083 | 0.060377 | 52.3443 | 45.4185 | 31.8245 | 12.3279 | 26.8891 | 14.7951 | 13.2524 | 6.0148
5 | 15 | 15 | 2218.4236 | 2295.5734 | 2363.4444 | 2372.7374 | 80 | 63 | 0 | 0 | 0 | 0 | 0 | 0 | 0 | 0 | 0 | 0 | 1605.4811 | 1788.4627 | 1989.1255 | 2164.0237 | 0 | 0 | 0 | 0 | -4.6237 | -16.7457 | -18.6459 | -18.5457 | -2.7233 | -14.0321 | -15.3999 | -19.1853 | 540.2895 | 474.8885 | 408.3648 | 246.4447 | 0.31618 | 0.24027 | 0.2402 | 0.19462 | 170.8283 | 114.1017 | 98.0878 | 47.963 | 0.11447 | 0.12111 | 0.11792 | 0.12433 | 0.058053 | 0.048654 | 0.047698 | 0.055827 | 61.8476 | 57.515 | 48.1531 | 30.641 | 31.3657 | 23.105 | 19.4784 | 13.7582
5 | 15 | 16 | 2198.4589 | 2283.4035 | 2360.3508 | 2377.8727 | 80 | 63 | 0 | 0 | 0 | 0 | 0 | 0 | 0 | 0 | 0 | 0 | 1531.2469 | 1659.4227 | 1820.0646 | 1962.9009 | 0 | 0 | 0 | 0 | -1.1233 | -17.2641 | -4.0147 | -10.1623 | -2.6981 | -9.7453 | -14.9714 | -17.1027 | 591.0334 | 587.9902 | 559.2723 | 442.2368 | 0.32103 | 0.24715 | 0.22975 | 0.24005 | 189.7366 | 145.3237 | 128.4923 | 106.1583 | 0.11277 | 0.11807 | 0.11811 | 0.12367 | 0.055743 | 0.049005 | 0.046866 | 0.052355 | 66.6521 | 69.4231 | 66.0565 | 54.6934 | 32.9462 | 28.8145 | 26.2108 | 23.1531
5 | 15 | 17 | 2156.6983 | 2247.8729 | 2332.1564 | 2356.7091 | 80 | 63 | 0 | 0 | 0 | 0 | 0 | 0 | 0 | 0 | 0 | 0 | 1390.8741 | 1468.1828 | 1583.0025 | 1688.3125 | 0 | 0 | 0 | 0 | -2.6242 | -3.2776 | -5.9352 | -7.6304 | -0.71198 | -5.5023 | -10.5261 | -10.8753 | 689.1604 | 725.4699 | 765.6152 | 686.9022 | 0.39785 | 0.24634 | 0.32048 | 0.23372 | 274.1838 | 178.7143 | 245.3682 | 160.5455 | 0.10932 | 0.11858 | 0.11708 | 0.12097 | 0.052281 | 0.048317 | 0.044793 | 0.045536 | 75.3393 | 86.0237 | 89.6353 | 83.0976 | 36.0298 | 35.0527 | 34.2945 | 31.2789
5 | 15 | 18 | 2114.9141 | 2212.6932 | 2304.8374 | 2336.9825 | 80 | 63 | 0 | 0 | 0 | 0 | 0 | 0 | 0 | 0 | 0 | 0 | 948.3773 | 955.7616 | 1011.3437 | 1064.0443 | 0 | 0 | 0 | 0 | -1.1157 | -11.4754 | -14.9933 | 4.1901 | 0.12712 | -3.6786 | -3.0915 | -0.91695 | 1087.5254 | 1209.0856 | 1311.5785 | 1269.665 | 0.40002 | 0.33194 | 0.39565 | 0.38633 | 435.0329 | 401.348 | 518.925 | 490.5082 | 0.10747 | 0.11698 | 0.11618 | 0.12005 | 0.050339 | 0.045601 | 0.043081 | 0.043402 | 116.872 | 141.4388 | 152.3728 | 152.4202 | 54.7448 | 55.1359 | 56.5044 | 55.1056
5 | 15 | 19 | 2128.7716 | 2231.8031 | 2329.6466 | 2366.1667 | 80 | 63 | 0 | 0 | 0 | 0 | 0 | 0 | 0 | 0 | 0 | 0 | 499.8597 | 479.9586 | 513.7939 | 544.5507 | 0 | 0 | 0 | 0 | -0.13118 | -13.7525 | 5.8468 | 48.3363 | 0.93351 | 3.9356 | -1.3807 | 4.7333 | 1548.1095 | 1698.6614 | 1811.3866 | 1768.5465 | 0.40291 | 0.40667 | 0.40013 | 0.39254 | 623.7551 | 690.8022 | 724.7982 | 694.2167 | 0.10649 | 0.11735 | 0.11725 | 0.12059 | 0.049261 | 0.044017 | 0.044446 | 0.044028 | 164.8604 | 199.3407 | 212.3869 | 213.2681 | 76.262 | 74.7707 | 80.5087 | 77.8652
5 | 15 | 20 | 2223.9746 | 2334.0552 | 2438.6246 | 2478.2802 | 80 | 63 | 0 | 0 | 0 | 0 | 0 | 0 | 0 | 0 | 0 | 0 | 466.8636 | 446.8869 | 485.0179 | 511.16 | 0 | 0 | 0 | 0 | 6.5072 | 22.5809 | 5.37 | 31.1022 | 1.7783 | 11.4423 | 17.9871 | 33.5824 | 1668.8255 | 1790.1451 | 1930.2496 | 1902.4356 | 0.40427 | 0.42028 | 0.41111 | 0.39531 | 674.6609 | 752.3644 | 793.5521 | 752.048 | 0.10677 | 0.11728 | 0.11718 | 0.12056 | 0.049394 | 0.043928 | 0.044523 | 0.044237 | 178.1809 | 209.953 | 226.1804 | 229.3646 | 82.4295 | 78.6369 | 85.9411 | 84.1587
5 | 15 | 21 | 2121.8968 | 2227.8559 | 2328.306 | 2366.2651 | 80 | 63 | 0 | 0 | 0 | 0 | 0 | 0 | 0 | 0 | 0 | 0 | 486.7078 | 474.5547 | 513.803 | 535.8596 | 0 | 0 | 0 | 0 | 9.0856 | 16.3884 | 37.5747 | 61.5999 | 2.4036 | 6.1688 | 3.1127 | 28.1241 | 1543.6998 | 1667.744 | 1773.8156 | 1740.6815 | 0.40188 | 0.40772 | 0.40034 | 0.39234 | 620.3827 | 679.9661 | 710.1266 | 682.931 | 0.10629 | 0.11729 | 0.11719 | 0.1205 | 0.049276 | 0.043962 | 0.044385 | 0.044069 | 164.0736 | 195.6065 | 207.8704 | 209.7585 | 76.0676 | 73.3177 | 78.7308 | 76.7108
5 | 15 | 22 | 1949.7657 | 2050.0035 | 2145.456 | 2182.8879 | 80 | 63 | 0 | 0 | 0 | 0 | 0 | 0 | 0 | 0 | 0 | 0 | 507.0817 | 501.2932 | 541.8313 | 560.7858 | 0 | 0 | 0 | 0 | 5.4519 | 9.5242 | 23.2054 | 20.4979 | 1.8717 | 8.5415 | 7.9403 | 34.9182 | 1355.3604 | 1467.6446 | 1572.4791 | 1566.686 | 0.39659 | 0.40366 | 0.39544 | 0.38685 | 537.5222 | 592.4241 | 621.816 | 606.0702 | 0.10614 | 0.11699 | 0.11673 | 0.1204 | 0.049467 | 0.04347 | 0.043918 | 0.0438 | 143.859 | 171.6988 | 183.5568 | 188.6336 | 67.0462 | 63.7983 | 69.0598 | 68.6203
5 | 15 | 23 | 1733.3943 | 1822.5535 | 1907.3261 | 1940.3568 | 80 | 63 | 0 | 0 | 0 | 0 | 0 | 0 | 0 | 0 | 0 | 0 | 477.1284 | 462.9688 | 505.1044 | 522.8751 | 0 | 0 | 0 | 0 | 0.51579 | 28.8171 | 21.7179 | 70.2366 | 1.2819 | 7.0565 | 7.0084 | 19.1227 | 1174.4682 | 1260.7111 | 1373.4953 | 1328.1224 | 0.39616 | 0.40557 | 0.39781 | 0.38169 | 465.2732 | 511.3043 | 546.3837 | 506.9327 | 0.10719 | 0.11642 | 0.11623 | 0.12023 | 0.050701 | 0.043339 | 0.043618 | 0.043629 | 125.897 | 146.7673 | 159.6404 | 159.6822 | 59.5468 | 54.6385 | 59.909 | 57.9446
5 | 15 | 24 | 1606.9011 | 1682.8531 | 1753.5841 | 1777.2066 | 80 | 63 | 0 | 0 | 0 | 0 | 0 | 0 | 0 | 0 | 0 | 0 | 442.4294 | 427.6389 | 467.1916 | 484.116 | 0 | 0 | 0 | 0 | 1.1544 | 43.5582 | 49.5077 | 15.4954 | 0.99131 | 10.8959 | 13.0001 | 20.0615 | 1082.326 | 1137.7602 | 1223.8847 | 1257.5336 | 0.39155 | 0.40913 | 0.40018 | 0.37917 | 423.7828 | 465.4952 | 489.7792 | 476.8227 | 0.1085 | 0.11637 | 0.11617 | 0.1202 | 0.051999 | 0.043652 | 0.043526 | 0.043498 | 117.4366 | 132.4065 | 142.1807 | 151.1573 | 56.2801 | 49.6656 | 53.2706 | 54.6998
5 | 16 | 1 | 1526.2351 | 1590.2483 | 1647.8357 | 1661.6554 | 80 | 63 | 0 | 0 | 0 | 0 | 0 | 0 | 0 | 0 | 0 | 0 | 402.3877 | 392.0911 | 427.002 | 441.7524 | 0 | 0 | 0 | 0 | -0.33393 | 24.2429 | 36.9076 | 25.2458 | 0.256 | 8.9793 | 17.8607 | 13.6102 | 1043.9253 | 1101.9351 | 1166.0654 | 1181.047 | 0.39346 | 0.40712 | 0.39915 | 0.37525 | 410.7429 | 448.6208 | 465.4314 | 443.1899 | 0.10819 | 0.11629 | 0.11609 | 0.12009 | 0.051483 | 0.043329 | 0.043595 | 0.043451 | 112.9474 | 128.142 | 135.364 | 141.8375 | 53.744 | 47.7453 | 50.835 | 51.3172
5 | 16 | 2 | 1479.0963 | 1533.7205 | 1581.1164 | 1587.3445 | 80 | 63 | 0 | 0 | 0 | 0 | 0 | 0 | 0 | 0 | 0 | 0 | 360.7451 | 349.3857 | 381.4037 | 395.2235 | 0 | 0 | 0 | 0 | -3.0945 | 25.9611 | 23.6031 | 0.90482 | -0.020608 | 13.0037 | 15.9906 | 13.2565 | 1041.4663 | 1082.37 | 1160.119 | 1177.9597 | 0.39324 | 0.40518 | 0.39871 | 0.37205 | 409.5466 | 438.559 | 462.5457 | 438.255 | 0.10831 | 0.1163 | 0.11609 | 0.12011 | 0.051541 | 0.043291 | 0.043536 | 0.043315 | 112.8014 | 125.8799 | 134.6754 | 141.4862 | 53.6778 | 46.8574 | 50.5074 | 51.0231
5 | 16 | 3 | 1456.2012 | 1503.2155 | 1542.2568 | 1541.9683 | 80 | 63 | 0 | 0 | 0 | 0 | 0 | 0 | 0 | 0 | 0 | 0 | 230.377 | 203.5989 | 229.463 | 242.7309 | 0 | 0 | 0 | 0 | -3.5816 | 59.4042 | 31.4796 | 8.3009 | -0.22821 | 10.7012 | 14.3256 | 10.6625 | 1149.634 | 1166.5112 | 1266.9886 | 1280.2739 | 0.40479 | 0.40648 | 0.39859 | 0.37175 | 465.363 | 474.1624 | 505.0129 | 475.941 | 0.10804 | 0.11626 | 0.11596 | 0.12008 | 0.051222 | 0.043102 | 0.043261 | 0.043187 | 124.2113 | 135.6184 | 146.9196 | 153.7355 | 58.887 | 50.2791 | 54.8112 | 55.2908
5 | 16 | 4 | 1487.6256 | 1529.1317 | 1561.5966 | 1554.9635 | 80 | 63 | 0 | 0 | 0 | 0 | 0 | 0 | 0 | 0 | 0 | 0 | 159.2259 | 123.7508 | 145.4544 | 158.317 | 0 | 0 | 0 | 0 | -4.1845 | 54.5022 | 30.7612 | 6.3317 | 0.13067 | 13.0552 | 19.413 | 8.247 | 1252.4535 | 1274.8234 | 1365.9681 | 1382.0678 | 0.39239 | 0.40724 | 0.39885 | 0.37249 | 491.4534 | 519.1579 | 544.8103 | 514.8069 | 0.10724 | 0.1163 | 0.11595 | 0.12005 | 0.050451 | 0.042793 | 0.043363 | 0.043352 | 134.3186 | 148.2672 | 158.386 | 165.9157 | 63.1877 | 54.553 | 59.2323 | 59.916
5 | 16 | 5 | 1589.4007 | 1630.4566 | 1661.4377 | 1651.2355 | 80 | 63 | 0 | 0 | 0 | 0 | 0 | 0 | 0 | 0 | 0 | 0 | 142.7145 | 107.3984 | 126.0258 | 138.6354 | 0 | 0 | 0 | 0 | -3.3457 | 68.2122 | 54.0808 | -12.6485 | -1.8849 | 5.4682 | 13.4353 | 6.3754 | 1371.9168 | 1386.3779 | 1467.8957 | 1518.8731 | 0.39799 | 0.40903 | 0.40099 | 0.37782 | 546.0138 | 567.0669 | 588.6129 | 573.8681 | 0.10661 | 0.11638 | 0.11593 | 0.12003 | 0.049898 | 0.043001 | 0.043618 | 0.043597 | 146.2594 | 161.3524 | 170.1721 | 182.3178 | 68.4556 | 59.6156 | 64.0267 | 66.2178
5 | 16 | 6 | 1736.4086 | 1776.4392 | 1805.0548 | 1789.744 | 80 | 63 | 0 | 0 | 0 | 0 | 0 | 0 | 0 | 0 | 0 | 0 | 441.3401 | 410.1239 | 426.8743 | 440.093 | 0 | 0 | 0 | 0 | -1.3974 | -11.68 | -0.14807 | -12.2629 | 0.54455 | 2.8708 | 0.39955 | 3.8184 | 1215.9214 | 1312.1245 | 1377.9289 | 1358.0955 | 0.39817 | 0.40695 | 0.39923 | 0.37497 | 484.1405 | 533.9696 | 550.1121 | 509.2435 | 0.10686 | 0.11646 | 0.11603 | 0.12024 | 0.050154 | 0.043363 | 0.043355 | 0.043505 | 129.9281 | 152.8046 | 159.8801 | 163.3026 | 60.9837 | 56.898 | 59.7395 | 59.0842
5 | 16 | 7 | 1893.7434 | 1937.1309 | 1968.8853 | 1953.688 | 80 | 63 | 0 | 0 | 0 | 0 | 0 | 0 | 0 | 0 | 0 | 0 | 825.7536 | 813.1104 | 834.2185 | 856.8768 | 0 | 0 | 0 | 0 | -0.083656 | -16.6199 | -3.1021 | -0.20712 | 0.51561 | -1.5002 | -6.527 | -4.243 | 987.5578 | 1079.1407 | 1144.2959 | 1101.2612 | 0.39621 | 0.33259 | 0.32125 | 0.38231 | 391.2781 | 358.9125 | 367.6002 | 421.028 | 0.1104 | 0.11771 | 0.11754 | 0.1231 | 0.052929 | 0.040465 | 0.045798 | 0.050392 | 109.0294 | 127.0251 | 134.4974 | 135.5683 | 52.2708 | 43.6675 | 52.407 | 55.4948
5 | 16 | 8 | 1976.6423 | 2022.0648 | 2056.935 | 2044.4395 | 80 | 63 | 0 | 0 | 0 | 0 | 0 | 0 | 0 | 0 | 0 | 0 | 1140.4841 | 1201.4239 | 1280.5718 | 1356.2197 | 0 | 0 | 0 | 0 | -2.5883 | -20.3607 | -13.3433 | -2.3743 | -1.0532 | -6.2057 | -8.2648 | -11.7147 | 759.7996 | 784.2073 | 797.9713 | 702.3088 | 0.38794 | 0.32023 | 0.31429 | 0.32105 | 294.7533 | 251.1306 | 250.7915 | 225.4765 | 0.11436 | 0.11826 | 0.11876 | 0.1269 | 0.056731 | 0.059259 | 0.048623 | 0.062066 | 86.8933 | 92.7404 | 94.7662 | 89.1203 | 43.1045 | 46.471 | 38.7998 | 43.5897
5 | 16 | 9 | 2044.6165 | 2096.902 | 2140.4511 | 2135.6689 | 80 | 63 | 0 | 0 | 0 | 0 | 0 | 0 | 0 | 0 | 0 | 0 | 1382.3408 | 1512.8518 | 1656.9872 | 1786.6294 | 0 | 0 | 0 | 0 | 0.57241 | -64.2577 | -22.3913 | -25.1771 | -0.92751 | -8.631 | -12.212 | -14.873 | 582.6308 | 593.9389 | 518.0672 | 389.0895 | 0.39364 | 0.24286 | 0.23968 | 0 | 229.3471 | 144.2449 | 124.1678 | 0 | 0.11841 | 0.11706 | 0.11827 | 0.12384 | 0.061762 | 0.051776 | 0.048938 | 0.060949 | 68.9883 | 69.5287 | 61.2726 | 48.1852 | 35.9844 | 30.7519 | 25.3529 | 23.7146
5 | 16 | 10 | 2102.5822 | 2158.1993 | 2204.8251 | 2201.1688 | 80 | 63 | 0 | 0 | 0 | 0 | 0 | 0 | 0 | 0 | 0 | 0 | 1586.8804 | 1769.7648 | 1963.8819 | 2134.3723 | 0 | 0 | 0 | 0 | -3.3264 | -76.8269 | -107.5265 | -77.4286 | -1.7292 | -14.3797 | -16.0025 | -32.5658 | 440.7574 | 416.6411 | 364.4721 | 176.791 | 0.31441 | 0.24286 | 0.24286 | 0 | 138.58 | 101.1861 | 88.5161 | 0 | 0.11622 | 0.11728 | 0.11829 | 0.12301 | 0.059713 | 0.050062 | 0.050012 | 0.06259 | 51.2261 | 48.8631 | 43.1117 | 21.7464 | 26.319 | 20.8579 | 18.2278 | 11.0654
5 | 16 | 11 | 2128.8741 | 2187.2162 | 2235.6376 | 2231.6513 | 80 | 63 | 0 | 0 | 0 | 0 | 0 | 0 | 0 | 0 | 0 | 0 | 1704.3337 | 1920.3033 | 2146.9332 | 2343.9691 | 0 | 0 | 0 | 0 | -6.5128 | -79.767 | -85.7243 | -83.4778 | -2.3152 | -21.0593 | -27.5713 | -37.7559 | 353.3684 | 304.7392 | 202 | 8.9159 | 0.31687 | 0.24286 | 0.24286 | 0 | 111.9712 | 74.0094 | 49.0579 | 0 | 0.11579 | 0.11749 | 0.11802 | 0.1229 | 0.059372 | 0.054021 | 0.051155 | 0.061459 | 40.9168 | 35.8024 | 23.8403 | 1.0958 | 20.9802 | 16.4623 | 10.3334 | 0.54796
5 | 16 | 12 | 2135.8693 | 2195.8532 | 2245.2865 | 2241.0524 | 80 | 63 | 0 | 0 | 0 | 0 | 0 | 0 | 0 | 0 | 0 | 0 | 1722.5935 | 1953.7448 | 2194.3303 | 2402.7606 | 0 | 0 | 0 | 0 | -1.1233 | -65.5631 | -85.7391 | -85.3265 | -2.9788 | -24.6247 | -30.5869 | -39.5093 | 337.3779 | 269.2963 | 167.2823 | -36.8723 | 0.30984 | 0.24286 | 0.24286 | 0 | 104.5322 | 65.4017 | 40.6264 | 0 | 0.11582 | 0.12175 | 0.11774 | 0.12307 | 0.059588 | 0.049595 | 0.051608 | 0.063043 | 39.0754 | 32.7857 | 19.6965 | -4.5378 | 20.1037 | 13.3559 | 8.6331 | -2.3245
5 | 16 | 13 | 2176.4391 | 2243.6476 | 2300.6208 | 2301.5611 | 80 | 63 | 0 | 0 | 0 | 0 | 0 | 0 | 0 | 0 | 0 | 0 | 1687.692 | 1921.3513 | 2162.1455 | 2370.7784 | 0 | 0 | 0 | 0 | -1.1233 | -56.5737 | -80.7681 | -77.704 | -3.2612 | -15.2307 | -16.6695 | -37.9713 | 413.1316 | 331.1006 | 235.913 | 46.458 | 0.31489 | 0.24286 | 0.24286 | 0 | 130.0913 | 80.4116 | 57.2941 | 0 | 0.11535 | 0.12174 | 0.11784 | 0.12304 | 0.059115 | 0.049371 | 0.050509 | 0.06275 | 47.6533 | 40.3081 | 27.8009 | 5.716 | 24.4223 | 16.3467 | 11.9156 | 2.9153
5 | 16 | 14 | 2200.3856 | 2272.9621 | 2335.9165 | 2341.552 | 80 | 63 | 0 | 0 | 0 | 0 | 0 | 0 | 0 | 0 | 0 | 0 | 1695.1513 | 1919.079 | 2150.5978 | 2351.8567 | 0 | 0 | 0 | 0 | -3.7782 | -39.0291 | -36.2851 | -45.2497 | -1.8065 | -15.5861 | -14.9332 | -27.6027 | 430.8189 | 345.4983 | 236.5371 | 62.5478 | 0.31699 | 0.24286 | 0.24286 | 0 | 136.5643 | 83.9082 | 57.4457 | 0 | 0.11573 | 0.12171 | 0.11787 | 0.12375 | 0.059448 | 0.039649 | 0.049083 | 0.060377 | 49.8573 | 42.0523 | 27.8805 | 7.7402 | 25.6115 | 13.6985 | 11.61 | 3.7765
5 | 16 | 15 | 2209.2583 | 2285.8712 | 2353.2203 | 2362.2758 | 80 | 63 | 0 | 0 | 0 | 0 | 0 | 0 | 0 | 0 | 0 | 0 | 1662.5876 | 1853.8824 | 2067.2081 | 2252.2131 | 0 | 0 | 0 | 0 | -4.6237 | -16.7457 | -18.6459 | -18.5457 | -2.7233 | -14.0321 | -15.3999 | -19.1853 | 474.0178 | 399.7666 | 320.058 | 147.7937 | 0.31618 | 0.24027 | 0.2402 | 0.19462 | 149.8745 | 96.0521 | 76.8768 | 28.7636 | 0.11447 | 0.12111 | 0.11792 | 0.12433 | 0.058053 | 0.048654 | 0.047698 | 0.055827 | 54.2614 | 48.4168 | 37.7402 | 18.3755 | 27.5184 | 19.4501 | 15.2663 | 8.2508
5 | 16 | 16 | 2196.6398 | 2281.4779 | 2358.3216 | 2375.7964 | 80 | 63 | 0 | 0 | 0 | 0 | 0 | 0 | 0 | 0 | 0 | 0 | 1580.3697 | 1711.4081 | 1891.7275 | 2049.3377 | 0 | 0 | 0 | 0 | -1.1233 | -17.2641 | -4.0147 | -10.1623 | -2.6981 | -9.7453 | -14.9714 | -17.1027 | 540.0915 | 534.0792 | 485.5802 | 353.7237 | 0.32103 | 0.24715 | 0.22975 | 0.24005 | 173.383 | 131.9995 | 111.5616 | 84.9108 | 0.11277 | 0.11807 | 0.11811 | 0.12367 | 0.055743 | 0.049005 | 0.046866 | 0.052355 | 60.9073 | 63.0579 | 57.3526 | 43.7466 | 30.1066 | 26.1726 | 22.7572 | 18.519
5 | 16 | 17 | 2162.3654 | 2253.872 | 2338.4782 | 2363.1776 | 80 | 63 | 0 | 0 | 0 | 0 | 0 | 0 | 0 | 0 | 0 | 0 | 1388.6685 | 1455.808 | 1584.0532 | 1698.0193 | 0 | 0 | 0 | 0 | -2.6242 | -3.2776 | -5.9352 | -7.6304 | -0.71198 | -5.5023 | -10.5261 | -10.8753 | 697.033 | 743.8438 | 770.8862 | 683.664 | 0.39785 | 0.24634 | 0.32048 | 0.23372 | 277.3159 | 183.2406 | 247.0575 | 159.7887 | 0.10932 | 0.11858 | 0.11708 | 0.12097 | 0.052281 | 0.048317 | 0.044793 | 0.045536 | 76.2 | 88.2024 | 90.2524 | 82.7059 | 36.4413 | 35.9405 | 34.5306 | 31.1315
5 | 16 | 18 | 2121.2109 | 2219.3588 | 2311.8616 | 2344.1698 | 80 | 63 | 0 | 0 | 0 | 0 | 0 | 0 | 0 | 0 | 0 | 0 | 932.7338 | 933.5352 | 995.8232 | 1053.2025 | 0 | 0 | 0 | 0 | -1.1157 | -11.4754 | -14.9933 | 4.1901 | 0.12712 | -3.6786 | -3.0915 | -0.91695 | 1109.4656 | 1237.9776 | 1334.1232 | 1287.6941 | 0.40002 | 0.33194 | 0.39565 | 0.38633 | 443.8095 | 410.9385 | 527.8448 | 497.4734 | 0.10747 | 0.11698 | 0.11618 | 0.12005 | 0.050339 | 0.045601 | 0.043081 | 0.043402 | 119.2298 | 144.8186 | 154.9919 | 154.5846 | 55.8492 | 56.4534 | 57.4757 | 55.8881
5 | 16 | 19 | 2126.2529 | 2229.1369 | 2326.8369 | 2363.2918 | 80 | 63 | 0 | 0 | 0 | 0 | 0 | 0 | 0 | 0 | 0 | 0 | 503.2756 | 474.0259 | 512.4205 | 544.2744 | 0 | 0 | 0 | 0 | -0.13118 | -13.7525 | 5.8468 | 48.3363 | 0.93351 | 3.9356 | -1.3807 | 4.7333 | 1542.1749 | 1701.9279 | 1809.9504 | 1765.9478 | 0.40291 | 0.40667 | 0.40013 | 0.39254 | 621.364 | 692.1306 | 724.2235 | 693.1966 | 0.10649 | 0.11735 | 0.11725 | 0.12059 | 0.049261 | 0.044017 | 0.044446 | 0.044028 | 164.2284 | 199.7241 | 212.2185 | 212.9547 | 75.9696 | 74.9145 | 80.4449 | 77.7508
5 | 16 | 20 | 2220.5463 | 2330.4261 | 2434.8003 | 2474.3671 | 80 | 63 | 0 | 0 | 0 | 0 | 0 | 0 | 0 | 0 | 0 | 0 | 460.761 | 433.083 | 473.4044 | 500.8275 | 0 | 0 | 0 | 0 | 6.5072 | 22.5809 | 5.37 | 31.1022 | 1.7783 | 11.4423 | 17.9871 | 33.5824 | 1671.4998 | 1800.3199 | 1938.0388 | 1908.8551 | 0.40427 | 0.42028 | 0.41111 | 0.39531 | 675.7421 | 756.6407 | 796.7543 | 754.5856 | 0.10677 | 0.11728 | 0.11718 | 0.12056 | 0.049394 | 0.043928 | 0.044523 | 0.044237 | 178.4664 | 211.1463 | 227.0931 | 230.1386 | 82.5616 | 79.0839 | 86.2879 | 84.4427
5 | 16 | 21 | 2119.728 | 2225.56 | 2325.8865 | 2363.7895 | 80 | 63 | 0 | 0 | 0 | 0 | 0 | 0 | 0 | 0 | 0 | 0 | 472.0518 | 452.7563 | 494.0616 | 515.9366 | 0 | 0 | 0 | 0 | 9.0856 | 16.3884 | 37.5747 | 61.5999 | 2.4036 | 6.1688 | 3.1127 | 28.1241 | 1556.1869 | 1687.2465 | 1791.1375 | 1758.129 | 0.40188 | 0.40772 | 0.40034 | 0.39234 | 625.401 | 687.9175 | 717.0612 | 689.7763 | 0.10629 | 0.11729 | 0.11719 | 0.1205 | 0.049276 | 0.043962 | 0.044385 | 0.044069 | 165.4008 | 197.8939 | 209.9004 | 211.861 | 76.6829 | 74.1751 | 79.4996 | 77.4797
5 | 16 | 22 | 1931.2952 | 2030.4509 | 2124.8517 | 2161.8051 | 80 | 63 | 0 | 0 | 0 | 0 | 0 | 0 | 0 | 0 | 0 | 0 | 483.9807 | 472.3274 | 513.5099 | 532.1518 | 0 | 0 | 0 | 0 | 5.4519 | 9.5242 | 23.2054 | 20.4979 | 1.8717 | 8.5415 | 7.9403 | 34.9182 | 1359.9909 | 1477.0578 | 1580.1962 | 1574.2373 | 0.39659 | 0.40366 | 0.39544 | 0.38685 | 539.3586 | 596.2238 | 624.8676 | 608.9913 | 0.10614 | 0.11699 | 0.11673 | 0.1204 | 0.049467 | 0.04347 | 0.043918 | 0.0438 | 144.3505 | 172.8001 | 184.4576 | 189.5428 | 67.2752 | 64.2075 | 69.3987 | 68.9511
5 | 16 | 23 | 1730.8056 | 1819.8131 | 1904.4384 | 1937.402 | 80 | 63 | 0 | 0 | 0 | 0 | 0 | 0 | 0 | 0 | 0 | 0 | 462.2052 | 448.2721 | 488.9516 | 506.67 | 0 | 0 | 0 | 0 | 0.51579 | 28.8171 | 21.7179 | 70.2366 | 1.2819 | 7.0565 | 7.0084 | 19.1227 | 1186.8027 | 1272.6674 | 1386.7604 | 1341.3727 | 0.39616 | 0.40557 | 0.39781 | 0.38169 | 470.1595 | 516.1534 | 551.6606 | 511.9903 | 0.10719 | 0.11642 | 0.11623 | 0.12023 | 0.050701 | 0.043339 | 0.043618 | 0.043629 | 127.2192 | 148.1592 | 161.1822 | 161.2753 | 60.1721 | 55.1567 | 60.4876 | 58.5227
5 | 16 | 24 | 1602.9831 | 1678.7056 | 1749.2134 | 1772.7345 | 80 | 63 | 0 | 0 | 0 | 0 | 0 | 0 | 0 | 0 | 0 | 0 | 415.6942 | 393.2508 | 432.6234 | 451.1525 | 0 | 0 | 0 | 0 | 1.1544 | 43.5582 | 49.5077 | 15.4954 | 0.99131 | 10.8959 | 13.0001 | 20.0615 | 1105.1433 | 1168.0007 | 1254.0823 | 1286.025 | 0.39155 | 0.40913 | 0.40018 | 0.37917 | 432.7169 | 477.8676 | 501.8638 | 487.6259 | 0.1085 | 0.11637 | 0.11617 | 0.1202 | 0.051999 | 0.043652 | 0.043526 | 0.043498 | 119.9124 | 135.9258 | 145.6888 | 154.582 | 57.4666 | 50.9856 | 54.585 | 55.9391
5 | 17 | 1 | 1535.8901 | 1600.469 | 1658.6062 | 1672.676 | 80 | 63 | 0 | 0 | 0 | 0 | 0 | 0 | 0 | 0 | 0 | 0 | 370.6367 | 346.3817 | 383.1979 | 400.1758 | 0 | 0 | 0 | 0 | -0.33393 | 24.2429 | 36.9076 | 25.2458 | 0.256 | 8.9793 | 17.8607 | 13.6102 | 1085.3313 | 1157.8651 | 1220.6399 | 1233.6442 | 0.39346 | 0.40712 | 0.39915 | 0.37525 | 427.0345 | 471.3911 | 487.2146 | 462.9271 | 0.10819 | 0.11629 | 0.11609 | 0.12009 | 0.051483 | 0.043329 | 0.043595 | 0.043451 | 117.4273 | 134.646 | 141.6994 | 148.1542 | 55.8757 | 50.1687 | 53.2142 | 53.6025
5 | 17 | 2 | 1481.0553 | 1535.7943 | 1583.3017 | 1589.5806 | 80 | 63 | 0 | 0 | 0 | 0 | 0 | 0 | 0 | 0 | 0 | 0 | 305.6544 | 275.2622 | 308.8966 | 324.9295 | 0 | 0 | 0 | 0 | -3.0945 | 25.9611 | 23.6031 | 0.90482 | -0.020608 | 13.0037 | 15.9906 | 13.2565 | 1098.516 | 1158.5673 | 1234.8115 | 1250.4897 | 0.39324 | 0.40518 | 0.39871 | 0.37205 | 431.9809 | 469.4329 | 492.3259 | 465.2395 | 0.10831 | 0.1163 | 0.11609 | 0.12011 | 0.051541 | 0.043291 | 0.043536 | 0.043315 | 118.9804 | 134.7417 | 143.3462 | 150.1979 | 56.6182 | 50.1561 | 53.7593 | 54.1647
5 | 17 | 3 | 1453.8224 | 1500.6974 | 1539.6032 | 1539.2531 | 80 | 63 | 0 | 0 | 0 | 0 | 0 | 0 | 0 | 0 | 0 | 0 | 240.2619 | 204.7836 | 234.7468 | 249.5771 | 0 | 0 | 0 | 0 | -3.5816 | 59.4042 | 31.4796 | 8.3009 | -0.22821 | 10.7012 | 14.3256 | 10.6625 | 1137.3703 | 1162.8084 | 1259.0512 | 1270.7125 | 0.40479 | 0.40648 | 0.39859 | 0.37175 | 460.3988 | 472.6573 | 501.8491 | 472.3865 | 0.10804 | 0.11626 | 0.11596 | 0.12008 | 0.051222 | 0.043102 | 0.043261 | 0.043187 | 122.8863 | 135.1879 | 145.9992 | 152.5874 | 58.2588 | 50.1195 | 54.4678 | 54.8779
5 | 17 | 4 | 1486.1563 | 1527.5763 | 1559.9576 | 1553.2865 | 80 | 63 | 0 | 0 | 0 | 0 | 0 | 0 | 0 | 0 | 0 | 0 | 201.1159 | 159.9898 | 189.3034 | 202.1641 | 0 | 0 | 0 | 0 | -4.1845 | 54.5022 | 30.7612 | 6.3317 | 0.13067 | 13.0552 | 19.413 | 8.247 | 1209.0942 | 1237.0291 | 1320.4801 | 1336.5436 | 0.39239 | 0.40724 | 0.39885 | 0.37249 | 474.4396 | 503.7666 | 526.6676 | 497.8496 | 0.10724 | 0.1163 | 0.11595 | 0.12005 | 0.050451 | 0.042793 | 0.043363 | 0.043352 | 129.6685 | 143.8715 | 153.1116 | 160.4506 | 61.0002 | 52.9357 | 57.2599 | 57.9424
5 | 17 | 5 | 1585.4127 | 1626.2351 | 1656.989 | 1646.6835 | 80 | 63 | 0 | 0 | 0 | 0 | 0 | 0 | 0 | 0 | 0 | 0 | 177.887 | 137.8094 | 163.0432 | 175.0873 | 0 | 0 | 0 | 0 | -3.3457 | 68.2122 | 54.0808 | -12.6485 | -1.8849 | 5.4682 | 13.4353 | 6.3754 | 1332.7564 | 1351.7452 | 1426.4296 | 1477.8693 | 0.39799 | 0.40903 | 0.40099 | 0.37782 | 530.4283 | 552.9012 | 571.9854 | 558.3759 | 0.10661 | 0.11638 | 0.11593 | 0.12003 | 0.049898 | 0.043001 | 0.043618 | 0.043597 | 142.0845 | 157.3217 | 165.365 | 177.3959 | 66.5016 | 58.1264 | 62.2181 | 64.4301
5 | 17 | 6 | 1721.0865 | 1760.2194 | 1787.9625 | 1772.2549 | 80 | 63 | 0 | 0 | 0 | 0 | 0 | 0 | 0 | 0 | 0 | 0 | 433.6805 | 399.4035 | 419.8589 | 433.1067 | 0 | 0 | 0 | 0 | -1.3974 | -11.68 | -0.14807 | -12.2629 | 0.54455 | 2.8708 | 0.39955 | 3.8184 | 1208.2588 | 1306.6251 | 1367.8522 | 1347.5927 | 0.39817 | 0.40695 | 0.39923 | 0.37497 | 481.0895 | 531.7316 | 546.0892 | 505.3053 | 0.10686 | 0.11646 | 0.11603 | 0.12024 | 0.050154 | 0.043363 | 0.043355 | 0.043505 | 129.1093 | 152.1642 | 158.7109 | 162.0397 | 60.5994 | 56.6595 | 59.3026 | 58.6273
5 | 17 | 7 | 1890.9448 | 1934.1684 | 1965.7634 | 1950.4936 | 80 | 63 | 0 | 0 | 0 | 0 | 0 | 0 | 0 | 0 | 0 | 0 | 811.8504 | 796.1185 | 821.7458 | 844.9262 | 0 | 0 | 0 | 0 | -0.083656 | -16.6199 | -3.1021 | -0.20712 | 0.51561 | -1.5002 | -6.527 | -4.243 | 998.6625 | 1093.1701 | 1153.6467 | 1110.0175 | 0.39621 | 0.33259 | 0.32125 | 0.38231 | 395.6778 | 363.5785 | 370.6042 | 424.3757 | 0.1104 | 0.11771 | 0.11754 | 0.1231 | 0.052929 | 0.040465 | 0.045798 | 0.050392 | 110.2554 | 128.6765 | 135.5964 | 136.6462 | 52.8586 | 44.2352 | 52.8352 | 55.936
5 | 17 | 8 | 1980.1405 | 2025.768 | 2060.8374 | 2048.4324 | 80 | 63 | 0 | 0 | 0 | 0 | 0 | 0 | 0 | 0 | 0 | 0 | 1251.6008 | 1310.9364 | 1395.3537 | 1472.4898 | 0 | 0 | 0 | 0 | -2.5883 | -20.3607 | -13.3433 | -2.3743 | -1.0532 | -6.2057 | -8.2648 | -11.7147 | 652.1812 | 678.398 | 687.0917 | 590.0316 | 0.38794 | 0.32023 | 0.31429 | 0.32105 | 253.0043 | 217.2468 | 215.9435 | 189.4299 | 0.11436 | 0.11826 | 0.11876 | 0.1269 | 0.056731 | 0.059259 | 0.048623 | 0.062066 | 74.5857 | 80.2274 | 81.5983 | 74.8727 | 36.9992 | 40.2009 | 33.4085 | 36.6211
5 | 17 | 9 | 2050.9132 | 2103.5677 | 2147.4753 | 2142.8562 | 80 | 63 | 0 | 0 | 0 | 0 | 0 | 0 | 0 | 0 | 0 | 0 | 1501.1478 | 1634.6034 | 1782.4331 | 1914.7805 | 0 | 0 | 0 | 0 | 0.57241 | -64.2577 | -22.3913 | -25.1771 | -0.92751 | -8.631 | -12.212 | -14.873 | 470.1205 | 478.8529 | 399.6455 | 268.1257 | 0.39364 | 0.24286 | 0.23968 | 0 | 185.0585 | 116.2949 | 95.7851 | 0 | 0.11841 | 0.11706 | 0.11827 | 0.12384 | 0.061762 | 0.051776 | 0.048938 | 0.060949 | 55.6661 | 56.0563 | 47.2667 | 33.2049 | 29.0356 | 24.7931 | 19.5577 | 16.342
5 | 17 | 10 | 2120.9128 | 2177.6038 | 2225.2733 | 2222.0919 | 80 | 63 | 0 | 0 | 0 | 0 | 0 | 0 | 0 | 0 | 0 | 0 | 1655.268 | 1839.8163 | 2035.7329 | 2207.6925 | 0 | 0 | 0 | 0 | -3.3264 | -76.8269 | -107.5265 | -77.4286 | -1.7292 | -14.3797 | -16.0025 | -32.5658 | 390.7003 | 365.9941 | 313.0694 | 124.3938 | 0.31441 | 0.24286 | 0.24286 | 0 | 122.8413 | 88.8859 | 76.0324 | 0 | 0.11622 | 0.11728 | 0.11829 | 0.12301 | 0.059713 | 0.050062 | 0.050012 | 0.06259 | 45.4083 | 42.9233 | 37.0315 | 15.3012 | 23.3299 | 18.3224 | 15.6571 | 7.7858
5 | 17 | 11 | 2151.9622 | 2211.657 | 2261.393 | 2258.0048 | 80 | 63 | 0 | 0 | 0 | 0 | 0 | 0 | 0 | 0 | 0 | 0 | 1712.0389 | 1926.4148 | 2151.1854 | 2346.7033 | 0 | 0 | 0 | 0 | -6.5128 | -79.767 | -85.7243 | -83.4778 | -2.3152 | -21.0593 | -27.5713 | -37.7559 | 368.7513 | 323.0685 | 223.5032 | 32.5351 | 0.31687 | 0.24286 | 0.24286 | 0 | 116.8455 | 78.4609 | 54.2802 | 0 | 0.11579 | 0.11749 | 0.11802 | 0.1229 | 0.059372 | 0.054021 | 0.051155 | 0.061459 | 42.698 | 37.9558 | 26.3781 | 3.9986 | 21.8935 | 17.4525 | 11.4334 | 1.9996
5 | 17 | 12 | 2166.1637 | 2227.9225 | 2279.0808 | 2275.6314 | 80 | 63 | 0 | 0 | 0 | 0 | 0 | 0 | 0 | 0 | 0 | 0 | 1705.1664 | 1934.4929 | 2173.2465 | 2380.2121 | 0 | 0 | 0 | 0 | -1.1233 | -65.5631 | -85.7391 | -85.3265 | -2.9788 | -24.6247 | -30.5869 | -39.5093 | 385.0994 | 320.6174 | 222.1603 | 20.2551 | 0.30984 | 0.24286 | 0.24286 | 0 | 119.3182 | 77.8656 | 53.9541 | 0 | 0.11582 | 0.12175 | 0.11774 | 0.12307 | 0.059588 | 0.049595 | 0.051608 | 0.063043 | 44.6026 | 39.0338 | 26.1581 | 2.4928 | 22.9474 | 15.9011 | 11.4653 | 1.2769
5 | 17 | 13 | 2202.7456 | 2271.4952 | 2329.9664 | 2331.588 | 80 | 63 | 0 | 0 | 0 | 0 | 0 | 0 | 0 | 0 | 0 | 0 | 1718.2419 | 1952.1121 | 2194.5892 | 2404.8925 | 0 | 0 | 0 | 0 | -1.1233 | -56.5737 | -80.7681 | -77.704 | -3.2612 | -15.2307 | -16.6695 | -37.9713 | 408.8882 | 328.1875 | 232.8148 | 42.3708 | 0.31489 | 0.24286 | 0.24286 | 0 | 128.7551 | 79.7041 | 56.5417 | 0 | 0.11535 | 0.12174 | 0.11784 | 0.12304 | 0.059115 | 0.049371 | 0.050509 | 0.06275 | 47.1639 | 39.9535 | 27.4358 | 5.2132 | 24.1715 | 16.2028 | 11.7592 | 2.6588
5 | 17 | 14 | 2222.2843 | 2296.1438 | 2360.3452 | 2366.5479 | 80 | 63 | 0 | 0 | 0 | 0 | 0 | 0 | 0 | 0 | 0 | 0 | 1704.7718 | 1924.3061 | 2158.8535 | 2361.3903 | 0 | 0 | 0 | 0 | -3.7782 | -39.0291 | -36.2851 | -45.2497 | -1.8065 | -15.5861 | -14.9332 | -27.6027 | 443.0971 | 363.4529 | 252.71 | 78.0101 | 0.31699 | 0.24286 | 0.24286 | 0 | 140.4564 | 88.2687 | 61.3734 | 0 | 0.11573 | 0.12171 | 0.11787 | 0.12375 | 0.059448 | 0.039649 | 0.049083 | 0.060377 | 51.2782 | 44.2376 | 29.7868 | 9.6536 | 26.3414 | 14.4104 | 12.4038 | 4.71
5 | 17 | 15 | 2215.9049 | 2292.9072 | 2360.6347 | 2369.8624 | 80 | 63 | 0 | 0 | 0 | 0 | 0 | 0 | 0 | 0 | 0 | 0 | 1712.9821 | 1897.7422 | 2117.7044 | 2304.3254 | 0 | 0 | 0 | 0 | -4.6237 | -16.7457 | -18.6459 | -18.5457 | -2.7233 | -14.0321 | -15.3999 | -19.1853 | 430.2698 | 362.9428 | 276.9761 | 103.2681 | 0.31618 | 0.24027 | 0.2402 | 0.19462 | 136.0423 | 87.2045 | 66.5287 | 20.098 | 0.11447 | 0.12111 | 0.11792 | 0.12433 | 0.058053 | 0.048654 | 0.047698 | 0.055827 | 49.2535 | 43.9569 | 32.6602 | 12.8396 | 24.9787 | 17.6584 | 13.2113 | 5.7651
5 | 17 | 16 | 2200.4879 | 2285.5514 | 2362.6142 | 2380.1886 | 80 | 63 | 0 | 0 | 0 | 0 | 0 | 0 | 0 | 0 | 0 | 0 | 1621.9452 | 1747.0552 | 1933.3636 | 2094.5099 | 0 | 0 | 0 | 0 | -1.1233 | -17.2641 | -4.0147 | -10.1623 | -2.6981 | -9.7453 | -14.9714 | -17.1027 | 502.364 | 502.5055 | 448.2367 | 312.9437 | 0.32103 | 0.24715 | 0.22975 | 0.24005 | 161.2715 | 124.1959 | 102.982 | 75.1217 | 0.11277 | 0.11807 | 0.11811 | 0.12367 | 0.055743 | 0.049005 | 0.046866 | 0.052355 | 56.6527 | 59.3301 | 52.9419 | 38.7031 | 28.0035 | 24.6253 | 21.0071 | 16.384
5 | 17 | 17 | 2156.7683 | 2247.947 | 2332.2344 | 2356.7889 | 80 | 63 | 0 | 0 | 0 | 0 | 0 | 0 | 0 | 0 | 0 | 0 | 1400.4361 | 1462.7583 | 1591.6993 | 1710.1236 | 0 | 0 | 0 | 0 | -2.6242 | -3.2776 | -5.9352 | -7.6304 | -0.71198 | -5.5023 | -10.5261 | -10.8753 | 679.6683 | 730.9685 | 756.9964 | 665.171 | 0.39785 | 0.24634 | 0.32048 | 0.23372 | 270.4074 | 180.0688 | 242.606 | 155.4664 | 0.10932 | 0.11858 | 0.11708 | 0.12097 | 0.052281 | 0.048317 | 0.044793 | 0.045536 | 74.3016 | 86.6757 | 88.6262 | 80.4687 | 35.5335 | 35.3184 | 33.9084 | 30.2894
5 | 17 | 18 | 2100.4316 | 2197.3621 | 2288.6817 | 2320.4517 | 80 | 63 | 0 | 0 | 0 | 0 | 0 | 0 | 0 | 0 | 0 | 0 | 1010.4142 | 1011.3133 | 1071.7343 | 1132.38 | 0 | 0 | 0 | 0 | -1.1157 | -11.4754 | -14.9933 | 4.1901 | 0.12712 | -3.6786 | -3.0915 | -0.91695 | 1011.0059 | 1138.2029 | 1235.0323 | 1184.7986 | 0.40002 | 0.33194 | 0.39565 | 0.38633 | 404.4236 | 377.8189 | 488.6395 | 457.7219 | 0.10747 | 0.11698 | 0.11618 | 0.12005 | 0.050339 | 0.045601 | 0.043081 | 0.043402 | 108.6487 | 133.1469 | 143.48 | 142.2322 | 50.8929 | 51.9035 | 53.2067 | 51.4223
5 | 17 | 19 | 2099.6665 | 2200.993 | 2297.1792 | 2332.9454 | 80 | 63 | 0 | 0 | 0 | 0 | 0 | 0 | 0 | 0 | 0 | 0 | 569.6851 | 544.6272 | 582.7627 | 619.8721 | 0 | 0 | 0 | 0 | -0.13118 | -13.7525 | 5.8468 | 48.3363 | 0.93351 | 3.9356 | -1.3807 | 4.7333 | 1449.1791 | 1603.1826 | 1709.9505 | 1660.0037 | 0.40291 | 0.40667 | 0.40013 | 0.39254 | 583.8947 | 651.9735 | 684.2101 | 651.6099 | 0.10649 | 0.11735 | 0.11725 | 0.12059 | 0.049261 | 0.044017 | 0.044446 | 0.044028 | 154.3252 | 188.1362 | 200.4934 | 200.1789 | 71.3885 | 70.568 | 76.0003 | 73.0863
5 | 17 | 20 | 2207.1132 | 2316.206 | 2419.8153 | 2459.0342 | 80 | 63 | 0 | 0 | 0 | 0 | 0 | 0 | 0 | 0 | 0 | 0 | 573.0761 | 554.5196 | 596.1982 | 631.9428 | 0 | 0 | 0 | 0 | 6.5072 | 22.5809 | 5.37 | 31.1022 | 1.7783 | 11.4423 | 17.9871 | 33.5824 | 1545.7516 | 1664.6632 | 1800.26 | 1762.4068 | 0.40427 | 0.42028 | 0.41111 | 0.39531 | 624.9055 | 699.6267 | 740.1116 | 696.6935 | 0.10677 | 0.11728 | 0.11718 | 0.12056 | 0.049394 | 0.043928 | 0.044523 | 0.044237 | 165.0402 | 195.2361 | 210.9486 | 212.4823 | 76.3505 | 73.1248 | 80.1536 | 77.9642
5 | 17 | 21 | 2122.0368 | 2228.0041 | 2328.4621 | 2366.4248 | 80 | 63 | 0 | 0 | 0 | 0 | 0 | 0 | 0 | 0 | 0 | 0 | 571.6872 | 557.9219 | 598.2992 | 632.4175 | 0 | 0 | 0 | 0 | 9.0856 | 16.3884 | 37.5747 | 61.5999 | 2.4036 | 6.1688 | 3.1127 | 28.1241 | 1458.8603 | 1584.525 | 1689.4755 | 1644.2833 | 0.40188 | 0.40772 | 0.40034 | 0.39234 | 586.2874 | 646.0363 | 676.362 | 645.1106 | 0.10629 | 0.11729 | 0.11719 | 0.1205 | 0.049276 | 0.043962 | 0.044385 | 0.044069 | 155.0564 | 185.8459 | 197.9868 | 198.1422 | 71.887 | 69.6593 | 74.9873 | 72.4625
5 | 17 | 22 | 1947.5269 | 2047.6335 | 2142.9585 | 2180.3324 | 80 | 63 | 0 | 0 | 0 | 0 | 0 | 0 | 0 | 0 | 0 | 0 | 520.9576 | 502.5066 | 541.5505 | 573.1936 | 0 | 0 | 0 | 0 | 5.4519 | 9.5242 | 23.2054 | 20.4979 | 1.8717 | 8.5415 | 7.9403 | 34.9182 | 1339.2457 | 1464.0612 | 1570.2624 | 1551.7227 | 0.39659 | 0.40366 | 0.39544 | 0.38685 | 531.1312 | 590.9777 | 620.9394 | 600.2816 | 0.10614 | 0.11699 | 0.11673 | 0.1204 | 0.049467 | 0.04347 | 0.043918 | 0.0438 | 142.1485 | 171.2796 | 183.2981 | 186.832 | 66.249 | 63.6426 | 68.9625 | 67.965
5 | 17 | 23 | 1756.3425 | 1846.8461 | 1932.9255 | 1966.5505 | 80 | 63 | 0 | 0 | 0 | 0 | 0 | 0 | 0 | 0 | 0 | 0 | 501.946 | 481.2492 | 520.6455 | 550.7089 | 0 | 0 | 0 | 0 | 0.51579 | 28.8171 | 21.7179 | 70.2366 | 1.2819 | 7.0565 | 7.0084 | 19.1227 | 1172.5988 | 1266.7233 | 1383.5536 | 1326.4823 | 0.39616 | 0.40557 | 0.39781 | 0.38169 | 464.5326 | 513.7426 | 550.3849 | 506.3067 | 0.10719 | 0.11642 | 0.11623 | 0.12023 | 0.050701 | 0.043339 | 0.043618 | 0.043629 | 125.6966 | 147.4672 | 160.8094 | 159.485 | 59.452 | 54.8991 | 60.3477 | 57.8731
5 | 17 | 24 | 1623.6925 | 1700.6282 | 1772.3153 | 1796.3727 | 80 | 63 | 0 | 0 | 0 | 0 | 0 | 0 | 0 | 0 | 0 | 0 | 468.794 | 445.1473 | 484.7977 | 511.6706 | 0 | 0 | 0 | 0 | 1.1544 | 43.5582 | 49.5077 | 15.4954 | 0.99131 | 10.8959 | 13.0001 | 20.0615 | 1072.7528 | 1138.0269 | 1225.0098 | 1249.1452 | 0.39155 | 0.40913 | 0.40018 | 0.37917 | 420.0344 | 465.6043 | 490.2294 | 473.642 | 0.1085 | 0.11637 | 0.11617 | 0.1202 | 0.051999 | 0.043652 | 0.043526 | 0.043498 | 116.3979 | 132.4376 | 142.3114 | 150.149 | 55.7823 | 49.6772 | 53.3196 | 54.335
5 | 18 | 1 | 1538.8985 | 1603.6537 | 1661.9622 | 1676.1099 | 80 | 63 | 0 | 0 | 0 | 0 | 0 | 0 | 0 | 0 | 0 | 0 | 425.1837 | 396.1605 | 435.3588 | 460.2898 | 0 | 0 | 0 | 0 | -0.33393 | 24.2429 | 36.9076 | 25.2458 | 0.256 | 8.9793 | 17.8607 | 13.6102 | 1033.7928 | 1111.271 | 1171.8351 | 1176.9641 | 0.39346 | 0.40712 | 0.39915 | 0.37525 | 406.7562 | 452.4217 | 467.7343 | 441.6578 | 0.10819 | 0.11629 | 0.11609 | 0.12009 | 0.051483 | 0.043329 | 0.043595 | 0.043451 | 111.8511 | 129.2277 | 136.0338 | 141.3472 | 53.2224 | 48.1498 | 51.0865 | 51.1397
5 | 18 | 2 | 1492.5294 | 1547.9406 | 1596.1014 | 1602.6774 | 80 | 63 | 0 | 0 | 0 | 0 | 0 | 0 | 0 | 0 | 0 | 0 | 343.7872 | 306.2224 | 344.3147 | 364.2976 | 0 | 0 | 0 | 0 | -3.0945 | 25.9611 | 23.6031 | 0.90482 | -0.020608 | 13.0037 | 15.9906 | 13.2565 | 1071.8573 | 1139.7534 | 1212.193 | 1224.2185 | 0.39324 | 0.40518 | 0.39871 | 0.37205 | 421.4976 | 461.8099 | 483.3078 | 455.4654 | 0.10831 | 0.1163 | 0.11609 | 0.12011 | 0.051541 | 0.043291 | 0.043536 | 0.043315 | 116.093 | 132.5536 | 140.7205 | 147.0424 | 55.2442 | 49.3416 | 52.7746 | 53.0267
5 | 18 | 3 | 1471.1036 | 1518.9909 | 1558.8808 | 1558.9782 | 80 | 63 | 0 | 0 | 0 | 0 | 0 | 0 | 0 | 0 | 0 | 0 | 293.2475 | 260.0122 | 294.1283 | 309.6086 | 0 | 0 | 0 | 0 | -3.5816 | 59.4042 | 31.4796 | 8.3009 | -0.22821 | 10.7012 | 14.3256 | 10.6625 | 1101.6658 | 1125.8733 | 1218.9472 | 1230.4061 | 0.40479 | 0.40648 | 0.39859 | 0.37175 | 445.9459 | 457.644 | 485.8639 | 457.4027 | 0.10804 | 0.11626 | 0.11596 | 0.12008 | 0.051222 | 0.043102 | 0.043261 | 0.043187 | 119.0287 | 130.8938 | 141.3488 | 147.7474 | 56.4299 | 48.5276 | 52.7329 | 53.1372
5 | 18 | 4 | 1499.1696 | 1541.352 | 1574.4743 | 1568.1402 | 80 | 63 | 0 | 0 | 0 | 0 | 0 | 0 | 0 | 0 | 0 | 0 | 228.1977 | 192.6462 | 221.7941 | 235.965 | 0 | 0 | 0 | 0 | -4.1845 | 54.5022 | 30.7612 | 6.3317 | 0.13067 | 13.0552 | 19.413 | 8.247 | 1195.0258 | 1218.1484 | 1302.5061 | 1317.5965 | 0.39239 | 0.40724 | 0.39885 | 0.37249 | 468.9192 | 496.0776 | 519.4987 | 490.792 | 0.10724 | 0.1163 | 0.11595 | 0.12005 | 0.050451 | 0.042793 | 0.043363 | 0.043352 | 128.1598 | 141.6756 | 151.0275 | 158.176 | 60.2904 | 52.1278 | 56.4805 | 57.121
5 | 18 | 5 | 1590.2403 | 1631.3454 | 1662.3742 | 1652.1938 | 80 | 63 | 0 | 0 | 0 | 0 | 0 | 0 | 0 | 0 | 0 | 0 | 185.8457 | 144.1465 | 170.2238 | 183.4159 | 0 | 0 | 0 | 0 | -3.3457 | 68.2122 | 54.0808 | -12.6485 | -1.8849 | 5.4682 | 13.4353 | 6.3754 | 1329.6251 | 1350.5184 | 1424.6343 | 1475.051 | 0.39799 | 0.40903 | 0.40099 | 0.37782 | 529.182 | 552.3995 | 571.2655 | 557.311 | 0.10661 | 0.11638 | 0.11593 | 0.12003 | 0.049898 | 0.043001 | 0.043618 | 0.043597 | 141.7507 | 157.1789 | 165.1569 | 177.0576 | 66.3454 | 58.0737 | 62.1397 | 64.3073
5 | 18 | 6 | 1725.7741 | 1765.1816 | 1793.1917 | 1777.6055 | 80 | 63 | 0 | 0 | 0 | 0 | 0 | 0 | 0 | 0 | 0 | 0 | 457.8288 | 421.67 | 444.0369 | 457.3657 | 0 | 0 | 0 | 0 | -1.3974 | -11.68 | -0.14807 | -12.2629 | 0.54455 | 2.8708 | 0.39955 | 3.8184 | 1188.7981 | 1289.3209 | 1348.9033 | 1328.6842 | 0.39817 | 0.40695 | 0.39923 | 0.37497 | 473.3409 | 524.6896 | 538.5242 | 498.2152 | 0.10686 | 0.11646 | 0.11603 | 0.12024 | 0.050154 | 0.043363 | 0.043355 | 0.043505 | 127.0298 | 150.149 | 156.5123 | 159.7661 | 59.6234 | 55.9091 | 58.4811 | 57.8047
5 | 18 | 7 | 1889.8254 | 1932.9834 | 1964.5147 | 1949.2159 | 80 | 63 | 0 | 0 | 0 | 0 | 0 | 0 | 0 | 0 | 0 | 0 | 843.7076 | 828.0032 | 854.044 | 877.3207 | 0 | 0 | 0 | 0 | -0.083656 | -16.6199 | -3.1021 | -0.20712 | 0.51561 | -1.5002 | -6.527 | -4.243 | 965.6858 | 1060.1004 | 1120.0997 | 1076.3453 | 0.39621 | 0.33259 | 0.32125 | 0.38231 | 382.6122 | 352.5798 | 359.8273 | 411.5023 | 0.1104 | 0.11771 | 0.11754 | 0.1231 | 0.052929 | 0.040465 | 0.045798 | 0.050392 | 106.6147 | 124.7839 | 131.6534 | 132.5011 | 51.1131 | 42.8971 | 51.2988 | 54.2392
5 | 18 | 8 | 1982.0295 | 2027.7677 | 2062.9446 | 2050.5886 | 80 | 63 | 0 | 0 | 0 | 0 | 0 | 0 | 0 | 0 | 0 | 0 | 1272.5199 | 1332.617 | 1417.7489 | 1495.517 | 0 | 0 | 0 | 0 | -2.5883 | -20.3607 | -13.3433 | -2.3743 | -1.0532 | -6.2057 | -8.2648 | -11.7147 | 633.151 | 658.717 | 666.8038 | 569.1606 | 0.38794 | 0.32023 | 0.31429 | 0.32105 | 245.6219 | 210.9442 | 209.5673 | 182.7292 | 0.11436 | 0.11826 | 0.11876 | 0.1269 | 0.056731 | 0.059259 | 0.048623 | 0.062066 | 72.4093 | 77.8999 | 79.1889 | 72.2243 | 35.9196 | 39.0347 | 32.4221 | 35.3257
5 | 18 | 9 | 2061.058 | 2114.3068 | 2158.7921 | 2154.4357 | 80 | 63 | 0 | 0 | 0 | 0 | 0 | 0 | 0 | 0 | 0 | 0 | 1525.4454 | 1658.289 | 1805.8469 | 1937.9796 | 0 | 0 | 0 | 0 | 0.57241 | -64.2577 | -22.3913 | -25.1771 | -0.92751 | -8.631 | -12.212 | -14.873 | 455.9677 | 465.9065 | 387.5485 | 256.5062 | 0.39364 | 0.24286 | 0.23968 | 0 | 179.4874 | 113.1508 | 92.8858 | 0 | 0.11841 | 0.11706 | 0.11827 | 0.12384 | 0.061762 | 0.051776 | 0.048938 | 0.060949 | 53.9903 | 54.5408 | 45.8359 | 31.766 | 28.1615 | 24.1228 | 18.9657 | 15.6338
5 | 18 | 10 | 2126.9997 | 2184.0473 | 2232.0634 | 2229.0396 | 80 | 63 | 0 | 0 | 0 | 0 | 0 | 0 | 0 | 0 | 0 | 0 | 1684.7016 | 1868.4207 | 2063.799 | 2235.319 | 0 | 0 | 0 | 0 | -3.3264 | -76.8269 | -107.5265 | -77.4286 | -1.7292 | -14.3797 | -16.0025 | -32.5658 | 367.3537 | 343.8331 | 291.7934 | 103.715 | 0.31441 | 0.24286 | 0.24286 | 0 | 115.5008 | 83.5038 | 70.8653 | 0 | 0.11622 | 0.11728 | 0.11829 | 0.12301 | 0.059713 | 0.050062 | 0.050012 | 0.06259 | 42.6949 | 40.3243 | 34.5149 | 12.7576 | 21.9358 | 17.213 | 14.593 | 6.4916
5 | 18 | 11 | 2131.2529 | 2189.7344 | 2238.2912 | 2234.3665 | 80 | 63 | 0 | 0 | 0 | 0 | 0 | 0 | 0 | 0 | 0 | 0 | 1731.4198 | 1945.1082 | 2168.6467 | 2363.1587 | 0 | 0 | 0 | 0 | -6.5128 | -79.767 | -85.7243 | -83.4778 | -2.3152 | -21.0593 | -27.5713 | -37.7559 | 328.6611 | 282.4525 | 182.94 | -7.5585 | 0.31687 | 0.24286 | 0.24286 | 0 | 104.1422 | 68.5968 | 44.429 | 0 | 0.11579 | 0.11749 | 0.11802 | 0.1229 | 0.059372 | 0.054021 | 0.051155 | 0.061459 | 38.056 | 33.184 | 21.5908 | -0.92894 | 19.5133 | 15.2584 | 9.3584 | -0.46454
5 | 18 | 12 | 2163.4351 | 2225.034 | 2276.0369 | 2272.5169 | 80 | 63 | 0 | 0 | 0 | 0 | 0 | 0 | 0 | 0 | 0 | 0 | 1747.9762 | 1978.8753 | 2218.2061 | 2425.5591 | 0 | 0 | 0 | 0 | -1.1233 | -65.5631 | -85.7391 | -85.3265 | -2.9788 | -24.6247 | -30.5869 | -39.5093 | 339.561 | 273.3466 | 174.1569 | -28.2064 | 0.30984 | 0.24286 | 0.24286 | 0 | 105.2087 | 66.3854 | 42.2959 | 0 | 0.11582 | 0.12175 | 0.11774 | 0.12307 | 0.059588 | 0.049595 | 0.051608 | 0.063043 | 39.3283 | 33.2788 | 20.506 | -3.4713 | 20.2338 | 13.5567 | 8.9879 | -1.7782
5 | 18 | 13 | 2197.9181 | 2266.3849 | 2324.5812 | 2326.0778 | 80 | 63 | 0 | 0 | 0 | 0 | 0 | 0 | 0 | 0 | 0 | 0 | 1738.1172 | 1968.7614 | 2210.3299 | 2419.7943 | 0 | 0 | 0 | 0 | -1.1233 | -56.5737 | -80.7681 | -77.704 | -3.2612 | -15.2307 | -16.6695 | -37.9713 | 384.1853 | 306.4278 | 211.6889 | 21.9588 | 0.31489 | 0.24286 | 0.24286 | 0 | 120.9764 | 74.4195 | 51.411 | 0 | 0.11535 | 0.12174 | 0.11784 | 0.12304 | 0.059115 | 0.049371 | 0.050509 | 0.06275 | 44.3145 | 37.3044 | 24.9462 | 2.7017 | 22.7112 | 15.1286 | 10.6921 | 1.3779
5 | 18 | 14 | 2210.6703 | 2283.8494 | 2347.3894 | 2353.2913 | 80 | 63 | 0 | 0 | 0 | 0 | 0 | 0 | 0 | 0 | 0 | 0 | 1748.8859 | 1960.07 | 2195.4667 | 2399.3573 | 0 | 0 | 0 | 0 | -3.7782 | -39.0291 | -36.2851 | -45.2497 | -1.8065 | -15.5861 | -14.9332 | -27.6027 | 387.369 | 315.3946 | 203.141 | 26.7865 | 0.31699 | 0.24286 | 0.24286 | 0 | 122.7912 | 76.5972 | 49.3351 | 0 | 0.11573 | 0.12171 | 0.11787 | 0.12375 | 0.059448 | 0.039649 | 0.049083 | 0.060377 | 44.829 | 38.3882 | 23.9442 | 3.3148 | 23.0285 | 12.505 | 9.9708 | 1.6173
5 | 18 | 15 | 2203.6612 | 2279.9462 | 2346.9766 | 2355.8871 | 80 | 63 | 0 | 0 | 0 | 0 | 0 | 0 | 0 | 0 | 0 | 0 | 1741.5968 | 1911.435 | 2130.4413 | 2323.6057 | 0 | 0 | 0 | 0 | -4.6237 | -16.7457 | -18.6459 | -18.5457 | -2.7233 | -14.0321 | -15.3999 | -19.1853 | 389.4114 | 336.289 | 250.5811 | 70.0124 | 0.31618 | 0.24027 | 0.2402 | 0.19462 | 123.1238 | 80.8003 | 60.1887 | 13.6258 | 0.11447 | 0.12111 | 0.11792 | 0.12433 | 0.058053 | 0.048654 | 0.047698 | 0.055827 | 44.5764 | 40.7288 | 29.5477 | 8.7048 | 22.6067 | 16.3616 | 11.9523 | 3.9086
5 | 18 | 16 | 2195.1006 | 2279.8485 | 2356.6046 | 2374.0395 | 80 | 63 | 0 | 0 | 0 | 0 | 0 | 0 | 0 | 0 | 0 | 0 | 1645.0642 | 1755.526 | 1940.0932 | 2108.1627 | 0 | 0 | 0 | 0 | -1.1233 | -17.2641 | -4.0147 | -10.1623 | -2.6981 | -9.7453 | -14.9714 | -17.1027 | 473.8578 | 488.3319 | 435.4975 | 293.1418 | 0.32103 | 0.24715 | 0.22975 | 0.24005 | 152.1203 | 120.6929 | 100.0552 | 70.3682 | 0.11277 | 0.11807 | 0.11811 | 0.12367 | 0.055743 | 0.049005 | 0.046866 | 0.052355 | 53.438 | 57.6566 | 51.4373 | 36.2541 | 26.4145 | 23.9308 | 20.41 | 15.3473
5 | 18 | 17 | 2136.6186 | 2226.6168 | 2309.757 | 2333.7896 | 80 | 63 | 0 | 0 | 0 | 0 | 0 | 0 | 0 | 0 | 0 | 0 | 1443.0842 | 1499.1653 | 1629.929 | 1751.5089 | 0 | 0 | 0 | 0 | -2.6242 | -3.2776 | -5.9352 | -7.6304 | -0.71198 | -5.5023 | -10.5261 | -10.8753 | 616.8706 | 673.2314 | 696.2892 | 600.7862 | 0.39785 | 0.24634 | 0.32048 | 0.23372 | 245.4232 | 165.8457 | 223.1503 | 140.4182 | 0.10932 | 0.11858 | 0.11708 | 0.12097 | 0.052281 | 0.048317 | 0.044793 | 0.045536 | 67.4366 | 79.8294 | 81.5189 | 72.6798 | 32.2504 | 32.5287 | 31.1892 | 27.3576
5 | 18 | 18 | 2079.0925 | 2174.7729 | 2264.8774 | 2296.0947 | 80 | 63 | 0 | 0 | 0 | 0 | 0 | 0 | 0 | 0 | 0 | 0 | 1054.7946 | 1047.8235 | 1116.6417 | 1180.8008 | 0 | 0 | 0 | 0 | -1.1157 | -11.4754 | -14.9933 | 4.1901 | 0.12712 | -3.6786 | -3.0915 | -0.91695 | 945.2865 | 1079.1034 | 1166.3206 | 1112.0207 | 0.40002 | 0.33194 | 0.39565 | 0.38633 | 378.1344 | 358.2013 | 461.4538 | 429.6057 | 0.10747 | 0.11698 | 0.11618 | 0.12005 | 0.050339 | 0.045601 | 0.043081 | 0.043402 | 101.5861 | 126.2335 | 135.4974 | 133.4954 | 47.5846 | 49.2085 | 50.2465 | 48.2636
5 | 18 | 19 | 2055.7991 | 2154.5555 | 2248.2439 | 2282.8739 | 80 | 63 | 0 | 0 | 0 | 0 | 0 | 0 | 0 | 0 | 0 | 0 | 616.5785 | 580.7939 | 627.6963 | 666.403 | 0 | 0 | 0 | 0 | -0.13118 | -13.7525 | 5.8468 | 48.3363 | 0.93351 | 3.9356 | -1.3807 | 4.7333 | 1358.4182 | 1520.5785 | 1616.0815 | 1563.4012 | 0.40291 | 0.40667 | 0.40013 | 0.39254 | 547.3259 | 618.3805 | 646.6499 | 613.69 | 0.10649 | 0.11735 | 0.11725 | 0.12059 | 0.049261 | 0.044017 | 0.044446 | 0.044028 | 144.6599 | 178.4424 | 189.4872 | 188.5297 | 66.9175 | 66.932 | 71.8282 | 68.8331
5 | 18 | 20 | 2135.2602 | 2240.1434 | 2339.6614 | 2377.0191 | 80 | 63 | 0 | 0 | 0 | 0 | 0 | 0 | 0 | 0 | 0 | 0 | 603.2157 | 579.7305 | 627.981 | 662.0353 | 0 | 0 | 0 | 0 | 6.5072 | 22.5809 | 5.37 | 31.1022 | 1.7783 | 11.4423 | 17.9871 | 33.5824 | 1443.7589 | 1563.3896 | 1688.3232 | 1650.2992 | 0.40427 | 0.42028 | 0.41111 | 0.39531 | 583.6726 | 657.0634 | 694.0928 | 652.3764 | 0.10677 | 0.11728 | 0.11718 | 0.12056 | 0.049394 | 0.043928 | 0.044523 | 0.044237 | 154.1505 | 183.3585 | 197.8322 | 198.9662 | 71.3127 | 68.6761 | 75.1698 | 73.0049
5 | 18 | 21 | 2090.413 | 2194.5276 | 2293.185 | 2330.3286 | 80 | 63 | 0 | 0 | 0 | 0 | 0 | 0 | 0 | 0 | 0 | 0 | 598.164 | 580.3063 | 628.5379 | 657.9428 | 0 | 0 | 0 | 0 | 9.0856 | 16.3884 | 37.5747 | 61.5999 | 2.4036 | 6.1688 | 3.1127 | 28.1241 | 1400.7598 | 1528.6641 | 1623.9596 | 1582.6619 | 0.40188 | 0.40772 | 0.40034 | 0.39234 | 562.9379 | 623.261 | 650.1335 | 620.9343 | 0.10629 | 0.11729 | 0.11719 | 0.1205 | 0.049276 | 0.043962 | 0.044385 | 0.044069 | 148.8811 | 179.2941 | 190.3091 | 190.7166 | 69.0241 | 67.2035 | 72.0794 | 69.7469
5 | 18 | 22 | 1946.4774 | 2046.5226 | 2141.7878 | 2179.1345 | 80 | 63 | 0 | 0 | 0 | 0 | 0 | 0 | 0 | 0 | 0 | 0 | 561.855 | 534.6243 | 583.2512 | 613.0891 | 0 | 0 | 0 | 0 | 5.4519 | 9.5242 | 23.2054 | 20.4979 | 1.8717 | 8.5415 | 7.9403 | 34.9182 | 1297.2988 | 1430.8326 | 1527.391 | 1510.6294 | 0.39659 | 0.40366 | 0.39544 | 0.38685 | 514.4955 | 577.5647 | 603.9865 | 584.3847 | 0.10614 | 0.11699 | 0.11673 | 0.1204 | 0.049467 | 0.04347 | 0.043918 | 0.0438 | 137.6963 | 167.3922 | 178.2936 | 181.8843 | 64.174 | 62.1981 | 67.0796 | 66.1651
5 | 18 | 23 | 1772.1543 | 1863.5843 | 1950.564 | 1984.5986 | 80 | 63 | 0 | 0 | 0 | 0 | 0 | 0 | 0 | 0 | 0 | 0 | 535.8279 | 503.6741 | 552.7011 | 581.6664 | 0 | 0 | 0 | 0 | 0.51579 | 28.8171 | 21.7179 | 70.2366 | 1.2819 | 7.0565 | 7.0084 | 19.1227 | 1154.5287 | 1261.0366 | 1369.1366 | 1313.5729 | 0.39616 | 0.40557 | 0.39781 | 0.38169 | 457.374 | 511.4363 | 544.6497 | 501.3793 | 0.10719 | 0.11642 | 0.11623 | 0.12023 | 0.050701 | 0.043339 | 0.043618 | 0.043629 | 123.7596 | 146.8052 | 159.1338 | 157.9329 | 58.5358 | 54.6527 | 59.7189 | 57.3098
5 | 18 | 24 | 1638.9446 | 1716.7739 | 1789.3294 | 1813.7819 | 80 | 63 | 0 | 0 | 0 | 0 | 0 | 0 | 0 | 0 | 0 | 0 | 495.4062 | 461.3862 | 510.3175 | 534.6625 | 0 | 0 | 0 | 0 | 1.1544 | 43.5582 | 49.5077 | 15.4954 | 0.99131 | 10.8959 | 13.0001 | 20.0615 | 1061.3928 | 1137.9337 | 1216.5042 | 1243.5626 | 0.39155 | 0.40913 | 0.40018 | 0.37917 | 415.5865 | 465.5661 | 486.8256 | 471.5252 | 0.1085 | 0.11637 | 0.11617 | 0.1202 | 0.051999 | 0.043652 | 0.043526 | 0.043498 | 115.1653 | 132.4267 | 141.3233 | 149.478 | 55.1916 | 49.6731 | 52.9494 | 54.0921
5 | 19 | 1 | 1543.796 | 1608.8381 | 1667.4255 | 1681.7 | 80 | 63 | 0 | 0 | 0 | 0 | 0 | 0 | 0 | 0 | 0 | 0 | 478.0785 | 446.388 | 495.0695 | 515.7912 | 0 | 0 | 0 | 0 | -0.33393 | 24.2429 | 36.9076 | 25.2458 | 0.256 | 8.9793 | 17.8607 | 13.6102 | 985.7955 | 1066.2279 | 1117.5876 | 1127.0528 | 0.39346 | 0.40712 | 0.39915 | 0.37525 | 387.8712 | 434.0837 | 446.0816 | 422.9285 | 0.10819 | 0.11629 | 0.11609 | 0.12009 | 0.051483 | 0.043329 | 0.043595 | 0.043451 | 106.6581 | 123.9897 | 129.7364 | 135.3531 | 50.7513 | 46.1982 | 48.7216 | 48.9711
5 | 19 | 2 | 1487.492 | 1542.6081 | 1590.482 | 1596.9276 | 80 | 63 | 0 | 0 | 0 | 0 | 0 | 0 | 0 | 0 | 0 | 0 | 441.3634 | 406.9516 | 455.8105 | 472.7865 | 0 | 0 | 0 | 0 | -3.0945 | 25.9611 | 23.6031 | 0.90482 | -0.020608 | 13.0037 | 15.9906 | 13.2565 | 969.2437 | 1033.6917 | 1095.0778 | 1109.9798 | 0.39324 | 0.40518 | 0.39871 | 0.37205 | 381.1458 | 418.8353 | 436.6134 | 412.9634 | 0.10831 | 0.1163 | 0.11609 | 0.12011 | 0.051541 | 0.043291 | 0.043536 | 0.043315 | 104.9789 | 120.2186 | 127.1249 | 133.3211 | 49.9554 | 44.75 | 47.6758 | 48.0785
5 | 19 | 3 | 1452.0733 | 1498.8458 | 1537.6521 | 1537.2566 | 80 | 63 | 0 | 0 | 0 | 0 | 0 | 0 | 0 | 0 | 0 | 0 | 363.6396 | 319.0613 | 367.0241 | 380.4051 | 0 | 0 | 0 | 0 | -3.5816 | 59.4042 | 31.4796 | 8.3009 | -0.22821 | 10.7012 | 14.3256 | 10.6625 | 1012.2435 | 1046.679 | 1124.8227 | 1137.888 | 0.40479 | 0.40648 | 0.39859 | 0.37175 | 409.7484 | 425.4532 | 448.3465 | 423.0091 | 0.10804 | 0.11626 | 0.11596 | 0.12008 | 0.051222 | 0.043102 | 0.043261 | 0.043187 | 109.3671 | 121.6867 | 130.4341 | 136.6378 | 51.8495 | 45.1141 | 48.661 | 49.1416
5 | 19 | 4 | 1449.4252 | 1488.6933 | 1518.9831 | 1511.3605 | 80 | 63 | 0 | 0 | 0 | 0 | 0 | 0 | 0 | 0 | 0 | 0 | 310.5555 | 257.727 | 304.4292 | 316.9866 | 0 | 0 | 0 | 0 | -4.1845 | 54.5022 | 30.7612 | 6.3317 | 0.13067 | 13.0552 | 19.413 | 8.247 | 1062.9235 | 1100.4088 | 1164.3798 | 1179.7952 | 0.39239 | 0.40724 | 0.39885 | 0.37249 | 417.0833 | 448.1295 | 464.4077 | 439.4623 | 0.10724 | 0.1163 | 0.11595 | 0.12005 | 0.050451 | 0.042793 | 0.043363 | 0.043352 | 113.9925 | 127.9821 | 135.0116 | 141.6331 | 53.6257 | 47.0894 | 50.4909 | 51.147
5 | 19 | 5 | 1479.0674 | 1513.6594 | 1538.358 | 1525.2979 | 80 | 63 | 0 | 0 | 0 | 0 | 0 | 0 | 0 | 0 | 0 | 0 | 279.138 | 218.7238 | 263.8353 | 275.8665 | 0 | 0 | 0 | 0 | -3.3457 | 68.2122 | 54.0808 | -12.6485 | -1.8849 | 5.4682 | 13.4353 | 6.3754 | 1125.16 | 1158.2552 | 1207.0066 | 1255.7045 | 0.39799 | 0.40903 | 0.40099 | 0.37782 | 447.8063 | 473.7585 | 483.9987 | 474.4365 | 0.10661 | 0.11638 | 0.11593 | 0.12003 | 0.049898 | 0.043001 | 0.043618 | 0.043597 | 119.9527 | 134.8025 | 139.9274 | 150.7284 | 56.143 | 49.8061 | 52.6472 | 54.7445
5 | 19 | 6 | 1497.4114 | 1523.4402 | 1538.4472 | 1516.9459 | 80 | 63 | 0 | 0 | 0 | 0 | 0 | 0 | 0 | 0 | 0 | 0 | 542.9343 | 486.377 | 529.5021 | 542.8368 | 0 | 0 | 0 | 0 | -1.3974 | -11.68 | -0.14807 | -12.2629 | 0.54455 | 2.8708 | 0.39955 | 3.8184 | 875.33 | 982.8725 | 1008.6936 | 982.5536 | 0.39817 | 0.40695 | 0.39923 | 0.37497 | 348.528 | 399.9803 | 402.7019 | 368.427 | 0.10686 | 0.11646 | 0.11603 | 0.12024 | 0.050154 | 0.043363 | 0.043355 | 0.043505 | 93.534 | 114.4613 | 117.038 | 118.146 | 43.9016 | 42.6205 | 43.7314 | 42.7462
5 | 19 | 7 | 1596.676 | 1622.6597 | 1637.499 | 1614.6069 | 80 | 63 | 0 | 0 | 0 | 0 | 0 | 0 | 0 | 0 | 0 | 0 | 921.3048 | 884.9652 | 930.1669 | 952.7612 | 0 | 0 | 0 | 0 | -0.083656 | -16.6199 | -3.1021 | -0.20712 | 0.51561 | -1.5002 | -6.527 | -4.243 | 594.9393 | 692.8146 | 716.9611 | 666.2958 | 0.39621 | 0.33259 | 0.32125 | 0.38231 | 235.7196 | 230.4239 | 230.3207 | 254.7345 | 0.1104 | 0.11771 | 0.11754 | 0.1231 | 0.052929 | 0.040465 | 0.045798 | 0.050392 | 65.6831 | 81.5509 | 84.2696 | 82.0228 | 31.4897 | 28.0348 | 32.8357 | 33.576
5 | 19 | 8 | 1713.3676 | 1743.366 | 1763.2453 | 1743.9303 | 80 | 63 | 0 | 0 | 0 | 0 | 0 | 0 | 0 | 0 | 0 | 0 | 1310.6922 | 1350.3236 | 1453.5392 | 1530.2749 | 0 | 0 | 0 | 0 | -2.5883 | -20.3607 | -13.3433 | -2.3743 | -1.0532 | -6.2057 | -8.2648 | -11.7147 | 326.3169 | 356.6088 | 331.3141 | 227.7445 | 0.38794 | 0.32023 | 0.31429 | 0.32105 | 126.5899 | 114.1986 | 104.1275 | 73.1174 | 0.11436 | 0.11826 | 0.11876 | 0.1269 | 0.056731 | 0.059259 | 0.048623 | 0.062066 | 37.3187 | 42.1726 | 39.3465 | 28.8999 | 18.5124 | 21.1321 | 16.1095 | 14.1353
5 | 19 | 9 | 1805.6193 | 1843.903 | 1873.8435 | 1862.8707 | 80 | 63 | 0 | 0 | 0 | 0 | 0 | 0 | 0 | 0 | 0 | 0 | 1610.9186 | 1727.536 | 1891.5142 | 2023.6435 | 0 | 0 | 0 | 0 | 0.57241 | -64.2577 | -22.3913 | -25.1771 | -0.92751 | -8.631 | -12.212 | -14.873 | 115.0557 | 126.2557 | 16.9326 | -120.7227 | 0.39364 | 0.24286 | 0.23968 | 0 | 45.2906 | 30.6626 | 4.0583 | 0 | 0.11841 | 0.11706 | 0.11827 | 0.12384 | 0.061762 | 0.051776 | 0.048938 | 0.060949 | 13.6235 | 14.78 | 2.0026 | -14.9504 | 7.1061 | 6.537 | 0.82864 | -7.3579
5 | 19 | 10 | 1858.9674 | 1900.3121 | 1933.0665 | 1923.1 | 80 | 63 | 0 | 0 | 0 | 0 | 0 | 0 | 0 | 0 | 0 | 0 | 1732.2614 | 1903.723 | 2108.0427 | 2278.2722 | 0 | 0 | 0 | 0 | -3.3264 | -76.8269 | -107.5265 | -77.4286 | -1.7292 | -14.3797 | -16.0025 | -32.5658 | 51.7616 | 24.7956 | -51.4473 | -245.1778 | 0.31441 | 0.24286 | 0.24286 | 0 | 16.2745 | 6.0219 | -12.4946 | 0 | 0.11622 | 0.11728 | 0.11829 | 0.12301 | 0.059713 | 0.050062 | 0.050012 | 0.06259 | 6.0159 | 2.908 | -6.0855 | -30.1584 | 3.0908 | 1.2413 | -2.573 | -15.3458
5 | 19 | 11 | 1907.3679 | 1952.733 | 1988.5417 | 1978.8179 | 80 | 63 | 0 | 0 | 0 | 0 | 0 | 0 | 0 | 0 | 0 | 0 | 1760.3604 | 1968.6825 | 2198.1395 | 2392.8297 | 0 | 0 | 0 | 0 | -6.5128 | -79.767 | -85.7243 | -83.4778 | -2.3152 | -21.0593 | -27.5713 | -37.7559 | 75.8355 | 21.8767 | -96.3022 | -292.778 | 0.31687 | 0.24286 | 0.24286 | 0 | 24.0299 | 5.313 | -23.388 | 0 | 0.11579 | 0.11749 | 0.11802 | 0.1229 | 0.059372 | 0.054021 | 0.051155 | 0.061459 | 8.7811 | 2.5702 | -11.3657 | -35.9824 | 4.5025 | 1.1818 | -4.9264 | -17.9939
5 | 19 | 12 | 1939.4103 | 1987.8845 | 2026.1314 | 2016.8086 | 80 | 63 | 0 | 0 | 0 | 0 | 0 | 0 | 0 | 0 | 0 | 0 | 1756.5518 | 1982.7831 | 2224.626 | 2431.1956 | 0 | 0 | 0 | 0 | -1.1233 | -65.5631 | -85.7391 | -85.3265 | -2.9788 | -24.6247 | -30.5869 | -39.5093 | 106.9605 | 32.2892 | -82.1685 | -289.5511 | 0.30984 | 0.24286 | 0.24286 | 0 | 33.1403 | 7.8418 | -19.9555 | 0 | 0.11582 | 0.12175 | 0.11774 | 0.12307 | 0.059588 | 0.049595 | 0.051608 | 0.063043 | 12.3883 | 3.9311 | -9.6749 | -35.6345 | 6.3736 | 1.6014 | -4.2406 | -18.2542
5 | 19 | 13 | 1933.0342 | 1985.9826 | 2029.0963 | 2023.7318 | 80 | 63 | 0 | 0 | 0 | 0 | 0 | 0 | 0 | 0 | 0 | 0 | 1723.6134 | 1948.1087 | 2191.9254 | 2398.2479 | 0 | 0 | 0 | 0 | -1.1233 | -56.5737 | -80.7681 | -77.704 | -3.2612 | -15.2307 | -16.6695 | -37.9713 | 133.8053 | 46.6783 | -65.3914 | -258.8407 | 0.31489 | 0.24286 | 0.24286 | 0 | 42.134 | 11.3364 | -15.881 | 0 | 0.11535 | 0.12174 | 0.11784 | 0.12304 | 0.059115 | 0.049371 | 0.050509 | 0.06275 | 15.434 | 5.6826 | -7.706 | -31.8469 | 7.9099 | 2.3045 | -3.3028 | -16.2423
5 | 19 | 14 | 1955.7913 | 2014.0381 | 2063.0652 | 2062.3652 | 80 | 63 | 0 | 0 | 0 | 0 | 0 | 0 | 0 | 0 | 0 | 0 | 1747.8796 | 1953.5844 | 2193.5383 | 2390.4906 | 0 | 0 | 0 | 0 | -3.7782 | -39.0291 | -36.2851 | -45.2497 | -1.8065 | -15.5861 | -14.9332 | -27.6027 | 133.4963 | 52.0689 | -79.2547 | -255.2729 | 0.31699 | 0.24286 | 0.24286 | 0 | 42.3167 | 12.6455 | -19.2479 | 0 | 0.11573 | 0.12171 | 0.11787 | 0.12375 | 0.059448 | 0.039649 | 0.049083 | 0.060377 | 15.4491 | 6.3376 | -9.3417 | -31.5897 | 7.9361 | 2.0645 | -3.8901 | -15.4127
5 | 19 | 15 | 1960.0464 | 2022.059 | 2075.2179 | 2077.8183 | 80 | 63 | 0 | 0 | 0 | 0 | 0 | 0 | 0 | 0 | 0 | 0 | 1727.0013 | 1893.6921 | 2116.6837 | 2292.8493 | 0 | 0 | 0 | 0 | -4.6237 | -16.7457 | -18.6459 | -18.5457 | -2.7233 | -14.0321 | -15.3999 | -19.1853 | 160.3921 | 96.1447 | -7.42 | -177.2999 | 0.31618 | 0.24027 | 0.2402 | 0.19462 | 50.7126 | 23.1007 | -1.7823 | -34.5061 | 0.11447 | 0.12111 | 0.11792 | 0.12433 | 0.058053 | 0.048654 | 0.047698 | 0.055827 | 18.3603 | 11.6443 | -0.87495 | -22.0441 | 9.3113 | 4.6778 | -0.35392 | -9.8981
5 | 19 | 16 | 1968.7669 | 2040.2549 | 2104.1235 | 2115.6958 | 80 | 63 | 0 | 0 | 0 | 0 | 0 | 0 | 0 | 0 | 0 | 0 | 1620.9144 | 1732.4647 | 1924.0982 | 2070.5769 | 0 | 0 | 0 | 0 | -1.1233 | -17.2641 | -4.0147 | -10.1623 | -2.6981 | -9.7453 | -14.9714 | -17.1027 | 271.674 | 271.7996 | 199.0114 | 72.3839 | 0.32103 | 0.24715 | 0.22975 | 0.24005 | 87.2142 | 67.1762 | 45.7227 | 17.3757 | 0.11277 | 0.11807 | 0.11811 | 0.12367 | 0.055743 | 0.049005 | 0.046866 | 0.052355 | 30.6373 | 32.091 | 23.5055 | 8.952 | 15.144 | 13.3196 | 9.3269 | 3.7896
5 | 19 | 17 | 1947.4359 | 2026.3506 | 2098.7187 | 2117.851 | 80 | 63 | 0 | 0 | 0 | 0 | 0 | 0 | 0 | 0 | 0 | 0 | 1335.7783 | 1370.7833 | 1503.0382 | 1605.5945 | 0 | 0 | 0 | 0 | -2.6242 | -3.2776 | -5.9352 | -7.6304 | -0.71198 | -5.5023 | -10.5261 | -10.8753 | 534.9938 | 601.3472 | 612.1418 | 530.7621 | 0.39785 | 0.24634 | 0.32048 | 0.23372 | 212.8483 | 148.1376 | 196.1823 | 124.0518 | 0.10932 | 0.11858 | 0.11708 | 0.12097 | 0.052281 | 0.048317 | 0.044793 | 0.045536 | 58.4858 | 71.3057 | 71.6672 | 64.2087 | 27.9698 | 29.0555 | 27.4199 | 24.1689
5 | 19 | 18 | 1935.3164 | 2022.5736 | 2104.4915 | 2131.9846 | 80 | 63 | 0 | 0 | 0 | 0 | 0 | 0 | 0 | 0 | 0 | 0 | 956.6225 | 930.6986 | 1000.0666 | 1052.5431 | 0 | 0 | 0 | 0 | -1.1157 | -11.4754 | -14.9933 | 4.1901 | 0.12712 | -3.6786 | -3.0915 | -0.91695 | 899.6824 | 1044.029 | 1122.5097 | 1076.1684 | 0.40002 | 0.33194 | 0.39565 | 0.38633 | 359.8918 | 346.5585 | 444.1201 | 415.7549 | 0.10747 | 0.11698 | 0.11618 | 0.12005 | 0.050339 | 0.045601 | 0.043081 | 0.043402 | 96.6852 | 122.1305 | 130.4077 | 129.1914 | 45.289 | 47.6091 | 48.3591 | 46.7075
5 | 19 | 19 | 1933.7818 | 2025.3897 | 2112.1304 | 2143.5999 | 80 | 63 | 0 | 0 | 0 | 0 | 0 | 0 | 0 | 0 | 0 | 0 | 598.8713 | 569.2766 | 616.1573 | 647.5628 | 0 | 0 | 0 | 0 | -0.13118 | -13.7525 | 5.8468 | 48.3363 | 0.93351 | 3.9356 | -1.3807 | 4.7333 | 1254.1082 | 1402.93 | 1491.507 | 1442.9675 | 0.40291 | 0.40667 | 0.40013 | 0.39254 | 505.2979 | 570.5358 | 596.8034 | 566.4155 | 0.10649 | 0.11735 | 0.11725 | 0.12059 | 0.049261 | 0.044017 | 0.044446 | 0.044028 | 133.5518 | 164.6362 | 174.8807 | 174.0067 | 61.7791 | 61.7534 | 66.2914 | 63.5306
5 | 19 | 20 | 2029.1947 | 2127.864 | 2221.3426 | 2255.9529 | 80 | 63 | 0 | 0 | 0 | 0 | 0 | 0 | 0 | 0 | 0 | 0 | 557.7844 | 534.6198 | 582.0742 | 610.6172 | 0 | 0 | 0 | 0 | 6.5072 | 22.5809 | 5.37 | 31.1022 | 1.7783 | 11.4423 | 17.9871 | 33.5824 | 1383.1248 | 1496.2209 | 1615.9112 | 1580.6512 | 0.40427 | 0.42028 | 0.41111 | 0.39531 | 559.1599 | 628.8336 | 664.3233 | 624.844 | 0.10677 | 0.11728 | 0.11718 | 0.12056 | 0.049394 | 0.043928 | 0.044523 | 0.044237 | 147.6765 | 175.4808 | 189.3472 | 190.5691 | 68.3177 | 65.7255 | 71.9457 | 69.9238
5 | 19 | 21 | 1998.6902 | 2097.4311 | 2190.8657 | 2225.6335 | 80 | 63 | 0 | 0 | 0 | 0 | 0 | 0 | 0 | 0 | 0 | 0 | 496.7263 | 459.5031 | 506.4547 | 536.2972 | 0 | 0 | 0 | 0 | 9.0856 | 16.3884 | 37.5747 | 61.5999 | 2.4036 | 6.1688 | 3.1127 | 28.1241 | 1410.4746 | 1552.3708 | 1643.7236 | 1599.6124 | 0.40188 | 0.40772 | 0.40034 | 0.39234 | 566.8421 | 632.9266 | 658.0458 | 627.5846 | 0.10629 | 0.11729 | 0.11719 | 0.1205 | 0.049276 | 0.043962 | 0.044385 | 0.044069 | 149.9137 | 182.0746 | 192.6252 | 192.7592 | 69.5028 | 68.2457 | 72.9566 | 70.4939
5 | 19 | 22 | 1844.6098 | 1938.6869 | 2028.1518 | 2062.8599 | 80 | 63 | 0 | 0 | 0 | 0 | 0 | 0 | 0 | 0 | 0 | 0 | 404.9516 | 349.6922 | 396.2222 | 425.1289 | 0 | 0 | 0 | 0 | 5.4519 | 9.5242 | 23.2054 | 20.4979 | 1.8717 | 8.5415 | 7.9403 | 34.9182 | 1352.3347 | 1507.9291 | 1600.784 | 1582.3149 | 0.39659 | 0.40366 | 0.39544 | 0.38685 | 536.3222 | 608.6852 | 633.0088 | 612.1162 | 0.10614 | 0.11699 | 0.11673 | 0.1204 | 0.049467 | 0.04347 | 0.043918 | 0.0438 | 143.5378 | 176.4117 | 186.8609 | 190.5154 | 66.8965 | 65.5495 | 70.3029 | 69.3049
5 | 19 | 23 | 1696.3133 | 1783.3001 | 1865.9614 | 1898.0315 | 80 | 63 | 0 | 0 | 0 | 0 | 0 | 0 | 0 | 0 | 0 | 0 | 368.0691 | 310.6965 | 356.3711 | 382.5698 | 0 | 0 | 0 | 0 | 0.51579 | 28.8171 | 21.7179 | 70.2366 | 1.2819 | 7.0565 | 7.0084 | 19.1227 | 1246.4466 | 1373.73 | 1480.8639 | 1426.1025 | 0.39616 | 0.40557 | 0.39781 | 0.38169 | 493.7879 | 557.1411 | 589.0954 | 544.3309 | 0.10719 | 0.11642 | 0.11623 | 0.12023 | 0.050701 | 0.043339 | 0.043618 | 0.043629 | 133.6127 | 159.9245 | 172.1197 | 171.4625 | 63.1961 | 59.5367 | 64.5922 | 62.2194
5 | 19 | 24 | 1575.0675 | 1649.1545 | 1718.0728 | 1740.8707 | 80 | 63 | 0 | 0 | 0 | 0 | 0 | 0 | 0 | 0 | 0 | 0 | 352.9857 | 295.8345 | 340.0689 | 366.0499 | 0 | 0 | 0 | 0 | 1.1544 | 43.5582 | 49.5077 | 15.4954 | 0.99131 | 10.8959 | 13.0001 | 20.0615 | 1139.936 | 1235.8659 | 1315.4961 | 1339.264 | 0.39155 | 0.40913 | 0.40018 | 0.37917 | 446.3399 | 505.6335 | 526.4406 | 507.8126 | 0.1085 | 0.11637 | 0.11617 | 0.1202 | 0.051999 | 0.043652 | 0.043526 | 0.043498 | 123.6875 | 143.8236 | 152.8233 | 160.9814 | 59.2758 | 53.9481 | 57.2581 | 58.2549
5 | 20 | 1 | 1488.3845 | 1550.1803 | 1605.6125 | 1618.4518 | 80 | 63 | 0 | 0 | 0 | 0 | 0 | 0 | 0 | 0 | 0 | 0 | 328.4262 | 270.1542 | 314.3954 | 337.2467 | 0 | 0 | 0 | 0 | -0.33393 | 24.2429 | 36.9076 | 25.2458 | 0.256 | 8.9793 | 17.8607 | 13.6102 | 1080.0362 | 1183.8039 | 1236.4487 | 1242.3491 | 0.39346 | 0.40712 | 0.39915 | 0.37525 | 424.9511 | 481.9514 | 493.5247 | 466.1936 | 0.10819 | 0.11629 | 0.11609 | 0.12009 | 0.051483 | 0.043329 | 0.043595 | 0.043451 | 116.8544 | 137.6624 | 143.5346 | 149.1996 | 55.6031 | 51.2926 | 53.9034 | 53.9808
5 | 20 | 2 | 1431.8006 | 1483.654 | 1528.3569 | 1533.3599 | 80 | 63 | 0 | 0 | 0 | 0 | 0 | 0 | 0 | 0 | 0 | 0 | 299.3451 | 241.3244 | 284.3522 | 304.1997 | 0 | 0 | 0 | 0 | -3.0945 | 25.9611 | 23.6031 | 0.90482 | -0.020608 | 13.0037 | 15.9906 | 13.2565 | 1055.5706 | 1140.3647 | 1204.4109 | 1214.9989 | 0.39324 | 0.40518 | 0.39871 | 0.37205 | 415.093 | 462.0575 | 480.2051 | 452.0353 | 0.10831 | 0.1163 | 0.11609 | 0.12011 | 0.051541 | 0.043291 | 0.043536 | 0.043315 | 114.329 | 132.6247 | 139.8171 | 145.9351 | 54.4048 | 49.3681 | 52.4358 | 52.6274
5 | 20 | 3 | 1399.1106 | 1442.7801 | 1478.5707 | 1476.8034 | 80 | 63 | 0 | 0 | 0 | 0 | 0 | 0 | 0 | 0 | 0 | 0 | 274.515 | 216.1163 | 258.3862 | 274.9867 | 0 | 0 | 0 | 0 | -3.5816 | 59.4042 | 31.4796 | 8.3009 | -0.22821 | 10.7012 | 14.3256 | 10.6625 | 1048.4053 | 1093.5584 | 1174.3793 | 1182.8532 | 0.40479 | 0.40648 | 0.39859 | 0.37175 | 424.3864 | 444.5087 | 468.0994 | 439.7249 | 0.10804 | 0.11626 | 0.11596 | 0.12008 | 0.051222 | 0.043102 | 0.043261 | 0.043187 | 113.2742 | 127.1369 | 136.1807 | 142.0372 | 53.7018 | 47.1347 | 50.8049 | 51.0835
5 | 20 | 4 | 1394.5734 | 1430.628 | 1457.7945 | 1448.7511 | 80 | 63 | 0 | 0 | 0 | 0 | 0 | 0 | 0 | 0 | 0 | 0 | 271.4993 | 212.4212 | 256.2022 | 269.5325 | 0 | 0 | 0 | 0 | -4.1845 | 54.5022 | 30.7612 | 6.3317 | 0.13067 | 13.0552 | 19.413 | 8.247 | 1047.1279 | 1087.6492 | 1151.4181 | 1164.6399 | 0.39239 | 0.40724 | 0.39885 | 0.37249 | 410.8852 | 442.9333 | 459.238 | 433.8171 | 0.10724 | 0.1163 | 0.11595 | 0.12005 | 0.050451 | 0.042793 | 0.043363 | 0.043352 | 112.2985 | 126.4981 | 133.5086 | 139.8137 | 52.8288 | 46.5434 | 49.9288 | 50.49
5 | 20 | 5 | 1409.9429 | 1440.4852 | 1461.2479 | 1446.3973 | 80 | 63 | 0 | 0 | 0 | 0 | 0 | 0 | 0 | 0 | 0 | 0 | 264.5562 | 207.7751 | 249.5662 | 261.6337 | 0 | 0 | 0 | 0 | -3.3457 | 68.2122 | 54.0808 | -12.6485 | -1.8849 | 5.4682 | 13.4353 | 6.3754 | 1070.6173 | 1096.0296 | 1144.1656 | 1191.0367 | 0.39799 | 0.40903 | 0.40099 | 0.37782 | 426.0987 | 448.3065 | 458.8001 | 450.0034 | 0.10661 | 0.11638 | 0.11593 | 0.12003 | 0.049898 | 0.043001 | 0.043618 | 0.043597 | 114.138 | 127.5605 | 132.6423 | 142.966 | 53.4215 | 47.1304 | 49.9062 | 51.9252
5 | 20 | 6 | 1392.8852 | 1412.7902 | 1421.8454 | 1397.6367 | 80 | 63 | 0 | 0 | 0 | 0 | 0 | 0 | 0 | 0 | 0 | 0 | 542.5488 | 493.7101 | 529.6949 | 542.8876 | 0 | 0 | 0 | 0 | -1.3974 | -11.68 | -0.14807 | -12.2629 | 0.54455 | 2.8708 | 0.39955 | 3.8184 | 771.1891 | 864.8893 | 891.899 | 863.1936 | 0.39817 | 0.40695 | 0.39923 | 0.37497 | 307.0625 | 351.967 | 356.0738 | 323.6707 | 0.10686 | 0.11646 | 0.11603 | 0.12024 | 0.050154 | 0.043363 | 0.043355 | 0.043505 | 82.4059 | 100.7214 | 103.4864 | 103.7937 | 38.6785 | 37.5044 | 38.6679 | 37.5534
5 | 20 | 7 | 1470.6708 | 1489.2723 | 1496.9369 | 1470.781 | 80 | 63 | 0 | 0 | 0 | 0 | 0 | 0 | 0 | 0 | 0 | 0 | 891.9729 | 863.5291 | 907.6819 | 932.7846 | 0 | 0 | 0 | 0 | -0.083656 | -16.6199 | -3.1021 | -0.20712 | 0.51561 | -1.5002 | -6.527 | -4.243 | 498.266 | 580.8634 | 598.8841 | 542.4465 | 0.39621 | 0.33259 | 0.32125 | 0.38231 | 197.4169 | 193.1899 | 192.389 | 207.3851 | 0.1104 | 0.11771 | 0.11754 | 0.1231 | 0.052929 | 0.040465 | 0.045798 | 0.050392 | 55.0101 | 68.3731 | 70.3912 | 66.7767 | 26.3729 | 23.5047 | 27.428 | 27.335
5 | 20 | 8 | 1566.3031 | 1587.6857 | 1599.1911 | 1576.0668 | 80 | 63 | 0 | 0 | 0 | 0 | 0 | 0 | 0 | 0 | 0 | 0 | 1283.2428 | 1324.7452 | 1425.5541 | 1501.7526 | 0 | 0 | 0 | 0 | -2.5883 | -20.3607 | -13.3433 | -2.3743 | -1.0532 | -6.2057 | -8.2648 | -11.7147 | 206.7018 | 226.5069 | 195.245 | 88.4032 | 0.38794 | 0.32023 | 0.31429 | 0.32105 | 80.187 | 72.5354 | 61.3628 | 28.3819 | 0.11436 | 0.11826 | 0.11876 | 0.1269 | 0.056731 | 0.059259 | 0.048623 | 0.062066 | 23.6391 | 26.7867 | 23.1871 | 11.218 | 11.7265 | 13.4225 | 9.4934 | 5.4869
5 | 20 | 9 | 1669.6791 | 1699.9987 | 1722.1988 | 1707.7048 | 80 | 63 | 0 | 0 | 0 | 0 | 0 | 0 | 0 | 0 | 0 | 0 | 1617.9695 | 1733.0135 | 1898.0324 | 2029.0056 | 0 | 0 | 0 | 0 | 0.57241 | -64.2577 | -22.3913 | -25.1771 | -0.92751 | -8.631 | -12.212 | -14.873 | -27.9352 | -23.1261 | -141.2303 | -281.2507 | 0.39364 | 0.24286 | 0.23968 | 0 | -10.9964 | -5.6164 | -33.8494 | 0 | 0.11841 | 0.11706 | 0.11827 | 0.12384 | 0.061762 | 0.051776 | 0.048938 | 0.060949 | -3.3078 | -2.7072 | -16.7035 | -34.8303 | -1.7253 | -1.1974 | -6.9115 | -17.142
5 | 20 | 10 | 1729.8838 | 1763.666 | 1789.0703 | 1775.7603 | 80 | 63 | 0 | 0 | 0 | 0 | 0 | 0 | 0 | 0 | 0 | 0 | 1781.2975 | 1948.5656 | 2161.3214 | 2332.0247 | 0 | 0 | 0 | 0 | -3.3264 | -76.8269 | -107.5265 | -77.4286 | -1.7292 | -14.3797 | -16.0025 | -32.5658 | -126.3582 | -156.693 | -248.7221 | -446.27 | 0.31441 | 0.24286 | 0.24286 | 0 | -39.7287 | -38.0547 | -60.4049 | 0 | 0.11622 | 0.11728 | 0.11829 | 0.12301 | 0.059713 | 0.050062 | 0.050012 | 0.06259 | -14.6857 | -18.3768 | -29.4202 | -54.894 | -7.5452 | -7.8444 | -12.439 | -27.9322
5 | 20 | 11 | 1762.6823 | 1799.5708 | 1827.1411 | 1813.6697 | 80 | 63 | 0 | 0 | 0 | 0 | 0 | 0 | 0 | 0 | 0 | 0 | 1838.0926 | 2036.8539 | 2280.756 | 2477.4482 | 0 | 0 | 0 | 0 | -6.5128 | -79.767 | -85.7243 | -83.4778 | -2.3152 | -21.0593 | -27.5713 | -37.7559 | -146.5823 | -199.4568 | -340.3193 | -542.5449 | 0.31687 | 0.24286 | 0.24286 | 0 | -46.4473 | -48.4404 | -82.6503 | 0 | 0.11579 | 0.11749 | 0.11802 | 0.1229 | 0.059372 | 0.054021 | 0.051155 | 0.061459 | -16.9729 | -23.4332 | -40.1648 | -66.6788 | -8.7029 | -10.7749 | -17.4092 | -33.3443
5 | 20 | 12 | 1786.3989 | 1825.9089 | 1855.4432 | 1842.1571 | 80 | 63 | 0 | 0 | 0 | 0 | 0 | 0 | 0 | 0 | 0 | 0 | 1877.0726 | 2084.194 | 2346.0423 | 2555.1323 | 0 | 0 | 0 | 0 | -1.1233 | -65.5631 | -85.7391 | -85.3265 | -2.9788 | -24.6247 | -30.5869 | -39.5093 | -166.5717 | -231.0974 | -374.273 | -588.1393 | 0.30984 | 0.24286 | 0.24286 | 0 | -51.6101 | -56.1247 | -90.8964 | 0 | 0.11582 | 0.12175 | 0.11774 | 0.12307 | 0.059588 | 0.049595 | 0.051608 | 0.063043 | -19.2925 | -28.1351 | -44.0685 | -72.3812 | -9.9257 | -11.4614 | -19.3155 | -37.0782
5 | 20 | 13 | 1807.5886 | 1853.1877 | 1889.1586 | 1880.5448 | 80 | 63 | 0 | 0 | 0 | 0 | 0 | 0 | 0 | 0 | 0 | 0 | 1891.1001 | 2085.0287 | 2355.4213 | 2564.4272 | 0 | 0 | 0 | 0 | -1.1233 | -56.5737 | -80.7681 | -77.704 | -3.2612 | -15.2307 | -16.6695 | -37.9713 | -159.1269 | -223.0366 | -368.8251 | -568.2071 | 0.31489 | 0.24286 | 0.24286 | 0 | -50.1076 | -54.167 | -89.5733 | 0 | 0.11535 | 0.12174 | 0.11784 | 0.12304 | 0.059115 | 0.049371 | 0.050509 | 0.06275 | -18.3548 | -27.1524 | -43.4638 | -69.9102 | -9.4068 | -11.0115 | -18.6288 | -35.6552
5 | 20 | 14 | 1827.897 | 1878.651 | 1920.3959 | 1916.3831 | 80 | 63 | 0 | 0 | 0 | 0 | 0 | 0 | 0 | 0 | 0 | 0 | 1929.3579 | 2102.8645 | 2369.0495 | 2572.4365 | 0 | 0 | 0 | 0 | -3.7782 | -39.0291 | -36.2851 | -45.2497 | -1.8065 | -15.5861 | -14.9332 | -27.6027 | -175.8763 | -232.5983 | -397.4353 | -583.201 | 0.31699 | 0.24286 | 0.24286 | 0 | -55.7506 | -56.4892 | -96.5216 | 0 | 0.11573 | 0.12171 | 0.11787 | 0.12375 | 0.059448 | 0.039649 | 0.049083 | 0.060377 | -20.3536 | -28.3107 | -46.8455 | -72.1704 | -10.4556 | -9.2222 | -19.5074 | -35.2121
5 | 20 | 15 | 1814.871 | 1868.3784 | 1913.271 | 1912.1111 | 80 | 63 | 0 | 0 | 0 | 0 | 0 | 0 | 0 | 0 | 0 | 0 | 1913.1876 | 2050.4355 | 2292.4158 | 2483.1189 | 0 | 0 | 0 | 0 | -4.6237 | -16.7457 | -18.6459 | -18.5457 | -2.7233 | -14.0321 | -15.3999 | -19.1853 | -170.9695 | -214.2793 | -345.099 | -533.2768 | 0.31618 | 0.24027 | 0.2402 | 0.19462 | -54.057 | -51.485 | -82.8916 | -103.7863 | 0.11447 | 0.12111 | 0.11792 | 0.12433 | 0.058053 | 0.048654 | 0.047698 | 0.055827 | -19.5711 | -25.9519 | -40.693 | -66.3036 | -9.9254 | -10.4254 | -16.4607 | -29.7711
5 | 20 | 16 | 1825.7604 | 1888.8702 | 1944.596 | 1952.4642 | 80 | 63 | 0 | 0 | 0 | 0 | 0 | 0 | 0 | 0 | 0 | 0 | 1831.4507 | 1923.4124 | 2126.9145 | 2297.1993 | 0 | 0 | 0 | 0 | -1.1233 | -17.2641 | -4.0147 | -10.1623 | -2.6981 | -9.7453 | -14.9714 | -17.1027 | -81.8689 | -70.5327 | -163.3324 | -317.4702 | 0.32103 | 0.24715 | 0.22975 | 0.24005 | -26.282 | -17.4324 | -37.5255 | -76.2083 | 0.11277 | 0.11807 | 0.11811 | 0.12367 | 0.055743 | 0.049005 | 0.046866 | 0.052355 | -9.2325 | -8.3277 | -19.2914 | -39.2629 | -4.5637 | -3.4565 | -7.6547 | -16.621
5 | 20 | 17 | 1845.6382 | 1918.5891 | 1985.1607 | 2001.6563 | 80 | 63 | 0 | 0 | 0 | 0 | 0 | 0 | 0 | 0 | 0 | 0 | 1669.3315 | 1727.7426 | 1875.5486 | 2001.7116 | 0 | 0 | 0 | 0 | -2.6242 | -3.2776 | -5.9352 | -7.6304 | -0.71198 | -5.5023 | -10.5261 | -10.8753 | 99.6428 | 136.6263 | 126.0734 | 18.4503 | 0.39785 | 0.24634 | 0.32048 | 0.23372 | 39.6431 | 33.6569 | 40.4046 | 4.3123 | 0.10932 | 0.11858 | 0.11708 | 0.12097 | 0.052281 | 0.048317 | 0.044793 | 0.045536 | 10.893 | 16.2007 | 14.7602 | 2.232 | 5.2094 | 6.6014 | 5.6473 | 0.84016
5 | 20 | 18 | 1859.9651 | 1942.8078 | 2020.4352 | 2045.9765 | 80 | 63 | 0 | 0 | 0 | 0 | 0 | 0 | 0 | 0 | 0 | 0 | 1162.8577 | 1152.6828 | 1231.5661 | 1302.5681 | 0 | 0 | 0 | 0 | -1.1157 | -11.4754 | -14.9933 | 4.1901 | 0.12712 | -3.6786 | -3.0915 | -0.91695 | 618.096 | 742.279 | 806.9539 | 740.1354 | 0.40002 | 0.33194 | 0.39565 | 0.38633 | 247.2514 | 246.3946 | 319.2707 | 285.9356 | 0.10747 | 0.11698 | 0.11618 | 0.12005 | 0.050339 | 0.045601 | 0.043081 | 0.043402 | 66.4243 | 86.8318 | 93.7479 | 88.8515 | 31.1142 | 33.8489 | 34.7646 | 32.1231
5 | 20 | 19 | 1876.901 | 1965.1766 | 2048.6785 | 2078.6746 | 80 | 63 | 0 | 0 | 0 | 0 | 0 | 0 | 0 | 0 | 0 | 0 | 699.1014 | 669.2027 | 713.7319 | 763.6381 | 0 | 0 | 0 | 0 | -0.13118 | -13.7525 | 5.8468 | 48.3363 | 0.93351 | 3.9356 | -1.3807 | 4.7333 | 1096.9973 | 1242.7907 | 1330.4805 | 1261.9669 | 0.40291 | 0.40667 | 0.40013 | 0.39254 | 441.9957 | 505.4113 | 532.3711 | 495.3664 | 0.10649 | 0.11735 | 0.11725 | 0.12059 | 0.049261 | 0.044017 | 0.044446 | 0.044028 | 116.8208 | 145.8436 | 156.0002 | 152.1799 | 54.0396 | 54.7045 | 59.1344 | 55.5616
5 | 20 | 20 | 1999.46 | 2096.3872 | 2188.1727 | 2222.0129 | 80 | 63 | 0 | 0 | 0 | 0 | 0 | 0 | 0 | 0 | 0 | 0 | 645.9442 | 623.4045 | 661.6408 | 715.7419 | 0 | 0 | 0 | 0 | 6.5072 | 22.5809 | 5.37 | 31.1022 | 1.7783 | 11.4423 | 17.9871 | 33.5824 | 1265.2303 | 1375.9594 | 1503.1748 | 1441.5864 | 0.40427 | 0.42028 | 0.41111 | 0.39531 | 511.4983 | 578.29 | 617.9758 | 569.8706 | 0.10677 | 0.11728 | 0.11718 | 0.12056 | 0.049394 | 0.043928 | 0.044523 | 0.044237 | 135.0889 | 161.3762 | 176.1371 | 173.803 | 62.4945 | 60.4427 | 66.9263 | 63.772
5 | 20 | 21 | 1948.5959 | 2044.402 | 2134.9843 | 2168.4546 | 80 | 63 | 0 | 0 | 0 | 0 | 0 | 0 | 0 | 0 | 0 | 0 | 634.3315 | 612.1625 | 650.2242 | 702.5382 | 0 | 0 | 0 | 0 | 9.0856 | 16.3884 | 37.5747 | 61.5999 | 2.4036 | 6.1688 | 3.1127 | 28.1241 | 1222.7751 | 1346.6823 | 1444.0726 | 1376.1924 | 0.40188 | 0.40772 | 0.40034 | 0.39234 | 491.4094 | 549.0641 | 578.1178 | 539.929 | 0.10629 | 0.11729 | 0.11719 | 0.1205 | 0.049276 | 0.043962 | 0.044385 | 0.044069 | 129.9638 | 157.9498 | 169.2284 | 165.8362 | 60.2537 | 59.2032 | 64.0951 | 60.6479
5 | 20 | 22 | 1790.3177 | 1881.2141 | 1967.5876 | 2000.8894 | 80 | 63 | 0 | 0 | 0 | 0 | 0 | 0 | 0 | 0 | 0 | 0 | 607.13 | 582.3807 | 620.7564 | 670.2424 | 0 | 0 | 0 | 0 | 5.4519 | 9.5242 | 23.2054 | 20.4979 | 1.8717 | 8.5415 | 7.9403 | 34.9182 | 1095.8641 | 1217.7677 | 1315.6856 | 1275.2309 | 0.39659 | 0.40366 | 0.39544 | 0.38685 | 434.6086 | 491.5597 | 520.2704 | 493.3212 | 0.10614 | 0.11699 | 0.11673 | 0.1204 | 0.049467 | 0.04347 | 0.043918 | 0.0438 | 116.3158 | 142.4659 | 153.5811 | 153.5416 | 54.2095 | 52.9362 | 57.782 | 55.8547
5 | 20 | 23 | 1619.3529 | 1701.8309 | 1780.11 | 1810.1867 | 80 | 63 | 0 | 0 | 0 | 0 | 0 | 0 | 0 | 0 | 0 | 0 | 618.2574 | 597.5625 | 635.2764 | 684.7905 | 0 | 0 | 0 | 0 | 0.51579 | 28.8171 | 21.7179 | 70.2366 | 1.2819 | 7.0565 | 7.0084 | 19.1227 | 919.2978 | 1005.3948 | 1116.1072 | 1036.0369 | 0.39616 | 0.40557 | 0.39781 | 0.38169 | 364.1858 | 407.7561 | 443.9933 | 395.4463 | 0.10719 | 0.11642 | 0.11623 | 0.12023 | 0.050701 | 0.043339 | 0.043618 | 0.043629 | 98.544 | 117.0443 | 129.7243 | 124.5643 | 46.6094 | 43.5733 | 48.6823 | 45.2012
5 | 20 | 24 | 1519.8658 | 1590.7188 | 1656.4939 | 1677.862 | 80 | 63 | 0 | 0 | 0 | 0 | 0 | 0 | 0 | 0 | 0 | 0 | 604.765 | 583.704 | 622.5905 | 668.4902 | 0 | 0 | 0 | 0 | 1.1544 | 43.5582 | 49.5077 | 15.4954 | 0.99131 | 10.8959 | 13.0001 | 20.0615 | 832.9551 | 889.5608 | 971.3957 | 973.815 | 0.39155 | 0.40913 | 0.40018 | 0.37917 | 326.1421 | 363.9486 | 388.7371 | 369.2443 | 0.1085 | 0.11637 | 0.11617 | 0.1202 | 0.051999 | 0.043652 | 0.043526 | 0.043498 | 90.3789 | 103.5224 | 112.8486 | 117.0539 | 43.313 | 38.8312 | 42.2808 | 42.3587
5 | 21 | 1 | 1456.271 | 1516.1854 | 1569.789 | 1581.7965 | 80 | 63 | 0 | 0 | 0 | 0 | 0 | 0 | 0 | 0 | 0 | 0 | 614.2323 | 596.1511 | 636.343 | 679.7484 | 0 | 0 | 0 | 0 | -0.33393 | 24.2429 | 36.9076 | 25.2458 | 0.256 | 8.9793 | 17.8607 | 13.6102 | 762.1167 | 823.8121 | 878.6777 | 863.1921 | 0.39346 | 0.40712 | 0.39915 | 0.37525 | 299.8625 | 335.3911 | 350.7215 | 323.9143 | 0.10819 | 0.11629 | 0.11609 | 0.12009 | 0.051483 | 0.043329 | 0.043595 | 0.043451 | 82.4572 | 95.7996 | 102.0023 | 103.6648 | 39.2358 | 35.6946 | 38.3062 | 37.5062
5 | 21 | 2 | 1413.9598 | 1464.7679 | 1508.455 | 1512.9959 | 80 | 63 | 0 | 0 | 0 | 0 | 0 | 0 | 0 | 0 | 0 | 0 | 611.1787 | 596.9417 | 636.7812 | 677.5627 | 0 | 0 | 0 | 0 | -3.0945 | 25.9611 | 23.6031 | 0.90482 | -0.020608 | 13.0037 | 15.9906 | 13.2565 | 725.8962 | 765.8614 | 832.0801 | 821.2718 | 0.39324 | 0.40518 | 0.39871 | 0.37205 | 285.4517 | 310.3148 | 331.7548 | 305.5508 | 0.10831 | 0.1163 | 0.11609 | 0.12011 | 0.051541 | 0.043291 | 0.043536 | 0.043315 | 78.6219 | 89.0699 | 96.5941 | 98.644 | 37.4132 | 33.1553 | 36.2258 | 35.5732
5 | 21 | 3 | 1397.9212 | 1441.5211 | 1477.2439 | 1475.4458 | 80 | 63 | 0 | 0 | 0 | 0 | 0 | 0 | 0 | 0 | 0 | 0 | 604.4428 | 594.1959 | 634.4174 | 670.9169 | 0 | 0 | 0 | 0 | -3.5816 | 59.4042 | 31.4796 | 8.3009 | -0.22821 | 10.7012 | 14.3256 | 10.6625 | 717.2882 | 714.2197 | 797.0213 | 785.5654 | 0.40479 | 0.40648 | 0.39859 | 0.37175 | 290.3527 | 290.3154 | 317.6872 | 292.0334 | 0.10804 | 0.11626 | 0.11596 | 0.12008 | 0.051222 | 0.043102 | 0.043261 | 0.043187 | 77.4989 | 83.0351 | 92.4224 | 94.3308 | 36.7412 | 30.7844 | 34.48 | 33.926
5 | 21 | 4 | 1436.0621 | 1474.5473 | 1504.0762 | 1496.1075 | 80 | 63 | 0 | 0 | 0 | 0 | 0 | 0 | 0 | 0 | 0 | 0 | 584.4409 | 575.8455 | 616.2996 | 648.3112 | 0 | 0 | 0 | 0 | -4.1845 | 54.5022 | 30.7612 | 6.3317 | 0.13067 | 13.0552 | 19.413 | 8.247 | 775.675 | 768.1443 | 837.6024 | 833.2175 | 0.39239 | 0.40724 | 0.39885 | 0.37249 | 304.3691 | 312.8184 | 334.074 | 310.3655 | 0.10724 | 0.1163 | 0.11595 | 0.12005 | 0.050451 | 0.042793 | 0.043363 | 0.043352 | 83.1868 | 89.3383 | 97.1212 | 100.0268 | 39.1337 | 32.8709 | 36.3209 | 36.122
5 | 21 | 5 | 1537.8372 | 1575.8723 | 1603.9173 | 1592.3794 | 80 | 63 | 0 | 0 | 0 | 0 | 0 | 0 | 0 | 0 | 0 | 0 | 582.9652 | 577.4328 | 617.9629 | 646.3322 | 0 | 0 | 0 | 0 | -3.3457 | 68.2122 | 54.0808 | -12.6485 | -1.8849 | 5.4682 | 13.4353 | 6.3754 | 880.1026 | 861.7591 | 918.4382 | 952.3203 | 0.39799 | 0.40903 | 0.40099 | 0.37782 | 350.275 | 352.4833 | 368.2854 | 359.8103 | 0.10661 | 0.11638 | 0.11593 | 0.12003 | 0.049898 | 0.043001 | 0.043618 | 0.043597 | 93.8273 | 100.2951 | 106.4739 | 114.3117 | 43.9152 | 37.0565 | 40.0605 | 41.518
5 | 21 | 6 | 1686.1045 | 1723.1879 | 1748.9392 | 1732.3255 | 80 | 63 | 0 | 0 | 0 | 0 | 0 | 0 | 0 | 0 | 0 | 0 | 888.5295 | 879.6008 | 920.7528 | 949.1047 | 0 | 0 | 0 | 0 | -1.3974 | -11.68 | -0.14807 | -12.2629 | 0.54455 | 2.8708 | 0.39955 | 3.8184 | 718.4278 | 789.3964 | 827.9349 | 791.6652 | 0.39817 | 0.40695 | 0.39923 | 0.37497 | 286.0547 | 321.2452 | 330.5374 | 296.8498 | 0.10686 | 0.11646 | 0.11603 | 0.12024 | 0.050154 | 0.043363 | 0.043355 | 0.043505 | 76.7681 | 91.9298 | 96.0647 | 95.1929 | 36.0323 | 34.2308 | 35.8947 | 34.4415
5 | 21 | 7 | 1859.7408 | 1901.1363 | 1930.9546 | 1914.8765 | 80 | 63 | 0 | 0 | 0 | 0 | 0 | 0 | 0 | 0 | 0 | 0 | 1238.1068 | 1230.7447 | 1284.7916 | 1318.1698 | 0 | 0 | 0 | 0 | -0.083656 | -16.6199 | -3.1021 | -0.20712 | 0.51561 | -1.5002 | -6.527 | -4.243 | 541.2021 | 625.5118 | 655.7921 | 601.1568 | 0.39621 | 0.33259 | 0.32125 | 0.38231 | 214.4285 | 208.0396 | 210.6705 | 229.8309 | 0.1104 | 0.11771 | 0.11754 | 0.1231 | 0.052929 | 0.040465 | 0.045798 | 0.050392 | 59.7504 | 73.6287 | 77.08 | 74.004 | 28.6455 | 25.3114 | 30.0343 | 30.2935
5 | 21 | 8 | 1964.3286 | 2009.0297 | 2043.1988 | 2030.3843 | 80 | 63 | 0 | 0 | 0 | 0 | 0 | 0 | 0 | 0 | 0 | 0 | 1589.4898 | 1647.3014 | 1766.6956 | 1854.0981 | 0 | 0 | 0 | 0 | -2.5883 | -20.3607 | -13.3433 | -2.3743 | -1.0532 | -6.2057 | -8.2648 | -11.7147 | 298.4802 | 325.2948 | 298.1113 | 190.3752 | 0.38794 | 0.32023 | 0.31429 | 0.32105 | 115.7911 | 104.1708 | 93.6923 | 61.12 | 0.11436 | 0.11826 | 0.11876 | 0.1269 | 0.056731 | 0.059259 | 0.048623 | 0.062066 | 34.1352 | 38.4694 | 35.4034 | 24.1579 | 16.9332 | 19.2765 | 14.4951 | 11.8159
5 | 21 | 9 | 2046.2256 | 2098.6055 | 2142.2462 | 2137.5056 | 80 | 63 | 0 | 0 | 0 | 0 | 0 | 0 | 0 | 0 | 0 | 0 | 1858.1439 | 1984.3734 | 2168.3063 | 2310.7357 | 0 | 0 | 0 | 0 | 0.57241 | -64.2577 | -22.3913 | -25.1771 | -0.92751 | -8.631 | -12.212 | -14.873 | 108.4368 | 124.1208 | 8.5432 | -133.18 | 0.39364 | 0.24286 | 0.23968 | 0 | 42.6851 | 30.1442 | 2.0476 | 0 | 0.11841 | 0.11706 | 0.11827 | 0.12384 | 0.061762 | 0.051776 | 0.048938 | 0.060949 | 12.8398 | 14.5301 | 1.0104 | -16.4931 | 6.6973 | 6.4265 | 0.41808 | -8.1172
5 | 21 | 10 | 2110.2783 | 2166.3462 | 2213.4102 | 2209.9533 | 80 | 63 | 0 | 0 | 0 | 0 | 0 | 0 | 0 | 0 | 0 | 0 | 2063.7631 | 2242.3885 | 2470.9009 | 2658.1584 | 0 | 0 | 0 | 0 | -3.3264 | -76.8269 | -107.5265 | -77.4286 | -1.7292 | -14.3797 | -16.0025 | -32.5658 | -28.4292 | -47.8357 | -133.9617 | -338.2107 | 0.31441 | 0.24286 | 0.24286 | 0 | -8.9385 | -11.6175 | -32.5341 | 0 | 0.11622 | 0.11728 | 0.11829 | 0.12301 | 0.059713 | 0.050062 | 0.050012 | 0.06259 | -3.3041 | -5.6101 | -15.8457 | -41.602 | -1.6976 | -2.3948 | -6.6996 | -21.1687
5 | 21 | 11 | 2131.4628 | 2189.9565 | 2238.5253 | 2234.6061 | 80 | 63 | 0 | 0 | 0 | 0 | 0 | 0 | 0 | 0 | 0 | 0 | 2181.9639 | 2387.4274 | 2643.9413 | 2863.7616 | 0 | 0 | 0 | 0 | -6.5128 | -79.767 | -85.7243 | -83.4778 | -2.3152 | -21.0593 | -27.5713 | -37.7559 | -121.6731 | -159.6446 | -292.1204 | -507.9218 | 0.31687 | 0.24286 | 0.24286 | 0 | -38.5543 | -38.7715 | -70.9446 | 0 | 0.11579 | 0.11749 | 0.11802 | 0.1229 | 0.059372 | 0.054021 | 0.051155 | 0.061459 | -14.0886 | -18.7559 | -34.4763 | -62.4236 | -7.224 | -8.6242 | -14.9436 | -31.2164
5 | 21 | 12 | 2118.7981 | 2177.7819 | 2226.2431 | 2221.5669 | 80 | 63 | 0 | 0 | 0 | 0 | 0 | 0 | 0 | 0 | 0 | 0 | 2217.2091 | 2438.0031 | 2712.9908 | 2948.8403 | 0 | 0 | 0 | 0 | -1.1233 | -65.5631 | -85.7391 | -85.3265 | -2.9788 | -24.6247 | -30.5869 | -39.5093 | -174.309 | -233.0334 | -370.4216 | -602.4375 | 0.30984 | 0.24286 | 0.24286 | 0 | -54.0074 | -56.5948 | -89.961 | 0 | 0.11582 | 0.12175 | 0.11774 | 0.12307 | 0.059588 | 0.049595 | 0.051608 | 0.063043 | -20.1886 | -28.3708 | -43.615 | -74.1409 | -10.3868 | -11.5574 | -19.1167 | -37.9796
5 | 21 | 13 | 2143.3461 | 2208.6158 | 2263.7047 | 2263.7878 | 80 | 63 | 0 | 0 | 0 | 0 | 0 | 0 | 0 | 0 | 0 | 0 | 2201.5181 | 2418.1304 | 2700.1514 | 2939.424 | 0 | 0 | 0 | 0 | -1.1233 | -56.5737 | -80.7681 | -77.704 | -3.2612 | -15.2307 | -16.6695 | -37.9713 | -133.7875 | -200.7102 | -339.009 | -559.9609 | 0.31489 | 0.24286 | 0.24286 | 0 | -42.1284 | -48.7448 | -82.3321 | 0 | 0.11535 | 0.12174 | 0.11784 | 0.12304 | 0.059115 | 0.049371 | 0.050509 | 0.06275 | -15.4319 | -24.4344 | -39.9501 | -68.8956 | -7.9089 | -9.9092 | -17.1229 | -35.1377
5 | 21 | 14 | 2149.3818 | 2218.9702 | 2279.0205 | 2283.3349 | 80 | 63 | 0 | 0 | 0 | 0 | 0 | 0 | 0 | 0 | 0 | 0 | 2134.0677 | 2332.2977 | 2606.0792 | 2836.0668 | 0 | 0 | 0 | 0 | -3.7782 | -39.0291 | -36.2851 | -45.2497 | -1.8065 | -15.5861 | -14.9332 | -27.6027 | -59.1012 | -121.7123 | -275.8403 | -479.8795 | 0.31699 | 0.24286 | 0.24286 | 0 | -18.7344 | -29.5592 | -66.9909 | 0 | 0.11573 | 0.12171 | 0.11787 | 0.12375 | 0.059448 | 0.039649 | 0.049083 | 0.060377 | -6.8396 | -14.8142 | -32.5132 | -59.3845 | -3.5135 | -4.8257 | -13.5392 | -28.9738
5 | 21 | 15 | 2143.0023 | 2215.7336 | 2279.3101 | 2286.6494 | 80 | 63 | 0 | 0 | 0 | 0 | 0 | 0 | 0 | 0 | 0 | 0 | 2081.5777 | 2250.5199 | 2502.1798 | 2714.7602 | 0 | 0 | 0 | 0 | -4.6237 | -16.7457 | -18.6459 | -18.5457 | -2.7233 | -14.0321 | -15.3999 | -19.1853 | -11.2283 | -67.0084 | -188.824 | -390.3797 | 0.31618 | 0.24027 | 0.2402 | 0.19462 | -3.5502 | -16.1002 | -45.3549 | -75.9757 | 0.11447 | 0.12111 | 0.11792 | 0.12433 | 0.058053 | 0.048654 | 0.047698 | 0.055827 | -1.2853 | -8.1156 | -22.2655 | -48.5368 | -0.65184 | -3.2602 | -9.0066 | -21.7936
5 | 21 | 16 | 2136.8905 | 2218.2281 | 2291.6697 | 2307.5968 | 80 | 63 | 0 | 0 | 0 | 0 | 0 | 0 | 0 | 0 | 0 | 0 | 1926.5328 | 2052.1338 | 2263.914 | 2444.0064 | 0 | 0 | 0 | 0 | -1.1233 | -17.2641 | -4.0147 | -10.1623 | -2.6981 | -9.7453 | -14.9714 | -17.1027 | 134.1791 | 130.1037 | 46.7418 | -109.1446 | 0.32103 | 0.24715 | 0.22975 | 0.24005 | 43.0749 | 32.1556 | 10.7389 | -26.2 | 0.11277 | 0.11807 | 0.11811 | 0.12367 | 0.055743 | 0.049005 | 0.046866 | 0.052355 | 15.1317 | 15.3612 | 5.5207 | -13.4984 | 7.4796 | 6.3757 | 2.1906 | -5.7142
5 | 21 | 17 | 2124.5149 | 2213.8039 | 2296.2549 | 2319.974 | 80 | 63 | 0 | 0 | 0 | 0 | 0 | 0 | 0 | 0 | 0 | 0 | 1668.0701 | 1734.5821 | 1887.4656 | 2019.6829 | 0 | 0 | 0 | 0 | -2.6242 | -3.2776 | -5.9352 | -7.6304 | -0.71198 | -5.5023 | -10.5261 | -10.8753 | 379.7809 | 425.0017 | 425.2506 | 318.7967 | 0.39785 | 0.24634 | 0.32048 | 0.23372 | 151.0966 | 104.6961 | 136.2864 | 74.5104 | 0.10932 | 0.11858 | 0.11708 | 0.12097 | 0.052281 | 0.048317 | 0.044793 | 0.045536 | 41.5178 | 50.3952 | 49.7867 | 38.5663 | 19.8552 | 20.5349 | 19.0484 | 14.5168
5 | 21 | 18 | 2115.9636 | 2213.8041 | 2306.0081 | 2338.1804 | 80 | 63 | 0 | 0 | 0 | 0 | 0 | 0 | 0 | 0 | 0 | 0 | 1235.2032 | 1234.9281 | 1315.7502 | 1391.6927 | 0 | 0 | 0 | 0 | -1.1157 | -11.4754 | -14.9933 | 4.1901 | 0.12712 | -3.6786 | -3.0915 | -0.91695 | 801.7489 | 931.03 | 1008.3427 | 943.2145 | 0.40002 | 0.33194 | 0.39565 | 0.38633 | 320.7164 | 309.0493 | 398.95 | 364.391 | 0.10747 | 0.11698 | 0.11618 | 0.12005 | 0.050339 | 0.045601 | 0.043081 | 0.043402 | 86.1607 | 108.9119 | 117.1443 | 113.2306 | 40.3591 | 42.4562 | 43.4407 | 40.9371
5 | 21 | 19 | 2131.5701 | 2234.7657 | 2332.7685 | 2369.3611 | 80 | 63 | 0 | 0 | 0 | 0 | 0 | 0 | 0 | 0 | 0 | 0 | 767.9354 | 741.5494 | 788.6467 | 842.7235 | 0 | 0 | 0 | 0 | -0.13118 | -13.7525 | 5.8468 | 48.3363 | 0.93351 | 3.9356 | -1.3807 | 4.7333 | 1282.8324 | 1440.0331 | 1539.6558 | 1473.5679 | 0.40291 | 0.40667 | 0.40013 | 0.39254 | 516.8713 | 585.6247 | 616.0693 | 578.4273 | 0.10649 | 0.11735 | 0.11725 | 0.12059 | 0.049261 | 0.044017 | 0.044446 | 0.044028 | 136.6107 | 168.9903 | 180.5262 | 177.6968 | 63.1941 | 63.3866 | 68.4314 | 64.8779
5 | 21 | 20 | 2205.644 | 2314.6507 | 2418.1764 | 2457.3572 | 80 | 63 | 0 | 0 | 0 | 0 | 0 | 0 | 0 | 0 | 0 | 0 | 646.3255 | 626.3104 | 664.2822 | 716.843 | 0 | 0 | 0 | 0 | 6.5072 | 22.5809 | 5.37 | 31.1022 | 1.7783 | 11.4423 | 17.9871 | 33.5824 | 1471.0329 | 1591.317 | 1730.537 | 1675.8295 | 0.40427 | 0.42028 | 0.41111 | 0.39531 | 594.6988 | 668.8007 | 711.4475 | 662.4688 | 0.10677 | 0.11728 | 0.11718 | 0.12056 | 0.049394 | 0.043928 | 0.044523 | 0.044237 | 157.0625 | 186.6339 | 202.7787 | 202.0442 | 72.6598 | 69.9029 | 77.0493 | 74.1343
5 | 21 | 21 | 2108.6037 | 2213.784 | 2313.4771 | 2351.0919 | 80 | 63 | 0 | 0 | 0 | 0 | 0 | 0 | 0 | 0 | 0 | 0 | 635.4189 | 621.0276 | 656.527 | 707.335 | 0 | 0 | 0 | 0 | 9.0856 | 16.3884 | 37.5747 | 61.5999 | 2.4036 | 6.1688 | 3.1127 | 28.1241 | 1381.6955 | 1507.1992 | 1616.2627 | 1554.033 | 0.40188 | 0.40772 | 0.40034 | 0.39234 | 555.2763 | 614.5094 | 647.0521 | 609.7022 | 0.10629 | 0.11729 | 0.11719 | 0.1205 | 0.049276 | 0.043962 | 0.044385 | 0.044069 | 146.8548 | 176.7765 | 189.4071 | 187.2667 | 68.0846 | 66.2598 | 71.7378 | 68.4853
5 | 21 | 22 | 1913.8042 | 2011.9352 | 2105.34 | 2141.8404 | 80 | 63 | 0 | 0 | 0 | 0 | 0 | 0 | 0 | 0 | 0 | 0 | 602.9689 | 587.6904 | 623.1639 | 669.7079 | 0 | 0 | 0 | 0 | 5.4519 | 9.5242 | 23.2054 | 20.4979 | 1.8717 | 8.5415 | 7.9403 | 34.9182 | 1223.5118 | 1343.1791 | 1451.0305 | 1416.7164 | 0.39659 | 0.40366 | 0.39544 | 0.38685 | 485.2323 | 542.1828 | 573.7907 | 548.0546 | 0.10614 | 0.11699 | 0.11673 | 0.1204 | 0.049467 | 0.04347 | 0.043918 | 0.0438 | 129.8645 | 157.1377 | 169.38 | 170.5769 | 60.5239 | 58.3878 | 63.7261 | 62.0517
5 | 21 | 23 | 1741.1603 | 1830.7744 | 1915.9893 | 1949.2211 | 80 | 63 | 0 | 0 | 0 | 0 | 0 | 0 | 0 | 0 | 0 | 0 | 596.1912 | 583.393 | 619.5851 | 662.5496 | 0 | 0 | 0 | 0 | 0.51579 | 28.8171 | 21.7179 | 70.2366 | 1.2819 | 7.0565 | 7.0084 | 19.1227 | 1063.1715 | 1148.5078 | 1267.6779 | 1197.3123 | 0.39616 | 0.40557 | 0.39781 | 0.38169 | 421.1822 | 465.7982 | 504.2889 | 457.0036 | 0.10719 | 0.11642 | 0.11623 | 0.12023 | 0.050701 | 0.043339 | 0.043618 | 0.043629 | 113.9665 | 133.705 | 147.3413 | 143.9547 | 53.9039 | 49.7757 | 55.2935 | 52.2375
5 | 21 | 24 | 1599.7648 | 1675.2987 | 1745.6233 | 1769.0609 | 80 | 63 | 0 | 0 | 0 | 0 | 0 | 0 | 0 | 0 | 0 | 0 | 570.1999 | 554.0975 | 590.1366 | 631.7815 | 0 | 0 | 0 | 0 | 1.1544 | 43.5582 | 49.5077 | 15.4954 | 0.99131 | 10.8959 | 13.0001 | 20.0615 | 947.4192 | 1003.7471 | 1092.9789 | 1101.7225 | 0.39155 | 0.40913 | 0.40018 | 0.37917 | 370.9603 | 410.666 | 437.3927 | 417.7433 | 0.1085 | 0.11637 | 0.11617 | 0.1202 | 0.051999 | 0.043652 | 0.043526 | 0.043498 | 102.7987 | 116.8108 | 126.9731 | 132.4286 | 49.2651 | 43.8156 | 47.5728 | 47.9224
5 | 22 | 1 | 1516.2302 | 1579.6573 | 1636.6751 | 1650.2356 | 80 | 63 | 0 | 0 | 0 | 0 | 0 | 0 | 0 | 0 | 0 | 0 | 551.145 | 531.6665 | 570.6389 | 607.5419 | 0 | 0 | 0 | 0 | -0.33393 | 24.2429 | 36.9076 | 25.2458 | 0.256 | 8.9793 | 17.8607 | 13.6102 | 885.1631 | 951.7687 | 1011.2679 | 1003.8377 | 0.39346 | 0.40712 | 0.39915 | 0.37525 | 348.2764 | 387.485 | 403.6444 | 376.6918 | 0.10819 | 0.11629 | 0.11609 | 0.12009 | 0.051483 | 0.043329 | 0.043595 | 0.043451 | 95.7702 | 110.6794 | 117.3942 | 120.5556 | 45.5705 | 41.2388 | 44.0866 | 43.6173
5 | 22 | 2 | 1473.5691 | 1527.8696 | 1574.9508 | 1581.0357 | 80 | 63 | 0 | 0 | 0 | 0 | 0 | 0 | 0 | 0 | 0 | 0 | 547.5801 | 527.7157 | 569.6016 | 602.0482 | 0 | 0 | 0 | 0 | -3.0945 | 25.9611 | 23.6031 | 0.90482 | -0.020608 | 13.0037 | 15.9906 | 13.2565 | 849.1042 | 898.189 | 965.7554 | 964.8262 | 0.39324 | 0.40518 | 0.39871 | 0.37205 | 333.9021 | 363.9318 | 385.0518 | 358.9596 | 0.10831 | 0.1163 | 0.11609 | 0.12011 | 0.051541 | 0.043291 | 0.043536 | 0.043315 | 91.9666 | 104.4596 | 112.1122 | 115.8865 | 43.7634 | 38.8839 | 42.0455 | 41.7912
5 | 22 | 3 | 1455.3616 | 1502.3267 | 1541.3202 | 1541.01 | 80 | 63 | 0 | 0 | 0 | 0 | 0 | 0 | 0 | 0 | 0 | 0 | 519.481 | 507.7162 | 546.5362 | 573.829 | 0 | 0 | 0 | 0 | -3.5816 | 59.4042 | 31.4796 | 8.3009 | -0.22821 | 10.7012 | 14.3256 | 10.6625 | 859.6904 | 861.5051 | 948.9789 | 948.2175 | 0.40479 | 0.40648 | 0.39859 | 0.37175 | 347.9961 | 350.1838 | 378.2564 | 352.4992 | 0.10804 | 0.11626 | 0.11596 | 0.12008 | 0.051222 | 0.043102 | 0.043261 | 0.043187 | 92.8846 | 100.1584 | 110.0433 | 113.8621 | 44.0354 | 37.1327 | 41.0538 | 40.9504
5 | 22 | 4 | 1481.8885 | 1523.0585 | 1555.1968 | 1548.4151 | 80 | 63 | 0 | 0 | 0 | 0 | 0 | 0 | 0 | 0 | 0 | 0 | 481.3104 | 470.5261 | 509.2746 | 530.2295 | 0 | 0 | 0 | 0 | -4.1845 | 54.5022 | 30.7612 | 6.3317 | 0.13067 | 13.0552 | 19.413 | 8.247 | 924.6319 | 921.9749 | 995.7481 | 1003.6069 | 0.39239 | 0.40724 | 0.39885 | 0.37249 | 362.8187 | 375.4642 | 397.1497 | 373.8339 | 0.10724 | 0.1163 | 0.11595 | 0.12005 | 0.050451 | 0.042793 | 0.043363 | 0.043352 | 99.1615 | 107.2295 | 115.4585 | 120.4819 | 46.6487 | 39.4537 | 43.1785 | 43.5088
5 | 22 | 5 | 1580.5153 | 1621.0507 | 1651.5258 | 1641.0934 | 80 | 63 | 0 | 0 | 0 | 0 | 0 | 0 | 0 | 0 | 0 | 0 | 452.785 | 448.4558 | 482.5604 | 500.5215 | 0 | 0 | 0 | 0 | -3.3457 | 68.2122 | 54.0808 | -12.6485 | -1.8849 | 5.4682 | 13.4353 | 6.3754 | 1052.9608 | 1035.9144 | 1101.4492 | 1146.8449 | 0.39799 | 0.40903 | 0.40099 | 0.37782 | 419.0715 | 423.7177 | 441.6712 | 433.3066 | 0.10661 | 0.11638 | 0.11593 | 0.12003 | 0.049898 | 0.043001 | 0.043618 | 0.043597 | 112.2556 | 120.564 | 127.6902 | 137.6614 | 52.5404 | 44.5454 | 48.043 | 49.9986
5 | 22 | 6 | 1711.6413 | 1750.2209 | 1777.4262 | 1761.474 | 80 | 63 | 0 | 0 | 0 | 0 | 0 | 0 | 0 | 0 | 0 | 0 | 643.9067 | 646.8451 | 670.3601 | 688.9538 | 0 | 0 | 0 | 0 | -1.3974 | -11.68 | -0.14807 | -12.2629 | 0.54455 | 2.8708 | 0.39955 | 3.8184 | 988.5875 | 1049.1851 | 1106.8146 | 1080.9647 | 0.39817 | 0.40695 | 0.39923 | 0.37497 | 393.6235 | 426.9663 | 441.8748 | 405.3281 | 0.10686 | 0.11646 | 0.11603 | 0.12024 | 0.050154 | 0.043363 | 0.043355 | 0.043505 | 105.6362 | 122.1838 | 128.4229 | 129.9793 | 49.582 | 45.4961 | 47.9854 | 47.0276
5 | 22 | 7 | 1880.6601 | 1923.2812 | 1954.2906 | 1938.7543 | 80 | 63 | 0 | 0 | 0 | 0 | 0 | 0 | 0 | 0 | 0 | 0 | 918.0735 | 933.156 | 957.1466 | 983.3736 | 0 | 0 | 0 | 0 | -0.083656 | -16.6199 | -3.1021 | -0.20712 | 0.51561 | -1.5002 | -6.527 | -4.243 | 882.1547 | 945.2453 | 1006.7731 | 959.8309 | 0.39621 | 0.33259 | 0.32125 | 0.38231 | 349.5165 | 314.3801 | 323.4216 | 366.9572 | 0.1104 | 0.11771 | 0.11754 | 0.1231 | 0.052929 | 0.040465 | 0.045798 | 0.050392 | 97.3926 | 111.2644 | 118.3333 | 118.1578 | 46.6919 | 38.2494 | 46.1087 | 48.3678
5 | 22 | 8 | 1983.7086 | 2029.5452 | 2064.8178 | 2052.5052 | 80 | 63 | 0 | 0 | 0 | 0 | 0 | 0 | 0 | 0 | 0 | 0 | 1210.2324 | 1280.6172 | 1366.1855 | 1447.0271 | 0 | 0 | 0 | 0 | -2.5883 | -20.3607 | -13.3433 | -2.3743 | -1.0532 | -6.2057 | -8.2648 | -11.7147 | 697.1177 | 712.4943 | 720.2403 | 619.5671 | 0.38794 | 0.32023 | 0.31429 | 0.32105 | 270.4368 | 228.1656 | 226.3616 | 198.9122 | 0.11436 | 0.11826 | 0.11876 | 0.1269 | 0.056731 | 0.059259 | 0.048623 | 0.062066 | 79.7247 | 84.2596 | 85.5349 | 78.6207 | 39.5485 | 42.2214 | 35.0203 | 38.4543
5 | 22 | 9 | 2058.8192 | 2111.9368 | 2156.2946 | 2151.8802 | 80 | 63 | 0 | 0 | 0 | 0 | 0 | 0 | 0 | 0 | 0 | 0 | 1385.1362 | 1516.1155 | 1663.2742 | 1795.9881 | 0 | 0 | 0 | 0 | 0.57241 | -64.2577 | -22.3913 | -25.1771 | -0.92751 | -8.631 | -12.212 | -14.873 | 594.038 | 605.71 | 527.6237 | 395.9422 | 0.39364 | 0.24286 | 0.23968 | 0 | 233.8374 | 147.1036 | 126.4583 | 0 | 0.11841 | 0.11706 | 0.11827 | 0.12384 | 0.061762 | 0.051776 | 0.048938 | 0.060949 | 70.339 | 70.9067 | 62.4028 | 49.0339 | 36.689 | 31.3613 | 25.8206 | 24.1323
5 | 22 | 10 | 2137.4943 | 2195.1567 | 2243.7704 | 2241.0185 | 80 | 63 | 0 | 0 | 0 | 0 | 0 | 0 | 0 | 0 | 0 | 0 | 1532.52 | 1716.1696 | 1911.0141 | 2082.302 | 0 | 0 | 0 | 0 | -3.3264 | -76.8269 | -107.5265 | -77.4286 | -1.7292 | -14.3797 | -16.0025 | -32.5658 | 530.0299 | 507.1936 | 456.2853 | 268.7109 | 0.31441 | 0.24286 | 0.24286 | 0 | 166.6484 | 123.1778 | 110.814 | 0 | 0.11622 | 0.11728 | 0.11829 | 0.12301 | 0.059713 | 0.050062 | 0.050012 | 0.06259 | 61.6015 | 59.483 | 53.9719 | 33.0531 | 31.6498 | 25.3912 | 22.8195 | 16.8187
5 | 22 | 11 | 2160.0081 | 2220.1742 | 2270.3684 | 2267.1885 | 80 | 63 | 0 | 0 | 0 | 0 | 0 | 0 | 0 | 0 | 0 | 0 | 1619.2264 | 1835.8764 | 2061.088 | 2256.7616 | 0 | 0 | 0 | 0 | -6.5128 | -79.767 | -85.7243 | -83.4778 | -2.3152 | -21.0593 | -27.5713 | -37.7559 | 469.6097 | 422.1241 | 322.5759 | 131.6606 | 0.31687 | 0.24286 | 0.24286 | 0 | 148.8044 | 102.5177 | 78.3411 | 0 | 0.11579 | 0.11749 | 0.11802 | 0.1229 | 0.059372 | 0.054021 | 0.051155 | 0.061459 | 54.3765 | 49.5934 | 38.0707 | 16.1811 | 27.8817 | 22.8036 | 16.5015 | 8.0917
5 | 22 | 12 | 2162.1758 | 2223.7009 | 2274.6321 | 2271.0794 | 80 | 63 | 0 | 0 | 0 | 0 | 0 | 0 | 0 | 0 | 0 | 0 | 1660.086 | 1885.7379 | 2129.3617 | 2338.5954 | 0 | 0 | 0 | 0 | -1.1233 | -65.5631 | -85.7391 | -85.3265 | -2.9788 | -24.6247 | -30.5869 | -39.5093 | 426.1918 | 365.1508 | 261.5965 | 57.3198 | 0.30984 | 0.24286 | 0.24286 | 0 | 132.0501 | 88.6811 | 63.5316 | 0 | 0.11582 | 0.12175 | 0.11774 | 0.12307 | 0.059588 | 0.049595 | 0.051608 | 0.063043 | 49.362 | 44.4555 | 30.8015 | 7.0542 | 25.396 | 18.1098 | 13.5005 | 3.6136
5 | 22 | 13 | 2192.6008 | 2260.7561 | 2318.6496 | 2320.0085 | 80 | 63 | 0 | 0 | 0 | 0 | 0 | 0 | 0 | 0 | 0 | 0 | 1700.616 | 1910.115 | 2167.3869 | 2382.7656 | 0 | 0 | 0 | 0 | -1.1233 | -56.5737 | -80.7681 | -77.704 | -3.2612 | -15.2307 | -16.6695 | -37.9713 | 416.3692 | 359.4455 | 248.7003 | 52.9182 | 0.31489 | 0.24286 | 0.24286 | 0 | 131.1108 | 87.2955 | 60.3996 | 0 | 0.11535 | 0.12174 | 0.11784 | 0.12304 | 0.059115 | 0.049371 | 0.050509 | 0.06275 | 48.0268 | 43.7588 | 29.3078 | 6.5109 | 24.6137 | 17.7461 | 12.5615 | 3.3206
5 | 22 | 14 | 2203.464 | 2276.2209 | 2339.3506 | 2345.0658 | 80 | 63 | 0 | 0 | 0 | 0 | 0 | 0 | 0 | 0 | 0 | 0 | 1811.2108 | 1991.1012 | 2255.4053 | 2471.289 | 0 | 0 | 0 | 0 | -3.7782 | -39.0291 | -36.2851 | -45.2497 | -1.8065 | -15.5861 | -14.9332 | -27.6027 | 317.8378 | 276.7348 | 135.1636 | -53.3707 | 0.31699 | 0.24286 | 0.24286 | 0 | 100.7507 | 67.2082 | 32.826 | 0 | 0.11573 | 0.12171 | 0.11787 | 0.12375 | 0.059448 | 0.039649 | 0.049083 | 0.060377 | 36.7824 | 33.6827 | 15.9317 | -6.6046 | 18.895 | 10.9721 | 6.6343 | -3.2224
5 | 22 | 15 | 2201.7721 | 2277.9465 | 2344.8693 | 2353.7309 | 80 | 63 | 0 | 0 | 0 | 0 | 0 | 0 | 0 | 0 | 0 | 0 | 1868.775 | 2022.8312 | 2272.5166 | 2474.7594 | 0 | 0 | 0 | 0 | -4.6237 | -16.7457 | -18.6459 | -18.5457 | -2.7233 | -14.0321 | -15.3999 | -19.1853 | 260.3442 | 222.8931 | 106.3985 | -83.2975 | 0.31618 | 0.24027 | 0.2402 | 0.19462 | 82.3154 | 53.5546 | 25.5566 | -16.2113 | 0.11447 | 0.12111 | 0.11792 | 0.12433 | 0.058053 | 0.048654 | 0.047698 | 0.055827 | 29.8019 | 26.9952 | 12.5462 | -10.3566 | 15.1139 | 10.8445 | 5.075 | -4.6502
5 | 22 | 16 | 2211.822 | 2297.5495 | 2375.2577 | 2393.1257 | 80 | 63 | 0 | 0 | 0 | 0 | 0 | 0 | 0 | 0 | 0 | 0 | 1771.0914 | 1896.3699 | 2108.8384 | 2285.0885 | 0 | 0 | 0 | 0 | -1.1233 | -17.2641 | -4.0147 | -10.1623 | -2.6981 | -9.7453 | -14.9714 | -17.1027 | 364.552 | 365.189 | 285.4055 | 135.3022 | 0.32103 | 0.24715 | 0.22975 | 0.24005 | 117.0304 | 90.2577 | 65.5716 | 32.4791 | 0.11277 | 0.11807 | 0.11811 | 0.12367 | 0.055743 | 0.049005 | 0.046866 | 0.052355 | 41.1113 | 43.1173 | 33.7097 | 16.7334 | 20.3214 | 17.8961 | 13.3758 | 7.0837
5 | 22 | 17 | 2166.2834 | 2258.0195 | 2342.8488 | 2367.6497 | 80 | 63 | 0 | 0 | 0 | 0 | 0 | 0 | 0 | 0 | 0 | 0 | 1527.7536 | 1594.5286 | 1748.0944 | 1876.205 | 0 | 0 | 0 | 0 | -2.6242 | -3.2776 | -5.9352 | -7.6304 | -0.71198 | -5.5023 | -10.5261 | -10.8753 | 561.8659 | 609.2707 | 611.2156 | 509.9504 | 0.39785 | 0.24634 | 0.32048 | 0.23372 | 223.5395 | 150.0895 | 195.8854 | 119.1876 | 0.10932 | 0.11858 | 0.11708 | 0.12097 | 0.052281 | 0.048317 | 0.044793 | 0.045536 | 61.4234 | 72.2452 | 71.5588 | 61.691 | 29.3747 | 29.4383 | 27.3784 | 23.2212
5 | 22 | 18 | 2126.738 | 2225.2098 | 2318.0273 | 2350.4786 | 80 | 63 | 0 | 0 | 0 | 0 | 0 | 0 | 0 | 0 | 0 | 0 | 1091.5018 | 1087.3968 | 1167.7393 | 1236.2756 | 0 | 0 | 0 | 0 | -1.1157 | -11.4754 | -14.9933 | 4.1901 | 0.12712 | -3.6786 | -3.0915 | -0.91695 | 956.2248 | 1089.967 | 1168.3728 | 1110.9299 | 0.40002 | 0.33194 | 0.39565 | 0.38633 | 382.51 | 361.8073 | 462.2658 | 429.1843 | 0.10747 | 0.11698 | 0.11618 | 0.12005 | 0.050339 | 0.045601 | 0.043081 | 0.043402 | 102.7616 | 127.5043 | 135.7358 | 133.3644 | 48.1352 | 49.7039 | 50.3349 | 48.2162
5 | 22 | 19 | 2139.0563 | 2242.6904 | 2341.1195 | 2377.906 | 80 | 63 | 0 | 0 | 0 | 0 | 0 | 0 | 0 | 0 | 0 | 0 | 650.2125 | 624.4013 | 668.0249 | 710.903 | 0 | 0 | 0 | 0 | -0.13118 | -13.7525 | 5.8468 | 48.3363 | 0.93351 | 3.9356 | -1.3807 | 4.7333 | 1408.0415 | 1565.106 | 1668.6285 | 1613.9334 | 0.40291 | 0.40667 | 0.40013 | 0.39254 | 567.3198 | 636.4887 | 667.6758 | 633.5256 | 0.10649 | 0.11735 | 0.11725 | 0.12059 | 0.049261 | 0.044017 | 0.044446 | 0.044028 | 149.9444 | 183.6678 | 195.6484 | 194.6234 | 69.362 | 68.892 | 74.1637 | 71.0579
5 | 22 | 20 | 2200.6066 | 2309.3182 | 2412.557 | 2451.6073 | 80 | 63 | 0 | 0 | 0 | 0 | 0 | 0 | 0 | 0 | 0 | 0 | 588.369 | 571.6538 | 609.3984 | 651.7707 | 0 | 0 | 0 | 0 | 6.5072 | 22.5809 | 5.37 | 31.1022 | 1.7783 | 11.4423 | 17.9871 | 33.5824 | 1523.952 | 1640.6411 | 1779.8014 | 1735.152 | 0.40427 | 0.42028 | 0.41111 | 0.39531 | 616.0925 | 689.5307 | 731.7008 | 685.9194 | 0.10677 | 0.11728 | 0.11718 | 0.12056 | 0.049394 | 0.043928 | 0.044523 | 0.044237 | 162.7127 | 192.4188 | 208.5513 | 209.1963 | 75.2737 | 72.0696 | 79.2427 | 76.7585
5 | 22 | 21 | 2150.5121 | 2258.1477 | 2360.2271 | 2398.9274 | 80 | 63 | 0 | 0 | 0 | 0 | 0 | 0 | 0 | 0 | 0 | 0 | 565.6807 | 548.0062 | 581.5673 | 627.2406 | 0 | 0 | 0 | 0 | 9.0856 | 16.3884 | 37.5747 | 61.5999 | 2.4036 | 6.1688 | 3.1127 | 28.1241 | 1493.3422 | 1624.5843 | 1737.9724 | 1681.9629 | 0.40188 | 0.40772 | 0.40034 | 0.39234 | 600.145 | 662.3691 | 695.7772 | 659.8936 | 0.10629 | 0.11729 | 0.11719 | 0.1205 | 0.049276 | 0.043962 | 0.044385 | 0.044069 | 158.7213 | 190.5444 | 203.67 | 202.6827 | 73.5862 | 71.4203 | 77.1399 | 74.1231
5 | 22 | 22 | 1955.5028 | 2056.0767 | 2151.8558 | 2189.4363 | 80 | 63 | 0 | 0 | 0 | 0 | 0 | 0 | 0 | 0 | 0 | 0 | 528.5769 | 515.3339 | 543.9356 | 588.3241 | 0 | 0 | 0 | 0 | 5.4519 | 9.5242 | 23.2054 | 20.4979 | 1.8717 | 8.5415 | 7.9403 | 34.9182 | 1339.6024 | 1459.6772 | 1576.7746 | 1545.6961 | 0.39659 | 0.40366 | 0.39544 | 0.38685 | 531.2727 | 589.208 | 623.5146 | 597.9502 | 0.10614 | 0.11699 | 0.11673 | 0.1204 | 0.049467 | 0.04347 | 0.043918 | 0.0438 | 142.1864 | 170.7667 | 184.0582 | 186.1064 | 66.2666 | 63.452 | 69.2485 | 67.701
5 | 22 | 23 | 1752.1446 | 1842.4023 | 1928.2427 | 1961.7589 | 80 | 63 | 0 | 0 | 0 | 0 | 0 | 0 | 0 | 0 | 0 | 0 | 514.5714 | 501.0912 | 529.2129 | 572.4634 | 0 | 0 | 0 | 0 | 0.51579 | 28.8171 | 21.7179 | 70.2366 | 1.2819 | 7.0565 | 7.0084 | 19.1227 | 1155.7756 | 1242.4376 | 1370.3034 | 1299.9362 | 0.39616 | 0.40557 | 0.39781 | 0.38169 | 457.868 | 503.8931 | 545.1139 | 496.1743 | 0.10719 | 0.11642 | 0.11623 | 0.12023 | 0.050701 | 0.043339 | 0.043618 | 0.043629 | 123.8932 | 144.6399 | 159.2694 | 156.2934 | 58.599 | 53.8466 | 59.7698 | 56.7149
5 | 22 | 24 | 1617.3257 | 1693.8885 | 1765.213 | 1789.1055 | 80 | 63 | 0 | 0 | 0 | 0 | 0 | 0 | 0 | 0 | 0 | 0 | 525.6213 | 503.5019 | 537.845 | 579.6729 | 0 | 0 | 0 | 0 | 1.1544 | 43.5582 | 49.5077 | 15.4954 | 0.99131 | 10.8959 | 13.0001 | 20.0615 | 1009.5587 | 1072.9325 | 1164.8602 | 1173.8757 | 0.39155 | 0.40913 | 0.40018 | 0.37917 | 395.2909 | 438.972 | 466.1585 | 445.1019 | 0.1085 | 0.11637 | 0.11617 | 0.1202 | 0.051999 | 0.043652 | 0.043526 | 0.043498 | 109.5411 | 124.8622 | 135.3237 | 141.1015 | 52.4963 | 46.8357 | 50.7015 | 51.0609
5 | 23 | 1 | 1535.3304 | 1599.8765 | 1657.9818 | 1672.0371 | 80 | 63 | 0 | 0 | 0 | 0 | 0 | 0 | 0 | 0 | 0 | 0 | 474.0823 | 454.837 | 485.1057 | 523.3649 | 0 | 0 | 0 | 0 | -0.33393 | 24.2429 | 36.9076 | 25.2458 | 0.256 | 8.9793 | 17.8607 | 13.6102 | 981.326 | 1048.8174 | 1118.1078 | 1109.8161 | 0.39346 | 0.40712 | 0.39915 | 0.37525 | 386.1126 | 426.9955 | 446.2893 | 416.4604 | 0.10819 | 0.11629 | 0.11609 | 0.12009 | 0.051483 | 0.043329 | 0.043595 | 0.043451 | 106.1745 | 121.965 | 129.7968 | 133.2831 | 50.5212 | 45.4438 | 48.7443 | 48.2221
5 | 23 | 2 | 1491.27 | 1546.6075 | 1594.6966 | 1601.24 | 80 | 63 | 0 | 0 | 0 | 0 | 0 | 0 | 0 | 0 | 0 | 0 | 334.6803 | 331.8617 | 345.1136 | 376.2916 | 0 | 0 | 0 | 0 | -3.0945 | 25.9611 | 23.6031 | 0.90482 | -0.020608 | 13.0037 | 15.9906 | 13.2565 | 1079.7049 | 1112.7809 | 1209.9892 | 1210.7871 | 0.39324 | 0.40518 | 0.39871 | 0.37205 | 424.5836 | 450.881 | 482.4292 | 450.4683 | 0.10831 | 0.1163 | 0.11609 | 0.12011 | 0.051541 | 0.043291 | 0.043536 | 0.043315 | 116.943 | 129.4167 | 140.4647 | 145.4292 | 55.6487 | 48.1739 | 52.6786 | 52.445
5 | 23 | 3 | 1474.3919 | 1522.4719 | 1562.549 | 1562.7316 | 80 | 63 | 0 | 0 | 0 | 0 | 0 | 0 | 0 | 0 | 0 | 0 | 210.0632 | 211.8799 | 212.2576 | 240.409 | 0 | 0 | 0 | 0 | -3.5816 | 59.4042 | 31.4796 | 8.3009 | -0.22821 | 10.7012 | 14.3256 | 10.6625 | 1188.1384 | 1177.4865 | 1304.4862 | 1303.3592 | 0.40479 | 0.40648 | 0.39859 | 0.37175 | 480.9493 | 478.6237 | 519.9591 | 484.5229 | 0.10804 | 0.11626 | 0.11596 | 0.12008 | 0.051222 | 0.043102 | 0.043261 | 0.043187 | 128.3715 | 136.8944 | 151.2678 | 156.5076 | 60.8593 | 50.7522 | 56.4334 | 56.2878
5 | 23 | 4 | 1499.1696 | 1541.352 | 1574.4743 | 1568.1402 | 80 | 63 | 0 | 0 | 0 | 0 | 0 | 0 | 0 | 0 | 0 | 0 | 167.0384 | 169.2893 | 166.6477 | 192.6247 | 0 | 0 | 0 | 0 | -4.1845 | 54.5022 | 30.7612 | 6.3317 | 0.13067 | 13.0552 | 19.413 | 8.247 | 1256.185 | 1241.5052 | 1357.6524 | 1360.9368 | 0.39239 | 0.40724 | 0.39885 | 0.37249 | 492.9176 | 505.5894 | 541.4936 | 506.9358 | 0.10724 | 0.1163 | 0.11595 | 0.12005 | 0.050451 | 0.042793 | 0.043363 | 0.043352 | 134.7187 | 144.3921 | 157.4218 | 163.3789 | 63.376 | 53.1273 | 58.8718 | 58.9999
5 | 23 | 5 | 1596.2572 | 1637.7148 | 1669.0863 | 1659.0616 | 80 | 63 | 0 | 0 | 0 | 0 | 0 | 0 | 0 | 0 | 0 | 0 | 152.5586 | 151.4642 | 149.547 | 173.4453 | 0 | 0 | 0 | 0 | -3.3457 | 68.2122 | 54.0808 | -12.6485 | -1.8849 | 5.4682 | 13.4353 | 6.3754 | 1368.9291 | 1349.5702 | 1452.0231 | 1491.8894 | 0.39799 | 0.40903 | 0.40099 | 0.37782 | 544.8248 | 552.0116 | 582.2482 | 563.673 | 0.10661 | 0.11638 | 0.11593 | 0.12003 | 0.049898 | 0.043001 | 0.043618 | 0.043597 | 145.9409 | 157.0686 | 168.332 | 179.0788 | 68.3066 | 58.0329 | 63.3344 | 65.0414
5 | 23 | 6 | 1726.1939 | 1765.626 | 1793.66 | 1778.0846 | 80 | 63 | 0 | 0 | 0 | 0 | 0 | 0 | 0 | 0 | 0 | 0 | 464.7885 | 443.3391 | 449.436 | 471.8635 | 0 | 0 | 0 | 0 | -1.3974 | -11.68 | -0.14807 | -12.2629 | 0.54455 | 2.8708 | 0.39955 | 3.8184 | 1182.2582 | 1268.0961 | 1343.9725 | 1314.6657 | 0.39817 | 0.40695 | 0.39923 | 0.37497 | 470.7369 | 516.0522 | 536.5556 | 492.9587 | 0.10686 | 0.11646 | 0.11603 | 0.12024 | 0.050154 | 0.043363 | 0.043355 | 0.043505 | 126.331 | 147.6772 | 155.9401 | 158.0804 | 59.2954 | 54.9887 | 58.2673 | 57.1948
5 | 23 | 7 | 1909.8351 | 1954.1654 | 1986.8361 | 1972.0555 | 80 | 63 | 0 | 0 | 0 | 0 | 0 | 0 | 0 | 0 | 0 | 0 | 935.1678 | 914.8147 | 944.3759 | 978.6493 | 0 | 0 | 0 | 0 | -0.083656 | -16.6199 | -3.1021 | -0.20712 | 0.51561 | -1.5002 | -6.527 | -4.243 | 894.2354 | 994.4709 | 1052.0892 | 997.8563 | 0.39621 | 0.33259 | 0.32125 | 0.38231 | 354.303 | 330.752 | 337.9792 | 381.4948 | 0.1104 | 0.11771 | 0.11754 | 0.1231 | 0.052929 | 0.040465 | 0.045798 | 0.050392 | 98.7263 | 117.0587 | 123.6597 | 122.8388 | 47.3313 | 40.2414 | 48.1841 | 50.284
5 | 23 | 8 | 2009.8052 | 2057.1706 | 2093.9292 | 2082.2926 | 80 | 63 | 0 | 0 | 0 | 0 | 0 | 0 | 0 | 0 | 0 | 0 | 1433.9773 | 1466.5928 | 1577.1066 | 1675.8645 | 0 | 0 | 0 | 0 | -2.5883 | -20.3607 | -13.3433 | -2.3743 | -1.0532 | -6.2057 | -8.2648 | -11.7147 | 499.4694 | 554.1443 | 538.4306 | 420.5171 | 0.38794 | 0.32023 | 0.31429 | 0.32105 | 193.762 | 177.4564 | 169.2214 | 135.0072 | 0.11436 | 0.11826 | 0.11876 | 0.1269 | 0.056731 | 0.059259 | 0.048623 | 0.062066 | 57.121 | 65.5331 | 63.9434 | 53.362 | 28.3356 | 32.8378 | 26.1802 | 26.1
5 | 23 | 9 | 2086.455 | 2141.1916 | 2187.123 | 2183.4245 | 80 | 63 | 0 | 0 | 0 | 0 | 0 | 0 | 0 | 0 | 0 | 0 | 1836.4173 | 1930.5199 | 2111.1524 | 2271.7146 | 0 | 0 | 0 | 0 | 0.57241 | -64.2577 | -22.3913 | -25.1771 | -0.92751 | -8.631 | -12.212 | -14.873 | 170.3928 | 220.5605 | 110.5739 | -48.24 | 0.39364 | 0.24286 | 0.23968 | 0 | 67.0735 | 53.5656 | 26.5018 | 0 | 0.11841 | 0.11706 | 0.11827 | 0.12384 | 0.061762 | 0.051776 | 0.048938 | 0.060949 | 20.1759 | 25.8196 | 13.0777 | -5.9741 | 10.5238 | 11.4198 | 5.4112 | -2.9402
5 | 23 | 10 | 2154.7754 | 2213.4503 | 2263.0479 | 2260.7436 | 80 | 63 | 0 | 0 | 0 | 0 | 0 | 0 | 0 | 0 | 0 | 0 | 1997.1586 | 2146.8618 | 2372.8165 | 2573.2167 | 0 | 0 | 0 | 0 | -3.3264 | -76.8269 | -107.5265 | -77.4286 | -1.7292 | -14.3797 | -16.0025 | -32.5658 | 82.6724 | 94.795 | 13.7604 | -202.4787 | 0.31441 | 0.24286 | 0.24286 | 0 | 25.9933 | 23.0221 | 3.3419 | 0 | 0.11622 | 0.11728 | 0.11829 | 0.12301 | 0.059713 | 0.050062 | 0.050012 | 0.06259 | 9.6084 | 11.1174 | 1.6277 | -24.9061 | 4.9366 | 4.7456 | 0.68818 | -12.6732
5 | 23 | 11 | 2202.8961 | 2265.5748 | 2318.211 | 2316.1421 | 80 | 63 | 0 | 0 | 0 | 0 | 0 | 0 | 0 | 0 | 0 | 0 | 2026.4236 | 2214.9962 | 2468.2423 | 2686.8267 | 0 | 0 | 0 | 0 | -6.5128 | -79.767 | -85.7243 | -83.4778 | -2.3152 | -21.0593 | -27.5713 | -37.7559 | 105.3005 | 88.4049 | -36.7357 | -249.451 | 0.31687 | 0.24286 | 0.24286 | 0 | 33.3664 | 21.4701 | -8.9217 | 0 | 0.11579 | 0.11749 | 0.11802 | 0.1229 | 0.059372 | 0.054021 | 0.051155 | 0.061459 | 12.1928 | 10.3863 | -4.3356 | -30.6575 | 6.2519 | 4.7757 | -1.8792 | -15.331
5 | 23 | 12 | 2218.9866 | 2283.84 | 2338.006 | 2335.9249 | 80 | 63 | 0 | 0 | 0 | 0 | 0 | 0 | 0 | 0 | 0 | 0 | 1984.7794 | 2203.339 | 2466.8263 | 2692.641 | 0 | 0 | 0 | 0 | -1.1233 | -65.5631 | -85.7391 | -85.3265 | -2.9788 | -24.6247 | -30.5869 | -39.5093 | 158.3093 | 107.6888 | -12.4943 | -231.8803 | 0.30984 | 0.24286 | 0.24286 | 0 | 49.0501 | 26.1535 | -3.0344 | 0 | 0.11582 | 0.12175 | 0.11774 | 0.12307 | 0.059588 | 0.049595 | 0.051608 | 0.063043 | 18.3355 | 13.1106 | -1.4711 | -28.5371 | 9.4334 | 5.3409 | -0.64481 | -14.6185
5 | 23 | 13 | 2258.1571 | 2330.1531 | 2391.7794 | 2394.8363 | 80 | 63 | 0 | 0 | 0 | 0 | 0 | 0 | 0 | 0 | 0 | 0 | 1903.5018 | 2134.152 | 2387.3637 | 2607.899 | 0 | 0 | 0 | 0 | -1.1233 | -56.5737 | -80.7681 | -77.704 | -3.2612 | -15.2307 | -16.6695 | -37.9713 | 279.0397 | 204.8055 | 101.8534 | -97.3874 | 0.31489 | 0.24286 | 0.24286 | 0 | 87.867 | 49.7394 | 24.7362 | 0 | 0.11535 | 0.12174 | 0.11784 | 0.12304 | 0.059115 | 0.049371 | 0.050509 | 0.06275 | 32.1863 | 24.933 | 12.0028 | -11.9822 | 16.4955 | 10.1114 | 5.1445 | -6.1111
5 | 23 | 14 | 2281.5439 | 2358.8751 | 2426.4507 | 2434.1884 | 80 | 63 | 0 | 0 | 0 | 0 | 0 | 0 | 0 | 0 | 0 | 0 | 1848.14 | 2072.1498 | 2306.3607 | 2514.2566 | 0 | 0 | 0 | 0 | -3.7782 | -39.0291 | -36.2851 | -45.2497 | -1.8065 | -15.5861 | -14.9332 | -27.6027 | 358.9885 | 278.3405 | 171.3084 | -7.2158 | 0.31699 | 0.24286 | 0.24286 | 0 | 113.7949 | 67.5982 | 41.6041 | 0 | 0.11573 | 0.12171 | 0.11787 | 0.12375 | 0.059448 | 0.039649 | 0.049083 | 0.060377 | 41.5446 | 33.8782 | 20.1921 | -0.89295 | 21.3413 | 11.0358 | 8.4084 | -0.43567
5 | 23 | 15 | 2293.0752 | 2374.5986 | 2446.7202 | 2457.9468 | 80 | 63 | 0 | 0 | 0 | 0 | 0 | 0 | 0 | 0 | 0 | 0 | 1718.4738 | 1911.0853 | 2108.9885 | 2289.4878 | 0 | 0 | 0 | 0 | -4.6237 | -16.7457 | -18.6459 | -18.5457 | -2.7233 | -14.0321 | -15.3999 | -19.1853 | 501.9484 | 431.2911 | 371.7776 | 206.1901 | 0.31618 | 0.24027 | 0.2402 | 0.19462 | 158.7056 | 103.6265 | 89.2997 | 40.1287 | 0.11447 | 0.12111 | 0.11792 | 0.12433 | 0.058053 | 0.048654 | 0.047698 | 0.055827 | 57.4586 | 52.2348 | 43.8388 | 25.6361 | 29.1399 | 20.9838 | 17.7332 | 11.5109
5 | 23 | 16 | 2290.5316 | 2380.8704 | 2463.0603 | 2482.967 | 80 | 63 | 0 | 0 | 0 | 0 | 0 | 0 | 0 | 0 | 0 | 0 | 1513.1656 | 1661.0603 | 1814.4098 | 1957.979 | 0 | 0 | 0 | 0 | -1.1233 | -17.2641 | -4.0147 | -10.1623 | -2.6981 | -9.7453 | -14.9714 | -17.1027 | 701.1874 | 683.8194 | 667.6366 | 552.253 | 0.32103 | 0.24715 | 0.22975 | 0.24005 | 225.0989 | 169.0082 | 153.3889 | 132.5675 | 0.11277 | 0.11807 | 0.11811 | 0.12367 | 0.055743 | 0.049005 | 0.046866 | 0.052355 | 79.0745 | 80.7375 | 78.8556 | 68.2995 | 39.0866 | 33.5106 | 31.2894 | 28.9129
5 | 23 | 17 | 2265.7023 | 2363.263 | 2453.7532 | 2481.1293 | 80 | 63 | 0 | 0 | 0 | 0 | 0 | 0 | 0 | 0 | 0 | 0 | 1158.2676 | 1240.5658 | 1331.5832 | 1422.0451 | 0 | 0 | 0 | 0 | -2.6242 | -3.2776 | -5.9352 | -7.6304 | -0.71198 | -5.5023 | -10.5261 | -10.8753 | 1030.7709 | 1068.477 | 1138.6313 | 1077.5899 | 0.39785 | 0.24634 | 0.32048 | 0.23372 | 410.0942 | 263.2116 | 364.9142 | 251.8586 | 0.10932 | 0.11858 | 0.11708 | 0.12097 | 0.052281 | 0.048317 | 0.044793 | 0.045536 | 112.6843 | 126.6963 | 133.3066 | 130.3608 | 53.8894 | 51.6259 | 51.0032 | 49.0694
5 | 23 | 18 | 2191.4548 | 2293.718 | 2390.2205 | 2424.3481 | 80 | 63 | 0 | 0 | 0 | 0 | 0 | 0 | 0 | 0 | 0 | 0 | 656.4958 | 674.344 | 704.0531 | 742.9446 | 0 | 0 | 0 | 0 | -1.1157 | -11.4754 | -14.9933 | 4.1901 | 0.12712 | -3.6786 | -3.0915 | -0.91695 | 1455.9475 | 1571.528 | 1704.2523 | 1678.1304 | 0.40002 | 0.33194 | 0.39565 | 0.38633 | 582.4095 | 521.6583 | 674.286 | 648.3102 | 0.10747 | 0.11698 | 0.11618 | 0.12005 | 0.050339 | 0.045601 | 0.043081 | 0.043402 | 156.4648 | 183.8373 | 197.9917 | 201.4555 | 73.2907 | 71.6637 | 73.4213 | 72.8337
5 | 23 | 19 | 2185.8622 | 2292.2385 | 2393.3327 | 2431.3316 | 80 | 63 | 0 | 0 | 0 | 0 | 0 | 0 | 0 | 0 | 0 | 0 | 145.7278 | 133.3372 | 133.8616 | 149.1041 | 0 | 0 | 0 | 0 | -0.13118 | -13.7525 | 5.8468 | 48.3363 | 0.93351 | 3.9356 | -1.3807 | 4.7333 | 1959.3321 | 2105.7181 | 2255.0051 | 2229.1579 | 0.40291 | 0.40667 | 0.40013 | 0.39254 | 789.4425 | 856.3418 | 902.3053 | 875.0229 | 0.10649 | 0.11735 | 0.11725 | 0.12059 | 0.049261 | 0.044017 | 0.044446 | 0.044028 | 208.6521 | 247.1095 | 264.4017 | 268.8129 | 96.5193 | 92.6884 | 100.2258 | 98.1449
5 | 23 | 20 | 2250.0012 | 2361.6066 | 2467.658 | 2507.9877 | 80 | 63 | 0 | 0 | 0 | 0 | 0 | 0 | 0 | 0 | 0 | 0 | 47.0573 | 29.0181 | 27.9415 | 45.1323 | 0 | 0 | 0 | 0 | 6.5072 | 22.5809 | 5.37 | 31.1022 | 1.7783 | 11.4423 | 17.9871 | 33.5824 | 2114.6584 | 2235.5652 | 2416.3593 | 2398.1708 | 0.40427 | 0.42028 | 0.41111 | 0.39531 | 854.8991 | 939.5662 | 993.3985 | 948.0161 | 0.10677 | 0.11728 | 0.11718 | 0.12056 | 0.049394 | 0.043928 | 0.044523 | 0.044237 | 225.7825 | 262.193 | 283.1411 | 289.1323 | 104.4509 | 98.2032 | 107.5844 | 106.0887
5 | 23 | 21 | 2168.9127 | 2277.6262 | 2380.7534 | 2419.9303 | 80 | 63 | 0 | 0 | 0 | 0 | 0 | 0 | 0 | 0 | 0 | 0 | 47.754 | 27.8639 | 26.4582 | 45.2314 | 0 | 0 | 0 | 0 | 9.0856 | 16.3884 | 37.5747 | 61.5999 | 2.4036 | 6.1688 | 3.1127 | 28.1241 | 2029.6694 | 2164.2051 | 2313.6078 | 2284.9749 | 0.40188 | 0.40772 | 0.40034 | 0.39234 | 815.6844 | 882.3812 | 926.2262 | 896.4766 | 0.10629 | 0.11729 | 0.11719 | 0.1205 | 0.049276 | 0.043962 | 0.044385 | 0.044069 | 215.7254 | 253.8355 | 271.1278 | 275.3479 | 100.0143 | 95.1433 | 102.6894 | 100.6974
5 | 23 | 22 | 1952.2145 | 2052.5957 | 2148.1876 | 2185.683 | 80 | 63 | 0 | 0 | 0 | 0 | 0 | 0 | 0 | 0 | 0 | 0 | 48.8864 | 31.8025 | 30.6862 | 48.0648 | 0 | 0 | 0 | 0 | 5.4519 | 9.5242 | 23.2054 | 20.4979 | 1.8717 | 8.5415 | 7.9403 | 34.9182 | 1816.0045 | 1939.7275 | 2086.3558 | 2082.2021 | 0.39659 | 0.40366 | 0.39544 | 0.38685 | 720.2089 | 782.9834 | 825.0217 | 805.4968 | 0.10614 | 0.11699 | 0.11673 | 0.1204 | 0.049467 | 0.04347 | 0.043918 | 0.0438 | 192.7521 | 226.9275 | 243.5421 | 250.7033 | 89.833 | 84.3197 | 91.6281 | 91.1998
5 | 23 | 23 | 1781.1797 | 1873.1384 | 1960.632 | 1994.9004 | 80 | 63 | 0 | 0 | 0 | 0 | 0 | 0 | 0 | 0 | 0 | 0 | 45.5463 | 26.7327 | 25.6898 | 42.7146 | 0 | 0 | 0 | 0 | 0.51579 | 28.8171 | 21.7179 | 70.2366 | 1.2819 | 7.0565 | 7.0084 | 19.1227 | 1653.8357 | 1747.5322 | 1906.2159 | 1862.8265 | 0.39616 | 0.40557 | 0.39781 | 0.38169 | 655.1777 | 708.7434 | 758.3027 | 711.0246 | 0.10719 | 0.11642 | 0.11623 | 0.12023 | 0.050701 | 0.043339 | 0.043618 | 0.043629 | 177.2827 | 203.4412 | 221.5581 | 223.9706 | 83.8512 | 75.7371 | 83.1452 | 81.2732
5 | 23 | 24 | 1649.5092 | 1727.9574 | 1801.1145 | 1825.8406 | 80 | 63 | 0 | 0 | 0 | 0 | 0 | 0 | 0 | 0 | 0 | 0 | 47.561 | 31.662 | 30.8398 | 46.8011 | 0 | 0 | 0 | 0 | 1.1544 | 43.5582 | 49.5077 | 15.4954 | 0.99131 | 10.8959 | 13.0001 | 20.0615 | 1519.8025 | 1578.8414 | 1707.7669 | 1743.4826 | 0.39155 | 0.40913 | 0.40018 | 0.37917 | 595.076 | 645.956 | 683.4211 | 661.0814 | 0.1085 | 0.11637 | 0.11617 | 0.1202 | 0.051999 | 0.043652 | 0.043526 | 0.043498 | 164.9046 | 183.7373 | 198.394 | 209.5691 | 79.0286 | 68.9197 | 74.332 | 75.8375
5 | 24 | 1 | 1559.8178 | 1625.7985 | 1685.2982 | 1699.9877 | 80 | 63 | 0 | 0 | 0 | 0 | 0 | 0 | 0 | 0 | 0 | 0 | 45.636 | 31.2582 | 30.835 | 44.8742 | 0 | 0 | 0 | 0 | -0.33393 | 24.2429 | 36.9076 | 25.2458 | 0.256 | 8.9793 | 17.8607 | 13.6102 | 1434.2597 | 1498.3181 | 1599.6948 | 1616.2575 | 0.39346 | 0.40712 | 0.39915 | 0.37525 | 564.324 | 609.9967 | 638.5132 | 606.5034 | 0.10819 | 0.11629 | 0.11609 | 0.12009 | 0.051483 | 0.043329 | 0.043595 | 0.043451 | 155.1796 | 174.2366 | 185.7024 | 194.104 | 73.8395 | 64.92 | 69.7392 | 70.2273
5 | 24 | 2 | 1505.5427 | 1561.7163 | 1610.6181 | 1617.5312 | 80 | 63 | 0 | 0 | 0 | 0 | 0 | 0 | 0 | 0 | 0 | 0 | 43.7459 | 28.4587 | 28.0868 | 41.8785 | 0 | 0 | 0 | 0 | -3.0945 | 25.9611 | 23.6031 | 0.90482 | -0.020608 | 13.0037 | 15.9906 | 13.2565 | 1384.9119 | 1431.2928 | 1542.9376 | 1561.4913 | 0.39324 | 0.40518 | 0.39871 | 0.37205 | 544.6033 | 579.937 | 615.1775 | 580.9464 | 0.10831 | 0.1163 | 0.11609 | 0.12011 | 0.051541 | 0.043291 | 0.043536 | 0.043315 | 150 | 166.4597 | 179.1158 | 187.5527 | 71.3793 | 61.9628 | 67.174 | 67.6356
5 | 24 | 3 | 1486.7755 | 1535.581 | 1576.3632 | 1576.8666 | 80 | 63 | 0 | 0 | 0 | 0 | 0 | 0 | 0 | 0 | 0 | 0 | 43.8634 | 27.4359 | 26.8914 | 41.5151 | 0 | 0 | 0 | 0 | -3.5816 | 59.4042 | 31.4796 | 8.3009 | -0.22821 | 10.7012 | 14.3256 | 10.6625 | 1366.7218 | 1375.0397 | 1503.6666 | 1516.388 | 0.40479 | 0.40648 | 0.39859 | 0.37175 | 553.2385 | 558.9249 | 599.3511 | 563.7163 | 0.10804 | 0.11626 | 0.11596 | 0.12008 | 0.051222 | 0.043102 | 0.043261 | 0.043187 | 147.6664 | 159.8619 | 174.3647 | 182.0882 | 70.0068 | 59.2672 | 65.0502 | 65.4878
5 | 24 | 4 | 1507.4954 | 1550.1655 | 1583.7619 | 1577.6434 | 80 | 63 | 0 | 0 | 0 | 0 | 0 | 0 | 0 | 0 | 0 | 0 | 48.3322 | 32.1397 | 31.2025 | 47.7183 | 0 | 0 | 0 | 0 | -4.1845 | 54.5022 | 30.7612 | 6.3317 | 0.13067 | 13.0552 | 19.413 | 8.247 | 1383.217 | 1387.4683 | 1502.3852 | 1515.3464 | 0.39239 | 0.40724 | 0.39885 | 0.37249 | 542.764 | 565.0313 | 599.2197 | 564.4519 | 0.10724 | 0.1163 | 0.11595 | 0.12005 | 0.050451 | 0.042793 | 0.043363 | 0.043352 | 148.3422 | 161.3683 | 174.2038 | 181.9156 | 69.7849 | 59.3734 | 65.1478 | 65.6939
5 | 24 | 5 | 1584.993 | 1625.7907 | 1656.5207 | 1646.2044 | 80 | 63 | 0 | 0 | 0 | 0 | 0 | 0 | 0 | 0 | 0 | 0 | 61.5481 | 45.9624 | 44.6632 | 62.9334 | 0 | 0 | 0 | 0 | -3.3457 | 68.2122 | 54.0808 | -12.6485 | -1.8849 | 5.4682 | 13.4353 | 6.3754 | 1448.6755 | 1443.1479 | 1544.3414 | 1589.544 | 0.39799 | 0.40903 | 0.40099 | 0.37782 | 576.5633 | 590.2874 | 619.267 | 600.5694 | 0.10661 | 0.11638 | 0.11593 | 0.12003 | 0.049898 | 0.043001 | 0.043618 | 0.043597 | 154.4426 | 167.9595 | 179.0344 | 190.8008 | 72.2857 | 62.0568 | 67.3611 | 69.2988
5 | 24 | 6 | 1714.7897 | 1753.5537 | 1780.9383 | 1765.0676 | 80 | 63 | 0 | 0 | 0 | 0 | 0 | 0 | 0 | 0 | 0 | 0 | 379.7081 | 369.3157 | 369.7783 | 390.3823 | 0 | 0 | 0 | 0 | -1.3974 | -11.68 | -0.14807 | -12.2629 | 0.54455 | 2.8708 | 0.39955 | 3.8184 | 1255.9345 | 1330.0473 | 1410.9086 | 1383.1299 | 0.39817 | 0.40695 | 0.39923 | 0.37497 | 500.0725 | 541.2633 | 563.2786 | 518.6306 | 0.10686 | 0.11646 | 0.11603 | 0.12024 | 0.050154 | 0.043363 | 0.043355 | 0.043505 | 134.2037 | 154.8918 | 163.7067 | 166.3128 | 62.9906 | 57.6752 | 61.1693 | 60.1733
5 | 24 | 7 | 1870.0955 | 1912.0977 | 1942.5055 | 1926.6956 | 80 | 63 | 0 | 0 | 0 | 0 | 0 | 0 | 0 | 0 | 0 | 0 | 875.4132 | 882.1154 | 894.997 | 920.0349 | 0 | 0 | 0 | 0 | -0.083656 | -16.6199 | -3.1021 | -0.20712 | 0.51561 | -1.5002 | -6.527 | -4.243 | 914.2503 | 985.1024 | 1057.1376 | 1011.1109 | 0.39621 | 0.33259 | 0.32125 | 0.38231 | 362.2331 | 327.6362 | 339.601 | 386.5622 | 0.1104 | 0.11771 | 0.11754 | 0.1231 | 0.052929 | 0.040465 | 0.045798 | 0.050392 | 100.9361 | 115.9559 | 124.253 | 124.4705 | 48.3907 | 39.8623 | 48.4153 | 50.9519
5 | 24 | 8 | 1989.0259 | 2035.1739 | 2070.7493 | 2058.5745 | 80 | 63 | 0 | 0 | 0 | 0 | 0 | 0 | 0 | 0 | 0 | 0 | 1280.7644 | 1354.0508 | 1432.291 | 1508.2981 | 0 | 0 | 0 | 0 | -2.5883 | -20.3607 | -13.3433 | -2.3743 | -1.0532 | -6.2057 | -8.2648 | -11.7147 | 631.9029 | 644.6895 | 660.0664 | 564.3654 | 0.38794 | 0.32023 | 0.31429 | 0.32105 | 245.1377 | 206.4521 | 207.4498 | 181.1897 | 0.11436 | 0.11826 | 0.11876 | 0.1269 | 0.056731 | 0.059259 | 0.048623 | 0.062066 | 72.2666 | 76.241 | 78.3888 | 71.6158 | 35.8488 | 38.2034 | 32.0945 | 35.0281
5 | 24 | 9 | 2086.8747 | 2141.636 | 2187.5913 | 2183.9036 | 80 | 63 | 0 | 0 | 0 | 0 | 0 | 0 | 0 | 0 | 0 | 0 | 1556.1437 | 1697.7383 | 1842.2963 | 1972.3233 | 0 | 0 | 0 | 0 | 0.57241 | -64.2577 | -22.3913 | -25.1771 | -0.92751 | -8.631 | -12.212 | -14.873 | 451.0861 | 453.7865 | 379.8983 | 251.6305 | 0.39364 | 0.24286 | 0.23968 | 0 | 177.5658 | 110.2073 | 91.0522 | 0 | 0.11841 | 0.11706 | 0.11827 | 0.12384 | 0.061762 | 0.051776 | 0.048938 | 0.060949 | 53.4123 | 53.122 | 44.9311 | 31.1622 | 27.86 | 23.4953 | 18.5913 | 15.3366
5 | 24 | 10 | 2171.2869 | 2230.9291 | 2281.467 | 2279.5903 | 80 | 63 | 0 | 0 | 0 | 0 | 0 | 0 | 0 | 0 | 0 | 0 | 1684.0481 | 1871.226 | 2063.3881 | 2232.2822 | 0 | 0 | 0 | 0 | -3.3264 | -76.8269 | -107.5265 | -77.4286 | -1.7292 | -14.3797 | -16.0025 | -32.5658 | 412.2943 | 387.9097 | 341.6078 | 157.3025 | 0.31441 | 0.24286 | 0.24286 | 0 | 129.6308 | 94.2083 | 82.9633 | 0 | 0.11622 | 0.11728 | 0.11829 | 0.12301 | 0.059713 | 0.050062 | 0.050012 | 0.06259 | 47.918 | 45.4935 | 40.4072 | 19.3492 | 24.6194 | 19.4196 | 17.0843 | 9.8456
5 | 24 | 11 | 2223.1856 | 2287.0531 | 2340.8446 | 2339.3011 | 80 | 63 | 0 | 0 | 0 | 0 | 0 | 0 | 0 | 0 | 0 | 0 | 1738.369 | 1955.2634 | 2179.9355 | 2375.3729 | 0 | 0 | 0 | 0 | -6.5128 | -79.767 | -85.7243 | -83.4778 | -2.3152 | -21.0593 | -27.5713 | -37.7559 | 413.6446 | 369.6159 | 274.2047 | 85.1619 | 0.31687 | 0.24286 | 0.24286 | 0 | 131.0708 | 89.7655 | 66.5936 | 0 | 0.11579 | 0.11749 | 0.11802 | 0.1229 | 0.059372 | 0.054021 | 0.051155 | 0.061459 | 47.8963 | 43.4244 | 32.3619 | 10.4664 | 24.5589 | 19.967 | 14.0271 | 5.234
5 | 24 | 12 | 2254.9481 | 2321.9084 | 2378.122 | 2376.9723 | 80 | 63 | 0 | 0 | 0 | 0 | 0 | 0 | 0 | 0 | 0 | 0 | 1743.9009 | 1974.4434 | 2213.4341 | 2420.5622 | 0 | 0 | 0 | 0 | -1.1233 | -65.5631 | -85.7391 | -85.3265 | -2.9788 | -24.6247 | -30.5869 | -39.5093 | 435.1492 | 374.6528 | 281.014 | 81.246 | 0.30984 | 0.24286 | 0.24286 | 0 | 134.8255 | 90.9887 | 68.2474 | 0 | 0.11582 | 0.12175 | 0.11774 | 0.12307 | 0.059588 | 0.049595 | 0.051608 | 0.063043 | 50.3994 | 45.6124 | 33.0878 | 9.9988 | 25.9298 | 18.5811 | 14.5026 | 5.122
5 | 24 | 13 | 2291.6699 | 2365.6292 | 2429.1638 | 2433.0887 | 80 | 63 | 0 | 0 | 0 | 0 | 0 | 0 | 0 | 0 | 0 | 0 | 1698.1463 | 1926.4934 | 2164.4893 | 2370.8052 | 0 | 0 | 0 | 0 | -1.1233 | -56.5737 | -80.7681 | -77.704 | -3.2612 | -15.2307 | -16.6695 | -37.9713 | 517.908 | 447.9402 | 362.1121 | 177.9588 | 0.31489 | 0.24286 | 0.24286 | 0 | 163.0844 | 108.7874 | 87.943 | 0 | 0.11535 | 0.12174 | 0.11784 | 0.12304 | 0.059115 | 0.049371 | 0.050509 | 0.06275 | 59.739 | 54.5321 | 42.6727 | 21.8954 | 30.6162 | 22.1151 | 18.2898 | 11.167
5 | 24 | 14 | 2324.152 | 2403.9794 | 2473.9812 | 2482.8225 | 80 | 63 | 0 | 0 | 0 | 0 | 0 | 0 | 0 | 0 | 0 | 0 | 1676.6292 | 1895.9545 | 2124.6187 | 2323.4028 | 0 | 0 | 0 | 0 | -3.7782 | -39.0291 | -36.2851 | -45.2497 | -1.8065 | -15.5861 | -14.9332 | -27.6027 | 573.1074 | 499.6401 | 400.5808 | 232.2721 | 0.31699 | 0.24286 | 0.24286 | 0 | 181.668 | 121.3434 | 97.2855 | 0 | 0.11573 | 0.12171 | 0.11787 | 0.12375 | 0.059448 | 0.039649 | 0.049083 | 0.060377 | 66.3239 | 60.8136 | 47.2163 | 28.7434 | 34.0704 | 19.81 | 19.6618 | 14.024
5 | 24 | 15 | 2353.5242 | 2438.589 | 2514.1526 | 2526.945 | 80 | 63 | 0 | 0 | 0 | 0 | 0 | 0 | 0 | 0 | 0 | 0 | 1618.8109 | 1812.9219 | 2014.5893 | 2192.9339 | 0 | 0 | 0 | 0 | -4.6237 | -16.7457 | -18.6459 | -18.5457 | -2.7233 | -14.0321 | -15.3999 | -19.1853 | 662.0603 | 593.4449 | 533.6091 | 371.7421 | 0.31618 | 0.24027 | 0.2402 | 0.19462 | 209.3297 | 142.5873 | 128.1711 | 72.3484 | 0.11447 | 0.12111 | 0.11792 | 0.12433 | 0.058053 | 0.048654 | 0.047698 | 0.055827 | 75.7868 | 71.8736 | 62.9215 | 46.2196 | 38.4349 | 28.8732 | 25.4523 | 20.7532
5 | 24 | 16 | 2338.2471 | 2431.3813 | 2516.2881 | 2537.4308 | 80 | 63 | 0 | 0 | 0 | 0 | 0 | 0 | 0 | 0 | 0 | 0 | 1513.9874 | 1658.5974 | 1822.6042 | 1975.7264 | 0 | 0 | 0 | 0 | -1.1233 | -17.2641 | -4.0147 | -10.1623 | -2.6981 | -9.7453 | -14.9714 | -17.1027 | 748.081 | 736.7932 | 712.67 | 588.9694 | 0.32103 | 0.24715 | 0.22975 | 0.24005 | 240.1529 | 182.1009 | 163.7353 | 141.3812 | 0.11277 | 0.11807 | 0.11811 | 0.12367 | 0.055743 | 0.049005 | 0.046866 | 0.052355 | 84.3627 | 86.9921 | 84.1745 | 72.8404 | 41.7006 | 36.1066 | 33.4 | 30.8352
5 | 24 | 17 | 2281.934 | 2380.4456 | 2471.86 | 2499.6566 | 80 | 63 | 0 | 0 | 0 | 0 | 0 | 0 | 0 | 0 | 0 | 0 | 1287.8021 | 1350.3822 | 1461.2488 | 1573.5967 | 0 | 0 | 0 | 0 | -2.6242 | -3.2776 | -5.9352 | -7.6304 | -0.71198 | -5.5023 | -10.5261 | -10.8753 | 917.468 | 975.8432 | 1027.0725 | 944.5655 | 0.39785 | 0.24634 | 0.32048 | 0.23372 | 365.0164 | 240.3919 | 329.1613 | 220.7676 | 0.10932 | 0.11858 | 0.11708 | 0.12097 | 0.052281 | 0.048317 | 0.044793 | 0.045536 | 100.298 | 115.7121 | 120.2457 | 114.2683 | 47.9658 | 47.1501 | 46.0061 | 43.012
5 | 24 | 18 | 2217.4814 | 2321.2694 | 2419.2538 | 2454.0557 | 80 | 63 | 0 | 0 | 0 | 0 | 0 | 0 | 0 | 0 | 0 | 0 | 945.3869 | 945.8055 | 999.4182 | 1059.8325 | 0 | 0 | 0 | 0 | -1.1157 | -11.4754 | -14.9933 | 4.1901 | 0.12712 | -3.6786 | -3.0915 | -0.91695 | 1193.0831 | 1327.6179 | 1437.9205 | 1390.95 | 0.40002 | 0.33194 | 0.39565 | 0.38633 | 477.2582 | 440.694 | 568.9121 | 537.3641 | 0.10747 | 0.11698 | 0.11618 | 0.12005 | 0.050339 | 0.045601 | 0.043081 | 0.043402 | 128.2158 | 155.3047 | 167.0505 | 166.9802 | 60.0584 | 60.5411 | 61.9474 | 60.3696
5 | 24 | 19 | 2196.2169 | 2303.1998 | 2404.8836 | 2443.1507 | 80 | 63 | 0 | 0 | 0 | 0 | 0 | 0 | 0 | 0 | 0 | 0 | 515.8972 | 489.5627 | 521.2134 | 558.1739 | 0 | 0 | 0 | 0 | -0.13118 | -13.7525 | 5.8468 | 48.3363 | 0.93351 | 3.9356 | -1.3807 | 4.7333 | 1599.5174 | 1760.4539 | 1879.2042 | 1831.9072 | 0.40291 | 0.40667 | 0.40013 | 0.39254 | 644.4681 | 715.9317 | 751.9343 | 719.088 | 0.10649 | 0.11735 | 0.11725 | 0.12059 | 0.049261 | 0.044017 | 0.044446 | 0.044028 | 170.3349 | 206.5922 | 220.3386 | 220.9087 | 78.7944 | 77.4907 | 83.523 | 80.6548
5 | 24 | 20 | 2259.4464 | 2371.6051 | 2478.1943 | 2518.7687 | 80 | 63 | 0 | 0 | 0 | 0 | 0 | 0 | 0 | 0 | 0 | 0 | 444.1019 | 416.592 | 451.4073 | 484.335 | 0 | 0 | 0 | 0 | 6.5072 | 22.5809 | 5.37 | 31.1022 | 1.7783 | 11.4423 | 17.9871 | 33.5824 | 1727.059 | 1857.9898 | 2003.4298 | 1969.7491 | 0.40427 | 0.42028 | 0.41111 | 0.39531 | 698.2031 | 780.8783 | 823.6375 | 778.6575 | 0.10677 | 0.11728 | 0.11718 | 0.12056 | 0.049394 | 0.043928 | 0.044523 | 0.044237 | 184.3985 | 217.91 | 234.7554 | 237.4802 | 85.3059 | 81.6172 | 89.1994 | 87.1365
5 | 24 | 21 | 2198.2976 | 2308.7327 | 2413.533 | 2453.4711 | 80 | 63 | 0 | 0 | 0 | 0 | 0 | 0 | 0 | 0 | 0 | 0 | 448.3949 | 426.9787 | 462.0855 | 491.0678 | 0 | 0 | 0 | 0 | 9.0856 | 16.3884 | 37.5747 | 61.5999 | 2.4036 | 6.1688 | 3.1127 | 28.1241 | 1658.4134 | 1796.1968 | 1910.7601 | 1872.6793 | 0.40188 | 0.40772 | 0.40034 | 0.39234 | 666.4839 | 732.3383 | 764.9507 | 734.7184 | 0.10629 | 0.11729 | 0.11719 | 0.1205 | 0.049276 | 0.043962 | 0.044385 | 0.044069 | 176.2661 | 210.6725 | 223.9187 | 225.6647 | 81.7202 | 78.9648 | 84.809 | 82.5278
5 | 24 | 22 | 1983.2086 | 2085.4056 | 2182.7623 | 2221.0605 | 80 | 63 | 0 | 0 | 0 | 0 | 0 | 0 | 0 | 0 | 0 | 0 | 427.4136 | 409.6399 | 443.5609 | 468.7249 | 0 | 0 | 0 | 0 | 5.4519 | 9.5242 | 23.2054 | 20.4979 | 1.8717 | 8.5415 | 7.9403 | 34.9182 | 1468.4714 | 1594.7 | 1708.0558 | 1696.9195 | 0.39659 | 0.40366 | 0.39544 | 0.38685 | 582.3808 | 643.7109 | 675.428 | 656.4508 | 0.10614 | 0.11699 | 0.11673 | 0.1204 | 0.049467 | 0.04347 | 0.043918 | 0.0438 | 155.8647 | 186.563 | 199.3828 | 204.3141 | 72.6415 | 69.3214 | 75.014 | 74.3245
5 | 24 | 23 | 1800.3498 | 1893.4317 | 1982.0168 | 2016.7818 | 80 | 63 | 0 | 0 | 0 | 0 | 0 | 0 | 0 | 0 | 0 | 0 | 378.4842 | 353.6587 | 386.3129 | 410.8699 | 0 | 0 | 0 | 0 | 0.51579 | 28.8171 | 21.7179 | 70.2366 | 1.2819 | 7.0565 | 7.0084 | 19.1227 | 1340.068 | 1440.8994 | 1566.9776 | 1516.5526 | 0.39616 | 0.40557 | 0.39781 | 0.38169 | 530.8766 | 584.3829 | 623.3519 | 578.8549 | 0.10719 | 0.11642 | 0.11623 | 0.12023 | 0.050701 | 0.043339 | 0.043618 | 0.043629 | 143.6484 | 167.7441 | 182.1287 | 182.3375 | 67.9428 | 62.4478 | 68.3483 | 66.1656
5 | 24 | 24 | 1666.2306 | 1745.6585 | 1819.7677 | 1844.9269 | 80 | 63 | 0 | 0 | 0 | 0 | 0 | 0 | 0 | 0 | 0 | 0 | 324.914 | 292.5211 | 324.3386 | 347.2851 | 0 | 0 | 0 | 0 | 1.1544 | 43.5582 | 49.5077 | 15.4954 | 0.99131 | 10.8959 | 13.0001 | 20.0615 | 1259.1709 | 1335.6833 | 1432.9213 | 1462.0849 | 0.39155 | 0.40913 | 0.40018 | 0.37917 | 493.0261 | 546.472 | 573.4323 | 554.383 | 0.1085 | 0.11637 | 0.11617 | 0.1202 | 0.051999 | 0.043652 | 0.043526 | 0.043498 | 136.625 | 155.4398 | 166.4648 | 175.7447 | 65.4759 | 58.3053 | 62.3691 | 63.5973
5 | 25 | 1 | 1588.643 | 1656.3125 | 1717.4534 | 1732.8896 | 80 | 63 | 0 | 0 | 0 | 0 | 0 | 0 | 0 | 0 | 0 | 0 | 258.2513 | 226.8142 | 254.0669 | 273.065 | 0 | 0 | 0 | 0 | -0.33393 | 24.2429 | 36.9076 | 25.2458 | 0.256 | 8.9793 | 17.8607 | 13.6102 | 1250.4696 | 1333.276 | 1408.6182 | 1420.9686 | 0.39346 | 0.40712 | 0.39915 | 0.37525 | 492.0099 | 542.8046 | 562.2456 | 533.2209 | 0.10819 | 0.11629 | 0.11609 | 0.12009 | 0.051483 | 0.043329 | 0.043595 | 0.043451 | 135.2945 | 155.0442 | 163.5211 | 170.6508 | 64.3775 | 57.769 | 61.4092 | 61.7419
5 | 25 | 2 | 1522.1942 | 1579.3433 | 1629.1932 | 1636.5376 | 80 | 63 | 0 | 0 | 0 | 0 | 0 | 0 | 0 | 0 | 0 | 0 | 187.3275 | 151.2594 | 174.7779 | 191.0618 | 0 | 0 | 0 | 0 | -3.0945 | 25.9611 | 23.6031 | 0.90482 | -0.020608 | 13.0037 | 15.9906 | 13.2565 | 1257.9818 | 1326.1191 | 1414.8216 | 1431.3145 | 0.39324 | 0.40518 | 0.39871 | 0.37205 | 494.6892 | 537.3223 | 564.097 | 532.5146 | 0.10831 | 0.1163 | 0.11609 | 0.12011 | 0.051541 | 0.043291 | 0.043536 | 0.043315 | 136.2522 | 154.228 | 164.2432 | 171.917 | 64.8372 | 57.4097 | 61.5963 | 61.9971
5 | 25 | 3 | 1501.328 | 1550.9861 | 1592.5969 | 1593.4773 | 80 | 63 | 0 | 0 | 0 | 0 | 0 | 0 | 0 | 0 | 0 | 0 | 150.889 | 114.5333 | 134.578 | 148.9375 | 0 | 0 | 0 | 0 | -3.5816 | 59.4042 | 31.4796 | 8.3009 | -0.22821 | 10.7012 | 14.3256 | 10.6625 | 1274.2488 | 1303.3474 | 1412.2137 | 1425.5763 | 0.40479 | 0.40648 | 0.39859 | 0.37175 | 515.8061 | 529.7835 | 562.8986 | 529.9571 | 0.10804 | 0.11626 | 0.11596 | 0.12008 | 0.051222 | 0.043102 | 0.043261 | 0.043187 | 137.6753 | 151.5269 | 163.7599 | 171.1835 | 65.2701 | 56.1771 | 61.0938 | 61.566
5 | 25 | 4 | 1519.879 | 1563.2747 | 1597.5761 | 1591.7785 | 80 | 63 | 0 | 0 | 0 | 0 | 0 | 0 | 0 | 0 | 0 | 0 | 132.3983 | 98.2322 | 115.6521 | 128.8953 | 0 | 0 | 0 | 0 | -4.1845 | 54.5022 | 30.7612 | 6.3317 | 0.13067 | 13.0552 | 19.413 | 8.247 | 1311.5345 | 1334.485 | 1431.7499 | 1448.3044 | 0.39239 | 0.40724 | 0.39885 | 0.37249 | 514.6364 | 543.4544 | 571.0471 | 539.4794 | 0.10724 | 0.1163 | 0.11595 | 0.12005 | 0.050451 | 0.042793 | 0.043363 | 0.043352 | 140.6547 | 155.2061 | 166.0135 | 173.8673 | 66.1684 | 57.1061 | 62.0848 | 62.7875
5 | 25 | 5 | 1601.9243 | 1643.7139 | 1675.408 | 1665.5302 | 80 | 63 | 0 | 0 | 0 | 0 | 0 | 0 | 0 | 0 | 0 | 0 | 124.9269 | 93.4004 | 107.9627 | 120.2045 | 0 | 0 | 0 | 0 | -3.3457 | 68.2122 | 54.0808 | -12.6485 | -1.8849 | 5.4682 | 13.4353 | 6.3754 | 1402.228 | 1413.6331 | 1499.9292 | 1551.5988 | 0.39799 | 0.40903 | 0.40099 | 0.37782 | 558.0775 | 578.2151 | 601.4581 | 586.2327 | 0.10661 | 0.11638 | 0.11593 | 0.12003 | 0.049898 | 0.043001 | 0.043618 | 0.043597 | 149.4908 | 164.5245 | 173.8857 | 186.246 | 69.9681 | 60.7876 | 65.424 | 67.6445
5 | 25 | 6 | 1719.5473 | 1758.59 | 1786.2455 | 1770.498 | 80 | 63 | 0 | 0 | 0 | 0 | 0 | 0 | 0 | 0 | 0 | 0 | 479.7268 | 452.9352 | 466.0978 | 479.6735 | 0 | 0 | 0 | 0 | -1.3974 | -11.68 | -0.14807 | -12.2629 | 0.54455 | 2.8708 | 0.39955 | 3.8184 | 1160.6733 | 1251.4641 | 1319.8963 | 1299.269 | 0.39817 | 0.40695 | 0.39923 | 0.37497 | 462.1425 | 509.2838 | 526.9437 | 487.1854 | 0.10686 | 0.11646 | 0.11603 | 0.12024 | 0.050154 | 0.043363 | 0.043355 | 0.043505 | 124.0245 | 145.7403 | 153.1466 | 156.2291 | 58.2128 | 54.2675 | 57.2235 | 56.525
5 | 25 | 7 | 1889.4756 | 1932.6131 | 1964.1245 | 1948.8166 | 80 | 63 | 0 | 0 | 0 | 0 | 0 | 0 | 0 | 0 | 0 | 0 | 911.6978 | 904.095 | 921.7864 | 945.1571 | 0 | 0 | 0 | 0 | -0.083656 | -16.6199 | -3.1021 | -0.20712 | 0.51561 | -1.5002 | -6.527 | -4.243 | 897.3458 | 983.6383 | 1051.9672 | 1008.1095 | 0.39621 | 0.33259 | 0.32125 | 0.38231 | 355.5354 | 327.1492 | 337.94 | 385.4148 | 0.1104 | 0.11771 | 0.11754 | 0.1231 | 0.052929 | 0.040465 | 0.045798 | 0.050392 | 99.0697 | 115.7836 | 123.6453 | 124.101 | 47.4959 | 39.803 | 48.1785 | 50.8007
5 | 25 | 8 | 1993.6435 | 2040.0621 | 2075.9004 | 2063.8452 | 80 | 63 | 0 | 0 | 0 | 0 | 0 | 0 | 0 | 0 | 0 | 0 | 1263.8245 | 1326.353 | 1405.4083 | 1481.6912 | 0 | 0 | 0 | 0 | -2.5883 | -20.3607 | -13.3433 | -2.3743 | -1.0532 | -6.2057 | -8.2648 | -11.7147 | 653.4605 | 677.2755 | 692.1001 | 596.243 | 0.38794 | 0.32023 | 0.31429 | 0.32105 | 253.5006 | 216.8873 | 217.5176 | 191.424 | 0.11436 | 0.11826 | 0.11876 | 0.1269 | 0.056731 | 0.059259 | 0.048623 | 0.062066 | 74.732 | 80.0946 | 82.193 | 75.6609 | 37.0717 | 40.1344 | 33.652 | 37.0066
5 | 25 | 9 | 2084.2861 | 2138.8957 | 2184.7036 | 2180.9489 | 80 | 63 | 0 | 0 | 0 | 0 | 0 | 0 | 0 | 0 | 0 | 0 | 1502.225 | 1632.5418 | 1775.4654 | 1904.1578 | 0 | 0 | 0 | 0 | 0.57241 | -64.2577 | -22.3913 | -25.1771 | -0.92751 | -8.631 | -12.212 | -14.873 | 502.4161 | 516.2426 | 443.8415 | 316.8411 | 0.39364 | 0.24286 | 0.23968 | 0 | 197.7713 | 125.3754 | 106.3778 | 0 | 0.11841 | 0.11706 | 0.11827 | 0.12384 | 0.061762 | 0.051776 | 0.048938 | 0.060949 | 59.4902 | 60.4333 | 52.4938 | 39.2379 | 31.0302 | 26.729 | 21.7205 | 19.3112
5 | 25 | 10 | 2172.4064 | 2232.1141 | 2282.7157 | 2280.8681 | 80 | 63 | 0 | 0 | 0 | 0 | 0 | 0 | 0 | 0 | 0 | 0 | 1649.9243 | 1829.6672 | 2018.8923 | 2185.3885 | 0 | 0 | 0 | 0 | -3.3264 | -76.8269 | -107.5265 | -77.4286 | -1.7292 | -14.3797 | -16.0025 | -32.5658 | 447.5376 | 430.6535 | 387.3523 | 205.474 | 0.31441 | 0.24286 | 0.24286 | 0 | 140.7117 | 104.5892 | 94.0728 | 0 | 0.11622 | 0.11728 | 0.11829 | 0.12301 | 0.059713 | 0.050062 | 0.050012 | 0.06259 | 52.0141 | 50.5065 | 45.8181 | 25.2746 | 26.7239 | 21.5594 | 19.3721 | 12.8607
5 | 25 | 11 | 2229.4824 | 2293.7187 | 2347.8688 | 2346.4885 | 80 | 63 | 0 | 0 | 0 | 0 | 0 | 0 | 0 | 0 | 0 | 0 | 1698.9412 | 1909.1496 | 2127.3257 | 2317.4595 | 0 | 0 | 0 | 0 | -6.5128 | -79.767 | -85.7243 | -83.4778 | -2.3152 | -21.0593 | -27.5713 | -37.7559 | 459.3692 | 422.3955 | 333.8386 | 150.2627 | 0.31687 | 0.24286 | 0.24286 | 0 | 145.5595 | 102.5836 | 81.0764 | 0 | 0.11579 | 0.11749 | 0.11802 | 0.1229 | 0.059372 | 0.054021 | 0.051155 | 0.061459 | 53.1908 | 49.6253 | 39.4 | 18.4673 | 27.2737 | 22.8183 | 17.0777 | 9.235
5 | 25 | 12 | 2242.6344 | 2308.8733 | 2364.3858 | 2362.9172 | 80 | 63 | 0 | 0 | 0 | 0 | 0 | 0 | 0 | 0 | 0 | 0 | 1719.4327 | 1944.7153 | 2176.213 | 2377.2234 | 0 | 0 | 0 | 0 | -1.1233 | -65.5631 | -85.7391 | -85.3265 | -2.9788 | -24.6247 | -30.5869 | -39.5093 | 447.3037 | 391.3458 | 304.4988 | 110.5296 | 0.30984 | 0.24286 | 0.24286 | 0 | 138.5914 | 95.0428 | 73.9509 | 0 | 0.11582 | 0.12175 | 0.11774 | 0.12307 | 0.059588 | 0.049595 | 0.051608 | 0.063043 | 51.8072 | 47.6447 | 35.853 | 13.6027 | 26.654 | 19.409 | 15.7146 | 6.9681
5 | 25 | 13 | 2293.419 | 2367.4808 | 2431.1149 | 2435.0852 | 80 | 63 | 0 | 0 | 0 | 0 | 0 | 0 | 0 | 0 | 0 | 0 | 1716.5922 | 1942.5792 | 2174.1006 | 2375.1303 | 0 | 0 | 0 | 0 | -1.1233 | -56.5737 | -80.7681 | -77.704 | -3.2612 | -15.2307 | -16.6695 | -37.9713 | 501.2113 | 433.706 | 354.452 | 175.6302 | 0.31489 | 0.24286 | 0.24286 | 0 | 157.8268 | 105.3305 | 86.0826 | 0 | 0.11535 | 0.12174 | 0.11784 | 0.12304 | 0.059115 | 0.049371 | 0.050509 | 0.06275 | 57.813 | 52.7993 | 41.77 | 21.6089 | 29.6292 | 21.4124 | 17.9029 | 11.0209
5 | 25 | 14 | 2311.7683 | 2390.8703 | 2460.1669 | 2468.6874 | 80 | 63 | 0 | 0 | 0 | 0 | 0 | 0 | 0 | 0 | 0 | 0 | 1650.7458 | 1862.7925 | 2080.6158 | 2270.318 | 0 | 0 | 0 | 0 | -3.7782 | -39.0291 | -36.2851 | -45.2497 | -1.8065 | -15.5861 | -14.9332 | -27.6027 | 586.6072 | 519.693 | 430.7694 | 271.2219 | 0.31699 | 0.24286 | 0.24286 | 0 | 185.9473 | 126.2134 | 104.6172 | 0 | 0.11573 | 0.12171 | 0.11787 | 0.12375 | 0.059448 | 0.039649 | 0.049083 | 0.060377 | 67.8862 | 63.2544 | 50.7746 | 33.5634 | 34.8729 | 20.6051 | 21.1436 | 16.3756
5 | 25 | 15 | 2295.1042 | 2376.7464 | 2448.9836 | 2460.2628 | 80 | 63 | 0 | 0 | 0 | 0 | 0 | 0 | 0 | 0 | 0 | 0 | 1645.7231 | 1823.7245 | 2020.2962 | 2193.8452 | 0 | 0 | 0 | 0 | -4.6237 | -16.7457 | -18.6459 | -18.5457 | -2.7233 | -14.0321 | -15.3999 | -19.1853 | 576.7281 | 520.7998 | 462.7332 | 304.1485 | 0.31618 | 0.24027 | 0.2402 | 0.19462 | 182.3494 | 125.1328 | 111.147 | 59.1934 | 0.11447 | 0.12111 | 0.11792 | 0.12433 | 0.058053 | 0.048654 | 0.047698 | 0.055827 | 66.0188 | 63.0754 | 54.564 | 37.8155 | 33.4811 | 25.3387 | 22.0716 | 16.9796
5 | 25 | 16 | 2261.2166 | 2349.838 | 2430.3587 | 2449.5062 | 80 | 63 | 0 | 0 | 0 | 0 | 0 | 0 | 0 | 0 | 0 | 0 | 1560.0445 | 1675.6669 | 1831.8944 | 1978.8571 | 0 | 0 | 0 | 0 | -1.1233 | -17.2641 | -4.0147 | -10.1623 | -2.6981 | -9.7453 | -14.9714 | -17.1027 | 624.9936 | 638.1805 | 617.4504 | 497.914 | 0.32103 | 0.24715 | 0.22975 | 0.24005 | 200.6387 | 157.7284 | 141.8587 | 119.5235 | 0.11277 | 0.11807 | 0.11811 | 0.12367 | 0.055743 | 0.049005 | 0.046866 | 0.052355 | 70.4819 | 75.349 | 72.928 | 61.5792 | 34.8393 | 31.2741 | 28.9374 | 26.068
5 | 25 | 17 | 2208.3318 | 2302.5313 | 2389.7549 | 2415.645 | 80 | 63 | 0 | 0 | 0 | 0 | 0 | 0 | 0 | 0 | 0 | 0 | 1406.7101 | 1473.1442 | 1582.7019 | 1692.6192 | 0 | 0 | 0 | 0 | -2.6242 | -3.2776 | -5.9352 | -7.6304 | -0.71198 | -5.5023 | -10.5261 | -10.8753 | 724.9578 | 775.167 | 823.5142 | 741.5314 | 0.39785 | 0.24634 | 0.32048 | 0.23372 | 288.4259 | 190.9568 | 263.924 | 173.3137 | 0.10932 | 0.11858 | 0.11708 | 0.12097 | 0.052281 | 0.048317 | 0.044793 | 0.045536 | 79.2527 | 91.9166 | 96.4139 | 89.7063 | 37.9013 | 37.454 | 36.888 | 33.7666
5 | 25 | 18 | 2169.2062 | 2270.166 | 2365.4016 | 2398.953 | 80 | 63 | 0 | 0 | 0 | 0 | 0 | 0 | 0 | 0 | 0 | 0 | 1014.673 | 1018.7624 | 1070.64 | 1127.863 | 0 | 0 | 0 | 0 | -1.1157 | -11.4754 | -14.9933 | 4.1901 | 0.12712 | -3.6786 | -3.0915 | -0.91695 | 1075.5218 | 1203.5576 | 1312.8465 | 1267.8169 | 0.40002 | 0.33194 | 0.39565 | 0.38633 | 430.2313 | 399.513 | 519.4267 | 489.7942 | 0.10747 | 0.11698 | 0.11618 | 0.12005 | 0.050339 | 0.045601 | 0.043081 | 0.043402 | 115.582 | 140.7921 | 152.5201 | 152.1983 | 54.1405 | 54.8838 | 56.5591 | 55.0254
5 | 25 | 19 | 2132.8295 | 2236.0988 | 2334.1733 | 2370.7986 | 80 | 63 | 0 | 0 | 0 | 0 | 0 | 0 | 0 | 0 | 0 | 0 | 548.5462 | 525.9218 | 558.0186 | 595.3552 | 0 | 0 | 0 | 0 | -0.13118 | -13.7525 | 5.8468 | 48.3363 | 0.93351 | 3.9356 | -1.3807 | 4.7333 | 1503.4809 | 1656.9938 | 1771.6886 | 1722.3737 | 0.40291 | 0.40667 | 0.40013 | 0.39254 | 605.7737 | 673.8571 | 708.9137 | 676.0923 | 0.10649 | 0.11735 | 0.11725 | 0.12059 | 0.049261 | 0.044017 | 0.044446 | 0.044028 | 160.1078 | 194.451 | 207.7323 | 207.7001 | 74.0635 | 72.9366 | 78.7443 | 75.8323
5 | 25 | 20 | 2188.153 | 2296.135 | 2398.6647 | 2437.3924 | 80 | 63 | 0 | 0 | 0 | 0 | 0 | 0 | 0 | 0 | 0 | 0 | 460.3138 | 438.1806 | 471.0231 | 505.4251 | 0 | 0 | 0 | 0 | 6.5072 | 22.5809 | 5.37 | 31.1022 | 1.7783 | 11.4423 | 17.9871 | 33.5824 | 1639.5536 | 1760.9311 | 1904.2845 | 1867.2827 | 0.40427 | 0.42028 | 0.41111 | 0.39531 | 662.8271 | 740.0864 | 782.8775 | 738.1518 | 0.10677 | 0.11728 | 0.11718 | 0.12056 | 0.049394 | 0.043928 | 0.044523 | 0.044237 | 175.0555 | 206.5267 | 223.1379 | 225.1265 | 80.9837 | 77.3536 | 84.7851 | 82.6037
5 | 25 | 21 | 2122.4566 | 2228.4484 | 2328.9304 | 2366.904 | 80 | 63 | 0 | 0 | 0 | 0 | 0 | 0 | 0 | 0 | 0 | 0 | 474.3873 | 463.2997 | 494.991 | 525.4566 | 0 | 0 | 0 | 0 | 9.0856 | 16.3884 | 37.5747 | 61.5999 | 2.4036 | 6.1688 | 3.1127 | 28.1241 | 1556.58 | 1679.5916 | 1793.2519 | 1751.7235 | 0.40188 | 0.40772 | 0.40034 | 0.39234 | 625.559 | 684.7965 | 717.9077 | 687.2632 | 0.10629 | 0.11729 | 0.11719 | 0.1205 | 0.049276 | 0.043962 | 0.044385 | 0.044069 | 165.4426 | 196.9961 | 210.1482 | 211.0891 | 76.7023 | 73.8386 | 79.5934 | 77.1974
5 | 25 | 22 | 1976.2121 | 2077.9993 | 2174.9577 | 2213.0746 | 80 | 63 | 0 | 0 | 0 | 0 | 0 | 0 | 0 | 0 | 0 | 0 | 500.4761 | 498.8836 | 529.6518 | 559.0139 | 0 | 0 | 0 | 0 | 5.4519 | 9.5242 | 23.2054 | 20.4979 | 1.8717 | 8.5415 | 7.9403 | 34.9182 | 1388.4125 | 1498.0501 | 1614.1603 | 1598.6446 | 0.39659 | 0.40366 | 0.39544 | 0.38685 | 550.6303 | 604.6975 | 638.2982 | 618.4333 | 0.10614 | 0.11699 | 0.11673 | 0.1204 | 0.049467 | 0.04347 | 0.043918 | 0.0438 | 147.3671 | 175.2559 | 188.4223 | 192.4816 | 68.6812 | 65.12 | 70.8904 | 70.0201
5 | 25 | 23 | 1795.8721 | 1888.6917 | 1977.0218 | 2011.6708 | 80 | 63 | 0 | 0 | 0 | 0 | 0 | 0 | 0 | 0 | 0 | 0 | 443.5307 | 434.4646 | 464.0588 | 491.553 | 0 | 0 | 0 | 0 | 0.51579 | 28.8171 | 21.7179 | 70.2366 | 1.2819 | 7.0565 | 7.0084 | 19.1227 | 1270.5438 | 1355.3535 | 1484.2367 | 1430.7586 | 0.39616 | 0.40557 | 0.39781 | 0.38169 | 503.3341 | 549.6882 | 590.4372 | 546.1081 | 0.10719 | 0.11642 | 0.11623 | 0.12023 | 0.050701 | 0.043339 | 0.043618 | 0.043629 | 136.1958 | 157.7852 | 172.5118 | 172.0223 | 64.4179 | 58.7403 | 64.7393 | 62.4225
5 | 25 | 24 | 1680.993 | 1761.2858 | 1836.2355 | 1861.7772 | 80 | 63 | 0 | 0 | 0 | 0 | 0 | 0 | 0 | 0 | 0 | 0 | 407.5538 | 400.1629 | 427.6271 | 451.9439 | 0 | 0 | 0 | 0 | 1.1544 | 43.5582 | 49.5077 | 15.4954 | 0.99131 | 10.8959 | 13.0001 | 20.0615 | 1191.2935 | 1243.6688 | 1346.1007 | 1374.2763 | 0.39155 | 0.40913 | 0.40018 | 0.37917 | 466.4488 | 508.8259 | 538.688 | 521.0884 | 0.1085 | 0.11637 | 0.11617 | 0.1202 | 0.051999 | 0.043652 | 0.043526 | 0.043498 | 129.26 | 144.7316 | 156.3787 | 165.1899 | 61.9463 | 54.2887 | 58.5902 | 59.7779
5 | 26 | 1 | 1564.4354 | 1630.6867 | 1690.4492 | 1705.2584 | 80 | 63 | 0 | 0 | 0 | 0 | 0 | 0 | 0 | 0 | 0 | 0 | 375.1473 | 366.3518 | 392.5795 | 414.8738 | 0 | 0 | 0 | 0 | -0.33393 | 24.2429 | 36.9076 | 25.2458 | 0.256 | 8.9793 | 17.8607 | 13.6102 | 1109.366 | 1168.1127 | 1243.1014 | 1251.5286 | 0.39346 | 0.40712 | 0.39915 | 0.37525 | 436.4913 | 475.5631 | 496.1801 | 469.6383 | 0.10819 | 0.11629 | 0.11609 | 0.12009 | 0.051483 | 0.043329 | 0.043595 | 0.043451 | 120.0278 | 135.8377 | 144.3069 | 150.302 | 57.1131 | 50.6127 | 54.1934 | 54.3796
5 | 26 | 2 | 1498.8262 | 1554.6063 | 1603.1256 | 1609.8647 | 80 | 63 | 0 | 0 | 0 | 0 | 0 | 0 | 0 | 0 | 0 | 0 | 345.5812 | 336.8229 | 361.3335 | 381.6331 | 0 | 0 | 0 | 0 | -3.0945 | 25.9611 | 23.6031 | 0.90482 | -0.020608 | 13.0037 | 15.9906 | 13.2565 | 1076.3601 | 1115.8186 | 1202.1984 | 1214.0703 | 0.39324 | 0.40518 | 0.39871 | 0.37205 | 423.2683 | 452.1119 | 479.3229 | 451.6898 | 0.10831 | 0.1163 | 0.11609 | 0.12011 | 0.051541 | 0.043291 | 0.043536 | 0.043315 | 116.5807 | 129.77 | 139.5603 | 145.8235 | 55.4763 | 48.3054 | 52.3394 | 52.5872
5 | 26 | 3 | 1459.5595 | 1506.7705 | 1546.003 | 1545.8015 | 80 | 63 | 0 | 0 | 0 | 0 | 0 | 0 | 0 | 0 | 0 | 0 | 322.3551 | 324.6277 | 343.1167 | 361.5237 | 0 | 0 | 0 | 0 | -3.5816 | 59.4042 | 31.4796 | 8.3009 | -0.22821 | 10.7012 | 14.3256 | 10.6625 | 1061.0142 | 1049.0374 | 1157.0812 | 1165.3143 | 0.40479 | 0.40648 | 0.39859 | 0.37175 | 429.4904 | 426.4118 | 461.2045 | 433.2048 | 0.10804 | 0.11626 | 0.11596 | 0.12008 | 0.051222 | 0.043102 | 0.043261 | 0.043187 | 114.6365 | 121.9609 | 134.1748 | 139.9312 | 54.3477 | 45.2158 | 50.0565 | 50.3261
5 | 26 | 4 | 1455.2322 | 1494.8405 | 1525.461 | 1517.9888 | 80 | 63 | 0 | 0 | 0 | 0 | 0 | 0 | 0 | 0 | 0 | 0 | 250.1881 | 245.0282 | 260.0282 | 277.672 | 0 | 0 | 0 | 0 | -4.1845 | 54.5022 | 30.7612 | 6.3317 | 0.13067 | 13.0552 | 19.413 | 8.247 | 1129.0979 | 1119.2548 | 1215.2586 | 1225.7381 | 0.39239 | 0.40724 | 0.39885 | 0.37249 | 443.0496 | 455.8043 | 484.7005 | 456.5756 | 0.10724 | 0.1163 | 0.11595 | 0.12005 | 0.050451 | 0.042793 | 0.043363 | 0.043352 | 121.0894 | 130.1739 | 140.911 | 147.1485 | 56.9643 | 47.8958 | 52.6971 | 53.1387
5 | 26 | 5 | 1477.1084 | 1511.5856 | 1536.1727 | 1523.0619 | 80 | 63 | 0 | 0 | 0 | 0 | 0 | 0 | 0 | 0 | 0 | 0 | 196.2162 | 185.6877 | 197.5914 | 213.5656 | 0 | 0 | 0 | 0 | -3.3457 | 68.2122 | 54.0808 | -12.6485 | -1.8849 | 5.4682 | 13.4353 | 6.3754 | 1206.1228 | 1189.2175 | 1271.0651 | 1315.7693 | 0.39799 | 0.40903 | 0.40099 | 0.37782 | 480.0289 | 486.4229 | 509.6857 | 497.1305 | 0.10661 | 0.11638 | 0.11593 | 0.12003 | 0.049898 | 0.043001 | 0.043618 | 0.043597 | 128.5841 | 138.406 | 147.3537 | 157.9383 | 60.1829 | 51.1375 | 55.4414 | 57.3631
5 | 26 | 6 | 1486.2872 | 1511.6642 | 1526.0378 | 1504.2484 | 80 | 63 | 0 | 0 | 0 | 0 | 0 | 0 | 0 | 0 | 0 | 0 | 505.4576 | 494.6156 | 508.0186 | 523.6695 | 0 | 0 | 0 | 0 | -1.3974 | -11.68 | -0.14807 | -12.2629 | 0.54455 | 2.8708 | 0.39955 | 3.8184 | 901.6824 | 962.8579 | 1017.7677 | 989.0234 | 0.39817 | 0.40695 | 0.39923 | 0.37497 | 359.0207 | 391.8354 | 406.3245 | 370.8529 | 0.10686 | 0.11646 | 0.11603 | 0.12024 | 0.050154 | 0.043363 | 0.043355 | 0.043505 | 96.3499 | 112.1305 | 118.0908 | 118.924 | 45.2233 | 41.7526 | 44.1248 | 43.0277
5 | 26 | 7 | 1578.8352 | 1603.7736 | 1617.5971 | 1594.2429 | 80 | 63 | 0 | 0 | 0 | 0 | 0 | 0 | 0 | 0 | 0 | 0 | 878.7254 | 872.4049 | 891.79 | 914.7271 | 0 | 0 | 0 | 0 | -0.083656 | -16.6199 | -3.1021 | -0.20712 | 0.51561 | -1.5002 | -6.527 | -4.243 | 619.6778 | 686.489 | 735.4361 | 683.966 | 0.39621 | 0.33259 | 0.32125 | 0.38231 | 245.5212 | 228.32 | 236.2558 | 261.49 | 0.1104 | 0.11771 | 0.11754 | 0.1231 | 0.052929 | 0.040465 | 0.045798 | 0.050392 | 68.4143 | 80.8063 | 86.4411 | 84.1981 | 32.7991 | 27.7788 | 33.6818 | 34.4664
5 | 26 | 8 | 1690.0695 | 1718.703 | 1737.2557 | 1717.3373 | 80 | 63 | 0 | 0 | 0 | 0 | 0 | 0 | 0 | 0 | 0 | 0 | 1235.5226 | 1297.563 | 1374.7243 | 1449.2113 | 0 | 0 | 0 | 0 | -2.5883 | -20.3607 | -13.3433 | -2.3743 | -1.0532 | -6.2057 | -8.2648 | -11.7147 | 378.1884 | 384.7064 | 384.1394 | 282.215 | 0.38794 | 0.32023 | 0.31429 | 0.32105 | 146.7128 | 123.1964 | 120.7298 | 90.6052 | 0.11436 | 0.11826 | 0.11876 | 0.1269 | 0.056731 | 0.059259 | 0.048623 | 0.062066 | 43.2509 | 45.4954 | 45.62 | 35.812 | 21.4552 | 22.7972 | 18.678 | 17.5161
5 | 26 | 9 | 1797.0137 | 1834.7933 | 1864.2438 | 1853.0481 | 80 | 63 | 0 | 0 | 0 | 0 | 0 | 0 | 0 | 0 | 0 | 0 | 1470.6858 | 1596.272 | 1734.0785 | 1858.5931 | 0 | 0 | 0 | 0 | 0.57241 | -64.2577 | -22.3913 | -25.1771 | -0.92751 | -8.631 | -12.212 | -14.873 | 246.683 | 248.41 | 164.7686 | 34.5051 | 0.39364 | 0.24286 | 0.23968 | 0 | 97.1044 | 60.3292 | 39.4909 | 0 | 0.11841 | 0.11706 | 0.11827 | 0.12384 | 0.061762 | 0.051776 | 0.048938 | 0.060949 | 29.2093 | 29.0798 | 19.4874 | 4.2731 | 15.2356 | 12.8617 | 8.0634 | 2.1031
5 | 26 | 10 | 1879.8167 | 1922.3829 | 1956.3244 | 1946.898 | 80 | 63 | 0 | 0 | 0 | 0 | 0 | 0 | 0 | 0 | 0 | 0 | 1636.0132 | 1813.5963 | 1999.5565 | 2163.3869 | 0 | 0 | 0 | 0 | -3.3264 | -76.8269 | -107.5265 | -77.4286 | -1.7292 | -14.3797 | -16.0025 | -32.5658 | 168.8591 | 136.9932 | 80.2969 | -106.4945 | 0.31441 | 0.24286 | 0.24286 | 0 | 53.0915 | 33.2704 | 19.501 | 0 | 0.11622 | 0.11728 | 0.11829 | 0.12301 | 0.059713 | 0.050062 | 0.050012 | 0.06259 | 19.6253 | 16.0664 | 9.4979 | -13.0995 | 10.0831 | 6.8582 | 4.0158 | -6.6655
5 | 26 | 11 | 1937.2426 | 1984.3578 | 2021.8677 | 2012.9177 | 80 | 63 | 0 | 0 | 0 | 0 | 0 | 0 | 0 | 0 | 0 | 0 | 1677.3122 | 1889.6378 | 2107.6561 | 2297.7043 | 0 | 0 | 0 | 0 | -6.5128 | -79.767 | -85.7243 | -83.4778 | -2.3152 | -21.0593 | -27.5713 | -37.7559 | 188.7583 | 132.5463 | 27.5072 | -163.5529 | 0.31687 | 0.24286 | 0.24286 | 0 | 59.8115 | 32.1904 | 6.6804 | 0 | 0.11579 | 0.11749 | 0.11802 | 0.1229 | 0.059372 | 0.054021 | 0.051155 | 0.061459 | 21.8565 | 15.5722 | 3.2464 | -20.1007 | 11.207 | 7.1603 | 1.4071 | -10.0518
5 | 26 | 12 | 1971.4538 | 2021.8053 | 2061.8768 | 2053.384 | 80 | 63 | 0 | 0 | 0 | 0 | 0 | 0 | 0 | 0 | 0 | 0 | 1705.8885 | 1935.352 | 2170.4408 | 2375.4865 | 0 | 0 | 0 | 0 | -1.1233 | -65.5631 | -85.7391 | -85.3265 | -2.9788 | -24.6247 | -30.5869 | -39.5093 | 189.6674 | 113.6412 | 7.762 | -197.2666 | 0.30984 | 0.24286 | 0.24286 | 0 | 58.766 | 27.5991 | 1.8851 | 0 | 0.11582 | 0.12175 | 0.11774 | 0.12307 | 0.059588 | 0.049595 | 0.051608 | 0.063043 | 21.9675 | 13.8353 | 0.91393 | -24.2772 | 11.3019 | 5.6361 | 0.40058 | -12.4363
5 | 26 | 13 | 1996.3516 | 2053.0095 | 2099.7286 | 2096.0042 | 80 | 63 | 0 | 0 | 0 | 0 | 0 | 0 | 0 | 0 | 0 | 0 | 1736.6588 | 1960.1871 | 2200.4374 | 2411.8537 | 0 | 0 | 0 | 0 | -1.1233 | -56.5737 | -80.7681 | -77.704 | -3.2612 | -15.2307 | -16.6695 | -37.9713 | 184.0773 | 101.6268 | -3.2712 | -200.1742 | 0.31489 | 0.24286 | 0.24286 | 0 | 57.9642 | 24.6812 | -0.79445 | 0 | 0.11535 | 0.12174 | 0.11784 | 0.12304 | 0.059115 | 0.049371 | 0.050509 | 0.06275 | 21.2327 | 12.372 | -0.38549 | -24.6287 | 10.8818 | 5.0174 | -0.16522 | -12.561
5 | 26 | 14 | 2016.1702 | 2077.9544 | 2130.4196 | 2131.2835 | 80 | 63 | 0 | 0 | 0 | 0 | 0 | 0 | 0 | 0 | 0 | 0 | 1742.7588 | 1941.4965 | 2174.8104 | 2385.9774 | 0 | 0 | 0 | 0 | -3.7782 | -39.0291 | -36.2851 | -45.2497 | -1.8065 | -15.5861 | -14.9332 | -27.6027 | 198.9961 | 128.0731 | 6.8275 | -181.8415 | 0.31699 | 0.24286 | 0.24286 | 0 | 63.0793 | 31.104 | 1.6581 | 0 | 0.11573 | 0.12171 | 0.11787 | 0.12375 | 0.059448 | 0.039649 | 0.049083 | 0.060377 | 23.0292 | 15.5884 | 0.80475 | -22.5027 | 11.83 | 5.0779 | 0.33512 | -10.9791
5 | 26 | 15 | 2031.1998 | 2097.381 | 2154.5914 | 2159.0349 | 80 | 63 | 0 | 0 | 0 | 0 | 0 | 0 | 0 | 0 | 0 | 0 | 1767.7582 | 1927.1608 | 2145.127 | 2347.4451 | 0 | 0 | 0 | 0 | -4.6237 | -16.7457 | -18.6459 | -18.5457 | -2.7233 | -14.0321 | -15.3999 | -19.1853 | 190.7887 | 137.9981 | 43.5103 | -150.6792 | 0.31618 | 0.24027 | 0.2402 | 0.19462 | 60.3234 | 33.1569 | 10.451 | -29.3252 | 0.11447 | 0.12111 | 0.11792 | 0.12433 | 0.058053 | 0.048654 | 0.047698 | 0.055827 | 21.8398 | 16.7133 | 5.1306 | -18.7343 | 11.076 | 6.7141 | 2.0754 | -8.4119
5 | 26 | 16 | 2042.2992 | 2118.095 | 2186.1506 | 2199.6276 | 80 | 63 | 0 | 0 | 0 | 0 | 0 | 0 | 0 | 0 | 0 | 0 | 1648.3044 | 1766.8432 | 1949.3627 | 2120.3224 | 0 | 0 | 0 | 0 | -1.1233 | -17.2641 | -4.0147 | -10.1623 | -2.6981 | -9.7453 | -14.9714 | -17.1027 | 317.8162 | 315.2612 | 255.774 | 106.5702 | 0.32103 | 0.24715 | 0.22975 | 0.24005 | 102.027 | 77.9179 | 58.7639 | 25.582 | 0.11277 | 0.11807 | 0.11811 | 0.12367 | 0.055743 | 0.049005 | 0.046866 | 0.052355 | 35.8408 | 37.2224 | 30.2099 | 13.18 | 17.7162 | 15.4494 | 11.9871 | 5.5794
5 | 26 | 17 | 2033.6316 | 2117.5962 | 2194.8722 | 2216.2372 | 80 | 63 | 0 | 0 | 0 | 0 | 0 | 0 | 0 | 0 | 0 | 0 | 1482.3388 | 1557.0399 | 1684.708 | 1808.2022 | 0 | 0 | 0 | 0 | -2.6242 | -3.2776 | -5.9352 | -7.6304 | -0.71198 | -5.5023 | -10.5261 | -10.8753 | 474.629 | 506.3361 | 526.6256 | 426.5406 | 0.39785 | 0.24634 | 0.32048 | 0.23372 | 188.8321 | 124.7323 | 168.7756 | 99.6928 | 0.10932 | 0.11858 | 0.11708 | 0.12097 | 0.052281 | 0.048317 | 0.044793 | 0.045536 | 51.8866 | 60.0396 | 61.6553 | 51.6005 | 24.8139 | 24.4648 | 23.5893 | 19.4231
5 | 26 | 18 | 2007.1695 | 2098.6362 | 2184.6454 | 2213.9997 | 80 | 63 | 0 | 0 | 0 | 0 | 0 | 0 | 0 | 0 | 0 | 0 | 1058.6744 | 1058.2206 | 1123.0352 | 1190.2276 | 0 | 0 | 0 | 0 | -1.1157 | -11.4754 | -14.9933 | 4.1901 | 0.12712 | -3.6786 | -3.0915 | -0.91695 | 869.4836 | 992.5696 | 1079.6951 | 1020.499 | 0.40002 | 0.33194 | 0.39565 | 0.38633 | 347.8117 | 329.4769 | 427.1805 | 394.2482 | 0.10747 | 0.11698 | 0.11618 | 0.12005 | 0.050339 | 0.045601 | 0.043081 | 0.043402 | 93.4399 | 116.1108 | 125.4337 | 122.5084 | 43.7688 | 45.2625 | 46.5146 | 44.2914
5 | 26 | 19 | 1985.4153 | 2080.0482 | 2169.7289 | 2202.5358 | 80 | 63 | 0 | 0 | 0 | 0 | 0 | 0 | 0 | 0 | 0 | 0 | 629.7335 | 601.8228 | 640.8282 | 685.217 | 0 | 0 | 0 | 0 | -0.13118 | -13.7525 | 5.8468 | 48.3363 | 0.93351 | 3.9356 | -1.3807 | 4.7333 | 1274.8794 | 1425.0422 | 1524.4346 | 1464.2492 | 0.40291 | 0.40667 | 0.40013 | 0.39254 | 513.6669 | 579.5283 | 609.9788 | 574.7693 | 0.10649 | 0.11735 | 0.11725 | 0.12059 | 0.049261 | 0.044017 | 0.044446 | 0.044028 | 135.7637 | 167.2311 | 178.7415 | 176.573 | 62.8023 | 62.7267 | 67.7549 | 64.4676
5 | 26 | 20 | 2054.3817 | 2154.5266 | 2249.4394 | 2284.7022 | 80 | 63 | 0 | 0 | 0 | 0 | 0 | 0 | 0 | 0 | 0 | 0 | 575.3374 | 551.0494 | 590.1316 | 633.9611 | 0 | 0 | 0 | 0 | 6.5072 | 22.5809 | 5.37 | 31.1022 | 1.7783 | 11.4423 | 17.9871 | 33.5824 | 1390.7588 | 1506.454 | 1635.9506 | 1586.0565 | 0.40427 | 0.42028 | 0.41111 | 0.39531 | 562.2461 | 633.1344 | 672.5617 | 626.9808 | 0.10677 | 0.11728 | 0.11718 | 0.12056 | 0.049394 | 0.043928 | 0.044523 | 0.044237 | 148.4916 | 176.6809 | 191.6954 | 191.2208 | 68.6948 | 66.175 | 72.838 | 70.163
5 | 26 | 21 | 2013.0328 | 2112.614 | 2206.8653 | 2242.0046 | 80 | 63 | 0 | 0 | 0 | 0 | 0 | 0 | 0 | 0 | 0 | 0 | 568.3785 | 543.666 | 582.0292 | 626.0842 | 0 | 0 | 0 | 0 | 9.0856 | 16.3884 | 37.5747 | 61.5999 | 2.4036 | 6.1688 | 3.1127 | 28.1241 | 1353.1651 | 1483.3909 | 1584.1487 | 1526.1965 | 0.40188 | 0.40772 | 0.40034 | 0.39234 | 543.8105 | 604.8023 | 634.1956 | 598.7809 | 0.10629 | 0.11729 | 0.11719 | 0.1205 | 0.049276 | 0.043962 | 0.044385 | 0.044069 | 143.8225 | 173.9841 | 185.6437 | 183.9123 | 66.6788 | 65.2132 | 70.3124 | 67.2585
5 | 26 | 22 | 1877.283 | 1973.2743 | 2064.5996 | 2100.154 | 80 | 63 | 0 | 0 | 0 | 0 | 0 | 0 | 0 | 0 | 0 | 0 | 535.5888 | 511.0253 | 546.3201 | 589.8807 | 0 | 0 | 0 | 0 | 5.4519 | 9.5242 | 23.2054 | 20.4979 | 1.8717 | 8.5415 | 7.9403 | 34.9182 | 1254.3706 | 1381.1833 | 1487.1339 | 1454.8572 | 0.39659 | 0.40366 | 0.39544 | 0.38685 | 497.4706 | 557.5235 | 588.0673 | 562.8093 | 0.10614 | 0.11699 | 0.11673 | 0.1204 | 0.049467 | 0.04347 | 0.043918 | 0.0438 | 133.1398 | 161.5838 | 173.5944 | 175.1691 | 62.0505 | 60.0399 | 65.3116 | 63.7223
5 | 26 | 23 | 1725.2085 | 1813.8881 | 1898.1947 | 1931.0133 | 80 | 63 | 0 | 0 | 0 | 0 | 0 | 0 | 0 | 0 | 0 | 0 | 500.7658 | 481.3387 | 513.6902 | 552.9546 | 0 | 0 | 0 | 0 | 0.51579 | 28.8171 | 21.7179 | 70.2366 | 1.2819 | 7.0565 | 7.0084 | 19.1227 | 1142.645 | 1233.6758 | 1355.7781 | 1288.6994 | 0.39616 | 0.40557 | 0.39781 | 0.38169 | 452.6662 | 500.3396 | 539.3357 | 491.8853 | 0.10719 | 0.11642 | 0.11623 | 0.12023 | 0.050701 | 0.043339 | 0.043618 | 0.043629 | 122.4857 | 143.6199 | 157.5811 | 154.9424 | 57.9333 | 53.4669 | 59.1362 | 56.2246
5 | 26 | 24 | 1619.4946 | 1696.1844 | 1767.6325 | 1791.5812 | 80 | 63 | 0 | 0 | 0 | 0 | 0 | 0 | 0 | 0 | 0 | 0 | 454.03 | 436.0137 | 465.6606 | 500.9416 | 0 | 0 | 0 | 0 | 1.1544 | 43.5582 | 49.5077 | 15.4954 | 0.99131 | 10.8959 | 13.0001 | 20.0615 | 1083.3189 | 1142.7167 | 1239.464 | 1255.0827 | 0.39155 | 0.40913 | 0.40018 | 0.37917 | 424.1716 | 467.523 | 496.0138 | 475.8934 | 0.1085 | 0.11637 | 0.11617 | 0.1202 | 0.051999 | 0.043652 | 0.043526 | 0.043498 | 117.5444 | 132.9834 | 143.9905 | 150.8627 | 56.3317 | 49.8819 | 53.9487 | 54.5932
5 | 27 | 1 | 1540.9275 | 1605.8015 | 1664.2255 | 1678.4258 | 80 | 63 | 0 | 0 | 0 | 0 | 0 | 0 | 0 | 0 | 0 | 0 | 419.1531 | 403.8334 | 430.8543 | 462.966 | 0 | 0 | 0 | 0 | -0.33393 | 24.2429 | 36.9076 | 25.2458 | 0.256 | 8.9793 | 17.8607 | 13.6102 | 1041.8523 | 1105.7459 | 1178.6029 | 1176.6038 | 0.39346 | 0.40712 | 0.39915 | 0.37525 | 409.9273 | 450.1723 | 470.4357 | 441.5226 | 0.10819 | 0.11629 | 0.11609 | 0.12009 | 0.051483 | 0.043329 | 0.043595 | 0.043451 | 112.7231 | 128.5852 | 136.8195 | 141.3039 | 53.6373 | 47.9104 | 51.3816 | 51.1241
5 | 27 | 2 | 1466.7127 | 1520.6114 | 1567.3022 | 1573.2095 | 80 | 63 | 0 | 0 | 0 | 0 | 0 | 0 | 0 | 0 | 0 | 0 | 394.8804 | 385.9984 | 411.1114 | 438.0241 | 0 | 0 | 0 | 0 | -3.0945 | 25.9611 | 23.6031 | 0.90482 | -0.020608 | 13.0037 | 15.9906 | 13.2565 | 994.9474 | 1032.6482 | 1116.5971 | 1121.024 | 0.39324 | 0.40518 | 0.39871 | 0.37205 | 391.2535 | 418.4125 | 445.1932 | 417.0724 | 0.10831 | 0.1163 | 0.11609 | 0.12011 | 0.051541 | 0.043291 | 0.043536 | 0.043315 | 107.7629 | 120.0972 | 129.623 | 134.6476 | 51.2802 | 44.7049 | 48.6126 | 48.5569
5 | 27 | 3 | 1436.4014 | 1482.2557 | 1520.1696 | 1519.3682 | 80 | 63 | 0 | 0 | 0 | 0 | 0 | 0 | 0 | 0 | 0 | 0 | 368.989 | 363.5186 | 385.8315 | 410.6222 | 0 | 0 | 0 | 0 | -3.5816 | 59.4042 | 31.4796 | 8.3009 | -0.22821 | 10.7012 | 14.3256 | 10.6625 | 991.2222 | 985.6317 | 1088.5329 | 1089.7826 | 0.40479 | 0.40648 | 0.39859 | 0.37175 | 401.2391 | 400.6387 | 433.8816 | 405.126 | 0.10804 | 0.11626 | 0.11596 | 0.12008 | 0.051222 | 0.043102 | 0.043261 | 0.043187 | 107.0959 | 114.5894 | 126.2259 | 130.8613 | 50.7728 | 42.4828 | 47.091 | 47.0641
5 | 27 | 4 | 1420.53 | 1458.1053 | 1486.7498 | 1478.3788 | 80 | 63 | 0 | 0 | 0 | 0 | 0 | 0 | 0 | 0 | 0 | 0 | 344.1715 | 342.4475 | 361.625 | 384.7534 | 0 | 0 | 0 | 0 | -4.1845 | 54.5022 | 30.7612 | 6.3317 | 0.13067 | 13.0552 | 19.413 | 8.247 | 1000.4123 | 985.1003 | 1074.9507 | 1079.0467 | 0.39239 | 0.40724 | 0.39885 | 0.37249 | 392.5544 | 401.1713 | 428.7393 | 401.9345 | 0.10724 | 0.1163 | 0.11595 | 0.12005 | 0.050451 | 0.042793 | 0.043363 | 0.043352 | 107.2886 | 114.5712 | 124.6421 | 129.5383 | 50.472 | 42.155 | 46.613 | 46.7793
5 | 27 | 5 | 1448.9129 | 1481.7383 | 1504.7199 | 1490.8787 | 80 | 63 | 0 | 0 | 0 | 0 | 0 | 0 | 0 | 0 | 0 | 0 | 330.8899 | 330.7887 | 346.763 | 369.7656 | 0 | 0 | 0 | 0 | -3.3457 | 68.2122 | 54.0808 | -12.6485 | -1.8849 | 5.4682 | 13.4353 | 6.3754 | 1043.2536 | 1014.2692 | 1090.4407 | 1127.3861 | 0.39799 | 0.40903 | 0.40099 | 0.37782 | 415.2081 | 414.8642 | 437.2569 | 425.9546 | 0.10661 | 0.11638 | 0.11593 | 0.12003 | 0.049898 | 0.043001 | 0.043618 | 0.043597 | 111.2207 | 118.0448 | 126.414 | 135.3257 | 52.0561 | 43.6146 | 47.5629 | 49.1503
5 | 27 | 6 | 1411.7754 | 1432.7872 | 1442.918 | 1419.1986 | 80 | 63 | 0 | 0 | 0 | 0 | 0 | 0 | 0 | 0 | 0 | 0 | 645.6264 | 650.6761 | 664.6491 | 688.3835 | 0 | 0 | 0 | 0 | -1.3974 | -11.68 | -0.14807 | -12.2629 | 0.54455 | 2.8708 | 0.39955 | 3.8184 | 687.0019 | 727.9203 | 778.0175 | 739.2596 | 0.39817 | 0.40695 | 0.39923 | 0.37497 | 273.5419 | 296.2275 | 310.6088 | 277.1993 | 0.10686 | 0.11646 | 0.11603 | 0.12024 | 0.050154 | 0.043363 | 0.043355 | 0.043505 | 73.4101 | 84.7706 | 90.2728 | 88.8914 | 34.4561 | 31.565 | 33.7306 | 32.1616
5 | 27 | 7 | 1459.4066 | 1477.3482 | 1484.3713 | 1457.9237 | 80 | 63 | 0 | 0 | 0 | 0 | 0 | 0 | 0 | 0 | 0 | 0 | 1065.3906 | 1084.4813 | 1105.202 | 1136.3554 | 0 | 0 | 0 | 0 | -0.083656 | -16.6199 | -3.1021 | -0.20712 | 0.51561 | -1.5002 | -6.527 | -4.243 | 313.584 | 347.9871 | 388.7984 | 326.0184 | 0.39621 | 0.33259 | 0.32125 | 0.38231 | 124.2444 | 115.7374 | 124.8999 | 124.6415 | 0.1104 | 0.11771 | 0.11754 | 0.1231 | 0.052929 | 0.040465 | 0.045798 | 0.050392 | 34.6206 | 40.9614 | 45.6983 | 40.1338 | 16.5978 | 14.0813 | 17.8064 | 16.4287
5 | 27 | 8 | 1556.2283 | 1577.0206 | 1587.9524 | 1564.5672 | 80 | 63 | 0 | 0 | 0 | 0 | 0 | 0 | 0 | 0 | 0 | 0 | 1383.6262 | 1465.6018 | 1543.6381 | 1624.0867 | 0 | 0 | 0 | 0 | -2.5883 | -20.3607 | -13.3433 | -2.3743 | -1.0532 | -6.2057 | -8.2648 | -11.7147 | 96.2436 | 74.9852 | 65.9224 | -45.4305 | 0.38794 | 0.32023 | 0.31429 | 0.32105 | 37.3363 | 24.0129 | 20.7185 | -14.5855 | 0.11436 | 0.11826 | 0.11876 | 0.1269 | 0.056731 | 0.059259 | 0.048623 | 0.062066 | 11.0067 | 8.8677 | 7.8289 | -5.765 | 5.46 | 4.4435 | 3.2053 | -2.8197
5 | 27 | 9 | 1657.4354 | 1687.0377 | 1708.5406 | 1693.7295 | 80 | 63 | 0 | 0 | 0 | 0 | 0 | 0 | 0 | 0 | 0 | 0 | 1621.5506 | 1759.4298 | 1902.038 | 2037.624 | 0 | 0 | 0 | 0 | 0.57241 | -64.2577 | -22.3913 | -25.1771 | -0.92751 | -8.631 | -12.212 | -14.873 | -43.7601 | -62.5034 | -158.894 | -303.8444 | 0.39364 | 0.24286 | 0.23968 | 0 | -17.2257 | -15.1797 | -38.083 | 0 | 0.11841 | 0.11706 | 0.11827 | 0.12384 | 0.061762 | 0.051776 | 0.048938 | 0.060949 | -5.1816 | -7.3169 | -18.7926 | -37.6284 | -2.7027 | -3.2362 | -7.7759 | -18.519
5 | 27 | 10 | 1737.0901 | 1771.2945 | 1797.1091 | 1783.9858 | 80 | 63 | 0 | 0 | 0 | 0 | 0 | 0 | 0 | 0 | 0 | 0 | 1733.9186 | 1912.58 | 2106.3399 | 2285.279 | 0 | 0 | 0 | 0 | -3.3264 | -76.8269 | -107.5265 | -77.4286 | -1.7292 | -14.3797 | -16.0025 | -32.5658 | -71.7729 | -113.0789 | -185.7018 | -391.2988 | 0.31441 | 0.24286 | 0.24286 | 0 | -22.5664 | -27.4625 | -45.0998 | 0 | 0.11622 | 0.11728 | 0.11829 | 0.12301 | 0.059713 | 0.050062 | 0.050012 | 0.06259 | -8.3416 | -13.2617 | -21.9658 | -48.1322 | -4.2858 | -5.661 | -9.2872 | -24.4915
5 | 27 | 11 | 1789.8283 | 1828.3072 | 1857.4233 | 1844.6549 | 80 | 63 | 0 | 0 | 0 | 0 | 0 | 0 | 0 | 0 | 0 | 0 | 1808.6747 | 2014.5372 | 2243.9551 | 2449.2497 | 0 | 0 | 0 | 0 | -6.5128 | -79.767 | -85.7243 | -83.4778 | -2.3152 | -21.0593 | -27.5713 | -37.7559 | -90.0183 | -148.4036 | -273.2363 | -483.3611 | 0.31687 | 0.24286 | 0.24286 | 0 | -28.5239 | -36.0415 | -66.3584 | 0 | 0.11579 | 0.11749 | 0.11802 | 0.1229 | 0.059372 | 0.054021 | 0.051155 | 0.061459 | -10.4233 | -17.4352 | -32.2476 | -59.4051 | -5.3446 | -8.0169 | -13.9775 | -29.7069
5 | 27 | 12 | 1827.7477 | 1869.6801 | 1901.5688 | 1889.3537 | 80 | 63 | 0 | 0 | 0 | 0 | 0 | 0 | 0 | 0 | 0 | 0 | 1857.0824 | 2069.7848 | 2320.4563 | 2544.2012 | 0 | 0 | 0 | 0 | -1.1233 | -65.5631 | -85.7391 | -85.3265 | -2.9788 | -24.6247 | -30.5869 | -39.5093 | -105.2327 | -172.9169 | -302.5614 | -530.0116 | 0.30984 | 0.24286 | 0.24286 | 0 | -32.605 | -41.9949 | -73.4804 | 0 | 0.11582 | 0.12175 | 0.11774 | 0.12307 | 0.059588 | 0.049595 | 0.051608 | 0.063043 | -12.1882 | -21.0519 | -35.6249 | -65.2275 | -6.2706 | -8.5759 | -15.6146 | -33.4136
5 | 27 | 13 | 1837.0435 | 1884.3682 | 1922.0162 | 1914.1654 | 80 | 63 | 0 | 0 | 0 | 0 | 0 | 0 | 0 | 0 | 0 | 0 | 1940.0642 | 2147.9845 | 2407.4766 | 2642.0143 | 0 | 0 | 0 | 0 | -1.1233 | -56.5737 | -80.7681 | -77.704 | -3.2612 | -15.2307 | -16.6695 | -37.9713 | -178.6362 | -254.8119 | -388.0228 | -612.1736 | 0.31489 | 0.24286 | 0.24286 | 0 | -56.2509 | -61.884 | -94.2356 | 0 | 0.11535 | 0.12174 | 0.11784 | 0.12304 | 0.059115 | 0.049371 | 0.050509 | 0.06275 | -20.6051 | -31.0207 | -45.7261 | -75.3197 | -10.5601 | -12.5802 | -19.5985 | -38.4141
5 | 27 | 14 | 1858.8211 | 1911.3868 | 1954.8925 | 1951.6807 | 80 | 63 | 0 | 0 | 0 | 0 | 0 | 0 | 0 | 0 | 0 | 0 | 2035.4269 | 2235.4641 | 2490.8522 | 2720.4592 | 0 | 0 | 0 | 0 | -3.7782 | -39.0291 | -36.2851 | -45.2497 | -1.8065 | -15.5861 | -14.9332 | -27.6027 | -251.0212 | -332.4621 | -484.7413 | -695.9261 | 0.31699 | 0.24286 | 0.24286 | 0 | -79.5706 | -80.7422 | -117.7248 | 0 | 0.11573 | 0.12171 | 0.11787 | 0.12375 | 0.059448 | 0.039649 | 0.049083 | 0.060377 | -29.0499 | -40.4656 | -57.1363 | -86.12 | -14.9228 | -13.1817 | -23.7927 | -42.0181
5 | 27 | 15 | 1867.1341 | 1923.7034 | 1971.5719 | 1971.7657 | 80 | 63 | 0 | 0 | 0 | 0 | 0 | 0 | 0 | 0 | 0 | 0 | 2074.0445 | 2253.7067 | 2490.8244 | 2702.1081 | 0 | 0 | 0 | 0 | -4.6237 | -16.7457 | -18.6459 | -18.5457 | -2.7233 | -14.0321 | -15.3999 | -19.1853 | -279.5633 | -362.2254 | -485.2067 | -692.6114 | 0.31618 | 0.24027 | 0.2402 | 0.19462 | -88.3921 | -87.0321 | -116.545 | -134.796 | 0.11447 | 0.12111 | 0.11792 | 0.12433 | 0.058053 | 0.048654 | 0.047698 | 0.055827 | -32.002 | -43.87 | -57.214 | -86.114 | -16.2296 | -17.6235 | -23.1436 | -38.6662
5 | 27 | 16 | 1889.3578 | 1956.1935 | 2015.5404 | 2025.0559 | 80 | 63 | 0 | 0 | 0 | 0 | 0 | 0 | 0 | 0 | 0 | 0 | 1948.6476 | 2084.3134 | 2282.8503 | 2460.7614 | 0 | 0 | 0 | 0 | -1.1233 | -17.2641 | -4.0147 | -10.1623 | -2.6981 | -9.7453 | -14.9714 | -17.1027 | -135.4685 | -164.1105 | -248.3237 | -408.4405 | 0.32103 | 0.24715 | 0.22975 | 0.24005 | -43.4888 | -40.5605 | -57.0521 | -98.0455 | 0.11277 | 0.11807 | 0.11811 | 0.12367 | 0.055743 | 0.049005 | 0.046866 | 0.052355 | -15.2771 | -19.3763 | -29.3299 | -50.5136 | -7.5515 | -8.0423 | -11.6379 | -21.3837
5 | 27 | 17 | 1905.8772 | 1982.3573 | 2052.3589 | 2070.4148 | 80 | 63 | 0 | 0 | 0 | 0 | 0 | 0 | 0 | 0 | 0 | 0 | 1614.5288 | 1681.4705 | 1819.7323 | 1947.1064 | 0 | 0 | 0 | 0 | -2.6242 | -3.2776 | -5.9352 | -7.6304 | -0.71198 | -5.5023 | -10.5261 | -10.8753 | 214.6846 | 246.6666 | 249.088 | 141.814 | 0.39785 | 0.24634 | 0.32048 | 0.23372 | 85.4127 | 60.7645 | 79.829 | 33.1453 | 0.10932 | 0.11858 | 0.11708 | 0.12097 | 0.052281 | 0.048317 | 0.044793 | 0.045536 | 23.4694 | 29.2489 | 29.1623 | 17.1559 | 11.2238 | 11.9183 | 11.1575 | 6.4577
5 | 27 | 18 | 1888.7204 | 1973.2477 | 2052.5124 | 2078.7985 | 80 | 63 | 0 | 0 | 0 | 0 | 0 | 0 | 0 | 0 | 0 | 0 | 1109.4867 | 1103.7116 | 1174.3358 | 1245.5339 | 0 | 0 | 0 | 0 | -1.1157 | -11.4754 | -14.9933 | 4.1901 | 0.12712 | -3.6786 | -3.0915 | -0.91695 | 700.2222 | 821.69 | 896.2614 | 829.9916 | 0.40002 | 0.33194 | 0.39565 | 0.38633 | 280.1035 | 272.7546 | 354.6051 | 320.6497 | 0.10747 | 0.11698 | 0.11618 | 0.12005 | 0.050339 | 0.045601 | 0.043081 | 0.043402 | 75.25 | 96.1213 | 104.1233 | 99.6385 | 35.2484 | 37.4701 | 38.6121 | 36.023
5 | 27 | 19 | 1875.012 | 1963.1769 | 2046.5712 | 2076.5184 | 80 | 63 | 0 | 0 | 0 | 0 | 0 | 0 | 0 | 0 | 0 | 0 | 659.1097 | 627.9427 | 669.0571 | 717.8708 | 0 | 0 | 0 | 0 | -0.13118 | -13.7525 | 5.8468 | 48.3363 | 0.93351 | 3.9356 | -1.3807 | 4.7333 | 1135.1 | 1282.051 | 1373.048 | 1305.578 | 0.40291 | 0.40667 | 0.40013 | 0.39254 | 457.3478 | 521.3774 | 549.4038 | 512.4853 | 0.10649 | 0.11735 | 0.11725 | 0.12059 | 0.049261 | 0.044017 | 0.044446 | 0.044028 | 120.8784 | 150.4508 | 160.9913 | 157.4389 | 55.9166 | 56.4326 | 61.0264 | 57.4817
5 | 27 | 20 | 1968.186 | 2063.2811 | 2153.2858 | 2186.316 | 80 | 63 | 0 | 0 | 0 | 0 | 0 | 0 | 0 | 0 | 0 | 0 | 642.3304 | 622.5301 | 660.025 | 713.0216 | 0 | 0 | 0 | 0 | 6.5072 | 22.5809 | 5.37 | 31.1022 | 1.7783 | 11.4423 | 17.9871 | 33.5824 | 1237.5701 | 1343.7277 | 1469.9037 | 1408.6097 | 0.40427 | 0.42028 | 0.41111 | 0.39531 | 500.3161 | 564.7436 | 604.2976 | 556.8347 | 0.10677 | 0.11728 | 0.11718 | 0.12056 | 0.049394 | 0.043928 | 0.044523 | 0.044237 | 132.1356 | 157.596 | 172.2385 | 169.8272 | 61.1282 | 59.0268 | 65.445 | 62.3132
5 | 27 | 21 | 1944.1182 | 2039.662 | 2129.9893 | 2163.3436 | 80 | 63 | 0 | 0 | 0 | 0 | 0 | 0 | 0 | 0 | 0 | 0 | 613.536 | 591.2186 | 628.0736 | 678.9304 | 0 | 0 | 0 | 0 | 9.0856 | 16.3884 | 37.5747 | 61.5999 | 2.4036 | 6.1688 | 3.1127 | 28.1241 | 1239.0929 | 1362.8862 | 1461.2283 | 1394.6892 | 0.40188 | 0.40772 | 0.40034 | 0.39234 | 497.9672 | 555.6706 | 584.9859 | 547.186 | 0.10629 | 0.11729 | 0.11719 | 0.1205 | 0.049276 | 0.043962 | 0.044385 | 0.044069 | 131.6982 | 159.8503 | 171.2389 | 168.0652 | 61.0577 | 59.9155 | 64.8566 | 61.4631
5 | 27 | 22 | 1844.8896 | 1938.9832 | 2028.464 | 2063.1794 | 80 | 63 | 0 | 0 | 0 | 0 | 0 | 0 | 0 | 0 | 0 | 0 | 631.6307 | 618.304 | 654.0078 | 703.2935 | 0 | 0 | 0 | 0 | 5.4519 | 9.5242 | 23.2054 | 20.4979 | 1.8717 | 8.5415 | 7.9403 | 34.9182 | 1125.9354 | 1239.6135 | 1343.3106 | 1304.4698 | 0.39659 | 0.40366 | 0.39544 | 0.38685 | 446.5345 | 500.3779 | 531.1943 | 504.6322 | 0.10614 | 0.11699 | 0.11673 | 0.1204 | 0.049467 | 0.04347 | 0.043918 | 0.0438 | 119.5076 | 145.0216 | 156.8058 | 157.062 | 55.6971 | 53.8858 | 58.9952 | 57.1354
5 | 27 | 23 | 1690.8561 | 1777.5232 | 1859.8737 | 1891.8025 | 80 | 63 | 0 | 0 | 0 | 0 | 0 | 0 | 0 | 0 | 0 | 0 | 601.7132 | 588.5226 | 622.7275 | 669.5793 | 0 | 0 | 0 | 0 | 0.51579 | 28.8171 | 21.7179 | 70.2366 | 1.2819 | 7.0565 | 7.0084 | 19.1227 | 1007.3453 | 1090.1269 | 1208.4199 | 1132.864 | 0.39616 | 0.40557 | 0.39781 | 0.38169 | 399.0663 | 442.1208 | 480.7158 | 432.4043 | 0.10719 | 0.11642 | 0.11623 | 0.12023 | 0.050701 | 0.043339 | 0.043618 | 0.043629 | 107.9823 | 126.9085 | 140.4538 | 136.206 | 51.0735 | 47.2455 | 52.7088 | 49.4257
5 | 27 | 24 | 1560.375 | 1633.6013 | 1701.683 | 1724.1004 | 80 | 63 | 0 | 0 | 0 | 0 | 0 | 0 | 0 | 0 | 0 | 0 | 569.5681 | 554.9525 | 588.1203 | 632.7264 | 0 | 0 | 0 | 0 | 1.1544 | 43.5582 | 49.5077 | 15.4954 | 0.99131 | 10.8959 | 13.0001 | 20.0615 | 908.6612 | 961.1947 | 1051.0549 | 1055.817 | 0.39155 | 0.40913 | 0.40018 | 0.37917 | 355.7847 | 393.2564 | 420.6154 | 400.3372 | 0.1085 | 0.11637 | 0.11617 | 0.1202 | 0.051999 | 0.043652 | 0.043526 | 0.043498 | 98.5933 | 111.8588 | 122.1027 | 126.9107 | 47.2497 | 41.9581 | 45.748 | 45.9256
5 | 28 | 1 | 1480.6185 | 1541.9593 | 1596.9493 | 1609.5874 | 80 | 63 | 0 | 0 | 0 | 0 | 0 | 0 | 0 | 0 | 0 | 0 | 546.5816 | 537.769 | 570.1984 | 608.6048 | 0 | 0 | 0 | 0 | -0.33393 | 24.2429 | 36.9076 | 25.2458 | 0.256 | 8.9793 | 17.8607 | 13.6102 | 854.1149 | 907.9681 | 971.9825 | 962.1266 | 0.39346 | 0.40712 | 0.39915 | 0.37525 | 336.0601 | 369.6528 | 387.9638 | 361.0397 | 0.10819 | 0.11629 | 0.11609 | 0.12009 | 0.051483 | 0.043329 | 0.043595 | 0.043451 | 92.4109 | 105.5859 | 112.8337 | 115.5463 | 43.9721 | 39.341 | 42.3739 | 41.8049
5 | 28 | 2 | 1429.4918 | 1481.2099 | 1525.7813 | 1530.7245 | 80 | 63 | 0 | 0 | 0 | 0 | 0 | 0 | 0 | 0 | 0 | 0 | 510.2537 | 504.1075 | 534.724 | 568.5151 | 0 | 0 | 0 | 0 | -3.0945 | 25.9611 | 23.6031 | 0.90482 | -0.020608 | 13.0037 | 15.9906 | 13.2565 | 842.3532 | 875.1376 | 951.4636 | 948.0481 | 0.39324 | 0.40518 | 0.39871 | 0.37205 | 331.2473 | 354.5917 | 379.3536 | 352.7174 | 0.10831 | 0.1163 | 0.11609 | 0.12011 | 0.051541 | 0.043291 | 0.043536 | 0.043315 | 91.2354 | 101.7787 | 110.4531 | 113.8713 | 43.4154 | 37.886 | 41.4233 | 41.0645
5 | 28 | 3 | 1400.9996 | 1444.7798 | 1480.678 | 1478.9596 | 80 | 63 | 0 | 0 | 0 | 0 | 0 | 0 | 0 | 0 | 0 | 0 | 490.143 | 485.4033 | 512.6887 | 547.4179 | 0 | 0 | 0 | 0 | -3.5816 | 59.4042 | 31.4796 | 8.3009 | -0.22821 | 10.7012 | 14.3256 | 10.6625 | 834.6664 | 826.2711 | 922.1841 | 912.5783 | 0.40479 | 0.40648 | 0.39859 | 0.37175 | 337.8665 | 335.862 | 367.5762 | 339.2504 | 0.10804 | 0.11626 | 0.11596 | 0.12008 | 0.051222 | 0.043102 | 0.043261 | 0.043187 | 90.1809 | 96.0621 | 106.9362 | 109.5826 | 42.7536 | 35.6141 | 39.8946 | 39.4113
5 | 28 | 4 | 1418.8509 | 1456.3278 | 1484.8767 | 1476.4622 | 80 | 63 | 0 | 0 | 0 | 0 | 0 | 0 | 0 | 0 | 0 | 0 | 482.3567 | 480.6616 | 505.3772 | 540.8266 | 0 | 0 | 0 | 0 | -4.1845 | 54.5022 | 30.7612 | 6.3317 | 0.13067 | 13.0552 | 19.413 | 8.247 | 860.548 | 845.1088 | 929.3253 | 921.0569 | 0.39239 | 0.40724 | 0.39885 | 0.37249 | 337.6726 | 344.1613 | 370.6573 | 343.0848 | 0.10724 | 0.1163 | 0.11595 | 0.12005 | 0.050451 | 0.042793 | 0.043363 | 0.043352 | 92.2889 | 98.2896 | 107.7566 | 110.5719 | 43.4156 | 36.1644 | 40.2982 | 39.93
5 | 28 | 5 | 1445.8345 | 1478.4795 | 1501.2858 | 1487.3649 | 80 | 63 | 0 | 0 | 0 | 0 | 0 | 0 | 0 | 0 | 0 | 0 | 440.3147 | 431.6413 | 454.3149 | 489.251 | 0 | 0 | 0 | 0 | -3.3457 | 68.2122 | 54.0808 | -12.6485 | -1.8849 | 5.4682 | 13.4353 | 6.3754 | 930.7504 | 910.1578 | 979.4548 | 1004.387 | 0.39799 | 0.40903 | 0.40099 | 0.37782 | 370.4325 | 372.2798 | 392.7525 | 379.4825 | 0.10661 | 0.11638 | 0.11593 | 0.12003 | 0.049898 | 0.043001 | 0.043618 | 0.043597 | 99.2268 | 105.9279 | 113.5475 | 120.5615 | 46.4424 | 39.1377 | 42.7219 | 43.7879
5 | 28 | 6 | 1437.5922 | 1460.1164 | 1471.7173 | 1448.6666 | 80 | 63 | 0 | 0 | 0 | 0 | 0 | 0 | 0 | 0 | 0 | 0 | 739.7559 | 730.259 | 750.5384 | 786.2718 | 0 | 0 | 0 | 0 | -1.3974 | -11.68 | -0.14807 | -12.2629 | 0.54455 | 2.8708 | 0.39955 | 3.8184 | 618.6891 | 675.6666 | 720.9274 | 670.8392 | 0.39817 | 0.40695 | 0.39923 | 0.37497 | 246.342 | 274.9628 | 287.8167 | 251.5438 | 0.10686 | 0.11646 | 0.11603 | 0.12024 | 0.050154 | 0.043363 | 0.043355 | 0.043505 | 66.1104 | 78.6853 | 83.6487 | 80.6643 | 31.0299 | 29.2991 | 31.2555 | 29.185
5 | 28 | 7 | 1488.4417 | 1508.0843 | 1516.7607 | 1491.0652 | 80 | 63 | 0 | 0 | 0 | 0 | 0 | 0 | 0 | 0 | 0 | 0 | 1131.5908 | 1138.523 | 1163.4706 | 1204.7416 | 0 | 0 | 0 | 0 | -0.083656 | -16.6199 | -3.1021 | -0.20712 | 0.51561 | -1.5002 | -6.527 | -4.243 | 276.4189 | 324.6815 | 362.9192 | 290.7737 | 0.39621 | 0.33259 | 0.32125 | 0.38231 | 109.5193 | 107.9861 | 116.5863 | 111.167 | 0.1104 | 0.11771 | 0.11754 | 0.1231 | 0.052929 | 0.040465 | 0.045798 | 0.050392 | 30.5175 | 38.2181 | 42.6565 | 35.795 | 14.6307 | 13.1383 | 16.6211 | 14.6527
5 | 28 | 8 | 1588.2718 | 1610.9414 | 1623.6978 | 1601.1426 | 80 | 63 | 0 | 0 | 0 | 0 | 0 | 0 | 0 | 0 | 0 | 0 | 1463.5778 | 1540.468 | 1624.1674 | 1717.0311 | 0 | 0 | 0 | 0 | -2.5883 | -20.3607 | -13.3433 | -2.3743 | -1.0532 | -6.2057 | -8.2648 | -11.7147 | 48.3355 | 34.0398 | 21.1385 | -101.7995 | 0.38794 | 0.32023 | 0.31429 | 0.32105 | 18.7511 | 10.9007 | 6.6435 | -32.6828 | 0.11436 | 0.11826 | 0.11876 | 0.1269 | 0.056731 | 0.059259 | 0.048623 | 0.062066 | 5.5278 | 4.0255 | 2.5104 | -12.918 | 2.7421 | 2.0172 | 1.0278 | -6.3183
5 | 28 | 9 | 1716.765 | 1749.8431 | 1774.7242 | 1761.4499 | 80 | 63 | 0 | 0 | 0 | 0 | 0 | 0 | 0 | 0 | 0 | 0 | 1692.3291 | 1832.6147 | 1975.9951 | 2125.7132 | 0 | 0 | 0 | 0 | 0.57241 | -64.2577 | -22.3913 | -25.1771 | -0.92751 | -8.631 | -12.212 | -14.873 | -55.2091 | -72.883 | -166.6675 | -324.2132 | 0.39364 | 0.24286 | 0.23968 | 0 | -21.7325 | -17.7005 | -39.9461 | 0 | 0.11841 | 0.11706 | 0.11827 | 0.12384 | 0.061762 | 0.051776 | 0.048938 | 0.060949 | -6.5372 | -8.532 | -19.712 | -40.1509 | -3.4098 | -3.7736 | -8.1563 | -19.7605
5 | 28 | 10 | 1824.3352 | 1863.651 | 1894.4333 | 1883.5699 | 80 | 63 | 0 | 0 | 0 | 0 | 0 | 0 | 0 | 0 | 0 | 0 | 1878.3706 | 2068.1538 | 2260.4584 | 2453.8283 | 0 | 0 | 0 | 0 | -3.3264 | -76.8269 | -107.5265 | -77.4286 | -1.7292 | -14.3797 | -16.0025 | -32.5658 | -128.9798 | -176.2963 | -242.4961 | -460.2641 | 0.31441 | 0.24286 | 0.24286 | 0 | -40.553 | -42.8156 | -58.8929 | 0 | 0.11622 | 0.11728 | 0.11829 | 0.12301 | 0.059713 | 0.050062 | 0.050012 | 0.06259 | -14.9904 | -20.6758 | -28.6838 | -56.6154 | -7.7018 | -8.8258 | -12.1276 | -28.8081
5 | 28 | 11 | 1860.9118 | 1903.5552 | 1936.7187 | 1925.7916 | 80 | 63 | 0 | 0 | 0 | 0 | 0 | 0 | 0 | 0 | 0 | 0 | 1946.4595 | 2163.9558 | 2388.6178 | 2605.2431 | 0 | 0 | 0 | 0 | -6.5128 | -79.767 | -85.7243 | -83.4778 | -2.3152 | -21.0593 | -27.5713 | -37.7559 | -156.7197 | -222.5744 | -338.6035 | -558.2178 | 0.31687 | 0.24286 | 0.24286 | 0 | -49.6595 | -54.0548 | -82.2336 | 0 | 0.11579 | 0.11749 | 0.11802 | 0.1229 | 0.059372 | 0.054021 | 0.051155 | 0.061459 | -18.1467 | -26.1492 | -39.9623 | -68.605 | -9.3048 | -12.0237 | -17.3214 | -34.3076
5 | 28 | 12 | 1889.386 | 1934.9295 | 1970.328 | 1959.7094 | 80 | 63 | 0 | 0 | 0 | 0 | 0 | 0 | 0 | 0 | 0 | 0 | 2027.9595 | 2257.9682 | 2504.0414 | 2735.6064 | 0 | 0 | 0 | 0 | -1.1233 | -65.5631 | -85.7391 | -85.3265 | -2.9788 | -24.6247 | -30.5869 | -39.5093 | -214.4715 | -295.8508 | -417.3874 | -651.0611 | 0.30984 | 0.24286 | 0.24286 | 0 | -66.4513 | -71.8508 | -101.3672 | 0 | 0.11582 | 0.12175 | 0.11774 | 0.12307 | 0.059588 | 0.049595 | 0.051608 | 0.063043 | -24.8403 | -36.0186 | -49.145 | -80.1249 | -12.78 | -14.6728 | -21.5406 | -41.0449
5 | 28 | 13 | 1914.9135 | 1966.8003 | 2008.8822 | 2003.0484 | 80 | 63 | 0 | 0 | 0 | 0 | 0 | 0 | 0 | 0 | 0 | 0 | 2093.9325 | 2325.0146 | 2581.6656 | 2819.2719 | 0 | 0 | 0 | 0 | -1.1233 | -56.5737 | -80.7681 | -77.704 | -3.2612 | -15.2307 | -16.6695 | -37.9713 | -254.6346 | -349.4099 | -475.3457 | -700.5482 | 0.31489 | 0.24286 | 0.24286 | 0 | -80.182 | -84.8582 | -115.443 | 0 | 0.11535 | 0.12174 | 0.11784 | 0.12304 | 0.059115 | 0.049371 | 0.050509 | 0.06275 | -29.3712 | -42.5371 | -56.0166 | -86.193 | -15.0528 | -17.2506 | -24.0091 | -43.9596
5 | 28 | 14 | 1942.4281 | 1999.892 | 2048.1583 | 2047.1121 | 80 | 63 | 0 | 0 | 0 | 0 | 0 | 0 | 0 | 0 | 0 | 0 | 2097.7726 | 2312.0273 | 2563.3016 | 2792.8348 | 0 | 0 | 0 | 0 | -3.7782 | -39.0291 | -36.2851 | -45.2497 | -1.8065 | -15.5861 | -14.9332 | -27.6027 | -229.7599 | -320.52 | -463.9249 | -672.8702 | 0.31699 | 0.24286 | 0.24286 | 0 | -72.8311 | -77.842 | -112.6693 | 0 | 0.11573 | 0.12171 | 0.11787 | 0.12375 | 0.059448 | 0.039649 | 0.049083 | 0.060377 | -26.5894 | -39.0121 | -54.6826 | -83.2669 | -13.6589 | -12.7082 | -22.771 | -40.6261
5 | 28 | 15 | 1969.1417 | 2031.6872 | 2085.364 | 2088.2 | 80 | 63 | 0 | 0 | 0 | 0 | 0 | 0 | 0 | 0 | 0 | 0 | 2095.9892 | 2280.2441 | 2514.0854 | 2725.3567 | 0 | 0 | 0 | 0 | -4.6237 | -16.7457 | -18.6459 | -18.5457 | -2.7233 | -14.0321 | -15.3999 | -19.1853 | -199.5004 | -280.779 | -394.6756 | -599.4257 | 0.31618 | 0.24027 | 0.2402 | 0.19462 | -63.0779 | -67.4629 | -94.7997 | -116.6602 | 0.11447 | 0.12111 | 0.11792 | 0.12433 | 0.058053 | 0.048654 | 0.047698 | 0.055827 | -22.8371 | -34.0059 | -46.5389 | -74.528 | -11.5817 | -13.6609 | -18.8254 | -33.464
5 | 28 | 16 | 1997.3123 | 2070.4726 | 2135.9665 | 2148.2783 | 80 | 63 | 0 | 0 | 0 | 0 | 0 | 0 | 0 | 0 | 0 | 0 | 1942.6955 | 2078.7074 | 2277.4373 | 2455.8906 | 0 | 0 | 0 | 0 | -1.1233 | -17.2641 | -4.0147 | -10.1623 | -2.6981 | -9.7453 | -14.9714 | -17.1027 | -21.5619 | -44.2254 | -122.4847 | -280.3473 | 0.32103 | 0.24715 | 0.22975 | 0.24005 | -6.9219 | -10.9305 | -28.1407 | -67.297 | 0.11277 | 0.11807 | 0.11811 | 0.12367 | 0.055743 | 0.049005 | 0.046866 | 0.052355 | -2.4316 | -5.2216 | -14.4668 | -34.6718 | -1.2019 | -2.1673 | -5.7404 | -14.6774
5 | 28 | 17 | 2011.0332 | 2093.6739 | 2169.6631 | 2190.4428 | 80 | 63 | 0 | 0 | 0 | 0 | 0 | 0 | 0 | 0 | 0 | 0 | 1658.4369 | 1726.5147 | 1867.9784 | 1997.7585 | 0 | 0 | 0 | 0 | -2.6242 | -3.2776 | -5.9352 | -7.6304 | -0.71198 | -5.5023 | -10.5261 | -10.8753 | 275.9325 | 312.939 | 318.1461 | 211.1899 | 0.39785 | 0.24634 | 0.32048 | 0.23372 | 109.7803 | 77.0903 | 101.961 | 49.3602 | 0.10932 | 0.11858 | 0.11708 | 0.12097 | 0.052281 | 0.048317 | 0.044793 | 0.045536 | 30.1651 | 37.1072 | 37.2473 | 25.5486 | 14.4259 | 15.1204 | 14.2508 | 9.6168
5 | 28 | 18 | 1996.6749 | 2087.5268 | 2172.9384 | 2202.0209 | 80 | 63 | 0 | 0 | 0 | 0 | 0 | 0 | 0 | 0 | 0 | 0 | 1122.8287 | 1117.5042 | 1190.6432 | 1263.7059 | 0 | 0 | 0 | 0 | -1.1157 | -11.4754 | -14.9933 | 4.1901 | 0.12712 | -3.6786 | -3.0915 | -0.91695 | 794.8347 | 922.1766 | 1000.3801 | 935.0419 | 0.40002 | 0.33194 | 0.39565 | 0.38633 | 317.9506 | 306.1104 | 395.7996 | 361.2336 | 0.10747 | 0.11698 | 0.11618 | 0.12005 | 0.050339 | 0.045601 | 0.043081 | 0.043402 | 85.4177 | 107.8762 | 116.2193 | 112.2495 | 40.0111 | 42.0524 | 43.0976 | 40.5824
5 | 28 | 19 | 1984.8555 | 2079.4557 | 2169.1045 | 2201.8969 | 80 | 63 | 0 | 0 | 0 | 0 | 0 | 0 | 0 | 0 | 0 | 0 | 692.3872 | 663.1093 | 702.8559 | 757.633 | 0 | 0 | 0 | 0 | -0.13118 | -13.7525 | 5.8468 | 48.3363 | 0.93351 | 3.9356 | -1.3807 | 4.7333 | 1211.666 | 1363.1632 | 1461.7825 | 1391.1943 | 0.40291 | 0.40667 | 0.40013 | 0.39254 | 488.1973 | 554.3637 | 584.9096 | 546.0927 | 0.10649 | 0.11735 | 0.11725 | 0.12059 | 0.049261 | 0.044017 | 0.044446 | 0.044028 | 129.0321 | 159.9695 | 171.3955 | 167.7634 | 59.6883 | 60.003 | 64.9703 | 61.2512
5 | 28 | 20 | 2090.0634 | 2192.2987 | 2289.2432 | 2325.4302 | 80 | 63 | 0 | 0 | 0 | 0 | 0 | 0 | 0 | 0 | 0 | 0 | 646.8986 | 626.1703 | 663.1731 | 718.0363 | 0 | 0 | 0 | 0 | 6.5072 | 22.5809 | 5.37 | 31.1022 | 1.7783 | 11.4423 | 17.9871 | 33.5824 | 1354.8793 | 1469.1051 | 1602.713 | 1542.7094 | 0.40427 | 0.42028 | 0.41111 | 0.39531 | 547.741 | 617.4374 | 658.8973 | 609.8453 | 0.10677 | 0.11728 | 0.11718 | 0.12056 | 0.049394 | 0.043928 | 0.044523 | 0.044237 | 144.6608 | 172.3006 | 187.8007 | 185.9947 | 66.9226 | 64.5344 | 71.3581 | 68.2454
5 | 28 | 21 | 2031.5733 | 2132.2407 | 2227.5477 | 2263.1672 | 80 | 63 | 0 | 0 | 0 | 0 | 0 | 0 | 0 | 0 | 0 | 0 | 616.8146 | 598.6373 | 634.9354 | 684.4919 | 0 | 0 | 0 | 0 | 9.0856 | 16.3884 | 37.5747 | 61.5999 | 2.4036 | 6.1688 | 3.1127 | 28.1241 | 1323.2694 | 1448.0462 | 1551.9248 | 1488.9514 | 0.40188 | 0.40772 | 0.40034 | 0.39234 | 531.796 | 590.3917 | 621.2952 | 584.1684 | 0.10629 | 0.11729 | 0.11719 | 0.1205 | 0.049276 | 0.043962 | 0.044385 | 0.044069 | 140.645 | 169.8386 | 181.8674 | 179.4241 | 65.2056 | 63.6593 | 68.8821 | 65.6172
5 | 28 | 22 | 1880.0816 | 1976.2369 | 2067.7215 | 2103.3484 | 80 | 63 | 0 | 0 | 0 | 0 | 0 | 0 | 0 | 0 | 0 | 0 | 562.3702 | 543.0575 | 578.3684 | 622.1145 | 0 | 0 | 0 | 0 | 5.4519 | 9.5242 | 23.2054 | 20.4979 | 1.8717 | 8.5415 | 7.9403 | 34.9182 | 1230.3877 | 1352.1137 | 1458.2075 | 1425.8178 | 0.39659 | 0.40366 | 0.39544 | 0.38685 | 487.9593 | 545.7893 | 576.6288 | 551.5755 | 0.10614 | 0.11699 | 0.11673 | 0.1204 | 0.049467 | 0.04347 | 0.043918 | 0.0438 | 130.5943 | 158.1829 | 170.2178 | 171.6727 | 60.8641 | 58.7762 | 64.0413 | 62.4504
5 | 28 | 23 | 1687.8477 | 1774.3385 | 1856.5177 | 1888.3686 | 80 | 63 | 0 | 0 | 0 | 0 | 0 | 0 | 0 | 0 | 0 | 0 | 511.5511 | 496.8196 | 529.557 | 566.263 | 0 | 0 | 0 | 0 | 0.51579 | 28.8171 | 21.7179 | 70.2366 | 1.2819 | 7.0565 | 7.0084 | 19.1227 | 1094.499 | 1178.6452 | 1298.2344 | 1232.7463 | 0.39616 | 0.40557 | 0.39781 | 0.38169 | 433.5928 | 478.021 | 516.4445 | 470.5285 | 0.10719 | 0.11642 | 0.11623 | 0.12023 | 0.050701 | 0.043339 | 0.043618 | 0.043629 | 117.3247 | 137.2135 | 150.8929 | 148.215 | 55.4922 | 51.0819 | 56.6263 | 53.7835
5 | 28 | 24 | 1556.0372 | 1629.0094 | 1696.8441 | 1719.1491 | 80 | 63 | 0 | 0 | 0 | 0 | 0 | 0 | 0 | 0 | 0 | 0 | 523.801 | 522.003 | 552.0025 | 585.8575 | 0 | 0 | 0 | 0 | 1.1544 | 43.5582 | 49.5077 | 15.4954 | 0.99131 | 10.8959 | 13.0001 | 20.0615 | 950.0905 | 989.5523 | 1082.3338 | 1097.7347 | 0.39155 | 0.40913 | 0.40018 | 0.37917 | 372.0063 | 404.8584 | 433.1327 | 416.2313 | 0.1085 | 0.11637 | 0.11617 | 0.1202 | 0.051999 | 0.043652 | 0.043526 | 0.043498 | 103.0886 | 115.1589 | 125.7365 | 131.9493 | 49.404 | 43.196 | 47.1095 | 47.7489
5 | 29 | 1 | 1481.2482 | 1542.6259 | 1597.6517 | 1610.3061 | 80 | 63 | 0 | 0 | 0 | 0 | 0 | 0 | 0 | 0 | 0 | 0 | 483.4059 | 486.2833 | 509.9877 | 543.5042 | 0 | 0 | 0 | 0 | -0.33393 | 24.2429 | 36.9076 | 25.2458 | 0.256 | 8.9793 | 17.8607 | 13.6102 | 917.9202 | 960.1204 | 1032.8957 | 1027.9459 | 0.39346 | 0.40712 | 0.39915 | 0.37525 | 361.165 | 390.8851 | 412.2771 | 385.7385 | 0.10819 | 0.11629 | 0.11609 | 0.12009 | 0.051483 | 0.043329 | 0.043595 | 0.043451 | 99.3143 | 111.6506 | 119.9049 | 123.4509 | 47.257 | 41.6007 | 45.0294 | 44.6648
5 | 29 | 2 | 1440.4762 | 1492.8378 | 1538.0347 | 1543.2624 | 80 | 63 | 0 | 0 | 0 | 0 | 0 | 0 | 0 | 0 | 0 | 0 | 475.4733 | 491.6165 | 508.654 | 541.7202 | 0 | 0 | 0 | 0 | -3.0945 | 25.9611 | 23.6031 | 0.90482 | -0.020608 | 13.0037 | 15.9906 | 13.2565 | 888.118 | 899.2565 | 989.787 | 987.3808 | 0.39324 | 0.40518 | 0.39871 | 0.37205 | 349.2439 | 364.3644 | 394.6334 | 367.351 | 0.10831 | 0.1163 | 0.11609 | 0.12011 | 0.051541 | 0.043291 | 0.043536 | 0.043315 | 96.1922 | 104.5838 | 114.9019 | 118.5956 | 45.7742 | 38.9301 | 43.0918 | 42.7682
5 | 29 | 3 | 1426.2566 | 1471.5166 | 1508.8528 | 1507.7887 | 80 | 63 | 0 | 0 | 0 | 0 | 0 | 0 | 0 | 0 | 0 | 0 | 453.879 | 474.098 | 488.0854 | 519.3551 | 0 | 0 | 0 | 0 | -3.5816 | 59.4042 | 31.4796 | 8.3009 | -0.22821 | 10.7012 | 14.3256 | 10.6625 | 896.1874 | 864.3132 | 974.9622 | 969.4701 | 0.40479 | 0.40648 | 0.39859 | 0.37175 | 362.7698 | 351.3253 | 388.6132 | 360.3999 | 0.10804 | 0.11626 | 0.11596 | 0.12008 | 0.051222 | 0.043102 | 0.043261 | 0.043187 | 96.8279 | 100.4849 | 113.0563 | 116.4142 | 45.9049 | 37.2538 | 42.1779 | 41.8682
5 | 29 | 4 | 1459.5 | 1499.3584 | 1530.2218 | 1522.8602 | 80 | 63 | 0 | 0 | 0 | 0 | 0 | 0 | 0 | 0 | 0 | 0 | 460.433 | 489.0462 | 501.6686 | 530.346 | 0 | 0 | 0 | 0 | -4.1845 | 54.5022 | 30.7612 | 6.3317 | 0.13067 | 13.0552 | 19.413 | 8.247 | 923.1208 | 879.7547 | 978.3791 | 977.9355 | 0.39239 | 0.40724 | 0.39885 | 0.37249 | 362.2257 | 358.2705 | 390.2221 | 364.2715 | 0.10724 | 0.1163 | 0.11595 | 0.12005 | 0.050451 | 0.042793 | 0.043363 | 0.043352 | 98.9995 | 102.3191 | 113.4445 | 117.4001 | 46.5725 | 37.647 | 42.4254 | 42.3959
5 | 29 | 5 | 1563.0942 | 1602.609 | 1632.0921 | 1621.2085 | 80 | 63 | 0 | 0 | 0 | 0 | 0 | 0 | 0 | 0 | 0 | 0 | 405.5838 | 435.0159 | 443.5695 | 467.2162 | 0 | 0 | 0 | 0 | -3.3457 | 68.2122 | 54.0808 | -12.6485 | -1.8849 | 5.4682 | 13.4353 | 6.3754 | 1082.741 | 1030.9127 | 1121.0064 | 1160.2653 | 0.39799 | 0.40903 | 0.40099 | 0.37782 | 430.9238 | 421.6718 | 449.5135 | 438.3772 | 0.10661 | 0.11638 | 0.11593 | 0.12003 | 0.049898 | 0.043001 | 0.043618 | 0.043597 | 115.4305 | 119.9819 | 129.9575 | 139.2724 | 54.0264 | 44.3303 | 48.8961 | 50.5837
5 | 29 | 6 | 1702.0563 | 1740.0743 | 1766.7338 | 1750.5333 | 80 | 63 | 0 | 0 | 0 | 0 | 0 | 0 | 0 | 0 | 0 | 0 | 706.1159 | 734.6931 | 741.0222 | 763.155 | 0 | 0 | 0 | 0 | -1.3974 | -11.68 | -0.14807 | -12.2629 | 0.54455 | 2.8708 | 0.39955 | 3.8184 | 916.7932 | 951.1904 | 1025.4602 | 995.8228 | 0.39817 | 0.40695 | 0.39923 | 0.37497 | 365.0373 | 387.0873 | 409.3956 | 373.4025 | 0.10686 | 0.11646 | 0.11603 | 0.12024 | 0.050154 | 0.043363 | 0.043355 | 0.043505 | 97.9646 | 110.7717 | 118.9834 | 119.7415 | 45.9812 | 41.2467 | 44.4583 | 43.3235
5 | 29 | 7 | 1877.3018 | 1919.7261 | 1950.5443 | 1934.9211 | 80 | 63 | 0 | 0 | 0 | 0 | 0 | 0 | 0 | 0 | 0 | 0 | 1013.0572 | 1046.5238 | 1059.0223 | 1087.5807 | 0 | 0 | 0 | 0 | -0.083656 | -16.6199 | -3.1021 | -0.20712 | 0.51561 | -1.5002 | -6.527 | -4.243 | 783.8126 | 828.3225 | 901.1511 | 851.7906 | 0.39621 | 0.33259 | 0.32125 | 0.38231 | 310.5527 | 275.4926 | 289.491 | 325.6518 | 0.1104 | 0.11771 | 0.11754 | 0.1231 | 0.052929 | 0.040465 | 0.045798 | 0.050392 | 86.5353 | 97.5014 | 105.9188 | 104.8578 | 41.4867 | 33.5181 | 41.2713 | 42.9235
5 | 29 | 8 | 1987.8365 | 2033.9149 | 2069.4225 | 2057.2169 | 80 | 63 | 0 | 0 | 0 | 0 | 0 | 0 | 0 | 0 | 0 | 0 | 1385.6215 | 1480.4066 | 1558.1124 | 1638.1211 | 0 | 0 | 0 | 0 | -2.5883 | -20.3607 | -13.3433 | -2.3743 | -1.0532 | -6.2057 | -8.2648 | -11.7147 | 525.8565 | 517.0747 | 532.9182 | 433.1848 | 0.38794 | 0.32023 | 0.31429 | 0.32105 | 203.9985 | 165.5854 | 167.4889 | 139.0741 | 0.11436 | 0.11826 | 0.11876 | 0.1269 | 0.056731 | 0.059259 | 0.048623 | 0.062066 | 60.1387 | 61.1493 | 63.2888 | 54.9695 | 29.8326 | 30.6411 | 25.9121 | 26.8862
5 | 29 | 9 | 2063.7866 | 2117.1952 | 2161.8359 | 2157.5502 | 80 | 63 | 0 | 0 | 0 | 0 | 0 | 0 | 0 | 0 | 0 | 0 | 1576.6268 | 1720.1262 | 1861.3959 | 1993.0171 | 0 | 0 | 0 | 0 | 0.57241 | -64.2577 | -22.3913 | -25.1771 | -0.92751 | -8.631 | -12.212 | -14.873 | 407.5149 | 406.9577 | 335.0433 | 204.5832 | 0.39364 | 0.24286 | 0.23968 | 0 | 160.4144 | 98.8344 | 80.3016 | 0 | 0.11841 | 0.11706 | 0.11827 | 0.12384 | 0.061762 | 0.051776 | 0.048938 | 0.060949 | 48.2531 | 47.64 | 39.6261 | 25.3358 | 25.1689 | 21.0707 | 16.3962 | 12.4692
5 | 29 | 10 | 2135.1155 | 2192.6386 | 2241.1168 | 2238.3032 | 80 | 63 | 0 | 0 | 0 | 0 | 0 | 0 | 0 | 0 | 0 | 0 | 1665.3945 | 1843.2818 | 2029.9205 | 2198.6124 | 0 | 0 | 0 | 0 | -3.3264 | -76.8269 | -107.5265 | -77.4286 | -1.7292 | -14.3797 | -16.0025 | -32.5658 | 394.7766 | 377.5633 | 334.7252 | 149.6852 | 0.31441 | 0.24286 | 0.24286 | 0 | 124.123 | 91.6956 | 81.2918 | 0 | 0.11622 | 0.11728 | 0.11829 | 0.12301 | 0.059713 | 0.050062 | 0.050012 | 0.06259 | 45.882 | 44.2801 | 39.5931 | 18.4122 | 23.5734 | 18.9016 | 16.7401 | 9.3688
5 | 29 | 11 | 2181.2772 | 2242.6894 | 2294.0946 | 2291.4656 | 80 | 63 | 0 | 0 | 0 | 0 | 0 | 0 | 0 | 0 | 0 | 0 | 1697.3183 | 1900.5313 | 2115.7804 | 2309.7592 | 0 | 0 | 0 | 0 | -6.5128 | -79.767 | -85.7243 | -83.4778 | -2.3152 | -21.0593 | -27.5713 | -37.7559 | 412.7869 | 379.9844 | 291.6098 | 102.9401 | 0.31687 | 0.24286 | 0.24286 | 0 | 130.799 | 92.2836 | 70.8206 | 0 | 0.11579 | 0.11749 | 0.11802 | 0.1229 | 0.059372 | 0.054021 | 0.051155 | 0.061459 | 47.797 | 44.6426 | 34.4161 | 12.6513 | 24.508 | 20.5272 | 14.9174 | 6.3266
5 | 29 | 12 | 2207.5125 | 2271.6937 | 2325.2064 | 2322.828 | 80 | 63 | 0 | 0 | 0 | 0 | 0 | 0 | 0 | 0 | 0 | 0 | 1699.6728 | 1918.8105 | 2152.0578 | 2362.625 | 0 | 0 | 0 | 0 | -1.1233 | -65.5631 | -85.7391 | -85.3265 | -2.9788 | -24.6247 | -30.5869 | -39.5093 | 431.9417 | 380.071 | 289.4746 | 85.0389 | 0.30984 | 0.24286 | 0.24286 | 0 | 133.8316 | 92.3046 | 70.3021 | 0 | 0.11582 | 0.12175 | 0.11774 | 0.12307 | 0.059588 | 0.049595 | 0.051608 | 0.063043 | 50.0279 | 46.272 | 34.084 | 10.4656 | 25.7386 | 18.8498 | 14.9392 | 5.3611
5 | 29 | 13 | 2252.6299 | 2324.3021 | 2385.6137 | 2388.5274 | 80 | 63 | 0 | 0 | 0 | 0 | 0 | 0 | 0 | 0 | 0 | 0 | 1705.8516 | 1928.9239 | 2167.1429 | 2385.3324 | 0 | 0 | 0 | 0 | -1.1233 | -56.5737 | -80.7681 | -77.704 | -3.2612 | -15.2307 | -16.6695 | -37.9713 | 471.1628 | 404.1826 | 315.9084 | 118.8703 | 0.31489 | 0.24286 | 0.24286 | 0 | 148.3648 | 98.1604 | 76.7219 | 0 | 0.11535 | 0.12174 | 0.11784 | 0.12304 | 0.059115 | 0.049371 | 0.050509 | 0.06275 | 54.3471 | 49.2051 | 37.2279 | 14.6254 | 27.8529 | 19.9548 | 15.9561 | 7.4592
5 | 29 | 14 | 2280.7743 | 2358.0604 | 2425.5922 | 2433.3099 | 80 | 63 | 0 | 0 | 0 | 0 | 0 | 0 | 0 | 0 | 0 | 0 | 1746.4076 | 1954.6159 | 2183.1685 | 2397.1296 | 0 | 0 | 0 | 0 | -3.7782 | -39.0291 | -36.2851 | -45.2497 | -1.8065 | -15.5861 | -14.9332 | -27.6027 | 459.9513 | 395.0597 | 293.642 | 109.0328 | 0.31699 | 0.24286 | 0.24286 | 0 | 145.7989 | 95.9448 | 71.3142 | 0 | 0.11573 | 0.12171 | 0.11787 | 0.12375 | 0.059448 | 0.039649 | 0.049083 | 0.060377 | 53.2287 | 48.0846 | 34.6115 | 13.4927 | 27.3434 | 15.6636 | 14.4129 | 6.5831
5 | 29 | 15 | 2297.9027 | 2379.7089 | 2452.1055 | 2463.4571 | 80 | 63 | 0 | 0 | 0 | 0 | 0 | 0 | 0 | 0 | 0 | 0 | 1721.6804 | 1901.5275 | 2110.1382 | 2309.1484 | 0 | 0 | 0 | 0 | -4.6237 | -16.7457 | -18.6459 | -18.5457 | -2.7233 | -14.0321 | -15.3999 | -19.1853 | 503.5694 | 445.9593 | 376.013 | 192.0397 | 0.31618 | 0.24027 | 0.2402 | 0.19462 | 159.2181 | 107.1509 | 90.3171 | 37.3747 | 0.11447 | 0.12111 | 0.11792 | 0.12433 | 0.058053 | 0.048654 | 0.047698 | 0.055827 | 57.6442 | 54.0113 | 44.3383 | 23.8767 | 29.234 | 21.6975 | 17.9352 | 10.721
5 | 29 | 16 | 2292.9803 | 2383.4626 | 2465.7919 | 2485.7621 | 80 | 63 | 0 | 0 | 0 | 0 | 0 | 0 | 0 | 0 | 0 | 0 | 1678.5402 | 1818.4359 | 1994.7514 | 2164.3998 | 0 | 0 | 0 | 0 | -1.1233 | -17.2641 | -4.0147 | -10.1623 | -2.6981 | -9.7453 | -14.9714 | -17.1027 | 538.2615 | 529.036 | 490.0266 | 348.6272 | 0.32103 | 0.24715 | 0.22975 | 0.24005 | 172.7956 | 130.753 | 112.5832 | 83.6875 | 0.11277 | 0.11807 | 0.11811 | 0.12367 | 0.055743 | 0.049005 | 0.046866 | 0.052355 | 60.7009 | 62.4625 | 57.8778 | 43.1163 | 30.0045 | 25.9255 | 22.9656 | 18.2522
5 | 29 | 17 | 2252.7589 | 2349.5613 | 2439.3145 | 2466.3554 | 80 | 63 | 0 | 0 | 0 | 0 | 0 | 0 | 0 | 0 | 0 | 0 | 1510.876 | 1598.5939 | 1723.2295 | 1846.7493 | 0 | 0 | 0 | 0 | -2.6242 | -3.2776 | -5.9352 | -7.6304 | -0.71198 | -5.5023 | -10.5261 | -10.8753 | 665.2191 | 696.7472 | 732.5463 | 638.1118 | 0.39785 | 0.24634 | 0.32048 | 0.23372 | 264.6587 | 171.6387 | 234.7701 | 149.142 | 0.10932 | 0.11858 | 0.11708 | 0.12097 | 0.052281 | 0.048317 | 0.044793 | 0.045536 | 72.722 | 82.6179 | 85.7637 | 77.1952 | 34.7781 | 33.6649 | 32.8132 | 29.0572
5 | 29 | 18 | 2204.1183 | 2307.1234 | 2404.3469 | 2438.8026 | 80 | 63 | 0 | 0 | 0 | 0 | 0 | 0 | 0 | 0 | 0 | 0 | 1056.8803 | 1066.8705 | 1126.4414 | 1191.8715 | 0 | 0 | 0 | 0 | -1.1157 | -11.4754 | -14.9933 | 4.1901 | 0.12712 | -3.6786 | -3.0915 | -0.91695 | 1068.2266 | 1192.4069 | 1295.9904 | 1243.658 | 0.40002 | 0.33194 | 0.39565 | 0.38633 | 427.313 | 395.8116 | 512.7576 | 480.4609 | 0.10747 | 0.11698 | 0.11618 | 0.12005 | 0.050339 | 0.045601 | 0.043081 | 0.043402 | 114.798 | 139.4877 | 150.5618 | 149.2981 | 53.7733 | 54.3753 | 55.8329 | 53.9769
5 | 29 | 19 | 2156.1975 | 2260.8358 | 2360.2409 | 2397.4714 | 80 | 63 | 0 | 0 | 0 | 0 | 0 | 0 | 0 | 0 | 0 | 0 | 573.1837 | 548.9593 | 581.5421 | 620.6798 | 0 | 0 | 0 | 0 | -0.13118 | -13.7525 | 5.8468 | 48.3363 | 0.93351 | 3.9356 | -1.3807 | 4.7333 | 1502.2115 | 1658.6934 | 1774.2327 | 1723.722 | 0.40291 | 0.40667 | 0.40013 | 0.39254 | 605.2622 | 674.5483 | 709.9317 | 676.6215 | 0.10649 | 0.11735 | 0.11725 | 0.12059 | 0.049261 | 0.044017 | 0.044446 | 0.044028 | 159.9727 | 194.6504 | 208.0306 | 207.8627 | 74.001 | 73.0115 | 78.8574 | 75.8916
5 | 29 | 20 | 2252.1701 | 2363.9025 | 2470.0774 | 2510.4634 | 80 | 63 | 0 | 0 | 0 | 0 | 0 | 0 | 0 | 0 | 0 | 0 | 447.5901 | 422.2245 | 455.4808 | 489.4422 | 0 | 0 | 0 | 0 | 6.5072 | 22.5809 | 5.37 | 31.1022 | 1.7783 | 11.4423 | 17.9871 | 33.5824 | 1716.2945 | 1844.6547 | 1991.2395 | 1956.3366 | 0.40427 | 0.42028 | 0.41111 | 0.39531 | 693.8514 | 775.2738 | 818.6259 | 773.3555 | 0.10677 | 0.11728 | 0.11718 | 0.12056 | 0.049394 | 0.043928 | 0.044523 | 0.044237 | 183.2491 | 216.346 | 233.327 | 235.8631 | 84.7742 | 81.0314 | 88.6566 | 86.5432
5 | 29 | 21 | 2173.2504 | 2282.2181 | 2385.5923 | 2424.8816 | 80 | 63 | 0 | 0 | 0 | 0 | 0 | 0 | 0 | 0 | 0 | 0 | 494.8303 | 490.0393 | 522.2099 | 550.8385 | 0 | 0 | 0 | 0 | 9.0856 | 16.3884 | 37.5747 | 61.5999 | 2.4036 | 6.1688 | 3.1127 | 28.1241 | 1586.9309 | 1706.6216 | 1822.695 | 1784.3192 | 0.40188 | 0.40772 | 0.40034 | 0.39234 | 637.7564 | 695.8171 | 729.6949 | 700.0516 | 0.10629 | 0.11729 | 0.11719 | 0.1205 | 0.049276 | 0.043962 | 0.044385 | 0.044069 | 168.6685 | 200.1664 | 213.5985 | 215.017 | 78.1979 | 75.0269 | 80.9003 | 78.6338
5 | 29 | 22 | 1972.644 | 2074.2221 | 2170.9773 | 2209.0018 | 80 | 63 | 0 | 0 | 0 | 0 | 0 | 0 | 0 | 0 | 0 | 0 | 468.7097 | 474.1294 | 500.9761 | 526.3849 | 0 | 0 | 0 | 0 | 5.4519 | 9.5242 | 23.2054 | 20.4979 | 1.8717 | 8.5415 | 7.9403 | 34.9182 | 1416.6107 | 1519.027 | 1638.8556 | 1627.2008 | 0.39659 | 0.40366 | 0.39544 | 0.38685 | 561.8134 | 613.165 | 648.0637 | 629.4802 | 0.10614 | 0.11699 | 0.11673 | 0.1204 | 0.049467 | 0.04347 | 0.043918 | 0.0438 | 150.3601 | 177.71 | 191.305 | 195.9198 | 70.076 | 66.0319 | 71.9749 | 71.2709
5 | 29 | 23 | 1777.0518 | 1868.7687 | 1956.0273 | 1990.1887 | 80 | 63 | 0 | 0 | 0 | 0 | 0 | 0 | 0 | 0 | 0 | 0 | 394.9772 | 398.1439 | 419.941 | 443.1299 | 0 | 0 | 0 | 0 | 0.51579 | 28.8171 | 21.7179 | 70.2366 | 1.2819 | 7.0565 | 7.0084 | 19.1227 | 1300.277 | 1371.7513 | 1507.3599 | 1457.6996 | 0.39616 | 0.40557 | 0.39781 | 0.38169 | 515.1131 | 556.3386 | 599.6357 | 556.3912 | 0.10719 | 0.11642 | 0.11623 | 0.12023 | 0.050701 | 0.043339 | 0.043618 | 0.043629 | 139.383 | 159.6942 | 175.1994 | 175.2615 | 65.9254 | 59.451 | 65.7479 | 63.5979
5 | 29 | 24 | 1634.1871 | 1711.7377 | 1784.0223 | 1808.3515 | 80 | 63 | 0 | 0 | 0 | 0 | 0 | 0 | 0 | 0 | 0 | 0 | 366.3286 | 373.6697 | 391.7965 | 413.3951 | 0 | 0 | 0 | 0 | 1.1544 | 43.5582 | 49.5077 | 15.4954 | 0.99131 | 10.8959 | 13.0001 | 20.0615 | 1185.7128 | 1220.6139 | 1329.718 | 1359.3995 | 0.39155 | 0.40913 | 0.40018 | 0.37917 | 464.2637 | 499.3933 | 532.132 | 515.4475 | 0.1085 | 0.11637 | 0.11617 | 0.1202 | 0.051999 | 0.043652 | 0.043526 | 0.043498 | 128.6545 | 142.0486 | 154.4755 | 163.4017 | 61.6562 | 53.2823 | 57.8771 | 59.1308
5 | 30 | 1 | 1554.2207 | 1619.8735 | 1679.0544 | 1693.599 | 80 | 63 | 0 | 0 | 0 | 0 | 0 | 0 | 0 | 0 | 0 | 0 | 349.1768 | 356.5668 | 371.9872 | 394.9903 | 0 | 0 | 0 | 0 | -0.33393 | 24.2429 | 36.9076 | 25.2458 | 0.256 | 8.9793 | 17.8607 | 13.6102 | 1125.1218 | 1167.0845 | 1252.2989 | 1259.7527 | 0.39346 | 0.40712 | 0.39915 | 0.37525 | 442.6905 | 475.1446 | 499.8512 | 472.7244 | 0.10819 | 0.11629 | 0.11609 | 0.12009 | 0.051483 | 0.043329 | 0.043595 | 0.043451 | 121.7325 | 135.7181 | 145.3746 | 151.2897 | 57.9242 | 50.5682 | 54.5944 | 54.737
5 | 30 | 2 | 1509.7406 | 1566.1601 | 1615.3009 | 1622.3227 | 80 | 63 | 0 | 0 | 0 | 0 | 0 | 0 | 0 | 0 | 0 | 0 | 330.0413 | 336.9391 | 350.704 | 373.6283 | 0 | 0 | 0 | 0 | -3.0945 | 25.9611 | 23.6031 | 0.90482 | -0.020608 | 13.0037 | 15.9906 | 13.2565 | 1102.8143 | 1127.2562 | 1225.0032 | 1234.5331 | 0.39324 | 0.40518 | 0.39871 | 0.37205 | 433.6711 | 456.7462 | 488.4153 | 459.3029 | 0.10831 | 0.1163 | 0.11609 | 0.12011 | 0.051541 | 0.043291 | 0.043536 | 0.043315 | 119.446 | 131.1002 | 142.2076 | 148.2813 | 56.8398 | 48.8006 | 53.3323 | 53.4735
5 | 30 | 3 | 1484.6066 | 1533.2851 | 1573.9438 | 1574.391 | 80 | 63 | 0 | 0 | 0 | 0 | 0 | 0 | 0 | 0 | 0 | 0 | 312.7603 | 320.0827 | 332.6682 | 354.4763 | 0 | 0 | 0 | 0 | -3.5816 | 59.4042 | 31.4796 | 8.3009 | -0.22821 | 10.7012 | 14.3256 | 10.6625 | 1095.6561 | 1080.0969 | 1195.4703 | 1200.9512 | 0.40479 | 0.40648 | 0.39859 | 0.37175 | 443.5132 | 439.0368 | 476.5062 | 446.4528 | 0.10804 | 0.11626 | 0.11596 | 0.12008 | 0.051222 | 0.043102 | 0.043261 | 0.043187 | 118.3793 | 125.5719 | 138.6264 | 144.2105 | 56.1221 | 46.5545 | 51.7173 | 51.8651
5 | 30 | 4 | 1512.7427 | 1555.7203 | 1589.6154 | 1583.6329 | 80 | 63 | 0 | 0 | 0 | 0 | 0 | 0 | 0 | 0 | 0 | 0 | 299.8904 | 308.631 | 321.2676 | 340.1451 | 0 | 0 | 0 | 0 | -4.1845 | 54.5022 | 30.7612 | 6.3317 | 0.13067 | 13.0552 | 19.413 | 8.247 | 1136.906 | 1116.5318 | 1218.1736 | 1228.9091 | 0.39239 | 0.40724 | 0.39885 | 0.37249 | 446.1135 | 454.6954 | 485.8631 | 457.7568 | 0.10724 | 0.1163 | 0.11595 | 0.12005 | 0.050451 | 0.042793 | 0.043363 | 0.043352 | 121.9267 | 129.8572 | 141.249 | 147.5292 | 57.3582 | 47.7793 | 52.8236 | 53.2762
5 | 30 | 5 | 1594.578 | 1635.9373 | 1667.2131 | 1657.145 | 80 | 63 | 0 | 0 | 0 | 0 | 0 | 0 | 0 | 0 | 0 | 0 | 296.8693 | 306.0882 | 317.9522 | 334.8974 | 0 | 0 | 0 | 0 | -3.3457 | 68.2122 | 54.0808 | -12.6485 | -1.8849 | 5.4682 | 13.4353 | 6.3754 | 1222.9393 | 1193.1687 | 1281.7448 | 1328.5207 | 0.39799 | 0.40903 | 0.40099 | 0.37782 | 486.7218 | 488.0391 | 513.9681 | 501.9482 | 0.10661 | 0.11638 | 0.11593 | 0.12003 | 0.049898 | 0.043001 | 0.043618 | 0.043597 | 130.377 | 138.8659 | 148.5918 | 159.4689 | 61.022 | 51.3075 | 55.9072 | 57.919
5 | 30 | 6 | 1699.8174 | 1737.7043 | 1764.2363 | 1747.9778 | 80 | 63 | 0 | 0 | 0 | 0 | 0 | 0 | 0 | 0 | 0 | 0 | 664.7307 | 676.0713 | 686.3683 | 704.343 | 0 | 0 | 0 | 0 | -1.3974 | -11.68 | -0.14807 | -12.2629 | 0.54455 | 2.8708 | 0.39955 | 3.8184 | 955.9396 | 1007.4423 | 1077.6165 | 1052.0793 | 0.39817 | 0.40695 | 0.39923 | 0.37497 | 380.6242 | 409.979 | 430.2181 | 394.497 | 0.10686 | 0.11646 | 0.11603 | 0.12024 | 0.050154 | 0.043363 | 0.043355 | 0.043505 | 102.1476 | 117.3226 | 125.0351 | 126.5061 | 47.9445 | 43.686 | 46.7196 | 45.7709
5 | 30 | 7 | 1868.4164 | 1910.3201 | 1940.6324 | 1924.779 | 80 | 63 | 0 | 0 | 0 | 0 | 0 | 0 | 0 | 0 | 0 | 0 | 1043.5428 | 1063.6589 | 1080.0136 | 1106.6282 | 0 | 0 | 0 | 0 | -0.083656 | -16.6199 | -3.1021 | -0.20712 | 0.51561 | -1.5002 | -6.527 | -4.243 | 744.4416 | 801.7814 | 870.2478 | 822.6009 | 0.39621 | 0.33259 | 0.32125 | 0.38231 | 294.9536 | 266.6653 | 279.5635 | 314.4922 | 0.1104 | 0.11771 | 0.11754 | 0.1231 | 0.052929 | 0.040465 | 0.045798 | 0.050392 | 82.1887 | 94.3773 | 102.2865 | 101.2644 | 39.4028 | 32.4442 | 39.856 | 41.4525
5 | 30 | 8 | 1963.2092 | 2007.8447 | 2041.9501 | 2029.1066 | 80 | 63 | 0 | 0 | 0 | 0 | 0 | 0 | 0 | 0 | 0 | 0 | 1351.2518 | 1429.0005 | 1506.6992 | 1584.9564 | 0 | 0 | 0 | 0 | -2.5883 | -20.3607 | -13.3433 | -2.3743 | -1.0532 | -6.2057 | -8.2648 | -11.7147 | 535.5988 | 542.4106 | 556.8589 | 458.2392 | 0.38794 | 0.32023 | 0.31429 | 0.32105 | 207.7779 | 173.6989 | 175.0131 | 147.1179 | 0.11436 | 0.11826 | 0.11876 | 0.1269 | 0.056731 | 0.059259 | 0.048623 | 0.062066 | 61.2529 | 64.1455 | 66.1319 | 58.1488 | 30.3853 | 32.1425 | 27.0762 | 28.4412
5 | 30 | 9 | 2045.1762 | 2097.4945 | 2141.0755 | 2136.3077 | 80 | 63 | 0 | 0 | 0 | 0 | 0 | 0 | 0 | 0 | 0 | 0 | 1551.6144 | 1682.2048 | 1822.6775 | 1952.6604 | 0 | 0 | 0 | 0 | 0.57241 | -64.2577 | -22.3913 | -25.1771 | -0.92751 | -8.631 | -12.212 | -14.873 | 413.9169 | 425.1784 | 353.0013 | 223.6974 | 0.39364 | 0.24286 | 0.23968 | 0 | 162.9344 | 103.2595 | 84.6057 | 0 | 0.11841 | 0.11706 | 0.11827 | 0.12384 | 0.061762 | 0.051776 | 0.048938 | 0.060949 | 49.0112 | 49.773 | 41.75 | 27.7029 | 25.5643 | 22.0141 | 17.275 | 13.6341
5 | 30 | 10 | 2116.4351 | 2172.8638 | 2220.2783 | 2216.9809 | 80 | 63 | 0 | 0 | 0 | 0 | 0 | 0 | 0 | 0 | 0 | 0 | 1681.0439 | 1857.4411 | 2045.0816 | 2214.5739 | 0 | 0 | 0 | 0 | -3.3264 | -76.8269 | -107.5265 | -77.4286 | -1.7292 | -14.3797 | -16.0025 | -32.5658 | 360.4468 | 343.6292 | 298.7256 | 112.4014 | 0.31441 | 0.24286 | 0.24286 | 0 | 113.3292 | 83.4543 | 72.5488 | 0 | 0.11622 | 0.11728 | 0.11829 | 0.12301 | 0.059713 | 0.050062 | 0.050012 | 0.06259 | 41.8921 | 40.3004 | 35.3349 | 13.8261 | 21.5234 | 17.2028 | 14.9397 | 7.0352
5 | 30 | 11 | 2158.0491 | 2218.1005 | 2268.1831 | 2264.9525 | 80 | 63 | 0 | 0 | 0 | 0 | 0 | 0 | 0 | 0 | 0 | 0 | 1739.2103 | 1949.5719 | 2169.8964 | 2367.2779 | 0 | 0 | 0 | 0 | -6.5128 | -79.767 | -85.7243 | -83.4778 | -2.3152 | -21.0593 | -27.5713 | -37.7559 | 347.6668 | 306.3548 | 211.5823 | 18.9083 | 0.31687 | 0.24286 | 0.24286 | 0 | 110.1645 | 74.4018 | 51.3851 | 0 | 0.11579 | 0.11749 | 0.11802 | 0.1229 | 0.059372 | 0.054021 | 0.051155 | 0.061459 | 40.2567 | 35.9922 | 24.9712 | 2.3238 | 20.6417 | 16.5496 | 10.8236 | 1.1621
5 | 30 | 12 | 2159.3073 | 2220.6643 | 2271.4322 | 2267.8052 | 80 | 63 | 0 | 0 | 0 | 0 | 0 | 0 | 0 | 0 | 0 | 0 | 1769.0901 | 1989.3036 | 2224.7168 | 2436.4868 | 0 | 0 | 0 | 0 | -1.1233 | -65.5631 | -85.7391 | -85.3265 | -2.9788 | -24.6247 | -30.5869 | -39.5093 | 314.3192 | 258.5485 | 163.0414 | -43.8457 | 0.30984 | 0.24286 | 0.24286 | 0 | 97.3878 | 62.7915 | 39.5964 | 0 | 0.11582 | 0.12175 | 0.11774 | 0.12307 | 0.059588 | 0.049595 | 0.051608 | 0.063043 | 36.4048 | 31.4772 | 19.1972 | -5.396 | 18.7297 | 12.8228 | 8.4143 | -2.7642
5 | 30 | 13 | 2198.6177 | 2267.1255 | 2325.3616 | 2326.8763 | 80 | 63 | 0 | 0 | 0 | 0 | 0 | 0 | 0 | 0 | 0 | 0 | 1782.072 | 1991.9855 | 2231.8433 | 2449.9613 | 0 | 0 | 0 | 0 | -1.1233 | -56.5737 | -80.7681 | -77.704 | -3.2612 | -15.2307 | -16.6695 | -37.9713 | 340.9302 | 283.9444 | 190.9559 | -7.4096 | 0.31489 | 0.24286 | 0.24286 | 0 | 107.3557 | 68.9592 | 46.3758 | 0 | 0.11535 | 0.12174 | 0.11784 | 0.12304 | 0.059115 | 0.049371 | 0.050509 | 0.06275 | 39.3252 | 34.5673 | 22.503 | -0.91166 | 20.1541 | 14.0185 | 9.6449 | -0.46496
5 | 30 | 14 | 2226.0624 | 2300.1432 | 2364.5597 | 2370.8602 | 80 | 63 | 0 | 0 | 0 | 0 | 0 | 0 | 0 | 0 | 0 | 0 | 1834.4208 | 2025.1442 | 2262.2465 | 2479.0108 | 0 | 0 | 0 | 0 | -3.7782 | -39.0291 | -36.2851 | -45.2497 | -1.8065 | -15.5861 | -14.9332 | -27.6027 | 317.2262 | 266.6142 | 153.5315 | -35.2981 | 0.31699 | 0.24286 | 0.24286 | 0 | 100.5568 | 64.7503 | 37.2868 | 0 | 0.11573 | 0.12171 | 0.11787 | 0.12375 | 0.059448 | 0.039649 | 0.049083 | 0.060377 | 36.7116 | 32.4509 | 18.0967 | -4.3681 | 18.8586 | 10.5709 | 7.5358 | -2.1312
5 | 30 | 15 | 2229.6878 | 2307.4976 | 2376.0099 | 2385.5947 | 80 | 63 | 0 | 0 | 0 | 0 | 0 | 0 | 0 | 0 | 0 | 0 | 1867.5682 | 2037.4386 | 2256.4573 | 2459.0944 | 0 | 0 | 0 | 0 | -4.6237 | -16.7457 | -18.6459 | -18.5457 | -2.7233 | -14.0321 | -15.3999 | -19.1853 | 289.4666 | 237.8368 | 153.5984 | -35.7688 | 0.31618 | 0.24027 | 0.2402 | 0.19462 | 91.5233 | 57.1452 | 36.8938 | -6.9613 | 0.11447 | 0.12111 | 0.11792 | 0.12433 | 0.058053 | 0.048654 | 0.047698 | 0.055827 | 33.1356 | 28.805 | 18.1118 | -4.4472 | 16.8045 | 11.5716 | 7.3264 | -1.9969
5 | 30 | 16 | 2218.6085 | 2304.7337 | 2382.8283 | 2400.8721 | 80 | 63 | 0 | 0 | 0 | 0 | 0 | 0 | 0 | 0 | 0 | 0 | 1835.6833 | 1978.2401 | 2158.4006 | 2330.6656 | 0 | 0 | 0 | 0 | -1.1233 | -17.2641 | -4.0147 | -10.1623 | -2.6981 | -9.7453 | -14.9714 | -17.1027 | 306.7466 | 290.503 | 243.4138 | 97.4714 | 0.32103 | 0.24715 | 0.22975 | 0.24005 | 98.4734 | 71.7988 | 55.9241 | 23.3979 | 0.11277 | 0.11807 | 0.11811 | 0.12367 | 0.055743 | 0.049005 | 0.046866 | 0.052355 | 34.5925 | 34.2993 | 28.75 | 12.0547 | 17.0991 | 14.2361 | 11.4078 | 5.1031
5 | 30 | 17 | 2179.0868 | 2271.573 | 2357.1313 | 2382.2639 | 80 | 63 | 0 | 0 | 0 | 0 | 0 | 0 | 0 | 0 | 0 | 0 | 1582.4713 | 1664.979 | 1792.3679 | 1919.1 | 0 | 0 | 0 | 0 | -2.6242 | -3.2776 | -5.9352 | -7.6304 | -0.71198 | -5.5023 | -10.5261 | -10.8753 | 519.9517 | 552.3739 | 581.2247 | 481.6696 | 0.39785 | 0.24634 | 0.32048 | 0.23372 | 206.8638 | 136.0733 | 186.2738 | 112.5777 | 0.10932 | 0.11858 | 0.11708 | 0.12097 | 0.052281 | 0.048317 | 0.044793 | 0.045536 | 56.8413 | 65.4986 | 68.0476 | 58.2697 | 27.1834 | 26.6892 | 26.035 | 21.9334
5 | 30 | 18 | 2130.1663 | 2228.8389 | 2321.8515 | 2354.3917 | 80 | 63 | 0 | 0 | 0 | 0 | 0 | 0 | 0 | 0 | 0 | 0 | 1137.8718 | 1141.2945 | 1206.455 | 1276.7503 | 0 | 0 | 0 | 0 | -1.1157 | -11.4754 | -14.9933 | 4.1901 | 0.12712 | -3.6786 | -3.0915 | -0.91695 | 913.2831 | 1039.6983 | 1133.4814 | 1074.3683 | 0.40002 | 0.33194 | 0.39565 | 0.38633 | 365.3324 | 345.121 | 448.461 | 415.0594 | 0.10747 | 0.11698 | 0.11618 | 0.12005 | 0.050339 | 0.045601 | 0.043081 | 0.043402 | 98.1468 | 121.6239 | 131.6823 | 128.9753 | 45.9736 | 47.4116 | 48.8318 | 46.6294
5 | 30 | 19 | 2107.8523 | 2209.6583 | 2306.3106 | 2342.2889 | 80 | 63 | 0 | 0 | 0 | 0 | 0 | 0 | 0 | 0 | 0 | 0 | 656.1562 | 623.0919 | 662.8871 | 707.3941 | 0 | 0 | 0 | 0 | -0.13118 | -13.7525 | 5.8468 | 48.3363 | 0.93351 | 3.9356 | -1.3807 | 4.7333 | 1370.8938 | 1533.3833 | 1638.9575 | 1581.8252 | 0.40291 | 0.40667 | 0.40013 | 0.39254 | 552.3524 | 623.5878 | 655.8034 | 620.922 | 0.10649 | 0.11735 | 0.11725 | 0.12059 | 0.049261 | 0.044017 | 0.044446 | 0.044028 | 145.9885 | 179.9451 | 192.1694 | 190.7514 | 67.5321 | 67.4956 | 72.845 | 69.6442
5 | 30 | 20 | 2218.6573 | 2328.4264 | 2432.693 | 2472.2109 | 80 | 63 | 0 | 0 | 0 | 0 | 0 | 0 | 0 | 0 | 0 | 0 | 566.4231 | 537.934 | 577.1142 | 622.25 | 0 | 0 | 0 | 0 | 6.5072 | 22.5809 | 5.37 | 31.1022 | 1.7783 | 11.4423 | 17.9871 | 33.5824 | 1563.9486 | 1693.4691 | 1832.2217 | 1785.2764 | 0.40427 | 0.42028 | 0.41111 | 0.39531 | 632.2621 | 711.7334 | 753.2515 | 705.734 | 0.10677 | 0.11728 | 0.11718 | 0.12056 | 0.049394 | 0.043928 | 0.044523 | 0.044237 | 166.9831 | 198.6146 | 214.6938 | 215.2395 | 77.2493 | 74.3902 | 81.5766 | 78.9759
5 | 30 | 21 | 2160.6569 | 2268.8868 | 2371.5439 | 2410.507 | 80 | 63 | 0 | 0 | 0 | 0 | 0 | 0 | 0 | 0 | 0 | 0 | 616.3473 | 601.7778 | 639.7786 | 684.6316 | 0 | 0 | 0 | 0 | 9.0856 | 16.3884 | 37.5747 | 61.5999 | 2.4036 | 6.1688 | 3.1127 | 28.1241 | 1452.8204 | 1581.5518 | 1691.0778 | 1636.1514 | 0.40188 | 0.40772 | 0.40034 | 0.39234 | 583.8601 | 644.8241 | 677.0035 | 641.9202 | 0.10629 | 0.11729 | 0.11719 | 0.1205 | 0.049276 | 0.043962 | 0.044385 | 0.044069 | 154.4144 | 185.4972 | 198.1745 | 197.1622 | 71.5894 | 69.5285 | 75.0584 | 72.1042
5 | 30 | 22 | 1974.1132 | 2075.7774 | 2172.6163 | 2210.6788 | 80 | 63 | 0 | 0 | 0 | 0 | 0 | 0 | 0 | 0 | 0 | 0 | 554.6108 | 535.193 | 571.8171 | 612.4163 | 0 | 0 | 0 | 0 | 5.4519 | 9.5242 | 23.2054 | 20.4979 | 1.8717 | 8.5415 | 7.9403 | 34.9182 | 1332.1788 | 1459.5187 | 1569.6535 | 1542.8464 | 0.39659 | 0.40366 | 0.39544 | 0.38685 | 528.3286 | 589.1441 | 620.6986 | 596.8478 | 0.10614 | 0.11699 | 0.11673 | 0.1204 | 0.049467 | 0.04347 | 0.043918 | 0.0438 | 141.3985 | 170.7482 | 183.227 | 185.7633 | 65.8994 | 63.4451 | 68.9357 | 67.5762
5 | 30 | 23 | 1778.3811 | 1870.1759 | 1957.5102 | 1991.706 | 80 | 63 | 0 | 0 | 0 | 0 | 0 | 0 | 0 | 0 | 0 | 0 | 552.5066 | 539.1841 | 576.0753 | 611.9614 | 0 | 0 | 0 | 0 | 0.51579 | 28.8171 | 21.7179 | 70.2366 | 1.2819 | 7.0565 | 7.0084 | 19.1227 | 1144.0769 | 1232.1182 | 1352.7085 | 1290.3854 | 0.39616 | 0.40557 | 0.39781 | 0.38169 | 453.2335 | 499.7079 | 538.1146 | 492.5288 | 0.10719 | 0.11642 | 0.11623 | 0.12023 | 0.050701 | 0.043339 | 0.043618 | 0.043629 | 122.6392 | 143.4386 | 157.2243 | 155.1451 | 58.0059 | 53.3993 | 59.0023 | 56.2982
5 | 30 | 24 | 1639.5743 | 1717.4405 | 1790.0319 | 1814.5007 | 80 | 63 | 0 | 0 | 0 | 0 | 0 | 0 | 0 | 0 | 0 | 0 | 560.775 | 550.3446 | 587.3881 | 622.2267 | 0 | 0 | 0 | 0 | 1.1544 | 43.5582 | 49.5077 | 15.4954 | 0.99131 | 10.8959 | 13.0001 | 20.0615 | 996.6536 | 1049.6419 | 1140.1359 | 1156.7171 | 0.39155 | 0.40913 | 0.40018 | 0.37917 | 390.2379 | 429.4431 | 456.2642 | 438.5958 | 0.1085 | 0.11637 | 0.11617 | 0.1202 | 0.051999 | 0.043652 | 0.043526 | 0.043498 | 108.1408 | 122.1518 | 132.4514 | 139.039 | 51.8252 | 45.819 | 49.6254 | 50.3145
5 | 31 | 1 | 1554.2207 | 1619.8735 | 1679.0544 | 1693.599 | 80 | 63 | 0 | 0 | 0 | 0 | 0 | 0 | 0 | 0 | 0 | 0 | 570.6717 | 562.8287 | 598.8607 | 634.7529 | 0 | 0 | 0 | 0 | -0.33393 | 24.2429 | 36.9076 | 25.2458 | 0.256 | 8.9793 | 17.8607 | 13.6102 | 903.6269 | 960.8226 | 1025.4253 | 1019.9901 | 0.39346 | 0.40712 | 0.39915 | 0.37525 | 355.5411 | 391.171 | 409.2953 | 382.753 | 0.10819 | 0.11629 | 0.11609 | 0.12009 | 0.051483 | 0.043329 | 0.043595 | 0.043451 | 97.7679 | 111.7323 | 119.0377 | 122.4954 | 46.5211 | 41.6311 | 44.7038 | 44.3191
5 | 31 | 2 | 1510.9999 | 1567.4932 | 1616.7057 | 1623.7602 | 80 | 63 | 0 | 0 | 0 | 0 | 0 | 0 | 0 | 0 | 0 | 0 | 594.1988 | 593.2416 | 629.3191 | 663.8009 | 0 | 0 | 0 | 0 | -3.0945 | 25.9611 | 23.6031 | 0.90482 | -0.020608 | 13.0037 | 15.9906 | 13.2565 | 839.9163 | 872.2868 | 947.7929 | 945.798 | 0.39324 | 0.40518 | 0.39871 | 0.37205 | 330.289 | 353.4366 | 377.8901 | 351.8802 | 0.10831 | 0.1163 | 0.11609 | 0.12011 | 0.051541 | 0.043291 | 0.043536 | 0.043315 | 90.9715 | 101.4472 | 110.0269 | 113.601 | 43.2898 | 37.7626 | 41.2635 | 40.967
5 | 31 | 3 | 1491.0433 | 1540.0988 | 1581.1241 | 1581.738 | 80 | 63 | 0 | 0 | 0 | 0 | 0 | 0 | 0 | 0 | 0 | 0 | 619.7697 | 624.3628 | 661.2489 | 694.5566 | 0 | 0 | 0 | 0 | -3.5816 | 59.4042 | 31.4796 | 8.3009 | -0.22821 | 10.7012 | 14.3256 | 10.6625 | 795.0834 | 782.6307 | 874.0699 | 868.218 | 0.40479 | 0.40648 | 0.39859 | 0.37175 | 321.8436 | 318.123 | 348.3982 | 322.7595 | 0.10804 | 0.11626 | 0.11596 | 0.12008 | 0.051222 | 0.043102 | 0.043261 | 0.043187 | 85.9042 | 90.9885 | 101.3569 | 104.2558 | 40.7261 | 33.7331 | 37.8132 | 37.4955
5 | 31 | 4 | 1517.5002 | 1560.7565 | 1594.9226 | 1589.0633 | 80 | 63 | 0 | 0 | 0 | 0 | 0 | 0 | 0 | 0 | 0 | 0 | 588.163 | 591.3501 | 627.1118 | 658.3284 | 0 | 0 | 0 | 0 | -4.1845 | 54.5022 | 30.7612 | 6.3317 | 0.13067 | 13.0552 | 19.413 | 8.247 | 853.391 | 838.849 | 917.6366 | 916.1562 | 0.39239 | 0.40724 | 0.39885 | 0.37249 | 334.8643 | 341.6121 | 365.9953 | 341.2593 | 0.10724 | 0.1163 | 0.11595 | 0.12005 | 0.050451 | 0.042793 | 0.043363 | 0.043352 | 91.5214 | 97.5616 | 106.4013 | 109.9835 | 43.0546 | 35.8965 | 39.7914 | 39.7176
5 | 31 | 5 | 1601.7843 | 1643.5658 | 1675.252 | 1665.3705 | 80 | 63 | 0 | 0 | 0 | 0 | 0 | 0 | 0 | 0 | 0 | 0 | 534.0618 | 538.0044 | 568.5529 | 596.6629 | 0 | 0 | 0 | 0 | -3.3457 | 68.2122 | 54.0808 | -12.6485 | -1.8849 | 5.4682 | 13.4353 | 6.3754 | 992.9531 | 968.881 | 1039.1829 | 1074.9807 | 0.39799 | 0.40903 | 0.40099 | 0.37782 | 395.1888 | 396.2992 | 416.703 | 406.1545 | 0.10661 | 0.11638 | 0.11593 | 0.12003 | 0.049898 | 0.043001 | 0.043618 | 0.043597 | 105.8582 | 112.7624 | 120.4718 | 129.0352 | 49.5462 | 41.6629 | 45.3271 | 46.8656
5 | 31 | 6 | 1718.4978 | 1757.4791 | 1785.0748 | 1769.3002 | 80 | 63 | 0 | 0 | 0 | 0 | 0 | 0 | 0 | 0 | 0 | 0 | 821.3965 | 835.7939 | 862.3577 | 885.8438 | 0 | 0 | 0 | 0 | -1.3974 | -11.68 | -0.14807 | -12.2629 | 0.54455 | 2.8708 | 0.39955 | 3.8184 | 817.9542 | 867.4944 | 922.4657 | 891.9008 | 0.39817 | 0.40695 | 0.39923 | 0.37497 | 325.6829 | 353.0272 | 368.277 | 334.435 | 0.10686 | 0.11646 | 0.11603 | 0.12024 | 0.050154 | 0.043363 | 0.043355 | 0.043505 | 87.4031 | 101.0248 | 107.033 | 107.2456 | 41.024 | 37.6174 | 39.9931 | 38.8023
5 | 31 | 7 | 1865.9676 | 1907.7279 | 1937.9008 | 1921.984 | 80 | 63 | 0 | 0 | 0 | 0 | 0 | 0 | 0 | 0 | 0 | 0 | 1116.6801 | 1144.774 | 1175.5403 | 1203.3333 | 0 | 0 | 0 | 0 | -0.083656 | -16.6199 | -3.1021 | -0.20712 | 0.51561 | -1.5002 | -6.527 | -4.243 | 668.8556 | 718.0741 | 771.9896 | 723.1008 | 0.39621 | 0.33259 | 0.32125 | 0.38231 | 265.0058 | 238.825 | 247.9984 | 276.4518 | 0.1104 | 0.11771 | 0.11754 | 0.1231 | 0.052929 | 0.040465 | 0.045798 | 0.050392 | 73.8437 | 84.5241 | 90.7375 | 89.0157 | 35.4021 | 29.0569 | 35.3559 | 36.4385
5 | 31 | 8 | 1962.0198 | 2006.5857 | 2040.6233 | 2027.749 | 80 | 63 | 0 | 0 | 0 | 0 | 0 | 0 | 0 | 0 | 0 | 0 | 1435.3915 | 1525.2524 | 1611.4059 | 1689.8679 | 0 | 0 | 0 | 0 | -2.5883 | -20.3607 | -13.3433 | -2.3743 | -1.0532 | -6.2057 | -8.2648 | -11.7147 | 450.2697 | 444.8997 | 450.8254 | 351.97 | 0.38794 | 0.32023 | 0.31429 | 0.32105 | 174.6757 | 142.4724 | 141.6882 | 113.0001 | 0.11436 | 0.11826 | 0.11876 | 0.1269 | 0.056731 | 0.059259 | 0.048623 | 0.062066 | 51.4944 | 52.6139 | 53.5395 | 44.6636 | 25.5444 | 26.3641 | 21.9205 | 21.8455
5 | 31 | 9 | 2057.14 | 2110.1593 | 2154.4215 | 2149.9636 | 80 | 63 | 0 | 0 | 0 | 0 | 0 | 0 | 0 | 0 | 0 | 0 | 1582.26 | 1727.0633 | 1873.0068 | 2005.9735 | 0 | 0 | 0 | 0 | 0.57241 | -64.2577 | -22.3913 | -25.1771 | -0.92751 | -8.631 | -12.212 | -14.873 | 395.2352 | 392.9847 | 316.018 | 184.0402 | 0.39364 | 0.24286 | 0.23968 | 0 | 155.5806 | 95.4408 | 75.7417 | 0 | 0.11841 | 0.11706 | 0.11827 | 0.12384 | 0.061762 | 0.051776 | 0.048938 | 0.060949 | 46.7991 | 46.0043 | 37.3759 | 22.7917 | 24.4105 | 20.3472 | 15.4652 | 11.2171
5 | 31 | 10 | 2120.0033 | 2176.641 | 2224.2587 | 2221.0537 | 80 | 63 | 0 | 0 | 0 | 0 | 0 | 0 | 0 | 0 | 0 | 0 | 1676.1932 | 1862.6036 | 2054.9138 | 2229.0169 | 0 | 0 | 0 | 0 | -3.3264 | -76.8269 | -107.5265 | -77.4286 | -1.7292 | -14.3797 | -16.0025 | -32.5658 | 368.8657 | 342.2439 | 292.8739 | 102.0312 | 0.31441 | 0.24286 | 0.24286 | 0 | 115.9762 | 83.1179 | 71.1277 | 0 | 0.11622 | 0.11728 | 0.11829 | 0.12301 | 0.059713 | 0.050062 | 0.050012 | 0.06259 | 42.8706 | 40.1379 | 34.6427 | 12.5505 | 22.0261 | 17.1334 | 14.6471 | 6.3862
5 | 31 | 11 | 2141.1878 | 2200.2513 | 2249.3738 | 2245.7065 | 80 | 63 | 0 | 0 | 0 | 0 | 0 | 0 | 0 | 0 | 0 | 0 | 1733.6663 | 1948.8088 | 2169.9336 | 2369.2829 | 0 | 0 | 0 | 0 | -6.5128 | -79.767 | -85.7243 | -83.4778 | -2.3152 | -21.0593 | -27.5713 | -37.7559 | 336.3495 | 289.2687 | 192.7358 | -2.3428 | 0.31687 | 0.24286 | 0.24286 | 0 | 106.5784 | 70.2522 | 46.808 | 0 | 0.11579 | 0.11749 | 0.11802 | 0.1229 | 0.059372 | 0.054021 | 0.051155 | 0.061459 | 38.9462 | 33.9848 | 22.7469 | -0.28793 | 19.9698 | 15.6266 | 9.8595 | -0.14398
5 | 31 | 12 | 2146.0841 | 2206.6664 | 2256.6814 | 2252.7119 | 80 | 63 | 0 | 0 | 0 | 0 | 0 | 0 | 0 | 0 | 0 | 0 | 1733.6482 | 1961.727 | 2195.6047 | 2408.9552 | 0 | 0 | 0 | 0 | -1.1233 | -65.5631 | -85.7391 | -85.3265 | -2.9788 | -24.6247 | -30.5869 | -39.5093 | 336.5379 | 272.1273 | 177.4027 | -31.4075 | 0.30984 | 0.24286 | 0.24286 | 0 | 104.272 | 66.0892 | 43.0842 | 0 | 0.11582 | 0.12175 | 0.11774 | 0.12307 | 0.059588 | 0.049595 | 0.051608 | 0.063043 | 38.9782 | 33.1303 | 20.8881 | -3.8653 | 20.0537 | 13.4963 | 9.1554 | -1.98
5 | 31 | 13 | 2186.304 | 2254.0904 | 2311.6254 | 2312.8212 | 80 | 63 | 0 | 0 | 0 | 0 | 0 | 0 | 0 | 0 | 0 | 0 | 1799.374 | 2031.1566 | 2268.8402 | 2489.8737 | 0 | 0 | 0 | 0 | -1.1233 | -56.5737 | -80.7681 | -77.704 | -3.2612 | -15.2307 | -16.6695 | -37.9713 | 311.3145 | 231.7382 | 140.2228 | -61.3772 | 0.31489 | 0.24286 | 0.24286 | 0 | 98.03 | 56.2803 | 34.0547 | 0 | 0.11535 | 0.12174 | 0.11784 | 0.12304 | 0.059115 | 0.049371 | 0.050509 | 0.06275 | 35.9091 | 28.2118 | 16.5244 | -7.5516 | 18.4034 | 11.4411 | 7.0825 | -3.8514
5 | 31 | 14 | 2208.5714 | 2281.6275 | 2345.048 | 2350.8955 | 80 | 63 | 0 | 0 | 0 | 0 | 0 | 0 | 0 | 0 | 0 | 0 | 1851.0926 | 2070.6256 | 2299.0406 | 2513.5264 | 0 | 0 | 0 | 0 | -3.7782 | -39.0291 | -36.2851 | -45.2497 | -1.8065 | -15.5861 | -14.9332 | -27.6027 | 283.0634 | 202.6171 | 97.2258 | -89.7784 | 0.31699 | 0.24286 | 0.24286 | 0 | 89.7276 | 49.2079 | 23.6124 | 0 | 0.11573 | 0.12171 | 0.11787 | 0.12375 | 0.059448 | 0.039649 | 0.049083 | 0.060377 | 32.758 | 24.6615 | 11.46 | -11.11 | 16.8277 | 8.0335 | 4.7722 | -5.4206
5 | 31 | 15 | 2218.4935 | 2295.6475 | 2363.5225 | 2372.8172 | 80 | 63 | 0 | 0 | 0 | 0 | 0 | 0 | 0 | 0 | 0 | 0 | 1943.1959 | 2140.4047 | 2351.9357 | 2549.1914 | 0 | 0 | 0 | 0 | -4.6237 | -16.7457 | -18.6459 | -18.5457 | -2.7233 | -14.0321 | -15.3999 | -19.1853 | 202.6446 | 123.0207 | 45.6325 | -138.6432 | 0.31618 | 0.24027 | 0.2402 | 0.19462 | 64.072 | 29.5582 | 10.9608 | -26.9827 | 0.11447 | 0.12111 | 0.11792 | 0.12433 | 0.058053 | 0.048654 | 0.047698 | 0.055827 | 23.197 | 14.8993 | 5.3808 | -17.2378 | 11.7642 | 5.9854 | 2.1766 | -7.74
5 | 31 | 16 | 2214.6206 | 2300.5121 | 2378.3796 | 2396.3201 | 80 | 63 | 0 | 0 | 0 | 0 | 0 | 0 | 0 | 0 | 0 | 0 | 1856.1793 | 2004.7164 | 2186.1788 | 2351.9441 | 0 | 0 | 0 | 0 | -1.1233 | -17.2641 | -4.0147 | -10.1623 | -2.6981 | -9.7453 | -14.9714 | -17.1027 | 282.2627 | 259.8051 | 211.187 | 71.641 | 0.32103 | 0.24715 | 0.22975 | 0.24005 | 90.6135 | 64.2117 | 48.52 | 17.1973 | 0.11277 | 0.11807 | 0.11811 | 0.12367 | 0.055743 | 0.049005 | 0.046866 | 0.052355 | 31.8314 | 30.6748 | 24.9436 | 8.8602 | 15.7343 | 12.7318 | 9.8975 | 3.7507
5 | 31 | 17 | 2167.9625 | 2259.797 | 2344.7219 | 2369.5664 | 80 | 63 | 0 | 0 | 0 | 0 | 0 | 0 | 0 | 0 | 0 | 0 | 1553.2867 | 1634.3462 | 1764.7247 | 1882.6944 | 0 | 0 | 0 | 0 | -2.6242 | -3.2776 | -5.9352 | -7.6304 | -0.71198 | -5.5023 | -10.5261 | -10.8753 | 538.012 | 571.2307 | 596.4585 | 505.3776 | 0.39785 | 0.24634 | 0.32048 | 0.23372 | 214.0491 | 140.7186 | 191.156 | 118.1189 | 0.10932 | 0.11858 | 0.11708 | 0.12097 | 0.052281 | 0.048317 | 0.044793 | 0.045536 | 58.8157 | 67.7345 | 69.8311 | 61.1378 | 28.1276 | 27.6003 | 26.7174 | 23.013
5 | 31 | 18 | 2120.7211 | 2218.8404 | 2311.3152 | 2343.6108 | 80 | 63 | 0 | 0 | 0 | 0 | 0 | 0 | 0 | 0 | 0 | 0 | 1161.529 | 1168.3098 | 1237.4723 | 1300.5744 | 0 | 0 | 0 | 0 | -1.1157 | -11.4754 | -14.9933 | 4.1901 | 0.12712 | -3.6786 | -3.0915 | -0.91695 | 880.1807 | 1002.6846 | 1091.9278 | 1039.7633 | 0.40002 | 0.33194 | 0.39565 | 0.38633 | 352.0907 | 332.8345 | 432.0204 | 401.6905 | 0.10747 | 0.11698 | 0.11618 | 0.12005 | 0.050339 | 0.045601 | 0.043081 | 0.043402 | 94.5895 | 117.294 | 126.8548 | 124.8211 | 44.3073 | 45.7237 | 47.0416 | 45.1275
5 | 31 | 19 | 2114.0791 | 2216.2499 | 2313.2568 | 2349.3964 | 80 | 63 | 0 | 0 | 0 | 0 | 0 | 0 | 0 | 0 | 0 | 0 | 689.3722 | 664.8292 | 707.4888 | 746.952 | 0 | 0 | 0 | 0 | -0.13118 | -13.7525 | 5.8468 | 48.3363 | 0.93351 | 3.9356 | -1.3807 | 4.7333 | 1343.9046 | 1498.2375 | 1601.3019 | 1549.3748 | 0.40291 | 0.40667 | 0.40013 | 0.39254 | 541.4781 | 609.295 | 640.7361 | 608.1841 | 0.10649 | 0.11735 | 0.11725 | 0.12059 | 0.049261 | 0.044017 | 0.044446 | 0.044028 | 143.1143 | 175.8207 | 187.7543 | 186.8383 | 66.2026 | 65.9486 | 71.1713 | 68.2155
5 | 31 | 20 | 2201.8659 | 2310.6513 | 2413.9618 | 2453.0448 | 80 | 63 | 0 | 0 | 0 | 0 | 0 | 0 | 0 | 0 | 0 | 0 | 600.7486 | 585.9792 | 625.6792 | 665.565 | 0 | 0 | 0 | 0 | 6.5072 | 22.5809 | 5.37 | 31.1022 | 1.7783 | 11.4423 | 17.9871 | 33.5824 | 1512.8319 | 1627.6488 | 1764.9255 | 1722.7952 | 0.40427 | 0.42028 | 0.41111 | 0.39531 | 611.5969 | 684.0703 | 725.5851 | 681.0347 | 0.10677 | 0.11728 | 0.11718 | 0.12056 | 0.049394 | 0.043928 | 0.044523 | 0.044237 | 161.5254 | 190.895 | 206.8082 | 207.7065 | 74.7244 | 71.4988 | 78.5804 | 76.2119
5 | 31 | 21 | 2154.0103 | 2261.8508 | 2364.1294 | 2402.9204 | 80 | 63 | 0 | 0 | 0 | 0 | 0 | 0 | 0 | 0 | 0 | 0 | 630.8507 | 630.2666 | 666.6369 | 706.0329 | 0 | 0 | 0 | 0 | 9.0856 | 16.3884 | 37.5747 | 61.5999 | 2.4036 | 6.1688 | 3.1127 | 28.1241 | 1431.6704 | 1546.0271 | 1656.8051 | 1607.1636 | 0.40188 | 0.40772 | 0.40034 | 0.39234 | 575.3603 | 630.3401 | 663.2828 | 630.5472 | 0.10629 | 0.11729 | 0.11719 | 0.1205 | 0.049276 | 0.043962 | 0.044385 | 0.044069 | 152.1665 | 181.3306 | 194.1582 | 193.6691 | 70.5472 | 67.9668 | 73.5372 | 70.8267
5 | 31 | 22 | 1999.93 | 2103.1067 | 2201.4155 | 2240.1468 | 80 | 63 | 0 | 0 | 0 | 0 | 0 | 0 | 0 | 0 | 0 | 0 | 587.1985 | 588.5743 | 623.5248 | 656.9117 | 0 | 0 | 0 | 0 | 5.4519 | 9.5242 | 23.2054 | 20.4979 | 1.8717 | 8.5415 | 7.9403 | 34.9182 | 1325.4079 | 1433.4667 | 1546.7451 | 1527.819 | 0.39659 | 0.40366 | 0.39544 | 0.38685 | 525.6433 | 578.628 | 611.6398 | 591.0345 | 0.10614 | 0.11699 | 0.11673 | 0.1204 | 0.049467 | 0.04347 | 0.043918 | 0.0438 | 140.6798 | 167.7004 | 180.5529 | 183.9539 | 65.5645 | 62.3126 | 67.9296 | 66.918
5 | 31 | 23 | 1807.2063 | 1900.6899 | 1989.6654 | 2024.6079 | 80 | 63 | 0 | 0 | 0 | 0 | 0 | 0 | 0 | 0 | 0 | 0 | 562.5804 | 567.136 | 599.2998 | 630.8832 | 0 | 0 | 0 | 0 | 0.51579 | 28.8171 | 21.7179 | 70.2366 | 1.2819 | 7.0565 | 7.0084 | 19.1227 | 1162.8283 | 1234.6802 | 1361.6392 | 1304.3655 | 0.39616 | 0.40557 | 0.39781 | 0.38169 | 460.6619 | 500.747 | 541.6672 | 497.8649 | 0.10719 | 0.11642 | 0.11623 | 0.12023 | 0.050701 | 0.043339 | 0.043618 | 0.043629 | 124.6492 | 143.7369 | 158.2624 | 156.8259 | 58.9566 | 53.5104 | 59.3919 | 56.9081
5 | 31 | 24 | 1658.9543 | 1737.9559 | 1811.6508 | 1836.6216 | 80 | 63 | 0 | 0 | 0 | 0 | 0 | 0 | 0 | 0 | 0 | 0 | 571.0711 | 584.4875 | 613.3141 | 645.034 | 0 | 0 | 0 | 0 | 1.1544 | 43.5582 | 49.5077 | 15.4954 | 0.99131 | 10.8959 | 13.0001 | 20.0615 | 1005.7376 | 1036.0143 | 1135.8289 | 1156.0307 | 0.39155 | 0.40913 | 0.40018 | 0.37917 | 393.7948 | 423.8676 | 454.5406 | 438.3355 | 0.1085 | 0.11637 | 0.11617 | 0.1202 | 0.051999 | 0.043652 | 0.043526 | 0.043498 | 109.1265 | 120.5659 | 131.9511 | 138.9565 | 52.2976 | 45.2242 | 49.4379 | 50.2847
6 | 1 | 1 | 1571.7293 | 1635.8549 | 1693.0341 | 1705.3498 | 80 | 63 | 0 | 0 | 0 | 0 | 0 | 0 | 0 | 0 | 0 | 0 | 545.1691 | 562.2306 | 587.977 | 617.829 | 0 | 0 | 0 | 0 | -2.9958 | 49.5133 | 35.5797 | 13.7547 | 0.30088 | 17.5825 | 16.8008 | 31.4718 | 949.2551 | 943.5285 | 1052.6766 | 1042.2943 | 0.4071 | 0.42843 | 0.41669 | 0.39372 | 386.4457 | 404.2385 | 438.6391 | 410.3702 | 0.10062 | 0.12317 | 0.12176 | 0.12176 | 0.048187 | 0.04356 | 0.04382 | 0.04354 | 95.5171 | 116.2134 | 128.174 | 126.9049 | 45.7414 | 41.0997 | 46.1279 | 45.381
6 | 1 | 2 | 1520.6259 | 1574.7843 | 1621.1711 | 1625.4933 | 80 | 63 | 0 | 0 | 0 | 0 | 0 | 0 | 0 | 0 | 0 | 0 | 490.7033 | 508.7258 | 531.886 | 556.8117 | 0 | 0 | 0 | 0 | -2.5252 | 15.6096 | 11.1167 | 7.635 | -1.0884 | 17.7429 | 20.2977 | 20.5905 | 953.5363 | 969.7059 | 1057.8707 | 1040.4562 | 0.40672 | 0.42869 | 0.41639 | 0.39335 | 387.8189 | 415.7002 | 440.4815 | 409.262 | 0.10087 | 0.12323 | 0.12176 | 0.12179 | 0.048351 | 0.043628 | 0.043704 | 0.0434 | 96.1827 | 119.4942 | 128.8033 | 126.7122 | 46.1042 | 42.3062 | 46.2333 | 45.1555
6 | 1 | 3 | 1498.967 | 1545.1294 | 1582.73 | 1580.1613 | 80 | 63 | 0 | 0 | 0 | 0 | 0 | 0 | 0 | 0 | 0 | 0 | 440.9202 | 460.5075 | 481.227 | 501.355 | 0 | 0 | 0 | 0 | -3.2596 | 13.6825 | 24.9347 | 3.6441 | -1.1661 | 19.4874 | 10.7617 | 6.8153 | 982.4724 | 988.4521 | 1065.8066 | 1068.3469 | 0.40558 | 0.42977 | 0.41648 | 0.39426 | 398.4721 | 424.8085 | 443.8919 | 421.2057 | 0.10067 | 0.1232 | 0.12174 | 0.12179 | 0.04805 | 0.043159 | 0.043515 | 0.043176 | 98.9092 | 121.773 | 129.751 | 130.1143 | 47.2076 | 42.6606 | 46.3781 | 46.1273
6 | 1 | 4 | 1519.3446 | 1559.1399 | 1589.2997 | 1579.9054 | 80 | 63 | 0 | 0 | 0 | 0 | 0 | 0 | 0 | 0 | 0 | 0 | 396.9469 | 418.3563 | 434.5103 | 453.6557 | 0 | 0 | 0 | 0 | -2.7373 | 36.7621 | 39.3185 | 6.2885 | -0.65183 | 22.2593 | 18.9486 | 14.4484 | 1045.7868 | 1018.7622 | 1096.5224 | 1105.5128 | 0.40646 | 0.42931 | 0.41675 | 0.39303 | 425.0685 | 437.3644 | 456.9795 | 434.4965 | 0.10013 | 0.12316 | 0.12171 | 0.12177 | 0.047605 | 0.043086 | 0.043683 | 0.04331 | 104.7134 | 125.4679 | 133.4593 | 134.6136 | 49.785 | 43.8943 | 47.8997 | 47.8799
6 | 1 | 5 | 1606.0837 | 1644.542 | 1672.3725 | 1659.0497 | 80 | 63 | 0 | 0 | 0 | 0 | 0 | 0 | 0 | 0 | 0 | 0 | 371.0434 | 392.7792 | 406.3514 | 422.9963 | 0 | 0 | 0 | 0 | -3.4836 | 43.1769 | 22.1865 | 10.8666 | -0.69788 | 15.7892 | 21.5172 | 30.2462 | 1159.2218 | 1129.7968 | 1222.3174 | 1194.9405 | 0.40796 | 0.42719 | 0.41626 | 0.3916 | 472.9189 | 482.6328 | 508.7976 | 467.9386 | 0.099766 | 0.12314 | 0.12168 | 0.12176 | 0.047471 | 0.04337 | 0.043898 | 0.043431 | 115.6509 | 139.1206 | 148.7324 | 145.5015 | 55.0294 | 48.999 | 53.6571 | 51.897
6 | 1 | 6 | 1711.0922 | 1746.482 | 1770.0602 | 1751.0088 | 80 | 63 | 0 | 0 | 0 | 0 | 0 | 0 | 0 | 0 | 0 | 0 | 684.7077 | 708.8149 | 721.4524 | 738.2123 | 0 | 0 | 0 | 0 | -3.7607 | -10.7345 | -6.8554 | 5.3301 | 2.0944 | 3.0648 | -0.72525 | 3.7218 | 948.0508 | 982.3369 | 1056.1884 | 1003.7446 | 0.40606 | 0.43154 | 0.41548 | 0.38797 | 384.9672 | 423.9164 | 438.8265 | 389.4195 | 0.10029 | 0.12329 | 0.12183 | 0.12193 | 0.047855 | 0.043715 | 0.043199 | 0.043012 | 95.0786 | 121.1107 | 128.6772 | 122.3903 | 45.3686 | 42.9429 | 45.6262 | 43.173
6 | 1 | 7 | 1857.8334 | 1895.4318 | 1920.9962 | 1901.3742 | 80 | 63 | 0 | 0 | 0 | 0 | 0 | 0 | 0 | 0 | 0 | 0 | 968.5939 | 1005.2663 | 1024.2707 | 1049.4274 | 0 | 0 | 0 | 0 | -1.6075 | -14.3551 | -15.4907 | 4.4598 | 1.8184 | -2.5066 | -4.0984 | -4.4084 | 809.0286 | 844.0272 | 916.3147 | 851.8954 | 0.39763 | 0.41039 | 0.41696 | 0.37762 | 321.6914 | 346.3813 | 382.0638 | 321.6937 | 0.10263 | 0.12462 | 0.12286 | 0.12445 | 0.049859 | 0.045686 | 0.044449 | 0.048037 | 83.0305 | 105.1793 | 112.5797 | 106.0191 | 40.337 | 38.5604 | 40.7288 | 40.9221
6 | 1 | 8 | 1950.9169 | 1991.0048 | 2020.2044 | 2003.6175 | 80 | 63 | 0 | 0 | 0 | 0 | 0 | 0 | 0 | 0 | 0 | 0 | 1119.9989 | 1206.7691 | 1281.6718 | 1355.5548 | 0 | 0 | 0 | 0 | -1.4396 | -16.4259 | -28.5652 | 63.3853 | -1.3331 | -3.9499 | -5.9198 | -26.1916 | 753.6908 | 741.6116 | 773.0175 | 610.869 | 0.39542 | 0.54534 | 0.3925 | 0.14136 | 298.021 | 404.4279 | 303.4061 | 86.3549 | 0.10486 | 0.12517 | 0.12386 | 0.12721 | 0.052485 | 0.056601 | 0.046895 | 0.056459 | 79.0305 | 92.8285 | 95.7447 | 77.7107 | 39.5572 | 41.9758 | 36.2506 | 34.489
6 | 1 | 9 | 2032.8081 | 2079.3347 | 2116.7026 | 2107.202 | 80 | 63 | 0 | 0 | 0 | 0 | 0 | 0 | 0 | 0 | 0 | 0 | 1381.6516 | 1507.9112 | 1640.5521 | 1762.7077 | 0 | 0 | 0 | 0 | -1.3615 | -18.77 | -35.5664 | -81.9746 | 0.66353 | -13.2925 | -9.0856 | -35.9042 | 571.8545 | 540.486 | 520.8026 | 462.3731 | 0.3881 | 0.022118 | 0.022118 | 0.021036 | 221.9367 | 11.9543 | 11.519 | 9.7266 | 0.1048 | 0.12509 | 0.12371 | 0.12537 | 0.052609 | 0.049303 | 0.047265 | 0.054044 | 59.9325 | 67.6076 | 64.427 | 57.9699 | 30.0849 | 26.6474 | 24.6157 | 24.9886
6 | 1 | 10 | 2106.5714 | 2155.8493 | 2195.4394 | 2185.9219 | 80 | 63 | 0 | 0 | 0 | 0 | 0 | 0 | 0 | 0 | 0 | 0 | 1502.465 | 1663.049 | 1835.6699 | 1991.4565 | 0 | 0 | 0 | 0 | -1.8166 | -23.9901 | -26.4529 | -69.9881 | -0.29347 | -31.1151 | -30.3658 | -38.2696 | 526.2165 | 484.9056 | 416.5882 | 302.723 | 0.39518 | 0.022118 | 0.022118 | 0.022118 | 207.9523 | 10.725 | 9.214 | 6.6955 | 0.10493 | 0.12388 | 0.12371 | 0.12482 | 0.053126 | 0.04685 | 0.047411 | 0.054693 | 55.2138 | 60.069 | 51.5375 | 37.7853 | 27.9559 | 22.718 | 19.7509 | 16.5569
6 | 1 | 11 | 2132.6283 | 2182.9519 | 2222.3031 | 2210.5661 | 80 | 63 | 0 | 0 | 0 | 0 | 0 | 0 | 0 | 0 | 0 | 0 | 1555.5166 | 1733.6103 | 1923.3577 | 2093.6631 | 0 | 0 | 0 | 0 | -4.9965 | -68.8642 | -59.8273 | -73.9739 | -4.5837 | -26.8681 | -27.2791 | -39.2253 | 506.6919 | 482.074 | 386.0519 | 230.1021 | 0.39679 | 0.022118 | 0.022118 | 0.022118 | 201.0513 | 10.6624 | 8.5386 | 5.0893 | 0.10508 | 0.12475 | 0.1237 | 0.12473 | 0.054511 | 0.049155 | 0.047529 | 0.054791 | 53.241 | 60.1388 | 47.7551 | 28.7003 | 27.6203 | 23.6964 | 18.3485 | 12.6076
6 | 1 | 12 | 2145.1694 | 2196.7566 | 2236.559 | 2223.8749 | 80 | 63 | 0 | 0 | 0 | 0 | 0 | 0 | 0 | 0 | 0 | 0 | 1548.5686 | 1730.3889 | 1922.5682 | 2096.6219 | 0 | 0 | 0 | 0 | -5.953 | -63.21 | -85.1792 | -76.1534 | -4.2867 | -36.3566 | -22.2043 | -39.2437 | 526.8405 | 502.9343 | 421.3744 | 242.6501 | 0.39234 | 0.022118 | 0.022118 | 0.022118 | 206.7025 | 11.1238 | 9.3199 | 5.3669 | 0.1061 | 0.126 | 0.12363 | 0.12476 | 0.05425 | 0.047139 | 0.047545 | 0.054996 | 55.8986 | 63.3694 | 52.0954 | 30.2733 | 28.5809 | 23.7081 | 20.0343 | 13.3448
6 | 1 | 13 | 2178.0497 | 2234.3601 | 2278.8672 | 2269.0266 | 80 | 63 | 0 | 0 | 0 | 0 | 0 | 0 | 0 | 0 | 0 | 0 | 1544.9489 | 1717.7254 | 1901.9369 | 2072.9615 | 0 | 0 | 0 | 0 | -6.3022 | -62.3817 | -33.853 | -81.9948 | -5.0094 | -34.1785 | -32.9557 | -38.1567 | 564.4123 | 550.1949 | 443.739 | 316.2167 | 0.39433 | 0.022118 | 0.022118 | 0.022118 | 222.5637 | 12.1691 | 9.8146 | 6.994 | 0.10585 | 0.12607 | 0.12362 | 0.12461 | 0.053834 | 0.047317 | 0.047312 | 0.05437 | 59.7443 | 69.3637 | 54.8549 | 39.4034 | 30.3848 | 26.0335 | 20.9942 | 17.1926
6 | 1 | 14 | 2190.9172 | 2250.8691 | 2299.4996 | 2293.0156 | 80 | 63 | 0 | 0 | 0 | 0 | 0 | 0 | 0 | 0 | 0 | 0 | 1398.842 | 1546.3803 | 1711.8907 | 1870.7305 | 0 | 0 | 0 | 0 | -5.1761 | -50.3723 | -49.0536 | -58.9444 | -4.1895 | -32.1375 | -36.7597 | -38.1567 | 721.4408 | 723.9987 | 673.4222 | 519.3863 | 0.39259 | 0.022448 | 0.022118 | 0.021917 | 283.229 | 16.2522 | 14.8947 | 11.3831 | 0.10333 | 0.12622 | 0.12352 | 0.12494 | 0.050799 | 0.041324 | 0.046765 | 0.05208 | 74.543 | 91.3814 | 83.1819 | 64.8929 | 36.6485 | 29.9182 | 31.4924 | 27.0496
6 | 1 | 15 | 2177.8937 | 2240.3282 | 2291.784 | 2287.8592 | 80 | 63 | 0 | 0 | 0 | 0 | 0 | 0 | 0 | 0 | 0 | 0 | 1168.7081 | 1291.3204 | 1435.3714 | 1581.4965 | 0 | 0 | 0 | 0 | -3.5068 | -73.9784 | -48.886 | -59.276 | -6.2485 | -30.1425 | -32.3891 | -38.1567 | 938.9409 | 990.1287 | 937.6878 | 803.7954 | 0.38933 | 0.022983 | 0.021613 | 0.020742 | 365.5551 | 22.7566 | 20.2662 | 16.672 | 0.10202 | 0.12624 | 0.12336 | 0.12491 | 0.049384 | 0.046185 | 0.046049 | 0.049947 | 95.7945 | 124.9948 | 115.6772 | 100.4041 | 46.369 | 45.7287 | 43.1796 | 40.1473
6 | 1 | 16 | 2147.8587 | 2217.6941 | 2277.865 | 2282.0762 | 80 | 63 | 0 | 0 | 0 | 0 | 0 | 0 | 0 | 0 | 0 | 0 | 1008.808 | 1096.1954 | 1204.4087 | 1323.3867 | 0 | 0 | 0 | 0 | -1.4255 | -21.7558 | -7.2403 | -35.4959 | -6.0928 | -22.8758 | -13.171 | -37.909 | 1066.569 | 1103.1304 | 1093.8676 | 1032.0944 | 0.39725 | 0.023616 | 0.020937 | 0.02146 | 423.6968 | 26.0511 | 22.9018 | 22.1492 | 0.1011 | 0.12441 | 0.12269 | 0.12339 | 0.048884 | 0.044949 | 0.044678 | 0.045872 | 107.8324 | 137.2395 | 134.2065 | 127.3508 | 52.1379 | 49.5841 | 48.8714 | 47.3441
6 | 1 | 17 | 2094.1947 | 2171.2737 | 2240.048 | 2252.6455 | 80 | 63 | 0 | 0 | 0 | 0 | 0 | 0 | 0 | 0 | 0 | 0 | 901.3005 | 951.331 | 1025.4508 | 1115.1558 | 0 | 0 | 0 | 0 | -1.2466 | -13.3686 | -37.4523 | 29.4701 | -5.3476 | -7.0394 | -7.3025 | -7.3189 | 1119.4883 | 1177.3507 | 1259.3521 | 1115.3385 | 0.40602 | 0.342 | 0.42749 | 0.2585 | 454.536 | 402.6578 | 538.358 | 288.3118 | 0.10015 | 0.12392 | 0.12219 | 0.12278 | 0.047543 | 0.044642 | 0.043637 | 0.043767 | 112.1137 | 145.8938 | 153.8837 | 136.9455 | 53.2233 | 52.5596 | 54.9546 | 48.8147
6 | 1 | 18 | 2049.5246 | 2135.2383 | 2214.2224 | 2236.5028 | 80 | 63 | 0 | 0 | 0 | 0 | 0 | 0 | 0 | 0 | 0 | 0 | 635.5462 | 641.265 | 679.0206 | 737.1051 | 0 | 0 | 0 | 0 | -1.4172 | -11.8497 | -32.4546 | -5.0454 | -2.3502 | -5.1186 | -5.3636 | -4.3752 | 1337.7457 | 1447.9416 | 1573.02 | 1508.8183 | 0.4027 | 0.42494 | 0.41159 | 0.40375 | 538.7041 | 615.2849 | 647.4351 | 609.1833 | 0.099893 | 0.12352 | 0.12198 | 0.12226 | 0.047344 | 0.043719 | 0.043481 | 0.043375 | 133.6309 | 178.8439 | 191.8748 | 184.4647 | 63.3337 | 63.303 | 68.3968 | 65.4451
6 | 1 | 19 | 2042.5097 | 2135.1366 | 2221.909 | 2250.8276 | 80 | 63 | 0 | 0 | 0 | 0 | 0 | 0 | 0 | 0 | 0 | 0 | 433.3527 | 415.3068 | 440.0048 | 481.967 | 0 | 0 | 0 | 0 | -2.2351 | 9.0104 | 19.6514 | 23.1271 | 1.9717 | 2.3781 | -0.48402 | 4.5431 | 1529.4204 | 1645.4413 | 1762.7369 | 1741.1904 | 0.40839 | 0.42225 | 0.40697 | 0.39265 | 624.5971 | 694.7863 | 717.3808 | 683.6727 | 0.10001 | 0.12461 | 0.12331 | 0.12277 | 0.047498 | 0.045407 | 0.045605 | 0.044747 | 152.9565 | 205.0408 | 217.3588 | 213.7662 | 72.6445 | 74.7152 | 80.3896 | 77.9124
6 | 1 | 20 | 2136.7955 | 2236.9365 | 2330.9493 | 2363.4365 | 80 | 63 | 0 | 0 | 0 | 0 | 0 | 0 | 0 | 0 | 0 | 0 | 438.0317 | 419.0952 | 446.181 | 483.24 | 0 | 0 | 0 | 0 | 0.84279 | 11.9832 | 0.80744 | 40.7392 | 3.0504 | 25.9108 | 25.9112 | 34.9392 | 1614.8705 | 1716.9472 | 1858.0497 | 1804.5182 | 0.40942 | 0.43553 | 0.40598 | 0.39629 | 661.1653 | 747.78 | 754.3369 | 715.1099 | 0.10025 | 0.1246 | 0.12337 | 0.12275 | 0.047619 | 0.04531 | 0.04563 | 0.044849 | 161.8884 | 213.9239 | 229.2321 | 221.5082 | 76.8987 | 77.7942 | 84.7833 | 80.9305
6 | 1 | 21 | 2094.9373 | 2194.4416 | 2287.6679 | 2319.8808 | 80 | 63 | 0 | 0 | 0 | 0 | 0 | 0 | 0 | 0 | 0 | 0 | 509.4904 | 509.4958 | 536.0783 | 571.7215 | 0 | 0 | 0 | 0 | 3.0822 | 24.4592 | 16.6515 | 27.9019 | 2.645 | 23.5199 | 22.7961 | 36.4322 | 1499.7197 | 1573.9667 | 1712.142 | 1683.8252 | 0.4094 | 0.43476 | 0.40586 | 0.39679 | 613.9831 | 684.3027 | 694.8955 | 668.1287 | 0.099944 | 0.12452 | 0.12326 | 0.12262 | 0.047525 | 0.0452 | 0.045607 | 0.044782 | 149.8876 | 195.9981 | 211.0446 | 206.47 | 71.2746 | 71.1427 | 78.0849 | 75.4047
6 | 1 | 22 | 1955.1208 | 2050.7551 | 2140.7733 | 2173.2504 | 80 | 63 | 0 | 0 | 0 | 0 | 0 | 0 | 0 | 0 | 0 | 0 | 490.0469 | 491.7521 | 516.1804 | 550.7365 | 0 | 0 | 0 | 0 | 9.3371 | 48.1291 | 76.7922 | 32.5006 | 2.9415 | 12.3873 | 8.2287 | 35.3658 | 1372.7952 | 1435.4866 | 1539.572 | 1554.6476 | 0.40731 | 0.42231 | 0.40449 | 0.39511 | 559.1564 | 606.2223 | 622.7487 | 614.2596 | 0.099763 | 0.12434 | 0.12277 | 0.12237 | 0.047398 | 0.044674 | 0.044754 | 0.044299 | 136.9545 | 178.4933 | 189.0118 | 190.2478 | 65.0679 | 64.1288 | 68.9012 | 68.8697
6 | 1 | 23 | 1787.1444 | 1876.4529 | 1960.7544 | 1992.0069 | 80 | 63 | 0 | 0 | 0 | 0 | 0 | 0 | 0 | 0 | 0 | 0 | 445.5866 | 438.7569 | 463.4199 | 496.7362 | 0 | 0 | 0 | 0 | 14.2019 | 57.4548 | 37.4534 | 22.5271 | 7.6943 | 17.7368 | 15.9373 | 29.4297 | 1239.6616 | 1299.5044 | 1443.9437 | 1443.3138 | 0.40299 | 0.42067 | 0.40353 | 0.39408 | 499.5657 | 546.6677 | 582.6723 | 568.783 | 0.099519 | 0.12334 | 0.12188 | 0.12195 | 0.047481 | 0.043666 | 0.043968 | 0.043796 | 123.3701 | 160.2804 | 175.991 | 176.0172 | 58.8607 | 56.7444 | 63.4877 | 63.2116
6 | 1 | 24 | 1664.6152 | 1741.199 | 1811.9733 | 1834.1735 | 80 | 63 | 0 | 0 | 0 | 0 | 0 | 0 | 0 | 0 | 0 | 0 | 435.9861 | 435.2476 | 456.1573 | 489.5405 | 0 | 0 | 0 | 0 | 11.6555 | 15.2082 | 35.8045 | 78.1747 | 7.6069 | 15.5812 | 16.396 | 27.3726 | 1129.3667 | 1212.162 | 1303.6155 | 1239.0858 | 0.40134 | 0.42366 | 0.4104 | 0.39542 | 453.2649 | 513.5432 | 535.0085 | 489.9535 | 0.10035 | 0.12315 | 0.12176 | 0.12179 | 0.048041 | 0.043511 | 0.043756 | 0.043496 | 113.3372 | 149.2788 | 158.733 | 150.9137 | 54.2555 | 52.7424 | 57.041 | 53.8952
6 | 2 | 1 | 1566.9018 | 1630.7445 | 1687.6489 | 1699.8395 | 80 | 63 | 0 | 0 | 0 | 0 | 0 | 0 | 0 | 0 | 0 | 0 | 427.0513 | 429.0459 | 446.6546 | 481.6206 | 0 | 0 | 0 | 0 | -2.9958 | 49.5133 | 35.5797 | 13.7547 | 0.30088 | 17.5825 | 16.8008 | 31.4718 | 1062.5454 | 1071.6028 | 1188.6138 | 1172.9924 | 0.4071 | 0.42843 | 0.41669 | 0.39372 | 432.5667 | 459.1098 | 495.2826 | 461.8284 | 0.10062 | 0.12317 | 0.12176 | 0.12176 | 0.048187 | 0.04356 | 0.04382 | 0.04354 | 106.9167 | 131.9882 | 144.7257 | 142.818 | 51.2005 | 46.6786 | 52.0846 | 51.0716
6 | 2 | 2 | 1512.0203 | 1565.6745 | 1611.5713 | 1615.6706 | 80 | 63 | 0 | 0 | 0 | 0 | 0 | 0 | 0 | 0 | 0 | 0 | 417.8763 | 421.1816 | 437.3996 | 472.1216 | 0 | 0 | 0 | 0 | -2.5252 | 15.6096 | 11.1167 | 7.635 | -1.0884 | 17.7429 | 20.2977 | 20.5905 | 1017.7577 | 1048.1403 | 1142.7573 | 1115.3237 | 0.40672 | 0.42869 | 0.41639 | 0.39335 | 413.9388 | 449.324 | 475.827 | 438.711 | 0.10087 | 0.12323 | 0.12176 | 0.12179 | 0.048351 | 0.043628 | 0.043704 | 0.0434 | 102.6607 | 129.1594 | 139.1388 | 135.8299 | 49.2094 | 45.7281 | 49.9432 | 48.4047
6 | 2 | 3 | 1480.6364 | 1525.7249 | 1562.2818 | 1559.2383 | 80 | 63 | 0 | 0 | 0 | 0 | 0 | 0 | 0 | 0 | 0 | 0 | 414.4425 | 418.1602 | 435.6633 | 467.7301 | 0 | 0 | 0 | 0 | -3.2596 | 13.6825 | 24.9347 | 3.6441 | -1.1661 | 19.4874 | 10.7617 | 6.8153 | 990.6195 | 1011.3948 | 1090.922 | 1081.0488 | 0.40558 | 0.42977 | 0.41648 | 0.39426 | 401.7764 | 434.6686 | 454.3521 | 426.2135 | 0.10067 | 0.1232 | 0.12174 | 0.12179 | 0.04805 | 0.043159 | 0.043515 | 0.043176 | 99.7294 | 124.5994 | 132.8085 | 131.6613 | 47.599 | 43.6507 | 47.471 | 46.6758
6 | 2 | 4 | 1468.5507 | 1505.3702 | 1532.6378 | 1521.9278 | 80 | 63 | 0 | 0 | 0 | 0 | 0 | 0 | 0 | 0 | 0 | 0 | 392.6136 | 399.6622 | 416.3929 | 444.1851 | 0 | 0 | 0 | 0 | -2.7373 | 36.7621 | 39.3185 | 6.2885 | -0.65183 | 22.2593 | 18.9486 | 14.4484 | 999.3262 | 983.6866 | 1057.9779 | 1057.0059 | 0.40646 | 0.42931 | 0.41675 | 0.39303 | 406.1842 | 422.3061 | 440.916 | 415.432 | 0.10013 | 0.12316 | 0.12171 | 0.12177 | 0.047605 | 0.043086 | 0.043683 | 0.04331 | 100.0614 | 121.1481 | 128.768 | 128.7071 | 47.5732 | 42.3831 | 46.2159 | 45.779
6 | 2 | 5 | 1484.1364 | 1515.4503 | 1536.3371 | 1519.8555 | 80 | 63 | 0 | 0 | 0 | 0 | 0 | 0 | 0 | 0 | 0 | 0 | 330.9096 | 338.2292 | 351.5194 | 374.1475 | 0 | 0 | 0 | 0 | -3.4836 | 43.1769 | 22.1865 | 10.8666 | -0.69788 | 15.7892 | 21.5172 | 30.2462 | 1077.4083 | 1055.255 | 1141.114 | 1104.5952 | 0.40796 | 0.42719 | 0.41626 | 0.3916 | 439.542 | 450.7897 | 474.9961 | 432.5594 | 0.099766 | 0.12314 | 0.12168 | 0.12176 | 0.047471 | 0.04337 | 0.043898 | 0.043431 | 107.4887 | 129.9417 | 138.8516 | 134.5006 | 51.1456 | 45.7662 | 50.0924 | 47.9732
6 | 2 | 6 | 1475.0335 | 1496.5937 | 1506.7306 | 1481.5647 | 80 | 63 | 0 | 0 | 0 | 0 | 0 | 0 | 0 | 0 | 0 | 0 | 455.5981 | 455.5819 | 468.5069 | 492.5019 | 0 | 0 | 0 | 0 | -3.7607 | -10.7345 | -6.8554 | 5.3301 | 2.0944 | 3.0648 | -0.72525 | 3.7218 | 941.1017 | 985.6816 | 1045.8043 | 980.011 | 0.40606 | 0.43154 | 0.41548 | 0.38797 | 382.1454 | 425.3598 | 434.5121 | 380.2116 | 0.10029 | 0.12329 | 0.12183 | 0.12193 | 0.047855 | 0.043715 | 0.043199 | 0.043012 | 94.3817 | 121.5231 | 127.4121 | 119.4963 | 45.0361 | 43.0891 | 45.1776 | 42.1522
6 | 2 | 7 | 1555.8686 | 1575.7761 | 1584.1466 | 1556.7031 | 80 | 63 | 0 | 0 | 0 | 0 | 0 | 0 | 0 | 0 | 0 | 0 | 589.4018 | 587.673 | 603.4755 | 631.0783 | 0 | 0 | 0 | 0 | -1.6075 | -14.3551 | -15.4907 | 4.4598 | 1.8184 | -2.5066 | -4.0984 | -4.4084 | 886.2559 | 941.9648 | 1000.2603 | 925.5734 | 0.39763 | 0.41039 | 0.41696 | 0.37762 | 352.399 | 386.574 | 417.0656 | 349.516 | 0.10263 | 0.12462 | 0.12286 | 0.12445 | 0.049859 | 0.045686 | 0.044449 | 0.048037 | 90.9563 | 117.3839 | 122.8934 | 115.1884 | 44.1874 | 43.0348 | 44.4601 | 44.4613
6 | 2 | 8 | 1670.2911 | 1693.9384 | 1707.159 | 1683.3033 | 80 | 63 | 0 | 0 | 0 | 0 | 0 | 0 | 0 | 0 | 0 | 0 | 788.1938 | 831.5286 | 886.2888 | 946.5642 | 0 | 0 | 0 | 0 | -1.4396 | -16.4259 | -28.5652 | 63.3853 | -1.3331 | -3.9499 | -5.9198 | -26.1916 | 804.8701 | 819.7857 | 855.3552 | 699.5454 | 0.39542 | 0.54534 | 0.3925 | 0.14136 | 318.2581 | 447.0591 | 335.7233 | 98.8905 | 0.10486 | 0.12517 | 0.12386 | 0.12721 | 0.052485 | 0.056601 | 0.046895 | 0.056459 | 84.3971 | 102.6137 | 105.943 | 88.9916 | 42.2433 | 46.4005 | 40.1118 | 39.4956
6 | 2 | 9 | 1771.8422 | 1803.0799 | 1825.5884 | 1809.3282 | 80 | 63 | 0 | 0 | 0 | 0 | 0 | 0 | 0 | 0 | 0 | 0 | 926.9698 | 1019.6221 | 1123.7642 | 1225.1282 | 0 | 0 | 0 | 0 | -1.3615 | -18.77 | -35.5664 | -81.9746 | 0.66353 | -13.2925 | -9.0856 | -35.9042 | 765.5704 | 752.5203 | 746.4762 | 702.0788 | 0.3881 | 0.022118 | 0.022118 | 0.021036 | 297.1178 | 16.6441 | 16.5105 | 14.7691 | 0.1048 | 0.12509 | 0.12371 | 0.12537 | 0.052609 | 0.049303 | 0.047265 | 0.054044 | 80.2347 | 94.1302 | 92.3445 | 88.023 | 40.2762 | 37.1012 | 35.2821 | 37.9432
6 | 2 | 10 | 1840.778 | 1874.4842 | 1898.9399 | 1882.5378 | 80 | 63 | 0 | 0 | 0 | 0 | 0 | 0 | 0 | 0 | 0 | 0 | 994.0122 | 1135.1943 | 1287.0805 | 1429.834 | 0 | 0 | 0 | 0 | -1.8166 | -23.9901 | -26.4529 | -69.9881 | -0.29347 | -31.1151 | -30.3658 | -38.2696 | 768.8759 | 731.3951 | 668.6782 | 560.9614 | 0.39518 | 0.022118 | 0.022118 | 0.022118 | 303.8473 | 16.1768 | 14.7897 | 12.4072 | 0.10493 | 0.12388 | 0.12371 | 0.12482 | 0.053126 | 0.04685 | 0.047411 | 0.054693 | 80.6751 | 90.6036 | 82.7244 | 70.0181 | 40.8475 | 34.2661 | 31.7028 | 30.6807
6 | 2 | 11 | 1884.6757 | 1920.4728 | 1945.7056 | 1927.546 | 80 | 63 | 0 | 0 | 0 | 0 | 0 | 0 | 0 | 0 | 0 | 0 | 946.0932 | 1116.0615 | 1293.8984 | 1457.9082 | 0 | 0 | 0 | 0 | -4.9965 | -68.8642 | -59.8273 | -73.9739 | -4.5837 | -26.8681 | -27.2791 | -39.2253 | 868.1628 | 837.1437 | 738.9137 | 582.837 | 0.39679 | 0.022118 | 0.022118 | 0.022118 | 344.4801 | 18.5158 | 16.3432 | 12.891 | 0.10508 | 0.12475 | 0.1237 | 0.12473 | 0.054511 | 0.049155 | 0.047529 | 0.054791 | 91.2228 | 104.4337 | 91.4045 | 72.6963 | 47.3245 | 41.1499 | 35.1196 | 31.9345
6 | 2 | 12 | 1900.2253 | 1937.4622 | 1963.3175 | 1944.2888 | 80 | 63 | 0 | 0 | 0 | 0 | 0 | 0 | 0 | 0 | 0 | 0 | 1260.8564 | 1458.6281 | 1662.8039 | 1847.7989 | 0 | 0 | 0 | 0 | -5.953 | -63.21 | -85.1792 | -76.1534 | -4.2867 | -36.3566 | -22.2043 | -39.2437 | 569.6085 | 515.4007 | 407.8971 | 211.8869 | 0.39234 | 0.022118 | 0.022118 | 0.022118 | 223.4822 | 11.3995 | 9.0218 | 4.6865 | 0.1061 | 0.126 | 0.12363 | 0.12476 | 0.05425 | 0.047139 | 0.047545 | 0.054996 | 60.4363 | 64.9401 | 50.4292 | 26.4352 | 30.9011 | 24.2957 | 19.3936 | 11.6529
6 | 2 | 13 | 1920.3721 | 1961.5862 | 1991.4211 | 1974.9062 | 80 | 63 | 0 | 0 | 0 | 0 | 0 | 0 | 0 | 0 | 0 | 0 | 1365.8474 | 1562.6076 | 1777.3305 | 1968.8085 | 0 | 0 | 0 | 0 | -6.3022 | -62.3817 | -33.853 | -81.9948 | -5.0094 | -34.1785 | -32.9557 | -38.1567 | 485.8363 | 432.5389 | 280.8994 | 126.2492 | 0.39433 | 0.022118 | 0.022118 | 0.022118 | 191.5789 | 9.5668 | 6.2129 | 2.7923 | 0.10585 | 0.12607 | 0.12362 | 0.12461 | 0.053834 | 0.047317 | 0.047312 | 0.05437 | 51.4268 | 54.5306 | 34.7247 | 15.7318 | 26.1547 | 20.4664 | 13.2899 | 6.8641
6 | 2 | 14 | 1937.6473 | 1982.7613 | 2016.9706 | 2003.9263 | 80 | 63 | 0 | 0 | 0 | 0 | 0 | 0 | 0 | 0 | 0 | 0 | 1529.5974 | 1704.7034 | 1915.5861 | 2103.5457 | 0 | 0 | 0 | 0 | -5.1761 | -50.3723 | -49.0536 | -58.9444 | -4.1895 | -32.1375 | -36.7597 | -38.1567 | 337.4156 | 297.5677 | 187.1978 | -2.5182 | 0.39259 | 0.022448 | 0.022118 | 0.021917 | 132.4653 | 6.6797 | 4.1404 | -0.055191 | 0.10333 | 0.12622 | 0.12352 | 0.12494 | 0.050799 | 0.041324 | 0.046765 | 0.05208 | 34.8635 | 37.5583 | 23.1229 | -0.31463 | 17.1404 | 12.2966 | 8.7543 | -0.13115
6 | 2 | 15 | 1955.9678 | 2005.4006 | 2044.2198 | 2034.5467 | 80 | 63 | 0 | 0 | 0 | 0 | 0 | 0 | 0 | 0 | 0 | 0 | 1611.5864 | 1769.8234 | 1976.9117 | 2160.2434 | 0 | 0 | 0 | 0 | -3.5068 | -73.9784 | -48.886 | -59.276 | -6.2485 | -30.1425 | -32.3891 | -38.1567 | 274.1367 | 276.698 | 148.5832 | -28.264 | 0.38933 | 0.022983 | 0.021613 | 0.020742 | 106.7288 | 6.3595 | 3.2113 | -0.58624 | 0.10202 | 0.12624 | 0.12336 | 0.12491 | 0.049384 | 0.046185 | 0.046049 | 0.049947 | 27.9685 | 34.9306 | 18.3299 | -3.5305 | 13.5381 | 12.7792 | 6.8421 | -1.4117
6 | 2 | 16 | 1968.1211 | 2027.4264 | 2077.363 | 2076.9186 | 80 | 63 | 0 | 0 | 0 | 0 | 0 | 0 | 0 | 0 | 0 | 0 | 1539.11 | 1663.0471 | 1845.361 | 2004.0055 | 0 | 0 | 0 | 0 | -1.4255 | -21.7558 | -7.2403 | -35.4959 | -6.0928 | -22.8758 | -13.171 | -37.909 | 356.5294 | 346.0109 | 252.4133 | 146.318 | 0.39725 | 0.023616 | 0.020937 | 0.02146 | 141.6321 | 8.1713 | 5.2847 | 3.1401 | 0.1011 | 0.12441 | 0.12269 | 0.12339 | 0.048884 | 0.044949 | 0.044678 | 0.045872 | 36.0459 | 43.0469 | 30.9686 | 18.0543 | 17.4285 | 15.5527 | 11.2772 | 6.7119
6 | 2 | 17 | 1968.3294 | 2038.0345 | 2099.642 | 2108.9793 | 80 | 63 | 0 | 0 | 0 | 0 | 0 | 0 | 0 | 0 | 0 | 0 | 1405.0419 | 1468.1809 | 1607.3955 | 1727.2441 | 0 | 0 | 0 | 0 | -1.2466 | -13.3686 | -37.4523 | 29.4701 | -5.3476 | -7.0394 | -7.3025 | -7.3189 | 489.8816 | 527.2615 | 537.0013 | 359.5839 | 0.40602 | 0.342 | 0.42749 | 0.2585 | 198.9023 | 180.3251 | 229.5617 | 92.9514 | 0.10015 | 0.12392 | 0.12219 | 0.12278 | 0.047543 | 0.044642 | 0.043637 | 0.043767 | 49.0603 | 65.3367 | 65.6177 | 44.1511 | 23.2902 | 23.5381 | 23.4332 | 15.7378
6 | 2 | 18 | 1953.9537 | 2034.0683 | 2107.6106 | 2127.4155 | 80 | 63 | 0 | 0 | 0 | 0 | 0 | 0 | 0 | 0 | 0 | 0 | 1084.1741 | 1081.3216 | 1160.4643 | 1229.3038 | 0 | 0 | 0 | 0 | -1.4172 | -11.8497 | -32.4546 | -5.0454 | -2.3502 | -5.1186 | -5.3636 | -4.3752 | 793.5469 | 906.715 | 984.9645 | 907.5324 | 0.4027 | 0.42494 | 0.41159 | 0.40375 | 319.5577 | 385.2973 | 405.3989 | 366.415 | 0.099893 | 0.12352 | 0.12198 | 0.12226 | 0.047344 | 0.043719 | 0.043481 | 0.043375 | 79.2695 | 111.9938 | 120.1446 | 110.9528 | 37.5694 | 39.641 | 42.8275 | 39.3643
6 | 2 | 19 | 1942.671 | 2029.4487 | 2110.5364 | 2136.8689 | 80 | 63 | 0 | 0 | 0 | 0 | 0 | 0 | 0 | 0 | 0 | 0 | 705.2603 | 676.666 | 724.5556 | 766.3607 | 0 | 0 | 0 | 0 | -2.2351 | 9.0104 | 19.6514 | 23.1271 | 1.9717 | 2.3781 | -0.48402 | 4.5431 | 1157.6741 | 1278.3943 | 1366.8134 | 1342.838 | 0.40839 | 0.42225 | 0.40697 | 0.39265 | 472.7803 | 539.801 | 556.2519 | 527.261 | 0.10001 | 0.12461 | 0.12331 | 0.12277 | 0.047498 | 0.045407 | 0.045605 | 0.044747 | 115.7784 | 159.3026 | 168.5385 | 164.8604 | 54.9872 | 58.0486 | 62.3335 | 60.0875
6 | 2 | 20 | 2024.2933 | 2117.8433 | 2205.4502 | 2235.0234 | 80 | 63 | 0 | 0 | 0 | 0 | 0 | 0 | 0 | 0 | 0 | 0 | 588.1591 | 564.8238 | 608.9208 | 646.6109 | 0 | 0 | 0 | 0 | 0.84279 | 11.9832 | 0.80744 | 40.7392 | 3.0504 | 25.9108 | 25.9112 | 34.9392 | 1352.241 | 1452.1255 | 1569.8108 | 1512.7341 | 0.40942 | 0.43553 | 0.40598 | 0.39629 | 553.6387 | 632.4425 | 637.3168 | 599.4792 | 0.10025 | 0.1246 | 0.12337 | 0.12275 | 0.047619 | 0.04531 | 0.04563 | 0.044849 | 135.5601 | 180.9283 | 193.6714 | 185.6911 | 64.3925 | 65.7952 | 71.6309 | 67.8443
6 | 2 | 21 | 2012.9394 | 2107.6398 | 2196.1972 | 2226.2861 | 80 | 63 | 0 | 0 | 0 | 0 | 0 | 0 | 0 | 0 | 0 | 0 | 554.5106 | 531.5675 | 571.2695 | 610.0329 | 0 | 0 | 0 | 0 | 3.0822 | 24.4592 | 16.6515 | 27.9019 | 2.645 | 23.5199 | 22.7961 | 36.4322 | 1372.7016 | 1465.0932 | 1585.48 | 1551.9191 | 0.4094 | 0.43476 | 0.40586 | 0.39679 | 561.9821 | 636.9685 | 643.488 | 615.7894 | 0.099944 | 0.12452 | 0.12326 | 0.12262 | 0.047525 | 0.0452 | 0.045607 | 0.044782 | 137.193 | 182.4406 | 195.4318 | 190.2957 | 65.2381 | 66.2217 | 72.3083 | 69.4977
6 | 2 | 22 | 1889.1447 | 1980.9138 | 2067.1753 | 2097.9435 | 80 | 63 | 0 | 0 | 0 | 0 | 0 | 0 | 0 | 0 | 0 | 0 | 519.1718 | 502.6198 | 536.672 | 574.1681 | 0 | 0 | 0 | 0 | 9.3371 | 48.1291 | 76.7922 | 32.5006 | 2.9415 | 12.3873 | 8.2287 | 35.3658 | 1277.6943 | 1354.7775 | 1445.4824 | 1455.909 | 0.40731 | 0.42231 | 0.40449 | 0.39511 | 520.4206 | 572.1379 | 584.69 | 575.2468 | 0.099763 | 0.12434 | 0.12277 | 0.12237 | 0.047398 | 0.044674 | 0.044754 | 0.044299 | 127.4669 | 168.4576 | 177.4605 | 178.1648 | 60.5603 | 60.5232 | 64.6904 | 64.4957
6 | 2 | 23 | 1731.3831 | 1817.4248 | 1898.5512 | 1928.3593 | 80 | 63 | 0 | 0 | 0 | 0 | 0 | 0 | 0 | 0 | 0 | 0 | 478.7999 | 461.5382 | 492.7104 | 528.8793 | 0 | 0 | 0 | 0 | 14.2019 | 57.4548 | 37.4534 | 22.5271 | 7.6943 | 17.7368 | 15.9373 | 29.4297 | 1150.6869 | 1217.695 | 1352.45 | 1347.5232 | 0.40299 | 0.42067 | 0.40353 | 0.39408 | 463.7101 | 512.2526 | 545.752 | 531.0337 | 0.099519 | 0.12334 | 0.12188 | 0.12195 | 0.047481 | 0.043666 | 0.043968 | 0.043796 | 114.5154 | 150.19 | 164.8396 | 164.3352 | 54.6361 | 53.1721 | 59.4649 | 59.0163
6 | 2 | 24 | 1606.1953 | 1679.3565 | 1746.8043 | 1767.4913 | 80 | 63 | 0 | 0 | 0 | 0 | 0 | 0 | 0 | 0 | 0 | 0 | 448.5883 | 432.6244 | 462.1952 | 495.3948 | 0 | 0 | 0 | 0 | 11.6555 | 15.2082 | 35.8045 | 78.1747 | 7.6069 | 15.5812 | 16.396 | 27.3726 | 1058.3445 | 1152.9427 | 1232.4085 | 1166.5493 | 0.40134 | 0.42366 | 0.4104 | 0.39542 | 424.7606 | 488.4544 | 505.7849 | 461.2714 | 0.10035 | 0.12315 | 0.12176 | 0.12179 | 0.048041 | 0.043511 | 0.043756 | 0.043496 | 106.2098 | 141.9859 | 150.0626 | 142.0791 | 50.8435 | 50.1657 | 53.9253 | 50.7402
6 | 3 | 1 | 1515.4782 | 1576.3083 | 1630.2846 | 1641.1432 | 80 | 63 | 0 | 0 | 0 | 0 | 0 | 0 | 0 | 0 | 0 | 0 | 409.2477 | 398.6665 | 425.7413 | 453.161 | 0 | 0 | 0 | 0 | -2.9958 | 49.5133 | 35.5797 | 13.7547 | 0.30088 | 17.5825 | 16.8008 | 31.4718 | 1028.9254 | 1047.546 | 1152.1628 | 1142.7557 | 0.4071 | 0.42843 | 0.41669 | 0.39372 | 418.8798 | 448.803 | 480.0939 | 449.9237 | 0.10062 | 0.12317 | 0.12176 | 0.12176 | 0.048187 | 0.04356 | 0.04382 | 0.04354 | 103.5338 | 129.0251 | 140.2874 | 139.1366 | 49.5805 | 45.6307 | 50.4874 | 49.7551
6 | 3 | 2 | 1459.8271 | 1510.4236 | 1553.3485 | 1556.0959 | 80 | 63 | 0 | 0 | 0 | 0 | 0 | 0 | 0 | 0 | 0 | 0 | 340.6508 | 331.8265 | 354.7444 | 376.7999 | 0 | 0 | 0 | 0 | -2.5252 | 15.6096 | 11.1167 | 7.635 | -1.0884 | 17.7429 | 20.2977 | 20.5905 | 1042.79 | 1082.2445 | 1167.1897 | 1151.0705 | 0.40672 | 0.42869 | 0.41639 | 0.39335 | 424.1199 | 463.944 | 486.0003 | 452.772 | 0.10087 | 0.12323 | 0.12176 | 0.12179 | 0.048351 | 0.043628 | 0.043704 | 0.0434 | 105.1857 | 133.362 | 142.1136 | 140.1834 | 50.4197 | 47.216 | 51.011 | 49.9561
6 | 3 | 3 | 1420.4673 | 1462.0308 | 1495.1616 | 1490.5596 | 80 | 63 | 0 | 0 | 0 | 0 | 0 | 0 | 0 | 0 | 0 | 0 | 290.4126 | 277.9742 | 298.4618 | 319.2902 | 0 | 0 | 0 | 0 | -3.2596 | 13.6825 | 24.9347 | 3.6441 | -1.1661 | 19.4874 | 10.7617 | 6.8153 | 1054.4804 | 1087.8867 | 1161.0033 | 1160.81 | 0.40558 | 0.42977 | 0.41648 | 0.39426 | 427.6772 | 467.5427 | 483.5398 | 457.6601 | 0.10067 | 0.1232 | 0.12174 | 0.12179 | 0.04805 | 0.043159 | 0.043515 | 0.043176 | 106.1585 | 134.0229 | 141.3402 | 141.3754 | 50.6675 | 46.9521 | 50.5206 | 50.1196
6 | 3 | 4 | 1408.3816 | 1441.6761 | 1465.5177 | 1453.2491 | 80 | 63 | 0 | 0 | 0 | 0 | 0 | 0 | 0 | 0 | 0 | 0 | 200.8777 | 176.4139 | 193.9287 | 213.5593 | 0 | 0 | 0 | 0 | -2.7373 | 36.7621 | 39.3185 | 6.2885 | -0.65183 | 22.2593 | 18.9486 | 14.4484 | 1130.893 | 1143.2407 | 1213.3219 | 1218.9529 | 0.40646 | 0.42931 | 0.41675 | 0.39303 | 459.6606 | 490.8042 | 505.6561 | 479.0816 | 0.10013 | 0.12316 | 0.12171 | 0.12177 | 0.047605 | 0.043086 | 0.043683 | 0.04331 | 113.235 | 140.7983 | 147.6752 | 148.4267 | 53.8365 | 49.2576 | 53.0018 | 52.793
6 | 3 | 5 | 1412.3533 | 1439.4618 | 1456.2612 | 1437.9203 | 80 | 63 | 0 | 0 | 0 | 0 | 0 | 0 | 0 | 0 | 0 | 0 | 157.2824 | 126.5873 | 141.3271 | 159.889 | 0 | 0 | 0 | 0 | -3.4836 | 43.1769 | 22.1865 | 10.8666 | -0.69788 | 15.7892 | 21.5172 | 30.2462 | 1179.2523 | 1190.9083 | 1271.2304 | 1236.9185 | 0.40796 | 0.42719 | 0.41626 | 0.3916 | 481.0906 | 508.7388 | 529.1579 | 484.3772 | 0.099766 | 0.12314 | 0.12168 | 0.12176 | 0.047471 | 0.04337 | 0.043898 | 0.043431 | 117.6493 | 146.6457 | 154.6842 | 150.6129 | 55.9803 | 51.6494 | 55.8043 | 53.7201
6 | 3 | 6 | 1382.4011 | 1398.5344 | 1403.3967 | 1375.8315 | 80 | 63 | 0 | 0 | 0 | 0 | 0 | 0 | 0 | 0 | 0 | 0 | 502.7466 | 472.0883 | 488.499 | 505.8751 | 0 | 0 | 0 | 0 | -3.7607 | -10.7345 | -6.8554 | 5.3301 | 2.0944 | 3.0648 | -0.72525 | 3.7218 | 801.3208 | 871.1158 | 922.4784 | 860.9046 | 0.40606 | 0.43154 | 0.41548 | 0.38797 | 325.3857 | 375.9202 | 383.2725 | 334.0023 | 0.10029 | 0.12329 | 0.12183 | 0.12193 | 0.047855 | 0.043715 | 0.043199 | 0.043012 | 80.3633 | 107.3985 | 112.3871 | 104.9733 | 38.3469 | 38.0809 | 39.8501 | 37.0292
6 | 3 | 7 | 1454.9105 | 1468.9033 | 1471.5252 | 1441.4666 | 80 | 63 | 0 | 0 | 0 | 0 | 0 | 0 | 0 | 0 | 0 | 0 | 884.6767 | 868.302 | 893.1837 | 917.6259 | 0 | 0 | 0 | 0 | -1.6075 | -14.3551 | -15.4907 | 4.4598 | 1.8184 | -2.5066 | -4.0984 | -4.4084 | 490.0229 | 554.463 | 597.9307 | 523.7894 | 0.39763 | 0.41039 | 0.41696 | 0.37762 | 194.8462 | 227.5467 | 249.3114 | 197.7939 | 0.10263 | 0.12462 | 0.12286 | 0.12445 | 0.049859 | 0.045686 | 0.044449 | 0.048037 | 50.291 | 69.095 | 73.4626 | 65.186 | 24.4318 | 25.3313 | 26.5771 | 25.161
6 | 3 | 8 | 1555.0603 | 1571.9567 | 1578.6161 | 1551.7757 | 80 | 63 | 0 | 0 | 0 | 0 | 0 | 0 | 0 | 0 | 0 | 0 | 1295.0041 | 1346.8264 | 1430.1877 | 1504.2324 | 0 | 0 | 0 | 0 | -1.4396 | -16.4259 | -28.5652 | 63.3853 | -1.3331 | -3.9499 | -5.9198 | -26.1916 | 182.8289 | 182.5062 | 182.9134 | 10.3496 | 0.39542 | 0.54534 | 0.3925 | 0.14136 | 72.2934 | 99.5273 | 71.7927 | 1.4631 | 0.10486 | 0.12517 | 0.12386 | 0.12721 | 0.052485 | 0.056601 | 0.046895 | 0.056459 | 19.1711 | 22.8445 | 22.6554 | 1.3166 | 9.5957 | 10.33 | 8.5777 | 0.58433
6 | 3 | 9 | 1662.6983 | 1687.5417 | 1703.8356 | 1684.7483 | 80 | 63 | 0 | 0 | 0 | 0 | 0 | 0 | 0 | 0 | 0 | 0 | 1552.0847 | 1672.0073 | 1819.4998 | 1946.593 | 0 | 0 | 0 | 0 | -1.3615 | -18.77 | -35.5664 | -81.9746 | 0.66353 | -13.2925 | -9.0856 | -35.9042 | 31.3115 | -15.403 | -71.0123 | -143.9659 | 0.3881 | 0.022118 | 0.022118 | 0.021036 | 12.152 | -0.34068 | -1.5706 | -3.0285 | 0.1048 | 0.12509 | 0.12371 | 0.12537 | 0.052609 | 0.049303 | 0.047265 | 0.054044 | 3.2816 | -1.9267 | -8.7847 | -18.0497 | 1.6473 | -0.75941 | -3.3564 | -7.7805
6 | 3 | 10 | 1761.7187 | 1790.7931 | 1810.7472 | 1792.2972 | 80 | 63 | 0 | 0 | 0 | 0 | 0 | 0 | 0 | 0 | 0 | 0 | 1695.688 | 1865.9014 | 2062.8139 | 2229.9587 | 0 | 0 | 0 | 0 | -1.8166 | -23.9901 | -26.4529 | -69.9881 | -0.29347 | -31.1151 | -30.3658 | -38.2696 | -11.8593 | -83.003 | -195.248 | -329.4038 | 0.39518 | 0.022118 | 0.022118 | 0.022118 | -4.6866 | -1.8358 | -4.3185 | -7.2857 | 0.10493 | 0.12388 | 0.12371 | 0.12482 | 0.053126 | 0.04685 | 0.047411 | 0.054693 | -1.2443 | -10.2822 | -24.1548 | -41.1155 | -0.63004 | -3.8887 | -9.2569 | -18.0161
6 | 3 | 11 | 1810.094 | 1841.5217 | 1862.5078 | 1842.4164 | 80 | 63 | 0 | 0 | 0 | 0 | 0 | 0 | 0 | 0 | 0 | 0 | 1752.427 | 1947.4389 | 2175.5867 | 2365.3002 | 0 | 0 | 0 | 0 | -4.9965 | -68.8642 | -59.8273 | -73.9739 | -4.5837 | -26.8681 | -27.2791 | -39.2253 | -12.7527 | -73.1848 | -225.9724 | -409.6847 | 0.39679 | 0.022118 | 0.022118 | 0.022118 | -5.0602 | -1.6187 | -4.998 | -9.0613 | 0.10508 | 0.12475 | 0.1237 | 0.12473 | 0.054511 | 0.049155 | 0.047529 | 0.054791 | -1.34 | -9.1298 | -27.9531 | -51.0993 | -0.69516 | -3.5974 | -10.7402 | -22.4472
6 | 3 | 12 | 1850.9706 | 1885.3219 | 1908.3726 | 1888.0681 | 80 | 63 | 0 | 0 | 0 | 0 | 0 | 0 | 0 | 0 | 0 | 0 | 1776.2301 | 1979.3015 | 2224.1222 | 2426.1873 | 0 | 0 | 0 | 0 | -5.953 | -63.21 | -85.1792 | -76.1534 | -4.2867 | -36.3566 | -22.2043 | -39.2437 | 4.9802 | -57.413 | -208.3661 | -422.7222 | 0.39234 | 0.022118 | 0.022118 | 0.022118 | 1.954 | -1.2698 | -4.6086 | -9.3497 | 0.1061 | 0.126 | 0.12363 | 0.12476 | 0.05425 | 0.047139 | 0.047545 | 0.054996 | 0.52841 | -7.234 | -25.7607 | -52.7392 | 0.27018 | -2.7064 | -9.9068 | -23.2481
6 | 3 | 13 | 1887.1392 | 1926.4064 | 1954.3489 | 1936.9732 | 80 | 63 | 0 | 0 | 0 | 0 | 0 | 0 | 0 | 0 | 0 | 0 | 1772.1888 | 1963.7502 | 2217.3181 | 2422.9505 | 0 | 0 | 0 | 0 | -6.3022 | -62.3817 | -33.853 | -81.9948 | -5.0094 | -34.1785 | -32.9557 | -38.1567 | 46.262 | -3.7836 | -196.1604 | -365.8258 | 0.39433 | 0.022118 | 0.022118 | 0.022118 | 18.2424 | -0.083685 | -4.3386 | -8.0912 | 0.10585 | 0.12607 | 0.12362 | 0.12461 | 0.053834 | 0.047317 | 0.047312 | 0.05437 | 4.8969 | -0.477 | -24.2493 | -45.5851 | 2.4905 | -0.17903 | -9.2807 | -19.8898
6 | 3 | 14 | 1910.5713 | 1954.0989 | 1986.7665 | 1973.0209 | 80 | 63 | 0 | 0 | 0 | 0 | 0 | 0 | 0 | 0 | 0 | 0 | 1844.8677 | 2012.8967 | 2264.1762 | 2469.325 | 0 | 0 | 0 | 0 | -5.1761 | -50.3723 | -49.0536 | -58.9444 | -4.1895 | -32.1375 | -36.7597 | -38.1567 | -4.9309 | -39.288 | -191.5964 | -399.203 | 0.39259 | 0.022448 | 0.022118 | 0.021917 | -1.9358 | -0.88193 | -4.2377 | -8.7491 | 0.10333 | 0.12622 | 0.12352 | 0.12494 | 0.050799 | 0.041324 | 0.046765 | 0.05208 | -0.50949 | -4.9588 | -23.6662 | -49.877 | -0.25049 | -1.6235 | -8.96 | -20.7904
6 | 3 | 15 | 1939.2464 | 1987.6995 | 2025.5667 | 2015.4604 | 80 | 63 | 0 | 0 | 0 | 0 | 0 | 0 | 0 | 0 | 0 | 0 | 1834.8504 | 1963.5476 | 2193.6031 | 2388.3922 | 0 | 0 | 0 | 0 | -3.5068 | -73.9784 | -48.886 | -59.276 | -6.2485 | -30.1425 | -32.3891 | -38.1567 | 34.1513 | 65.2728 | -86.7613 | -275.4991 | 0.38933 | 0.022983 | 0.021613 | 0.020742 | 13.296 | 1.5002 | -1.8752 | -5.7143 | 0.10202 | 0.12624 | 0.12336 | 0.12491 | 0.049384 | 0.046185 | 0.046049 | 0.049947 | 3.4843 | 8.2401 | -10.7032 | -34.4133 | 1.6865 | 3.0146 | -3.9953 | -13.7604
6 | 3 | 16 | 1982.1838 | 2042.3131 | 2093.0504 | 2092.9702 | 80 | 63 | 0 | 0 | 0 | 0 | 0 | 0 | 0 | 0 | 0 | 0 | 1709.812 | 1792.563 | 1987.6336 | 2156.9366 | 0 | 0 | 0 | 0 | -1.4255 | -21.7558 | -7.2403 | -35.4959 | -6.0928 | -22.8758 | -13.171 | -37.909 | 199.8902 | 231.3817 | 125.8281 | 9.4386 | 0.39725 | 0.023616 | 0.020937 | 0.02146 | 79.4068 | 5.4642 | 2.6344 | 0.20256 | 0.1011 | 0.12441 | 0.12269 | 0.12339 | 0.048884 | 0.044949 | 0.044678 | 0.045872 | 20.2093 | 28.786 | 15.4378 | 1.1646 | 9.7714 | 10.4003 | 5.6217 | 0.43297
6 | 3 | 17 | 1992.467 | 2063.5862 | 2126.5681 | 2136.5306 | 80 | 63 | 0 | 0 | 0 | 0 | 0 | 0 | 0 | 0 | 0 | 0 | 1524.3001 | 1558.5026 | 1696.927 | 1817.7502 | 0 | 0 | 0 | 0 | -1.2466 | -13.3686 | -37.4523 | 29.4701 | -5.3476 | -7.0394 | -7.3025 | -7.3189 | 394.761 | 462.4916 | 474.3959 | 296.6292 | 0.40602 | 0.342 | 0.42749 | 0.2585 | 160.2813 | 158.1736 | 202.7986 | 76.6778 | 0.10015 | 0.12392 | 0.12219 | 0.12278 | 0.047543 | 0.044642 | 0.043637 | 0.043767 | 39.5342 | 57.3106 | 57.9678 | 36.4213 | 18.7679 | 20.6467 | 20.7013 | 12.9825
6 | 3 | 18 | 1985.2976 | 2067.2485 | 2142.5755 | 2163.1923 | 80 | 63 | 0 | 0 | 0 | 0 | 0 | 0 | 0 | 0 | 0 | 0 | 1133.8274 | 1116.657 | 1192.0222 | 1259.066 | 0 | 0 | 0 | 0 | -1.4172 | -11.8497 | -32.4546 | -5.0454 | -2.3502 | -5.1186 | -5.3636 | -4.3752 | 775.2376 | 904.5598 | 988.3715 | 913.547 | 0.4027 | 0.42494 | 0.41159 | 0.40375 | 312.1846 | 384.3815 | 406.8012 | 368.8433 | 0.099893 | 0.12352 | 0.12198 | 0.12226 | 0.047344 | 0.043719 | 0.043481 | 0.043375 | 77.4405 | 111.7276 | 120.5602 | 111.6882 | 36.7025 | 39.5467 | 42.9756 | 39.6252
6 | 3 | 19 | 1986.3985 | 2075.7381 | 2159.3156 | 2186.7808 | 80 | 63 | 0 | 0 | 0 | 0 | 0 | 0 | 0 | 0 | 0 | 0 | 680.8587 | 640.4776 | 689.037 | 728.8533 | 0 | 0 | 0 | 0 | -2.2351 | 9.0104 | 19.6514 | 23.1271 | 1.9717 | 2.3781 | -0.48402 | 4.5431 | 1225.8032 | 1360.872 | 1451.1113 | 1430.2573 | 0.40839 | 0.42225 | 0.40697 | 0.39265 | 500.6034 | 574.6271 | 590.5586 | 561.5859 | 0.10001 | 0.12461 | 0.12331 | 0.12277 | 0.047498 | 0.045407 | 0.045605 | 0.044747 | 122.5919 | 169.5802 | 178.933 | 175.5929 | 58.2232 | 61.7937 | 66.1779 | 63.9992
6 | 3 | 20 | 2074.3176 | 2170.7983 | 2261.2536 | 2292.1225 | 80 | 63 | 0 | 0 | 0 | 0 | 0 | 0 | 0 | 0 | 0 | 0 | 526.5857 | 491.4117 | 536.4529 | 571.8754 | 0 | 0 | 0 | 0 | 0.84279 | 11.9832 | 0.80744 | 40.7392 | 3.0504 | 25.9108 | 25.9112 | 34.9392 | 1463.8386 | 1578.4926 | 1698.0821 | 1644.5688 | 0.40942 | 0.43553 | 0.40598 | 0.39629 | 599.3294 | 687.479 | 689.3928 | 651.7237 | 0.10025 | 0.1246 | 0.12337 | 0.12275 | 0.047619 | 0.04531 | 0.04563 | 0.044849 | 146.7476 | 196.6731 | 209.4965 | 201.8741 | 69.7067 | 71.5209 | 77.484 | 73.757
6 | 3 | 21 | 2041.2049 | 2137.5612 | 2227.728 | 2258.5491 | 80 | 63 | 0 | 0 | 0 | 0 | 0 | 0 | 0 | 0 | 0 | 0 | 544.3023 | 520.661 | 563.8161 | 596.8089 | 0 | 0 | 0 | 0 | 3.0822 | 24.4592 | 16.6515 | 27.9019 | 2.645 | 23.5199 | 22.7961 | 36.4322 | 1411.1753 | 1505.9212 | 1624.4643 | 1597.4061 | 0.4094 | 0.43476 | 0.40586 | 0.39679 | 577.7331 | 654.719 | 659.3104 | 633.8383 | 0.099944 | 0.12452 | 0.12326 | 0.12262 | 0.047525 | 0.0452 | 0.045607 | 0.044782 | 141.0382 | 187.5247 | 200.2371 | 195.8733 | 67.0665 | 68.0671 | 74.0862 | 71.5347
6 | 3 | 22 | 1881.8684 | 1973.2112 | 2059.0584 | 2089.6381 | 80 | 63 | 0 | 0 | 0 | 0 | 0 | 0 | 0 | 0 | 0 | 0 | 526.8365 | 497.8494 | 539.4194 | 575.7995 | 0 | 0 | 0 | 0 | 9.3371 | 48.1291 | 76.7922 | 32.5006 | 2.9415 | 12.3873 | 8.2287 | 35.3658 | 1262.7533 | 1351.8454 | 1434.6182 | 1445.9723 | 0.40731 | 0.42231 | 0.40449 | 0.39511 | 514.3349 | 570.8996 | 580.2955 | 571.3207 | 0.099763 | 0.12434 | 0.12277 | 0.12237 | 0.047398 | 0.044674 | 0.044754 | 0.044299 | 125.9764 | 168.0931 | 176.1267 | 176.9488 | 59.8521 | 60.3922 | 64.2042 | 64.0555
6 | 3 | 23 | 1701.8582 | 1786.1702 | 1865.6155 | 1894.6588 | 80 | 63 | 0 | 0 | 0 | 0 | 0 | 0 | 0 | 0 | 0 | 0 | 477.9691 | 439.3562 | 479.9829 | 517.1816 | 0 | 0 | 0 | 0 | 14.2019 | 57.4548 | 37.4534 | 22.5271 | 7.6943 | 17.7368 | 15.9373 | 29.4297 | 1121.9929 | 1208.6225 | 1332.2419 | 1325.5204 | 0.40299 | 0.42067 | 0.40353 | 0.39408 | 452.1469 | 508.436 | 537.5974 | 522.3628 | 0.099519 | 0.12334 | 0.12188 | 0.12195 | 0.047481 | 0.043666 | 0.043968 | 0.043796 | 111.6598 | 149.071 | 162.3765 | 161.6518 | 53.2736 | 52.7759 | 58.5764 | 58.0527
6 | 3 | 24 | 1567.0154 | 1637.8812 | 1703.0981 | 1722.7703 | 80 | 63 | 0 | 0 | 0 | 0 | 0 | 0 | 0 | 0 | 0 | 0 | 425.5049 | 376.7653 | 418.526 | 453.0791 | 0 | 0 | 0 | 0 | 11.6555 | 15.2082 | 35.8045 | 78.1747 | 7.6069 | 15.5812 | 16.396 | 27.3726 | 1042.2481 | 1167.3266 | 1232.3716 | 1164.1439 | 0.40134 | 0.42366 | 0.4104 | 0.39542 | 418.3004 | 494.5483 | 505.7698 | 460.3203 | 0.10035 | 0.12315 | 0.12176 | 0.12179 | 0.048041 | 0.043511 | 0.043756 | 0.043496 | 104.5945 | 143.7573 | 150.0581 | 141.7862 | 50.0702 | 50.7916 | 53.9237 | 50.6356
6 | 4 | 1 | 1500.0162 | 1559.9404 | 1613.0362 | 1623.4944 | 80 | 63 | 0 | 0 | 0 | 0 | 0 | 0 | 0 | 0 | 0 | 0 | 401.8941 | 358.1144 | 398.5987 | 428.4535 | 0 | 0 | 0 | 0 | -2.9958 | 49.5133 | 35.5797 | 13.7547 | 0.30088 | 17.5825 | 16.8008 | 31.4718 | 1020.817 | 1071.7302 | 1162.057 | 1149.8144 | 0.4071 | 0.42843 | 0.41669 | 0.39372 | 415.5789 | 459.1643 | 484.2167 | 452.7029 | 0.10062 | 0.12317 | 0.12176 | 0.12176 | 0.048187 | 0.04356 | 0.04382 | 0.04354 | 102.7179 | 132.0039 | 141.4922 | 139.996 | 49.1897 | 46.6841 | 50.9209 | 50.0624
6 | 4 | 2 | 1444.7149 | 1494.426 | 1536.4904 | 1538.8463 | 80 | 63 | 0 | 0 | 0 | 0 | 0 | 0 | 0 | 0 | 0 | 0 | 340.6498 | 291.0337 | 330.6022 | 356.3905 | 0 | 0 | 0 | 0 | -2.5252 | 15.6096 | 11.1167 | 7.635 | -1.0884 | 17.7429 | 20.2977 | 20.5905 | 1027.6788 | 1107.0397 | 1174.4738 | 1154.2304 | 0.40672 | 0.42869 | 0.41639 | 0.39335 | 417.9739 | 474.5734 | 489.0333 | 454.0149 | 0.10087 | 0.12323 | 0.12176 | 0.12179 | 0.048351 | 0.043628 | 0.043704 | 0.0434 | 103.6614 | 136.4175 | 143.0005 | 140.5682 | 49.6891 | 48.2978 | 51.3293 | 50.0933
6 | 4 | 3 | 1436.1392 | 1478.6209 | 1512.6441 | 1508.448 | 80 | 63 | 0 | 0 | 0 | 0 | 0 | 0 | 0 | 0 | 0 | 0 | 275.39 | 218.9684 | 257.2036 | 279.1326 | 0 | 0 | 0 | 0 | -3.2596 | 13.6825 | 24.9347 | 3.6441 | -1.1661 | 19.4874 | 10.7617 | 6.8153 | 1085.1749 | 1163.4826 | 1219.744 | 1218.856 | 0.40558 | 0.42977 | 0.41648 | 0.39426 | 440.1263 | 500.0316 | 508.0044 | 480.5453 | 0.10067 | 0.1232 | 0.12174 | 0.12179 | 0.04805 | 0.043159 | 0.043515 | 0.043176 | 109.2487 | 143.336 | 148.4913 | 148.4449 | 52.1424 | 50.2147 | 53.0767 | 52.6258
6 | 4 | 4 | 1476.0368 | 1513.2949 | 1540.9888 | 1530.4727 | 80 | 63 | 0 | 0 | 0 | 0 | 0 | 0 | 0 | 0 | 0 | 0 | 253.94 | 197.4275 | 235.0249 | 253.8612 | 0 | 0 | 0 | 0 | -2.7373 | 36.7621 | 39.3185 | 6.2885 | -0.65183 | 22.2593 | 18.9486 | 14.4484 | 1145.4859 | 1193.846 | 1247.6968 | 1255.8747 | 0.40646 | 0.42931 | 0.41675 | 0.39303 | 465.592 | 512.5296 | 519.982 | 493.5928 | 0.10013 | 0.12316 | 0.12171 | 0.12177 | 0.047605 | 0.043086 | 0.043683 | 0.04331 | 114.6962 | 147.0307 | 151.859 | 152.9225 | 54.5312 | 51.438 | 54.5034 | 54.392
6 | 4 | 5 | 1566.694 | 1602.8446 | 1628.4322 | 1614.0891 | 80 | 63 | 0 | 0 | 0 | 0 | 0 | 0 | 0 | 0 | 0 | 0 | 251.9316 | 198.3141 | 234.4867 | 249.1198 | 0 | 0 | 0 | 0 | -3.4836 | 43.1769 | 22.1865 | 10.8666 | -0.69788 | 15.7892 | 21.5172 | 30.2462 | 1238.9439 | 1282.5644 | 1350.2418 | 1323.8565 | 0.40796 | 0.42719 | 0.41626 | 0.3916 | 505.4425 | 547.893 | 562.0469 | 518.4221 | 0.099766 | 0.12314 | 0.12168 | 0.12176 | 0.047471 | 0.04337 | 0.043898 | 0.043431 | 123.6045 | 157.9321 | 164.2984 | 161.1989 | 58.8139 | 55.6245 | 59.2727 | 57.4959
6 | 4 | 6 | 1685.0656 | 1718.9306 | 1741.0268 | 1721.3013 | 80 | 63 | 0 | 0 | 0 | 0 | 0 | 0 | 0 | 0 | 0 | 0 | 619.1738 | 570.2366 | 606.1036 | 619.92 | 0 | 0 | 0 | 0 | -3.7607 | -10.7345 | -6.8554 | 5.3301 | 2.0944 | 3.0648 | -0.72525 | 3.7218 | 987.5581 | 1093.3638 | 1142.5038 | 1092.3294 | 0.40606 | 0.43154 | 0.41548 | 0.38797 | 401.0096 | 471.8288 | 474.6889 | 423.7874 | 0.10029 | 0.12329 | 0.12183 | 0.12193 | 0.047855 | 0.043715 | 0.043199 | 0.043012 | 99.0408 | 134.7991 | 139.1931 | 133.1917 | 47.2593 | 47.7965 | 49.3549 | 46.9832
6 | 4 | 7 | 1857.5535 | 1895.1355 | 1920.684 | 1901.0548 | 80 | 63 | 0 | 0 | 0 | 0 | 0 | 0 | 0 | 0 | 0 | 0 | 1008.9295 | 978.7246 | 1022.4148 | 1046.9485 | 0 | 0 | 0 | 0 | -1.6075 | -14.3551 | -15.4907 | 4.4598 | 1.8184 | -2.5066 | -4.0984 | -4.4084 | 768.4132 | 870.2727 | 917.8583 | 854.0549 | 0.39763 | 0.41039 | 0.41696 | 0.37762 | 305.5416 | 357.1522 | 382.7075 | 322.5091 | 0.10263 | 0.12462 | 0.12286 | 0.12445 | 0.049859 | 0.045686 | 0.044449 | 0.048037 | 78.8621 | 108.4499 | 112.7694 | 106.2879 | 38.3119 | 39.7595 | 40.7974 | 41.0258
6 | 4 | 8 | 1964.0701 | 2004.9287 | 2034.8772 | 2018.631 | 80 | 63 | 0 | 0 | 0 | 0 | 0 | 0 | 0 | 0 | 0 | 0 | 1244.4828 | 1272.0012 | 1360.5292 | 1426.3783 | 0 | 0 | 0 | 0 | -1.4396 | -16.4259 | -28.5652 | 63.3853 | -1.3331 | -3.9499 | -5.9198 | -26.1916 | 642.3601 | 690.3033 | 708.8329 | 555.059 | 0.39542 | 0.54534 | 0.3925 | 0.14136 | 253.9991 | 376.4477 | 278.2139 | 78.4653 | 0.10486 | 0.12517 | 0.12386 | 0.12721 | 0.052485 | 0.056601 | 0.046895 | 0.056459 | 67.3566 | 86.4062 | 87.7949 | 70.6109 | 33.714 | 39.0717 | 33.2406 | 31.3381
6 | 4 | 9 | 2071.3583 | 2120.1433 | 2159.7064 | 2151.2043 | 80 | 63 | 0 | 0 | 0 | 0 | 0 | 0 | 0 | 0 | 0 | 0 | 1475.0997 | 1559.3121 | 1701.398 | 1811.9249 | 0 | 0 | 0 | 0 | -1.3615 | -18.77 | -35.5664 | -81.9746 | 0.66353 | -13.2925 | -9.0856 | -35.9042 | 516.9565 | 529.8938 | 502.9604 | 457.1583 | 0.3881 | 0.022118 | 0.022118 | 0.021036 | 200.6308 | 11.7201 | 11.1244 | 9.6169 | 0.1048 | 0.12509 | 0.12371 | 0.12537 | 0.052609 | 0.049303 | 0.047265 | 0.054044 | 54.179 | 66.2826 | 62.2198 | 57.3161 | 27.1967 | 26.1252 | 23.7724 | 24.7067
6 | 4 | 10 | 2170.8684 | 2223.9132 | 2267.1643 | 2259.3123 | 80 | 63 | 0 | 0 | 0 | 0 | 0 | 0 | 0 | 0 | 0 | 0 | 1685.6669 | 1819.4814 | 2010.2912 | 2163.1739 | 0 | 0 | 0 | 0 | -1.8166 | -23.9901 | -26.4529 | -69.9881 | -0.29347 | -31.1151 | -30.3658 | -38.2696 | 407.3116 | 396.537 | 313.6918 | 204.396 | 0.39518 | 0.022118 | 0.022118 | 0.022118 | 160.9629 | 8.7705 | 6.9382 | 4.5208 | 0.10493 | 0.12388 | 0.12371 | 0.12482 | 0.053126 | 0.04685 | 0.047411 | 0.054693 | 42.7376 | 49.1221 | 38.8078 | 25.5123 | 21.6389 | 18.5779 | 14.8725 | 11.179
6 | 4 | 11 | 2225.4006 | 2281.1594 | 2325.7931 | 2316.459 | 80 | 63 | 0 | 0 | 0 | 0 | 0 | 0 | 0 | 0 | 0 | 0 | 1748.9798 | 1903.2613 | 2124.7585 | 2302.4242 | 0 | 0 | 0 | 0 | -4.9965 | -68.8642 | -59.8273 | -73.9739 | -4.5837 | -26.8681 | -27.2791 | -39.2253 | 406.001 | 410.6304 | 288.141 | 127.234 | 0.39679 | 0.022118 | 0.022118 | 0.022118 | 161.098 | 9.0822 | 6.3731 | 2.8141 | 0.10508 | 0.12475 | 0.1237 | 0.12473 | 0.054511 | 0.049155 | 0.047529 | 0.054791 | 42.6608 | 51.2262 | 35.6434 | 15.8697 | 22.1316 | 20.1846 | 13.695 | 6.9713
6 | 4 | 12 | 2252.1445 | 2309.9988 | 2355.8924 | 2345.9792 | 80 | 63 | 0 | 0 | 0 | 0 | 0 | 0 | 0 | 0 | 0 | 0 | 1777.2478 | 1937.1824 | 2180.2448 | 2376.6503 | 0 | 0 | 0 | 0 | -5.953 | -63.21 | -85.1792 | -76.1534 | -4.2867 | -36.3566 | -22.2043 | -39.2437 | 405.1363 | 409.383 | 283.0312 | 84.7259 | 0.39234 | 0.022118 | 0.022118 | 0.022118 | 158.9526 | 9.0546 | 6.26 | 1.8739 | 0.1061 | 0.126 | 0.12363 | 0.12476 | 0.05425 | 0.047139 | 0.047545 | 0.054996 | 42.9856 | 51.582 | 34.9917 | 10.5705 | 21.9785 | 19.2981 | 13.4568 | 4.6596
6 | 4 | 13 | 2310.1418 | 2374.1909 | 2426.2193 | 2419.8003 | 80 | 63 | 0 | 0 | 0 | 0 | 0 | 0 | 0 | 0 | 0 | 0 | 1812.8346 | 1963.1997 | 2216.6985 | 2425.9135 | 0 | 0 | 0 | 0 | -6.3022 | -62.3817 | -33.853 | -81.9948 | -5.0094 | -34.1785 | -32.9557 | -38.1567 | 428.6188 | 444.5514 | 276.3295 | 114.0382 | 0.39433 | 0.022118 | 0.022118 | 0.022118 | 169.0165 | 9.8325 | 6.1118 | 2.5223 | 0.10585 | 0.12607 | 0.12362 | 0.12461 | 0.053834 | 0.047317 | 0.047312 | 0.05437 | 45.3702 | 56.0451 | 34.1598 | 14.2102 | 23.0744 | 21.0348 | 13.0737 | 6.2002
6 | 4 | 14 | 2345.8176 | 2414.8445 | 2472.2951 | 2469.8233 | 80 | 63 | 0 | 0 | 0 | 0 | 0 | 0 | 0 | 0 | 0 | 0 | 1871.5866 | 2000.6115 | 2243.4767 | 2449.8326 | 0 | 0 | 0 | 0 | -5.1761 | -50.3723 | -49.0536 | -58.9444 | -4.1895 | -32.1375 | -36.7597 | -38.1567 | 403.5965 | 433.7428 | 314.6317 | 117.0918 | 0.39259 | 0.022448 | 0.022118 | 0.021917 | 158.4472 | 9.7366 | 6.959 | 2.5662 | 0.10333 | 0.12622 | 0.12352 | 0.12494 | 0.050799 | 0.041324 | 0.046765 | 0.05208 | 41.7017 | 54.746 | 38.8637 | 14.6296 | 20.5023 | 17.9238 | 14.7137 | 6.0981
6 | 4 | 15 | 2360.4999 | 2433.6325 | 2495.4859 | 2496.291 | 80 | 63 | 0 | 0 | 0 | 0 | 0 | 0 | 0 | 0 | 0 | 0 | 1824.1396 | 1916.2159 | 2125.7299 | 2306.6552 | 0 | 0 | 0 | 0 | -3.5068 | -73.9784 | -48.886 | -59.276 | -6.2485 | -30.1425 | -32.3891 | -38.1567 | 466.1155 | 558.5375 | 451.0312 | 287.0686 | 0.38933 | 0.022983 | 0.021613 | 0.020742 | 181.4714 | 12.8371 | 9.7481 | 5.9542 | 0.10202 | 0.12624 | 0.12336 | 0.12491 | 0.049384 | 0.046185 | 0.046049 | 0.049947 | 47.555 | 70.5103 | 55.6411 | 35.8585 | 23.0188 | 25.7958 | 20.7696 | 14.3383
6 | 4 | 16 | 2350.3347 | 2432.0323 | 2503.7322 | 2513.1879 | 80 | 63 | 0 | 0 | 0 | 0 | 0 | 0 | 0 | 0 | 0 | 0 | 1690.7779 | 1742.7473 | 1915.4208 | 2067.9377 | 0 | 0 | 0 | 0 | -1.4255 | -21.7558 | -7.2403 | -35.4959 | -6.0928 | -22.8758 | -13.171 | -37.909 | 587.075 | 670.9166 | 608.7227 | 518.6551 | 0.39725 | 0.023616 | 0.020937 | 0.02146 | 233.2168 | 15.8441 | 12.7445 | 11.1306 | 0.1011 | 0.12441 | 0.12269 | 0.12339 | 0.048884 | 0.044949 | 0.044678 | 0.045872 | 59.3546 | 83.4682 | 74.6841 | 63.9972 | 28.6984 | 30.1567 | 27.1963 | 23.7917
6 | 4 | 17 | 2307.5151 | 2397.0916 | 2478.0125 | 2496.1354 | 80 | 63 | 0 | 0 | 0 | 0 | 0 | 0 | 0 | 0 | 0 | 0 | 1422.4838 | 1425.0609 | 1547.3145 | 1659.4697 | 0 | 0 | 0 | 0 | -1.2466 | -13.3686 | -37.4523 | 29.4701 | -5.3476 | -7.0394 | -7.3025 | -7.3189 | 811.6254 | 929.4386 | 975.4527 | 814.5144 | 0.40602 | 0.342 | 0.42749 | 0.2585 | 329.5371 | 317.871 | 416.9944 | 210.5496 | 0.10015 | 0.12392 | 0.12219 | 0.12278 | 0.047543 | 0.044642 | 0.043637 | 0.043767 | 81.282 | 115.1733 | 119.1933 | 100.0092 | 38.5867 | 41.4922 | 42.566 | 35.6486
6 | 4 | 18 | 2248.5723 | 2345.9474 | 2436.2653 | 2463.7015 | 80 | 63 | 0 | 0 | 0 | 0 | 0 | 0 | 0 | 0 | 0 | 0 | 1092.0518 | 1062.1647 | 1131.5184 | 1200.8835 | 0 | 0 | 0 | 0 | -1.4172 | -11.8497 | -32.4546 | -5.0454 | -2.3502 | -5.1186 | -5.3636 | -4.3752 | 1080.2878 | 1237.7509 | 1342.5651 | 1272.2386 | 0.4027 | 0.42494 | 0.41159 | 0.40375 | 435.027 | 525.9669 | 552.5828 | 513.6646 | 0.099893 | 0.12352 | 0.12198 | 0.12226 | 0.047344 | 0.043719 | 0.043481 | 0.043375 | 107.9128 | 152.882 | 163.7643 | 155.541 | 51.1447 | 54.1136 | 58.3764 | 55.1835
6 | 4 | 19 | 2223.2268 | 2326.4411 | 2423.5037 | 2457.1032 | 80 | 63 | 0 | 0 | 0 | 0 | 0 | 0 | 0 | 0 | 0 | 0 | 729.7395 | 696.8094 | 739.9182 | 788.3366 | 0 | 0 | 0 | 0 | -2.2351 | 9.0104 | 19.6514 | 23.1271 | 1.9717 | 2.3781 | -0.48402 | 4.5431 | 1413.7508 | 1555.2433 | 1664.4182 | 1641.0964 | 0.40839 | 0.42225 | 0.40697 | 0.39265 | 577.359 | 656.7003 | 677.368 | 644.3711 | 0.10001 | 0.12461 | 0.12331 | 0.12277 | 0.047498 | 0.045407 | 0.045605 | 0.044747 | 141.3885 | 193.8011 | 205.2354 | 201.4777 | 67.1504 | 70.6196 | 75.9057 | 73.4336
6 | 4 | 20 | 2273.0854 | 2381.2111 | 2482.9843 | 2519.0017 | 80 | 63 | 0 | 0 | 0 | 0 | 0 | 0 | 0 | 0 | 0 | 0 | 610.4083 | 589.6639 | 626.0632 | 676.5196 | 0 | 0 | 0 | 0 | 0.84279 | 11.9832 | 0.80744 | 40.7392 | 3.0504 | 25.9108 | 25.9112 | 34.9392 | 1578.7839 | 1690.6532 | 1830.2024 | 1766.8038 | 0.40942 | 0.43553 | 0.40598 | 0.39629 | 646.3906 | 736.3282 | 743.0314 | 700.1641 | 0.10025 | 0.1246 | 0.12337 | 0.12275 | 0.047619 | 0.04531 | 0.04563 | 0.044849 | 158.2707 | 210.6478 | 225.7965 | 216.8786 | 75.1803 | 76.6028 | 83.5126 | 79.2391
6 | 4 | 21 | 2208.209 | 2314.3495 | 2414.0255 | 2449.1724 | 80 | 63 | 0 | 0 | 0 | 0 | 0 | 0 | 0 | 0 | 0 | 0 | 590.854 | 569.8006 | 600.7999 | 656.2629 | 0 | 0 | 0 | 0 | 3.0822 | 24.4592 | 16.6515 | 27.9019 | 2.645 | 23.5199 | 22.7961 | 36.4322 | 1531.6278 | 1633.5698 | 1773.778 | 1728.5753 | 0.4094 | 0.43476 | 0.40586 | 0.39679 | 627.0462 | 710.2159 | 719.9113 | 685.8852 | 0.099944 | 0.12452 | 0.12326 | 0.12262 | 0.047525 | 0.0452 | 0.045607 | 0.044782 | 153.0767 | 203.4202 | 218.6421 | 211.9572 | 72.7911 | 73.8367 | 80.8959 | 77.4087
6 | 4 | 22 | 2020.2573 | 2119.7077 | 2213.4348 | 2247.5991 | 80 | 63 | 0 | 0 | 0 | 0 | 0 | 0 | 0 | 0 | 0 | 0 | 567.7512 | 542.8065 | 571.9644 | 629.3848 | 0 | 0 | 0 | 0 | 9.3371 | 48.1291 | 76.7922 | 32.5006 | 2.9415 | 12.3873 | 8.2287 | 35.3658 | 1360.2275 | 1453.3848 | 1556.4495 | 1550.348 | 0.40731 | 0.42231 | 0.40449 | 0.39511 | 554.0374 | 613.7809 | 629.5756 | 612.5608 | 0.099763 | 0.12434 | 0.12277 | 0.12237 | 0.047398 | 0.044674 | 0.044754 | 0.044299 | 135.7007 | 180.7188 | 191.0838 | 189.7217 | 64.4722 | 64.9284 | 69.6566 | 68.6793
6 | 4 | 23 | 1827.5137 | 1919.1872 | 2005.7874 | 2038.0855 | 80 | 63 | 0 | 0 | 0 | 0 | 0 | 0 | 0 | 0 | 0 | 0 | 557.2986 | 530.3636 | 560.1953 | 616.4889 | 0 | 0 | 0 | 0 | 14.2019 | 57.4548 | 37.4534 | 22.5271 | 7.6943 | 17.7368 | 15.9373 | 29.4297 | 1168.3188 | 1250.6321 | 1392.2013 | 1369.6398 | 0.40299 | 0.42067 | 0.40353 | 0.39408 | 470.8155 | 526.1084 | 561.7928 | 539.7494 | 0.099519 | 0.12334 | 0.12188 | 0.12195 | 0.047481 | 0.043666 | 0.043968 | 0.043796 | 116.2701 | 154.2525 | 169.6845 | 167.0324 | 55.4732 | 54.6103 | 61.2127 | 59.985
6 | 4 | 24 | 1693.4404 | 1771.713 | 1844.1285 | 1867.0754 | 80 | 63 | 0 | 0 | 0 | 0 | 0 | 0 | 0 | 0 | 0 | 0 | 556.4068 | 531.8797 | 563.3434 | 615.5232 | 0 | 0 | 0 | 0 | 11.6555 | 15.2082 | 35.8045 | 78.1747 | 7.6069 | 15.5812 | 16.396 | 27.3726 | 1037.7713 | 1146.0439 | 1228.5847 | 1146.0049 | 0.40134 | 0.42366 | 0.4104 | 0.39542 | 416.5036 | 485.5317 | 504.2156 | 453.1479 | 0.10035 | 0.12315 | 0.12176 | 0.12179 | 0.048041 | 0.043511 | 0.043756 | 0.043496 | 104.1452 | 141.1363 | 149.5969 | 139.5769 | 49.8552 | 49.8655 | 53.758 | 49.8466
6 | 5 | 1 | 1605.8718 | 1671.9976 | 1731.1209 | 1744.321 | 80 | 63 | 0 | 0 | 0 | 0 | 0 | 0 | 0 | 0 | 0 | 0 | 542.2438 | 518.3947 | 548.4781 | 600.1397 | 0 | 0 | 0 | 0 | -2.9958 | 49.5133 | 35.5797 | 13.7547 | 0.30088 | 17.5825 | 16.8008 | 31.4718 | 986.3229 | 1023.5071 | 1130.2623 | 1098.9548 | 0.4071 | 0.42843 | 0.41669 | 0.39372 | 401.5362 | 438.504 | 470.9682 | 432.6785 | 0.10062 | 0.12317 | 0.12176 | 0.12176 | 0.048187 | 0.04356 | 0.04382 | 0.04354 | 99.247 | 126.0643 | 137.6208 | 133.8036 | 47.5276 | 44.5835 | 49.5277 | 47.848
6 | 5 | 2 | 1543.2243 | 1598.7066 | 1646.3802 | 1651.2877 | 80 | 63 | 0 | 0 | 0 | 0 | 0 | 0 | 0 | 0 | 0 | 0 | 511.4686 | 487.8946 | 514.8368 | 566.3603 | 0 | 0 | 0 | 0 | -2.5252 | 15.6096 | 11.1167 | 7.635 | -1.0884 | 17.7429 | 20.2977 | 20.5905 | 955.3694 | 1014.4593 | 1100.1289 | 1056.702 | 0.40672 | 0.42869 | 0.41639 | 0.39335 | 388.5645 | 434.8854 | 458.0772 | 415.6523 | 0.10087 | 0.12323 | 0.12176 | 0.12179 | 0.048351 | 0.043628 | 0.043704 | 0.0434 | 96.3676 | 125.009 | 133.9485 | 128.6907 | 46.1929 | 44.2587 | 48.0802 | 45.8606
6 | 5 | 3 | 1514.6389 | 1561.7195 | 1600.2125 | 1598.0497 | 80 | 63 | 0 | 0 | 0 | 0 | 0 | 0 | 0 | 0 | 0 | 0 | 495.4285 | 468.3685 | 495.0901 | 546.9834 | 0 | 0 | 0 | 0 | -3.2596 | 13.6825 | 24.9347 | 3.6441 | -1.1661 | 19.4874 | 10.7617 | 6.8153 | 943.6361 | 997.1811 | 1069.4259 | 1040.6069 | 0.40558 | 0.42977 | 0.41648 | 0.39426 | 382.7208 | 428.56 | 445.3993 | 410.269 | 0.10067 | 0.1232 | 0.12174 | 0.12179 | 0.04805 | 0.043159 | 0.043515 | 0.043176 | 94.9994 | 122.8484 | 130.1916 | 126.7359 | 45.3415 | 43.0373 | 46.5356 | 44.9296
6 | 5 | 4 | 1528.9296 | 1569.2865 | 1599.9921 | 1590.846 | 80 | 63 | 0 | 0 | 0 | 0 | 0 | 0 | 0 | 0 | 0 | 0 | 479.7276 | 452.9027 | 478.0671 | 529.8105 | 0 | 0 | 0 | 0 | -2.7373 | 36.7621 | 39.3185 | 6.2885 | -0.65183 | 22.2593 | 18.9486 | 14.4484 | 972.5912 | 994.3624 | 1063.6579 | 1040.2987 | 0.40646 | 0.42931 | 0.41675 | 0.39303 | 395.3175 | 426.8893 | 443.2831 | 408.8656 | 0.10013 | 0.12316 | 0.12171 | 0.12177 | 0.047605 | 0.043086 | 0.043683 | 0.04331 | 97.3844 | 122.4629 | 129.4594 | 126.6727 | 46.3005 | 42.843 | 46.464 | 45.0554
6 | 5 | 5 | 1627.2828 | 1666.9831 | 1696.0207 | 1683.2469 | 80 | 63 | 0 | 0 | 0 | 0 | 0 | 0 | 0 | 0 | 0 | 0 | 478.697 | 452.367 | 476.8961 | 526.9142 | 0 | 0 | 0 | 0 | -3.4836 | 43.1769 | 22.1865 | 10.8666 | -0.69788 | 15.7892 | 21.5172 | 30.2462 | 1072.7673 | 1092.65 | 1175.4209 | 1115.2198 | 0.40796 | 0.42719 | 0.41626 | 0.3916 | 437.6487 | 466.7643 | 489.2766 | 436.72 | 0.099766 | 0.12314 | 0.12168 | 0.12176 | 0.047471 | 0.04337 | 0.043898 | 0.043431 | 107.0257 | 134.5464 | 143.026 | 135.7943 | 50.9253 | 47.388 | 51.5984 | 48.4347
6 | 5 | 6 | 1722.4963 | 1758.5543 | 1782.7818 | 1764.0258 | 80 | 63 | 0 | 0 | 0 | 0 | 0 | 0 | 0 | 0 | 0 | 0 | 811.8452 | 787.9361 | 814.004 | 862.8424 | 0 | 0 | 0 | 0 | -3.7607 | -10.7345 | -6.8554 | 5.3301 | 2.0944 | 3.0648 | -0.72525 | 3.7218 | 832.3175 | 915.2879 | 976.3584 | 892.1315 | 0.40606 | 0.43154 | 0.41548 | 0.38797 | 337.9723 | 394.9822 | 405.6586 | 346.1173 | 0.10029 | 0.12329 | 0.12183 | 0.12193 | 0.047855 | 0.043715 | 0.043199 | 0.043012 | 83.4719 | 112.8444 | 118.9514 | 108.7809 | 39.8303 | 40.0119 | 42.1776 | 38.3723
6 | 5 | 7 | 1870.0771 | 1908.3928 | 1934.6544 | 1915.3495 | 80 | 63 | 0 | 0 | 0 | 0 | 0 | 0 | 0 | 0 | 0 | 0 | 1175.6289 | 1164.623 | 1201.2851 | 1257.6582 | 0 | 0 | 0 | 0 | -1.6075 | -14.3551 | -15.4907 | 4.4598 | 1.8184 | -2.5066 | -4.0984 | -4.4084 | 614.2373 | 697.6316 | 752.9584 | 657.6399 | 0.39763 | 0.41039 | 0.41696 | 0.37762 | 244.2371 | 286.3018 | 313.9513 | 248.3387 | 0.10263 | 0.12462 | 0.12286 | 0.12445 | 0.049859 | 0.045686 | 0.044449 | 0.048037 | 63.0391 | 86.9361 | 92.5096 | 81.8438 | 30.625 | 31.8721 | 33.4679 | 31.5907
6 | 5 | 8 | 1964.42 | 2005.299 | 2035.2674 | 2019.0303 | 80 | 63 | 0 | 0 | 0 | 0 | 0 | 0 | 0 | 0 | 0 | 0 | 1579.5159 | 1610.908 | 1694.9189 | 1789.4523 | 0 | 0 | 0 | 0 | -1.4396 | -16.4259 | -28.5652 | 63.3853 | -1.3331 | -3.9499 | -5.9198 | -26.1916 | 307.6768 | 351.7668 | 374.8335 | 192.3843 | 0.39542 | 0.54534 | 0.3925 | 0.14136 | 121.6602 | 191.8313 | 147.1206 | 27.1962 | 0.10486 | 0.12517 | 0.12386 | 0.12721 | 0.052485 | 0.056601 | 0.046895 | 0.056459 | 32.2624 | 44.0311 | 46.4263 | 24.4739 | 16.1483 | 19.9103 | 17.5778 | 10.8618
6 | 5 | 9 | 2039.9444 | 2086.8891 | 2124.6634 | 2115.3476 | 80 | 63 | 0 | 0 | 0 | 0 | 0 | 0 | 0 | 0 | 0 | 0 | 1815.9096 | 1888.3711 | 2021.4756 | 2155.4279 | 0 | 0 | 0 | 0 | -1.3615 | -18.77 | -35.5664 | -81.9746 | 0.66353 | -13.2925 | -9.0856 | -35.9042 | 144.7328 | 167.5805 | 147.8398 | 77.7985 | 0.3881 | 0.022118 | 0.022118 | 0.021036 | 56.1708 | 3.7065 | 3.2699 | 1.6366 | 0.1048 | 0.12509 | 0.12371 | 0.12537 | 0.052609 | 0.049303 | 0.047265 | 0.054044 | 15.1685 | 20.9621 | 18.2888 | 9.754 | 7.6143 | 8.2622 | 6.9876 | 4.2046
6 | 5 | 10 | 2101.9538 | 2150.9612 | 2190.2883 | 2180.6512 | 80 | 63 | 0 | 0 | 0 | 0 | 0 | 0 | 0 | 0 | 0 | 0 | 2032.747 | 2129.8285 | 2304.0566 | 2468.0878 | 0 | 0 | 0 | 0 | -1.8166 | -23.9901 | -26.4529 | -69.9881 | -0.29347 | -31.1151 | -30.3658 | -38.2696 | -8.6831 | 13.2379 | -56.9496 | -179.179 | 0.39518 | 0.022118 | 0.022118 | 0.022118 | -3.4314 | 0.29279 | -1.2596 | -3.963 | 0.10493 | 0.12388 | 0.12371 | 0.12482 | 0.053126 | 0.04685 | 0.047411 | 0.054693 | -0.91108 | 1.6399 | -7.0454 | -22.3648 | -0.4613 | 0.6202 | -2.7001 | -9.7998
6 | 5 | 11 | 2127.8008 | 2177.8416 | 2216.9179 | 2205.0558 | 80 | 63 | 0 | 0 | 0 | 0 | 0 | 0 | 0 | 0 | 0 | 0 | 2141.9748 | 2262.4135 | 2465.6256 | 2651.0038 | 0 | 0 | 0 | 0 | -4.9965 | -68.8642 | -59.8273 | -73.9739 | -4.5837 | -26.8681 | -27.2791 | -39.2253 | -84.5938 | -51.8396 | -161.6013 | -332.7488 | 0.39679 | 0.022118 | 0.022118 | 0.022118 | -33.5661 | -1.1466 | -3.5743 | -7.3597 | 0.10508 | 0.12475 | 0.1237 | 0.12473 | 0.054511 | 0.049155 | 0.047529 | 0.054791 | -8.8888 | -6.467 | -19.9903 | -41.5032 | -4.6113 | -2.5482 | -7.6807 | -18.2318
6 | 5 | 12 | 2122.7809 | 2173.0564 | 2211.5841 | 2198.32 | 80 | 63 | 0 | 0 | 0 | 0 | 0 | 0 | 0 | 0 | 0 | 0 | 2122.3699 | 2260.1396 | 2481.021 | 2681.8829 | 0 | 0 | 0 | 0 | -5.953 | -63.21 | -85.1792 | -76.1534 | -4.2867 | -36.3566 | -22.2043 | -39.2437 | -69.3493 | -50.5166 | -162.0534 | -368.1658 | 0.39234 | 0.022118 | 0.022118 | 0.022118 | -27.2087 | -1.1173 | -3.5843 | -8.143 | 0.1061 | 0.126 | 0.12363 | 0.12476 | 0.05425 | 0.047139 | 0.047545 | 0.054996 | -7.3581 | -6.3651 | -20.035 | -45.9327 | -3.7622 | -2.3813 | -7.7049 | -20.2477
6 | 5 | 13 | 2143.2076 | 2197.4767 | 2239.9999 | 2229.2569 | 80 | 63 | 0 | 0 | 0 | 0 | 0 | 0 | 0 | 0 | 0 | 0 | 2207.671 | 2360.9638 | 2597.9333 | 2813.0126 | 0 | 0 | 0 | 0 | -6.3022 | -62.3817 | -33.853 | -81.9948 | -5.0094 | -34.1785 | -32.9557 | -38.1567 | -133.1518 | -129.9268 | -291.1247 | -463.6042 | 0.39433 | 0.022118 | 0.022118 | 0.022118 | -52.5055 | -2.8737 | -6.4391 | -10.2539 | 0.10585 | 0.12607 | 0.12362 | 0.12461 | 0.053834 | 0.047317 | 0.047312 | 0.05437 | -14.0944 | -16.38 | -35.9888 | -57.7692 | -7.1682 | -6.1477 | -13.7737 | -25.206
6 | 5 | 14 | 2147.1897 | 2204.5798 | 2250.7205 | 2243.1038 | 80 | 63 | 0 | 0 | 0 | 0 | 0 | 0 | 0 | 0 | 0 | 0 | 2207.961 | 2348.3094 | 2570.5021 | 2776.6228 | 0 | 0 | 0 | 0 | -5.1761 | -50.3723 | -49.0536 | -58.9444 | -4.1895 | -32.1375 | -36.7597 | -38.1567 | -131.4058 | -124.2198 | -233.9683 | -436.4179 | 0.39259 | 0.022448 | 0.022118 | 0.021917 | -51.5883 | -2.7885 | -5.1749 | -9.5648 | 0.10333 | 0.12622 | 0.12352 | 0.12494 | 0.050799 | 0.041324 | 0.046765 | 0.05208 | -13.5775 | -15.6787 | -28.9001 | -54.5267 | -6.6753 | -5.1332 | -10.9415 | -22.7286
6 | 5 | 15 | 2135.2856 | 2195.2239 | 2244.2535 | 2239.2251 | 80 | 63 | 0 | 0 | 0 | 0 | 0 | 0 | 0 | 0 | 0 | 0 | 2080.5194 | 2190.0885 | 2375.1791 | 2552.7846 | 0 | 0 | 0 | 0 | -3.5068 | -73.9784 | -48.886 | -59.276 | -6.2485 | -30.1425 | -32.3891 | -38.1567 | -15.4785 | 46.2563 | -49.6504 | -216.1268 | 0.38933 | 0.022983 | 0.021613 | 0.020742 | -6.0262 | 1.0631 | -1.0731 | -4.4828 | 0.10202 | 0.12624 | 0.12336 | 0.12491 | 0.049384 | 0.046185 | 0.046049 | 0.049947 | -1.5792 | 5.8394 | -6.1251 | -26.9969 | -0.7644 | 2.1363 | -2.2864 | -10.7949
6 | 5 | 16 | 2107.8393 | 2175.3301 | 2233.2223 | 2236.3969 | 80 | 63 | 0 | 0 | 0 | 0 | 0 | 0 | 0 | 0 | 0 | 0 | 1974.2585 | 2048.6994 | 2202.2668 | 2353.621 | 0 | 0 | 0 | 0 | -1.4255 | -21.7558 | -7.2403 | -35.4959 | -6.0928 | -22.8758 | -13.171 | -37.909 | 61.099 | 108.2624 | 51.3668 | -43.8192 | 0.39725 | 0.023616 | 0.020937 | 0.02146 | 24.2717 | 2.5567 | 1.0754 | -0.94038 | 0.1011 | 0.12441 | 0.12269 | 0.12339 | 0.048884 | 0.044949 | 0.044678 | 0.045872 | 6.1772 | 13.4688 | 6.3022 | -5.4069 | 2.9868 | 4.8662 | 2.2949 | -2.0101
6 | 5 | 17 | 2059.0728 | 2134.0941 | 2200.8686 | 2212.5563 | 80 | 63 | 0 | 0 | 0 | 0 | 0 | 0 | 0 | 0 | 0 | 0 | 1717.2017 | 1748.4043 | 1862.2555 | 1980.136 | 0 | 0 | 0 | 0 | -1.2466 | -13.3686 | -37.4523 | 29.4701 | -5.3476 | -7.0394 | -7.3025 | -7.3189 | 268.4652 | 343.0977 | 383.3679 | 210.269 | 0.40602 | 0.342 | 0.42749 | 0.2585 | 109.0025 | 117.3405 | 163.8852 | 54.3539 | 0.10015 | 0.12392 | 0.12219 | 0.12278 | 0.047543 | 0.044642 | 0.043637 | 0.043767 | 26.886 | 42.5156 | 46.8448 | 25.8176 | 12.7635 | 15.3167 | 16.7291 | 9.2028
6 | 5 | 18 | 2020.3496 | 2104.3541 | 2181.6769 | 2203.2016 | 80 | 63 | 0 | 0 | 0 | 0 | 0 | 0 | 0 | 0 | 0 | 0 | 1100.5171 | 1077.4795 | 1147.4717 | 1228.7634 | 0 | 0 | 0 | 0 | -1.4172 | -11.8497 | -32.4546 | -5.0454 | -2.3502 | -5.1186 | -5.3636 | -4.3752 | 843.5998 | 980.8428 | 1072.0234 | 983.8588 | 0.4027 | 0.42494 | 0.41159 | 0.40375 | 339.7138 | 416.797 | 441.2312 | 397.2316 | 0.099893 | 0.12352 | 0.12198 | 0.12226 | 0.047344 | 0.043719 | 0.043481 | 0.043375 | 84.2694 | 121.1498 | 130.764 | 120.2843 | 39.939 | 42.8818 | 46.6129 | 42.675
6 | 5 | 19 | 2021.4505 | 2112.8436 | 2198.417 | 2226.7901 | 80 | 63 | 0 | 0 | 0 | 0 | 0 | 0 | 0 | 0 | 0 | 0 | 692.434 | 645.2032 | 691.0602 | 749.5803 | 0 | 0 | 0 | 0 | -2.2351 | 9.0104 | 19.6514 | 23.1271 | 1.9717 | 2.3781 | -0.48402 | 4.5431 | 1249.28 | 1393.252 | 1488.1894 | 1449.5396 | 0.40839 | 0.42225 | 0.40697 | 0.39265 | 510.1911 | 588.2996 | 605.6483 | 569.157 | 0.10001 | 0.12461 | 0.12331 | 0.12277 | 0.047498 | 0.045407 | 0.045605 | 0.044747 | 124.9398 | 173.6151 | 183.505 | 177.9602 | 59.3383 | 63.264 | 67.8688 | 64.862
6 | 5 | 20 | 2093.8375 | 2191.4619 | 2283.0286 | 2314.4031 | 80 | 63 | 0 | 0 | 0 | 0 | 0 | 0 | 0 | 0 | 0 | 0 | 533.6533 | 497.2162 | 533.1236 | 583.7128 | 0 | 0 | 0 | 0 | 0.84279 | 11.9832 | 0.80744 | 40.7392 | 3.0504 | 25.9108 | 25.9112 | 34.9392 | 1476.291 | 1593.3516 | 1723.1864 | 1655.0119 | 0.40942 | 0.43553 | 0.40598 | 0.39629 | 604.4277 | 693.9505 | 699.5847 | 655.8623 | 0.10025 | 0.1246 | 0.12337 | 0.12275 | 0.047619 | 0.04531 | 0.04563 | 0.044849 | 147.996 | 198.5245 | 212.5937 | 203.156 | 70.2997 | 72.1941 | 78.6295 | 74.2253
6 | 5 | 21 | 2064.5729 | 2162.2983 | 2253.7956 | 2285.222 | 80 | 63 | 0 | 0 | 0 | 0 | 0 | 0 | 0 | 0 | 0 | 0 | 509.9173 | 482.0562 | 506.5074 | 564.2275 | 0 | 0 | 0 | 0 | 3.0822 | 24.4592 | 16.6515 | 27.9019 | 2.645 | 23.5199 | 22.7961 | 36.4322 | 1468.9284 | 1569.263 | 1707.8406 | 1656.6604 | 0.4094 | 0.43476 | 0.40586 | 0.39679 | 601.3771 | 682.2577 | 693.1497 | 657.3499 | 0.099944 | 0.12452 | 0.12326 | 0.12262 | 0.047525 | 0.0452 | 0.045607 | 0.044782 | 146.8102 | 195.4124 | 210.5144 | 203.139 | 69.8113 | 70.9301 | 77.8887 | 74.1882
6 | 5 | 22 | 1918.3197 | 2011.798 | 2099.7207 | 2131.2446 | 80 | 63 | 0 | 0 | 0 | 0 | 0 | 0 | 0 | 0 | 0 | 0 | 550.4248 | 538.5448 | 557.0813 | 618.428 | 0 | 0 | 0 | 0 | 9.3371 | 48.1291 | 76.7922 | 32.5006 | 2.9415 | 12.3873 | 8.2287 | 35.3658 | 1275.6162 | 1349.7368 | 1457.6185 | 1444.9503 | 0.40731 | 0.42231 | 0.40449 | 0.39511 | 519.5742 | 570.0092 | 589.599 | 570.9169 | 0.099763 | 0.12434 | 0.12277 | 0.12237 | 0.047398 | 0.044674 | 0.044754 | 0.044299 | 127.2596 | 167.8309 | 178.9504 | 176.8238 | 60.4618 | 60.298 | 65.2335 | 64.0102
6 | 5 | 23 | 1745.9356 | 1832.8299 | 1914.7849 | 1944.9699 | 80 | 63 | 0 | 0 | 0 | 0 | 0 | 0 | 0 | 0 | 0 | 0 | 554.6955 | 554.6549 | 567.7611 | 629.2643 | 0 | 0 | 0 | 0 | 14.2019 | 57.4548 | 37.4534 | 22.5271 | 7.6943 | 17.7368 | 15.9373 | 29.4297 | 1089.3438 | 1139.9834 | 1293.633 | 1263.7488 | 0.40299 | 0.42067 | 0.40353 | 0.39408 | 438.9898 | 479.5613 | 522.0177 | 498.0198 | 0.099519 | 0.12334 | 0.12188 | 0.12195 | 0.047481 | 0.043666 | 0.043968 | 0.043796 | 108.4106 | 140.6051 | 157.6708 | 154.1186 | 51.7234 | 49.7787 | 56.8788 | 55.3474
6 | 5 | 24 | 1614.451 | 1688.0959 | 1756.0138 | 1776.9147 | 80 | 63 | 0 | 0 | 0 | 0 | 0 | 0 | 0 | 0 | 0 | 0 | 548.4966 | 556.5005 | 568.3962 | 625.1167 | 0 | 0 | 0 | 0 | 11.6555 | 15.2082 | 35.8045 | 78.1747 | 7.6069 | 15.5812 | 16.396 | 27.3726 | 966.692 | 1037.806 | 1135.4171 | 1046.2507 | 0.40134 | 0.42366 | 0.4104 | 0.39542 | 387.9764 | 439.6757 | 465.9793 | 413.7035 | 0.10035 | 0.12315 | 0.12176 | 0.12179 | 0.048041 | 0.043511 | 0.043756 | 0.043496 | 97.0121 | 127.8067 | 138.2525 | 127.4274 | 46.4405 | 45.156 | 49.6813 | 45.5077
6 | 6 | 1 | 1527.5121 | 1589.0471 | 1643.7086 | 1654.879 | 80 | 63 | 0 | 0 | 0 | 0 | 0 | 0 | 0 | 0 | 0 | 0 | 542.9197 | 550.0298 | 564.2674 | 617.5483 | 0 | 0 | 0 | 0 | -2.9958 | 49.5133 | 35.5797 | 13.7547 | 0.30088 | 17.5825 | 16.8008 | 31.4718 | 907.2872 | 908.9215 | 1027.0607 | 992.1041 | 0.4071 | 0.42843 | 0.41669 | 0.39372 | 369.3604 | 389.4118 | 427.9652 | 390.6095 | 0.10062 | 0.12317 | 0.12176 | 0.12176 | 0.048187 | 0.04356 | 0.04382 | 0.04354 | 91.2942 | 111.9509 | 125.055 | 120.7939 | 43.7191 | 39.5922 | 45.0054 | 43.1958
6 | 6 | 2 | 1475.4291 | 1526.9396 | 1570.7529 | 1573.9044 | 80 | 63 | 0 | 0 | 0 | 0 | 0 | 0 | 0 | 0 | 0 | 0 | 504.4788 | 494.6461 | 512.4666 | 566.3528 | 0 | 0 | 0 | 0 | -2.5252 | 15.6096 | 11.1167 | 7.635 | -1.0884 | 17.7429 | 20.2977 | 20.5905 | 894.564 | 935.9409 | 1026.8719 | 979.3262 | 0.40672 | 0.42869 | 0.41639 | 0.39335 | 363.8339 | 401.2256 | 427.5741 | 385.2166 | 0.10087 | 0.12323 | 0.12176 | 0.12179 | 0.048351 | 0.043628 | 0.043704 | 0.0434 | 90.2342 | 115.3334 | 125.029 | 119.2675 | 43.2529 | 40.8331 | 44.8785 | 42.5025
6 | 6 | 3 | 1471.1912 | 1515.7264 | 1551.7455 | 1548.4573 | 80 | 63 | 0 | 0 | 0 | 0 | 0 | 0 | 0 | 0 | 0 | 0 | 507.575 | 500.8383 | 520.6602 | 570.4219 | 0 | 0 | 0 | 0 | -3.2596 | 13.6825 | 24.9347 | 3.6441 | -1.1661 | 19.4874 | 10.7617 | 6.8153 | 888.0419 | 918.7182 | 995.3889 | 967.576 | 0.40558 | 0.42977 | 0.41648 | 0.39426 | 360.1729 | 394.8389 | 414.564 | 381.4758 | 0.10067 | 0.1232 | 0.12174 | 0.12179 | 0.04805 | 0.043159 | 0.043515 | 0.043176 | 89.4025 | 113.1821 | 121.1783 | 117.8414 | 42.6702 | 39.6509 | 43.3139 | 41.7764
6 | 6 | 4 | 1499.7546 | 1538.4023 | 1567.4467 | 1557.5449 | 80 | 63 | 0 | 0 | 0 | 0 | 0 | 0 | 0 | 0 | 0 | 0 | 466.7327 | 446.8296 | 468.6157 | 518.6965 | 0 | 0 | 0 | 0 | -2.7373 | 36.7621 | 39.3185 | 6.2885 | -0.65183 | 22.2593 | 18.9486 | 14.4484 | 956.4111 | 969.5513 | 1040.5639 | 1018.1115 | 0.40646 | 0.42931 | 0.41675 | 0.39303 | 388.741 | 416.2377 | 433.6586 | 400.1455 | 0.10013 | 0.12316 | 0.12171 | 0.12177 | 0.047605 | 0.043086 | 0.043683 | 0.04331 | 95.7643 | 119.4072 | 126.6485 | 123.9711 | 45.5302 | 41.774 | 45.4552 | 44.0945
6 | 6 | 5 | 1591.3913 | 1628.9888 | 1655.9827 | 1642.2793 | 80 | 63 | 0 | 0 | 0 | 0 | 0 | 0 | 0 | 0 | 0 | 0 | 371.7185 | 336.0872 | 355.5407 | 404.3528 | 0 | 0 | 0 | 0 | -3.4836 | 43.1769 | 22.1865 | 10.8666 | -0.69788 | 15.7892 | 21.5172 | 30.2462 | 1143.8543 | 1170.9356 | 1256.7383 | 1196.8136 | 0.40796 | 0.42719 | 0.41626 | 0.3916 | 466.6495 | 500.2067 | 523.1255 | 468.6722 | 0.099766 | 0.12314 | 0.12168 | 0.12176 | 0.047471 | 0.04337 | 0.043898 | 0.043431 | 114.1178 | 144.1863 | 152.9208 | 145.7296 | 54.2999 | 50.7832 | 55.1681 | 51.9783
6 | 6 | 6 | 1681.1476 | 1714.7831 | 1736.6562 | 1716.8292 | 80 | 63 | 0 | 0 | 0 | 0 | 0 | 0 | 0 | 0 | 0 | 0 | 507.3881 | 487.8904 | 510.311 | 553.7392 | 0 | 0 | 0 | 0 | -3.7607 | -10.7345 | -6.8554 | 5.3301 | 2.0944 | 3.0648 | -0.72525 | 3.7218 | 1095.4258 | 1171.5625 | 1233.9258 | 1154.0381 | 0.40606 | 0.43154 | 0.41548 | 0.38797 | 444.8105 | 505.5746 | 512.6731 | 447.7284 | 0.10029 | 0.12329 | 0.12183 | 0.12193 | 0.047855 | 0.043715 | 0.043199 | 0.043012 | 109.8587 | 144.4401 | 150.3312 | 140.7161 | 52.4212 | 51.2149 | 53.3043 | 49.6374
6 | 6 | 7 | 1830.2676 | 1866.251 | 1890.2458 | 1869.9098 | 80 | 63 | 0 | 0 | 0 | 0 | 0 | 0 | 0 | 0 | 0 | 0 | 862.2865 | 852.6055 | 891.4222 | 942.5824 | 0 | 0 | 0 | 0 | -1.6075 | -14.3551 | -15.4907 | 4.4598 | 1.8184 | -2.5066 | -4.0984 | -4.4084 | 887.7702 | 967.5072 | 1018.4128 | 927.276 | 0.39763 | 0.41039 | 0.41696 | 0.37762 | 353.0011 | 397.0564 | 424.6344 | 350.159 | 0.10263 | 0.12462 | 0.12286 | 0.12445 | 0.049859 | 0.045686 | 0.044449 | 0.048037 | 91.1117 | 120.5669 | 125.1237 | 115.4003 | 44.2629 | 44.2017 | 45.2669 | 44.5431
6 | 6 | 8 | 1919.2232 | 1957.4543 | 1984.8492 | 1967.4414 | 80 | 63 | 0 | 0 | 0 | 0 | 0 | 0 | 0 | 0 | 0 | 0 | 1482.0129 | 1538.7427 | 1642.4236 | 1739.1646 | 0 | 0 | 0 | 0 | -1.4396 | -16.4259 | -28.5652 | 63.3853 | -1.3331 | -3.9499 | -5.9198 | -26.1916 | 359.983 | 376.0875 | 376.9106 | 191.0831 | 0.39542 | 0.54534 | 0.3925 | 0.14136 | 142.3429 | 205.0942 | 147.9358 | 27.0123 | 0.10486 | 0.12517 | 0.12386 | 0.12721 | 0.052485 | 0.056601 | 0.046895 | 0.056459 | 37.7471 | 47.0754 | 46.6836 | 24.3083 | 18.8936 | 21.2869 | 17.6752 | 10.7884
6 | 6 | 9 | 2000.6946 | 2045.3398 | 2080.8792 | 2070.5468 | 80 | 63 | 0 | 0 | 0 | 0 | 0 | 0 | 0 | 0 | 0 | 0 | 1970.9691 | 2099.6765 | 2271.5595 | 2422.8296 | 0 | 0 | 0 | 0 | -1.3615 | -18.77 | -35.5664 | -81.9746 | 0.66353 | -13.2925 | -9.0856 | -35.9042 | -49.5765 | -85.2742 | -146.0283 | -234.404 | 0.3881 | 0.022118 | 0.022118 | 0.021036 | -19.2406 | -1.8861 | -3.2298 | -4.931 | 0.1048 | 0.12509 | 0.12371 | 0.12537 | 0.052609 | 0.049303 | 0.047265 | 0.054044 | -5.1958 | -10.6667 | -18.0648 | -29.3884 | -2.6082 | -4.2042 | -6.902 | -12.6682
6 | 6 | 10 | 2059.5556 | 2106.079 | 2142.992 | 2132.2567 | 80 | 63 | 0 | 0 | 0 | 0 | 0 | 0 | 0 | 0 | 0 | 0 | 2281.7628 | 2466.6565 | 2692.2927 | 2885.5299 | 0 | 0 | 0 | 0 | -1.8166 | -23.9901 | -26.4529 | -69.9881 | -0.29347 | -31.1151 | -30.3658 | -38.2696 | -300.0971 | -368.4722 | -492.482 | -645.0156 | 0.39518 | 0.022118 | 0.022118 | 0.022118 | -118.5935 | -8.1498 | -10.8926 | -14.2663 | 0.10493 | 0.12388 | 0.12371 | 0.12482 | 0.053126 | 0.04685 | 0.047411 | 0.054693 | -31.488 | -45.6455 | -60.9266 | -80.5096 | -15.943 | -17.2631 | -23.3492 | -35.2779
6 | 6 | 11 | 2081.3446 | 2128.6638 | 2165.0949 | 2152.0295 | 80 | 63 | 0 | 0 | 0 | 0 | 0 | 0 | 0 | 0 | 0 | 0 | 2398.5579 | 2622.7606 | 2882.857 | 3101.5518 | 0 | 0 | 0 | 0 | -4.9965 | -68.8642 | -59.8273 | -73.9739 | -4.5837 | -26.8681 | -27.2791 | -39.2253 | -387.633 | -461.3645 | -630.6557 | -836.3231 | 0.39679 | 0.022118 | 0.022118 | 0.022118 | -153.8097 | -10.2044 | -13.9488 | -18.4976 | 0.10508 | 0.12475 | 0.1237 | 0.12473 | 0.054511 | 0.049155 | 0.047529 | 0.054791 | -40.7308 | -57.5552 | -78.0128 | -104.3132 | -21.1303 | -22.6784 | -29.9742 | -45.8233
6 | 6 | 12 | 2070.6577 | 2117.8796 | 2153.4393 | 2138.8251 | 80 | 63 | 0 | 0 | 0 | 0 | 0 | 0 | 0 | 0 | 0 | 0 | 2378.8448 | 2616.9617 | 2894.6155 | 3126.7909 | 0 | 0 | 0 | 0 | -5.953 | -63.21 | -85.1792 | -76.1534 | -4.2867 | -36.3566 | -22.2043 | -39.2437 | -377.9474 | -462.5156 | -633.7927 | -872.5688 | 0.39234 | 0.022118 | 0.022118 | 0.022118 | -148.2852 | -10.2298 | -14.0181 | -19.2992 | 0.1061 | 0.126 | 0.12363 | 0.12476 | 0.05425 | 0.047139 | 0.047545 | 0.054996 | -40.1008 | -58.2767 | -78.3571 | -108.8625 | -20.5035 | -21.8027 | -30.1338 | -47.9879
6 | 6 | 13 | 2098.9203 | 2150.5949 | 2190.5963 | 2178.7062 | 80 | 63 | 0 | 0 | 0 | 0 | 0 | 0 | 0 | 0 | 0 | 0 | 2426.2282 | 2664.018 | 2945.096 | 3180.3842 | 0 | 0 | 0 | 0 | -6.3022 | -62.3817 | -33.853 | -81.9948 | -5.0094 | -34.1785 | -32.9557 | -38.1567 | -395.9963 | -479.8628 | -687.6909 | -881.5266 | 0.39433 | 0.022118 | 0.022118 | 0.022118 | -156.1525 | -10.6135 | -15.2103 | -19.4974 | 0.10585 | 0.12607 | 0.12362 | 0.12461 | 0.053834 | 0.047317 | 0.047312 | 0.05437 | -41.9171 | -60.4968 | -85.0122 | -109.846 | -21.3182 | -22.7056 | -32.536 | -47.9282
6 | 6 | 14 | 2074.567 | 2127.7025 | 2169.708 | 2160.2102 | 80 | 63 | 0 | 0 | 0 | 0 | 0 | 0 | 0 | 0 | 0 | 0 | 2442.9951 | 2669.615 | 2945.9027 | 3179.4943 | 0 | 0 | 0 | 0 | -5.1761 | -50.3723 | -49.0536 | -58.9444 | -4.1895 | -32.1375 | -36.7597 | -38.1567 | -439.0625 | -522.4027 | -690.3815 | -922.1829 | 0.39259 | 0.022448 | 0.022118 | 0.021917 | -172.3707 | -11.7268 | -15.2698 | -20.2111 | 0.10333 | 0.12622 | 0.12352 | 0.12494 | 0.050799 | 0.041324 | 0.046765 | 0.05208 | -45.3662 | -65.9364 | -85.2768 | -115.219 | -22.304 | -21.5875 | -32.2855 | -48.0272
6 | 6 | 15 | 2062.2432 | 2117.9022 | 2162.7728 | 2155.8524 | 80 | 63 | 0 | 0 | 0 | 0 | 0 | 0 | 0 | 0 | 0 | 0 | 2404.092 | 2607.3634 | 2860.1144 | 3075.1101 | 0 | 0 | 0 | 0 | -3.5068 | -73.9784 | -48.886 | -59.276 | -6.2485 | -30.1425 | -32.3891 | -38.1567 | -412.0936 | -448.3403 | -616.0664 | -821.8249 | 0.38933 | 0.022983 | 0.021613 | 0.020742 | -160.4392 | -10.3044 | -13.315 | -17.0459 | 0.10202 | 0.12624 | 0.12336 | 0.12491 | 0.049384 | 0.046185 | 0.046049 | 0.049947 | -42.0434 | -56.5989 | -76.0006 | -102.6563 | -20.351 | -20.7064 | -28.3693 | -41.0478
6 | 6 | 16 | 2034.0972 | 2097.2678 | 2150.9611 | 2152.2256 | 80 | 63 | 0 | 0 | 0 | 0 | 0 | 0 | 0 | 0 | 0 | 0 | 2190.0261 | 2356.8653 | 2568.7368 | 2750.7439 | 0 | 0 | 0 | 0 | -1.4255 | -21.7558 | -7.2403 | -35.4959 | -6.0928 | -22.8758 | -13.171 | -37.909 | -228.4106 | -277.9658 | -397.3644 | -525.1134 | 0.39725 | 0.023616 | 0.020937 | 0.02146 | -90.7366 | -6.5643 | -8.3194 | -11.2692 | 0.1011 | 0.12441 | 0.12269 | 0.12339 | 0.048884 | 0.044949 | 0.044678 | 0.045872 | -23.0928 | -34.5815 | -48.7526 | -64.7941 | -11.1656 | -12.4942 | -17.7533 | -24.088
6 | 6 | 17 | 1992.537 | 2063.6602 | 2126.6462 | 2136.6105 | 80 | 63 | 0 | 0 | 0 | 0 | 0 | 0 | 0 | 0 | 0 | 0 | 1989.1035 | 2093.6983 | 2247.6763 | 2387.6532 | 0 | 0 | 0 | 0 | -1.2466 | -13.3686 | -37.4523 | 29.4701 | -5.3476 | -7.0394 | -7.3025 | -7.3189 | -69.9724 | -72.6301 | -76.2753 | -273.194 | 0.40602 | 0.342 | 0.42749 | 0.2585 | -28.4103 | -24.8397 | -32.6068 | -70.6199 | 0.10015 | 0.12392 | 0.12219 | 0.12278 | 0.047543 | 0.044642 | 0.043637 | 0.043767 | -7.0075 | -9.0001 | -9.3203 | -33.5438 | -3.3267 | -3.2424 | -3.3284 | -11.9568
6 | 6 | 18 | 1958.3614 | 2038.7343 | 2112.5275 | 2132.4466 | 80 | 63 | 0 | 0 | 0 | 0 | 0 | 0 | 0 | 0 | 0 | 0 | 1499.7042 | 1530.1875 | 1613.5026 | 1699.32 | 0 | 0 | 0 | 0 | -1.4172 | -11.8497 | -32.4546 | -5.0454 | -2.3502 | -5.1186 | -5.3636 | -4.3752 | 382.4246 | 462.5151 | 536.8432 | 442.5473 | 0.4027 | 0.42494 | 0.41159 | 0.40375 | 154.0006 | 196.5401 | 220.9578 | 178.6779 | 0.099893 | 0.12352 | 0.12198 | 0.12226 | 0.047344 | 0.043719 | 0.043481 | 0.043375 | 38.2014 | 57.128 | 65.4834 | 54.1048 | 18.1053 | 20.2208 | 23.3426 | 19.1955
6 | 6 | 19 | 1954.9147 | 2042.4098 | 2124.1946 | 2150.8442 | 80 | 63 | 0 | 0 | 0 | 0 | 0 | 0 | 0 | 0 | 0 | 0 | 985.7862 | 980.5551 | 1026.7705 | 1087.2668 | 0 | 0 | 0 | 0 | -2.2351 | 9.0104 | 19.6514 | 23.1271 | 1.9717 | 2.3781 | -0.48402 | 4.5431 | 889.392 | 987.4662 | 1078.2567 | 1035.9072 | 0.40839 | 0.42225 | 0.40697 | 0.39265 | 363.2171 | 416.9568 | 438.818 | 406.7456 | 0.10001 | 0.12461 | 0.12331 | 0.12277 | 0.047498 | 0.045407 | 0.045605 | 0.044747 | 88.9476 | 123.0496 | 132.9572 | 127.1785 | 42.2444 | 44.8383 | 49.1739 | 46.3534
6 | 6 | 20 | 2073.1981 | 2169.6133 | 2260.0048 | 2290.8447 | 80 | 63 | 0 | 0 | 0 | 0 | 0 | 0 | 0 | 0 | 0 | 0 | 791.0553 | 789.3825 | 832.406 | 885.7258 | 0 | 0 | 0 | 0 | 0.84279 | 11.9832 | 0.80744 | 40.7392 | 3.0504 | 25.9108 | 25.9112 | 34.9392 | 1198.2497 | 1279.3368 | 1400.8802 | 1329.4406 | 0.40942 | 0.43553 | 0.40598 | 0.39629 | 490.5911 | 557.188 | 568.7338 | 526.8421 | 0.10025 | 0.1246 | 0.12337 | 0.12275 | 0.047619 | 0.04531 | 0.04563 | 0.044849 | 120.1227 | 159.3996 | 172.83 | 163.1915 | 57.0596 | 57.9662 | 63.9225 | 59.6238
6 | 6 | 21 | 2088.4306 | 2187.5537 | 2280.4096 | 2312.4539 | 80 | 63 | 0 | 0 | 0 | 0 | 0 | 0 | 0 | 0 | 0 | 0 | 784.4267 | 784.2173 | 829.0131 | 877.776 | 0 | 0 | 0 | 0 | 3.0822 | 24.4592 | 16.6515 | 27.9019 | 2.645 | 23.5199 | 22.7961 | 36.4322 | 1218.2767 | 1292.3574 | 1411.9489 | 1370.3437 | 0.4094 | 0.43476 | 0.40586 | 0.39679 | 498.7607 | 561.8693 | 573.0581 | 543.7417 | 0.099944 | 0.12452 | 0.12326 | 0.12262 | 0.047525 | 0.0452 | 0.045607 | 0.044782 | 121.7592 | 160.9307 | 174.0417 | 168.031 | 57.899 | 58.4141 | 64.3941 | 61.3665
6 | 6 | 22 | 1918.0398 | 2011.5018 | 2099.4086 | 2130.9252 | 80 | 63 | 0 | 0 | 0 | 0 | 0 | 0 | 0 | 0 | 0 | 0 | 780.4619 | 780.2849 | 825.7167 | 873.0815 | 0 | 0 | 0 | 0 | 9.3371 | 48.1291 | 76.7922 | 32.5006 | 2.9415 | 12.3873 | 8.2287 | 35.3658 | 1045.2993 | 1107.7004 | 1188.6709 | 1189.9774 | 0.40731 | 0.42231 | 0.40449 | 0.39511 | 425.7632 | 467.7945 | 480.8111 | 470.1741 | 0.099763 | 0.12434 | 0.12277 | 0.12237 | 0.047398 | 0.044674 | 0.044754 | 0.044299 | 104.2824 | 137.7352 | 145.932 | 145.6218 | 49.5452 | 49.4853 | 53.1972 | 52.7151
6 | 6 | 23 | 1742.0176 | 1828.6823 | 1910.4143 | 1940.4978 | 80 | 63 | 0 | 0 | 0 | 0 | 0 | 0 | 0 | 0 | 0 | 0 | 748.3861 | 744.3541 | 790.4593 | 834.8682 | 0 | 0 | 0 | 0 | 14.2019 | 57.4548 | 37.4534 | 22.5271 | 7.6943 | 17.7368 | 15.9373 | 29.4297 | 891.7353 | 946.1367 | 1066.5643 | 1053.6729 | 0.40299 | 0.42067 | 0.40353 | 0.39408 | 359.3564 | 398.0151 | 430.389 | 415.2328 | 0.099519 | 0.12334 | 0.12188 | 0.12195 | 0.047481 | 0.043666 | 0.043968 | 0.043796 | 88.7448 | 116.6961 | 129.9952 | 128.4991 | 42.3407 | 41.3141 | 46.895 | 46.1468
6 | 6 | 24 | 1606.8949 | 1680.0971 | 1747.5847 | 1768.2899 | 80 | 63 | 0 | 0 | 0 | 0 | 0 | 0 | 0 | 0 | 0 | 0 | 702.359 | 690.4011 | 735.0247 | 780.5583 | 0 | 0 | 0 | 0 | 11.6555 | 15.2082 | 35.8045 | 78.1747 | 7.6069 | 15.5812 | 16.396 | 27.3726 | 805.2736 | 895.9066 | 960.3595 | 882.1843 | 0.40134 | 0.42366 | 0.4104 | 0.39542 | 323.192 | 379.5588 | 394.135 | 348.8292 | 0.10035 | 0.12315 | 0.12176 | 0.12179 | 0.048041 | 0.043511 | 0.043756 | 0.043496 | 80.813 | 110.3317 | 116.9369 | 107.4451 | 38.6858 | 38.9818 | 42.0215 | 38.3715
6 | 7 | 1 | 1523.5941 | 1584.8996 | 1639.338 | 1650.4069 | 80 | 63 | 0 | 0 | 0 | 0 | 0 | 0 | 0 | 0 | 0 | 0 | 620.9873 | 599.2361 | 641.1949 | 685.4702 | 0 | 0 | 0 | 0 | -2.9958 | 49.5133 | 35.5797 | 13.7547 | 0.30088 | 17.5825 | 16.8008 | 31.4718 | 825.3017 | 855.5677 | 945.7626 | 919.7101 | 0.4071 | 0.42843 | 0.41669 | 0.39372 | 335.9838 | 366.5533 | 394.0891 | 362.1066 | 0.10062 | 0.12317 | 0.12176 | 0.12176 | 0.048187 | 0.04356 | 0.04382 | 0.04354 | 83.0445 | 105.3794 | 115.1561 | 111.9796 | 39.7685 | 37.2682 | 41.443 | 40.0438
6 | 7 | 2 | 1482.5654 | 1534.494 | 1578.7137 | 1582.05 | 80 | 63 | 0 | 0 | 0 | 0 | 0 | 0 | 0 | 0 | 0 | 0 | 547.3633 | 522.6658 | 559.1827 | 602.7889 | 0 | 0 | 0 | 0 | -2.5252 | 15.6096 | 11.1167 | 7.635 | -1.0884 | 17.7429 | 20.2977 | 20.5905 | 858.8158 | 915.4756 | 988.1165 | 951.0357 | 0.40672 | 0.42869 | 0.41639 | 0.39335 | 349.2945 | 392.4524 | 411.4369 | 374.0885 | 0.10087 | 0.12323 | 0.12176 | 0.12179 | 0.048351 | 0.043628 | 0.043704 | 0.0434 | 86.6283 | 112.8115 | 120.3102 | 115.8221 | 41.5244 | 39.9403 | 43.1848 | 41.2747
6 | 7 | 3 | 1463.845 | 1507.9498 | 1543.5506 | 1540.0721 | 80 | 63 | 0 | 0 | 0 | 0 | 0 | 0 | 0 | 0 | 0 | 0 | 455.8908 | 432.3752 | 458.8118 | 502.9705 | 0 | 0 | 0 | 0 | -3.2596 | 13.6825 | 24.9347 | 3.6441 | -1.1661 | 19.4874 | 10.7617 | 6.8153 | 932.3799 | 979.4048 | 1049.0423 | 1026.6423 | 0.40558 | 0.42977 | 0.41648 | 0.39426 | 378.1556 | 420.9202 | 436.9098 | 404.7633 | 0.10067 | 0.1232 | 0.12174 | 0.12179 | 0.04805 | 0.043159 | 0.043515 | 0.043176 | 93.8662 | 120.6584 | 127.7101 | 125.0351 | 44.8006 | 42.2701 | 45.6487 | 44.3267
6 | 7 | 4 | 1487.8607 | 1525.8116 | 1554.1787 | 1543.9689 | 80 | 63 | 0 | 0 | 0 | 0 | 0 | 0 | 0 | 0 | 0 | 0 | 364.2394 | 338.1704 | 359.212 | 399.3845 | 0 | 0 | 0 | 0 | -2.7373 | 36.7621 | 39.3185 | 6.2885 | -0.65183 | 22.2593 | 18.9486 | 14.4484 | 1047.0104 | 1065.6197 | 1136.6996 | 1123.8475 | 0.40646 | 0.42931 | 0.41675 | 0.39303 | 425.5658 | 457.4808 | 473.7235 | 441.7026 | 0.10013 | 0.12316 | 0.12171 | 0.12177 | 0.047605 | 0.043086 | 0.043683 | 0.04331 | 104.836 | 131.2388 | 138.3494 | 136.8461 | 49.8432 | 45.9132 | 49.6547 | 48.6739
6 | 7 | 5 | 1566.4841 | 1602.6224 | 1628.1981 | 1613.8495 | 80 | 63 | 0 | 0 | 0 | 0 | 0 | 0 | 0 | 0 | 0 | 0 | 318.8302 | 290.2143 | 305.7789 | 346.0859 | 0 | 0 | 0 | 0 | -3.4836 | 43.1769 | 22.1865 | 10.8666 | -0.69788 | 15.7892 | 21.5172 | 30.2462 | 1171.8354 | 1190.442 | 1278.7155 | 1226.6508 | 0.40796 | 0.42719 | 0.41626 | 0.3916 | 478.0647 | 508.5396 | 532.2736 | 480.3564 | 0.099766 | 0.12314 | 0.12168 | 0.12176 | 0.047471 | 0.04337 | 0.043898 | 0.043431 | 116.9094 | 146.5883 | 155.595 | 149.3627 | 55.6282 | 51.6292 | 56.1328 | 53.2742
6 | 7 | 6 | 1670.5131 | 1703.5255 | 1724.7931 | 1704.6906 | 80 | 63 | 0 | 0 | 0 | 0 | 0 | 0 | 0 | 0 | 0 | 0 | 697.0384 | 677.3639 | 688.1084 | 730.7629 | 0 | 0 | 0 | 0 | -3.7607 | -10.7345 | -6.8554 | 5.3301 | 2.0944 | 3.0648 | -0.72525 | 3.7218 | 895.141 | 970.8313 | 1044.2654 | 964.8759 | 0.40606 | 0.43154 | 0.41548 | 0.38797 | 363.4825 | 418.9513 | 433.8727 | 374.3397 | 0.10029 | 0.12329 | 0.12183 | 0.12193 | 0.047855 | 0.043715 | 0.043199 | 0.043012 | 89.7724 | 119.6922 | 127.2246 | 117.6509 | 42.8367 | 42.44 | 45.1111 | 41.5012
6 | 7 | 7 | 1812.7766 | 1847.7353 | 1870.7341 | 1849.9451 | 80 | 63 | 0 | 0 | 0 | 0 | 0 | 0 | 0 | 0 | 0 | 0 | 991.5993 | 975.4637 | 988.0368 | 1035.9698 | 0 | 0 | 0 | 0 | -1.6075 | -14.3551 | -15.4907 | 4.4598 | 1.8184 | -2.5066 | -4.0984 | -4.4084 | 740.9664 | 826.1333 | 902.2865 | 813.9239 | 0.39763 | 0.41039 | 0.41696 | 0.37762 | 294.628 | 339.0378 | 376.2147 | 307.3548 | 0.10263 | 0.12462 | 0.12286 | 0.12445 | 0.049859 | 0.045686 | 0.044449 | 0.048037 | 76.0452 | 102.9495 | 110.8562 | 101.2935 | 36.9435 | 37.7429 | 40.1053 | 39.0981
6 | 7 | 8 | 1905.7201 | 1943.1602 | 1969.7862 | 1952.0286 | 80 | 63 | 0 | 0 | 0 | 0 | 0 | 0 | 0 | 0 | 0 | 0 | 1326.5525 | 1377.4455 | 1453.1441 | 1555.6837 | 0 | 0 | 0 | 0 | -1.4396 | -16.4259 | -28.5652 | 63.3853 | -1.3331 | -3.9499 | -5.9198 | -26.1916 | 501.9404 | 523.0905 | 551.1271 | 359.1512 | 0.39542 | 0.54534 | 0.3925 | 0.14136 | 198.475 | 285.2604 | 216.3151 | 50.771 | 0.10486 | 0.12517 | 0.12386 | 0.12721 | 0.052485 | 0.056601 | 0.046895 | 0.056459 | 52.6325 | 65.476 | 68.2617 | 45.6889 | 26.3441 | 29.6073 | 25.845 | 20.2773
6 | 7 | 9 | 1997.826 | 2042.3032 | 2077.6793 | 2067.2726 | 80 | 63 | 0 | 0 | 0 | 0 | 0 | 0 | 0 | 0 | 0 | 0 | 1565.9166 | 1688.4569 | 1832.6035 | 1986.8825 | 0 | 0 | 0 | 0 | -1.3615 | -18.77 | -35.5664 | -81.9746 | 0.66353 | -13.2925 | -9.0856 | -35.9042 | 352.6074 | 322.9088 | 289.7278 | 198.2689 | 0.3881 | 0.022118 | 0.022118 | 0.021036 | 136.8469 | 7.142 | 6.4082 | 4.1708 | 0.1048 | 0.12509 | 0.12371 | 0.12537 | 0.052609 | 0.049303 | 0.047265 | 0.054044 | 36.9546 | 40.3916 | 35.8414 | 24.8579 | 18.5504 | 15.9203 | 13.6939 | 10.7153
6 | 7 | 10 | 2061.5846 | 2108.2268 | 2145.2554 | 2134.5726 | 80 | 63 | 0 | 0 | 0 | 0 | 0 | 0 | 0 | 0 | 0 | 0 | 1747.1172 | 1923.9175 | 2120.7536 | 2313.5397 | 0 | 0 | 0 | 0 | -1.8166 | -23.9901 | -26.4529 | -69.9881 | -0.29347 | -31.1151 | -30.3658 | -38.2696 | 236.5774 | 176.4146 | 81.3205 | -70.7095 | 0.39518 | 0.022118 | 0.022118 | 0.022118 | 93.4916 | 3.9019 | 1.7986 | -1.5639 | 0.10493 | 0.12388 | 0.12371 | 0.12482 | 0.053126 | 0.04685 | 0.047411 | 0.054693 | 24.8231 | 21.8538 | 10.0604 | -8.8258 | 12.5685 | 8.2651 | 3.8555 | -3.8673
6 | 7 | 11 | 2098.5558 | 2146.8832 | 2184.2944 | 2171.6748 | 80 | 63 | 0 | 0 | 0 | 0 | 0 | 0 | 0 | 0 | 0 | 0 | 1793.2343 | 2004.8059 | 2231.2057 | 2446.768 | 0 | 0 | 0 | 0 | -4.9965 | -68.8642 | -59.8273 | -73.9739 | -4.5837 | -26.8681 | -27.2791 | -39.2253 | 234.9017 | 174.8097 | 40.1951 | -161.894 | 0.39679 | 0.022118 | 0.022118 | 0.022118 | 93.2071 | 3.8664 | 0.88903 | -3.5807 | 0.10508 | 0.12475 | 0.1237 | 0.12473 | 0.054511 | 0.049155 | 0.047529 | 0.054791 | 24.6825 | 21.8075 | 4.9722 | -20.1928 | 12.8047 | 8.5928 | 1.9104 | -8.8704
6 | 7 | 12 | 2112.5662 | 2162.2433 | 2200.1893 | 2186.6606 | 80 | 63 | 0 | 0 | 0 | 0 | 0 | 0 | 0 | 0 | 0 | 0 | 1793.5554 | 2025.887 | 2267.6446 | 2491.6319 | 0 | 0 | 0 | 0 | -5.953 | -63.21 | -85.1792 | -76.1534 | -4.2867 | -36.3566 | -22.2043 | -39.2437 | 249.2504 | 172.9229 | 39.9282 | -189.5742 | 0.39234 | 0.022118 | 0.022118 | 0.022118 | 97.7918 | 3.8247 | 0.88313 | -4.193 | 0.1061 | 0.126 | 0.12363 | 0.12476 | 0.05425 | 0.047139 | 0.047545 | 0.054996 | 26.4458 | 21.7882 | 4.9364 | -23.6515 | 13.5218 | 8.1515 | 1.8984 | -10.4258
6 | 7 | 13 | 2128.5851 | 2181.9976 | 2223.6881 | 2212.5664 | 80 | 63 | 0 | 0 | 0 | 0 | 0 | 0 | 0 | 0 | 0 | 0 | 1745.0556 | 1979.8206 | 2223.5698 | 2441.6286 | 0 | 0 | 0 | 0 | -6.3022 | -62.3817 | -33.853 | -81.9948 | -5.0094 | -34.1785 | -32.9557 | -38.1567 | 314.8411 | 235.7372 | 66.9271 | -108.9108 | 0.39433 | 0.022118 | 0.022118 | 0.022118 | 124.1507 | 5.214 | 1.4803 | -2.4089 | 0.10585 | 0.12607 | 0.12362 | 0.12461 | 0.053834 | 0.047317 | 0.047312 | 0.05437 | 33.3266 | 29.7196 | 8.2735 | -13.5712 | 16.9493 | 11.1544 | 3.1665 | -5.9214
6 | 7 | 14 | 2129.2789 | 2185.6197 | 2230.7405 | 2222.6599 | 80 | 63 | 0 | 0 | 0 | 0 | 0 | 0 | 0 | 0 | 0 | 0 | 1716.0301 | 1939.3083 | 2172.337 | 2376.1313 | 0 | 0 | 0 | 0 | -5.1761 | -50.3723 | -49.0536 | -58.9444 | -4.1895 | -32.1375 | -36.7597 | -38.1567 | 342.6144 | 265.8212 | 144.2168 | -56.3702 | 0.39259 | 0.022448 | 0.022118 | 0.021917 | 134.5063 | 5.9671 | 3.1898 | -1.2354 | 0.10333 | 0.12622 | 0.12352 | 0.12494 | 0.050799 | 0.041324 | 0.046765 | 0.05208 | 35.4007 | 33.5513 | 17.8138 | -7.043 | 17.4045 | 10.9847 | 6.7443 | -2.9358
6 | 7 | 15 | 2131.9973 | 2191.7429 | 2240.5853 | 2235.4718 | 80 | 63 | 0 | 0 | 0 | 0 | 0 | 0 | 0 | 0 | 0 | 0 | 1658.3768 | 1853.7402 | 2060.1857 | 2240.8131 | 0 | 0 | 0 | 0 | -3.5068 | -73.9784 | -48.886 | -59.276 | -6.2485 | -30.1425 | -32.3891 | -38.1567 | 403.3758 | 379.1236 | 261.6748 | 92.0914 | 0.38933 | 0.022983 | 0.021613 | 0.020742 | 157.0451 | 8.7136 | 5.6556 | 1.9101 | 0.10202 | 0.12624 | 0.12336 | 0.12491 | 0.049384 | 0.046185 | 0.046049 | 0.049947 | 41.154 | 47.8609 | 32.2813 | 11.5034 | 19.9204 | 17.5097 | 12.0499 | 4.5997
6 | 7 | 16 | 2114.6258 | 2182.5142 | 2240.7929 | 2244.1432 | 80 | 63 | 0 | 0 | 0 | 0 | 0 | 0 | 0 | 0 | 0 | 0 | 1471.0861 | 1626.228 | 1792.9486 | 1941.0706 | 0 | 0 | 0 | 0 | -1.4255 | -21.7558 | -7.2403 | -35.4959 | -6.0928 | -22.8758 | -13.171 | -37.909 | 571.058 | 537.9179 | 468.2555 | 376.4775 | 0.39725 | 0.023616 | 0.020937 | 0.02146 | 226.854 | 12.7033 | 9.8036 | 8.0794 | 0.1011 | 0.12441 | 0.12269 | 0.12339 | 0.048884 | 0.044949 | 0.044678 | 0.045872 | 57.7352 | 66.9219 | 57.4502 | 46.4538 | 27.9155 | 24.1786 | 20.9206 | 17.2697
6 | 7 | 17 | 2098.8823 | 2176.2359 | 2245.2772 | 2257.996 | 80 | 63 | 0 | 0 | 0 | 0 | 0 | 0 | 0 | 0 | 0 | 0 | 1196.4453 | 1290.9575 | 1400.0171 | 1499.928 | 0 | 0 | 0 | 0 | -1.2466 | -13.3686 | -37.4523 | 29.4701 | -5.3476 | -7.0394 | -7.3025 | -7.3189 | 829.0312 | 842.6864 | 890.0149 | 735.9168 | 0.40602 | 0.342 | 0.42749 | 0.2585 | 336.6042 | 288.2015 | 380.4708 | 190.2324 | 0.10015 | 0.12392 | 0.12219 | 0.12278 | 0.047543 | 0.044642 | 0.043637 | 0.043767 | 83.0252 | 104.4232 | 108.7534 | 90.3587 | 39.4142 | 37.6194 | 38.8377 | 32.2087
6 | 7 | 18 | 2055.4715 | 2141.5337 | 2220.8563 | 2243.2908 | 80 | 63 | 0 | 0 | 0 | 0 | 0 | 0 | 0 | 0 | 0 | 0 | 810.9584 | 820.2111 | 871.6624 | 914.9612 | 0 | 0 | 0 | 0 | -1.4172 | -11.8497 | -32.4546 | -5.0454 | -2.3502 | -5.1186 | -5.3636 | -4.3752 | 1168.2804 | 1275.2909 | 1387.0121 | 1337.7503 | 0.4027 | 0.42494 | 0.41159 | 0.40375 | 470.4612 | 541.9191 | 570.8766 | 540.1148 | 0.099893 | 0.12352 | 0.12198 | 0.12226 | 0.047344 | 0.043719 | 0.043481 | 0.043375 | 116.7026 | 157.5188 | 169.1858 | 163.5503 | 55.3106 | 55.7549 | 60.309 | 58.025
6 | 7 | 19 | 2035.7931 | 2128.0265 | 2214.4166 | 2243.1612 | 80 | 63 | 0 | 0 | 0 | 0 | 0 | 0 | 0 | 0 | 0 | 0 | 431.4331 | 387.7583 | 417.3468 | 444.7619 | 0 | 0 | 0 | 0 | -2.2351 | 9.0104 | 19.6514 | 23.1271 | 1.9717 | 2.3781 | -0.48402 | 4.5431 | 1524.6235 | 1665.8798 | 1777.9025 | 1770.729 | 0.40839 | 0.42225 | 0.40697 | 0.39265 | 622.6381 | 703.4164 | 723.5527 | 695.271 | 0.10001 | 0.12461 | 0.12331 | 0.12277 | 0.047498 | 0.045407 | 0.045605 | 0.044747 | 152.4768 | 207.5877 | 219.2289 | 217.3927 | 72.4166 | 75.6433 | 81.0812 | 79.2342
6 | 7 | 20 | 2103.6325 | 2201.8307 | 2293.9551 | 2325.5834 | 80 | 63 | 0 | 0 | 0 | 0 | 0 | 0 | 0 | 0 | 0 | 0 | 400.5702 | 373.3844 | 407.5302 | 435.3032 | 0 | 0 | 0 | 0 | 0.84279 | 11.9832 | 0.80744 | 40.7392 | 3.0504 | 25.9108 | 25.9112 | 34.9392 | 1619.1691 | 1727.5522 | 1859.7064 | 1814.6018 | 0.40942 | 0.43553 | 0.40598 | 0.39629 | 662.9252 | 752.3988 | 755.0095 | 719.1059 | 0.10025 | 0.1246 | 0.12337 | 0.12275 | 0.047619 | 0.04531 | 0.04563 | 0.044849 | 162.3193 | 215.2453 | 229.4365 | 222.7459 | 77.1034 | 78.2747 | 84.8589 | 81.3827
6 | 7 | 21 | 2088.5705 | 2187.7019 | 2280.5657 | 2312.6136 | 80 | 63 | 0 | 0 | 0 | 0 | 0 | 0 | 0 | 0 | 0 | 0 | 395.6089 | 369.8973 | 405.1128 | 429.1502 | 0 | 0 | 0 | 0 | 3.0822 | 24.4592 | 16.6515 | 27.9019 | 2.645 | 23.5199 | 22.7961 | 36.4322 | 1607.2344 | 1706.8255 | 1836.0052 | 1819.1292 | 0.4094 | 0.43476 | 0.40586 | 0.39679 | 657.9994 | 742.0648 | 745.167 | 721.8163 | 0.099944 | 0.12452 | 0.12326 | 0.12262 | 0.047525 | 0.0452 | 0.045607 | 0.044782 | 160.6331 | 212.5423 | 226.3124 | 223.0609 | 76.3843 | 77.1479 | 83.7339 | 81.4639
6 | 7 | 22 | 1917.1303 | 2010.5389 | 2098.3939 | 2129.887 | 80 | 63 | 0 | 0 | 0 | 0 | 0 | 0 | 0 | 0 | 0 | 0 | 351.3124 | 324.2644 | 357.5641 | 378.6333 | 0 | 0 | 0 | 0 | 9.3371 | 48.1291 | 76.7922 | 32.5006 | 2.9415 | 12.3873 | 8.2287 | 35.3658 | 1473.5393 | 1562.7581 | 1655.809 | 1683.3875 | 0.40731 | 0.42231 | 0.40449 | 0.39511 | 600.1907 | 659.9705 | 669.766 | 665.1263 | 0.099763 | 0.12434 | 0.12277 | 0.12237 | 0.047398 | 0.044674 | 0.044754 | 0.044299 | 147.0051 | 194.3187 | 203.2821 | 206.0022 | 69.843 | 69.8145 | 74.1033 | 74.5728
6 | 7 | 23 | 1736.9102 | 1823.2757 | 1904.7169 | 1934.6681 | 80 | 63 | 0 | 0 | 0 | 0 | 0 | 0 | 0 | 0 | 0 | 0 | 309.5124 | 281.7129 | 311.028 | 332.0821 | 0 | 0 | 0 | 0 | 14.2019 | 57.4548 | 37.4534 | 22.5271 | 7.6943 | 17.7368 | 15.9373 | 29.4297 | 1325.5016 | 1403.3713 | 1540.2981 | 1550.6292 | 0.40299 | 0.42067 | 0.40353 | 0.39408 | 534.1579 | 590.3617 | 621.5541 | 611.074 | 0.099519 | 0.12334 | 0.12188 | 0.12195 | 0.047481 | 0.043666 | 0.043968 | 0.043796 | 131.9128 | 173.0913 | 187.7349 | 189.1046 | 62.9365 | 61.2798 | 67.7242 | 67.9116
6 | 7 | 24 | 1631.5922 | 1706.2413 | 1775.1352 | 1796.4801 | 80 | 63 | 0 | 0 | 0 | 0 | 0 | 0 | 0 | 0 | 0 | 0 | 290.1103 | 271.5248 | 295.0826 | 315.5839 | 0 | 0 | 0 | 0 | 11.6555 | 15.2082 | 35.8045 | 78.1747 | 7.6069 | 15.5812 | 16.396 | 27.3726 | 1242.2195 | 1340.9272 | 1427.8521 | 1375.3489 | 0.40134 | 0.42366 | 0.4104 | 0.39542 | 498.5578 | 568.0957 | 585.9957 | 543.834 | 0.10035 | 0.12315 | 0.12176 | 0.12179 | 0.048041 | 0.043511 | 0.043756 | 0.043496 | 124.6625 | 165.1364 | 173.8605 | 167.5098 | 59.677 | 58.3451 | 62.4771 | 59.8221
6 | 8 | 1 | 1546.8921 | 1609.5625 | 1665.3275 | 1676.9999 | 80 | 63 | 0 | 0 | 0 | 0 | 0 | 0 | 0 | 0 | 0 | 0 | 242.368 | 227.1946 | 245.3126 | 264.1927 | 0 | 0 | 0 | 0 | -2.9958 | 49.5133 | 35.5797 | 13.7547 | 0.30088 | 17.5825 | 16.8008 | 31.4718 | 1227.219 | 1252.2722 | 1367.6344 | 1367.5806 | 0.4071 | 0.42843 | 0.41669 | 0.39372 | 499.606 | 536.5145 | 569.8786 | 538.4414 | 0.10062 | 0.12317 | 0.12176 | 0.12176 | 0.048187 | 0.04356 | 0.04382 | 0.04354 | 123.4867 | 154.2411 | 166.5233 | 166.5102 | 59.1356 | 54.5484 | 59.9293 | 59.5438
6 | 8 | 2 | 1499.4268 | 1552.3432 | 1597.5229 | 1601.296 | 80 | 63 | 0 | 0 | 0 | 0 | 0 | 0 | 0 | 0 | 0 | 0 | 185.7994 | 173.0563 | 187.1973 | 201.6763 | 0 | 0 | 0 | 0 | -2.5252 | 15.6096 | 11.1167 | 7.635 | -1.0884 | 17.7429 | 20.2977 | 20.5905 | 1237.241 | 1282.9343 | 1378.9112 | 1371.3943 | 0.40672 | 0.42869 | 0.41639 | 0.39335 | 503.2063 | 549.9771 | 574.158 | 539.436 | 0.10087 | 0.12323 | 0.12176 | 0.12179 | 0.048351 | 0.043628 | 0.043704 | 0.0434 | 124.7998 | 158.0925 | 167.8922 | 167.0156 | 59.8216 | 55.9717 | 60.2641 | 59.5181
6 | 8 | 3 | 1475.8788 | 1520.6886 | 1556.9746 | 1553.8078 | 80 | 63 | 0 | 0 | 0 | 0 | 0 | 0 | 0 | 0 | 0 | 0 | 137.9564 | 121.3442 | 133.3369 | 146.14 | 0 | 0 | 0 | 0 | -3.2596 | 13.6825 | 24.9347 | 3.6441 | -1.1661 | 19.4874 | 10.7617 | 6.8153 | 1262.3481 | 1303.1746 | 1387.9412 | 1397.2085 | 0.40558 | 0.42977 | 0.41648 | 0.39426 | 511.9844 | 560.0672 | 578.0559 | 550.8624 | 0.10067 | 0.1232 | 0.12174 | 0.12179 | 0.04805 | 0.043159 | 0.043515 | 0.043176 | 127.0854 | 160.5454 | 168.9675 | 170.1665 | 60.6555 | 56.2437 | 60.3957 | 60.3264
6 | 8 | 4 | 1492.6183 | 1530.8478 | 1559.4859 | 1549.3993 | 80 | 63 | 0 | 0 | 0 | 0 | 0 | 0 | 0 | 0 | 0 | 0 | 101.3413 | 82.4257 | 91.9097 | 104.0538 | 0 | 0 | 0 | 0 | -2.7373 | 36.7621 | 39.3185 | 6.2885 | -0.65183 | 22.2593 | 18.9486 | 14.4484 | 1314.6661 | 1326.4007 | 1409.3091 | 1424.6086 | 0.40646 | 0.42931 | 0.41675 | 0.39303 | 534.3566 | 569.4366 | 587.3345 | 559.9098 | 0.10013 | 0.12316 | 0.12171 | 0.12177 | 0.047605 | 0.043086 | 0.043683 | 0.04331 | 131.636 | 163.3558 | 171.5291 | 173.4685 | 62.585 | 57.1492 | 61.5632 | 61.6999
6 | 8 | 5 | 1565.9943 | 1602.104 | 1627.6518 | 1613.2905 | 80 | 63 | 0 | 0 | 0 | 0 | 0 | 0 | 0 | 0 | 0 | 0 | 97.3496 | 76.7823 | 82.9977 | 95.025 | 0 | 0 | 0 | 0 | -3.4836 | 43.1769 | 22.1865 | 10.8666 | -0.69788 | 15.7892 | 21.5172 | 30.2462 | 1392.8262 | 1403.3556 | 1500.9504 | 1477.1527 | 0.40796 | 0.42719 | 0.41626 | 0.3916 | 568.2207 | 599.4932 | 624.7804 | 578.4529 | 0.099766 | 0.12314 | 0.12168 | 0.12176 | 0.047471 | 0.04337 | 0.043898 | 0.043431 | 138.9567 | 172.806 | 182.6367 | 179.8649 | 66.1188 | 60.8632 | 65.8885 | 64.1536
6 | 8 | 6 | 1679.1186 | 1712.6353 | 1734.3928 | 1714.5132 | 80 | 63 | 0 | 0 | 0 | 0 | 0 | 0 | 0 | 0 | 0 | 0 | 540.2221 | 522.2004 | 527.1466 | 541.2229 | 0 | 0 | 0 | 0 | -3.7607 | -10.7345 | -6.8554 | 5.3301 | 2.0944 | 3.0648 | -0.72525 | 3.7218 | 1060.5629 | 1135.1046 | 1214.8269 | 1164.2385 | 0.40606 | 0.43154 | 0.41548 | 0.38797 | 430.654 | 489.8416 | 504.7378 | 451.6858 | 0.10029 | 0.12329 | 0.12183 | 0.12193 | 0.047855 | 0.043715 | 0.043199 | 0.043012 | 106.3623 | 139.9452 | 148.0044 | 141.9599 | 50.7529 | 49.6212 | 52.4792 | 50.0761
6 | 8 | 7 | 1826.8393 | 1862.6219 | 1886.4215 | 1865.9967 | 80 | 63 | 0 | 0 | 0 | 0 | 0 | 0 | 0 | 0 | 0 | 0 | 948.0052 | 942.1717 | 954.6293 | 976.5963 | 0 | 0 | 0 | 0 | -1.6075 | -14.3551 | -15.4907 | 4.4598 | 1.8184 | -2.5066 | -4.0984 | -4.4084 | 798.6233 | 874.3119 | 951.3814 | 889.349 | 0.39763 | 0.41039 | 0.41696 | 0.37762 | 317.5539 | 358.8098 | 396.6852 | 335.8369 | 0.10263 | 0.12462 | 0.12286 | 0.12445 | 0.049859 | 0.045686 | 0.044449 | 0.048037 | 81.9626 | 108.9533 | 116.8881 | 110.6802 | 39.8182 | 39.944 | 42.2875 | 42.7212
6 | 8 | 8 | 1940.0725 | 1979.5251 | 2008.1071 | 1991.2394 | 80 | 63 | 0 | 0 | 0 | 0 | 0 | 0 | 0 | 0 | 0 | 0 | 1290.915 | 1354.0446 | 1432.4732 | 1508.5077 | 0 | 0 | 0 | 0 | -1.4396 | -16.4259 | -28.5652 | 63.3853 | -1.3331 | -3.9499 | -5.9198 | -26.1916 | 571.9302 | 582.8563 | 610.1189 | 445.538 | 0.39542 | 0.54534 | 0.3925 | 0.14136 | 226.1501 | 317.8529 | 239.4691 | 62.983 | 0.10486 | 0.12517 | 0.12386 | 0.12721 | 0.052485 | 0.056601 | 0.046895 | 0.056459 | 59.9715 | 72.9569 | 75.5684 | 56.6784 | 30.0175 | 32.9901 | 28.6115 | 25.1546
6 | 8 | 9 | 2049.1097 | 2096.5913 | 2134.8875 | 2125.8092 | 80 | 63 | 0 | 0 | 0 | 0 | 0 | 0 | 0 | 0 | 0 | 0 | 1549.2876 | 1682.9141 | 1827.8927 | 1958.263 | 0 | 0 | 0 | 0 | -1.3615 | -18.77 | -35.5664 | -81.9746 | 0.66353 | -13.2925 | -9.0856 | -35.9042 | 420.52 | 382.7397 | 351.6468 | 285.425 | 0.3881 | 0.022118 | 0.022118 | 0.021036 | 163.2038 | 8.4654 | 7.7777 | 6.0043 | 0.1048 | 0.12509 | 0.12371 | 0.12537 | 0.052609 | 0.049303 | 0.047265 | 0.054044 | 44.0721 | 47.8756 | 43.5013 | 35.7851 | 22.1233 | 18.8701 | 16.6205 | 15.4255
6 | 8 | 10 | 2110.0696 | 2159.5525 | 2199.3417 | 2189.9149 | 80 | 63 | 0 | 0 | 0 | 0 | 0 | 0 | 0 | 0 | 0 | 0 | 1675.8517 | 1860.1155 | 2053.1124 | 2222.6882 | 0 | 0 | 0 | 0 | -1.8166 | -23.9901 | -26.4529 | -69.9881 | -0.29347 | -31.1151 | -30.3658 | -38.2696 | 356.328 | 291.5422 | 203.048 | 75.4843 | 0.39518 | 0.022118 | 0.022118 | 0.022118 | 140.8151 | 6.4483 | 4.491 | 1.6695 | 0.10493 | 0.12388 | 0.12371 | 0.12482 | 0.053126 | 0.04685 | 0.047411 | 0.054693 | 37.3881 | 36.1156 | 25.1197 | 9.4218 | 18.9304 | 13.6589 | 9.6267 | 4.1285
6 | 8 | 11 | 2155.7164 | 2207.3927 | 2248.0585 | 2236.9195 | 80 | 63 | 0 | 0 | 0 | 0 | 0 | 0 | 0 | 0 | 0 | 0 | 1716.865 | 1931.976 | 2153.9635 | 2347.2755 | 0 | 0 | 0 | 0 | -4.9965 | -68.8642 | -59.8273 | -73.9739 | -4.5837 | -26.8681 | -27.2791 | -39.2253 | 368.4316 | 308.149 | 181.2015 | 2.8432 | 0.39679 | 0.022118 | 0.022118 | 0.022118 | 146.1907 | 6.8156 | 4.0078 | 0.062885 | 0.10508 | 0.12475 | 0.1237 | 0.12473 | 0.054511 | 0.049155 | 0.047529 | 0.054791 | 38.7132 | 38.4416 | 22.4148 | 0.35463 | 20.0836 | 15.1471 | 8.6123 | 0.15578
6 | 8 | 12 | 2146.6387 | 2198.3119 | 2238.198 | 2225.5519 | 80 | 63 | 0 | 0 | 0 | 0 | 0 | 0 | 0 | 0 | 0 | 0 | 1688.4721 | 1916.8947 | 2152.9185 | 2358.8122 | 0 | 0 | 0 | 0 | -5.953 | -63.21 | -85.1792 | -76.1534 | -4.2867 | -36.3566 | -22.2043 | -39.2437 | 388.4062 | 317.9838 | 192.663 | -17.8633 | 0.39234 | 0.022118 | 0.022118 | 0.022118 | 152.3887 | 7.0331 | 4.2613 | -0.3951 | 0.1061 | 0.126 | 0.12363 | 0.12476 | 0.05425 | 0.047139 | 0.047545 | 0.054996 | 41.2105 | 40.0657 | 23.8193 | -2.2286 | 21.0709 | 14.9896 | 9.1602 | -0.98241
6 | 8 | 13 | 2173.3621 | 2229.3978 | 2273.638 | 2263.6761 | 80 | 63 | 0 | 0 | 0 | 0 | 0 | 0 | 0 | 0 | 0 | 0 | 1670.4388 | 1898.3646 | 2135.7211 | 2343.5476 | 0 | 0 | 0 | 0 | -6.3022 | -62.3817 | -33.853 | -81.9948 | -5.0094 | -34.1785 | -32.9557 | -38.1567 | 434.2349 | 364.5935 | 204.7257 | 40.2799 | 0.39433 | 0.022118 | 0.022118 | 0.022118 | 171.2311 | 8.064 | 4.5281 | 0.8909 | 0.10585 | 0.12607 | 0.12362 | 0.12461 | 0.053834 | 0.047317 | 0.047312 | 0.05437 | 45.9647 | 45.9647 | 25.3081 | 5.0192 | 23.3768 | 17.2514 | 9.686 | 2.19
6 | 8 | 14 | 2183.9907 | 2243.5369 | 2291.773 | 2285.1096 | 80 | 63 | 0 | 0 | 0 | 0 | 0 | 0 | 0 | 0 | 0 | 0 | 1688.892 | 1907.8168 | 2136.1478 | 2336.1656 | 0 | 0 | 0 | 0 | -5.1761 | -50.3723 | -49.0536 | -58.9444 | -4.1895 | -32.1375 | -36.7597 | -38.1567 | 424.4644 | 355.2299 | 241.4385 | 46.0452 | 0.39259 | 0.022448 | 0.022118 | 0.021917 | 166.6396 | 7.9741 | 5.3401 | 1.0092 | 0.10333 | 0.12622 | 0.12352 | 0.12494 | 0.050799 | 0.041324 | 0.046765 | 0.05208 | 43.8578 | 44.8363 | 29.8228 | 5.753 | 21.5624 | 14.6794 | 11.2908 | 2.398
6 | 8 | 15 | 2176.1446 | 2238.4766 | 2289.8328 | 2285.8628 | 80 | 63 | 0 | 0 | 0 | 0 | 0 | 0 | 0 | 0 | 0 | 0 | 1634.0479 | 1831.1713 | 2036.1637 | 2215.54 | 0 | 0 | 0 | 0 | -3.5068 | -73.9784 | -48.886 | -59.276 | -6.2485 | -30.1425 | -32.3891 | -38.1567 | 471.852 | 448.4262 | 334.9443 | 167.7555 | 0.38933 | 0.022983 | 0.021613 | 0.020742 | 183.7047 | 10.3064 | 7.2391 | 3.4795 | 0.10202 | 0.12624 | 0.12336 | 0.12491 | 0.049384 | 0.046185 | 0.046049 | 0.049947 | 48.1402 | 56.6097 | 41.3202 | 20.9548 | 23.3021 | 20.7104 | 15.4239 | 8.3789
6 | 8 | 16 | 2157.8636 | 2228.2851 | 2289.0257 | 2293.496 | 80 | 63 | 0 | 0 | 0 | 0 | 0 | 0 | 0 | 0 | 0 | 0 | 1486.1258 | 1639.7056 | 1804.0674 | 1949.1565 | 0 | 0 | 0 | 0 | -1.4255 | -21.7558 | -7.2403 | -35.4959 | -6.0928 | -22.8758 | -13.171 | -37.909 | 599.2561 | 570.2111 | 505.3696 | 417.7445 | 0.39725 | 0.023616 | 0.020937 | 0.02146 | 238.0558 | 13.4659 | 10.5807 | 8.965 | 0.1011 | 0.12441 | 0.12269 | 0.12339 | 0.048884 | 0.044949 | 0.044678 | 0.045872 | 60.5861 | 70.9395 | 62.0037 | 51.5458 | 29.2939 | 25.6302 | 22.5787 | 19.1627
6 | 8 | 17 | 2111.8257 | 2189.9376 | 2259.7158 | 2272.7699 | 80 | 63 | 0 | 0 | 0 | 0 | 0 | 0 | 0 | 0 | 0 | 0 | 1199.0915 | 1285.5862 | 1398.4187 | 1499.9614 | 0 | 0 | 0 | 0 | -1.2466 | -13.3686 | -37.4523 | 29.4701 | -5.3476 | -7.0394 | -7.3025 | -7.3189 | 839.3283 | 861.7593 | 906.0519 | 750.6573 | 0.40602 | 0.342 | 0.42749 | 0.2585 | 340.7851 | 294.7245 | 387.3264 | 194.0427 | 0.10015 | 0.12392 | 0.12219 | 0.12278 | 0.047543 | 0.044642 | 0.043637 | 0.043767 | 84.0564 | 106.7866 | 110.713 | 92.1686 | 39.9038 | 38.4709 | 39.5376 | 32.8538
6 | 8 | 18 | 2060.8587 | 2147.2365 | 2226.8659 | 2249.4399 | 80 | 63 | 0 | 0 | 0 | 0 | 0 | 0 | 0 | 0 | 0 | 0 | 845.187 | 851.0504 | 907.4285 | 966.4519 | 0 | 0 | 0 | 0 | -1.4172 | -11.8497 | -32.4546 | -5.0454 | -2.3502 | -5.1186 | -5.3636 | -4.3752 | 1139.4391 | 1250.1544 | 1357.2557 | 1292.4087 | 0.4027 | 0.42494 | 0.41159 | 0.40375 | 458.8469 | 531.2376 | 558.6292 | 521.8082 | 0.099893 | 0.12352 | 0.12198 | 0.12226 | 0.047344 | 0.043719 | 0.043481 | 0.043375 | 113.8215 | 154.414 | 165.5562 | 158.0069 | 53.9451 | 54.6559 | 59.0151 | 56.0583
6 | 8 | 19 | 2030.0561 | 2121.9534 | 2208.0167 | 2236.6127 | 80 | 63 | 0 | 0 | 0 | 0 | 0 | 0 | 0 | 0 | 0 | 0 | 532.7747 | 509.4619 | 541.6513 | 574.3035 | 0 | 0 | 0 | 0 | -2.2351 | 9.0104 | 19.6514 | 23.1271 | 1.9717 | 2.3781 | -0.48402 | 4.5431 | 1417.5448 | 1538.103 | 1647.1981 | 1634.639 | 0.40839 | 0.42225 | 0.40697 | 0.39265 | 578.9084 | 649.4628 | 670.36 | 641.8357 | 0.10001 | 0.12461 | 0.12331 | 0.12277 | 0.047498 | 0.045407 | 0.045605 | 0.044747 | 141.7679 | 191.6652 | 203.112 | 200.6849 | 67.3306 | 69.8413 | 75.1204 | 73.1446
6 | 8 | 20 | 2097.5456 | 2195.3872 | 2287.1651 | 2318.6357 | 80 | 63 | 0 | 0 | 0 | 0 | 0 | 0 | 0 | 0 | 0 | 0 | 435.2133 | 410.1762 | 445.6354 | 474.6873 | 0 | 0 | 0 | 0 | 0.84279 | 11.9832 | 0.80744 | 40.7392 | 3.0504 | 25.9108 | 25.9112 | 34.9392 | 1578.4392 | 1684.317 | 1814.8111 | 1768.27 | 0.40942 | 0.43553 | 0.40598 | 0.39629 | 646.2495 | 733.5686 | 736.7828 | 700.7451 | 0.10025 | 0.1246 | 0.12337 | 0.12275 | 0.047619 | 0.04531 | 0.04563 | 0.044849 | 158.2362 | 209.8584 | 223.8977 | 217.0586 | 75.1639 | 76.3157 | 82.8103 | 79.3048
6 | 8 | 21 | 2084.3027 | 2183.184 | 2275.8048 | 2307.7422 | 80 | 63 | 0 | 0 | 0 | 0 | 0 | 0 | 0 | 0 | 0 | 0 | 436.822 | 413.5537 | 450.6949 | 476.1376 | 0 | 0 | 0 | 0 | 3.0822 | 24.4592 | 16.6515 | 27.9019 | 2.645 | 23.5199 | 22.7961 | 36.4322 | 1561.7535 | 1658.6512 | 1785.6623 | 1767.2705 | 0.4094 | 0.43476 | 0.40586 | 0.39679 | 639.3796 | 721.1204 | 724.7347 | 701.2391 | 0.099944 | 0.12452 | 0.12326 | 0.12262 | 0.047525 | 0.0452 | 0.045607 | 0.044782 | 156.0875 | 206.5434 | 220.107 | 216.702 | 74.2228 | 74.9704 | 81.4379 | 79.1415
6 | 8 | 22 | 1941.128 | 2035.9425 | 2125.164 | 2157.2787 | 80 | 63 | 0 | 0 | 0 | 0 | 0 | 0 | 0 | 0 | 0 | 0 | 455.7476 | 440.4685 | 478.7293 | 499.8252 | 0 | 0 | 0 | 0 | 9.3371 | 48.1291 | 76.7922 | 32.5006 | 2.9415 | 12.3873 | 8.2287 | 35.3658 | 1393.1018 | 1471.9576 | 1561.4138 | 1589.5872 | 0.40731 | 0.42231 | 0.40449 | 0.39511 | 567.4275 | 621.6244 | 631.5836 | 628.0647 | 0.099763 | 0.12434 | 0.12277 | 0.12237 | 0.047398 | 0.044674 | 0.044754 | 0.044299 | 138.9804 | 183.0282 | 191.6933 | 194.5235 | 66.0304 | 65.7581 | 69.8787 | 70.4175
6 | 8 | 23 | 1798.5486 | 1888.5252 | 1973.476 | 2005.0239 | 80 | 63 | 0 | 0 | 0 | 0 | 0 | 0 | 0 | 0 | 0 | 0 | 485.1744 | 477.3602 | 516.5273 | 535.743 | 0 | 0 | 0 | 0 | 14.2019 | 57.4548 | 37.4534 | 22.5271 | 7.6943 | 17.7368 | 15.9373 | 29.4297 | 1211.4779 | 1272.9734 | 1403.558 | 1417.324 | 0.40299 | 0.42067 | 0.40353 | 0.39408 | 488.208 | 535.5067 | 566.3755 | 558.5409 | 0.099519 | 0.12334 | 0.12188 | 0.12195 | 0.047481 | 0.043666 | 0.043968 | 0.043796 | 120.5653 | 157.0081 | 171.0687 | 172.8476 | 57.5225 | 55.5858 | 61.712 | 62.0734
6 | 8 | 24 | 1653.1411 | 1729.0527 | 1799.1736 | 1821.0766 | 80 | 63 | 0 | 0 | 0 | 0 | 0 | 0 | 0 | 0 | 0 | 0 | 440.9406 | 424.7685 | 463.1482 | 482.5157 | 0 | 0 | 0 | 0 | 11.6555 | 15.2082 | 35.8045 | 78.1747 | 7.6069 | 15.5812 | 16.396 | 27.3726 | 1112.9382 | 1210.4948 | 1283.8249 | 1233.0137 | 0.40134 | 0.42366 | 0.4104 | 0.39542 | 446.6714 | 512.8369 | 526.8864 | 487.5525 | 0.10035 | 0.12315 | 0.12176 | 0.12179 | 0.048041 | 0.043511 | 0.043756 | 0.043496 | 111.6885 | 149.0735 | 156.3232 | 150.1741 | 53.4662 | 52.6699 | 56.175 | 53.6311
6 | 9 | 1 | 1565.7824 | 1629.5595 | 1686.4001 | 1698.5618 | 80 | 63 | 0 | 0 | 0 | 0 | 0 | 0 | 0 | 0 | 0 | 0 | 399.7299 | 377.7711 | 414.9389 | 434.0116 | 0 | 0 | 0 | 0 | -2.9958 | 49.5133 | 35.5797 | 13.7547 | 0.30088 | 17.5825 | 16.8008 | 31.4718 | 1088.7473 | 1121.6926 | 1219.0807 | 1219.3237 | 0.4071 | 0.42843 | 0.41669 | 0.39372 | 443.2336 | 480.5699 | 507.9778 | 480.0699 | 0.10062 | 0.12317 | 0.12176 | 0.12176 | 0.048187 | 0.04356 | 0.04382 | 0.04354 | 109.5533 | 138.1577 | 148.4354 | 148.4591 | 52.4631 | 48.8605 | 53.4197 | 53.0888
6 | 9 | 2 | 1496.4183 | 1549.1585 | 1594.1669 | 1597.8621 | 80 | 63 | 0 | 0 | 0 | 0 | 0 | 0 | 0 | 0 | 0 | 0 | 348.6863 | 328.3807 | 361.4209 | 377.8449 | 0 | 0 | 0 | 0 | -2.5252 | 15.6096 | 11.1167 | 7.635 | -1.0884 | 17.7429 | 20.2977 | 20.5905 | 1071.3456 | 1124.4252 | 1201.3316 | 1191.7918 | 0.40672 | 0.42869 | 0.41639 | 0.39335 | 435.7339 | 482.0263 | 500.2164 | 468.7896 | 0.10087 | 0.12323 | 0.12176 | 0.12179 | 0.048351 | 0.043628 | 0.043704 | 0.0434 | 108.066 | 138.5598 | 146.2707 | 145.1426 | 51.8004 | 49.0563 | 52.5031 | 51.7234
6 | 9 | 3 | 1463.9849 | 1508.0979 | 1543.7067 | 1540.2318 | 80 | 63 | 0 | 0 | 0 | 0 | 0 | 0 | 0 | 0 | 0 | 0 | 307.7161 | 287.0517 | 317.1921 | 331.9687 | 0 | 0 | 0 | 0 | -3.2596 | 13.6825 | 24.9347 | 3.6441 | -1.1661 | 19.4874 | 10.7617 | 6.8153 | 1080.6946 | 1124.8764 | 1190.8182 | 1197.8037 | 0.40558 | 0.42977 | 0.41648 | 0.39426 | 438.3092 | 483.4398 | 495.9572 | 472.2452 | 0.10067 | 0.1232 | 0.12174 | 0.12179 | 0.04805 | 0.043159 | 0.043515 | 0.043176 | 108.7976 | 138.5799 | 144.9698 | 145.8809 | 51.9271 | 48.5485 | 51.818 | 51.7168
6 | 9 | 4 | 1472.8884 | 1509.9621 | 1537.4767 | 1526.879 | 80 | 63 | 0 | 0 | 0 | 0 | 0 | 0 | 0 | 0 | 0 | 0 | 274.0898 | 253.3341 | 280.6636 | 294.725 | 0 | 0 | 0 | 0 | -2.7373 | 36.7621 | 39.3185 | 6.2885 | -0.65183 | 22.2593 | 18.9486 | 14.4484 | 1122.1878 | 1134.6066 | 1198.546 | 1211.4172 | 0.40646 | 0.42931 | 0.41675 | 0.39303 | 456.1222 | 487.0975 | 499.4982 | 476.1198 | 0.10013 | 0.12316 | 0.12171 | 0.12177 | 0.047605 | 0.043086 | 0.043683 | 0.04331 | 112.3634 | 139.735 | 145.8768 | 147.5091 | 53.422 | 48.8856 | 52.3564 | 52.4666
6 | 9 | 5 | 1476.8601 | 1507.7478 | 1528.2203 | 1511.5502 | 80 | 63 | 0 | 0 | 0 | 0 | 0 | 0 | 0 | 0 | 0 | 0 | 226.3557 | 198.5511 | 222.4028 | 235.8517 | 0 | 0 | 0 | 0 | -3.4836 | 43.1769 | 22.1865 | 10.8666 | -0.69788 | 15.7892 | 21.5172 | 30.2462 | 1174.6859 | 1187.2306 | 1262.1137 | 1234.5857 | 0.40796 | 0.42719 | 0.41626 | 0.3916 | 479.2276 | 507.1677 | 525.363 | 483.4637 | 0.099766 | 0.12314 | 0.12168 | 0.12176 | 0.047471 | 0.04337 | 0.043898 | 0.043431 | 117.1937 | 146.1929 | 153.5749 | 150.3289 | 55.7635 | 51.4899 | 55.4041 | 53.6188
6 | 9 | 6 | 1470.6258 | 1491.9277 | 1501.8136 | 1476.5336 | 80 | 63 | 0 | 0 | 0 | 0 | 0 | 0 | 0 | 0 | 0 | 0 | 536.1222 | 505.0739 | 525.7347 | 540.8079 | 0 | 0 | 0 | 0 | -3.7607 | -10.7345 | -6.8554 | 5.3301 | 2.0944 | 3.0648 | -0.72525 | 3.7218 | 856.1699 | 931.5236 | 983.6596 | 926.6739 | 0.40606 | 0.43154 | 0.41548 | 0.38797 | 347.6578 | 401.9885 | 408.6921 | 359.5186 | 0.10029 | 0.12329 | 0.12183 | 0.12193 | 0.047855 | 0.043715 | 0.043199 | 0.043012 | 85.864 | 114.8461 | 119.8409 | 112.9928 | 40.9717 | 40.7216 | 42.493 | 39.858
6 | 9 | 7 | 1551.7407 | 1571.4064 | 1579.5419 | 1551.9914 | 80 | 63 | 0 | 0 | 0 | 0 | 0 | 0 | 0 | 0 | 0 | 0 | 859.0264 | 846.8748 | 868.0798 | 890.8448 | 0 | 0 | 0 | 0 | -1.6075 | -14.3551 | -15.4907 | 4.4598 | 1.8184 | -2.5066 | -4.0984 | -4.4084 | 612.5034 | 678.3933 | 731.0513 | 661.0952 | 0.39763 | 0.41039 | 0.41696 | 0.37762 | 243.5477 | 278.4066 | 304.817 | 249.6435 | 0.10263 | 0.12462 | 0.12286 | 0.12445 | 0.049859 | 0.045686 | 0.044449 | 0.048037 | 62.8611 | 84.5387 | 89.818 | 82.2739 | 30.5385 | 30.9932 | 32.4941 | 31.7567
6 | 9 | 8 | 1674.7688 | 1698.6784 | 1712.154 | 1688.4143 | 80 | 63 | 0 | 0 | 0 | 0 | 0 | 0 | 0 | 0 | 0 | 0 | 1232.0764 | 1292.2161 | 1370.0442 | 1444.8917 | 0 | 0 | 0 | 0 | -1.4396 | -16.4259 | -28.5652 | 63.3853 | -1.3331 | -3.9499 | -5.9198 | -26.1916 | 365.4651 | 363.8381 | 376.5948 | 206.3289 | 0.39542 | 0.54534 | 0.3925 | 0.14136 | 144.5106 | 198.4142 | 147.8119 | 29.1675 | 0.10486 | 0.12517 | 0.12386 | 0.12721 | 0.052485 | 0.056601 | 0.046895 | 0.056459 | 38.322 | 45.5421 | 46.6444 | 26.2478 | 19.1813 | 20.5935 | 17.6604 | 11.6491
6 | 9 | 9 | 1778.2789 | 1809.8937 | 1832.7687 | 1816.6752 | 80 | 63 | 0 | 0 | 0 | 0 | 0 | 0 | 0 | 0 | 0 | 0 | 1479.2444 | 1606.6456 | 1748.0521 | 1875.4975 | 0 | 0 | 0 | 0 | -1.3615 | -18.77 | -35.5664 | -81.9746 | 0.66353 | -13.2925 | -9.0856 | -35.9042 | 219.7324 | 172.3107 | 129.3686 | 59.0566 | 0.3881 | 0.022118 | 0.022118 | 0.021036 | 85.2782 | 3.8111 | 2.8614 | 1.2423 | 0.1048 | 0.12509 | 0.12371 | 0.12537 | 0.052609 | 0.049303 | 0.047265 | 0.054044 | 23.0288 | 21.5538 | 16.0038 | 7.4042 | 11.56 | 8.4954 | 6.1146 | 3.1917
6 | 9 | 10 | 1854.5609 | 1889.0746 | 1914.3151 | 1898.27 | 80 | 63 | 0 | 0 | 0 | 0 | 0 | 0 | 0 | 0 | 0 | 0 | 1663.4895 | 1839.1839 | 2026.8819 | 2192.1312 | 0 | 0 | 0 | 0 | -1.8166 | -23.9901 | -26.4529 | -69.9881 | -0.29347 | -31.1151 | -30.3658 | -38.2696 | 113.1815 | 41.9959 | -55.7481 | -185.6035 | 0.39518 | 0.022118 | 0.022118 | 0.022118 | 44.7275 | 0.92886 | -1.233 | -4.1051 | 0.10493 | 0.12388 | 0.12371 | 0.12482 | 0.053126 | 0.04685 | 0.047411 | 0.054693 | 11.8757 | 5.2024 | -6.8968 | -23.1667 | 6.0129 | 1.9675 | -2.6431 | -10.1512
6 | 9 | 11 | 1902.0968 | 1938.9145 | 1965.1392 | 1947.4309 | 80 | 63 | 0 | 0 | 0 | 0 | 0 | 0 | 0 | 0 | 0 | 0 | 1667.7019 | 1869.5534 | 2081.923 | 2267.3064 | 0 | 0 | 0 | 0 | -4.9965 | -68.8642 | -59.8273 | -73.9739 | -4.5837 | -26.8681 | -27.2791 | -39.2253 | 163.9751 | 102.0934 | -29.6774 | -206.6763 | 0.39679 | 0.022118 | 0.022118 | 0.022118 | 65.064 | 2.2581 | -0.6564 | -4.5712 | 0.10508 | 0.12475 | 0.1237 | 0.12473 | 0.054511 | 0.049155 | 0.047529 | 0.054791 | 17.2298 | 12.7362 | -3.6711 | -25.7784 | 8.9385 | 5.0184 | -1.4105 | -11.3241
6 | 9 | 12 | 1928.141 | 1967.0133 | 1994.4581 | 1976.1525 | 80 | 63 | 0 | 0 | 0 | 0 | 0 | 0 | 0 | 0 | 0 | 0 | 1616.745 | 1829.6849 | 2052.2792 | 2245.9435 | 0 | 0 | 0 | 0 | -5.953 | -63.21 | -85.1792 | -76.1534 | -4.2867 | -36.3566 | -22.2043 | -39.2437 | 241.6357 | 173.8951 | 49.5625 | -154.394 | 0.39234 | 0.022118 | 0.022118 | 0.022118 | 94.8042 | 3.8462 | 1.0962 | -3.4148 | 0.1061 | 0.126 | 0.12363 | 0.12476 | 0.05425 | 0.047139 | 0.047545 | 0.054996 | 25.6379 | 21.9107 | 6.1275 | -19.2623 | 13.1087 | 8.1973 | 2.3565 | -8.4911
6 | 9 | 13 | 1941.991 | 1984.4717 | 2015.5376 | 1999.5826 | 80 | 63 | 0 | 0 | 0 | 0 | 0 | 0 | 0 | 0 | 0 | 0 | 1656.886 | 1868.9019 | 2090.6722 | 2283.7309 | 0 | 0 | 0 | 0 | -6.3022 | -62.3817 | -33.853 | -81.9948 | -5.0094 | -34.1785 | -32.9557 | -38.1567 | 216.4166 | 149.1301 | -8.3259 | -163.9968 | 0.39433 | 0.022118 | 0.022118 | 0.022118 | 85.3392 | 3.2984 | -0.18415 | -3.6272 | 0.10585 | 0.12607 | 0.12362 | 0.12461 | 0.053834 | 0.047317 | 0.047312 | 0.05437 | 22.9082 | 18.801 | -1.0292 | -20.4354 | 11.6507 | 7.0564 | -0.39391 | -8.9164
6 | 9 | 14 | 1960.1758 | 2006.6096 | 2042.1016 | 2029.6409 | 80 | 63 | 0 | 0 | 0 | 0 | 0 | 0 | 0 | 0 | 0 | 0 | 1602.006 | 1802.6813 | 2013.8481 | 2198.0531 | 0 | 0 | 0 | 0 | -5.1761 | -50.3723 | -49.0536 | -58.9444 | -4.1895 | -32.1375 | -36.7597 | -38.1567 | 287.5354 | 223.438 | 114.0669 | -71.311 | 0.39259 | 0.022448 | 0.022118 | 0.021917 | 112.883 | 5.0157 | 2.5229 | -1.5629 | 0.10333 | 0.12622 | 0.12352 | 0.12494 | 0.050799 | 0.041324 | 0.046765 | 0.05208 | 29.7096 | 28.2018 | 14.0897 | -8.9097 | 14.6065 | 9.2333 | 5.3343 | -3.7139
6 | 9 | 15 | 1971.15 | 2021.4722 | 2061.156 | 2051.8761 | 80 | 63 | 0 | 0 | 0 | 0 | 0 | 0 | 0 | 0 | 0 | 0 | 1605.2656 | 1778.8234 | 1970.7916 | 2136.252 | 0 | 0 | 0 | 0 | -3.5068 | -73.9784 | -48.886 | -59.276 | -6.2485 | -30.1425 | -32.3891 | -38.1567 | 295.6397 | 283.7698 | 171.6395 | 13.0568 | 0.38933 | 0.022983 | 0.021613 | 0.020742 | 115.1005 | 6.522 | 3.7096 | 0.27082 | 0.10202 | 0.12624 | 0.12336 | 0.12491 | 0.049384 | 0.046185 | 0.046049 | 0.049947 | 30.1623 | 35.8234 | 21.1742 | 1.631 | 14.6 | 13.1058 | 7.9038 | 0.65215
6 | 9 | 16 | 1983.3732 | 2043.5722 | 2094.3772 | 2094.3278 | 80 | 63 | 0 | 0 | 0 | 0 | 0 | 0 | 0 | 0 | 0 | 0 | 1557.3222 | 1673.518 | 1841.6152 | 1974.4414 | 0 | 0 | 0 | 0 | -1.4255 | -21.7558 | -7.2403 | -35.4959 | -6.0928 | -22.8758 | -13.171 | -37.909 | 353.5693 | 351.6858 | 273.1733 | 193.2913 | 0.39725 | 0.023616 | 0.020937 | 0.02146 | 140.4562 | 8.3053 | 5.7193 | 4.1481 | 0.1011 | 0.12441 | 0.12269 | 0.12339 | 0.048884 | 0.044949 | 0.044678 | 0.045872 | 35.7466 | 43.7529 | 33.5156 | 23.8503 | 17.2838 | 15.8078 | 12.2047 | 8.8666
6 | 9 | 17 | 1986.3102 | 2057.0686 | 2119.7 | 2129.503 | 80 | 63 | 0 | 0 | 0 | 0 | 0 | 0 | 0 | 0 | 0 | 0 | 1378.0077 | 1418.4869 | 1553.1731 | 1646.556 | 0 | 0 | 0 | 0 | -1.2466 | -13.3686 | -37.4523 | 29.4701 | -5.3476 | -7.0394 | -7.3025 | -7.3189 | 534.8966 | 595.9897 | 611.2818 | 460.7958 | 0.40602 | 0.342 | 0.42749 | 0.2585 | 217.1794 | 203.8304 | 261.3157 | 119.1144 | 0.10015 | 0.12392 | 0.12219 | 0.12278 | 0.047543 | 0.044642 | 0.043637 | 0.043767 | 53.5684 | 73.8533 | 74.6942 | 56.5783 | 25.4303 | 26.6063 | 26.6746 | 20.1675
6 | 9 | 18 | 1969.0659 | 2050.0659 | 2124.4687 | 2144.665 | 80 | 63 | 0 | 0 | 0 | 0 | 0 | 0 | 0 | 0 | 0 | 0 | 949.2434 | 909.0853 | 986.7124 | 1037.8466 | 0 | 0 | 0 | 0 | -1.4172 | -11.8497 | -32.4546 | -5.0454 | -2.3502 | -5.1186 | -5.3636 | -4.3752 | 943.5898 | 1094.9489 | 1175.5745 | 1116.2391 | 0.4027 | 0.42494 | 0.41159 | 0.40375 | 379.9793 | 465.285 | 483.8516 | 450.68 | 0.099893 | 0.12352 | 0.12198 | 0.12226 | 0.047344 | 0.043719 | 0.043481 | 0.043375 | 94.2576 | 135.2437 | 143.395 | 136.4688 | 44.6729 | 47.8704 | 51.1154 | 48.417
6 | 9 | 19 | 1949.1776 | 2036.3366 | 2117.7947 | 2144.2958 | 80 | 63 | 0 | 0 | 0 | 0 | 0 | 0 | 0 | 0 | 0 | 0 | 541.4929 | 481.3996 | 530.1071 | 559.8479 | 0 | 0 | 0 | 0 | -2.2351 | 9.0104 | 19.6514 | 23.1271 | 1.9717 | 2.3781 | -0.48402 | 4.5431 | 1327.9482 | 1480.5485 | 1568.5203 | 1556.7777 | 0.40839 | 0.42225 | 0.40697 | 0.39265 | 542.3182 | 625.1604 | 638.3405 | 611.2637 | 0.10001 | 0.12461 | 0.12331 | 0.12277 | 0.047498 | 0.045407 | 0.045605 | 0.044747 | 132.8074 | 184.4933 | 193.4104 | 191.1259 | 63.0749 | 67.2279 | 71.5323 | 69.6606
6 | 9 | 20 | 2020.6551 | 2113.992 | 2201.3917 | 2230.8707 | 80 | 63 | 0 | 0 | 0 | 0 | 0 | 0 | 0 | 0 | 0 | 0 | 416.2535 | 367.5706 | 415.4663 | 440.1421 | 0 | 0 | 0 | 0 | 0.84279 | 11.9832 | 0.80744 | 40.7392 | 3.0504 | 25.9108 | 25.9112 | 34.9392 | 1520.5084 | 1645.5274 | 1759.2068 | 1715.0503 | 0.40942 | 0.43553 | 0.40598 | 0.39629 | 622.5313 | 716.6746 | 714.2084 | 679.6548 | 0.10025 | 0.1246 | 0.12337 | 0.12275 | 0.047619 | 0.04531 | 0.04563 | 0.044849 | 152.4287 | 205.0254 | 217.0376 | 210.5258 | 72.4053 | 74.5582 | 80.2731 | 76.918
6 | 9 | 21 | 2027.1421 | 2122.6746 | 2212.0407 | 2242.4975 | 80 | 63 | 0 | 0 | 0 | 0 | 0 | 0 | 0 | 0 | 0 | 0 | 376.2361 | 323.5325 | 370.2969 | 392.9791 | 0 | 0 | 0 | 0 | 3.0822 | 24.4592 | 16.6515 | 27.9019 | 2.645 | 23.5199 | 22.7961 | 36.4322 | 1565.1788 | 1688.163 | 1802.2961 | 1785.1843 | 0.4094 | 0.43476 | 0.40586 | 0.39679 | 640.7819 | 733.9511 | 731.4857 | 708.3472 | 0.099944 | 0.12452 | 0.12326 | 0.12262 | 0.047525 | 0.0452 | 0.045607 | 0.044782 | 156.4299 | 210.2184 | 222.1573 | 218.8986 | 74.3856 | 76.3043 | 82.1965 | 79.9438
6 | 9 | 22 | 1902.158 | 1994.6895 | 2081.692 | 2112.7972 | 80 | 63 | 0 | 0 | 0 | 0 | 0 | 0 | 0 | 0 | 0 | 0 | 349.6955 | 293.2996 | 340.0595 | 361.1295 | 0 | 0 | 0 | 0 | 9.3371 | 48.1291 | 76.7922 | 32.5006 | 2.9415 | 12.3873 | 8.2287 | 35.3658 | 1460.1839 | 1577.8734 | 1656.6115 | 1683.8014 | 0.40731 | 0.42231 | 0.40449 | 0.39511 | 594.7508 | 666.3538 | 670.0906 | 665.2898 | 0.099763 | 0.12434 | 0.12277 | 0.12237 | 0.047398 | 0.044674 | 0.044754 | 0.044299 | 145.6727 | 196.1982 | 203.3806 | 206.0529 | 69.21 | 70.4898 | 74.1392 | 74.5912
6 | 9 | 23 | 1763.9863 | 1851.9381 | 1934.9209 | 1965.5735 | 80 | 63 | 0 | 0 | 0 | 0 | 0 | 0 | 0 | 0 | 0 | 0 | 350.5673 | 295.727 | 343.4163 | 362.3512 | 0 | 0 | 0 | 0 | 14.2019 | 57.4548 | 37.4534 | 22.5271 | 7.6943 | 17.7368 | 15.9373 | 29.4297 | 1311.5228 | 1418.0196 | 1538.1139 | 1551.2655 | 0.40299 | 0.42067 | 0.40353 | 0.39408 | 528.5247 | 596.5239 | 620.6726 | 611.3248 | 0.099519 | 0.12334 | 0.12188 | 0.12195 | 0.047481 | 0.043666 | 0.043968 | 0.043796 | 130.5217 | 174.898 | 187.4687 | 189.1822 | 62.2728 | 61.9195 | 67.6282 | 67.9395
6 | 9 | 24 | 1636.5597 | 1711.4998 | 1780.6765 | 1802.1501 | 80 | 63 | 0 | 0 | 0 | 0 | 0 | 0 | 0 | 0 | 0 | 0 | 338.1532 | 281.0658 | 329.3315 | 346.9288 | 0 | 0 | 0 | 0 | 11.6555 | 15.2082 | 35.8045 | 78.1747 | 7.6069 | 15.5812 | 16.396 | 27.3726 | 1199.144 | 1336.6446 | 1399.1446 | 1349.674 | 0.40134 | 0.42366 | 0.4104 | 0.39542 | 481.2697 | 566.2813 | 574.214 | 533.6818 | 0.10035 | 0.12315 | 0.12176 | 0.12179 | 0.048041 | 0.043511 | 0.043756 | 0.043496 | 120.3397 | 164.609 | 170.3649 | 164.3827 | 57.6076 | 58.1588 | 61.221 | 58.7054
6 | 10 | 1 | 1527.9318 | 1589.4915 | 1644.1769 | 1655.3581 | 80 | 63 | 0 | 0 | 0 | 0 | 0 | 0 | 0 | 0 | 0 | 0 | 327.3166 | 267.1429 | 315.6391 | 333.2218 | 0 | 0 | 0 | 0 | -2.9958 | 49.5133 | 35.5797 | 13.7547 | 0.30088 | 17.5825 | 16.8008 | 31.4718 | 1123.3102 | 1192.2528 | 1276.1572 | 1276.9098 | 0.4071 | 0.42843 | 0.41669 | 0.39372 | 457.3043 | 510.8002 | 531.761 | 502.7426 | 0.10062 | 0.12317 | 0.12176 | 0.12176 | 0.048187 | 0.04356 | 0.04382 | 0.04354 | 113.0311 | 146.8485 | 155.385 | 155.4705 | 54.1285 | 51.934 | 55.9208 | 55.5961
6 | 10 | 2 | 1467.4532 | 1518.4964 | 1561.8556 | 1564.8005 | 80 | 63 | 0 | 0 | 0 | 0 | 0 | 0 | 0 | 0 | 0 | 0 | 314.3407 | 254.6217 | 302.1978 | 318.8097 | 0 | 0 | 0 | 0 | -2.5252 | 15.6096 | 11.1167 | 7.635 | -1.0884 | 17.7429 | 20.2977 | 20.5905 | 1076.7262 | 1167.5221 | 1228.2434 | 1217.7654 | 0.40672 | 0.42869 | 0.41639 | 0.39335 | 437.9223 | 500.5014 | 511.4221 | 479.0063 | 0.10087 | 0.12323 | 0.12176 | 0.12179 | 0.048351 | 0.043628 | 0.043704 | 0.0434 | 108.6088 | 143.8705 | 149.5474 | 148.3058 | 52.0606 | 50.9365 | 53.6793 | 52.8507
6 | 10 | 3 | 1434.5301 | 1476.9174 | 1510.849 | 1506.6112 | 80 | 63 | 0 | 0 | 0 | 0 | 0 | 0 | 0 | 0 | 0 | 0 | 287.7391 | 229.7148 | 275.2746 | 289.2863 | 0 | 0 | 0 | 0 | -3.2596 | 13.6825 | 24.9347 | 3.6441 | -1.1661 | 19.4874 | 10.7617 | 6.8153 | 1071.2167 | 1151.0327 | 1199.878 | 1206.8655 | 0.40558 | 0.42977 | 0.41648 | 0.39426 | 434.4651 | 494.681 | 499.7305 | 475.818 | 0.10067 | 0.1232 | 0.12174 | 0.12179 | 0.04805 | 0.043159 | 0.043515 | 0.043176 | 107.8434 | 141.8022 | 146.0728 | 146.9846 | 51.4717 | 49.6774 | 52.2122 | 52.1081
6 | 10 | 4 | 1429.8605 | 1464.4134 | 1489.478 | 1477.7658 | 80 | 63 | 0 | 0 | 0 | 0 | 0 | 0 | 0 | 0 | 0 | 0 | 256.8173 | 202.233 | 243.4638 | 255.5723 | 0 | 0 | 0 | 0 | -2.7373 | 36.7621 | 39.3185 | 6.2885 | -0.65183 | 22.2593 | 18.9486 | 14.4484 | 1096.4323 | 1140.1589 | 1187.747 | 1201.4566 | 0.40646 | 0.42931 | 0.41675 | 0.39303 | 445.6538 | 489.4812 | 494.9977 | 472.205 | 0.10013 | 0.12316 | 0.12171 | 0.12177 | 0.047605 | 0.043086 | 0.043683 | 0.04331 | 109.7845 | 140.4188 | 144.5624 | 146.2962 | 52.1959 | 49.1248 | 51.8846 | 52.0352
6 | 10 | 5 | 1447.5452 | 1476.7154 | 1495.5187 | 1478.0893 | 80 | 63 | 0 | 0 | 0 | 0 | 0 | 0 | 0 | 0 | 0 | 0 | 243.5914 | 193.6048 | 229.1867 | 241.1887 | 0 | 0 | 0 | 0 | -3.4836 | 43.1769 | 22.1865 | 10.8666 | -0.69788 | 15.7892 | 21.5172 | 30.2462 | 1128.1353 | 1161.1446 | 1222.6283 | 1195.7878 | 0.40796 | 0.42719 | 0.41626 | 0.3916 | 460.2368 | 496.0242 | 508.927 | 468.2704 | 0.099766 | 0.12314 | 0.12168 | 0.12176 | 0.047471 | 0.04337 | 0.043898 | 0.043431 | 112.5496 | 142.9807 | 148.7703 | 145.6046 | 53.5537 | 50.3586 | 53.6707 | 51.9338
6 | 10 | 6 | 1388.9078 | 1405.4222 | 1410.6551 | 1383.2584 | 80 | 63 | 0 | 0 | 0 | 0 | 0 | 0 | 0 | 0 | 0 | 0 | 565.6504 | 524.9563 | 554.6866 | 568.3791 | 0 | 0 | 0 | 0 | -3.7607 | -10.7345 | -6.8554 | 5.3301 | 2.0944 | 3.0648 | -0.72525 | 3.7218 | 744.9237 | 825.1356 | 863.5491 | 805.8275 | 0.40606 | 0.43154 | 0.41548 | 0.38797 | 302.485 | 356.078 | 358.7885 | 312.6342 | 0.10029 | 0.12329 | 0.12183 | 0.12193 | 0.047855 | 0.043715 | 0.043199 | 0.043012 | 74.7073 | 101.7297 | 105.2076 | 98.2575 | 35.6481 | 36.0709 | 37.3044 | 34.6602
6 | 10 | 7 | 1458.3387 | 1472.5324 | 1475.3495 | 1445.3797 | 80 | 63 | 0 | 0 | 0 | 0 | 0 | 0 | 0 | 0 | 0 | 0 | 991.8593 | 973.1153 | 1006.3066 | 1030.5938 | 0 | 0 | 0 | 0 | -1.6075 | -14.3551 | -15.4907 | 4.4598 | 1.8184 | -2.5066 | -4.0984 | -4.4084 | 386.2685 | 453.2789 | 488.6321 | 414.7345 | 0.39763 | 0.41039 | 0.41696 | 0.37762 | 153.5907 | 186.0216 | 203.7386 | 156.6125 | 0.10263 | 0.12462 | 0.12286 | 0.12445 | 0.049859 | 0.045686 | 0.044449 | 0.048037 | 39.6427 | 56.4858 | 60.034 | 51.6141 | 19.2588 | 20.7086 | 21.719 | 19.9224
6 | 10 | 8 | 1577.7987 | 1596.0272 | 1603.9813 | 1577.7298 | 80 | 63 | 0 | 0 | 0 | 0 | 0 | 0 | 0 | 0 | 0 | 0 | 1282.2056 | 1335.7076 | 1419.2304 | 1492.0775 | 0 | 0 | 0 | 0 | -1.4396 | -16.4259 | -28.5652 | 63.3853 | -1.3331 | -3.9499 | -5.9198 | -26.1916 | 218.3658 | 217.6954 | 219.2358 | 48.4586 | 0.39542 | 0.54534 | 0.3925 | 0.14136 | 86.3452 | 118.7173 | 86.0491 | 6.8503 | 0.10486 | 0.12517 | 0.12386 | 0.12721 | 0.052485 | 0.056601 | 0.046895 | 0.056459 | 22.8974 | 27.2492 | 27.1542 | 6.1646 | 11.4608 | 12.3217 | 10.281 | 2.7359
6 | 10 | 9 | 1662.0686 | 1686.8752 | 1703.1331 | 1684.0296 | 80 | 63 | 0 | 0 | 0 | 0 | 0 | 0 | 0 | 0 | 0 | 0 | 1505.1602 | 1629.6374 | 1764.9296 | 1885.8059 | 0 | 0 | 0 | 0 | -1.3615 | -18.77 | -35.5664 | -81.9746 | 0.66353 | -13.2925 | -9.0856 | -35.9042 | 77.6064 | 26.3003 | -17.1444 | -83.8975 | 0.3881 | 0.022118 | 0.022118 | 0.021036 | 30.119 | 0.58171 | -0.3792 | -1.7649 | 0.1048 | 0.12509 | 0.12371 | 0.12537 | 0.052609 | 0.049303 | 0.047265 | 0.054044 | 8.1334 | 3.2898 | -2.1209 | -10.5186 | 4.0828 | 1.2967 | -0.81033 | -4.5342
6 | 10 | 10 | 1775.6415 | 1805.5316 | 1826.2785 | 1808.1892 | 80 | 63 | 0 | 0 | 0 | 0 | 0 | 0 | 0 | 0 | 0 | 0 | 1635.2377 | 1808.3191 | 1986.0163 | 2142.9922 | 0 | 0 | 0 | 0 | -1.8166 | -23.9901 | -26.4529 | -69.9881 | -0.29347 | -31.1151 | -30.3658 | -38.2696 | 62.5138 | -10.6822 | -102.9192 | -226.5454 | 0.39518 | 0.022118 | 0.022118 | 0.022118 | 24.7045 | -0.23627 | -2.2764 | -5.0107 | 0.10493 | 0.12388 | 0.12371 | 0.12482 | 0.053126 | 0.04685 | 0.047411 | 0.054693 | 6.5593 | -1.3233 | -12.7325 | -28.277 | 3.3211 | -0.50047 | -4.8795 | -12.3905
6 | 10 | 11 | 1849.5538 | 1883.2932 | 1906.5262 | 1887.4568 | 80 | 63 | 0 | 0 | 0 | 0 | 0 | 0 | 0 | 0 | 0 | 0 | 1690.9568 | 1894.7393 | 2101.1095 | 2281.6403 | 0 | 0 | 0 | 0 | -4.9965 | -68.8642 | -59.8273 | -73.9739 | -4.5837 | -26.8681 | -27.2791 | -39.2253 | 88.1772 | 21.2863 | -107.4769 | -280.9842 | 0.39679 | 0.022118 | 0.022118 | 0.022118 | 34.988 | 0.4708 | -2.3772 | -6.2147 | 0.10508 | 0.12475 | 0.1237 | 0.12473 | 0.054511 | 0.049155 | 0.047529 | 0.054791 | 9.2653 | 2.6555 | -13.295 | -35.0467 | 4.8066 | 1.0463 | -5.1082 | -15.3955
6 | 10 | 12 | 1901.5546 | 1938.8694 | 1964.8004 | 1945.8061 | 80 | 63 | 0 | 0 | 0 | 0 | 0 | 0 | 0 | 0 | 0 | 0 | 1658.3057 | 1873.6686 | 2092.8581 | 2284.5271 | 0 | 0 | 0 | 0 | -5.953 | -63.21 | -85.1792 | -76.1534 | -4.2867 | -36.3566 | -22.2043 | -39.2437 | 173.4886 | 101.7675 | -20.6742 | -223.324 | 0.39234 | 0.022118 | 0.022118 | 0.022118 | 68.0671 | 2.2509 | -0.45727 | -4.9394 | 0.1061 | 0.126 | 0.12363 | 0.12476 | 0.05425 | 0.047139 | 0.047545 | 0.054996 | 18.4074 | 12.8226 | -2.556 | -27.8621 | 9.4117 | 4.7973 | -0.98296 | -12.2819
6 | 10 | 13 | 1954.1647 | 1997.3586 | 2029.1177 | 2013.4781 | 80 | 63 | 0 | 0 | 0 | 0 | 0 | 0 | 0 | 0 | 0 | 0 | 1624.5168 | 1837.6801 | 2059.0233 | 2253.5729 | 0 | 0 | 0 | 0 | -6.3022 | -62.3817 | -33.853 | -81.9948 | -5.0094 | -34.1785 | -32.9557 | -38.1567 | 260.9595 | 193.2388 | 36.9031 | -119.9434 | 0.39433 | 0.022118 | 0.022118 | 0.022118 | 102.9037 | 4.274 | 0.81622 | -2.6529 | 0.10585 | 0.12607 | 0.12362 | 0.12461 | 0.053834 | 0.047317 | 0.047312 | 0.05437 | 27.6231 | 24.3618 | 4.562 | -14.946 | 14.0486 | 9.1435 | 1.746 | -6.5213
6 | 10 | 14 | 1985.8526 | 2033.7907 | 2070.7447 | 2058.9491 | 80 | 63 | 0 | 0 | 0 | 0 | 0 | 0 | 0 | 0 | 0 | 0 | 1621.9692 | 1816.7293 | 2033.1445 | 2220.0841 | 0 | 0 | 0 | 0 | -5.1761 | -50.3723 | -49.0536 | -58.9444 | -4.1895 | -32.1375 | -36.7597 | -38.1567 | 293.249 | 236.5711 | 123.4135 | -64.0338 | 0.39259 | 0.022448 | 0.022118 | 0.021917 | 115.1261 | 5.3105 | 2.7296 | -1.4034 | 0.10333 | 0.12622 | 0.12352 | 0.12494 | 0.050799 | 0.041324 | 0.046765 | 0.05208 | 30.3 | 29.8595 | 15.2442 | -8.0005 | 14.8968 | 9.776 | 5.7714 | -3.3349
6 | 10 | 15 | 1997.1066 | 2048.9496 | 2090.1113 | 2081.5038 | 80 | 63 | 0 | 0 | 0 | 0 | 0 | 0 | 0 | 0 | 0 | 0 | 1702.0346 | 1859.6564 | 2068.6036 | 2237.5009 | 0 | 0 | 0 | 0 | -3.5068 | -73.9784 | -48.886 | -59.276 | -6.2485 | -30.1425 | -32.3891 | -38.1567 | 224.8273 | 230.414 | 102.7829 | -58.5644 | 0.38933 | 0.022983 | 0.021613 | 0.020742 | 87.5313 | 5.2957 | 2.2214 | -1.2147 | 0.10202 | 0.12624 | 0.12336 | 0.12491 | 0.049384 | 0.046185 | 0.046049 | 0.049947 | 22.9378 | 29.0877 | 12.6797 | -7.3154 | 11.1029 | 10.6416 | 4.7331 | -2.9251
6 | 10 | 16 | 2016.6062 | 2078.7521 | 2131.4494 | 2132.2608 | 80 | 63 | 0 | 0 | 0 | 0 | 0 | 0 | 0 | 0 | 0 | 0 | 1634.444 | 1738.4107 | 1926.4245 | 2068.8786 | 0 | 0 | 0 | 0 | -1.4255 | -21.7558 | -7.2403 | -35.4959 | -6.0928 | -22.8758 | -13.171 | -37.909 | 309.6805 | 321.973 | 225.4362 | 136.7871 | 0.39725 | 0.023616 | 0.020937 | 0.02146 | 123.0212 | 7.6036 | 4.7199 | 2.9355 | 0.1011 | 0.12441 | 0.12269 | 0.12339 | 0.048884 | 0.044949 | 0.044678 | 0.045872 | 31.3094 | 40.0564 | 27.6587 | 16.8783 | 15.1383 | 14.4722 | 10.072 | 6.2747
6 | 10 | 17 | 2023.671 | 2096.6183 | 2161.377 | 2172.1477 | 80 | 63 | 0 | 0 | 0 | 0 | 0 | 0 | 0 | 0 | 0 | 0 | 1441.7085 | 1474.3768 | 1614.3767 | 1725.8185 | 0 | 0 | 0 | 0 | -1.2466 | -13.3686 | -37.4523 | 29.4701 | -5.3476 | -7.0394 | -7.3025 | -7.3189 | 508.5566 | 579.6494 | 591.755 | 424.1779 | 0.40602 | 0.342 | 0.42749 | 0.2585 | 206.4848 | 198.242 | 252.9682 | 109.6488 | 0.10015 | 0.12392 | 0.12219 | 0.12278 | 0.047543 | 0.044642 | 0.043637 | 0.043767 | 50.9305 | 71.8284 | 72.3082 | 52.0822 | 24.1781 | 25.8769 | 25.8225 | 18.5649
6 | 10 | 18 | 2015.0323 | 2098.7253 | 2175.7453 | 2197.1323 | 80 | 63 | 0 | 0 | 0 | 0 | 0 | 0 | 0 | 0 | 0 | 0 | 1065.9066 | 1032.6479 | 1112.1106 | 1178.5458 | 0 | 0 | 0 | 0 | -1.4172 | -11.8497 | -32.4546 | -5.0454 | -2.3502 | -5.1186 | -5.3636 | -4.3752 | 872.893 | 1020.0457 | 1101.453 | 1028.0072 | 0.4027 | 0.42494 | 0.41159 | 0.40375 | 351.5101 | 433.4558 | 453.3441 | 415.0565 | 0.099893 | 0.12352 | 0.12198 | 0.12226 | 0.047344 | 0.043719 | 0.043481 | 0.043375 | 87.1955 | 125.9919 | 134.3537 | 125.6818 | 41.3259 | 44.5957 | 47.8925 | 44.5899
6 | 10 | 19 | 1998.4323 | 2088.4769 | 2172.7396 | 2200.5165 | 80 | 63 | 0 | 0 | 0 | 0 | 0 | 0 | 0 | 0 | 0 | 0 | 693.3924 | 651.4267 | 697.7413 | 737.7831 | 0 | 0 | 0 | 0 | -2.2351 | 9.0104 | 19.6514 | 23.1271 | 1.9717 | 2.3781 | -0.48402 | 4.5431 | 1225.3034 | 1362.6617 | 1455.831 | 1435.0632 | 0.40839 | 0.42225 | 0.40697 | 0.39265 | 500.3993 | 575.3828 | 592.4793 | 563.4729 | 0.10001 | 0.12461 | 0.12331 | 0.12277 | 0.047498 | 0.045407 | 0.045605 | 0.044747 | 122.5419 | 169.8033 | 179.515 | 176.1829 | 58.1995 | 61.8749 | 66.3931 | 64.2143
6 | 10 | 20 | 2059.905 | 2155.5413 | 2245.1759 | 2275.6716 | 80 | 63 | 0 | 0 | 0 | 0 | 0 | 0 | 0 | 0 | 0 | 0 | 538.9857 | 505.3528 | 548.0332 | 587.6899 | 0 | 0 | 0 | 0 | 0.84279 | 11.9832 | 0.80744 | 40.7392 | 3.0504 | 25.9108 | 25.9112 | 34.9392 | 1437.026 | 1549.2945 | 1670.4242 | 1612.3033 | 0.40942 | 0.43553 | 0.40598 | 0.39629 | 588.3517 | 674.7624 | 678.1641 | 638.9373 | 0.10025 | 0.1246 | 0.12337 | 0.12275 | 0.047619 | 0.04531 | 0.04563 | 0.044849 | 144.0597 | 193.0352 | 206.0843 | 197.9134 | 68.4299 | 70.1979 | 76.2219 | 72.3099
6 | 10 | 21 | 2028.0516 | 2123.6374 | 2213.0553 | 2243.5356 | 80 | 63 | 0 | 0 | 0 | 0 | 0 | 0 | 0 | 0 | 0 | 0 | 576.4116 | 554.9832 | 594.744 | 635.7569 | 0 | 0 | 0 | 0 | 3.0822 | 24.4592 | 16.6515 | 27.9019 | 2.645 | 23.5199 | 22.7961 | 36.4322 | 1365.9128 | 1457.6751 | 1578.8636 | 1543.4447 | 0.4094 | 0.43476 | 0.40586 | 0.39679 | 559.2027 | 633.7434 | 640.8027 | 612.4268 | 0.099944 | 0.12452 | 0.12326 | 0.12262 | 0.047525 | 0.0452 | 0.045607 | 0.044782 | 136.5145 | 181.5169 | 194.6162 | 189.2566 | 64.9154 | 65.8864 | 72.0065 | 69.1182
6 | 10 | 22 | 1888.1652 | 1979.8769 | 2066.0826 | 2096.8254 | 80 | 63 | 0 | 0 | 0 | 0 | 0 | 0 | 0 | 0 | 0 | 0 | 583.5606 | 564.0266 | 602.3915 | 645.1207 | 0 | 0 | 0 | 0 | 9.3371 | 48.1291 | 76.7922 | 32.5006 | 2.9415 | 12.3873 | 8.2287 | 35.3658 | 1212.326 | 1292.3339 | 1378.6702 | 1383.8384 | 0.40731 | 0.42231 | 0.40449 | 0.39511 | 493.7953 | 545.7673 | 557.6648 | 546.7709 | 0.099763 | 0.12434 | 0.12277 | 0.12237 | 0.047398 | 0.044674 | 0.044754 | 0.044299 | 120.9456 | 160.6932 | 169.258 | 169.3453 | 57.462 | 57.7336 | 61.7003 | 61.303
6 | 10 | 23 | 1711.5832 | 1796.465 | 1876.464 | 1905.7592 | 80 | 63 | 0 | 0 | 0 | 0 | 0 | 0 | 0 | 0 | 0 | 0 | 558.0582 | 534.3984 | 571.9672 | 614.8604 | 0 | 0 | 0 | 0 | 14.2019 | 57.4548 | 37.4534 | 22.5271 | 7.6943 | 17.7368 | 15.9373 | 29.4297 | 1051.6288 | 1123.875 | 1251.106 | 1238.942 | 0.40299 | 0.42067 | 0.40353 | 0.39408 | 423.7912 | 472.7849 | 504.8568 | 488.2439 | 0.099519 | 0.12334 | 0.12188 | 0.12195 | 0.047481 | 0.043666 | 0.043968 | 0.043796 | 104.6572 | 138.6183 | 152.4875 | 151.0933 | 49.9327 | 49.0753 | 55.009 | 54.2609
6 | 10 | 24 | 1587.9347 | 1660.0261 | 1726.4341 | 1746.6481 | 80 | 63 | 0 | 0 | 0 | 0 | 0 | 0 | 0 | 0 | 0 | 0 | 535.7485 | 510.6217 | 547.1073 | 589.4143 | 0 | 0 | 0 | 0 | 11.6555 | 15.2082 | 35.8045 | 78.1747 | 7.6069 | 15.5812 | 16.396 | 27.3726 | 952.9237 | 1055.615 | 1127.1263 | 1051.6866 | 0.40134 | 0.42366 | 0.4104 | 0.39542 | 382.4505 | 447.2206 | 462.5767 | 415.853 | 0.10035 | 0.12315 | 0.12176 | 0.12179 | 0.048041 | 0.043511 | 0.043756 | 0.043496 | 95.6303 | 129.9999 | 137.243 | 128.0895 | 45.779 | 45.9309 | 49.3185 | 45.7441
6 | 11 | 1 | 1493.9293 | 1553.4969 | 1606.2462 | 1616.5467 | 80 | 63 | 0 | 0 | 0 | 0 | 0 | 0 | 0 | 0 | 0 | 0 | 495.9518 | 471.62 | 506.3581 | 544.7443 | 0 | 0 | 0 | 0 | -2.9958 | 49.5133 | 35.5797 | 13.7547 | 0.30088 | 17.5825 | 16.8008 | 31.4718 | 920.6724 | 951.7811 | 1047.5076 | 1026.5758 | 0.4071 | 0.42843 | 0.41669 | 0.39372 | 374.8096 | 407.7742 | 436.4852 | 404.1816 | 0.10062 | 0.12317 | 0.12176 | 0.12176 | 0.048187 | 0.04356 | 0.04382 | 0.04354 | 92.641 | 117.2299 | 127.5446 | 124.9911 | 44.3641 | 41.4592 | 45.9014 | 44.6967
6 | 11 | 2 | 1474.3797 | 1525.8286 | 1569.5822 | 1572.7065 | 80 | 63 | 0 | 0 | 0 | 0 | 0 | 0 | 0 | 0 | 0 | 0 | 460.65 | 443.0212 | 474.4319 | 507.8461 | 0 | 0 | 0 | 0 | -2.5252 | 15.6096 | 11.1167 | 7.635 | -1.0884 | 17.7429 | 20.2977 | 20.5905 | 937.3433 | 986.4549 | 1063.7359 | 1036.635 | 0.40672 | 0.42869 | 0.41639 | 0.39335 | 381.233 | 422.8803 | 442.9237 | 407.7589 | 0.10087 | 0.12323 | 0.12176 | 0.12179 | 0.048351 | 0.043628 | 0.043704 | 0.0434 | 94.5493 | 121.5581 | 129.5174 | 126.2468 | 45.3213 | 43.0369 | 46.4896 | 44.9897
6 | 11 | 3 | 1439.2177 | 1481.8797 | 1516.0781 | 1511.9618 | 80 | 63 | 0 | 0 | 0 | 0 | 0 | 0 | 0 | 0 | 0 | 0 | 432.3493 | 423.544 | 450.3508 | 480.2256 | 0 | 0 | 0 | 0 | -3.2596 | 13.6825 | 24.9347 | 3.6441 | -1.1661 | 19.4874 | 10.7617 | 6.8153 | 931.294 | 962.1658 | 1030.0309 | 1021.2768 | 0.40558 | 0.42977 | 0.41648 | 0.39426 | 377.7151 | 413.5114 | 428.9918 | 402.6479 | 0.10067 | 0.1232 | 0.12174 | 0.12179 | 0.04805 | 0.043159 | 0.043515 | 0.043176 | 93.7569 | 118.5346 | 125.3956 | 124.3816 | 44.7484 | 41.5261 | 44.8214 | 44.095
6 | 11 | 4 | 1491.289 | 1529.4406 | 1558.003 | 1547.8819 | 80 | 63 | 0 | 0 | 0 | 0 | 0 | 0 | 0 | 0 | 0 | 0 | 410.798 | 407.8832 | 431.0528 | 459.0199 | 0 | 0 | 0 | 0 | -2.7373 | 36.7621 | 39.3185 | 6.2885 | -0.65183 | 22.2593 | 18.9486 | 14.4484 | 1003.8801 | 999.536 | 1068.6831 | 1068.1252 | 0.40646 | 0.42931 | 0.41675 | 0.39303 | 408.0352 | 429.1104 | 445.3774 | 419.8022 | 0.10013 | 0.12316 | 0.12171 | 0.12177 | 0.047605 | 0.043086 | 0.043683 | 0.04331 | 100.5174 | 123.1001 | 130.071 | 130.061 | 47.79 | 43.0659 | 46.6835 | 46.2606
6 | 11 | 5 | 1576.279 | 1612.9912 | 1639.1246 | 1625.0298 | 80 | 63 | 0 | 0 | 0 | 0 | 0 | 0 | 0 | 0 | 0 | 0 | 375.2612 | 376.4183 | 395.5393 | 420.3969 | 0 | 0 | 0 | 0 | -3.4836 | 43.1769 | 22.1865 | 10.8666 | -0.69788 | 15.7892 | 21.5172 | 30.2462 | 1125.1994 | 1114.6069 | 1199.8816 | 1163.52 | 0.40796 | 0.42719 | 0.41626 | 0.3916 | 459.039 | 476.1439 | 499.4585 | 455.6344 | 0.099766 | 0.12314 | 0.12168 | 0.12176 | 0.047471 | 0.04337 | 0.043898 | 0.043431 | 112.2567 | 137.2501 | 146.0024 | 141.6756 | 53.4143 | 48.3402 | 52.6722 | 50.5324
6 | 11 | 6 | 1684.7857 | 1718.6344 | 1740.7146 | 1720.9818 | 80 | 63 | 0 | 0 | 0 | 0 | 0 | 0 | 0 | 0 | 0 | 0 | 540.0929 | 541.3252 | 558.4835 | 581.5904 | 0 | 0 | 0 | 0 | -3.7607 | -10.7345 | -6.8554 | 5.3301 | 2.0944 | 3.0648 | -0.72525 | 3.7218 | 1066.3592 | 1121.9789 | 1189.8117 | 1130.3396 | 0.40606 | 0.43154 | 0.41548 | 0.38797 | 433.0077 | 484.1773 | 494.3445 | 438.5341 | 0.10029 | 0.12329 | 0.12183 | 0.12193 | 0.047855 | 0.043715 | 0.043199 | 0.043012 | 106.9436 | 138.327 | 144.9567 | 137.8265 | 51.0303 | 49.0474 | 51.3986 | 48.6181
6 | 11 | 7 | 1832.9262 | 1869.0654 | 1893.2116 | 1872.9444 | 80 | 63 | 0 | 0 | 0 | 0 | 0 | 0 | 0 | 0 | 0 | 0 | 824.578 | 818.2178 | 838.0075 | 866.4954 | 0 | 0 | 0 | 0 | -1.6075 | -14.3551 | -15.4907 | 4.4598 | 1.8184 | -2.5066 | -4.0984 | -4.4084 | 928.1373 | 1004.7093 | 1074.7932 | 1006.3977 | 0.39763 | 0.41039 | 0.41696 | 0.37762 | 369.0522 | 412.3238 | 448.1426 | 380.037 | 0.10263 | 0.12462 | 0.12286 | 0.12445 | 0.049859 | 0.045686 | 0.044449 | 0.048037 | 95.2546 | 125.2029 | 132.0506 | 125.247 | 46.2756 | 45.9014 | 47.773 | 48.3438
6 | 11 | 8 | 1946.1594 | 1985.9686 | 2014.8972 | 1998.1871 | 80 | 63 | 0 | 0 | 0 | 0 | 0 | 0 | 0 | 0 | 0 | 0 | 1204.2944 | 1258.8681 | 1333.3292 | 1410.1642 | 0 | 0 | 0 | 0 | -1.4396 | -16.4259 | -28.5652 | 63.3853 | -1.3331 | -3.9499 | -5.9198 | -26.1916 | 664.6377 | 684.4763 | 716.053 | 550.8291 | 0.39542 | 0.54534 | 0.3925 | 0.14136 | 262.808 | 373.27 | 281.0478 | 77.8674 | 0.10486 | 0.12517 | 0.12386 | 0.12721 | 0.052485 | 0.056601 | 0.046895 | 0.056459 | 69.6926 | 85.6768 | 88.6892 | 70.0729 | 34.8832 | 38.7419 | 33.5792 | 31.0992
6 | 11 | 9 | 2056.6658 | 2104.5901 | 2143.3166 | 2134.4339 | 80 | 63 | 0 | 0 | 0 | 0 | 0 | 0 | 0 | 0 | 0 | 0 | 1464.9194 | 1589.6116 | 1727.3366 | 1858.5042 | 0 | 0 | 0 | 0 | -1.3615 | -18.77 | -35.5664 | -81.9746 | 0.66353 | -13.2925 | -9.0856 | -35.9042 | 512.4445 | 484.0411 | 460.6319 | 393.8085 | 0.3881 | 0.022118 | 0.022118 | 0.021036 | 198.8797 | 10.7059 | 10.1882 | 8.2842 | 0.1048 | 0.12509 | 0.12371 | 0.12537 | 0.052609 | 0.049303 | 0.047265 | 0.054044 | 53.7061 | 60.5471 | 56.9835 | 49.3737 | 26.9594 | 23.8645 | 21.7717 | 21.283
6 | 11 | 10 | 2152.118 | 2204.0643 | 2246.2478 | 2237.9101 | 80 | 63 | 0 | 0 | 0 | 0 | 0 | 0 | 0 | 0 | 0 | 0 | 1591.9947 | 1767.6106 | 1952.2087 | 2122.2961 | 0 | 0 | 0 | 0 | -1.8166 | -23.9901 | -26.4529 | -69.9881 | -0.29347 | -31.1151 | -30.3658 | -38.2696 | 482.2334 | 428.5589 | 350.8577 | 223.8716 | 0.39518 | 0.022118 | 0.022118 | 0.022118 | 190.5708 | 9.4788 | 7.7602 | 4.9515 | 0.10493 | 0.12388 | 0.12371 | 0.12482 | 0.053126 | 0.04685 | 0.047411 | 0.054693 | 50.5988 | 53.0889 | 43.4058 | 27.9432 | 25.6192 | 20.0781 | 16.6346 | 12.2442
6 | 11 | 11 | 2208.9591 | 2263.7546 | 2307.4521 | 2297.6922 | 80 | 63 | 0 | 0 | 0 | 0 | 0 | 0 | 0 | 0 | 0 | 0 | 1697.8718 | 1905.7431 | 2121.6983 | 2316.9824 | 0 | 0 | 0 | 0 | -4.9965 | -68.8642 | -59.8273 | -73.9739 | -4.5837 | -26.8681 | -27.2791 | -39.2253 | 440.6675 | 390.7438 | 272.8603 | 93.9089 | 0.39679 | 0.022118 | 0.022118 | 0.022118 | 174.8533 | 8.6424 | 6.0351 | 2.0771 | 0.10508 | 0.12475 | 0.1237 | 0.12473 | 0.054511 | 0.049155 | 0.047529 | 0.054791 | 46.3034 | 48.7453 | 33.7531 | 11.7131 | 24.0213 | 19.2071 | 12.9687 | 5.1454
6 | 11 | 12 | 2234.7934 | 2291.6312 | 2336.5369 | 2326.1742 | 80 | 63 | 0 | 0 | 0 | 0 | 0 | 0 | 0 | 0 | 0 | 0 | 1737.1145 | 1955.018 | 2190.1047 | 2400.7926 | 0 | 0 | 0 | 0 | -5.953 | -63.21 | -85.1792 | -76.1534 | -4.2867 | -36.3566 | -22.2043 | -39.2437 | 427.9185 | 373.1798 | 253.8157 | 40.7786 | 0.39234 | 0.022118 | 0.022118 | 0.022118 | 167.8911 | 8.2539 | 5.6139 | 0.90193 | 0.1061 | 0.126 | 0.12363 | 0.12476 | 0.05425 | 0.047139 | 0.047545 | 0.054996 | 45.4028 | 47.0204 | 31.3798 | 5.0876 | 23.2144 | 17.5915 | 12.0677 | 2.2427
6 | 11 | 13 | 2281.8063 | 2344.1954 | 2394.6104 | 2387.4574 | 80 | 63 | 0 | 0 | 0 | 0 | 0 | 0 | 0 | 0 | 0 | 0 | 1760.2561 | 1971.9883 | 2215.7333 | 2434.8994 | 0 | 0 | 0 | 0 | -6.3022 | -62.3817 | -33.853 | -81.9948 | -5.0094 | -34.1785 | -32.9557 | -38.1567 | 452.8618 | 405.7674 | 245.6859 | 72.7096 | 0.39433 | 0.022118 | 0.022118 | 0.022118 | 178.5762 | 8.9747 | 5.434 | 1.6082 | 0.10585 | 0.12607 | 0.12362 | 0.12461 | 0.053834 | 0.047317 | 0.047312 | 0.05437 | 47.9364 | 51.1555 | 30.3716 | 9.0603 | 24.3796 | 19.1996 | 11.6239 | 3.9532
6 | 11 | 14 | 2308.8066 | 2375.6652 | 2431.0083 | 2427.5779 | 80 | 63 | 0 | 0 | 0 | 0 | 0 | 0 | 0 | 0 | 0 | 0 | 1757.7426 | 1944.0026 | 2180.5093 | 2399.2873 | 0 | 0 | 0 | 0 | -5.1761 | -50.3723 | -49.0536 | -58.9444 | -4.1895 | -32.1375 | -36.7597 | -38.1567 | 480.4296 | 451.1724 | 336.3123 | 125.3917 | 0.39259 | 0.022448 | 0.022118 | 0.021917 | 188.6109 | 10.1278 | 7.4385 | 2.7482 | 0.10333 | 0.12622 | 0.12352 | 0.12494 | 0.050799 | 0.041324 | 0.046765 | 0.05208 | 49.6405 | 56.9459 | 41.5417 | 15.6666 | 24.4054 | 18.644 | 15.7276 | 6.5304
6 | 11 | 15 | 2320.4805 | 2391.2685 | 2450.8432 | 2450.6117 | 80 | 63 | 0 | 0 | 0 | 0 | 0 | 0 | 0 | 0 | 0 | 0 | 1740.966 | 1898.3565 | 2116.4639 | 2321.8097 | 0 | 0 | 0 | 0 | -3.5068 | -73.9784 | -48.886 | -59.276 | -6.2485 | -30.1425 | -32.3891 | -38.1567 | 509.2698 | 534.0328 | 415.6544 | 226.2348 | 0.38933 | 0.022983 | 0.021613 | 0.020742 | 198.2725 | 12.2739 | 8.9835 | 4.6925 | 0.10202 | 0.12624 | 0.12336 | 0.12491 | 0.049384 | 0.046185 | 0.046049 | 0.049947 | 51.9577 | 67.4168 | 51.2769 | 28.2596 | 25.1499 | 24.6641 | 19.1405 | 11.2998
6 | 11 | 16 | 2313.0438 | 2392.5567 | 2462.1333 | 2470.6231 | 80 | 63 | 0 | 0 | 0 | 0 | 0 | 0 | 0 | 0 | 0 | 0 | 1772.6728 | 1901.0655 | 2091.2052 | 2269.6477 | 0 | 0 | 0 | 0 | -1.4255 | -21.7558 | -7.2403 | -35.4959 | -6.0928 | -22.8758 | -13.171 | -37.909 | 467.8893 | 473.1228 | 391.3394 | 274.3803 | 0.39725 | 0.023616 | 0.020937 | 0.02146 | 185.87 | 11.1731 | 8.1933 | 5.8883 | 0.1011 | 0.12441 | 0.12269 | 0.12339 | 0.048884 | 0.044949 | 0.044678 | 0.045872 | 47.3046 | 58.8608 | 48.0134 | 33.856 | 22.8722 | 21.2662 | 17.4841 | 12.5864
6 | 11 | 17 | 2275.9613 | 2363.6892 | 2442.8134 | 2460.119 | 80 | 63 | 0 | 0 | 0 | 0 | 0 | 0 | 0 | 0 | 0 | 0 | 1619.6327 | 1697.4004 | 1839.2286 | 1973.3146 | 0 | 0 | 0 | 0 | -1.2466 | -13.3686 | -37.4523 | 29.4701 | -5.3476 | -7.0394 | -7.3025 | -7.3189 | 582.9227 | 623.6968 | 648.3396 | 464.6531 | 0.40602 | 0.342 | 0.42749 | 0.2585 | 236.679 | 213.3063 | 277.1574 | 120.1115 | 0.10015 | 0.12392 | 0.12219 | 0.12278 | 0.047543 | 0.044642 | 0.043637 | 0.043767 | 58.3781 | 77.2866 | 79.2224 | 57.0519 | 27.7136 | 27.8432 | 28.2917 | 20.3363
6 | 11 | 18 | 2222.1259 | 2317.9516 | 2406.7636 | 2433.5148 | 80 | 63 | 0 | 0 | 0 | 0 | 0 | 0 | 0 | 0 | 0 | 0 | 1166.309 | 1171.1683 | 1247.052 | 1324.9041 | 0 | 0 | 0 | 0 | -1.4172 | -11.8497 | -32.4546 | -5.0454 | -2.3502 | -5.1186 | -5.3636 | -4.3752 | 979.5842 | 1100.7516 | 1197.5298 | 1118.0313 | 0.4027 | 0.42494 | 0.41159 | 0.40375 | 394.4741 | 467.7508 | 492.8881 | 451.4036 | 0.099893 | 0.12352 | 0.12198 | 0.12226 | 0.047344 | 0.043719 | 0.043481 | 0.043375 | 97.8532 | 135.9604 | 146.0731 | 136.6879 | 46.377 | 48.1241 | 52.0701 | 48.4947
6 | 11 | 19 | 2191.8129 | 2293.1869 | 2388.4607 | 2421.2466 | 80 | 63 | 0 | 0 | 0 | 0 | 0 | 0 | 0 | 0 | 0 | 0 | 731.8478 | 697.8635 | 741.0591 | 791.2188 | 0 | 0 | 0 | 0 | -2.2351 | 9.0104 | 19.6514 | 23.1271 | 1.9717 | 2.3781 | -0.48402 | 4.5431 | 1380.2286 | 1520.9349 | 1628.2342 | 1602.3576 | 0.40839 | 0.42225 | 0.40697 | 0.39265 | 563.6689 | 642.2136 | 662.6423 | 629.1605 | 0.10001 | 0.12461 | 0.12331 | 0.12277 | 0.047498 | 0.045407 | 0.045605 | 0.044747 | 138.0359 | 189.5259 | 200.7736 | 196.7217 | 65.5581 | 69.0617 | 74.2556 | 71.7001
6 | 11 | 20 | 2237.5437 | 2343.5871 | 2443.3365 | 2478.4334 | 80 | 63 | 0 | 0 | 0 | 0 | 0 | 0 | 0 | 0 | 0 | 0 | 577.6274 | 546.5232 | 585.7924 | 634.4299 | 0 | 0 | 0 | 0 | 0.84279 | 11.9832 | 0.80744 | 40.7392 | 3.0504 | 25.9108 | 25.9112 | 34.9392 | 1576.0231 | 1696.1699 | 1830.8255 | 1768.3252 | 0.40942 | 0.43553 | 0.40598 | 0.39629 | 645.2603 | 738.7308 | 743.2844 | 700.767 | 0.10025 | 0.1246 | 0.12337 | 0.12275 | 0.047619 | 0.04531 | 0.04563 | 0.044849 | 157.994 | 211.3352 | 225.8734 | 217.0654 | 75.0488 | 76.8528 | 83.5411 | 79.3073
6 | 11 | 21 | 2198.8339 | 2304.425 | 2403.5673 | 2438.4713 | 80 | 63 | 0 | 0 | 0 | 0 | 0 | 0 | 0 | 0 | 0 | 0 | 539.6026 | 511.9086 | 548.6353 | 592.8893 | 0 | 0 | 0 | 0 | 3.0822 | 24.4592 | 16.6515 | 27.9019 | 2.645 | 23.5199 | 22.7961 | 36.4322 | 1573.5041 | 1681.5374 | 1815.4844 | 1781.2478 | 0.4094 | 0.43476 | 0.40586 | 0.39679 | 644.1903 | 731.0705 | 736.8384 | 706.7852 | 0.099944 | 0.12452 | 0.12326 | 0.12262 | 0.047525 | 0.0452 | 0.045607 | 0.044782 | 157.2619 | 209.3933 | 223.7829 | 218.4159 | 74.7813 | 76.0048 | 82.798 | 79.7675
6 | 11 | 22 | 2028.8629 | 2128.8174 | 2223.0345 | 2257.4218 | 80 | 63 | 0 | 0 | 0 | 0 | 0 | 0 | 0 | 0 | 0 | 0 | 514.1738 | 489.7827 | 525.7977 | 565.0082 | 0 | 0 | 0 | 0 | 9.3371 | 48.1291 | 76.7922 | 32.5006 | 2.9415 | 12.3873 | 8.2287 | 35.3658 | 1422.4105 | 1515.5184 | 1612.216 | 1624.5472 | 0.40731 | 0.42231 | 0.40449 | 0.39511 | 579.3653 | 640.0206 | 652.1328 | 641.8778 | 0.099763 | 0.12434 | 0.12277 | 0.12237 | 0.047398 | 0.044674 | 0.044754 | 0.044299 | 141.9043 | 188.4447 | 197.9302 | 198.8017 | 67.4196 | 67.7041 | 72.1523 | 71.9662
6 | 11 | 23 | 1811.0721 | 1901.7825 | 1987.4464 | 2019.3186 | 80 | 63 | 0 | 0 | 0 | 0 | 0 | 0 | 0 | 0 | 0 | 0 | 511.3622 | 493.7296 | 529.2228 | 564.2205 | 0 | 0 | 0 | 0 | 14.2019 | 57.4548 | 37.4534 | 22.5271 | 7.6943 | 17.7368 | 15.9373 | 29.4297 | 1197.8137 | 1269.8613 | 1404.8329 | 1403.1413 | 0.40299 | 0.42067 | 0.40353 | 0.39408 | 482.7016 | 534.1976 | 566.89 | 552.9518 | 0.099519 | 0.12334 | 0.12188 | 0.12195 | 0.047481 | 0.043666 | 0.043968 | 0.043796 | 119.2054 | 156.6242 | 171.2241 | 171.118 | 56.8737 | 55.45 | 61.7681 | 61.4522
6 | 11 | 24 | 1664.1955 | 1740.7547 | 1811.505 | 1833.6944 | 80 | 63 | 0 | 0 | 0 | 0 | 0 | 0 | 0 | 0 | 0 | 0 | 494.8481 | 482.1657 | 518.6897 | 546.3175 | 0 | 0 | 0 | 0 | 11.6555 | 15.2082 | 35.8045 | 78.1747 | 7.6069 | 15.5812 | 16.396 | 27.3726 | 1070.0849 | 1164.7996 | 1240.6148 | 1181.8296 | 0.40134 | 0.42366 | 0.4104 | 0.39542 | 429.4725 | 493.4777 | 509.1528 | 467.3135 | 0.10035 | 0.12315 | 0.12176 | 0.12179 | 0.048041 | 0.043511 | 0.043756 | 0.043496 | 107.388 | 143.4461 | 151.0618 | 143.9402 | 51.4075 | 50.6816 | 54.2843 | 51.4048
6 | 12 | 1 | 1585.8621 | 1650.8156 | 1708.7996 | 1721.4813 | 80 | 63 | 0 | 0 | 0 | 0 | 0 | 0 | 0 | 0 | 0 | 0 | 462.2279 | 451.2744 | 488.3426 | 509.2582 | 0 | 0 | 0 | 0 | -2.9958 | 49.5133 | 35.5797 | 13.7547 | 0.30088 | 17.5825 | 16.8008 | 31.4718 | 1046.329 | 1069.4455 | 1168.0765 | 1166.9965 | 0.4071 | 0.42843 | 0.41669 | 0.39372 | 425.9649 | 458.1855 | 486.7249 | 459.4678 | 0.10062 | 0.12317 | 0.12176 | 0.12176 | 0.048187 | 0.04356 | 0.04382 | 0.04354 | 105.285 | 131.7225 | 142.2251 | 142.088 | 50.4191 | 46.5846 | 51.1847 | 50.8105
6 | 12 | 2 | 1524.4739 | 1578.8577 | 1625.4637 | 1629.8855 | 80 | 63 | 0 | 0 | 0 | 0 | 0 | 0 | 0 | 0 | 0 | 0 | 383.0239 | 370.0794 | 403.1796 | 419.6153 | 0 | 0 | 0 | 0 | -2.5252 | 15.6096 | 11.1167 | 7.635 | -1.0884 | 17.7429 | 20.2977 | 20.5905 | 1065.0636 | 1112.4257 | 1190.8697 | 1182.0448 | 0.40672 | 0.42869 | 0.41639 | 0.39335 | 433.1789 | 476.8823 | 495.8603 | 464.9557 | 0.10087 | 0.12323 | 0.12176 | 0.12179 | 0.048351 | 0.043628 | 0.043704 | 0.0434 | 107.4324 | 137.0812 | 144.9969 | 143.9556 | 51.4967 | 48.5328 | 52.0459 | 51.3004
6 | 12 | 3 | 1492.5303 | 1538.3156 | 1575.5497 | 1572.8143 | 80 | 63 | 0 | 0 | 0 | 0 | 0 | 0 | 0 | 0 | 0 | 0 | 259.4166 | 240.5037 | 264.9936 | 279.4124 | 0 | 0 | 0 | 0 | -3.2596 | 13.6825 | 24.9347 | 3.6441 | -1.1661 | 19.4874 | 10.7617 | 6.8153 | 1157.5393 | 1201.642 | 1274.8597 | 1282.9425 | 0.40558 | 0.42977 | 0.41648 | 0.39426 | 469.4759 | 516.4314 | 530.9592 | 505.812 | 0.10067 | 0.1232 | 0.12174 | 0.12179 | 0.04805 | 0.043159 | 0.043515 | 0.043176 | 116.5339 | 148.0371 | 155.201 | 156.25 | 55.6195 | 51.8616 | 55.475 | 55.3928
6 | 12 | 4 | 1524.312 | 1564.3983 | 1594.8411 | 1585.5754 | 80 | 63 | 0 | 0 | 0 | 0 | 0 | 0 | 0 | 0 | 0 | 0 | 190.3206 | 172.9887 | 189.5384 | 204.2606 | 0 | 0 | 0 | 0 | -2.7373 | 36.7621 | 39.3185 | 6.2885 | -0.65183 | 22.2593 | 18.9486 | 14.4484 | 1257.3805 | 1269.3882 | 1347.0355 | 1360.5779 | 0.40646 | 0.42931 | 0.41675 | 0.39303 | 511.0724 | 544.9606 | 561.3817 | 534.744 | 0.10013 | 0.12316 | 0.12171 | 0.12177 | 0.047605 | 0.043086 | 0.043683 | 0.04331 | 125.9001 | 156.3343 | 163.9497 | 165.6718 | 59.8579 | 54.6928 | 58.8429 | 58.9268
6 | 12 | 5 | 1614.5494 | 1653.5037 | 1681.8162 | 1668.7126 | 80 | 63 | 0 | 0 | 0 | 0 | 0 | 0 | 0 | 0 | 0 | 0 | 157.6158 | 138.3775 | 150.5203 | 165.4508 | 0 | 0 | 0 | 0 | -3.4836 | 43.1769 | 22.1865 | 10.8666 | -0.69788 | 15.7892 | 21.5172 | 30.2462 | 1381.1151 | 1393.1601 | 1487.5922 | 1462.1489 | 0.40796 | 0.42719 | 0.41626 | 0.3916 | 563.443 | 595.1378 | 619.2199 | 572.5774 | 0.099766 | 0.12314 | 0.12168 | 0.12176 | 0.047471 | 0.04337 | 0.043898 | 0.043431 | 137.7884 | 171.5506 | 181.0113 | 178.038 | 65.5629 | 60.421 | 65.3021 | 63.502
6 | 12 | 6 | 1722.5663 | 1758.6284 | 1782.8598 | 1764.1056 | 80 | 63 | 0 | 0 | 0 | 0 | 0 | 0 | 0 | 0 | 0 | 0 | 470.2421 | 455.8722 | 464.8563 | 480.8668 | 0 | 0 | 0 | 0 | -3.7607 | -10.7345 | -6.8554 | 5.3301 | 2.0944 | 3.0648 | -0.72525 | 3.7218 | 1173.9905 | 1247.4259 | 1325.5841 | 1274.187 | 0.40606 | 0.43154 | 0.41548 | 0.38797 | 476.7126 | 538.3126 | 550.7554 | 494.3421 | 0.10029 | 0.12329 | 0.12183 | 0.12193 | 0.047855 | 0.043715 | 0.043199 | 0.043012 | 117.7378 | 153.7931 | 161.4981 | 155.3663 | 56.1809 | 54.5313 | 57.2638 | 54.8052
6 | 12 | 7 | 1858.2532 | 1895.8762 | 1921.4645 | 1901.8534 | 80 | 63 | 0 | 0 | 0 | 0 | 0 | 0 | 0 | 0 | 0 | 0 | 864.6867 | 862.2989 | 874.8595 | 897.5386 | 0 | 0 | 0 | 0 | -1.6075 | -14.3551 | -15.4907 | 4.4598 | 1.8184 | -2.5066 | -4.0984 | -4.4084 | 913.3556 | 987.4389 | 1066.1941 | 1004.2634 | 0.39763 | 0.41039 | 0.41696 | 0.37762 | 363.1746 | 405.2362 | 444.5571 | 379.231 | 0.10263 | 0.12462 | 0.12286 | 0.12445 | 0.049859 | 0.045686 | 0.044449 | 0.048037 | 93.7375 | 123.0507 | 130.9941 | 124.9814 | 45.5386 | 45.1123 | 47.3907 | 48.2413
6 | 12 | 8 | 1979.952 | 2021.741 | 2052.5938 | 2036.7589 | 80 | 63 | 0 | 0 | 0 | 0 | 0 | 0 | 0 | 0 | 0 | 0 | 1237.5668 | 1300.8497 | 1377.1692 | 1451.5362 | 0 | 0 | 0 | 0 | -1.4396 | -16.4259 | -28.5652 | 63.3853 | -1.3331 | -3.9499 | -5.9198 | -26.1916 | 665.1579 | 678.2671 | 709.9095 | 548.029 | 0.39542 | 0.54534 | 0.3925 | 0.14136 | 263.0138 | 369.8839 | 278.6365 | 77.4716 | 0.10486 | 0.12517 | 0.12386 | 0.12721 | 0.052485 | 0.056601 | 0.046895 | 0.056459 | 69.7471 | 84.8996 | 87.9283 | 69.7166 | 34.9105 | 38.3905 | 33.2911 | 30.9412
6 | 12 | 9 | 2102.2124 | 2152.8051 | 2194.125 | 2186.4221 | 80 | 63 | 0 | 0 | 0 | 0 | 0 | 0 | 0 | 0 | 0 | 0 | 1454.257 | 1583.8084 | 1723.182 | 1849.0967 | 0 | 0 | 0 | 0 | -1.3615 | -18.77 | -35.5664 | -81.9746 | 0.66353 | -13.2925 | -9.0856 | -35.9042 | 568.6534 | 538.0592 | 515.5949 | 455.2042 | 0.3881 | 0.022118 | 0.022118 | 0.021036 | 220.6944 | 11.9007 | 11.4039 | 9.5758 | 0.1048 | 0.12509 | 0.12371 | 0.12537 | 0.052609 | 0.049303 | 0.047265 | 0.054044 | 59.597 | 67.304 | 63.7828 | 57.0711 | 29.9165 | 26.5277 | 24.3695 | 24.6011
6 | 12 | 10 | 2184.3015 | 2238.1332 | 2282.1493 | 2274.6452 | 80 | 63 | 0 | 0 | 0 | 0 | 0 | 0 | 0 | 0 | 0 | 0 | 1637.6161 | 1818.3668 | 2005.2283 | 2171.9005 | 0 | 0 | 0 | 0 | -1.8166 | -23.9901 | -26.4529 | -69.9881 | -0.29347 | -31.1151 | -30.3658 | -38.2696 | 468.7955 | 411.8717 | 333.7397 | 211.0023 | 0.39518 | 0.022118 | 0.022118 | 0.022118 | 185.2604 | 9.1097 | 7.3816 | 4.6669 | 0.10493 | 0.12388 | 0.12371 | 0.12482 | 0.053126 | 0.04685 | 0.047411 | 0.054693 | 49.1888 | 51.0217 | 41.288 | 26.3369 | 24.9053 | 19.2963 | 15.823 | 11.5404
6 | 12 | 11 | 2268.8483 | 2327.1524 | 2374.2601 | 2366.0514 | 80 | 63 | 0 | 0 | 0 | 0 | 0 | 0 | 0 | 0 | 0 | 0 | 1694.3033 | 1906.7546 | 2123.0176 | 2314.4067 | 0 | 0 | 0 | 0 | -4.9965 | -68.8642 | -59.8273 | -73.9739 | -4.5837 | -26.8681 | -27.2791 | -39.2253 | 504.1252 | 453.1302 | 338.3489 | 164.8439 | 0.39679 | 0.022118 | 0.022118 | 0.022118 | 200.0329 | 10.0222 | 7.4836 | 3.646 | 0.10508 | 0.12475 | 0.1237 | 0.12473 | 0.054511 | 0.049155 | 0.047529 | 0.054791 | 52.9713 | 56.528 | 41.8542 | 20.5607 | 27.4804 | 22.2737 | 16.0813 | 9.032
6 | 12 | 12 | 2325.2569 | 2387.3946 | 2437.4512 | 2429.4318 | 80 | 63 | 0 | 0 | 0 | 0 | 0 | 0 | 0 | 0 | 0 | 0 | 1676.5236 | 1903.6763 | 2134.3197 | 2337.7421 | 0 | 0 | 0 | 0 | -5.953 | -63.21 | -85.1792 | -76.1534 | -4.2867 | -36.3566 | -22.2043 | -39.2437 | 578.9729 | 520.2849 | 410.5151 | 207.0867 | 0.39234 | 0.022118 | 0.022118 | 0.022118 | 227.1563 | 11.5075 | 9.0797 | 4.5803 | 0.1061 | 0.126 | 0.12363 | 0.12476 | 0.05425 | 0.047139 | 0.047545 | 0.054996 | 61.4299 | 65.5556 | 50.7528 | 25.8363 | 31.4091 | 24.526 | 19.518 | 11.389
6 | 12 | 13 | 2404.8031 | 2474.398 | 2531.8165 | 2527.8494 | 80 | 63 | 0 | 0 | 0 | 0 | 0 | 0 | 0 | 0 | 0 | 0 | 1654.0012 | 1880.2859 | 2111.2041 | 2315.6555 | 0 | 0 | 0 | 0 | -6.3022 | -62.3817 | -33.853 | -81.9948 | -5.0094 | -34.1785 | -32.9557 | -38.1567 | 682.1136 | 627.6724 | 487.4212 | 332.3454 | 0.39433 | 0.022118 | 0.022118 | 0.022118 | 268.9766 | 13.8827 | 10.7807 | 7.3507 | 0.10585 | 0.12607 | 0.12362 | 0.12461 | 0.053834 | 0.047317 | 0.047312 | 0.05437 | 72.2032 | 79.1313 | 60.2549 | 41.4132 | 36.7212 | 29.6995 | 23.0609 | 18.0695
6 | 12 | 14 | 2458.2498 | 2533.8636 | 2597.7161 | 2598.1566 | 80 | 63 | 0 | 0 | 0 | 0 | 0 | 0 | 0 | 0 | 0 | 0 | 1681.6443 | 1901.5429 | 2124.6088 | 2321.7085 | 0 | 0 | 0 | 0 | -5.1761 | -50.3723 | -49.0536 | -58.9444 | -4.1895 | -32.1375 | -36.7597 | -38.1567 | 705.9711 | 651.8306 | 558.9206 | 373.5493 | 0.39259 | 0.022448 | 0.022118 | 0.021917 | 277.1558 | 14.6322 | 12.3621 | 8.1869 | 0.10333 | 0.12622 | 0.12352 | 0.12494 | 0.050799 | 0.041324 | 0.046765 | 0.05208 | 72.9446 | 82.2725 | 69.0386 | 46.6718 | 35.8627 | 26.936 | 26.1378 | 19.4544
6 | 12 | 15 | 2497.2796 | 2578.4255 | 2648.0672 | 2652.4153 | 80 | 63 | 0 | 0 | 0 | 0 | 0 | 0 | 0 | 0 | 0 | 0 | 1602.9603 | 1798.6508 | 1999.1465 | 2176.1827 | 0 | 0 | 0 | 0 | -3.5068 | -73.9784 | -48.886 | -59.276 | -6.2485 | -30.1425 | -32.3891 | -38.1567 | 824.0746 | 820.8956 | 730.1959 | 573.6653 | 0.38933 | 0.022983 | 0.021613 | 0.020742 | 320.8345 | 18.867 | 15.7817 | 11.8987 | 0.10202 | 0.12624 | 0.12336 | 0.12491 | 0.049384 | 0.046185 | 0.046049 | 0.049947 | 84.0754 | 103.6306 | 90.0801 | 71.658 | 40.6964 | 37.9127 | 33.6248 | 28.653
6 | 12 | 16 | 2512.0915 | 2603.2658 | 2684.1762 | 2697.8218 | 80 | 63 | 0 | 0 | 0 | 0 | 0 | 0 | 0 | 0 | 0 | 0 | 1438.3141 | 1589.9238 | 1755.0358 | 1899.1762 | 0 | 0 | 0 | 0 | -1.4255 | -21.7558 | -7.2403 | -35.4959 | -6.0928 | -22.8758 | -13.171 | -37.909 | 1001.2957 | 994.9736 | 949.5517 | 872.0505 | 0.39725 | 0.023616 | 0.020937 | 0.02146 | 397.7669 | 23.4969 | 19.8803 | 18.7146 | 0.1011 | 0.12441 | 0.12269 | 0.12339 | 0.048884 | 0.044949 | 0.044678 | 0.045872 | 101.2332 | 123.7838 | 116.5004 | 107.6029 | 48.9471 | 44.7226 | 42.4237 | 40.0026
6 | 12 | 17 | 2482.2153 | 2582.0268 | 2672.8951 | 2695.5431 | 80 | 63 | 0 | 0 | 0 | 0 | 0 | 0 | 0 | 0 | 0 | 0 | 1203.838 | 1288.1593 | 1406.1397 | 1504.8928 | 0 | 0 | 0 | 0 | -1.2466 | -13.3686 | -37.4523 | 29.4701 | -5.3476 | -7.0394 | -7.3025 | -7.3189 | 1204.9714 | 1251.2754 | 1311.5101 | 1168.4991 | 0.40602 | 0.342 | 0.42749 | 0.2585 | 489.2439 | 427.9403 | 560.655 | 302.0536 | 0.10015 | 0.12392 | 0.12219 | 0.12278 | 0.047543 | 0.044642 | 0.043637 | 0.043767 | 120.6746 | 155.0543 | 160.2571 | 143.4728 | 57.2874 | 55.8597 | 57.2306 | 51.1414
6 | 12 | 18 | 2417.8853 | 2525.1797 | 2625.1383 | 2656.9601 | 80 | 63 | 0 | 0 | 0 | 0 | 0 | 0 | 0 | 0 | 0 | 0 | 829.3845 | 829.1585 | 892.2085 | 935.4973 | 0 | 0 | 0 | 0 | -1.4172 | -11.8497 | -32.4546 | -5.0454 | -2.3502 | -5.1186 | -5.3636 | -4.3752 | 1512.2682 | 1649.9894 | 1770.748 | 1730.8834 | 0.4027 | 0.42494 | 0.41159 | 0.40375 | 608.9835 | 701.1426 | 728.8174 | 698.8418 | 0.099893 | 0.12352 | 0.12198 | 0.12226 | 0.047344 | 0.043719 | 0.043481 | 0.043375 | 151.0644 | 203.8001 | 215.9934 | 211.6138 | 71.5962 | 72.1364 | 76.9943 | 75.0772
6 | 12 | 19 | 2373.9294 | 2485.9727 | 2591.6163 | 2629.1194 | 80 | 63 | 0 | 0 | 0 | 0 | 0 | 0 | 0 | 0 | 0 | 0 | 402.7226 | 355.7974 | 390.1014 | 406.5499 | 0 | 0 | 0 | 0 | -2.2351 | 9.0104 | 19.6514 | 23.1271 | 1.9717 | 2.3781 | -0.48402 | 4.5431 | 1891.4702 | 2055.7869 | 2182.3475 | 2194.8992 | 0.40839 | 0.42225 | 0.40697 | 0.39265 | 772.4539 | 868.0544 | 888.1497 | 861.82 | 0.10001 | 0.12461 | 0.12331 | 0.12277 | 0.047498 | 0.045407 | 0.045605 | 0.044747 | 189.1649 | 256.1746 | 269.1 | 269.4681 | 89.8411 | 93.348 | 99.5259 | 98.2144
6 | 12 | 20 | 2384.3982 | 2499.0453 | 2607.1566 | 2646.0573 | 80 | 63 | 0 | 0 | 0 | 0 | 0 | 0 | 0 | 0 | 0 | 0 | 254.9767 | 206.9105 | 242.4341 | 259.831 | 0 | 0 | 0 | 0 | 0.84279 | 11.9832 | 0.80744 | 40.7392 | 3.0504 | 25.9108 | 25.9112 | 34.9392 | 2045.5283 | 2191.2407 | 2338.0038 | 2310.5479 | 0.40942 | 0.43553 | 0.40598 | 0.39629 | 837.4866 | 954.3484 | 949.1902 | 915.6436 | 0.10025 | 0.1246 | 0.12337 | 0.12275 | 0.047619 | 0.04531 | 0.04563 | 0.044849 | 205.0612 | 273.0188 | 288.4452 | 283.6243 | 97.4062 | 99.2842 | 106.6838 | 103.6253
6 | 12 | 21 | 2357.5123 | 2472.3998 | 2580.5772 | 2619.5914 | 80 | 63 | 0 | 0 | 0 | 0 | 0 | 0 | 0 | 0 | 0 | 0 | 260.6579 | 214.0924 | 251.3445 | 266.063 | 0 | 0 | 0 | 0 | 3.0822 | 24.4592 | 16.6515 | 27.9019 | 2.645 | 23.5199 | 22.7961 | 36.4322 | 2011.1272 | 2147.3283 | 2289.7851 | 2289.1942 | 0.4094 | 0.43476 | 0.40586 | 0.39679 | 823.3526 | 933.5792 | 929.3396 | 908.3344 | 0.099944 | 0.12452 | 0.12326 | 0.12262 | 0.047525 | 0.0452 | 0.045607 | 0.044782 | 200.9996 | 267.3959 | 282.2469 | 280.7001 | 95.5794 | 97.0584 | 104.4292 | 102.5142
6 | 12 | 22 | 2127.3722 | 2233.0981 | 2332.9243 | 2369.8631 | 80 | 63 | 0 | 0 | 0 | 0 | 0 | 0 | 0 | 0 | 0 | 0 | 242.0378 | 197.0566 | 232.2383 | 245.9574 | 0 | 0 | 0 | 0 | 9.3371 | 48.1291 | 76.7922 | 32.5006 | 2.9415 | 12.3873 | 8.2287 | 35.3658 | 1793.0558 | 1912.525 | 2015.6651 | 2056.0395 | 0.40731 | 0.42231 | 0.40449 | 0.39511 | 730.3337 | 807.681 | 815.3259 | 812.3655 | 0.099763 | 0.12434 | 0.12277 | 0.12237 | 0.047398 | 0.044674 | 0.044754 | 0.044299 | 178.8811 | 237.8099 | 247.4612 | 251.605 | 84.9875 | 85.44 | 90.2081 | 91.081
6 | 12 | 23 | 1902.4452 | 1998.5087 | 2089.3754 | 2123.6144 | 80 | 63 | 0 | 0 | 0 | 0 | 0 | 0 | 0 | 0 | 0 | 0 | 198.9676 | 155.2958 | 184.923 | 197.8768 | 0 | 0 | 0 | 0 | 14.2019 | 57.4548 | 37.4534 | 22.5271 | 7.6943 | 17.7368 | 15.9373 | 29.4297 | 1601.5813 | 1705.0213 | 1851.0616 | 1873.7807 | 0.40299 | 0.42067 | 0.40353 | 0.39408 | 645.414 | 717.258 | 746.9559 | 738.422 | 0.099519 | 0.12334 | 0.12188 | 0.12195 | 0.047481 | 0.043666 | 0.043968 | 0.043796 | 159.388 | 210.2967 | 225.6114 | 228.5141 | 76.0451 | 74.4517 | 81.388 | 82.0644
6 | 12 | 24 | 1743.6746 | 1824.8902 | 1900.166 | 1924.4141 | 80 | 63 | 0 | 0 | 0 | 0 | 0 | 0 | 0 | 0 | 0 | 0 | 178.8585 | 136.4854 | 163.3358 | 175.389 | 0 | 0 | 0 | 0 | 11.6555 | 15.2082 | 35.8045 | 78.1747 | 7.6069 | 15.5812 | 16.396 | 27.3726 | 1465.5537 | 1594.6153 | 1684.6298 | 1643.4779 | 0.40134 | 0.42366 | 0.4104 | 0.39542 | 588.1917 | 675.5729 | 691.3781 | 649.8563 | 0.10035 | 0.12315 | 0.12176 | 0.12179 | 0.048041 | 0.043511 | 0.043756 | 0.043496 | 147.0752 | 196.3783 | 205.1267 | 200.1664 | 70.4061 | 69.3833 | 73.7127 | 71.4847
6 | 13 | 1 | 1638.9648 | 1707.0293 | 1768.037 | 1782.0942 | 80 | 63 | 0 | 0 | 0 | 0 | 0 | 0 | 0 | 0 | 0 | 0 | 169.9314 | 128.2956 | 153.6715 | 165.6715 | 0 | 0 | 0 | 0 | -2.9958 | 49.5133 | 35.5797 | 13.7547 | 0.30088 | 17.5825 | 16.8008 | 31.4718 | 1391.7283 | 1448.638 | 1561.985 | 1571.1962 | 0.4071 | 0.42843 | 0.41669 | 0.39372 | 566.5784 | 620.644 | 650.8624 | 618.6086 | 0.10062 | 0.12317 | 0.12176 | 0.12176 | 0.048187 | 0.04356 | 0.04382 | 0.04354 | 140.0402 | 178.4272 | 190.1874 | 191.3015 | 67.0627 | 63.1021 | 68.4456 | 68.4092
6 | 13 | 2 | 1569.7406 | 1626.7764 | 1675.9599 | 1681.5542 | 80 | 63 | 0 | 0 | 0 | 0 | 0 | 0 | 0 | 0 | 0 | 0 | 160.4962 | 120.3223 | 143.9578 | 155.9578 | 0 | 0 | 0 | 0 | -2.5252 | 15.6096 | 11.1167 | 7.635 | -1.0884 | 17.7429 | 20.2977 | 20.5905 | 1332.8581 | 1410.1015 | 1500.5877 | 1497.371 | 0.40672 | 0.42869 | 0.41639 | 0.39335 | 542.0953 | 604.492 | 624.8222 | 588.9888 | 0.10087 | 0.12323 | 0.12176 | 0.12179 | 0.048351 | 0.043628 | 0.043704 | 0.0434 | 134.4447 | 173.7629 | 182.7072 | 182.3577 | 64.4448 | 61.5197 | 65.5819 | 64.9855
6 | 13 | 3 | 1540.2457 | 1588.8265 | 1628.7776 | 1627.2781 | 80 | 63 | 0 | 0 | 0 | 0 | 0 | 0 | 0 | 0 | 0 | 0 | 149.1413 | 111.1501 | 132.5967 | 144.5967 | 0 | 0 | 0 | 0 | -3.2596 | 13.6825 | 24.9347 | 3.6441 | -1.1661 | 19.4874 | 10.7617 | 6.8153 | 1315.5301 | 1381.5065 | 1460.4844 | 1472.222 | 0.40558 | 0.42977 | 0.41648 | 0.39426 | 533.554 | 593.7321 | 608.2691 | 580.4372 | 0.10067 | 0.1232 | 0.12174 | 0.12179 | 0.04805 | 0.043159 | 0.043515 | 0.043176 | 132.4394 | 170.1956 | 177.7989 | 179.3024 | 63.2109 | 59.6244 | 63.5524 | 63.5652
6 | 13 | 4 | 1569.4388 | 1612.1689 | 1645.1812 | 1637.0844 | 80 | 63 | 0 | 0 | 0 | 0 | 0 | 0 | 0 | 0 | 0 | 0 | 135.6203 | 100.1405 | 119.0002 | 131.0002 | 0 | 0 | 0 | 0 | -2.7373 | 36.7621 | 39.3185 | 6.2885 | -0.65183 | 22.2593 | 18.9486 | 14.4484 | 1357.2077 | 1390.007 | 1467.9139 | 1485.3474 | 0.40646 | 0.42931 | 0.41675 | 0.39303 | 551.648 | 596.7434 | 611.7582 | 583.7818 | 0.10013 | 0.12316 | 0.12171 | 0.12177 | 0.047605 | 0.043086 | 0.043683 | 0.04331 | 135.8956 | 171.1894 | 178.6619 | 180.8644 | 64.6102 | 59.8898 | 64.1232 | 64.3305
6 | 13 | 5 | 1641.8353 | 1682.3882 | 1712.2544 | 1699.8576 | 80 | 63 | 0 | 0 | 0 | 0 | 0 | 0 | 0 | 0 | 0 | 0 | 142.2835 | 109.7321 | 125.8023 | 137.8044 | 0 | 0 | 0 | 0 | -3.4836 | 43.1769 | 22.1865 | 10.8666 | -0.69788 | 15.7892 | 21.5172 | 30.2462 | 1423.7333 | 1450.6901 | 1542.7485 | 1520.9404 | 0.40796 | 0.42719 | 0.41626 | 0.3916 | 580.8296 | 619.7138 | 642.1791 | 595.6002 | 0.099766 | 0.12314 | 0.12168 | 0.12176 | 0.047471 | 0.04337 | 0.043898 | 0.043431 | 142.0402 | 178.6347 | 187.7227 | 185.1967 | 67.586 | 62.9161 | 67.7233 | 66.0553
6 | 13 | 6 | 1741.5266 | 1778.6994 | 1804.0105 | 1785.7474 | 80 | 63 | 0 | 0 | 0 | 0 | 0 | 0 | 0 | 0 | 0 | 0 | 519.6436 | 495.6267 | 508.2228 | 522.0621 | 0 | 0 | 0 | 0 | -3.7607 | -10.7345 | -6.8554 | 5.3301 | 2.0944 | 3.0648 | -0.72525 | 3.7218 | 1143.5493 | 1227.7424 | 1303.3683 | 1254.6335 | 0.40606 | 0.43154 | 0.41548 | 0.38797 | 464.3516 | 529.8184 | 541.5251 | 486.756 | 0.10029 | 0.12329 | 0.12183 | 0.12193 | 0.047855 | 0.043715 | 0.043199 | 0.043012 | 114.6849 | 151.3664 | 158.7915 | 152.9821 | 54.7242 | 53.6708 | 56.3041 | 53.9642
6 | 13 | 7 | 1904.0097 | 1944.3133 | 1972.507 | 1954.0811 | 80 | 63 | 0 | 0 | 0 | 0 | 0 | 0 | 0 | 0 | 0 | 0 | 917.9792 | 912.9429 | 927.4756 | 949.3517 | 0 | 0 | 0 | 0 | -1.6075 | -14.3551 | -15.4907 | 4.4598 | 1.8184 | -2.5066 | -4.0984 | -4.4084 | 905.8197 | 985.2321 | 1064.6206 | 1004.678 | 0.39763 | 0.41039 | 0.41696 | 0.37762 | 360.1781 | 404.3305 | 443.901 | 379.3876 | 0.10263 | 0.12462 | 0.12286 | 0.12445 | 0.049859 | 0.045686 | 0.044449 | 0.048037 | 92.9641 | 122.7757 | 130.8008 | 125.033 | 45.1628 | 45.0115 | 47.3208 | 48.2612
6 | 13 | 8 | 2048.5867 | 2094.3967 | 2129.1576 | 2115.1006 | 80 | 63 | 0 | 0 | 0 | 0 | 0 | 0 | 0 | 0 | 0 | 0 | 1257.3113 | 1323.0111 | 1398.2227 | 1471.4908 | 0 | 0 | 0 | 0 | -1.4396 | -16.4259 | -28.5652 | 63.3853 | -1.3331 | -3.9499 | -5.9198 | -26.1916 | 714.0482 | 728.7614 | 765.4199 | 606.4161 | 0.39542 | 0.54534 | 0.3925 | 0.14136 | 282.3457 | 397.4203 | 300.4241 | 85.7254 | 0.10486 | 0.12517 | 0.12386 | 0.12721 | 0.052485 | 0.056601 | 0.046895 | 0.056459 | 74.8737 | 91.2201 | 94.8037 | 77.1443 | 37.4765 | 41.2485 | 35.8943 | 34.2376
6 | 13 | 9 | 2205.3394 | 2261.9739 | 2309.1658 | 2304.1342 | 80 | 63 | 0 | 0 | 0 | 0 | 0 | 0 | 0 | 0 | 0 | 0 | 1502.0387 | 1636.8847 | 1775.363 | 1900.426 | 0 | 0 | 0 | 0 | -1.3615 | -18.77 | -35.5664 | -81.9746 | 0.66353 | -13.2925 | -9.0856 | -35.9042 | 623.9987 | 594.1517 | 578.4548 | 521.587 | 0.3881 | 0.022118 | 0.022118 | 0.021036 | 242.1739 | 13.1413 | 12.7942 | 10.9722 | 0.1048 | 0.12509 | 0.12371 | 0.12537 | 0.052609 | 0.049303 | 0.047265 | 0.054044 | 65.3974 | 74.3204 | 71.559 | 65.3939 | 32.8282 | 29.2932 | 27.3406 | 28.1887
6 | 13 | 10 | 2341.3708 | 2404.4045 | 2457.3641 | 2453.9285 | 80 | 63 | 0 | 0 | 0 | 0 | 0 | 0 | 0 | 0 | 0 | 0 | 1626.1294 | 1809.0259 | 1993.7699 | 2156.6073 | 0 | 0 | 0 | 0 | -1.8166 | -23.9901 | -26.4529 | -69.9881 | -0.29347 | -31.1151 | -30.3658 | -38.2696 | 637.3515 | 587.4839 | 520.413 | 405.5788 | 0.39518 | 0.022118 | 0.022118 | 0.022118 | 251.871 | 12.9938 | 11.5104 | 8.9705 | 0.10493 | 0.12388 | 0.12371 | 0.12482 | 0.053126 | 0.04685 | 0.047411 | 0.054693 | 66.8747 | 72.7762 | 64.382 | 50.6236 | 33.8601 | 27.5238 | 24.6734 | 22.1824
6 | 13 | 11 | 2441.2397 | 2509.6435 | 2566.5672 | 2562.8238 | 80 | 63 | 0 | 0 | 0 | 0 | 0 | 0 | 0 | 0 | 0 | 0 | 1673.433 | 1883.1006 | 2095.204 | 2280.3865 | 0 | 0 | 0 | 0 | -4.9965 | -68.8642 | -59.8273 | -73.9739 | -4.5837 | -26.8681 | -27.2791 | -39.2253 | 697.387 | 659.2753 | 558.4696 | 395.6365 | 0.39679 | 0.022118 | 0.022118 | 0.022118 | 276.7176 | 14.5817 | 12.3522 | 8.7506 | 0.10508 | 0.12475 | 0.1237 | 0.12473 | 0.054511 | 0.049155 | 0.047529 | 0.054791 | 73.2784 | 82.2446 | 69.0833 | 49.3471 | 38.0153 | 32.4067 | 26.5433 | 21.6775
6 | 13 | 12 | 2517.2382 | 2590.6233 | 2651.6114 | 2648.5647 | 80 | 63 | 0 | 0 | 0 | 0 | 0 | 0 | 0 | 0 | 0 | 0 | 1639.0513 | 1862.0666 | 2088.1122 | 2284.8277 | 0 | 0 | 0 | 0 | -5.953 | -63.21 | -85.1792 | -76.1534 | -4.2867 | -36.3566 | -22.2043 | -39.2437 | 808.4266 | 765.1233 | 670.8827 | 479.134 | 0.39234 | 0.022118 | 0.022118 | 0.022118 | 317.1809 | 16.9228 | 14.8385 | 10.5974 | 0.1061 | 0.126 | 0.12363 | 0.12476 | 0.05425 | 0.047139 | 0.047545 | 0.054996 | 85.7753 | 96.405 | 82.9427 | 59.7772 | 43.8569 | 36.0675 | 31.8973 | 26.3505
6 | 13 | 13 | 2627.6386 | 2710.2885 | 2780.3953 | 2782.2001 | 80 | 63 | 0 | 0 | 0 | 0 | 0 | 0 | 0 | 0 | 0 | 0 | 1606.5071 | 1829.3074 | 2056.8022 | 2255.3009 | 0 | 0 | 0 | 0 | -6.3022 | -62.3817 | -33.853 | -81.9948 | -5.0094 | -34.1785 | -32.9557 | -38.1567 | 952.4432 | 914.5414 | 790.4018 | 647.0508 | 0.39433 | 0.022118 | 0.022118 | 0.022118 | 375.5752 | 20.2276 | 17.482 | 14.3113 | 0.10585 | 0.12607 | 0.12362 | 0.12461 | 0.053834 | 0.047317 | 0.047312 | 0.05437 | 100.8181 | 115.2972 | 97.7093 | 80.6282 | 51.2742 | 43.2732 | 37.3955 | 35.1799
6 | 13 | 14 | 2704.7331 | 2794.7874 | 2872.6747 | 2879.4996 | 80 | 63 | 0 | 0 | 0 | 0 | 0 | 0 | 0 | 0 | 0 | 0 | 1644.06 | 1857.4887 | 2076.6835 | 2267.9803 | 0 | 0 | 0 | 0 | -5.1761 | -50.3723 | -49.0536 | -58.9444 | -4.1895 | -32.1375 | -36.7597 | -38.1567 | 990.0387 | 956.8085 | 881.8045 | 708.6204 | 0.39259 | 0.022448 | 0.022118 | 0.021917 | 388.6774 | 21.4782 | 19.5036 | 15.5305 | 0.10333 | 0.12622 | 0.12352 | 0.12494 | 0.050799 | 0.041324 | 0.046765 | 0.05208 | 102.2959 | 120.7661 | 108.9216 | 88.5361 | 50.293 | 39.5387 | 41.2374 | 36.9049
6 | 13 | 15 | 2750.7593 | 2846.7556 | 2930.8304 | 2941.7442 | 80 | 63 | 0 | 0 | 0 | 0 | 0 | 0 | 0 | 0 | 0 | 0 | 1591.5563 | 1781.1213 | 1978.3899 | 2151.3149 | 0 | 0 | 0 | 0 | -3.5068 | -73.9784 | -48.886 | -59.276 | -6.2485 | -30.1425 | -32.3891 | -38.1567 | 1088.9583 | 1106.7552 | 1033.7156 | 887.8619 | 0.38933 | 0.022983 | 0.021613 | 0.020742 | 423.9609 | 25.437 | 22.3417 | 18.4156 | 0.10202 | 0.12624 | 0.12336 | 0.12491 | 0.049384 | 0.046185 | 0.046049 | 0.049947 | 111.0999 | 139.7178 | 127.5236 | 110.9051 | 53.7775 | 51.115 | 47.6016 | 44.3462
6 | 13 | 16 | 2767.2504 | 2873.3733 | 2968.8125 | 2989.0673 | 80 | 63 | 0 | 0 | 0 | 0 | 0 | 0 | 0 | 0 | 0 | 0 | 1438.1832 | 1584.2191 | 1745.8511 | 1887.4842 | 0 | 0 | 0 | 0 | -1.4255 | -21.7558 | -7.2403 | -35.4959 | -6.0928 | -22.8758 | -13.171 | -37.909 | 1256.5855 | 1270.7859 | 1243.3727 | 1174.988 | 0.39725 | 0.023616 | 0.020937 | 0.02146 | 499.1813 | 30.0104 | 26.0319 | 25.2158 | 0.1011 | 0.12441 | 0.12269 | 0.12339 | 0.048884 | 0.044949 | 0.044678 | 0.045872 | 127.0435 | 158.0974 | 152.5493 | 144.9825 | 61.4266 | 57.12 | 55.551 | 53.8989
6 | 13 | 17 | 2723.3814 | 2837.3217 | 2941.9221 | 2970.8169 | 80 | 63 | 0 | 0 | 0 | 0 | 0 | 0 | 0 | 0 | 0 | 0 | 1252.6779 | 1330.2943 | 1448.6236 | 1545.6571 | 0 | 0 | 0 | 0 | -1.2466 | -13.3686 | -37.4523 | 29.4701 | -5.3476 | -7.0394 | -7.3025 | -7.3189 | 1397.2977 | 1464.4353 | 1538.0532 | 1403.0085 | 0.40602 | 0.342 | 0.42749 | 0.2585 | 567.3324 | 500.8417 | 657.4995 | 362.6736 | 0.10015 | 0.12392 | 0.12219 | 0.12278 | 0.047543 | 0.044642 | 0.043637 | 0.043767 | 139.9355 | 181.4685 | 187.939 | 172.2668 | 66.431 | 65.3757 | 67.1163 | 61.4051
6 | 13 | 18 | 2646.2479 | 2766.9211 | 2879.8827 | 2917.6196 | 80 | 63 | 0 | 0 | 0 | 0 | 0 | 0 | 0 | 0 | 0 | 0 | 897.6869 | 887.1016 | 956.4158 | 999.0601 | 0 | 0 | 0 | 0 | -1.4172 | -11.8497 | -32.4546 | -5.0454 | -2.3502 | -5.1186 | -5.3636 | -4.3752 | 1672.3284 | 1833.7878 | 1961.2852 | 1927.9802 | 0.4027 | 0.42494 | 0.41159 | 0.40375 | 673.439 | 779.2454 | 807.2401 | 778.4193 | 0.099893 | 0.12352 | 0.12198 | 0.12226 | 0.047344 | 0.043719 | 0.043481 | 0.043375 | 167.0532 | 226.5021 | 239.2349 | 235.7104 | 79.174 | 80.172 | 85.2791 | 83.6263
6 | 13 | 19 | 2569.269 | 2692.7564 | 2809.5227 | 2852.0855 | 80 | 63 | 0 | 0 | 0 | 0 | 0 | 0 | 0 | 0 | 0 | 0 | 479.4121 | 414.5677 | 457.2082 | 481.6015 | 0 | 0 | 0 | 0 | -2.2351 | 9.0104 | 19.6514 | 23.1271 | 1.9717 | 2.3781 | -0.48402 | 4.5431 | 2010.1203 | 2203.8003 | 2333.1472 | 2342.8138 | 0.40839 | 0.42225 | 0.40697 | 0.39265 | 820.9092 | 930.5529 | 949.5206 | 919.8982 | 0.10001 | 0.12461 | 0.12331 | 0.12277 | 0.047498 | 0.045407 | 0.045605 | 0.044747 | 201.0311 | 274.6187 | 287.6947 | 287.6276 | 95.4768 | 100.0689 | 106.4031 | 104.8331
6 | 13 | 20 | 2540.1382 | 2663.9094 | 2780.8885 | 2823.8233 | 80 | 63 | 0 | 0 | 0 | 0 | 0 | 0 | 0 | 0 | 0 | 0 | 293.5291 | 222.8309 | 263.7935 | 293.3642 | 0 | 0 | 0 | 0 | 0.84279 | 11.9832 | 0.80744 | 40.7392 | 3.0504 | 25.9108 | 25.9112 | 34.9392 | 2162.7159 | 2340.1844 | 2490.3764 | 2454.7807 | 0.40942 | 0.43553 | 0.40598 | 0.39629 | 885.4658 | 1019.2177 | 1011.051 | 972.8015 | 0.10025 | 0.1246 | 0.12337 | 0.12275 | 0.047619 | 0.04531 | 0.04563 | 0.044849 | 216.809 | 291.5765 | 307.2438 | 301.3292 | 102.9866 | 106.0328 | 113.6366 | 110.094
6 | 13 | 21 | 2460.4994 | 2581.4204 | 2695.462 | 2737.1437 | 80 | 63 | 0 | 0 | 0 | 0 | 0 | 0 | 0 | 0 | 0 | 0 | 282.7316 | 221.486 | 259.2657 | 286.5146 | 0 | 0 | 0 | 0 | 3.0822 | 24.4592 | 16.6515 | 27.9019 | 2.645 | 23.5199 | 22.7961 | 36.4322 | 2092.0405 | 2248.9554 | 2396.7486 | 2386.2949 | 0.4094 | 0.43476 | 0.40586 | 0.39679 | 856.4784 | 977.7629 | 972.7521 | 946.8632 | 0.099944 | 0.12452 | 0.12326 | 0.12262 | 0.047525 | 0.0452 | 0.045607 | 0.044782 | 209.0864 | 280.051 | 295.4316 | 292.6065 | 99.4249 | 101.6519 | 109.3075 | 106.8626
6 | 13 | 22 | 2220.0046 | 2331.1574 | 2436.2581 | 2475.5964 | 80 | 63 | 0 | 0 | 0 | 0 | 0 | 0 | 0 | 0 | 0 | 0 | 259.9144 | 201.8199 | 236.4644 | 262.475 | 0 | 0 | 0 | 0 | 9.3371 | 48.1291 | 76.7922 | 32.5006 | 2.9415 | 12.3873 | 8.2287 | 35.3658 | 1867.8116 | 2005.8211 | 2114.7728 | 2145.255 | 0.40731 | 0.42231 | 0.40449 | 0.39511 | 760.7826 | 847.081 | 855.4144 | 847.6156 | 0.099763 | 0.12434 | 0.12277 | 0.12237 | 0.047398 | 0.044674 | 0.044754 | 0.044299 | 186.3389 | 249.4106 | 259.6286 | 262.5226 | 88.5308 | 89.6079 | 94.6435 | 95.0332
6 | 13 | 23 | 1997.8062 | 2099.4564 | 2195.753 | 2232.4621 | 80 | 63 | 0 | 0 | 0 | 0 | 0 | 0 | 0 | 0 | 0 | 0 | 271.6215 | 219.3913 | 252.5734 | 278.813 | 0 | 0 | 0 | 0 | 14.2019 | 57.4548 | 37.4534 | 22.5271 | 7.6943 | 17.7368 | 15.9373 | 29.4297 | 1624.2884 | 1741.8736 | 1889.7889 | 1901.6923 | 0.40299 | 0.42067 | 0.40353 | 0.39408 | 654.5647 | 732.7608 | 762.5835 | 749.4214 | 0.099519 | 0.12334 | 0.12188 | 0.12195 | 0.047481 | 0.043666 | 0.043968 | 0.043796 | 161.6478 | 214.842 | 230.3316 | 231.918 | 77.1233 | 76.0609 | 83.0908 | 83.2868
6 | 13 | 24 | 1831.7593 | 1918.1354 | 1998.4269 | 2024.9565 | 80 | 63 | 0 | 0 | 0 | 0 | 0 | 0 | 0 | 0 | 0 | 0 | 303.6073 | 261.1545 | 294.581 | 319.0212 | 0 | 0 | 0 | 0 | 11.6555 | 15.2082 | 35.8045 | 78.1747 | 7.6069 | 15.5812 | 16.396 | 27.3726 | 1428.8897 | 1563.1915 | 1651.6454 | 1600.388 | 0.40134 | 0.42366 | 0.4104 | 0.39542 | 573.4768 | 662.2599 | 677.8412 | 632.8179 | 0.10035 | 0.12315 | 0.12176 | 0.12179 | 0.048041 | 0.043511 | 0.043756 | 0.043496 | 143.3958 | 192.5084 | 201.1104 | 194.9183 | 68.6447 | 68.016 | 72.2694 | 69.6104
6 | 14 | 1 | 1698.1544 | 1769.6866 | 1834.0645 | 1849.6549 | 80 | 63 | 0 | 0 | 0 | 0 | 0 | 0 | 0 | 0 | 0 | 0 | 292.5421 | 253.7963 | 286.444 | 307.8338 | 0 | 0 | 0 | 0 | -2.9958 | 49.5133 | 35.5797 | 13.7547 | 0.30088 | 17.5825 | 16.8008 | 31.4718 | 1328.3072 | 1385.7945 | 1495.2401 | 1496.5946 | 0.4071 | 0.42843 | 0.41669 | 0.39372 | 540.7594 | 593.7198 | 623.0505 | 589.2365 | 0.10062 | 0.12317 | 0.12176 | 0.12176 | 0.048187 | 0.04356 | 0.04382 | 0.04354 | 133.6585 | 170.6869 | 182.0605 | 182.2183 | 64.0067 | 60.3646 | 65.5209 | 65.1611
6 | 14 | 2 | 1631.239 | 1691.8778 | 1744.5629 | 1751.7502 | 80 | 63 | 0 | 0 | 0 | 0 | 0 | 0 | 0 | 0 | 0 | 0 | 230.875 | 187.9691 | 217.8839 | 236.2099 | 0 | 0 | 0 | 0 | -2.5252 | 15.6096 | 11.1167 | 7.635 | -1.0884 | 17.7429 | 20.2977 | 20.5905 | 1323.9777 | 1407.556 | 1495.2646 | 1487.3149 | 0.40672 | 0.42869 | 0.41639 | 0.39335 | 538.4835 | 603.4008 | 622.6057 | 585.0332 | 0.10087 | 0.12323 | 0.12176 | 0.12179 | 0.048351 | 0.043628 | 0.043704 | 0.0434 | 133.5489 | 173.4492 | 182.0591 | 181.133 | 64.0154 | 61.4087 | 65.3492 | 64.549
6 | 14 | 3 | 1588.8708 | 1640.3003 | 1683.02 | 1682.78 | 80 | 63 | 0 | 0 | 0 | 0 | 0 | 0 | 0 | 0 | 0 | 0 | 178.0179 | 139.0552 | 163.1723 | 178.5469 | 0 | 0 | 0 | 0 | -3.2596 | 13.6825 | 24.9347 | 3.6441 | -1.1661 | 19.4874 | 10.7617 | 6.8153 | 1335.2785 | 1405.0752 | 1484.1513 | 1493.7737 | 0.40558 | 0.42977 | 0.41648 | 0.39426 | 541.5636 | 603.8612 | 618.1259 | 588.9342 | 0.10067 | 0.1232 | 0.12174 | 0.12179 | 0.04805 | 0.043159 | 0.043515 | 0.043176 | 134.4275 | 173.0992 | 180.6801 | 181.9272 | 64.1598 | 60.6416 | 64.5823 | 64.4957
6 | 14 | 4 | 1607.2194 | 1652.1629 | 1687.3264 | 1680.2082 | 80 | 63 | 0 | 0 | 0 | 0 | 0 | 0 | 0 | 0 | 0 | 0 | 137.8097 | 104.4927 | 122.4402 | 135.8607 | 0 | 0 | 0 | 0 | -2.7373 | 36.7621 | 39.3185 | 6.2885 | -0.65183 | 22.2593 | 18.9486 | 14.4484 | 1392.7988 | 1425.6488 | 1506.619 | 1523.6106 | 0.40646 | 0.42931 | 0.41675 | 0.39303 | 566.1143 | 612.0448 | 627.8887 | 598.8203 | 0.10013 | 0.12316 | 0.12171 | 0.12177 | 0.047605 | 0.043086 | 0.043683 | 0.04331 | 139.4593 | 175.5789 | 183.3728 | 185.5236 | 66.3046 | 61.4254 | 65.814 | 65.9877
6 | 14 | 5 | 1673.1093 | 1715.4943 | 1747.1413 | 1735.5545 | 80 | 63 | 0 | 0 | 0 | 0 | 0 | 0 | 0 | 0 | 0 | 0 | 133.1489 | 104.0085 | 117.9516 | 130.0304 | 0 | 0 | 0 | 0 | -3.4836 | 43.1769 | 22.1865 | 10.8666 | -0.69788 | 15.7892 | 21.5172 | 30.2462 | 1464.1418 | 1489.5198 | 1585.4859 | 1564.4112 | 0.40796 | 0.42719 | 0.41626 | 0.3916 | 597.3148 | 636.3013 | 659.9688 | 612.6234 | 0.099766 | 0.12314 | 0.12168 | 0.12176 | 0.047471 | 0.04337 | 0.043898 | 0.043431 | 146.0716 | 183.4161 | 192.923 | 190.4899 | 69.5042 | 64.6001 | 69.5994 | 67.9433
6 | 14 | 6 | 1804.7041 | 1845.5783 | 1874.4867 | 1857.86 | 80 | 63 | 0 | 0 | 0 | 0 | 0 | 0 | 0 | 0 | 0 | 0 | 515.6813 | 492.2522 | 503.7786 | 517.5664 | 0 | 0 | 0 | 0 | -3.7607 | -10.7345 | -6.8554 | 5.3301 | 2.0944 | 3.0648 | -0.72525 | 3.7218 | 1210.6891 | 1297.9958 | 1378.2887 | 1331.2418 | 0.40606 | 0.43154 | 0.41548 | 0.38797 | 491.6145 | 560.1355 | 572.6531 | 516.4775 | 0.10029 | 0.12329 | 0.12183 | 0.12193 | 0.047855 | 0.043715 | 0.043199 | 0.043012 | 121.4183 | 160.0278 | 167.9192 | 162.3232 | 57.9371 | 56.742 | 59.5406 | 57.2593
6 | 14 | 7 | 2007.6964 | 2054.0746 | 2088.1722 | 2072.4321 | 80 | 63 | 0 | 0 | 0 | 0 | 0 | 0 | 0 | 0 | 0 | 0 | 897.0139 | 889.0936 | 903.0871 | 924.5348 | 0 | 0 | 0 | 0 | -1.6075 | -14.3551 | -15.4907 | 4.4598 | 1.8184 | -2.5066 | -4.0984 | -4.4084 | 1030.4716 | 1118.8427 | 1204.6743 | 1147.8459 | 0.39763 | 0.41039 | 0.41696 | 0.37762 | 409.743 | 459.1631 | 502.2974 | 433.4508 | 0.10263 | 0.12462 | 0.12286 | 0.12445 | 0.049859 | 0.045686 | 0.044449 | 0.048037 | 105.7571 | 139.4258 | 148.008 | 142.8504 | 51.3778 | 51.1157 | 53.546 | 55.1385
6 | 14 | 8 | 2154.6522 | 2206.6761 | 2247.4764 | 2236.1667 | 80 | 63 | 0 | 0 | 0 | 0 | 0 | 0 | 0 | 0 | 0 | 0 | 1245.6247 | 1303.4721 | 1377.5641 | 1449.9096 | 0 | 0 | 0 | 0 | -1.4396 | -16.4259 | -28.5652 | 63.3853 | -1.3331 | -3.9499 | -5.9198 | -26.1916 | 831.8003 | 860.5798 | 904.3973 | 749.0634 | 0.39542 | 0.54534 | 0.3925 | 0.14136 | 328.9067 | 469.3057 | 354.9721 | 105.8906 | 0.10486 | 0.12517 | 0.12386 | 0.12721 | 0.052485 | 0.056601 | 0.046895 | 0.056459 | 87.2209 | 107.72 | 112.0172 | 95.2909 | 43.6567 | 48.7095 | 42.4116 | 42.2913
6 | 14 | 9 | 2313.084 | 2376.0308 | 2429.3578 | 2427.1169 | 80 | 63 | 0 | 0 | 0 | 0 | 0 | 0 | 0 | 0 | 0 | 0 | 1479.703 | 1603.3953 | 1740.757 | 1864.9083 | 0 | 0 | 0 | 0 | -1.3615 | -18.77 | -35.5664 | -81.9746 | 0.66353 | -13.2925 | -9.0856 | -35.9042 | 754.079 | 741.698 | 733.2528 | 680.0874 | 0.3881 | 0.022118 | 0.022118 | 0.021036 | 292.658 | 16.4047 | 16.218 | 14.3065 | 0.1048 | 0.12509 | 0.12371 | 0.12537 | 0.052609 | 0.049303 | 0.047265 | 0.054044 | 79.0303 | 92.7765 | 90.7087 | 85.2658 | 39.6716 | 36.5677 | 34.6571 | 36.7547
6 | 14 | 10 | 2457.8609 | 2527.7193 | 2587.3119 | 2586.8936 | 80 | 63 | 0 | 0 | 0 | 0 | 0 | 0 | 0 | 0 | 0 | 0 | 1606.1221 | 1776.4766 | 1958.6524 | 2119.393 | 0 | 0 | 0 | 0 | -1.8166 | -23.9901 | -26.4529 | -69.9881 | -0.29347 | -31.1151 | -30.3658 | -38.2696 | 773.8489 | 743.348 | 685.4782 | 575.7583 | 0.39518 | 0.022118 | 0.022118 | 0.022118 | 305.8126 | 16.4412 | 15.1613 | 12.7345 | 0.10493 | 0.12388 | 0.12371 | 0.12482 | 0.053126 | 0.04685 | 0.047411 | 0.054693 | 81.1969 | 92.0843 | 84.8028 | 71.865 | 41.1117 | 34.8261 | 32.4993 | 31.49
6 | 14 | 11 | 2563.9566 | 2639.5499 | 2703.4611 | 2702.8964 | 80 | 63 | 0 | 0 | 0 | 0 | 0 | 0 | 0 | 0 | 0 | 0 | 1615.0697 | 1815.4138 | 2024.1419 | 2206.5616 | 0 | 0 | 0 | 0 | -4.9965 | -68.8642 | -59.8273 | -73.9739 | -4.5837 | -26.8681 | -27.2791 | -39.2253 | 878.4672 | 856.8685 | 766.4257 | 609.534 | 0.39679 | 0.022118 | 0.022118 | 0.022118 | 348.5688 | 18.952 | 16.9517 | 13.4815 | 0.10508 | 0.12475 | 0.1237 | 0.12473 | 0.054511 | 0.049155 | 0.047529 | 0.054791 | 92.3055 | 106.8944 | 94.8077 | 76.0262 | 47.8862 | 42.1195 | 36.4272 | 33.3972
6 | 14 | 12 | 2643.2435 | 2724.0106 | 2792.1735 | 2792.3906 | 80 | 63 | 0 | 0 | 0 | 0 | 0 | 0 | 0 | 0 | 0 | 0 | 1631.4808 | 1852.462 | 2075.4238 | 2269.4649 | 0 | 0 | 0 | 0 | -5.953 | -63.21 | -85.1792 | -76.1534 | -4.2867 | -36.3566 | -22.2043 | -39.2437 | 942.0023 | 908.1153 | 824.1333 | 638.3228 | 0.39234 | 0.022118 | 0.022118 | 0.022118 | 369.5885 | 20.0855 | 18.2281 | 14.1183 | 0.1061 | 0.126 | 0.12363 | 0.12476 | 0.05425 | 0.047139 | 0.047545 | 0.054996 | 99.9478 | 114.4219 | 101.8893 | 79.6378 | 51.1033 | 42.8081 | 39.1836 | 35.1052
6 | 14 | 13 | 2743.709 | 2833.1589 | 2909.8748 | 2914.6861 | 80 | 63 | 0 | 0 | 0 | 0 | 0 | 0 | 0 | 0 | 0 | 0 | 1643.9523 | 1871.1205 | 2097.0502 | 2293.3041 | 0 | 0 | 0 | 0 | -6.3022 | -62.3817 | -33.853 | -81.9948 | -5.0094 | -34.1785 | -32.9557 | -38.1567 | 1031.0683 | 995.5987 | 879.6333 | 741.5335 | 0.39433 | 0.022118 | 0.022118 | 0.022118 | 406.5793 | 22.0204 | 19.4556 | 16.401 | 0.10585 | 0.12607 | 0.12362 | 0.12461 | 0.053834 | 0.047317 | 0.047312 | 0.05437 | 109.1408 | 125.5162 | 108.7401 | 92.4016 | 55.507 | 47.1086 | 41.6172 | 40.3169
6 | 14 | 14 | 2814.5067 | 2910.9921 | 2995.13 | 3004.7983 | 80 | 63 | 0 | 0 | 0 | 0 | 0 | 0 | 0 | 0 | 0 | 0 | 1667.6985 | 1882.7459 | 2104.0509 | 2294.6532 | 0 | 0 | 0 | 0 | -5.1761 | -50.3723 | -49.0536 | -58.9444 | -4.1895 | -32.1375 | -36.7597 | -38.1567 | 1076.1738 | 1047.756 | 976.8923 | 807.2462 | 0.39259 | 0.022448 | 0.022118 | 0.021917 | 422.493 | 23.5198 | 21.6068 | 17.692 | 0.10333 | 0.12622 | 0.12352 | 0.12494 | 0.050799 | 0.041324 | 0.046765 | 0.05208 | 111.1958 | 132.2453 | 120.6669 | 100.8586 | 54.6686 | 43.297 | 45.6841 | 42.0413
6 | 14 | 15 | 2853.3266 | 2955.3318 | 3045.2469 | 3058.8174 | 80 | 63 | 0 | 0 | 0 | 0 | 0 | 0 | 0 | 0 | 0 | 0 | 1661.6033 | 1841.6459 | 2049.9025 | 2226.8765 | 0 | 0 | 0 | 0 | -3.5068 | -73.9784 | -48.886 | -59.276 | -6.2485 | -30.1425 | -32.3891 | -38.1567 | 1121.4786 | 1154.8068 | 1076.6196 | 929.3736 | 0.38933 | 0.022983 | 0.021613 | 0.020742 | 436.6219 | 26.5414 | 23.269 | 19.2767 | 0.10202 | 0.12624 | 0.12336 | 0.12491 | 0.049384 | 0.046185 | 0.046049 | 0.049947 | 114.4177 | 145.7839 | 132.8164 | 116.0904 | 55.3835 | 53.3343 | 49.5773 | 46.4196
6 | 14 | 16 | 2855.545 | 2966.8408 | 3067.3075 | 3089.8493 | 80 | 63 | 0 | 0 | 0 | 0 | 0 | 0 | 0 | 0 | 0 | 0 | 1584.3819 | 1708.7487 | 1886.7503 | 2043.4265 | 0 | 0 | 0 | 0 | -1.4255 | -21.7558 | -7.2403 | -35.4959 | -6.0928 | -22.8758 | -13.171 | -37.909 | 1198.6814 | 1239.7237 | 1200.9684 | 1119.8277 | 0.39725 | 0.023616 | 0.020937 | 0.02146 | 476.1787 | 29.2769 | 25.1441 | 24.032 | 0.1011 | 0.12441 | 0.12269 | 0.12339 | 0.048884 | 0.044949 | 0.044678 | 0.045872 | 121.1893 | 154.233 | 147.3467 | 138.1763 | 58.5961 | 55.7238 | 53.6564 | 51.3686
6 | 14 | 17 | 2809.0174 | 2927.9747 | 3037.4513 | 3068.5642 | 80 | 63 | 0 | 0 | 0 | 0 | 0 | 0 | 0 | 0 | 0 | 0 | 1469.4538 | 1540.6239 | 1671.207 | 1794.1097 | 0 | 0 | 0 | 0 | -1.2466 | -13.3686 | -37.4523 | 29.4701 | -5.3476 | -7.0394 | -7.3025 | -7.3189 | 1266.1577 | 1344.7587 | 1410.9991 | 1252.3032 | 0.40602 | 0.342 | 0.42749 | 0.2585 | 514.0868 | 459.9119 | 603.1853 | 323.7168 | 0.10015 | 0.12392 | 0.12219 | 0.12278 | 0.047543 | 0.044642 | 0.043637 | 0.043767 | 126.8022 | 166.6385 | 172.4139 | 153.7626 | 60.1963 | 60.0331 | 61.572 | 54.8092
6 | 14 | 18 | 2713.4833 | 2838.0956 | 2954.8856 | 2994.364 | 80 | 63 | 0 | 0 | 0 | 0 | 0 | 0 | 0 | 0 | 0 | 0 | 1131.0785 | 1138.6587 | 1209.0444 | 1280.9085 | 0 | 0 | 0 | 0 | -1.4172 | -11.8497 | -32.4546 | -5.0454 | -2.3502 | -5.1186 | -5.3636 | -4.3752 | 1506.1722 | 1653.4052 | 1783.6594 | 1722.8761 | 0.4027 | 0.42494 | 0.41159 | 0.40375 | 606.5287 | 702.5941 | 734.1316 | 695.6089 | 0.099893 | 0.12352 | 0.12198 | 0.12226 | 0.047344 | 0.043719 | 0.043481 | 0.043375 | 150.4555 | 204.222 | 217.5683 | 210.6349 | 71.3076 | 72.2858 | 77.5557 | 74.7299
6 | 14 | 19 | 2626.4296 | 2753.2658 | 2873.2869 | 2917.3303 | 80 | 63 | 0 | 0 | 0 | 0 | 0 | 0 | 0 | 0 | 0 | 0 | 701.6822 | 670.0974 | 708.1283 | 752.377 | 0 | 0 | 0 | 0 | -2.2351 | 9.0104 | 19.6514 | 23.1271 | 1.9717 | 2.3781 | -0.48402 | 4.5431 | 1845.0109 | 2008.78 | 2145.9912 | 2137.2831 | 0.40839 | 0.42225 | 0.40697 | 0.39265 | 753.4804 | 848.2058 | 873.3538 | 839.1972 | 0.10001 | 0.12461 | 0.12331 | 0.12277 | 0.047498 | 0.045407 | 0.045605 | 0.044747 | 184.5186 | 250.317 | 264.617 | 262.3946 | 87.6344 | 91.2135 | 97.8679 | 95.6363
6 | 14 | 20 | 2616.1191 | 2744.3417 | 2865.6473 | 2910.5501 | 80 | 63 | 0 | 0 | 0 | 0 | 0 | 0 | 0 | 0 | 0 | 0 | 528.0535 | 497.1724 | 534.6911 | 578.1783 | 0 | 0 | 0 | 0 | 0.84279 | 11.9832 | 0.80744 | 40.7392 | 3.0504 | 25.9108 | 25.9112 | 34.9392 | 2004.1724 | 2146.2752 | 2304.2376 | 2256.6934 | 0.40942 | 0.43553 | 0.40598 | 0.39629 | 820.5545 | 934.7647 | 935.4817 | 894.3017 | 0.10025 | 0.1246 | 0.12337 | 0.12275 | 0.047619 | 0.04531 | 0.04563 | 0.044849 | 200.9153 | 267.4163 | 284.2794 | 277.0136 | 95.4369 | 97.2469 | 105.143 | 101.21
6 | 14 | 21 | 2533.8917 | 2659.1125 | 2777.333 | 2820.9157 | 80 | 63 | 0 | 0 | 0 | 0 | 0 | 0 | 0 | 0 | 0 | 0 | 584.528 | 568.5133 | 604.3678 | 648.5031 | 0 | 0 | 0 | 0 | 3.0822 | 24.4592 | 16.6515 | 27.9019 | 2.645 | 23.5199 | 22.7961 | 36.4322 | 1863.6364 | 1979.6201 | 2133.5176 | 2108.0785 | 0.4094 | 0.43476 | 0.40586 | 0.39679 | 762.9701 | 860.6658 | 865.9163 | 836.4691 | 0.099944 | 0.12452 | 0.12326 | 0.12262 | 0.047525 | 0.0452 | 0.045607 | 0.044782 | 186.2588 | 246.512 | 262.9848 | 258.4917 | 88.5699 | 89.4781 | 97.3024 | 94.4035
6 | 14 | 22 | 2280.3136 | 2394.9997 | 2503.5344 | 2544.4348 | 80 | 63 | 0 | 0 | 0 | 0 | 0 | 0 | 0 | 0 | 0 | 0 | 590.5245 | 580.0573 | 615.0614 | 657.2633 | 0 | 0 | 0 | 0 | 9.3371 | 48.1291 | 76.7922 | 32.5006 | 2.9415 | 12.3873 | 8.2287 | 35.3658 | 1597.5105 | 1691.4259 | 1803.4522 | 1819.3051 | 0.40731 | 0.42231 | 0.40449 | 0.39511 | 650.6857 | 714.3084 | 729.4868 | 718.8289 | 0.099763 | 0.12434 | 0.12277 | 0.12237 | 0.047398 | 0.044674 | 0.044754 | 0.044299 | 159.3728 | 210.3177 | 221.4081 | 222.6349 | 75.719 | 75.5626 | 80.7108 | 80.5939
6 | 14 | 23 | 2053.4276 | 2158.3365 | 2257.8002 | 2295.9499 | 80 | 63 | 0 | 0 | 0 | 0 | 0 | 0 | 0 | 0 | 0 | 0 | 590.5937 | 581.7385 | 617.6771 | 657.3093 | 0 | 0 | 0 | 0 | 14.2019 | 57.4548 | 37.4534 | 22.5271 | 7.6943 | 17.7368 | 15.9373 | 29.4297 | 1360.9376 | 1438.4064 | 1586.7324 | 1586.6838 | 0.40299 | 0.42067 | 0.40353 | 0.39408 | 548.4381 | 605.1001 | 640.2916 | 625.2825 | 0.099519 | 0.12334 | 0.12188 | 0.12195 | 0.047481 | 0.043666 | 0.043968 | 0.043796 | 135.4394 | 177.4125 | 193.3944 | 193.5016 | 64.619 | 62.8097 | 69.7659 | 69.4907
6 | 14 | 24 | 1891.7185 | 1981.6073 | 2065.3129 | 2093.3956 | 80 | 63 | 0 | 0 | 0 | 0 | 0 | 0 | 0 | 0 | 0 | 0 | 597.2823 | 593.4467 | 629.2486 | 666.5142 | 0 | 0 | 0 | 0 | 11.6555 | 15.2082 | 35.8045 | 78.1747 | 7.6069 | 15.5812 | 16.396 | 27.3726 | 1195.1738 | 1294.3713 | 1383.8637 | 1321.3341 | 0.40134 | 0.42366 | 0.4104 | 0.39542 | 479.6762 | 548.3719 | 567.9427 | 522.4757 | 0.10035 | 0.12315 | 0.12176 | 0.12179 | 0.048041 | 0.043511 | 0.043756 | 0.043496 | 119.9413 | 159.403 | 168.5043 | 160.9311 | 57.4169 | 56.3194 | 60.5524 | 57.4727
6 | 15 | 1 | 1766.6492 | 1842.1942 | 1910.4722 | 1927.8368 | 80 | 63 | 0 | 0 | 0 | 0 | 0 | 0 | 0 | 0 | 0 | 0 | 605.0108 | 613.8261 | 647.588 | 680.3723 | 0 | 0 | 0 | 0 | -2.9958 | 49.5133 | 35.5797 | 13.7547 | 0.30088 | 17.5825 | 16.8008 | 31.4718 | 1084.3332 | 1098.2724 | 1210.5037 | 1202.238 | 0.4071 | 0.42843 | 0.41669 | 0.39372 | 441.4366 | 470.5359 | 504.4039 | 473.343 | 0.10062 | 0.12317 | 0.12176 | 0.12176 | 0.048187 | 0.04356 | 0.04382 | 0.04354 | 109.1091 | 135.2731 | 147.391 | 146.3789 | 52.2504 | 47.8403 | 53.0439 | 52.3449
6 | 15 | 2 | 1680.004 | 1743.4996 | 1798.9615 | 1807.4119 | 80 | 63 | 0 | 0 | 0 | 0 | 0 | 0 | 0 | 0 | 0 | 0 | 565.2573 | 571.9062 | 603.0581 | 635.1193 | 0 | 0 | 0 | 0 | -2.5252 | 15.6096 | 11.1167 | 7.635 | -1.0884 | 17.7429 | 20.2977 | 20.5905 | 1038.3603 | 1075.2409 | 1164.489 | 1144.0672 | 0.40672 | 0.42869 | 0.41639 | 0.39335 | 422.3183 | 460.9417 | 484.8757 | 450.0172 | 0.10087 | 0.12323 | 0.12176 | 0.12179 | 0.048351 | 0.043628 | 0.043704 | 0.0434 | 104.7388 | 132.499 | 141.7848 | 139.3305 | 50.2056 | 46.9105 | 50.893 | 49.6522
6 | 15 | 3 | 1644.5621 | 1699.2544 | 1745.1452 | 1746.3477 | 80 | 63 | 0 | 0 | 0 | 0 | 0 | 0 | 0 | 0 | 0 | 0 | 535.5356 | 542.4825 | 571.4679 | 602.216 | 0 | 0 | 0 | 0 | -3.2596 | 13.6825 | 24.9347 | 3.6441 | -1.1661 | 19.4874 | 10.7617 | 6.8153 | 1033.4522 | 1060.602 | 1137.9809 | 1133.6723 | 0.40558 | 0.42977 | 0.41648 | 0.39426 | 419.1486 | 455.8165 | 473.9513 | 446.9609 | 0.10067 | 0.1232 | 0.12174 | 0.12179 | 0.04805 | 0.043159 | 0.043515 | 0.043176 | 104.0415 | 130.6616 | 138.5374 | 138.0703 | 49.6571 | 45.7745 | 49.5188 | 48.9479
6 | 15 | 4 | 1648.778 | 1696.1563 | 1733.6862 | 1727.6444 | 80 | 63 | 0 | 0 | 0 | 0 | 0 | 0 | 0 | 0 | 0 | 0 | 506.5165 | 512.719 | 540.0281 | 569.4785 | 0 | 0 | 0 | 0 | -2.7373 | 36.7621 | 39.3185 | 6.2885 | -0.65183 | 22.2593 | 18.9486 | 14.4484 | 1065.6506 | 1061.4158 | 1135.3909 | 1137.429 | 0.40646 | 0.42931 | 0.41675 | 0.39303 | 433.1423 | 455.676 | 473.1781 | 447.0405 | 0.10013 | 0.12316 | 0.12171 | 0.12177 | 0.047605 | 0.043086 | 0.043683 | 0.04331 | 106.7024 | 130.721 | 138.1901 | 138.4999 | 50.7306 | 45.7321 | 49.5976 | 49.2622
6 | 15 | 5 | 1719.7753 | 1764.8943 | 1799.1984 | 1788.8204 | 80 | 63 | 0 | 0 | 0 | 0 | 0 | 0 | 0 | 0 | 0 | 0 | 499.1892 | 506.7753 | 532.5138 | 559.8869 | 0 | 0 | 0 | 0 | -3.4836 | 43.1769 | 22.1865 | 10.8666 | -0.69788 | 15.7892 | 21.5172 | 30.2462 | 1144.7676 | 1136.153 | 1222.9809 | 1187.8207 | 0.40796 | 0.42719 | 0.41626 | 0.3916 | 467.0221 | 485.3481 | 509.0737 | 465.1505 | 0.099766 | 0.12314 | 0.12168 | 0.12176 | 0.047471 | 0.04337 | 0.043898 | 0.043431 | 114.2089 | 139.9033 | 148.8132 | 144.6345 | 54.3432 | 49.2747 | 53.6862 | 51.5877
6 | 15 | 6 | 1801.5557 | 1842.2454 | 1870.9746 | 1854.2664 | 80 | 63 | 0 | 0 | 0 | 0 | 0 | 0 | 0 | 0 | 0 | 0 | 847.2447 | 858.8551 | 883.8298 | 910.2151 | 0 | 0 | 0 | 0 | -3.7607 | -10.7345 | -6.8554 | 5.3301 | 2.0944 | 3.0648 | -0.72525 | 3.7218 | 875.9773 | 928.0601 | 994.7254 | 934.9994 | 0.40606 | 0.43154 | 0.41548 | 0.38797 | 355.7009 | 400.4939 | 413.2898 | 362.7486 | 0.10029 | 0.12329 | 0.12183 | 0.12193 | 0.047855 | 0.043715 | 0.043199 | 0.043012 | 87.8505 | 114.419 | 121.189 | 114.0079 | 41.9196 | 40.5702 | 42.9711 | 40.2161
6 | 15 | 7 | 2001.6795 | 2047.7052 | 2081.4602 | 2065.5642 | 80 | 63 | 0 | 0 | 0 | 0 | 0 | 0 | 0 | 0 | 0 | 0 | 1193.426 | 1218.1092 | 1245.6158 | 1277.042 | 0 | 0 | 0 | 0 | -1.6075 | -14.3551 | -15.4907 | 4.4598 | 1.8184 | -2.5066 | -4.0984 | -4.4084 | 728.0426 | 783.4577 | 855.4335 | 788.4708 | 0.39763 | 0.41039 | 0.41696 | 0.37762 | 289.4892 | 321.5241 | 356.679 | 297.7432 | 0.10263 | 0.12462 | 0.12286 | 0.12445 | 0.049859 | 0.045686 | 0.044449 | 0.048037 | 74.7189 | 97.6314 | 105.0998 | 98.1259 | 36.2991 | 35.7932 | 38.0227 | 37.8754
6 | 15 | 8 | 2194.3218 | 2248.6698 | 2291.7289 | 2281.4467 | 80 | 63 | 0 | 0 | 0 | 0 | 0 | 0 | 0 | 0 | 0 | 0 | 1448.1108 | 1531.8867 | 1613.2926 | 1693.3946 | 0 | 0 | 0 | 0 | -1.4396 | -16.4259 | -28.5652 | 63.3853 | -1.3331 | -3.9499 | -5.9198 | -26.1916 | 668.9838 | 674.1589 | 712.9213 | 550.8584 | 0.39542 | 0.54534 | 0.3925 | 0.14136 | 264.5266 | 367.6435 | 279.8186 | 77.8715 | 0.10486 | 0.12517 | 0.12386 | 0.12721 | 0.052485 | 0.056601 | 0.046895 | 0.056459 | 70.1483 | 84.3854 | 88.3013 | 70.0766 | 35.1113 | 38.1579 | 33.4324 | 31.1009
6 | 15 | 9 | 2338.5509 | 2402.9897 | 2457.7668 | 2456.1856 | 80 | 63 | 0 | 0 | 0 | 0 | 0 | 0 | 0 | 0 | 0 | 0 | 1639.3838 | 1778.3914 | 1918.5743 | 2054.8381 | 0 | 0 | 0 | 0 | -1.3615 | -18.77 | -35.5664 | -81.9746 | 0.66353 | -13.2925 | -9.0856 | -35.9042 | 619.8651 | 593.6608 | 583.8445 | 519.2263 | 0.3881 | 0.022118 | 0.022118 | 0.021036 | 240.5696 | 13.1305 | 12.9134 | 10.9226 | 0.1048 | 0.12509 | 0.12371 | 0.12537 | 0.052609 | 0.049303 | 0.047265 | 0.054044 | 64.9642 | 74.259 | 72.2258 | 65.0979 | 32.6107 | 29.269 | 27.5953 | 28.0611
6 | 15 | 10 | 2487.3158 | 2558.8998 | 2620.1696 | 2620.5142 | 80 | 63 | 0 | 0 | 0 | 0 | 0 | 0 | 0 | 0 | 0 | 0 | 1753.2894 | 1928.7379 | 2114.2577 | 2290.921 | 0 | 0 | 0 | 0 | -1.8166 | -23.9901 | -26.4529 | -69.9881 | -0.29347 | -31.1151 | -30.3658 | -38.2696 | 656.1365 | 622.2672 | 562.7306 | 437.8508 | 0.39518 | 0.022118 | 0.022118 | 0.022118 | 259.2945 | 13.7632 | 12.4464 | 9.6843 | 0.10493 | 0.12388 | 0.12371 | 0.12482 | 0.053126 | 0.04685 | 0.047411 | 0.054693 | 68.8458 | 77.0851 | 69.6173 | 54.6517 | 34.8581 | 29.1534 | 26.6797 | 23.9474
6 | 15 | 11 | 2580.0484 | 2656.5844 | 2721.4118 | 2721.2639 | 80 | 63 | 0 | 0 | 0 | 0 | 0 | 0 | 0 | 0 | 0 | 0 | 1808.4326 | 2006.3864 | 2223.0114 | 2423.3468 | 0 | 0 | 0 | 0 | -4.9965 | -68.8642 | -59.8273 | -73.9739 | -4.5837 | -26.8681 | -27.2791 | -39.2253 | 701.196 | 682.9304 | 585.5069 | 411.1163 | 0.39679 | 0.022118 | 0.022118 | 0.022118 | 278.229 | 15.1049 | 12.9502 | 9.093 | 0.10508 | 0.12475 | 0.1237 | 0.12473 | 0.054511 | 0.049155 | 0.047529 | 0.054791 | 73.6787 | 85.1956 | 72.4279 | 51.2779 | 38.223 | 33.5695 | 27.8284 | 22.5256
6 | 15 | 12 | 2644.9226 | 2725.7882 | 2794.0467 | 2794.3072 | 80 | 63 | 0 | 0 | 0 | 0 | 0 | 0 | 0 | 0 | 0 | 0 | 1862.7448 | 2068.275 | 2304.5434 | 2520.7028 | 0 | 0 | 0 | 0 | -5.953 | -63.21 | -85.1792 | -76.1534 | -4.2867 | -36.3566 | -22.2043 | -39.2437 | 712.4174 | 694.0798 | 596.8867 | 389.0015 | 0.39234 | 0.022118 | 0.022118 | 0.022118 | 279.5124 | 15.3515 | 13.2019 | 8.6038 | 0.1061 | 0.126 | 0.12363 | 0.12476 | 0.05425 | 0.047139 | 0.047545 | 0.054996 | 75.5885 | 87.4536 | 73.7944 | 48.5322 | 38.6484 | 32.7186 | 28.3791 | 21.3936
6 | 15 | 13 | 2692.7751 | 2779.2411 | 2853.0568 | 2856.5488 | 80 | 63 | 0 | 0 | 0 | 0 | 0 | 0 | 0 | 0 | 0 | 0 | 1917.2441 | 2121.6577 | 2365.715 | 2588.2512 | 0 | 0 | 0 | 0 | -6.3022 | -62.3817 | -33.853 | -81.9948 | -5.0094 | -34.1785 | -32.9557 | -38.1567 | 706.8426 | 691.1437 | 554.1505 | 388.4491 | 0.39433 | 0.022118 | 0.022118 | 0.022118 | 278.728 | 15.2866 | 12.2566 | 8.5916 | 0.10585 | 0.12607 | 0.12362 | 0.12461 | 0.053834 | 0.047317 | 0.047312 | 0.05437 | 74.8208 | 87.1332 | 68.504 | 48.4042 | 38.0525 | 32.7028 | 26.2179 | 21.1198
6 | 15 | 14 | 2757.2062 | 2850.3346 | 2931.2097 | 2939.3938 | 80 | 63 | 0 | 0 | 0 | 0 | 0 | 0 | 0 | 0 | 0 | 0 | 1962.316 | 2159.3915 | 2399.2258 | 2618.9471 | 0 | 0 | 0 | 0 | -5.1761 | -50.3723 | -49.0536 | -58.9444 | -4.1895 | -32.1375 | -36.7597 | -38.1567 | 724.2558 | 710.4529 | 617.7972 | 417.5479 | 0.39259 | 0.022448 | 0.022118 | 0.021917 | 284.3342 | 15.9481 | 13.6644 | 9.1512 | 0.10333 | 0.12622 | 0.12352 | 0.12494 | 0.050799 | 0.041324 | 0.046765 | 0.05208 | 74.8338 | 89.6717 | 76.3111 | 52.1691 | 36.7915 | 29.3584 | 28.8911 | 21.7458
6 | 15 | 15 | 2785.8813 | 2883.9352 | 2970.0099 | 2981.8333 | 80 | 63 | 0 | 0 | 0 | 0 | 0 | 0 | 0 | 0 | 0 | 0 | 2005.4463 | 2180.8568 | 2404.4997 | 2607.4875 | 0 | 0 | 0 | 0 | -3.5068 | -73.9784 | -48.886 | -59.276 | -6.2485 | -30.1425 | -32.3891 | -38.1567 | 710.1902 | 744.1993 | 646.7854 | 471.7786 | 0.38933 | 0.022983 | 0.021613 | 0.020742 | 276.4963 | 17.1043 | 13.979 | 9.7854 | 0.10202 | 0.12624 | 0.12336 | 0.12491 | 0.049384 | 0.046185 | 0.046049 | 0.049947 | 72.4564 | 93.9484 | 79.7902 | 58.9311 | 35.0723 | 34.3705 | 29.7838 | 23.564
6 | 15 | 16 | 2780.5436 | 2887.4453 | 2983.6414 | 3004.2405 | 80 | 63 | 0 | 0 | 0 | 0 | 0 | 0 | 0 | 0 | 0 | 0 | 1899.7861 | 2034.8004 | 2225.7753 | 2398.4389 | 0 | 0 | 0 | 0 | -1.4255 | -21.7558 | -7.2403 | -35.4959 | -6.0928 | -22.8758 | -13.171 | -37.909 | 808.2757 | 834.2765 | 778.2774 | 679.2065 | 0.39725 | 0.023616 | 0.020937 | 0.02146 | 321.0893 | 19.702 | 16.2944 | 14.5761 | 0.1011 | 0.12441 | 0.12269 | 0.12339 | 0.048884 | 0.044949 | 0.044678 | 0.045872 | 81.7184 | 103.7916 | 95.4868 | 83.8077 | 39.5116 | 37.4995 | 34.7716 | 31.1565
6 | 15 | 17 | 2711.5575 | 2824.8051 | 2928.7322 | 2957.3207 | 80 | 63 | 0 | 0 | 0 | 0 | 0 | 0 | 0 | 0 | 0 | 0 | 1670.0401 | 1745.7985 | 1884.2911 | 2013.6083 | 0 | 0 | 0 | 0 | -1.2466 | -13.3686 | -37.4523 | 29.4701 | -5.3476 | -7.0394 | -7.3025 | -7.3189 | 968.1115 | 1036.4145 | 1089.1959 | 921.5611 | 0.40602 | 0.342 | 0.42749 | 0.2585 | 393.0738 | 354.4571 | 465.6183 | 238.2209 | 0.10015 | 0.12392 | 0.12219 | 0.12278 | 0.047543 | 0.044642 | 0.043637 | 0.043767 | 96.9537 | 128.4294 | 133.0919 | 113.1528 | 46.0264 | 46.2679 | 47.5294 | 40.3337
6 | 15 | 18 | 2634.0742 | 2754.0342 | 2866.3026 | 2903.7242 | 80 | 63 | 0 | 0 | 0 | 0 | 0 | 0 | 0 | 0 | 0 | 0 | 1289.6797 | 1297.5678 | 1372.6762 | 1454.0978 | 0 | 0 | 0 | 0 | -1.4172 | -11.8497 | -32.4546 | -5.0454 | -2.3502 | -5.1186 | -5.3636 | -4.3752 | 1268.1618 | 1410.4346 | 1531.4447 | 1459.0471 | 0.4027 | 0.42494 | 0.41159 | 0.40375 | 510.683 | 599.3467 | 630.3232 | 589.0882 | 0.099893 | 0.12352 | 0.12198 | 0.12226 | 0.047344 | 0.043719 | 0.043481 | 0.043375 | 126.68 | 174.2112 | 186.8035 | 178.3798 | 60.0393 | 61.6632 | 66.5891 | 63.2863
6 | 15 | 19 | 2501.4038 | 2620.9154 | 2733.8174 | 2774.6224 | 80 | 63 | 0 | 0 | 0 | 0 | 0 | 0 | 0 | 0 | 0 | 0 | 895.8994 | 882.0469 | 922.369 | 981.829 | 0 | 0 | 0 | 0 | -2.2351 | 9.0104 | 19.6514 | 23.1271 | 1.9717 | 2.3781 | -0.48402 | 4.5431 | 1525.7679 | 1664.48 | 1792.2811 | 1765.1232 | 0.40839 | 0.42225 | 0.40697 | 0.39265 | 623.1054 | 702.8254 | 729.4044 | 693.0698 | 0.10001 | 0.12461 | 0.12331 | 0.12277 | 0.047498 | 0.045407 | 0.045605 | 0.044747 | 152.5912 | 207.4133 | 221.0018 | 216.7045 | 72.471 | 75.5797 | 81.7369 | 78.9834
6 | 15 | 20 | 2439.1101 | 2556.9625 | 2668.1891 | 2708.507 | 80 | 63 | 0 | 0 | 0 | 0 | 0 | 0 | 0 | 0 | 0 | 0 | 724.1616 | 711.6863 | 750.1509 | 808.0961 | 0 | 0 | 0 | 0 | 0.84279 | 11.9832 | 0.80744 | 40.7392 | 3.0504 | 25.9108 | 25.9112 | 34.9392 | 1631.0553 | 1744.3821 | 1891.3196 | 1824.7326 | 0.40942 | 0.43553 | 0.40598 | 0.39629 | 667.7917 | 759.7287 | 767.8439 | 723.1206 | 0.10025 | 0.1246 | 0.12337 | 0.12275 | 0.047619 | 0.04531 | 0.04563 | 0.044849 | 163.5109 | 217.3422 | 233.3367 | 223.9895 | 77.6694 | 79.0373 | 86.3014 | 81.8371
6 | 15 | 21 | 2372.6246 | 2488.3974 | 2597.4353 | 2636.8409 | 80 | 63 | 0 | 0 | 0 | 0 | 0 | 0 | 0 | 0 | 0 | 0 | 731.6398 | 719.3451 | 759.5221 | 815.859 | 0 | 0 | 0 | 0 | 3.0822 | 24.4592 | 16.6515 | 27.9019 | 2.645 | 23.5199 | 22.7961 | 36.4322 | 1555.2575 | 1658.0732 | 1798.4655 | 1756.6478 | 0.4094 | 0.43476 | 0.40586 | 0.39679 | 636.7202 | 720.8691 | 729.931 | 697.0241 | 0.099944 | 0.12452 | 0.12326 | 0.12262 | 0.047525 | 0.0452 | 0.045607 | 0.044782 | 155.4383 | 206.4714 | 221.6851 | 215.3994 | 73.9141 | 74.9443 | 82.0218 | 78.6658
6 | 15 | 22 | 2192.9985 | 2302.5691 | 2406.1321 | 2444.7708 | 80 | 63 | 0 | 0 | 0 | 0 | 0 | 0 | 0 | 0 | 0 | 0 | 723.8394 | 714.0865 | 753.8107 | 807.9965 | 0 | 0 | 0 | 0 | 9.3371 | 48.1291 | 76.7922 | 32.5006 | 2.9415 | 12.3873 | 8.2287 | 35.3658 | 1376.8805 | 1464.9662 | 1567.3006 | 1568.908 | 0.40731 | 0.42231 | 0.40449 | 0.39511 | 560.8203 | 618.6718 | 633.9648 | 619.8941 | 0.099763 | 0.12434 | 0.12277 | 0.12237 | 0.047398 | 0.044674 | 0.044754 | 0.044299 | 137.3621 | 182.1589 | 192.416 | 191.9929 | 65.2615 | 65.4458 | 70.1422 | 69.5015
6 | 15 | 23 | 2024.3225 | 2127.5263 | 2225.3328 | 2262.7286 | 80 | 63 | 0 | 0 | 0 | 0 | 0 | 0 | 0 | 0 | 0 | 0 | 693.4933 | 681.0584 | 721.1834 | 772.1777 | 0 | 0 | 0 | 0 | 14.2019 | 57.4548 | 37.4534 | 22.5271 | 7.6943 | 17.7368 | 15.9373 | 29.4297 | 1228.9329 | 1308.2763 | 1450.7586 | 1438.5941 | 0.40299 | 0.42067 | 0.40353 | 0.39408 | 495.2422 | 550.3578 | 585.4223 | 566.9231 | 0.099519 | 0.12334 | 0.12188 | 0.12195 | 0.047481 | 0.043666 | 0.043968 | 0.043796 | 122.3024 | 161.3623 | 176.8216 | 175.4416 | 58.3513 | 57.1274 | 63.7873 | 63.0049
6 | 15 | 24 | 1851.4192 | 1938.9471 | 2020.358 | 2047.3968 | 80 | 63 | 0 | 0 | 0 | 0 | 0 | 0 | 0 | 0 | 0 | 0 | 663.1085 | 648.5687 | 688.4928 | 736.7566 | 0 | 0 | 0 | 0 | 11.6555 | 15.2082 | 35.8045 | 78.1747 | 7.6069 | 15.5812 | 16.396 | 27.3726 | 1089.0483 | 1196.589 | 1279.6647 | 1205.093 | 0.40134 | 0.42366 | 0.4104 | 0.39542 | 437.0834 | 506.9455 | 525.179 | 476.5122 | 0.10035 | 0.12315 | 0.12176 | 0.12179 | 0.048041 | 0.043511 | 0.043756 | 0.043496 | 109.2911 | 147.361 | 155.8166 | 146.7735 | 52.3185 | 52.0648 | 55.993 | 52.4167
6 | 16 | 1 | 1724.5308 | 1797.6083 | 1863.4881 | 1879.7617 | 80 | 63 | 0 | 0 | 0 | 0 | 0 | 0 | 0 | 0 | 0 | 0 | 659.0494 | 648.3648 | 687.6857 | 733.631 | 0 | 0 | 0 | 0 | -2.9958 | 49.5133 | 35.5797 | 13.7547 | 0.30088 | 17.5825 | 16.8008 | 31.4718 | 988.1763 | 1019.1478 | 1123.4219 | 1100.9042 | 0.4071 | 0.42843 | 0.41669 | 0.39372 | 402.2907 | 436.6363 | 468.1178 | 433.446 | 0.10062 | 0.12317 | 0.12176 | 0.12176 | 0.048187 | 0.04356 | 0.04382 | 0.04354 | 99.4335 | 125.5274 | 136.7879 | 134.0409 | 47.6169 | 44.3936 | 49.228 | 47.9329
6 | 16 | 2 | 1628.7903 | 1689.2856 | 1741.8313 | 1748.9552 | 80 | 63 | 0 | 0 | 0 | 0 | 0 | 0 | 0 | 0 | 0 | 0 | 660.8906 | 654.5307 | 692.6811 | 737.591 | 0 | 0 | 0 | 0 | -2.5252 | 15.6096 | 11.1167 | 7.635 | -1.0884 | 17.7429 | 20.2977 | 20.5905 | 891.5134 | 938.4022 | 1017.7358 | 983.1388 | 0.40672 | 0.42869 | 0.41639 | 0.39335 | 362.5932 | 402.2807 | 423.7699 | 386.7163 | 0.10087 | 0.12323 | 0.12176 | 0.12179 | 0.048351 | 0.043628 | 0.043704 | 0.0434 | 89.9265 | 115.6367 | 123.9166 | 119.7318 | 43.1054 | 40.9405 | 44.4792 | 42.6679
6 | 16 | 3 | 1566.6222 | 1616.7483 | 1658.2012 | 1657.3849 | 80 | 63 | 0 | 0 | 0 | 0 | 0 | 0 | 0 | 0 | 0 | 0 | 666.1246 | 662.3752 | 700.0208 | 744.5375 | 0 | 0 | 0 | 0 | -3.2596 | 13.6825 | 24.9347 | 3.6441 | -1.1661 | 19.4874 | 10.7617 | 6.8153 | 824.9233 | 858.2032 | 922.484 | 902.388 | 0.40558 | 0.42977 | 0.41648 | 0.39426 | 334.5732 | 368.8313 | 384.2002 | 355.7748 | 0.10067 | 0.1232 | 0.12174 | 0.12179 | 0.04805 | 0.043159 | 0.043515 | 0.043176 | 83.0481 | 105.7269 | 112.3029 | 109.9021 | 39.6374 | 37.0392 | 40.1415 | 38.9618
6 | 16 | 4 | 1550.3386 | 1591.9498 | 1623.8744 | 1615.2829 | 80 | 63 | 0 | 0 | 0 | 0 | 0 | 0 | 0 | 0 | 0 | 0 | 677.5216 | 678.8079 | 715.3778 | 759.7842 | 0 | 0 | 0 | 0 | -2.7373 | 36.7621 | 39.3185 | 6.2885 | -0.65183 | 22.2593 | 18.9486 | 14.4484 | 796.2061 | 791.1204 | 850.2295 | 834.7618 | 0.40646 | 0.42931 | 0.41675 | 0.39303 | 323.6244 | 339.6356 | 354.3361 | 328.084 | 0.10013 | 0.12316 | 0.12171 | 0.12177 | 0.047605 | 0.043086 | 0.043683 | 0.04331 | 79.7232 | 97.4322 | 103.4827 | 101.6454 | 37.9036 | 34.0862 | 37.1408 | 36.1536
6 | 16 | 5 | 1564.4551 | 1600.4746 | 1625.9347 | 1611.5336 | 80 | 63 | 0 | 0 | 0 | 0 | 0 | 0 | 0 | 0 | 0 | 0 | 666.9327 | 667.2339 | 703.6211 | 744.1491 | 0 | 0 | 0 | 0 | -3.4836 | 43.1769 | 22.1865 | 10.8666 | -0.69788 | 15.7892 | 21.5172 | 30.2462 | 821.7039 | 811.2746 | 878.61 | 826.2717 | 0.40796 | 0.42719 | 0.41626 | 0.3916 | 335.2243 | 346.5648 | 365.7271 | 323.568 | 0.099766 | 0.12314 | 0.12168 | 0.12176 | 0.047471 | 0.04337 | 0.043898 | 0.043431 | 81.9781 | 99.8985 | 106.9099 | 100.6107 | 39.0071 | 35.1848 | 38.5691 | 35.8855
6 | 16 | 6 | 1560.7395 | 1587.3208 | 1602.3378 | 1579.3919 | 80 | 63 | 0 | 0 | 0 | 0 | 0 | 0 | 0 | 0 | 0 | 0 | 1058.1227 | 1059.6504 | 1096.3275 | 1136.1491 | 0 | 0 | 0 | 0 | -3.7607 | -10.7345 | -6.8554 | 5.3301 | 2.0944 | 3.0648 | -0.72525 | 3.7218 | 424.2831 | 472.3401 | 513.5909 | 434.191 | 0.40606 | 0.43154 | 0.41548 | 0.38797 | 172.2851 | 203.833 | 213.3874 | 168.4517 | 0.10029 | 0.12329 | 0.12183 | 0.12193 | 0.047855 | 0.043715 | 0.043199 | 0.043012 | 42.5507 | 58.2341 | 62.5716 | 52.9425 | 20.3039 | 20.6484 | 22.1866 | 18.6754
6 | 16 | 7 | 1647.5914 | 1672.8727 | 1686.4658 | 1661.3981 | 80 | 63 | 0 | 0 | 0 | 0 | 0 | 0 | 0 | 0 | 0 | 0 | 1393.7968 | 1400.9691 | 1441.2336 | 1487.027 | 0 | 0 | 0 | 0 | -1.6075 | -14.3551 | -15.4907 | 4.4598 | 1.8184 | -2.5066 | -4.0984 | -4.4084 | 173.5838 | 225.7653 | 264.8214 | 174.3197 | 0.39763 | 0.41039 | 0.41696 | 0.37762 | 69.0216 | 92.6521 | 110.4191 | 65.8268 | 0.10263 | 0.12462 | 0.12286 | 0.12445 | 0.049859 | 0.045686 | 0.044449 | 0.048037 | 17.8149 | 28.134 | 32.5363 | 21.6942 | 8.6546 | 10.3144 | 11.7709 | 8.3737
6 | 16 | 8 | 1795.5268 | 1826.5111 | 1846.8626 | 1826.2508 | 80 | 63 | 0 | 0 | 0 | 0 | 0 | 0 | 0 | 0 | 0 | 0 | 1711.7411 | 1777.4111 | 1877.4736 | 1974.0885 | 0 | 0 | 0 | 0 | -1.4396 | -16.4259 | -28.5652 | 63.3853 | -1.3331 | -3.9499 | -5.9198 | -26.1916 | 6.5584 | 6.4758 | 3.874 | -185.0314 | 0.39542 | 0.54534 | 0.3925 | 0.14136 | 2.5933 | 3.5315 | 1.5205 | -26.1568 | 0.10486 | 0.12517 | 0.12386 | 0.12721 | 0.052485 | 0.056601 | 0.046895 | 0.056459 | 0.6877 | 0.81059 | 0.47983 | -23.5385 | 0.34421 | 0.36654 | 0.18167 | -10.4467
6 | 16 | 9 | 1926.6026 | 1966.9071 | 1998.2277 | 1985.9762 | 80 | 63 | 0 | 0 | 0 | 0 | 0 | 0 | 0 | 0 | 0 | 0 | 1944.0291 | 2074.2415 | 2237.7744 | 2383.1339 | 0 | 0 | 0 | 0 | -1.3615 | -18.77 | -35.5664 | -81.9746 | 0.66353 | -13.2925 | -9.0856 | -35.9042 | -96.7284 | -138.2718 | -194.8947 | -279.279 | 0.3881 | 0.022118 | 0.022118 | 0.021036 | -37.5403 | -3.0583 | -4.3107 | -5.875 | 0.1048 | 0.12509 | 0.12371 | 0.12537 | 0.052609 | 0.049303 | 0.047265 | 0.054044 | -10.1375 | -17.296 | -24.1099 | -35.0145 | -5.0888 | -6.8172 | -9.2117 | -15.0934
6 | 16 | 10 | 2020.5157 | 2064.7519 | 2099.4419 | 2087.6954 | 80 | 63 | 0 | 0 | 0 | 0 | 0 | 0 | 0 | 0 | 0 | 0 | 2102.6418 | 2276.4669 | 2490.0575 | 2673.0144 | 0 | 0 | 0 | 0 | -1.8166 | -23.9901 | -26.4529 | -69.9881 | -0.29347 | -31.1151 | -30.3658 | -38.2696 | -160.0161 | -219.6097 | -333.7969 | -477.0613 | 0.39518 | 0.022118 | 0.022118 | 0.022118 | -63.2358 | -4.8573 | -7.3829 | -10.5515 | 0.10493 | 0.12388 | 0.12371 | 0.12482 | 0.053126 | 0.04685 | 0.047411 | 0.054693 | -16.7898 | -27.2048 | -41.2951 | -59.5459 | -8.5011 | -10.2888 | -15.8257 | -26.092
6 | 16 | 11 | 2100.6547 | 2149.1051 | 2186.6358 | 2174.0705 | 80 | 63 | 0 | 0 | 0 | 0 | 0 | 0 | 0 | 0 | 0 | 0 | 2169.5116 | 2365.697 | 2615.6431 | 2828.6991 | 0 | 0 | 0 | 0 | -4.9965 | -68.8642 | -59.8273 | -73.9739 | -4.5837 | -26.8681 | -27.2791 | -39.2253 | -139.2766 | -183.8595 | -341.9008 | -541.4294 | 0.39679 | 0.022118 | 0.022118 | 0.022118 | -55.2638 | -4.0666 | -7.5621 | -11.9752 | 0.10508 | 0.12475 | 0.1237 | 0.12473 | 0.054511 | 0.049155 | 0.047529 | 0.054791 | -14.6346 | -22.9365 | -42.2935 | -67.5316 | -7.5921 | -9.0376 | -16.2501 | -29.6657
6 | 16 | 12 | 2153.845 | 2205.9404 | 2246.2368 | 2233.7774 | 80 | 63 | 0 | 0 | 0 | 0 | 0 | 0 | 0 | 0 | 0 | 0 | 2171.3025 | 2376.3936 | 2646.6037 | 2875.9881 | 0 | 0 | 0 | 0 | -5.953 | -63.21 | -85.1792 | -76.1534 | -4.2867 | -36.3566 | -22.2043 | -39.2437 | -87.2179 | -133.8867 | -292.9833 | -526.8136 | 0.39234 | 0.022118 | 0.022118 | 0.022118 | -34.2194 | -2.9613 | -6.4802 | -11.6519 | 0.1061 | 0.126 | 0.12363 | 0.12476 | 0.05425 | 0.047139 | 0.047545 | 0.054996 | -9.2539 | -16.8696 | -36.2222 | -65.7258 | -4.7315 | -6.3113 | -13.93 | -28.9727
6 | 16 | 13 | 2181.8977 | 2238.4335 | 2283.1597 | 2273.4189 | 80 | 63 | 0 | 0 | 0 | 0 | 0 | 0 | 0 | 0 | 0 | 0 | 2183.3086 | 2385.8212 | 2660.0292 | 2895.1922 | 0 | 0 | 0 | 0 | -6.3022 | -62.3817 | -33.853 | -81.9948 | -5.0094 | -34.1785 | -32.9557 | -38.1567 | -70.0993 | -113.8274 | -310.0608 | -501.6219 | 0.39433 | 0.022118 | 0.022118 | 0.022118 | -27.6421 | -2.5176 | -6.8579 | -11.0947 | 0.10585 | 0.12607 | 0.12362 | 0.12461 | 0.053834 | 0.047317 | 0.047312 | 0.05437 | -7.4202 | -14.3503 | -38.3296 | -62.5065 | -3.7738 | -5.386 | -14.6696 | -27.273
6 | 16 | 14 | 2225.9692 | 2287.9747 | 2338.601 | 2333.0249 | 80 | 63 | 0 | 0 | 0 | 0 | 0 | 0 | 0 | 0 | 0 | 0 | 2220.7719 | 2412.589 | 2680.4095 | 2913.9145 | 0 | 0 | 0 | 0 | -5.1761 | -50.3723 | -49.0536 | -58.9444 | -4.1895 | -32.1375 | -36.7597 | -38.1567 | -65.4372 | -105.1045 | -255.9952 | -483.7884 | 0.39259 | 0.022448 | 0.022118 | 0.021917 | -25.6898 | -2.3594 | -5.6621 | -10.603 | 0.10333 | 0.12622 | 0.12352 | 0.12494 | 0.050799 | 0.041324 | 0.046765 | 0.05208 | -6.7613 | -13.266 | -31.6208 | -60.4453 | -3.3241 | -4.3433 | -11.9716 | -25.1956
6 | 16 | 15 | 2241.0713 | 2307.2071 | 2362.2602 | 2359.9718 | 80 | 63 | 0 | 0 | 0 | 0 | 0 | 0 | 0 | 0 | 0 | 0 | 2190.2609 | 2357.3852 | 2603.1176 | 2820.3148 | 0 | 0 | 0 | 0 | -3.5068 | -73.9784 | -48.886 | -59.276 | -6.2485 | -30.1425 | -32.3891 | -38.1567 | -19.4343 | -9.0573 | -159.5823 | -362.9102 | 0.38933 | 0.022983 | 0.021613 | 0.020742 | -7.5663 | -0.20817 | -3.4491 | -7.5273 | 0.10202 | 0.12624 | 0.12336 | 0.12491 | 0.049384 | 0.046185 | 0.046049 | 0.049947 | -1.9828 | -1.1434 | -19.6868 | -45.332 | -0.95975 | -0.41831 | -7.3486 | -18.1263
6 | 16 | 16 | 2252.5249 | 2328.4923 | 2394.6229 | 2401.5452 | 80 | 63 | 0 | 0 | 0 | 0 | 0 | 0 | 0 | 0 | 0 | 0 | 2100.7143 | 2235.4113 | 2443.2634 | 2630.9259 | 0 | 0 | 0 | 0 | -1.4255 | -21.7558 | -7.2403 | -35.4959 | -6.0928 | -22.8758 | -13.171 | -37.909 | 79.3289 | 74.7126 | -28.2292 | -155.9758 | 0.39725 | 0.023616 | 0.020937 | 0.02146 | 31.5136 | 1.7644 | -0.59102 | -3.3473 | 0.1011 | 0.12441 | 0.12269 | 0.12339 | 0.048884 | 0.044949 | 0.044678 | 0.045872 | 8.0203 | 9.2949 | -3.4634 | -19.246 | 3.8779 | 3.3582 | -1.2612 | -7.1549
6 | 16 | 17 | 2227.4063 | 2312.2895 | 2388.649 | 2404.6969 | 80 | 63 | 0 | 0 | 0 | 0 | 0 | 0 | 0 | 0 | 0 | 0 | 1889.0151 | 1973.1474 | 2123.1939 | 2266.7651 | 0 | 0 | 0 | 0 | -1.2466 | -13.3686 | -37.4523 | 29.4701 | -5.3476 | -7.0394 | -7.3025 | -7.3189 | 264.9853 | 296.55 | 310.2099 | 115.7805 | 0.40602 | 0.342 | 0.42749 | 0.2585 | 107.5897 | 101.4211 | 132.611 | 29.9289 | 0.10015 | 0.12392 | 0.12219 | 0.12278 | 0.047543 | 0.044642 | 0.043637 | 0.043767 | 26.5375 | 36.7476 | 37.9054 | 14.216 | 12.5981 | 13.2387 | 13.5367 | 5.0673
6 | 16 | 18 | 2186.6541 | 2280.4017 | 2367.1939 | 2393.0263 | 80 | 63 | 0 | 0 | 0 | 0 | 0 | 0 | 0 | 0 | 0 | 0 | 1460.0289 | 1479.4347 | 1560.8908 | 1653.8348 | 0 | 0 | 0 | 0 | -1.4172 | -11.8497 | -32.4546 | -5.0454 | -2.3502 | -5.1186 | -5.3636 | -4.3752 | 650.3925 | 754.9352 | 844.1214 | 748.6121 | 0.4027 | 0.42494 | 0.41159 | 0.40375 | 261.9101 | 320.8004 | 347.4296 | 302.2511 | 0.099893 | 0.12352 | 0.12198 | 0.12226 | 0.047344 | 0.043719 | 0.043481 | 0.043375 | 64.9694 | 93.2466 | 102.9648 | 91.5236 | 30.7919 | 33.0053 | 36.7034 | 32.4711
6 | 16 | 19 | 2120.5196 | 2217.7167 | 2308.9311 | 2339.8703 | 80 | 63 | 0 | 0 | 0 | 0 | 0 | 0 | 0 | 0 | 0 | 0 | 976.8662 | 959.9714 | 1003.549 | 1068.0937 | 0 | 0 | 0 | 0 | -2.2351 | 9.0104 | 19.6514 | 23.1271 | 1.9717 | 2.3781 | -0.48402 | 4.5431 | 1063.9169 | 1183.3569 | 1286.2147 | 1244.1064 | 0.40839 | 0.42225 | 0.40697 | 0.39265 | 434.491 | 499.6715 | 523.4506 | 488.4943 | 0.10001 | 0.12461 | 0.12331 | 0.12277 | 0.047498 | 0.045407 | 0.045605 | 0.044747 | 106.4018 | 147.4598 | 158.6 | 152.7392 | 50.534 | 53.7332 | 58.6578 | 55.6696
6 | 16 | 20 | 2146.8003 | 2247.5275 | 2342.1099 | 2374.8563 | 80 | 63 | 0 | 0 | 0 | 0 | 0 | 0 | 0 | 0 | 0 | 0 | 756.5808 | 737.5828 | 779.679 | 841.5503 | 0 | 0 | 0 | 0 | 0.84279 | 11.9832 | 0.80744 | 40.7392 | 3.0504 | 25.9108 | 25.9112 | 34.9392 | 1306.3264 | 1409.0507 | 1535.7124 | 1457.6277 | 0.40942 | 0.43553 | 0.40598 | 0.39629 | 534.8402 | 613.6822 | 623.4734 | 577.6411 | 0.10025 | 0.1246 | 0.12337 | 0.12275 | 0.047619 | 0.04531 | 0.04563 | 0.044849 | 130.9573 | 175.5614 | 189.4646 | 178.9267 | 62.2061 | 63.8435 | 70.075 | 65.3729
6 | 16 | 21 | 2145.941 | 2248.4335 | 2344.564 | 2378.0979 | 80 | 63 | 0 | 0 | 0 | 0 | 0 | 0 | 0 | 0 | 0 | 0 | 738.8501 | 721.2229 | 761.4475 | 822.4909 | 0 | 0 | 0 | 0 | 3.0822 | 24.4592 | 16.6515 | 27.9019 | 2.645 | 23.5199 | 22.7961 | 36.4322 | 1321.3638 | 1416.2315 | 1543.6688 | 1491.2729 | 0.4094 | 0.43476 | 0.40586 | 0.39679 | 540.9644 | 615.7253 | 626.5184 | 591.7254 | 0.099944 | 0.12452 | 0.12326 | 0.12262 | 0.047525 | 0.0452 | 0.045607 | 0.044782 | 132.0621 | 176.3561 | 190.278 | 182.8593 | 62.7982 | 64.0131 | 70.4014 | 66.7819
6 | 16 | 22 | 1975.9701 | 2072.8259 | 2164.0312 | 2197.0484 | 80 | 63 | 0 | 0 | 0 | 0 | 0 | 0 | 0 | 0 | 0 | 0 | 720.118 | 704.5148 | 743.4423 | 802.2548 | 0 | 0 | 0 | 0 | 9.3371 | 48.1291 | 76.7922 | 32.5006 | 2.9415 | 12.3873 | 8.2287 | 35.3658 | 1163.5735 | 1244.7947 | 1335.568 | 1326.9273 | 0.40731 | 0.42231 | 0.40449 | 0.39511 | 473.9378 | 525.6909 | 540.2302 | 524.2847 | 0.099763 | 0.12434 | 0.12277 | 0.12237 | 0.047398 | 0.044674 | 0.044754 | 0.044299 | 116.0819 | 154.782 | 163.9664 | 162.3809 | 55.1512 | 55.6098 | 59.7714 | 58.7819
6 | 16 | 23 | 1835.2097 | 1927.3342 | 2014.3725 | 2046.8699 | 80 | 63 | 0 | 0 | 0 | 0 | 0 | 0 | 0 | 0 | 0 | 0 | 699.203 | 685.4233 | 723.665 | 779.1412 | 0 | 0 | 0 | 0 | 14.2019 | 57.4548 | 37.4534 | 22.5271 | 7.6943 | 17.7368 | 15.9373 | 29.4297 | 1034.1104 | 1103.7193 | 1237.3167 | 1215.7719 | 0.40299 | 0.42067 | 0.40353 | 0.39408 | 416.7315 | 464.306 | 499.2924 | 479.113 | 0.099519 | 0.12334 | 0.12188 | 0.12195 | 0.047481 | 0.043666 | 0.043968 | 0.043796 | 102.9138 | 136.1323 | 150.8069 | 148.2676 | 49.1009 | 48.1952 | 54.4027 | 53.2461
6 | 16 | 24 | 1672.4512 | 1749.4941 | 1820.7145 | 1843.1177 | 80 | 63 | 0 | 0 | 0 | 0 | 0 | 0 | 0 | 0 | 0 | 0 | 681.6493 | 670.6653 | 707.4492 | 760.5184 | 0 | 0 | 0 | 0 | 11.6555 | 15.2082 | 35.8045 | 78.1747 | 7.6069 | 15.5812 | 16.396 | 27.3726 | 891.5395 | 985.0394 | 1061.0648 | 977.0521 | 0.40134 | 0.42366 | 0.4104 | 0.39542 | 357.8143 | 417.3207 | 435.4648 | 386.3413 | 0.10035 | 0.12315 | 0.12176 | 0.12179 | 0.048041 | 0.043511 | 0.043756 | 0.043496 | 89.4702 | 121.3085 | 129.1991 | 118.9994 | 42.8301 | 42.8601 | 46.428 | 42.4978
6 | 17 | 1 | 1561.1648 | 1624.6714 | 1681.2491 | 1693.2911 | 80 | 63 | 0 | 0 | 0 | 0 | 0 | 0 | 0 | 0 | 0 | 0 | 683.2727 | 674.8149 | 711.1309 | 763.4991 | 0 | 0 | 0 | 0 | -2.9958 | 49.5133 | 35.5797 | 13.7547 | 0.30088 | 17.5825 | 16.8008 | 31.4718 | 800.587 | 819.7607 | 917.7377 | 884.5655 | 0.4071 | 0.42843 | 0.41669 | 0.39372 | 325.9223 | 351.2124 | 382.4114 | 348.2695 | 0.10062 | 0.12317 | 0.12176 | 0.12176 | 0.048187 | 0.04356 | 0.04382 | 0.04354 | 80.5576 | 100.9691 | 111.7438 | 107.7005 | 38.5776 | 35.7084 | 40.2149 | 38.5136
6 | 17 | 2 | 1500.2663 | 1553.2319 | 1598.4595 | 1602.2543 | 80 | 63 | 0 | 0 | 0 | 0 | 0 | 0 | 0 | 0 | 0 | 0 | 656.1529 | 645.1447 | 680.3356 | 732.0831 | 0 | 0 | 0 | 0 | -2.5252 | 15.6096 | 11.1167 | 7.635 | -1.0884 | 17.7429 | 20.2977 | 20.5905 | 767.7271 | 811.7347 | 886.7094 | 841.9458 | 0.40672 | 0.42869 | 0.41639 | 0.39335 | 312.2473 | 347.98 | 369.2125 | 331.1782 | 0.10087 | 0.12323 | 0.12176 | 0.12179 | 0.048351 | 0.043628 | 0.043704 | 0.0434 | 77.4402 | 100.0278 | 107.9632 | 102.5366 | 37.1202 | 35.4143 | 38.7529 | 36.5402
6 | 17 | 3 | 1463.4952 | 1507.5795 | 1543.1603 | 1539.6728 | 80 | 63 | 0 | 0 | 0 | 0 | 0 | 0 | 0 | 0 | 0 | 0 | 637.1028 | 622.6298 | 657.78 | 709.2451 | 0 | 0 | 0 | 0 | -3.2596 | 13.6825 | 24.9347 | 3.6441 | -1.1661 | 19.4874 | 10.7617 | 6.8153 | 750.8181 | 788.7798 | 849.6839 | 819.9683 | 0.40558 | 0.42977 | 0.41648 | 0.39426 | 304.5175 | 338.995 | 353.8801 | 323.2801 | 0.10067 | 0.1232 | 0.12174 | 0.12179 | 0.04805 | 0.043159 | 0.043515 | 0.043176 | 75.5877 | 97.1742 | 103.4403 | 99.8642 | 36.0766 | 34.0429 | 36.9737 | 35.4033
6 | 17 | 4 | 1449.8003 | 1485.5213 | 1511.7213 | 1500.5256 | 80 | 63 | 0 | 0 | 0 | 0 | 0 | 0 | 0 | 0 | 0 | 0 | 612.0287 | 598.1136 | 631.6061 | 681.5363 | 0 | 0 | 0 | 0 | -2.7373 | 36.7621 | 39.3185 | 6.2885 | -0.65183 | 22.2593 | 18.9486 | 14.4484 | 761.1608 | 765.3862 | 821.8481 | 798.2524 | 0.40646 | 0.42931 | 0.41675 | 0.39303 | 309.3799 | 328.5877 | 342.5081 | 313.7349 | 0.10013 | 0.12316 | 0.12171 | 0.12177 | 0.047605 | 0.043086 | 0.043683 | 0.04331 | 76.2142 | 94.2628 | 100.0283 | 97.1998 | 36.2353 | 32.9774 | 35.901 | 34.5724
6 | 17 | 5 | 1442.4378 | 1471.3088 | 1489.8213 | 1472.2596 | 80 | 63 | 0 | 0 | 0 | 0 | 0 | 0 | 0 | 0 | 0 | 0 | 579.9372 | 566.285 | 595.3299 | 643.7779 | 0 | 0 | 0 | 0 | -3.4836 | 43.1769 | 22.1865 | 10.8666 | -0.69788 | 15.7892 | 21.5172 | 30.2462 | 786.6821 | 783.0578 | 850.7877 | 787.3689 | 0.40796 | 0.42719 | 0.41626 | 0.3916 | 320.9367 | 334.5109 | 354.1459 | 308.3336 | 0.099766 | 0.12314 | 0.12168 | 0.12176 | 0.047471 | 0.04337 | 0.043898 | 0.043431 | 78.4841 | 96.424 | 103.5244 | 95.8737 | 37.3446 | 33.961 | 37.3477 | 34.1959
6 | 17 | 6 | 1409.6871 | 1427.4189 | 1433.835 | 1406.9765 | 80 | 63 | 0 | 0 | 0 | 0 | 0 | 0 | 0 | 0 | 0 | 0 | 972.1343 | 965.8009 | 993.8623 | 1040.669 | 0 | 0 | 0 | 0 | -3.7607 | -10.7345 | -6.8554 | 5.3301 | 2.0944 | 3.0648 | -0.72525 | 3.7218 | 359.2192 | 406.2878 | 447.5533 | 357.2557 | 0.40606 | 0.43154 | 0.41548 | 0.38797 | 145.8652 | 175.3289 | 185.95 | 138.6033 | 0.10029 | 0.12329 | 0.12183 | 0.12193 | 0.047855 | 0.043715 | 0.043199 | 0.043012 | 36.0256 | 50.0906 | 54.5262 | 43.5615 | 17.1903 | 17.7609 | 19.3338 | 15.3663
6 | 17 | 7 | 1476.0396 | 1491.2703 | 1495.0953 | 1465.584 | 80 | 63 | 0 | 0 | 0 | 0 | 0 | 0 | 0 | 0 | 0 | 0 | 1307.1286 | 1308.1486 | 1339.6581 | 1391.7024 | 0 | 0 | 0 | 0 | -1.6075 | -14.3551 | -15.4907 | 4.4598 | 1.8184 | -2.5066 | -4.0984 | -4.4084 | 88.7001 | 136.9835 | 175.0263 | 73.8303 | 0.39763 | 0.41039 | 0.41696 | 0.37762 | 35.2695 | 56.2168 | 72.9785 | 27.8799 | 0.10263 | 0.12462 | 0.12286 | 0.12445 | 0.049859 | 0.045686 | 0.044449 | 0.048037 | 9.1033 | 17.0703 | 21.504 | 9.1882 | 4.4225 | 6.2583 | 7.7797 | 3.5466
6 | 17 | 8 | 1583.8855 | 1602.4707 | 1610.7714 | 1584.6775 | 80 | 63 | 0 | 0 | 0 | 0 | 0 | 0 | 0 | 0 | 0 | 0 | 1615.9204 | 1688.8085 | 1773.8639 | 1875.3087 | 0 | 0 | 0 | 0 | -1.4396 | -16.4259 | -28.5652 | 63.3853 | -1.3331 | -3.9499 | -5.9198 | -26.1916 | -109.2621 | -128.962 | -128.6076 | -327.8248 | 0.39542 | 0.54534 | 0.3925 | 0.14136 | -43.2039 | -70.3277 | -50.4779 | -46.3426 | 0.10486 | 0.12517 | 0.12386 | 0.12721 | 0.052485 | 0.056601 | 0.046895 | 0.056459 | -11.457 | -16.1424 | -15.9291 | -41.7037 | -5.7346 | -7.2994 | -6.031 | -18.5087
6 | 17 | 9 | 1685.9263 | 1712.1306 | 1729.7471 | 1711.2615 | 80 | 63 | 0 | 0 | 0 | 0 | 0 | 0 | 0 | 0 | 0 | 0 | 1880.0067 | 2034.9299 | 2177.6476 | 2330.3148 | 0 | 0 | 0 | 0 | -1.3615 | -18.77 | -35.5664 | -81.9746 | 0.66353 | -13.2925 | -9.0856 | -35.9042 | -273.3824 | -353.7368 | -403.2486 | -501.1746 | 0.3881 | 0.022118 | 0.022118 | 0.021036 | -106.0997 | -7.8239 | -8.919 | -10.5428 | 0.1048 | 0.12509 | 0.12371 | 0.12537 | 0.052609 | 0.049303 | 0.047265 | 0.054044 | -28.6515 | -44.2477 | -49.8848 | -62.8347 | -14.3825 | -17.4402 | -19.0595 | -27.0855
6 | 17 | 10 | 1791.7332 | 1822.5661 | 1844.2292 | 1826.5567 | 80 | 63 | 0 | 0 | 0 | 0 | 0 | 0 | 0 | 0 | 0 | 0 | 2017.2173 | 2229.5 | 2416.7777 | 2609.1517 | 0 | 0 | 0 | 0 | -1.8166 | -23.9901 | -26.4529 | -69.9881 | -0.29347 | -31.1151 | -30.3658 | -38.2696 | -303.374 | -414.8287 | -515.7298 | -674.3373 | 0.39518 | 0.022118 | 0.022118 | 0.022118 | -119.8885 | -9.1751 | -11.4068 | -14.9148 | 0.10493 | 0.12388 | 0.12371 | 0.12482 | 0.053126 | 0.04685 | 0.047411 | 0.054693 | -31.8318 | -51.388 | -63.8026 | -84.1695 | -16.1171 | -19.4349 | -24.4514 | -36.8816
6 | 17 | 11 | 1873.4815 | 1908.6228 | 1933.2181 | 1914.7686 | 80 | 63 | 0 | 0 | 0 | 0 | 0 | 0 | 0 | 0 | 0 | 0 | 2070.372 | 2313.6894 | 2529.9952 | 2749.7207 | 0 | 0 | 0 | 0 | -4.9965 | -68.8642 | -59.8273 | -73.9739 | -4.5837 | -26.8681 | -27.2791 | -39.2253 | -267.3103 | -372.3343 | -509.6706 | -721.7529 | 0.39679 | 0.022118 | 0.022118 | 0.022118 | -106.0666 | -8.2352 | -11.2728 | -15.9635 | 0.10508 | 0.12475 | 0.1237 | 0.12473 | 0.054511 | 0.049155 | 0.047529 | 0.054791 | -28.0878 | -46.4487 | -63.0468 | -90.0231 | -14.5714 | -18.3021 | -24.224 | -39.5459
6 | 17 | 12 | 1930.1699 | 1969.1612 | 1996.7215 | 1978.4684 | 80 | 63 | 0 | 0 | 0 | 0 | 0 | 0 | 0 | 0 | 0 | 0 | 2065.0969 | 2313.6624 | 2547.6523 | 2783.5125 | 0 | 0 | 0 | 0 | -5.953 | -63.21 | -85.1792 | -76.1534 | -4.2867 | -36.3566 | -22.2043 | -39.2437 | -204.6874 | -307.9346 | -443.5473 | -689.6471 | 0.39234 | 0.022118 | 0.022118 | 0.022118 | -80.3078 | -6.8108 | -9.8103 | -15.2534 | 0.1061 | 0.126 | 0.12363 | 0.12476 | 0.05425 | 0.047139 | 0.047545 | 0.054996 | -21.7176 | -38.7996 | -54.8367 | -86.041 | -11.1042 | -14.5159 | -21.0886 | -37.9279
6 | 17 | 13 | 1989.9863 | 2035.2789 | 2069.0776 | 2054.3658 | 80 | 63 | 0 | 0 | 0 | 0 | 0 | 0 | 0 | 0 | 0 | 0 | 2084.6947 | 2324.7597 | 2567.6349 | 2807.0272 | 0 | 0 | 0 | 0 | -6.3022 | -62.3817 | -33.853 | -81.9948 | -5.0094 | -34.1785 | -32.9557 | -38.1567 | -163.3967 | -255.9206 | -431.7486 | -632.5098 | 0.39433 | 0.022118 | 0.022118 | 0.022118 | -64.4319 | -5.6604 | -9.5494 | -13.9897 | 0.10585 | 0.12607 | 0.12362 | 0.12461 | 0.053834 | 0.047317 | 0.047312 | 0.05437 | -17.2959 | -32.2642 | -53.3727 | -78.8163 | -8.7964 | -12.1094 | -20.4269 | -34.3893
6 | 17 | 14 | 2046.4414 | 2097.9292 | 2138.3332 | 2128.1069 | 80 | 63 | 0 | 0 | 0 | 0 | 0 | 0 | 0 | 0 | 0 | 0 | 2121.3696 | 2340.6887 | 2585.7431 | 2817.4995 | 0 | 0 | 0 | 0 | -5.1761 | -50.3723 | -49.0536 | -58.9444 | -4.1895 | -32.1375 | -36.7597 | -38.1567 | -145.5626 | -223.2497 | -361.5966 | -592.2914 | 0.39259 | 0.022448 | 0.022118 | 0.021917 | -57.1461 | -5.0115 | -7.9977 | -12.981 | 0.10333 | 0.12622 | 0.12352 | 0.12494 | 0.050799 | 0.041324 | 0.046765 | 0.05208 | -15.0403 | -28.178 | -44.6649 | -74.0018 | -7.3944 | -9.2255 | -16.91 | -30.8465
6 | 17 | 15 | 2099.8838 | 2157.748 | 2204.7619 | 2198.8165 | 80 | 63 | 0 | 0 | 0 | 0 | 0 | 0 | 0 | 0 | 0 | 0 | 2175.1826 | 2368.1362 | 2602.6956 | 2816.9806 | 0 | 0 | 0 | 0 | -3.5068 | -73.9784 | -48.886 | -59.276 | -6.2485 | -30.1425 | -32.3891 | -38.1567 | -145.5435 | -169.2672 | -316.6586 | -520.7314 | 0.38933 | 0.022983 | 0.021613 | 0.020742 | -56.664 | -3.8903 | -6.8439 | -10.8008 | 0.10202 | 0.12624 | 0.12336 | 0.12491 | 0.049384 | 0.046185 | 0.046049 | 0.049947 | -14.8489 | -21.3685 | -39.0643 | -65.0459 | -7.1876 | -7.8175 | -14.5818 | -26.0091
6 | 17 | 16 | 2141.422 | 2210.8803 | 2270.6847 | 2274.7292 | 80 | 63 | 0 | 0 | 0 | 0 | 0 | 0 | 0 | 0 | 0 | 0 | 2080.1449 | 2229.2278 | 2431.9618 | 2616.731 | 0 | 0 | 0 | 0 | -1.4255 | -21.7558 | -7.2403 | -35.4959 | -6.0928 | -22.8758 | -13.171 | -37.909 | -11.2046 | -36.7158 | -140.8658 | -268.597 | 0.39725 | 0.023616 | 0.020937 | 0.02146 | -4.451 | -0.86707 | -2.9492 | -5.7642 | 0.1011 | 0.12441 | 0.12269 | 0.12339 | 0.048884 | 0.044949 | 0.044678 | 0.045872 | -1.1328 | -4.5678 | -17.2828 | -33.1424 | -0.54772 | -1.6503 | -6.2936 | -12.3211
6 | 17 | 17 | 2159.6111 | 2240.5225 | 2313.0217 | 2327.3136 | 80 | 63 | 0 | 0 | 0 | 0 | 0 | 0 | 0 | 0 | 0 | 0 | 1880.5362 | 1972.6698 | 2123.1751 | 2265.3822 | 0 | 0 | 0 | 0 | -1.2466 | -13.3686 | -37.4523 | 29.4701 | -5.3476 | -7.0394 | -7.3025 | -7.3189 | 205.669 | 225.2607 | 234.6014 | 39.7801 | 0.40602 | 0.342 | 0.42749 | 0.2585 | 83.506 | 77.0399 | 100.2893 | 10.283 | 0.10015 | 0.12392 | 0.12219 | 0.12278 | 0.047543 | 0.044642 | 0.043637 | 0.043767 | 20.5972 | 27.9136 | 28.6666 | 4.8844 | 9.778 | 10.0561 | 10.2373 | 1.741
6 | 17 | 18 | 2142.5068 | 2233.668 | 2317.9464 | 2342.6353 | 80 | 63 | 0 | 0 | 0 | 0 | 0 | 0 | 0 | 0 | 0 | 0 | 1445.335 | 1464.5406 | 1548.4973 | 1637.1895 | 0 | 0 | 0 | 0 | -1.4172 | -11.8497 | -32.4546 | -5.0454 | -2.3502 | -5.1186 | -5.3636 | -4.3752 | 620.9391 | 723.0956 | 807.2673 | 714.8664 | 0.4027 | 0.42494 | 0.41159 | 0.40375 | 250.0494 | 307.2705 | 332.261 | 288.6263 | 0.099893 | 0.12352 | 0.12198 | 0.12226 | 0.047344 | 0.043719 | 0.043481 | 0.043375 | 62.0272 | 89.3139 | 98.4694 | 87.3979 | 29.3975 | 31.6133 | 35.101 | 31.0074
6 | 17 | 19 | 2102.189 | 2198.3122 | 2288.4829 | 2318.9473 | 80 | 63 | 0 | 0 | 0 | 0 | 0 | 0 | 0 | 0 | 0 | 0 | 944.9568 | 927.1908 | 973.0668 | 1030.5983 | 0 | 0 | 0 | 0 | -2.2351 | 9.0104 | 19.6514 | 23.1271 | 1.9717 | 2.3781 | -0.48402 | 4.5431 | 1077.4957 | 1196.7329 | 1296.2487 | 1260.6788 | 0.40839 | 0.42225 | 0.40697 | 0.39265 | 440.0364 | 505.3195 | 527.5342 | 495.0014 | 0.10001 | 0.12461 | 0.12331 | 0.12277 | 0.047498 | 0.045407 | 0.045605 | 0.044747 | 107.7598 | 149.1266 | 159.8373 | 154.7738 | 51.1789 | 54.3405 | 59.1154 | 56.4112
6 | 17 | 20 | 2136.3057 | 2236.4181 | 2330.4029 | 2362.8775 | 80 | 63 | 0 | 0 | 0 | 0 | 0 | 0 | 0 | 0 | 0 | 0 | 702.7193 | 683.0788 | 725.1235 | 779.6687 | 0 | 0 | 0 | 0 | 0.84279 | 11.9832 | 0.80744 | 40.7392 | 3.0504 | 25.9108 | 25.9112 | 34.9392 | 1349.6932 | 1452.4452 | 1578.5608 | 1507.5305 | 0.40942 | 0.43553 | 0.40598 | 0.39629 | 552.5956 | 632.5817 | 640.8692 | 597.417 | 0.10025 | 0.1246 | 0.12337 | 0.12275 | 0.047619 | 0.04531 | 0.04563 | 0.044849 | 135.3047 | 180.9682 | 194.7509 | 185.0523 | 64.2712 | 65.8097 | 72.0302 | 67.611
6 | 17 | 21 | 2130.6889 | 2232.2877 | 2327.5498 | 2360.6887 | 80 | 63 | 0 | 0 | 0 | 0 | 0 | 0 | 0 | 0 | 0 | 0 | 687.3922 | 673.3323 | 713.8066 | 764.5945 | 0 | 0 | 0 | 0 | 3.0822 | 24.4592 | 16.6515 | 27.9019 | 2.645 | 23.5199 | 22.7961 | 36.4322 | 1357.5695 | 1447.9764 | 1574.2956 | 1531.7601 | 0.4094 | 0.43476 | 0.40586 | 0.39679 | 555.787 | 629.5268 | 638.9487 | 607.7904 | 0.099944 | 0.12452 | 0.12326 | 0.12262 | 0.047525 | 0.0452 | 0.045607 | 0.044782 | 135.6806 | 180.3092 | 194.0532 | 187.8238 | 64.5189 | 65.448 | 71.7982 | 68.595
6 | 17 | 22 | 1989.5431 | 2087.1941 | 2179.1723 | 2212.541 | 80 | 63 | 0 | 0 | 0 | 0 | 0 | 0 | 0 | 0 | 0 | 0 | 659.1155 | 650.6638 | 689.2344 | 734.786 | 0 | 0 | 0 | 0 | 9.3371 | 48.1291 | 76.7922 | 32.5006 | 2.9415 | 12.3873 | 8.2287 | 35.3658 | 1238.149 | 1313.0139 | 1404.917 | 1409.8887 | 0.40731 | 0.42231 | 0.40449 | 0.39511 | 504.3133 | 554.5007 | 568.2815 | 557.0637 | 0.099763 | 0.12434 | 0.12277 | 0.12237 | 0.047398 | 0.044674 | 0.044754 | 0.044299 | 123.5218 | 163.2646 | 172.4803 | 172.5332 | 58.6859 | 58.6575 | 62.875 | 62.457
6 | 17 | 23 | 1795.75 | 1885.5627 | 1970.3542 | 2001.8295 | 80 | 63 | 0 | 0 | 0 | 0 | 0 | 0 | 0 | 0 | 0 | 0 | 628.182 | 621.3592 | 660.489 | 699.56 | 0 | 0 | 0 | 0 | 14.2019 | 57.4548 | 37.4534 | 22.5271 | 7.6943 | 17.7368 | 15.9373 | 29.4297 | 1065.6717 | 1126.0119 | 1256.4744 | 1250.3127 | 0.40299 | 0.42067 | 0.40353 | 0.39408 | 429.4502 | 473.6839 | 507.0231 | 492.7249 | 0.099519 | 0.12334 | 0.12188 | 0.12195 | 0.047481 | 0.043666 | 0.043968 | 0.043796 | 106.0548 | 138.8819 | 153.1418 | 152.48 | 50.5994 | 49.1686 | 55.245 | 54.7589
6 | 17 | 24 | 1654.1206 | 1730.0896 | 1800.2663 | 1822.1947 | 80 | 63 | 0 | 0 | 0 | 0 | 0 | 0 | 0 | 0 | 0 | 0 | 600.886 | 594.0404 | 632.9514 | 668.2781 | 0 | 0 | 0 | 0 | 11.6555 | 15.2082 | 35.8045 | 78.1747 | 7.6069 | 15.5812 | 16.396 | 27.3726 | 953.9722 | 1042.2598 | 1115.1144 | 1048.3693 | 0.40134 | 0.42366 | 0.4104 | 0.39542 | 382.8714 | 441.5626 | 457.647 | 414.5413 | 0.10035 | 0.12315 | 0.12176 | 0.12179 | 0.048041 | 0.043511 | 0.043756 | 0.043496 | 95.7356 | 128.3552 | 135.7804 | 127.6855 | 45.8294 | 45.3498 | 48.793 | 45.5998
6 | 18 | 1 | 1561.7944 | 1625.3379 | 1681.9515 | 1694.0098 | 80 | 63 | 0 | 0 | 0 | 0 | 0 | 0 | 0 | 0 | 0 | 0 | 582.3915 | 586.0391 | 619.6551 | 652.6821 | 0 | 0 | 0 | 0 | -2.9958 | 49.5133 | 35.5797 | 13.7547 | 0.30088 | 17.5825 | 16.8008 | 31.4718 | 902.0978 | 909.2031 | 1009.9159 | 996.1012 | 0.4071 | 0.42843 | 0.41669 | 0.39372 | 367.2478 | 389.5324 | 420.8211 | 392.1832 | 0.10062 | 0.12317 | 0.12176 | 0.12176 | 0.048187 | 0.04356 | 0.04382 | 0.04354 | 90.772 | 111.9856 | 122.9674 | 121.2806 | 43.4691 | 39.6045 | 44.2542 | 43.3698
6 | 18 | 2 | 1512.9998 | 1566.7114 | 1612.664 | 1616.7887 | 80 | 63 | 0 | 0 | 0 | 0 | 0 | 0 | 0 | 0 | 0 | 0 | 563.1292 | 586.4802 | 610.3828 | 641.0857 | 0 | 0 | 0 | 0 | -2.5252 | 15.6096 | 11.1167 | 7.635 | -1.0884 | 17.7429 | 20.2977 | 20.5905 | 873.4843 | 883.8786 | 970.8668 | 947.4775 | 0.40672 | 0.42869 | 0.41639 | 0.39335 | 355.2605 | 378.9072 | 404.2544 | 372.689 | 0.10087 | 0.12323 | 0.12176 | 0.12179 | 0.048351 | 0.043628 | 0.043704 | 0.0434 | 88.1079 | 108.9179 | 118.2099 | 115.3888 | 42.2337 | 38.5617 | 42.4309 | 41.1203
6 | 18 | 3 | 1493.9995 | 1539.8709 | 1577.1887 | 1574.4913 | 80 | 63 | 0 | 0 | 0 | 0 | 0 | 0 | 0 | 0 | 0 | 0 | 544.2976 | 578.5052 | 596.6006 | 625.4842 | 0 | 0 | 0 | 0 | -3.2596 | 13.6825 | 24.9347 | 3.6441 | -1.1661 | 19.4874 | 10.7617 | 6.8153 | 874.1276 | 865.1959 | 944.8917 | 938.5477 | 0.40558 | 0.42977 | 0.41648 | 0.39426 | 354.5295 | 371.8365 | 393.5327 | 370.0311 | 0.10067 | 0.1232 | 0.12174 | 0.12179 | 0.04805 | 0.043159 | 0.043515 | 0.043176 | 88.0017 | 106.5884 | 115.0308 | 114.306 | 42.0016 | 37.341 | 41.1166 | 40.5231
6 | 18 | 4 | 1520.1142 | 1559.9546 | 1590.1583 | 1580.7838 | 80 | 63 | 0 | 0 | 0 | 0 | 0 | 0 | 0 | 0 | 0 | 0 | 493.8528 | 528.2259 | 543.3644 | 569.0354 | 0 | 0 | 0 | 0 | -2.7373 | 36.7621 | 39.3185 | 6.2885 | -0.65183 | 22.2593 | 18.9486 | 14.4484 | 949.6505 | 909.7072 | 988.5268 | 991.0116 | 0.40646 | 0.42931 | 0.41675 | 0.39303 | 385.9931 | 390.5461 | 411.972 | 389.4944 | 0.10013 | 0.12316 | 0.12171 | 0.12177 | 0.047605 | 0.043086 | 0.043683 | 0.04331 | 95.0874 | 112.037 | 120.315 | 120.6712 | 45.2084 | 39.1956 | 43.1821 | 42.9208
6 | 18 | 5 | 1597.2682 | 1635.2101 | 1662.5387 | 1648.9874 | 80 | 63 | 0 | 0 | 0 | 0 | 0 | 0 | 0 | 0 | 0 | 0 | 432.4036 | 464.6577 | 475.0454 | 497.391 | 0 | 0 | 0 | 0 | -3.4836 | 43.1769 | 22.1865 | 10.8666 | -0.69788 | 15.7892 | 21.5172 | 30.2462 | 1089.0462 | 1048.5863 | 1143.7896 | 1110.4837 | 0.40796 | 0.42719 | 0.41626 | 0.3916 | 444.2898 | 447.9409 | 476.1098 | 434.8653 | 0.099766 | 0.12314 | 0.12168 | 0.12176 | 0.047471 | 0.04337 | 0.043898 | 0.043431 | 108.6498 | 129.1205 | 139.1771 | 135.2176 | 51.6981 | 45.477 | 50.2099 | 48.229
6 | 18 | 6 | 1703.8159 | 1738.7795 | 1761.9433 | 1742.7034 | 80 | 63 | 0 | 0 | 0 | 0 | 0 | 0 | 0 | 0 | 0 | 0 | 722.4045 | 759.6207 | 767.4595 | 788.5235 | 0 | 0 | 0 | 0 | -3.7607 | -10.7345 | -6.8554 | 5.3301 | 2.0944 | 3.0648 | -0.72525 | 3.7218 | 903.0777 | 923.8285 | 1002.0644 | 945.1281 | 0.40606 | 0.43154 | 0.41548 | 0.38797 | 366.7053 | 398.6678 | 416.339 | 366.6782 | 0.10029 | 0.12329 | 0.12183 | 0.12193 | 0.047855 | 0.043715 | 0.043199 | 0.043012 | 90.5684 | 113.8973 | 122.0832 | 115.2429 | 43.2165 | 40.3852 | 43.2881 | 40.6518
6 | 18 | 7 | 1892.8854 | 1932.5373 | 1960.0976 | 1941.3835 | 80 | 63 | 0 | 0 | 0 | 0 | 0 | 0 | 0 | 0 | 0 | 0 | 1115.9826 | 1165.457 | 1176.8124 | 1202.5027 | 0 | 0 | 0 | 0 | -1.6075 | -14.3551 | -15.4907 | 4.4598 | 1.8184 | -2.5066 | -4.0984 | -4.4084 | 696.6919 | 720.942 | 802.8744 | 738.8295 | 0.39763 | 0.41039 | 0.41696 | 0.37762 | 277.0233 | 295.8682 | 334.7641 | 278.9976 | 0.10263 | 0.12462 | 0.12286 | 0.12445 | 0.049859 | 0.045686 | 0.044449 | 0.048037 | 71.5014 | 89.8409 | 98.6423 | 91.948 | 34.736 | 32.9371 | 35.6866 | 35.4908
6 | 18 | 8 | 2027.5975 | 2072.1778 | 2105.7436 | 2091.1429 | 80 | 63 | 0 | 0 | 0 | 0 | 0 | 0 | 0 | 0 | 0 | 0 | 1445.754 | 1551.1654 | 1622.7215 | 1697.7961 | 0 | 0 | 0 | 0 | -1.4396 | -16.4259 | -28.5652 | 63.3853 | -1.3331 | -3.9499 | -5.9198 | -26.1916 | 504.6162 | 478.3882 | 517.5071 | 356.153 | 0.39542 | 0.54534 | 0.3925 | 0.14136 | 199.5331 | 260.8826 | 203.1194 | 50.3472 | 0.10486 | 0.12517 | 0.12386 | 0.12721 | 0.052485 | 0.056601 | 0.046895 | 0.056459 | 52.9131 | 59.8805 | 64.0976 | 45.3074 | 26.4846 | 27.0772 | 24.2684 | 20.108
6 | 18 | 9 | 2145.2403 | 2198.3538 | 2242.1237 | 2235.5353 | 80 | 63 | 0 | 0 | 0 | 0 | 0 | 0 | 0 | 0 | 0 | 0 | 1650.3695 | 1816.1728 | 1949.9092 | 2076.1606 | 0 | 0 | 0 | 0 | -1.3615 | -18.77 | -35.5664 | -81.9746 | 0.66353 | -13.2925 | -9.0856 | -35.9042 | 415.5688 | 351.2435 | 336.8665 | 277.2536 | 0.3881 | 0.022118 | 0.022118 | 0.021036 | 161.2822 | 7.7687 | 7.4508 | 5.8324 | 0.1048 | 0.12509 | 0.12371 | 0.12537 | 0.052609 | 0.049303 | 0.047265 | 0.054044 | 43.5532 | 43.9359 | 41.6728 | 34.7606 | 21.8628 | 17.3172 | 15.9219 | 14.9839
6 | 18 | 10 | 2276.2342 | 2335.4519 | 2384.7027 | 2379.5798 | 80 | 63 | 0 | 0 | 0 | 0 | 0 | 0 | 0 | 0 | 0 | 0 | 1747.6962 | 1951.8695 | 2131.3376 | 2295.644 | 0 | 0 | 0 | 0 | -1.8166 | -23.9901 | -26.4529 | -69.9881 | -0.29347 | -31.1151 | -30.3658 | -38.2696 | 450.6481 | 375.6876 | 310.1837 | 192.1935 | 0.39518 | 0.022118 | 0.022118 | 0.022118 | 178.0889 | 8.3094 | 6.8606 | 4.2509 | 0.10493 | 0.12388 | 0.12371 | 0.12482 | 0.053126 | 0.04685 | 0.047411 | 0.054693 | 47.2847 | 46.5393 | 38.3739 | 23.9892 | 23.9412 | 17.6011 | 14.7062 | 10.5117
6 | 18 | 11 | 2367.0078 | 2431.0627 | 2483.7596 | 2478.0935 | 80 | 63 | 0 | 0 | 0 | 0 | 0 | 0 | 0 | 0 | 0 | 0 | 1794.4121 | 2019.0029 | 2228.8382 | 2418.0675 | 0 | 0 | 0 | 0 | -4.9965 | -68.8642 | -59.8273 | -73.9739 | -4.5837 | -26.8681 | -27.2791 | -39.2253 | 502.176 | 444.7922 | 342.0278 | 173.2251 | 0.39679 | 0.022118 | 0.022118 | 0.022118 | 199.2594 | 9.8378 | 7.5649 | 3.8313 | 0.10508 | 0.12475 | 0.1237 | 0.12473 | 0.054511 | 0.049155 | 0.047529 | 0.054791 | 52.7665 | 55.4878 | 42.3092 | 21.6061 | 27.3742 | 21.8638 | 16.2561 | 9.4912
6 | 18 | 12 | 2419.6384 | 2487.3055 | 2542.7363 | 2537.1615 | 80 | 63 | 0 | 0 | 0 | 0 | 0 | 0 | 0 | 0 | 0 | 0 | 1771.0515 | 2007.5164 | 2234.5848 | 2439.4711 | 0 | 0 | 0 | 0 | -5.953 | -63.21 | -85.1792 | -76.1534 | -4.2867 | -36.3566 | -22.2043 | -39.2437 | 578.8266 | 516.3557 | 415.535 | 213.0874 | 0.39234 | 0.022118 | 0.022118 | 0.022118 | 227.0989 | 11.4206 | 9.1907 | 4.713 | 0.1061 | 0.126 | 0.12363 | 0.12476 | 0.05425 | 0.047139 | 0.047545 | 0.054996 | 61.4144 | 65.0605 | 51.3735 | 26.585 | 31.4011 | 24.3407 | 19.7567 | 11.719
6 | 18 | 13 | 2505.6213 | 2581.1227 | 2644.2818 | 2642.9262 | 80 | 63 | 0 | 0 | 0 | 0 | 0 | 0 | 0 | 0 | 0 | 0 | 1801.5351 | 2038.7378 | 2268.4963 | 2479.437 | 0 | 0 | 0 | 0 | -6.3022 | -62.3817 | -33.853 | -81.9948 | -5.0094 | -34.1785 | -32.9557 | -38.1567 | 635.3978 | 575.9453 | 442.5943 | 283.6406 | 0.39433 | 0.022118 | 0.022118 | 0.022118 | 250.5553 | 12.7386 | 9.7892 | 6.2735 | 0.10585 | 0.12607 | 0.12362 | 0.12461 | 0.053834 | 0.047317 | 0.047312 | 0.05437 | 67.2582 | 72.61 | 54.7134 | 35.3441 | 34.2063 | 27.2519 | 20.94 | 15.4214
6 | 18 | 14 | 2563.8955 | 2645.6987 | 2715.5666 | 2718.7436 | 80 | 63 | 0 | 0 | 0 | 0 | 0 | 0 | 0 | 0 | 0 | 0 | 1878.3101 | 2107.0765 | 2331.5388 | 2543.8539 | 0 | 0 | 0 | 0 | -5.1761 | -50.3723 | -49.0536 | -58.9444 | -4.1895 | -32.1375 | -36.7597 | -38.1567 | 614.9509 | 558.132 | 469.8411 | 271.9909 | 0.39259 | 0.022448 | 0.022118 | 0.021917 | 241.4224 | 12.5288 | 10.3919 | 5.9611 | 0.10333 | 0.12622 | 0.12352 | 0.12494 | 0.050799 | 0.041324 | 0.046765 | 0.05208 | 63.5399 | 70.4461 | 58.0354 | 33.983 | 31.2389 | 23.064 | 21.972 | 14.1652
6 | 18 | 15 | 2608.5924 | 2696.2597 | 2772.2395 | 2779.4708 | 80 | 63 | 0 | 0 | 0 | 0 | 0 | 0 | 0 | 0 | 0 | 0 | 1888.2948 | 2092.8185 | 2298.8506 | 2498.1868 | 0 | 0 | 0 | 0 | -3.5068 | -73.9784 | -48.886 | -59.276 | -6.2485 | -30.1425 | -32.3891 | -38.1567 | 650.0529 | 644.562 | 554.6641 | 378.7168 | 0.38933 | 0.022983 | 0.021613 | 0.020742 | 253.0831 | 14.8142 | 11.9879 | 7.8552 | 0.10202 | 0.12624 | 0.12336 | 0.12491 | 0.049384 | 0.046185 | 0.046049 | 0.049947 | 66.321 | 81.3701 | 68.4257 | 47.3065 | 32.1024 | 29.7688 | 25.5417 | 18.9158
6 | 18 | 16 | 2622.3549 | 2719.989 | 2807.1778 | 2823.6795 | 80 | 63 | 0 | 0 | 0 | 0 | 0 | 0 | 0 | 0 | 0 | 0 | 1796.7371 | 1953.8393 | 2129.3352 | 2301.884 | 0 | 0 | 0 | 0 | -1.4255 | -21.7558 | -7.2403 | -35.4959 | -6.0928 | -22.8758 | -13.171 | -37.909 | 753.136 | 747.7813 | 698.2539 | 595.2003 | 0.39725 | 0.023616 | 0.020937 | 0.02146 | 299.1849 | 17.6593 | 14.619 | 12.7733 | 0.1011 | 0.12441 | 0.12269 | 0.12339 | 0.048884 | 0.044949 | 0.044678 | 0.045872 | 76.1437 | 93.0308 | 85.6687 | 73.4422 | 36.8161 | 33.6117 | 31.1963 | 27.303
6 | 18 | 17 | 2606.6114 | 2713.7107 | 2811.6621 | 2837.5323 | 80 | 63 | 0 | 0 | 0 | 0 | 0 | 0 | 0 | 0 | 0 | 0 | 1564.6114 | 1656.9886 | 1781.7482 | 1912.5733 | 0 | 0 | 0 | 0 | -1.2466 | -13.3686 | -37.4523 | 29.4701 | -5.3476 | -7.0394 | -7.3025 | -7.3189 | 968.5941 | 1014.13 | 1074.6687 | 902.8077 | 0.40602 | 0.342 | 0.42749 | 0.2585 | 393.2697 | 346.8358 | 459.4081 | 233.3732 | 0.10015 | 0.12392 | 0.12219 | 0.12278 | 0.047543 | 0.044642 | 0.043637 | 0.043767 | 97.002 | 125.668 | 131.3168 | 110.8502 | 46.0494 | 45.273 | 46.8955 | 39.5129
6 | 18 | 18 | 2533.6757 | 2647.7538 | 2754.3056 | 2789.1266 | 80 | 63 | 0 | 0 | 0 | 0 | 0 | 0 | 0 | 0 | 0 | 0 | 1118.6524 | 1139.0832 | 1197.4295 | 1273.6863 | 0 | 0 | 0 | 0 | -1.4172 | -11.8497 | -32.4546 | -5.0454 | -2.3502 | -5.1186 | -5.3636 | -4.3752 | 1338.7907 | 1462.6389 | 1594.6943 | 1524.8609 | 0.4027 | 0.42494 | 0.41159 | 0.40375 | 539.1249 | 621.5303 | 656.3559 | 615.6605 | 0.099893 | 0.12352 | 0.12198 | 0.12226 | 0.047344 | 0.043719 | 0.043481 | 0.043375 | 133.7353 | 180.6593 | 194.5186 | 186.426 | 63.3831 | 63.9456 | 69.3393 | 66.141
6 | 18 | 19 | 2451.1697 | 2567.7382 | 2677.7799 | 2717.2836 | 80 | 63 | 0 | 0 | 0 | 0 | 0 | 0 | 0 | 0 | 0 | 0 | 651.5531 | 632.036 | 655.0157 | 702.5586 | 0 | 0 | 0 | 0 | -2.2351 | 9.0104 | 19.6514 | 23.1271 | 1.9717 | 2.3781 | -0.48402 | 4.5431 | 1719.88 | 1861.3137 | 2003.5969 | 1987.0548 | 0.40839 | 0.42225 | 0.40697 | 0.39265 | 702.3785 | 785.9382 | 815.4035 | 780.2106 | 0.10001 | 0.12461 | 0.12331 | 0.12277 | 0.047498 | 0.045407 | 0.045605 | 0.044747 | 172.0043 | 231.941 | 247.0587 | 243.9511 | 81.6909 | 84.5174 | 91.374 | 88.9141
6 | 18 | 20 | 2425.8169 | 2542.8905 | 2653.3602 | 2693.3338 | 80 | 63 | 0 | 0 | 0 | 0 | 0 | 0 | 0 | 0 | 0 | 0 | 513.2622 | 501.3475 | 523.3642 | 574.3407 | 0 | 0 | 0 | 0 | 0.84279 | 11.9832 | 0.80744 | 40.7392 | 3.0504 | 25.9108 | 25.9112 | 34.9392 | 1828.6615 | 1940.6489 | 2103.2775 | 2043.3147 | 0.40942 | 0.43553 | 0.40598 | 0.39629 | 748.6963 | 845.2085 | 853.8953 | 809.7422 | 0.10025 | 0.1246 | 0.12337 | 0.12275 | 0.047619 | 0.04531 | 0.04563 | 0.044849 | 183.3206 | 241.7962 | 259.4865 | 250.8209 | 87.0792 | 87.93 | 95.9731 | 91.6402
6 | 18 | 21 | 2358.7717 | 2473.7329 | 2581.9821 | 2621.0288 | 80 | 63 | 0 | 0 | 0 | 0 | 0 | 0 | 0 | 0 | 0 | 0 | 545.4193 | 541.1088 | 563.1791 | 613.4419 | 0 | 0 | 0 | 0 | 3.0822 | 24.4592 | 16.6515 | 27.9019 | 2.645 | 23.5199 | 22.7961 | 36.4322 | 1727.6252 | 1821.645 | 1979.3553 | 1943.2528 | 0.4094 | 0.43476 | 0.40586 | 0.39679 | 707.2873 | 791.9841 | 803.3476 | 771.0675 | 0.099944 | 0.12452 | 0.12326 | 0.12262 | 0.047525 | 0.0452 | 0.045607 | 0.044782 | 172.6654 | 226.8402 | 243.9823 | 238.2809 | 82.1059 | 82.3377 | 90.2716 | 87.0224
6 | 18 | 22 | 2150.2505 | 2257.3166 | 2358.4456 | 2395.977 | 80 | 63 | 0 | 0 | 0 | 0 | 0 | 0 | 0 | 0 | 0 | 0 | 512.123 | 509.2157 | 529.0284 | 576.6384 | 0 | 0 | 0 | 0 | 9.3371 | 48.1291 | 76.7922 | 32.5006 | 2.9415 | 12.3873 | 8.2287 | 35.3658 | 1545.8489 | 1624.5845 | 1744.3963 | 1751.4723 | 0.40731 | 0.42231 | 0.40449 | 0.39511 | 629.6432 | 686.0805 | 705.5991 | 692.0274 | 0.099763 | 0.12434 | 0.12277 | 0.12237 | 0.047398 | 0.044674 | 0.044754 | 0.044299 | 154.2189 | 202.0064 | 214.1578 | 214.334 | 73.2703 | 72.5765 | 78.0679 | 77.5889
6 | 18 | 23 | 1922.8047 | 2020.061 | 2112.087 | 2146.8533 | 80 | 63 | 0 | 0 | 0 | 0 | 0 | 0 | 0 | 0 | 0 | 0 | 450.5621 | 447.0887 | 463.5873 | 507.3877 | 0 | 0 | 0 | 0 | 14.2019 | 57.4548 | 37.4534 | 22.5271 | 7.6943 | 17.7368 | 15.9373 | 29.4297 | 1370.3463 | 1434.7807 | 1595.1089 | 1587.5088 | 0.40299 | 0.42067 | 0.40353 | 0.39408 | 552.2297 | 603.5749 | 643.6718 | 625.6076 | 0.099519 | 0.12334 | 0.12188 | 0.12195 | 0.047481 | 0.043666 | 0.043968 | 0.043796 | 136.3757 | 176.9653 | 194.4153 | 193.6022 | 65.0658 | 62.6514 | 70.1342 | 69.5268
6 | 18 | 24 | 1754.2392 | 1836.0737 | 1911.9511 | 1936.4728 | 80 | 63 | 0 | 0 | 0 | 0 | 0 | 0 | 0 | 0 | 0 | 0 | 383.2767 | 381.3116 | 394.7706 | 432.0066 | 0 | 0 | 0 | 0 | 11.6555 | 15.2082 | 35.8045 | 78.1747 | 7.6069 | 15.5812 | 16.396 | 27.3726 | 1271.7 | 1360.9726 | 1464.98 | 1398.919 | 0.40134 | 0.42366 | 0.4104 | 0.39542 | 510.3896 | 576.5881 | 601.2331 | 553.154 | 0.10035 | 0.12315 | 0.12176 | 0.12179 | 0.048041 | 0.043511 | 0.043756 | 0.043496 | 127.621 | 167.605 | 178.3813 | 170.3805 | 61.0932 | 59.2173 | 64.1017 | 60.8473
6 | 19 | 1 | 1647.7802 | 1716.3613 | 1777.8709 | 1792.1565 | 80 | 63 | 0 | 0 | 0 | 0 | 0 | 0 | 0 | 0 | 0 | 0 | 345.9631 | 349.8662 | 360.9015 | 392.2244 | 0 | 0 | 0 | 0 | -2.9958 | 49.5133 | 35.5797 | 13.7547 | 0.30088 | 17.5825 | 16.8008 | 31.4718 | 1224.5121 | 1236.3994 | 1364.5889 | 1354.7056 | 0.4071 | 0.42843 | 0.41669 | 0.39372 | 498.504 | 529.714 | 568.6096 | 533.3722 | 0.10062 | 0.12317 | 0.12176 | 0.12176 | 0.048187 | 0.04356 | 0.04382 | 0.04354 | 123.2143 | 152.286 | 166.1525 | 164.9426 | 59.0051 | 53.857 | 59.7958 | 58.9833
6 | 19 | 2 | 1582.8239 | 1640.6262 | 1690.5546 | 1696.4879 | 80 | 63 | 0 | 0 | 0 | 0 | 0 | 0 | 0 | 0 | 0 | 0 | 327.6238 | 332.4324 | 343.4447 | 371.4742 | 0 | 0 | 0 | 0 | -2.5252 | 15.6096 | 11.1167 | 7.635 | -1.0884 | 17.7429 | 20.2977 | 20.5905 | 1178.8138 | 1211.8412 | 1315.6955 | 1296.7883 | 0.40672 | 0.42869 | 0.41639 | 0.39335 | 479.443 | 519.5004 | 547.8359 | 510.0898 | 0.10087 | 0.12323 | 0.12176 | 0.12179 | 0.048351 | 0.043628 | 0.043704 | 0.0434 | 118.9063 | 149.3319 | 160.1953 | 157.9297 | 56.9966 | 52.8701 | 57.5013 | 56.2802
6 | 19 | 3 | 1548.0817 | 1597.1216 | 1637.5188 | 1636.2223 | 80 | 63 | 0 | 0 | 0 | 0 | 0 | 0 | 0 | 0 | 0 | 0 | 311.7283 | 315.6474 | 325.2527 | 353.5926 | 0 | 0 | 0 | 0 | -3.2596 | 13.6825 | 24.9347 | 3.6441 | -1.1661 | 19.4874 | 10.7617 | 6.8153 | 1160.7791 | 1185.3044 | 1276.5697 | 1272.1703 | 0.40558 | 0.42977 | 0.41648 | 0.39426 | 470.7899 | 509.41 | 531.6714 | 501.565 | 0.10067 | 0.1232 | 0.12174 | 0.12179 | 0.04805 | 0.043159 | 0.043515 | 0.043176 | 116.86 | 146.0243 | 155.4092 | 154.9381 | 55.7751 | 51.1565 | 55.5494 | 54.9277
6 | 19 | 4 | 1573.9165 | 1616.909 | 1650.1762 | 1642.1953 | 80 | 63 | 0 | 0 | 0 | 0 | 0 | 0 | 0 | 0 | 0 | 0 | 295.341 | 301.2352 | 307.7748 | 336.8509 | 0 | 0 | 0 | 0 | -2.7373 | 36.7621 | 39.3185 | 6.2885 | -0.65183 | 22.2593 | 18.9486 | 14.4484 | 1201.9646 | 1193.6523 | 1284.1342 | 1284.6076 | 0.40646 | 0.42931 | 0.41675 | 0.39303 | 488.5482 | 512.4464 | 535.1674 | 504.8856 | 0.10013 | 0.12316 | 0.12171 | 0.12177 | 0.047605 | 0.043086 | 0.043683 | 0.04331 | 120.3513 | 147.0069 | 156.2939 | 156.4212 | 57.2198 | 51.4296 | 56.0952 | 55.6365
6 | 19 | 5 | 1646.1031 | 1686.906 | 1717.0153 | 1704.729 | 80 | 63 | 0 | 0 | 0 | 0 | 0 | 0 | 0 | 0 | 0 | 0 | 287.0564 | 297.9028 | 301.4948 | 327.0702 | 0 | 0 | 0 | 0 | -3.4836 | 43.1769 | 22.1865 | 10.8666 | -0.69788 | 15.7892 | 21.5172 | 30.2462 | 1283.2282 | 1267.0371 | 1371.8168 | 1336.5459 | 0.40796 | 0.42719 | 0.41626 | 0.3916 | 523.5088 | 541.2599 | 571.0276 | 523.3913 | 0.099766 | 0.12314 | 0.12168 | 0.12176 | 0.047471 | 0.04337 | 0.043898 | 0.043431 | 128.0226 | 156.0201 | 166.9236 | 162.744 | 60.9161 | 54.9511 | 60.2198 | 58.047
6 | 19 | 6 | 1741.4566 | 1778.6254 | 1803.9324 | 1785.6676 | 80 | 63 | 0 | 0 | 0 | 0 | 0 | 0 | 0 | 0 | 0 | 0 | 683.0097 | 698.1592 | 701.7225 | 724.0715 | 0 | 0 | 0 | 0 | -3.7607 | -10.7345 | -6.8554 | 5.3301 | 2.0944 | 3.0648 | -0.72525 | 3.7218 | 980.1132 | 1025.1359 | 1109.7906 | 1052.5442 | 0.40606 | 0.43154 | 0.41548 | 0.38797 | 397.9865 | 442.3858 | 461.0972 | 408.3521 | 0.10029 | 0.12329 | 0.12183 | 0.12193 | 0.047855 | 0.043715 | 0.043199 | 0.043012 | 98.2941 | 126.3874 | 135.2076 | 128.3406 | 46.903 | 44.8139 | 47.9417 | 45.2719
6 | 19 | 7 | 1889.8769 | 1929.3526 | 1956.7416 | 1937.9496 | 80 | 63 | 0 | 0 | 0 | 0 | 0 | 0 | 0 | 0 | 0 | 0 | 1051.7481 | 1075.8202 | 1087.0241 | 1115.0363 | 0 | 0 | 0 | 0 | -1.6075 | -14.3551 | -15.4907 | 4.4598 | 1.8184 | -2.5066 | -4.0984 | -4.4084 | 757.9179 | 807.3941 | 889.3066 | 822.8619 | 0.39763 | 0.41039 | 0.41696 | 0.37762 | 301.3684 | 331.3474 | 370.8026 | 310.73 | 0.10263 | 0.12462 | 0.12286 | 0.12445 | 0.049859 | 0.045686 | 0.044449 | 0.048037 | 77.785 | 100.6143 | 109.2615 | 102.4059 | 37.7887 | 36.8868 | 39.5284 | 39.5274
6 | 19 | 8 | 2030.1862 | 2074.9182 | 2108.6313 | 2094.0977 | 80 | 63 | 0 | 0 | 0 | 0 | 0 | 0 | 0 | 0 | 0 | 0 | 1333.3283 | 1406.6254 | 1476.5802 | 1553.7956 | 0 | 0 | 0 | 0 | -1.4396 | -16.4259 | -28.5652 | 63.3853 | -1.3331 | -3.9499 | -5.9198 | -26.1916 | 619.6306 | 625.6685 | 666.5361 | 503.1084 | 0.39542 | 0.54534 | 0.3925 | 0.14136 | 245.0116 | 341.1999 | 261.6126 | 71.1214 | 0.10486 | 0.12517 | 0.12386 | 0.12721 | 0.052485 | 0.056601 | 0.046895 | 0.056459 | 64.9732 | 78.3158 | 82.5561 | 64.0021 | 32.5211 | 35.4133 | 31.2571 | 28.405
6 | 19 | 9 | 2156.6444 | 2210.4261 | 2254.8453 | 2248.5523 | 80 | 63 | 0 | 0 | 0 | 0 | 0 | 0 | 0 | 0 | 0 | 0 | 1502.3305 | 1620.0226 | 1751.5028 | 1881.4363 | 0 | 0 | 0 | 0 | -1.3615 | -18.77 | -35.5664 | -81.9746 | 0.66353 | -13.2925 | -9.0856 | -35.9042 | 575.0119 | 559.4661 | 547.9945 | 484.9949 | 0.3881 | 0.022118 | 0.022118 | 0.021036 | 223.1621 | 12.3741 | 12.1205 | 10.2025 | 0.1048 | 0.12509 | 0.12371 | 0.12537 | 0.052609 | 0.049303 | 0.047265 | 0.054044 | 60.2634 | 69.9817 | 67.7909 | 60.8061 | 30.251 | 27.5832 | 25.9009 | 26.2111
6 | 19 | 10 | 2284.0003 | 2343.6729 | 2393.3658 | 2388.4442 | 80 | 63 | 0 | 0 | 0 | 0 | 0 | 0 | 0 | 0 | 0 | 0 | 1637.8824 | 1797.9217 | 1979.4158 | 2146.185 | 0 | 0 | 0 | 0 | -1.8166 | -23.9901 | -26.4529 | -69.9881 | -0.29347 | -31.1151 | -30.3658 | -38.2696 | 568.228 | 537.8565 | 470.7687 | 350.5168 | 0.39518 | 0.022118 | 0.022118 | 0.022118 | 224.5545 | 11.8962 | 10.4124 | 7.7526 | 0.10493 | 0.12388 | 0.12371 | 0.12482 | 0.053126 | 0.04685 | 0.047411 | 0.054693 | 59.6219 | 66.6285 | 58.2404 | 43.7508 | 30.1878 | 25.1988 | 22.3197 | 19.1708
6 | 19 | 11 | 2360.1514 | 2423.8046 | 2476.111 | 2470.2673 | 80 | 63 | 0 | 0 | 0 | 0 | 0 | 0 | 0 | 0 | 0 | 0 | 1686.3127 | 1872.9561 | 2087.4939 | 2277.8334 | 0 | 0 | 0 | 0 | -4.9965 | -68.8642 | -59.8273 | -73.9739 | -4.5837 | -26.8681 | -27.2791 | -39.2253 | 603.4189 | 583.5808 | 475.7235 | 305.6331 | 0.39679 | 0.022118 | 0.022118 | 0.022118 | 239.4318 | 12.9075 | 10.522 | 6.7599 | 0.10508 | 0.12475 | 0.1237 | 0.12473 | 0.054511 | 0.049155 | 0.047529 | 0.054791 | 63.4047 | 72.8017 | 58.8476 | 38.1211 | 32.893 | 28.686 | 22.6105 | 16.7461
6 | 19 | 12 | 2394.4513 | 2460.6428 | 2514.6394 | 2508.4123 | 80 | 63 | 0 | 0 | 0 | 0 | 0 | 0 | 0 | 0 | 0 | 0 | 1751.884 | 1952.4827 | 2190.8891 | 2400.4186 | 0 | 0 | 0 | 0 | -5.953 | -63.21 | -85.1792 | -76.1534 | -4.2867 | -36.3566 | -22.2043 | -39.2437 | 572.807 | 544.7267 | 431.1339 | 223.3907 | 0.39234 | 0.022118 | 0.022118 | 0.022118 | 224.7371 | 12.0481 | 9.5358 | 4.9409 | 0.1061 | 0.126 | 0.12363 | 0.12476 | 0.05425 | 0.047139 | 0.047545 | 0.054996 | 60.7757 | 68.6352 | 53.302 | 27.8704 | 31.0746 | 25.6781 | 20.4984 | 12.2856
6 | 19 | 13 | 2462.0337 | 2534.9815 | 2595.6587 | 2593.174 | 80 | 63 | 0 | 0 | 0 | 0 | 0 | 0 | 0 | 0 | 0 | 0 | 1763.2537 | 1957.6171 | 2202.9591 | 2420.8943 | 0 | 0 | 0 | 0 | -6.3022 | -62.3817 | -33.853 | -81.9948 | -5.0094 | -34.1785 | -32.9557 | -38.1567 | 630.0916 | 610.9247 | 459.5084 | 292.4312 | 0.39433 | 0.022118 | 0.022118 | 0.022118 | 248.4629 | 13.5123 | 10.1633 | 6.4679 | 0.10585 | 0.12607 | 0.12362 | 0.12461 | 0.053834 | 0.047317 | 0.047312 | 0.05437 | 66.6965 | 77.0199 | 56.8043 | 36.4395 | 33.9206 | 28.9071 | 21.7402 | 15.8994
6 | 19 | 14 | 2521.5673 | 2600.8906 | 2668.3484 | 2670.4289 | 80 | 63 | 0 | 0 | 0 | 0 | 0 | 0 | 0 | 0 | 0 | 0 | 1779.9441 | 1957.2965 | 2196.3398 | 2411.487 | 0 | 0 | 0 | 0 | -5.1761 | -50.3723 | -49.0536 | -58.9444 | -4.1895 | -32.1375 | -36.7597 | -38.1567 | 670.9887 | 663.1039 | 557.8219 | 356.0431 | 0.39259 | 0.022448 | 0.022118 | 0.021917 | 263.4222 | 14.8852 | 12.3378 | 7.8032 | 0.10333 | 0.12622 | 0.12352 | 0.12494 | 0.050799 | 0.041324 | 0.046765 | 0.05208 | 69.33 | 83.6954 | 68.9028 | 44.4846 | 34.0856 | 27.4018 | 26.0864 | 18.5427
6 | 19 | 15 | 2567.3836 | 2652.6366 | 2726.27 | 2732.4339 | 80 | 63 | 0 | 0 | 0 | 0 | 0 | 0 | 0 | 0 | 0 | 0 | 1754.2154 | 1905.5669 | 2124.8126 | 2324.6151 | 0 | 0 | 0 | 0 | -3.5068 | -73.9784 | -48.886 | -59.276 | -6.2485 | -30.1425 | -32.3891 | -38.1567 | 742.9234 | 788.1906 | 682.7326 | 505.2515 | 0.38933 | 0.022983 | 0.021613 | 0.020742 | 289.2402 | 18.1153 | 14.7559 | 10.4797 | 0.10202 | 0.12624 | 0.12336 | 0.12491 | 0.049384 | 0.046185 | 0.046049 | 0.049947 | 75.796 | 99.5019 | 84.2248 | 63.1123 | 36.6888 | 36.4023 | 31.4392 | 25.2359
6 | 19 | 16 | 2575.6189 | 2670.5149 | 2755.0426 | 2770.3337 | 80 | 63 | 0 | 0 | 0 | 0 | 0 | 0 | 0 | 0 | 0 | 0 | 1649.5876 | 1768.4439 | 1952.797 | 2123.3084 | 0 | 0 | 0 | 0 | -1.4255 | -21.7558 | -7.2403 | -35.4959 | -6.0928 | -22.8758 | -13.171 | -37.909 | 853.5496 | 883.7027 | 822.6569 | 720.4302 | 0.39725 | 0.023616 | 0.020937 | 0.02146 | 339.0744 | 20.8692 | 17.2236 | 15.4608 | 0.1011 | 0.12441 | 0.12269 | 0.12339 | 0.048884 | 0.044949 | 0.044678 | 0.045872 | 86.2957 | 109.9407 | 100.9317 | 88.8944 | 41.7247 | 39.7212 | 36.7544 | 33.0475
6 | 19 | 17 | 2541.265 | 2644.5359 | 2738.7665 | 2762.9441 | 80 | 63 | 0 | 0 | 0 | 0 | 0 | 0 | 0 | 0 | 0 | 0 | 1460.1501 | 1531.8487 | 1662.9774 | 1789.5782 | 0 | 0 | 0 | 0 | -1.2466 | -13.3686 | -37.4523 | 29.4701 | -5.3476 | -7.0394 | -7.3025 | -7.3189 | 1007.709 | 1070.0951 | 1120.5439 | 951.2146 | 0.40602 | 0.342 | 0.42749 | 0.2585 | 409.1512 | 365.976 | 479.0192 | 245.8862 | 0.10015 | 0.12392 | 0.12219 | 0.12278 | 0.047543 | 0.044642 | 0.043637 | 0.043767 | 100.9193 | 132.603 | 136.9224 | 116.7938 | 47.909 | 47.7715 | 48.8974 | 41.6315
6 | 19 | 18 | 2463.4318 | 2573.3947 | 2675.9467 | 2708.9482 | 80 | 63 | 0 | 0 | 0 | 0 | 0 | 0 | 0 | 0 | 0 | 0 | 1075.8719 | 1088.5683 | 1151.8536 | 1224.4912 | 0 | 0 | 0 | 0 | -1.4172 | -11.8497 | -32.4546 | -5.0454 | -2.3502 | -5.1186 | -5.3636 | -4.3752 | 1311.3273 | 1438.7946 | 1561.9113 | 1493.8777 | 0.4027 | 0.42494 | 0.41159 | 0.40375 | 528.0655 | 611.3979 | 642.8629 | 603.1511 | 0.099893 | 0.12352 | 0.12198 | 0.12226 | 0.047344 | 0.043719 | 0.043481 | 0.043375 | 130.9919 | 177.7141 | 190.5198 | 182.6381 | 62.0829 | 62.9031 | 67.9138 | 64.7971
6 | 19 | 19 | 2401.2853 | 2514.9313 | 2622.1326 | 2660.3442 | 80 | 63 | 0 | 0 | 0 | 0 | 0 | 0 | 0 | 0 | 0 | 0 | 604.1681 | 582.173 | 607.1975 | 648.1732 | 0 | 0 | 0 | 0 | -2.2351 | 9.0104 | 19.6514 | 23.1271 | 1.9717 | 2.3781 | -0.48402 | 4.5431 | 1717.3806 | 1858.3698 | 1995.7677 | 1984.5008 | 0.40839 | 0.42225 | 0.40697 | 0.39265 | 701.3578 | 784.6952 | 812.2173 | 779.2078 | 0.10001 | 0.12461 | 0.12331 | 0.12277 | 0.047498 | 0.045407 | 0.045605 | 0.044747 | 171.7543 | 231.5742 | 246.0933 | 243.6375 | 81.5722 | 84.3838 | 91.0169 | 88.7998
6 | 19 | 20 | 2398.1112 | 2513.5616 | 2622.4537 | 2661.7096 | 80 | 63 | 0 | 0 | 0 | 0 | 0 | 0 | 0 | 0 | 0 | 0 | 390.2325 | 370.9517 | 394.1528 | 430.25 | 0 | 0 | 0 | 0 | 0.84279 | 11.9832 | 0.80744 | 40.7392 | 3.0504 | 25.9108 | 25.9112 | 34.9392 | 1923.9854 | 2041.7158 | 2201.5823 | 2155.7813 | 0.40942 | 0.43553 | 0.40598 | 0.39629 | 787.7241 | 889.2261 | 893.8054 | 854.3114 | 0.10025 | 0.1246 | 0.12337 | 0.12275 | 0.047619 | 0.04531 | 0.04563 | 0.044849 | 192.8767 | 254.3887 | 271.6146 | 264.6264 | 91.6185 | 92.5093 | 100.4588 | 96.6842
6 | 19 | 21 | 2339.1817 | 2452.9953 | 2560.129 | 2598.6683 | 80 | 63 | 0 | 0 | 0 | 0 | 0 | 0 | 0 | 0 | 0 | 0 | 413.6987 | 409.1643 | 429.5934 | 463.0166 | 0 | 0 | 0 | 0 | 3.0822 | 24.4592 | 16.6515 | 27.9019 | 2.645 | 23.5199 | 22.7961 | 36.4322 | 1839.7558 | 1932.8519 | 2091.088 | 2071.3176 | 0.4094 | 0.43476 | 0.40586 | 0.39679 | 753.1934 | 840.3328 | 848.6957 | 821.8826 | 0.099944 | 0.12452 | 0.12326 | 0.12262 | 0.047525 | 0.0452 | 0.045607 | 0.044782 | 183.8721 | 240.6882 | 257.7548 | 253.9841 | 87.435 | 87.3642 | 95.3673 | 92.7573
6 | 19 | 22 | 2105.5435 | 2209.9904 | 2308.5737 | 2344.9471 | 80 | 63 | 0 | 0 | 0 | 0 | 0 | 0 | 0 | 0 | 0 | 0 | 456.1293 | 459.7424 | 477.7934 | 515.5066 | 0 | 0 | 0 | 0 | 9.3371 | 48.1291 | 76.7922 | 32.5006 | 2.9415 | 12.3873 | 8.2287 | 35.3658 | 1557.1355 | 1626.7316 | 1745.7594 | 1761.5742 | 0.40731 | 0.42231 | 0.40449 | 0.39511 | 634.2404 | 686.9872 | 706.1504 | 696.0188 | 0.099763 | 0.12434 | 0.12277 | 0.12237 | 0.047398 | 0.044674 | 0.044754 | 0.044299 | 155.3449 | 202.2733 | 214.3252 | 215.5702 | 73.8053 | 72.6724 | 78.1289 | 78.0364
6 | 19 | 23 | 1910.7709 | 2007.3221 | 2098.6629 | 2133.1176 | 80 | 63 | 0 | 0 | 0 | 0 | 0 | 0 | 0 | 0 | 0 | 0 | 411.9131 | 414.9155 | 431.2263 | 464.9955 | 0 | 0 | 0 | 0 | 14.2019 | 57.4548 | 37.4534 | 22.5271 | 7.6943 | 17.7368 | 15.9373 | 29.4297 | 1396.9615 | 1454.2151 | 1614.0459 | 1616.1653 | 0.40299 | 0.42067 | 0.40353 | 0.39408 | 562.9552 | 611.7504 | 651.3134 | 636.9006 | 0.099519 | 0.12334 | 0.12188 | 0.12195 | 0.047481 | 0.043666 | 0.043968 | 0.043796 | 139.0245 | 179.3623 | 196.7234 | 197.097 | 66.3295 | 63.5 | 70.9668 | 70.7818
6 | 19 | 24 | 1760.8158 | 1843.0356 | 1919.2875 | 1943.9795 | 80 | 63 | 0 | 0 | 0 | 0 | 0 | 0 | 0 | 0 | 0 | 0 | 391.1924 | 402.6362 | 415.2634 | 445.5835 | 0 | 0 | 0 | 0 | 11.6555 | 15.2082 | 35.8045 | 78.1747 | 7.6069 | 15.5812 | 16.396 | 27.3726 | 1270.361 | 1346.61 | 1451.8236 | 1392.8488 | 0.40134 | 0.42366 | 0.4104 | 0.39542 | 509.8522 | 570.5033 | 595.8336 | 550.7537 | 0.10035 | 0.12315 | 0.12176 | 0.12179 | 0.048041 | 0.043511 | 0.043756 | 0.043496 | 127.4867 | 165.8362 | 176.7793 | 169.6411 | 61.0289 | 58.5924 | 63.526 | 60.5833
6 | 20 | 1 | 1650.6488 | 1719.3979 | 1781.0708 | 1795.4307 | 80 | 63 | 0 | 0 | 0 | 0 | 0 | 0 | 0 | 0 | 0 | 0 | 403.7098 | 418.0671 | 429.1878 | 461.6652 | 0 | 0 | 0 | 0 | -2.9958 | 49.5133 | 35.5797 | 13.7547 | 0.30088 | 17.5825 | 16.8008 | 31.4718 | 1169.6338 | 1171.235 | 1299.5025 | 1288.5389 | 0.4071 | 0.42843 | 0.41669 | 0.39372 | 476.1628 | 501.7955 | 541.4887 | 507.3212 | 0.10062 | 0.12317 | 0.12176 | 0.12176 | 0.048187 | 0.04356 | 0.04382 | 0.04354 | 117.6923 | 144.2598 | 158.2275 | 156.8865 | 56.3607 | 51.0185 | 56.9438 | 56.1024
6 | 20 | 2 | 1584.2232 | 1642.1075 | 1692.1155 | 1698.085 | 80 | 63 | 0 | 0 | 0 | 0 | 0 | 0 | 0 | 0 | 0 | 0 | 385.0049 | 394.6152 | 404.2621 | 439.3329 | 0 | 0 | 0 | 0 | -2.5252 | 15.6096 | 11.1167 | 7.635 | -1.0884 | 17.7429 | 20.2977 | 20.5905 | 1122.832 | 1151.1397 | 1256.439 | 1230.5267 | 0.40672 | 0.42869 | 0.41639 | 0.39335 | 456.6743 | 493.4785 | 523.1624 | 484.026 | 0.10087 | 0.12323 | 0.12176 | 0.12179 | 0.048351 | 0.043628 | 0.043704 | 0.0434 | 113.2595 | 141.8518 | 152.9804 | 149.86 | 54.2898 | 50.2218 | 54.9116 | 53.4045
6 | 20 | 3 | 1549.551 | 1598.6769 | 1639.1578 | 1637.8993 | 80 | 63 | 0 | 0 | 0 | 0 | 0 | 0 | 0 | 0 | 0 | 0 | 354.8991 | 363.0685 | 370.2243 | 405.4506 | 0 | 0 | 0 | 0 | -3.2596 | 13.6825 | 24.9347 | 3.6441 | -1.1661 | 19.4874 | 10.7617 | 6.8153 | 1119.0775 | 1139.4385 | 1233.237 | 1221.9893 | 0.40558 | 0.42977 | 0.41648 | 0.39426 | 453.8766 | 489.6982 | 513.624 | 481.7807 | 0.10067 | 0.1232 | 0.12174 | 0.12179 | 0.04805 | 0.043159 | 0.043515 | 0.043176 | 112.6618 | 140.3739 | 150.1339 | 148.8265 | 53.7714 | 49.177 | 53.6638 | 52.7611
6 | 20 | 4 | 1571.3978 | 1614.2427 | 1647.3665 | 1639.3204 | 80 | 63 | 0 | 0 | 0 | 0 | 0 | 0 | 0 | 0 | 0 | 0 | 338.2518 | 352.4921 | 358.0644 | 389.011 | 0 | 0 | 0 | 0 | -2.7373 | 36.7621 | 39.3185 | 6.2885 | -0.65183 | 22.2593 | 18.9486 | 14.4484 | 1156.5352 | 1139.7291 | 1231.035 | 1229.5726 | 0.40646 | 0.42931 | 0.41675 | 0.39303 | 470.083 | 489.2967 | 513.0381 | 483.2554 | 0.10013 | 0.12316 | 0.12171 | 0.12177 | 0.047605 | 0.043086 | 0.043683 | 0.04331 | 115.8025 | 140.3659 | 149.8311 | 149.7198 | 55.0572 | 49.1063 | 53.7756 | 53.2529
6 | 20 | 5 | 1638.4071 | 1678.7591 | 1708.4301 | 1695.9445 | 80 | 63 | 0 | 0 | 0 | 0 | 0 | 0 | 0 | 0 | 0 | 0 | 342.8597 | 362.4639 | 366.6147 | 393.6227 | 0 | 0 | 0 | 0 | -3.4836 | 43.1769 | 22.1865 | 10.8666 | -0.69788 | 15.7892 | 21.5172 | 30.2462 | 1219.7289 | 1194.3291 | 1298.1117 | 1261.209 | 0.40796 | 0.42719 | 0.41626 | 0.3916 | 497.6035 | 510.2001 | 540.3474 | 493.8894 | 0.099766 | 0.12314 | 0.12168 | 0.12176 | 0.047471 | 0.04337 | 0.043898 | 0.043431 | 121.6875 | 147.067 | 157.9551 | 153.5706 | 57.9017 | 51.7978 | 56.9843 | 54.775
6 | 20 | 6 | 1723.9656 | 1760.1096 | 1784.4208 | 1765.7028 | 80 | 63 | 0 | 0 | 0 | 0 | 0 | 0 | 0 | 0 | 0 | 0 | 745.5998 | 769.887 | 774.6556 | 801.1319 | 0 | 0 | 0 | 0 | -3.7607 | -10.7345 | -6.8554 | 5.3301 | 2.0944 | 3.0648 | -0.72525 | 3.7218 | 900.0321 | 934.8924 | 1017.3458 | 955.5191 | 0.40606 | 0.43154 | 0.41548 | 0.38797 | 365.4686 | 403.4423 | 422.6881 | 370.7096 | 0.10029 | 0.12329 | 0.12183 | 0.12193 | 0.047855 | 0.043715 | 0.043199 | 0.043012 | 90.2629 | 115.2614 | 123.9449 | 116.51 | 43.0707 | 40.8689 | 43.9482 | 41.0987
6 | 20 | 7 | 1865.3895 | 1903.4306 | 1929.4252 | 1909.999 | 80 | 63 | 0 | 0 | 0 | 0 | 0 | 0 | 0 | 0 | 0 | 0 | 1082.5476 | 1112.0204 | 1122.0735 | 1155.4301 | 0 | 0 | 0 | 0 | -1.6075 | -14.3551 | -15.4907 | 4.4598 | 1.8184 | -2.5066 | -4.0984 | -4.4084 | 702.6311 | 745.2719 | 826.9409 | 754.5175 | 0.39763 | 0.41039 | 0.41696 | 0.37762 | 279.3849 | 305.853 | 344.7988 | 284.9217 | 0.10263 | 0.12462 | 0.12286 | 0.12445 | 0.049859 | 0.045686 | 0.044449 | 0.048037 | 72.1109 | 92.8728 | 101.5992 | 93.9003 | 35.0321 | 34.0486 | 36.7563 | 36.2444
6 | 20 | 8 | 2008.9871 | 2052.4771 | 2084.9832 | 2069.9004 | 80 | 63 | 0 | 0 | 0 | 0 | 0 | 0 | 0 | 0 | 0 | 0 | 1349.7019 | 1424.5478 | 1495.1242 | 1582.6741 | 0 | 0 | 0 | 0 | -1.4396 | -16.4259 | -28.5652 | 63.3853 | -1.3331 | -3.9499 | -5.9198 | -26.1916 | 582.0579 | 585.3051 | 624.3439 | 450.0326 | 0.39542 | 0.54534 | 0.3925 | 0.14136 | 230.1547 | 319.1883 | 245.0524 | 63.6184 | 0.10486 | 0.12517 | 0.12386 | 0.12721 | 0.052485 | 0.056601 | 0.046895 | 0.056459 | 61.0334 | 73.2634 | 77.3303 | 57.2502 | 30.5491 | 33.1287 | 29.2785 | 25.4084
6 | 20 | 9 | 2137.0545 | 2189.6884 | 2232.9922 | 2226.1918 | 80 | 63 | 0 | 0 | 0 | 0 | 0 | 0 | 0 | 0 | 0 | 0 | 1593.7429 | 1715.5581 | 1853.3028 | 1997.7483 | 0 | 0 | 0 | 0 | -1.3615 | -18.77 | -35.5664 | -81.9746 | 0.66353 | -13.2925 | -9.0856 | -35.9042 | 464.0096 | 443.1929 | 424.3414 | 346.3223 | 0.3881 | 0.022118 | 0.022118 | 0.021036 | 180.0821 | 9.8024 | 9.3855 | 7.2853 | 0.1048 | 0.12509 | 0.12371 | 0.12537 | 0.052609 | 0.049303 | 0.047265 | 0.054044 | 48.63 | 55.4375 | 52.4941 | 43.4201 | 24.4112 | 21.8506 | 20.0564 | 18.7167
6 | 20 | 10 | 2265.9495 | 2324.5647 | 2373.2298 | 2367.8406 | 80 | 63 | 0 | 0 | 0 | 0 | 0 | 0 | 0 | 0 | 0 | 0 | 1727.6197 | 1890.6141 | 2079.9304 | 2265.8223 | 0 | 0 | 0 | 0 | -1.8166 | -23.9901 | -26.4529 | -69.9881 | -0.29347 | -31.1151 | -30.3658 | -38.2696 | 460.4399 | 426.0558 | 350.1181 | 210.2759 | 0.39518 | 0.022118 | 0.022118 | 0.022118 | 181.9584 | 9.4234 | 7.7439 | 4.6508 | 0.10493 | 0.12388 | 0.12371 | 0.12482 | 0.053126 | 0.04685 | 0.047411 | 0.054693 | 48.3121 | 52.7788 | 43.3143 | 26.2462 | 24.4614 | 19.9609 | 16.5995 | 11.5006
6 | 20 | 11 | 2346.5084 | 2409.3623 | 2460.8919 | 2454.6948 | 80 | 63 | 0 | 0 | 0 | 0 | 0 | 0 | 0 | 0 | 0 | 0 | 1792.6424 | 1979.8617 | 2201.4031 | 2413.0567 | 0 | 0 | 0 | 0 | -4.9965 | -68.8642 | -59.8273 | -73.9739 | -4.5837 | -26.8681 | -27.2791 | -39.2253 | 483.4462 | 462.2329 | 346.5953 | 154.8373 | 0.39679 | 0.022118 | 0.022118 | 0.022118 | 191.8276 | 10.2236 | 7.6659 | 3.4247 | 0.10508 | 0.12475 | 0.1237 | 0.12473 | 0.054511 | 0.049155 | 0.047529 | 0.054791 | 50.7984 | 57.6636 | 42.8742 | 19.3126 | 26.3532 | 22.7211 | 16.4732 | 8.4838
6 | 20 | 12 | 2386.2655 | 2451.9775 | 2505.508 | 2499.0688 | 80 | 63 | 0 | 0 | 0 | 0 | 0 | 0 | 0 | 0 | 0 | 0 | 1829.6878 | 2032.9765 | 2272.5872 | 2498.4088 | 0 | 0 | 0 | 0 | -5.953 | -63.21 | -85.1792 | -76.1534 | -4.2867 | -36.3566 | -22.2043 | -39.2437 | 486.8174 | 455.5676 | 340.3043 | 116.057 | 0.39234 | 0.022118 | 0.022118 | 0.022118 | 190.9997 | 10.0761 | 7.5268 | 2.5669 | 0.1061 | 0.126 | 0.12363 | 0.12476 | 0.05425 | 0.047139 | 0.047545 | 0.054996 | 51.6521 | 57.4012 | 42.0725 | 14.4794 | 26.4097 | 21.4752 | 16.1799 | 6.3827
6 | 20 | 13 | 2449.5102 | 2521.7243 | 2581.6884 | 2578.8793 | 80 | 63 | 0 | 0 | 0 | 0 | 0 | 0 | 0 | 0 | 0 | 0 | 1850.3905 | 2058.3623 | 2301.8651 | 2530.5974 | 0 | 0 | 0 | 0 | -6.3022 | -62.3817 | -33.853 | -81.9948 | -5.0094 | -34.1785 | -32.9557 | -38.1567 | 530.4313 | 496.9222 | 346.632 | 168.4334 | 0.39433 | 0.022118 | 0.022118 | 0.022118 | 209.164 | 10.9908 | 7.6668 | 3.7254 | 0.10585 | 0.12607 | 0.12362 | 0.12461 | 0.053834 | 0.047317 | 0.047312 | 0.05437 | 56.1473 | 62.6475 | 42.8506 | 20.9883 | 28.5555 | 23.5128 | 16.3998 | 9.1577
6 | 20 | 14 | 2509.0437 | 2587.6333 | 2654.378 | 2656.1342 | 80 | 63 | 0 | 0 | 0 | 0 | 0 | 0 | 0 | 0 | 0 | 0 | 1920.465 | 2126.2315 | 2363.3208 | 2586.5325 | 0 | 0 | 0 | 0 | -5.1761 | -50.3723 | -49.0536 | -58.9444 | -4.1895 | -32.1375 | -36.7597 | -38.1567 | 517.9442 | 480.9117 | 376.8706 | 166.7028 | 0.39259 | 0.022448 | 0.022118 | 0.021917 | 203.3387 | 10.7954 | 8.3356 | 3.6535 | 0.10333 | 0.12622 | 0.12352 | 0.12494 | 0.050799 | 0.041324 | 0.046765 | 0.05208 | 53.5167 | 60.6995 | 46.5515 | 20.8281 | 26.3111 | 19.873 | 17.6243 | 8.6819
6 | 20 | 15 | 2550.3823 | 2634.6393 | 2707.3046 | 2713.0282 | 80 | 63 | 0 | 0 | 0 | 0 | 0 | 0 | 0 | 0 | 0 | 0 | 1921.7822 | 2109.6788 | 2327.4369 | 2534.7612 | 0 | 0 | 0 | 0 | -3.5068 | -73.9784 | -48.886 | -59.276 | -6.2485 | -30.1425 | -32.3891 | -38.1567 | 558.3553 | 566.0814 | 461.143 | 275.6997 | 0.38933 | 0.022983 | 0.021613 | 0.020742 | 217.3828 | 13.0105 | 9.9667 | 5.7184 | 0.10202 | 0.12624 | 0.12336 | 0.12491 | 0.049384 | 0.046185 | 0.046049 | 0.049947 | 56.9656 | 71.4626 | 56.8886 | 34.4384 | 27.574 | 26.1442 | 21.2352 | 13.7704
6 | 20 | 16 | 2555.6791 | 2649.407 | 2732.7993 | 2747.5739 | 80 | 63 | 0 | 0 | 0 | 0 | 0 | 0 | 0 | 0 | 0 | 0 | 1786.6749 | 1938.6737 | 2121.7555 | 2298.3136 | 0 | 0 | 0 | 0 | -1.4255 | -21.7558 | -7.2403 | -35.4959 | -6.0928 | -22.8758 | -13.171 | -37.909 | 696.5225 | 692.365 | 631.455 | 522.6652 | 0.39725 | 0.023616 | 0.020937 | 0.02146 | 276.6951 | 16.3506 | 13.2205 | 11.2166 | 0.1011 | 0.12441 | 0.12269 | 0.12339 | 0.048884 | 0.044949 | 0.044678 | 0.045872 | 70.4199 | 86.1365 | 77.4732 | 64.492 | 34.0486 | 31.1208 | 28.2119 | 23.9757
6 | 20 | 17 | 2510.8306 | 2612.3185 | 2704.8162 | 2728.2054 | 80 | 63 | 0 | 0 | 0 | 0 | 0 | 0 | 0 | 0 | 0 | 0 | 1637.4146 | 1727.6416 | 1861.445 | 1995.927 | 0 | 0 | 0 | 0 | -1.2466 | -13.3686 | -37.4523 | 29.4701 | -5.3476 | -7.0394 | -7.3025 | -7.3189 | 800.0102 | 842.0849 | 888.126 | 710.1271 | 0.40602 | 0.342 | 0.42749 | 0.2585 | 324.8211 | 287.9958 | 379.6633 | 183.5658 | 0.10015 | 0.12392 | 0.12219 | 0.12278 | 0.047543 | 0.044642 | 0.043637 | 0.043767 | 80.1188 | 104.3487 | 108.5226 | 87.1921 | 38.0345 | 37.5926 | 38.7553 | 31.0799
6 | 20 | 18 | 2446.9203 | 2555.9158 | 2657.5277 | 2690.1015 | 80 | 63 | 0 | 0 | 0 | 0 | 0 | 0 | 0 | 0 | 0 | 0 | 1294.9752 | 1317.5479 | 1391.3003 | 1473.3016 | 0 | 0 | 0 | 0 | -1.4172 | -11.8497 | -32.4546 | -5.0454 | -2.3502 | -5.1186 | -5.3636 | -4.3752 | 1075.7125 | 1192.3361 | 1304.0456 | 1226.2206 | 0.4027 | 0.42494 | 0.41159 | 0.40375 | 433.1845 | 506.6685 | 536.7286 | 495.0849 | 0.099893 | 0.12352 | 0.12198 | 0.12226 | 0.047344 | 0.043719 | 0.043481 | 0.043375 | 107.4557 | 147.2726 | 159.0657 | 149.9149 | 50.9281 | 52.1281 | 56.7015 | 53.1874
6 | 20 | 19 | 2358.3973 | 2469.5307 | 2574.2899 | 2611.3907 | 80 | 63 | 0 | 0 | 0 | 0 | 0 | 0 | 0 | 0 | 0 | 0 | 882.3981 | 865.6563 | 904.5885 | 960.6093 | 0 | 0 | 0 | 0 | -2.2351 | 9.0104 | 19.6514 | 23.1271 | 1.9717 | 2.3781 | -0.48402 | 4.5431 | 1396.2627 | 1529.486 | 1650.5341 | 1623.1112 | 0.40839 | 0.42225 | 0.40697 | 0.39265 | 570.217 | 645.8243 | 671.7177 | 637.3093 | 0.10001 | 0.12461 | 0.12331 | 0.12277 | 0.047498 | 0.045407 | 0.045605 | 0.044747 | 139.6395 | 190.5915 | 203.5234 | 199.2696 | 66.3197 | 69.45 | 75.2726 | 72.6288
6 | 20 | 20 | 2337.8721 | 2449.7934 | 2555.2555 | 2592.9511 | 80 | 63 | 0 | 0 | 0 | 0 | 0 | 0 | 0 | 0 | 0 | 0 | 701.9232 | 689.9466 | 727.7347 | 783.207 | 0 | 0 | 0 | 0 | 0.84279 | 11.9832 | 0.80744 | 40.7392 | 3.0504 | 25.9108 | 25.9112 | 34.9392 | 1552.0557 | 1658.9527 | 1800.8022 | 1734.0657 | 0.40942 | 0.43553 | 0.40598 | 0.39629 | 635.4475 | 722.5217 | 731.0954 | 687.1904 | 0.10025 | 0.1246 | 0.12337 | 0.12275 | 0.047619 | 0.04531 | 0.04563 | 0.044849 | 155.5913 | 206.6981 | 222.1694 | 212.86 | 73.9075 | 75.1665 | 82.1711 | 77.7708
6 | 20 | 21 | 2301.611 | 2413.2235 | 2518.2179 | 2555.7841 | 80 | 63 | 0 | 0 | 0 | 0 | 0 | 0 | 0 | 0 | 0 | 0 | 688.0622 | 679.6371 | 715.9945 | 768.934 | 0 | 0 | 0 | 0 | 3.0822 | 24.4592 | 16.6515 | 27.9019 | 2.645 | 23.5199 | 22.7961 | 36.4322 | 1527.8216 | 1622.6073 | 1762.7758 | 1722.5159 | 0.4094 | 0.43476 | 0.40586 | 0.39679 | 625.488 | 705.4499 | 715.4459 | 683.4809 | 0.099944 | 0.12452 | 0.12326 | 0.12262 | 0.047525 | 0.0452 | 0.045607 | 0.044782 | 152.6963 | 202.0551 | 217.2859 | 211.2142 | 72.6102 | 73.3412 | 80.3941 | 77.1374
6 | 20 | 22 | 2097.7775 | 2201.7694 | 2299.9105 | 2336.0828 | 80 | 63 | 0 | 0 | 0 | 0 | 0 | 0 | 0 | 0 | 0 | 0 | 672.7904 | 661.7052 | 701.0375 | 749.3037 | 0 | 0 | 0 | 0 | 9.3371 | 48.1291 | 76.7922 | 32.5006 | 2.9415 | 12.3873 | 8.2287 | 35.3658 | 1332.7085 | 1416.5478 | 1513.8521 | 1518.9128 | 0.40731 | 0.42231 | 0.40449 | 0.39511 | 542.8285 | 598.2242 | 612.3452 | 600.1404 | 0.099763 | 0.12434 | 0.12277 | 0.12237 | 0.047398 | 0.044674 | 0.044754 | 0.044299 | 132.9553 | 176.1384 | 185.8541 | 185.8748 | 63.1679 | 63.2827 | 67.7502 | 67.2867
6 | 20 | 23 | 1922.175 | 2019.3944 | 2111.3846 | 2146.1346 | 80 | 63 | 0 | 0 | 0 | 0 | 0 | 0 | 0 | 0 | 0 | 0 | 630.3269 | 619.7729 | 661.2011 | 699.7968 | 0 | 0 | 0 | 0 | 14.2019 | 57.4548 | 37.4534 | 22.5271 | 7.6943 | 17.7368 | 15.9373 | 29.4297 | 1189.9519 | 1261.4299 | 1396.7927 | 1394.381 | 0.40299 | 0.42067 | 0.40353 | 0.39408 | 479.5334 | 530.6507 | 563.6455 | 549.4995 | 0.099519 | 0.12334 | 0.12188 | 0.12195 | 0.047481 | 0.043666 | 0.043968 | 0.043796 | 118.423 | 155.5843 | 170.2441 | 170.0496 | 56.5004 | 55.0818 | 61.4146 | 61.0685
6 | 20 | 24 | 1753.1897 | 1834.9627 | 1910.7804 | 1935.2749 | 80 | 63 | 0 | 0 | 0 | 0 | 0 | 0 | 0 | 0 | 0 | 0 | 598.836 | 590.2751 | 630.9658 | 664.756 | 0 | 0 | 0 | 0 | 11.6555 | 15.2082 | 35.8045 | 78.1747 | 7.6069 | 15.5812 | 16.396 | 27.3726 | 1055.0913 | 1150.8982 | 1227.6141 | 1164.9717 | 0.40134 | 0.42366 | 0.4104 | 0.39542 | 423.4549 | 487.5882 | 503.8173 | 460.6476 | 0.10035 | 0.12315 | 0.12176 | 0.12179 | 0.048041 | 0.043511 | 0.043756 | 0.043496 | 105.8833 | 141.7341 | 149.4788 | 141.887 | 50.6872 | 50.0767 | 53.7155 | 50.6716
6 | 21 | 1 | 1651.2085 | 1719.9904 | 1781.6952 | 1796.0696 | 80 | 63 | 0 | 0 | 0 | 0 | 0 | 0 | 0 | 0 | 0 | 0 | 574.8664 | 565.8488 | 607.722 | 636.574 | 0 | 0 | 0 | 0 | -2.9958 | 49.5133 | 35.5797 | 13.7547 | 0.30088 | 17.5825 | 16.8008 | 31.4718 | 999.037 | 1024.0458 | 1121.5927 | 1114.269 | 0.4071 | 0.42843 | 0.41669 | 0.39372 | 406.7121 | 438.7348 | 467.3556 | 438.708 | 0.10062 | 0.12317 | 0.12176 | 0.12176 | 0.048187 | 0.04356 | 0.04382 | 0.04354 | 100.5263 | 126.1307 | 136.5652 | 135.6682 | 48.1402 | 44.607 | 49.1478 | 48.5148
6 | 21 | 2 | 1587.7914 | 1645.8847 | 1696.0959 | 1702.1579 | 80 | 63 | 0 | 0 | 0 | 0 | 0 | 0 | 0 | 0 | 0 | 0 | 553.6602 | 547.1746 | 587.7964 | 613.6668 | 0 | 0 | 0 | 0 | -2.5252 | 15.6096 | 11.1167 | 7.635 | -1.0884 | 17.7429 | 20.2977 | 20.5905 | 957.7448 | 1002.3575 | 1076.8851 | 1060.2656 | 0.40672 | 0.42869 | 0.41639 | 0.39335 | 389.5306 | 429.6975 | 448.3988 | 417.054 | 0.10087 | 0.12323 | 0.12176 | 0.12179 | 0.048351 | 0.043628 | 0.043704 | 0.0434 | 96.6072 | 123.5177 | 131.1184 | 129.1247 | 46.3077 | 43.7307 | 47.0643 | 46.0152
6 | 21 | 3 | 1555.8477 | 1605.3426 | 1646.182 | 1645.0866 | 80 | 63 | 0 | 0 | 0 | 0 | 0 | 0 | 0 | 0 | 0 | 0 | 526.4326 | 523.0123 | 561.0612 | 584.567 | 0 | 0 | 0 | 0 | -3.2596 | 13.6825 | 24.9347 | 3.6441 | -1.1661 | 19.4874 | 10.7617 | 6.8153 | 953.8408 | 986.1605 | 1049.4244 | 1050.0603 | 0.40558 | 0.42977 | 0.41648 | 0.39426 | 386.8597 | 423.8236 | 437.0689 | 413.996 | 0.10067 | 0.1232 | 0.12174 | 0.12179 | 0.04805 | 0.043159 | 0.043515 | 0.043176 | 96.0268 | 121.4907 | 127.7566 | 127.8872 | 45.8318 | 42.5617 | 45.6653 | 45.3378
6 | 21 | 4 | 1570.3483 | 1613.1318 | 1646.1958 | 1638.1225 | 80 | 63 | 0 | 0 | 0 | 0 | 0 | 0 | 0 | 0 | 0 | 0 | 501.6605 | 499.7824 | 535.4155 | 557.7346 | 0 | 0 | 0 | 0 | -2.7373 | 36.7621 | 39.3185 | 6.2885 | -0.65183 | 22.2593 | 18.9486 | 14.4484 | 992.077 | 991.3279 | 1052.5131 | 1059.6511 | 0.40646 | 0.42931 | 0.41675 | 0.39303 | 403.2377 | 425.5866 | 438.6385 | 416.4716 | 0.10013 | 0.12316 | 0.12171 | 0.12177 | 0.047605 | 0.043086 | 0.043683 | 0.04331 | 99.3355 | 122.0892 | 128.1029 | 129.0292 | 47.2281 | 42.7123 | 45.9772 | 45.8936
6 | 21 | 5 | 1623.9945 | 1663.5022 | 1692.3525 | 1679.4935 | 80 | 63 | 0 | 0 | 0 | 0 | 0 | 0 | 0 | 0 | 0 | 0 | 511.1438 | 508.5798 | 543.4708 | 565.6313 | 0 | 0 | 0 | 0 | -3.4836 | 43.1769 | 22.1865 | 10.8666 | -0.69788 | 15.7892 | 21.5172 | 30.2462 | 1037.0322 | 1032.9563 | 1105.178 | 1072.7494 | 0.40796 | 0.42719 | 0.41626 | 0.3916 | 423.0701 | 441.264 | 460.0375 | 420.0886 | 0.099766 | 0.12314 | 0.12168 | 0.12176 | 0.047471 | 0.04337 | 0.043898 | 0.043431 | 103.4606 | 127.1959 | 134.4788 | 130.6229 | 49.2289 | 44.7991 | 48.5149 | 46.5901
6 | 21 | 6 | 1700.5276 | 1735.2985 | 1758.2751 | 1738.9501 | 80 | 63 | 0 | 0 | 0 | 0 | 0 | 0 | 0 | 0 | 0 | 0 | 916.6587 | 919.6321 | 953.0612 | 975.0903 | 0 | 0 | 0 | 0 | -3.7607 | -10.7345 | -6.8554 | 5.3301 | 2.0944 | 3.0648 | -0.72525 | 3.7218 | 705.5353 | 760.3362 | 812.7945 | 754.8079 | 0.40606 | 0.43154 | 0.41548 | 0.38797 | 286.4909 | 328.1145 | 337.7009 | 292.8403 | 0.10029 | 0.12329 | 0.12183 | 0.12193 | 0.047855 | 0.043715 | 0.043199 | 0.043012 | 70.7571 | 93.7406 | 99.0241 | 92.0365 | 33.7631 | 33.2381 | 35.1118 | 32.4657
6 | 21 | 7 | 1834.8152 | 1871.0651 | 1895.3188 | 1875.1006 | 80 | 63 | 0 | 0 | 0 | 0 | 0 | 0 | 0 | 0 | 0 | 0 | 1231.004 | 1249.3398 | 1282.4423 | 1309.3831 | 0 | 0 | 0 | 0 | -1.6075 | -14.3551 | -15.4907 | 4.4598 | 1.8184 | -2.5066 | -4.0984 | -4.4084 | 523.6004 | 575.587 | 632.4657 | 565.6661 | 0.39763 | 0.41039 | 0.41696 | 0.37762 | 208.1975 | 236.2158 | 263.711 | 213.6075 | 0.10263 | 0.12462 | 0.12286 | 0.12445 | 0.049859 | 0.045686 | 0.044449 | 0.048037 | 53.737 | 71.7274 | 77.7056 | 70.3976 | 26.1059 | 26.2964 | 28.1122 | 27.1726
6 | 21 | 8 | 2001.291 | 2044.3302 | 2076.398 | 2061.1159 | 80 | 63 | 0 | 0 | 0 | 0 | 0 | 0 | 0 | 0 | 0 | 0 | 1471.1136 | 1552.7862 | 1640.4567 | 1717.003 | 0 | 0 | 0 | 0 | -1.4396 | -16.4259 | -28.5652 | 63.3853 | -1.3331 | -3.9499 | -5.9198 | -26.1916 | 452.9502 | 448.9198 | 470.4263 | 306.9192 | 0.39542 | 0.54534 | 0.3925 | 0.14136 | 179.1035 | 244.8124 | 184.6403 | 43.3873 | 0.10486 | 0.12517 | 0.12386 | 0.12721 | 0.052485 | 0.056601 | 0.046895 | 0.056459 | 47.4955 | 56.1919 | 58.2663 | 39.0442 | 23.7729 | 25.4092 | 22.0606 | 17.3283
6 | 21 | 9 | 2118.1642 | 2169.6915 | 2211.9196 | 2204.6299 | 80 | 63 | 0 | 0 | 0 | 0 | 0 | 0 | 0 | 0 | 0 | 0 | 1606.0512 | 1739.4489 | 1887.3205 | 2015.3154 | 0 | 0 | 0 | 0 | -1.3615 | -18.77 | -35.5664 | -81.9746 | 0.66353 | -13.2925 | -9.0856 | -35.9042 | 432.811 | 399.3051 | 369.2511 | 307.1934 | 0.3881 | 0.022118 | 0.022118 | 0.021036 | 167.9739 | 8.8317 | 8.167 | 6.4622 | 0.1048 | 0.12509 | 0.12371 | 0.12537 | 0.052609 | 0.049303 | 0.047265 | 0.054044 | 45.3602 | 49.9477 | 45.679 | 38.5143 | 22.7699 | 19.6868 | 17.4526 | 16.602
6 | 21 | 10 | 2266.7191 | 2325.3794 | 2374.0883 | 2368.719 | 80 | 63 | 0 | 0 | 0 | 0 | 0 | 0 | 0 | 0 | 0 | 0 | 1652.0636 | 1822.3103 | 2012.5028 | 2178.99 | 0 | 0 | 0 | 0 | -1.8166 | -23.9901 | -26.4529 | -69.9881 | -0.29347 | -31.1151 | -30.3658 | -38.2696 | 536.7655 | 495.1743 | 418.4042 | 297.9866 | 0.39518 | 0.022118 | 0.022118 | 0.022118 | 212.1211 | 10.9522 | 9.2542 | 6.5908 | 0.10493 | 0.12388 | 0.12371 | 0.12482 | 0.053126 | 0.04685 | 0.047411 | 0.054693 | 56.3206 | 61.3411 | 51.7622 | 37.1941 | 28.5163 | 23.1991 | 19.837 | 16.2978
6 | 21 | 11 | 2335.8039 | 2398.0307 | 2448.9508 | 2442.4764 | 80 | 63 | 0 | 0 | 0 | 0 | 0 | 0 | 0 | 0 | 0 | 0 | 1669.8985 | 1866.5214 | 2081.8049 | 2274.0234 | 0 | 0 | 0 | 0 | -4.9965 | -68.8642 | -59.8273 | -73.9739 | -4.5837 | -26.8681 | -27.2791 | -39.2253 | 595.4857 | 564.2416 | 454.2523 | 281.6522 | 0.39679 | 0.022118 | 0.022118 | 0.022118 | 236.284 | 12.4798 | 10.0471 | 6.2295 | 0.10508 | 0.12475 | 0.1237 | 0.12473 | 0.054511 | 0.049155 | 0.047529 | 0.054791 | 62.5711 | 70.3892 | 56.1915 | 35.13 | 32.4606 | 27.7354 | 21.59 | 15.4321
6 | 21 | 12 | 2397.3898 | 2463.7535 | 2517.9174 | 2511.7663 | 80 | 63 | 0 | 0 | 0 | 0 | 0 | 0 | 0 | 0 | 0 | 0 | 1666.0499 | 1875.7803 | 2106.8361 | 2310.9795 | 0 | 0 | 0 | 0 | -5.953 | -63.21 | -85.1792 | -76.1534 | -4.2867 | -36.3566 | -22.2043 | -39.2437 | 661.5796 | 624.5397 | 518.4648 | 316.1839 | 0.39234 | 0.022118 | 0.022118 | 0.022118 | 259.5665 | 13.8134 | 11.4673 | 6.9933 | 0.1061 | 0.126 | 0.12363 | 0.12476 | 0.05425 | 0.047139 | 0.047545 | 0.054996 | 70.1946 | 78.6916 | 64.0989 | 39.4474 | 35.8905 | 29.4405 | 24.6505 | 17.3889
6 | 21 | 13 | 2476.2364 | 2550.0163 | 2611.5022 | 2609.3854 | 80 | 63 | 0 | 0 | 0 | 0 | 0 | 0 | 0 | 0 | 0 | 0 | 1681.4086 | 1882.08 | 2120.9548 | 2331.0308 | 0 | 0 | 0 | 0 | -6.3022 | -62.3817 | -33.853 | -81.9948 | -5.0094 | -34.1785 | -32.9557 | -38.1567 | 726.1394 | 701.4966 | 557.3562 | 398.5061 | 0.39433 | 0.022118 | 0.022118 | 0.022118 | 286.3373 | 15.5155 | 12.3275 | 8.8141 | 0.10585 | 0.12607 | 0.12362 | 0.12461 | 0.053834 | 0.047317 | 0.047312 | 0.05437 | 76.8634 | 88.4384 | 68.9002 | 49.6574 | 39.0913 | 33.1926 | 26.3696 | 21.6666
6 | 21 | 14 | 2545.6349 | 2626.3682 | 2695.1965 | 2697.9004 | 80 | 63 | 0 | 0 | 0 | 0 | 0 | 0 | 0 | 0 | 0 | 0 | 1821.0249 | 2000.4969 | 2246.5785 | 2455.4163 | 0 | 0 | 0 | 0 | -5.1761 | -50.3723 | -49.0536 | -58.9444 | -4.1895 | -32.1375 | -36.7597 | -38.1567 | 653.9756 | 645.3811 | 534.4313 | 339.5852 | 0.39259 | 0.022448 | 0.022118 | 0.021917 | 256.743 | 14.4874 | 11.8205 | 7.4425 | 0.10333 | 0.12622 | 0.12352 | 0.12494 | 0.050799 | 0.041324 | 0.046765 | 0.05208 | 67.5721 | 81.4585 | 66.0136 | 42.4283 | 33.2214 | 26.6694 | 24.9926 | 17.6856
6 | 21 | 15 | 2587.5332 | 2673.9667 | 2748.7474 | 2755.4333 | 80 | 63 | 0 | 0 | 0 | 0 | 0 | 0 | 0 | 0 | 0 | 0 | 1881.9608 | 2031.6871 | 2271.5465 | 2465.8623 | 0 | 0 | 0 | 0 | -3.5068 | -73.9784 | -48.886 | -59.276 | -6.2485 | -30.1425 | -32.3891 | -38.1567 | 635.3277 | 683.4005 | 558.4761 | 387.0037 | 0.38933 | 0.022983 | 0.021613 | 0.020742 | 247.3502 | 15.7069 | 12.0703 | 8.0271 | 0.10202 | 0.12624 | 0.12336 | 0.12491 | 0.049384 | 0.046185 | 0.046049 | 0.049947 | 64.8187 | 86.2731 | 68.896 | 48.3416 | 31.3752 | 31.5626 | 25.7173 | 19.3297
6 | 21 | 16 | 2602.4851 | 2698.9551 | 2785.0125 | 2800.9995 | 80 | 63 | 0 | 0 | 0 | 0 | 0 | 0 | 0 | 0 | 0 | 0 | 1858.1323 | 1977.1066 | 2185.9403 | 2352.2332 | 0 | 0 | 0 | 0 | -1.4255 | -21.7558 | -7.2403 | -35.4959 | -6.0928 | -22.8758 | -13.171 | -37.909 | 671.871 | 703.4801 | 619.4835 | 522.1712 | 0.39725 | 0.023616 | 0.020937 | 0.02146 | 266.9022 | 16.6131 | 12.9698 | 11.206 | 0.1011 | 0.12441 | 0.12269 | 0.12339 | 0.048884 | 0.044949 | 0.044678 | 0.045872 | 67.9276 | 87.5194 | 76.0044 | 64.431 | 32.8436 | 31.6204 | 27.6771 | 23.953
6 | 21 | 17 | 2564.2132 | 2668.8285 | 2764.3658 | 2789.1378 | 80 | 63 | 0 | 0 | 0 | 0 | 0 | 0 | 0 | 0 | 0 | 0 | 1667.6353 | 1735.0644 | 1890.5711 | 2014.0649 | 0 | 0 | 0 | 0 | -1.2466 | -13.3686 | -37.4523 | 29.4701 | -5.3476 | -7.0394 | -7.3025 | -7.3189 | 823.172 | 891.1721 | 918.5496 | 752.9216 | 0.40602 | 0.342 | 0.42749 | 0.2585 | 334.2253 | 304.7838 | 392.669 | 194.6281 | 0.10015 | 0.12392 | 0.12219 | 0.12278 | 0.047543 | 0.044642 | 0.043637 | 0.043767 | 82.4384 | 110.4314 | 112.2401 | 92.4466 | 39.1357 | 39.7839 | 40.0829 | 32.9529
6 | 21 | 18 | 2518.3536 | 2631.5341 | 2737.2134 | 2771.6375 | 80 | 63 | 0 | 0 | 0 | 0 | 0 | 0 | 0 | 0 | 0 | 0 | 1259.1042 | 1259.3235 | 1348.2487 | 1417.0701 | 0 | 0 | 0 | 0 | -1.4172 | -11.8497 | -32.4546 | -5.0454 | -2.3502 | -5.1186 | -5.3636 | -4.3752 | 1183.0168 | 1326.1788 | 1426.7829 | 1363.988 | 0.4027 | 0.42494 | 0.41159 | 0.40375 | 476.3955 | 563.5433 | 587.2457 | 550.7083 | 0.099893 | 0.12352 | 0.12198 | 0.12226 | 0.047344 | 0.043719 | 0.043481 | 0.043375 | 118.1746 | 163.8043 | 174.037 | 166.758 | 56.0082 | 57.9796 | 62.0383 | 59.1631
6 | 21 | 19 | 2439.6256 | 2555.5178 | 2664.9022 | 2704.1069 | 80 | 63 | 0 | 0 | 0 | 0 | 0 | 0 | 0 | 0 | 0 | 0 | 790.73 | 754.2735 | 805.0323 | 844.308 | 0 | 0 | 0 | 0 | -2.2351 | 9.0104 | 19.6514 | 23.1271 | 1.9717 | 2.3781 | -0.48402 | 4.5431 | 1569.1591 | 1726.8558 | 1840.7025 | 1832.1287 | 0.40839 | 0.42225 | 0.40697 | 0.39265 | 640.8259 | 729.1635 | 749.1105 | 719.3793 | 0.10001 | 0.12461 | 0.12331 | 0.12277 | 0.047498 | 0.045407 | 0.045605 | 0.044747 | 156.9308 | 215.186 | 226.9726 | 224.9307 | 74.532 | 78.4121 | 83.9452 | 81.9816
6 | 21 | 20 | 2434.6324 | 2552.2224 | 2663.1941 | 2703.396 | 80 | 63 | 0 | 0 | 0 | 0 | 0 | 0 | 0 | 0 | 0 | 0 | 582.7509 | 549.6714 | 598.596 | 634.9403 | 0 | 0 | 0 | 0 | 0.84279 | 11.9832 | 0.80744 | 40.7392 | 3.0504 | 25.9108 | 25.9112 | 34.9392 | 1767.9883 | 1901.657 | 2037.8795 | 1992.7774 | 0.40942 | 0.43553 | 0.40598 | 0.39629 | 723.8553 | 828.2264 | 827.3448 | 789.7148 | 0.10025 | 0.1246 | 0.12337 | 0.12275 | 0.047619 | 0.04531 | 0.04563 | 0.044849 | 177.2382 | 236.938 | 251.4182 | 244.6173 | 84.19 | 86.1633 | 92.989 | 89.3737
6 | 21 | 21 | 2393.4039 | 2510.3941 | 2620.6152 | 2660.559 | 80 | 63 | 0 | 0 | 0 | 0 | 0 | 0 | 0 | 0 | 0 | 0 | 668.5868 | 653.5533 | 701.4302 | 739.7099 | 0 | 0 | 0 | 0 | 3.0822 | 24.4592 | 16.6515 | 27.9019 | 2.645 | 23.5199 | 22.7961 | 36.4322 | 1639.0899 | 1745.8617 | 1879.7373 | 1856.5149 | 0.4094 | 0.43476 | 0.40586 | 0.39679 | 671.041 | 759.0363 | 762.9163 | 736.6506 | 0.099944 | 0.12452 | 0.12326 | 0.12262 | 0.047525 | 0.0452 | 0.045607 | 0.044782 | 163.8168 | 217.4033 | 231.703 | 227.6451 | 77.8983 | 78.9123 | 85.7284 | 83.1381
6 | 21 | 22 | 2164.5232 | 2272.4255 | 2374.3671 | 2412.2682 | 80 | 63 | 0 | 0 | 0 | 0 | 0 | 0 | 0 | 0 | 0 | 0 | 677.7983 | 671.1564 | 719.8006 | 752.2835 | 0 | 0 | 0 | 0 | 9.3371 | 48.1291 | 76.7922 | 32.5006 | 2.9415 | 12.3873 | 8.2287 | 35.3658 | 1394.4462 | 1477.7527 | 1569.5456 | 1592.1184 | 0.40731 | 0.42231 | 0.40449 | 0.39511 | 567.9751 | 624.0717 | 634.8729 | 629.0648 | 0.099763 | 0.12434 | 0.12277 | 0.12237 | 0.047398 | 0.044674 | 0.044754 | 0.044299 | 139.1145 | 183.7488 | 192.6916 | 194.8333 | 66.0941 | 66.017 | 70.2427 | 70.5297
6 | 21 | 23 | 1939.2462 | 2037.4658 | 2130.428 | 2165.6202 | 80 | 63 | 0 | 0 | 0 | 0 | 0 | 0 | 0 | 0 | 0 | 0 | 647.8255 | 641.0724 | 690.2463 | 717.572 | 0 | 0 | 0 | 0 | 14.2019 | 57.4548 | 37.4534 | 22.5271 | 7.6943 | 17.7368 | 15.9373 | 29.4297 | 1189.5245 | 1258.2018 | 1386.791 | 1396.0914 | 0.40299 | 0.42067 | 0.40353 | 0.39408 | 479.3611 | 529.2927 | 559.6095 | 550.1735 | 0.099519 | 0.12334 | 0.12188 | 0.12195 | 0.047481 | 0.043666 | 0.043968 | 0.043796 | 118.3805 | 155.1861 | 169.0251 | 170.2582 | 56.4801 | 54.9408 | 60.9748 | 61.1435
6 | 21 | 24 | 1770.9606 | 1853.7747 | 1930.6043 | 1955.5591 | 80 | 63 | 0 | 0 | 0 | 0 | 0 | 0 | 0 | 0 | 0 | 0 | 614.8446 | 604.6223 | 653.8657 | 678.7321 | 0 | 0 | 0 | 0 | 11.6555 | 15.2082 | 35.8045 | 78.1747 | 7.6069 | 15.5812 | 16.396 | 27.3726 | 1056.8536 | 1155.363 | 1224.5381 | 1171.2798 | 0.40134 | 0.42366 | 0.4104 | 0.39542 | 424.1622 | 489.4798 | 502.5548 | 463.1419 | 0.10035 | 0.12315 | 0.12176 | 0.12179 | 0.048041 | 0.043511 | 0.043756 | 0.043496 | 106.0602 | 142.284 | 149.1042 | 142.6553 | 50.7719 | 50.271 | 53.5809 | 50.9459
6 | 22 | 1 | 1669.0493 | 1738.8764 | 1801.5971 | 1816.4336 | 80 | 63 | 0 | 0 | 0 | 0 | 0 | 0 | 0 | 0 | 0 | 0 | 573.5892 | 559.2306 | 607.5303 | 630.6852 | 0 | 0 | 0 | 0 | -2.9958 | 49.5133 | 35.5797 | 13.7547 | 0.30088 | 17.5825 | 16.8008 | 31.4718 | 1018.155 | 1049.5501 | 1141.6863 | 1140.5218 | 0.4071 | 0.42843 | 0.41669 | 0.39372 | 414.4952 | 449.6617 | 475.7284 | 449.0442 | 0.10062 | 0.12317 | 0.12176 | 0.12176 | 0.048187 | 0.04356 | 0.04382 | 0.04354 | 102.45 | 129.272 | 139.0118 | 138.8646 | 49.0615 | 45.718 | 50.0283 | 49.6578
6 | 22 | 2 | 1598.6358 | 1657.3644 | 1708.1932 | 1714.536 | 80 | 63 | 0 | 0 | 0 | 0 | 0 | 0 | 0 | 0 | 0 | 0 | 513.5607 | 494.6846 | 541.0747 | 561.4167 | 0 | 0 | 0 | 0 | -2.5252 | 15.6096 | 11.1167 | 7.635 | -1.0884 | 17.7429 | 20.2977 | 20.5905 | 1008.6887 | 1066.3273 | 1135.7041 | 1124.8939 | 0.40672 | 0.42869 | 0.41639 | 0.39335 | 410.2503 | 457.1205 | 472.8901 | 442.4754 | 0.10087 | 0.12323 | 0.12176 | 0.12179 | 0.048351 | 0.043628 | 0.043704 | 0.0434 | 101.7459 | 131.4006 | 138.28 | 136.9955 | 48.7709 | 46.5216 | 49.6349 | 48.8201
6 | 22 | 3 | 1551.0202 | 1600.2322 | 1640.7968 | 1639.5763 | 80 | 63 | 0 | 0 | 0 | 0 | 0 | 0 | 0 | 0 | 0 | 0 | 432.5485 | 405.8886 | 449.4947 | 467.3257 | 0 | 0 | 0 | 0 | -3.2596 | 13.6825 | 24.9347 | 3.6441 | -1.1661 | 19.4874 | 10.7617 | 6.8153 | 1042.8974 | 1098.1738 | 1155.6056 | 1161.7912 | 0.40558 | 0.42977 | 0.41648 | 0.39426 | 422.9794 | 471.9638 | 481.2918 | 458.047 | 0.10067 | 0.1232 | 0.12174 | 0.12179 | 0.04805 | 0.043159 | 0.043515 | 0.043176 | 104.9924 | 135.2902 | 140.6831 | 141.4949 | 50.111 | 47.396 | 50.2857 | 50.1619
6 | 22 | 4 | 1567.9696 | 1610.6136 | 1643.5422 | 1635.4073 | 80 | 63 | 0 | 0 | 0 | 0 | 0 | 0 | 0 | 0 | 0 | 0 | 344.3837 | 308.8535 | 347.3119 | 365.4717 | 0 | 0 | 0 | 0 | -2.7373 | 36.7621 | 39.3185 | 6.2885 | -0.65183 | 22.2593 | 18.9486 | 14.4484 | 1146.975 | 1179.7387 | 1237.9632 | 1249.1988 | 0.40646 | 0.42931 | 0.41675 | 0.39303 | 466.1972 | 506.4732 | 515.9255 | 490.969 | 0.10013 | 0.12316 | 0.12171 | 0.12177 | 0.047605 | 0.043086 | 0.043683 | 0.04331 | 114.8453 | 145.2933 | 150.6743 | 152.1096 | 54.602 | 50.8301 | 54.0783 | 54.1029
6 | 22 | 5 | 1608.8823 | 1647.5046 | 1675.4944 | 1662.244 | 80 | 63 | 0 | 0 | 0 | 0 | 0 | 0 | 0 | 0 | 0 | 0 | 307.8996 | 275.9009 | 308.5385 | 324.6957 | 0 | 0 | 0 | 0 | -3.4836 | 43.1769 | 22.1865 | 10.8666 | -0.69788 | 15.7892 | 21.5172 | 30.2462 | 1225.1642 | 1249.6376 | 1323.2522 | 1296.4355 | 0.40796 | 0.42719 | 0.41626 | 0.3916 | 499.8209 | 533.8271 | 550.8123 | 507.6841 | 0.099766 | 0.12314 | 0.12168 | 0.12176 | 0.047471 | 0.04337 | 0.043898 | 0.043431 | 122.2298 | 153.8775 | 161.0143 | 157.86 | 58.1597 | 54.1965 | 58.0879 | 56.305
6 | 22 | 6 | 1684.6458 | 1718.4863 | 1740.5585 | 1720.8221 | 80 | 63 | 0 | 0 | 0 | 0 | 0 | 0 | 0 | 0 | 0 | 0 | 633.0962 | 605.0334 | 631.8748 | 648.0409 | 0 | 0 | 0 | 0 | -3.7607 | -10.7345 | -6.8554 | 5.3301 | 2.0944 | 3.0648 | -0.72525 | 3.7218 | 973.2159 | 1058.1226 | 1116.2643 | 1063.7293 | 0.40606 | 0.43154 | 0.41548 | 0.38797 | 395.1858 | 456.6209 | 463.7869 | 412.6916 | 0.10029 | 0.12329 | 0.12183 | 0.12193 | 0.047855 | 0.043715 | 0.043199 | 0.043012 | 97.6024 | 130.4542 | 135.9963 | 129.7044 | 46.5729 | 46.2559 | 48.2214 | 45.753
6 | 22 | 7 | 1853.8455 | 1891.2102 | 1916.5475 | 1896.8223 | 80 | 63 | 0 | 0 | 0 | 0 | 0 | 0 | 0 | 0 | 0 | 0 | 958.2269 | 941.6739 | 969.5404 | 990.7572 | 0 | 0 | 0 | 0 | -1.6075 | -14.3551 | -15.4907 | 4.4598 | 1.8184 | -2.5066 | -4.0984 | -4.4084 | 815.4077 | 903.398 | 966.5963 | 906.0136 | 0.39763 | 0.41039 | 0.41696 | 0.37762 | 324.2278 | 370.7465 | 403.0291 | 342.1299 | 0.10263 | 0.12462 | 0.12286 | 0.12445 | 0.049859 | 0.045686 | 0.044449 | 0.048037 | 83.6851 | 112.5779 | 118.7574 | 112.7542 | 40.655 | 41.2728 | 42.9638 | 43.5217
6 | 22 | 8 | 2023.1198 | 2067.4378 | 2100.7486 | 2086.0319 | 80 | 63 | 0 | 0 | 0 | 0 | 0 | 0 | 0 | 0 | 0 | 0 | 1246.8986 | 1296.6145 | 1377.6875 | 1448.3344 | 0 | 0 | 0 | 0 | -1.4396 | -16.4259 | -28.5652 | 63.3853 | -1.3331 | -3.9499 | -5.9198 | -26.1916 | 698.994 | 728.1992 | 757.5461 | 600.5038 | 0.39542 | 0.54534 | 0.3925 | 0.14136 | 276.393 | 397.1136 | 297.3337 | 84.8896 | 0.10486 | 0.12517 | 0.12386 | 0.12721 | 0.052485 | 0.056601 | 0.046895 | 0.056459 | 73.2951 | 91.1497 | 93.8285 | 76.3921 | 36.6864 | 41.2167 | 35.525 | 33.9038
6 | 22 | 9 | 2180.0124 | 2235.1631 | 2280.9129 | 2275.2252 | 80 | 63 | 0 | 0 | 0 | 0 | 0 | 0 | 0 | 0 | 0 | 0 | 1439.8425 | 1557.6316 | 1695.4763 | 1817.4349 | 0 | 0 | 0 | 0 | -1.3615 | -18.77 | -35.5664 | -81.9746 | 0.66353 | -13.2925 | -9.0856 | -35.9042 | 660.8679 | 646.594 | 630.0886 | 575.6691 | 0.3881 | 0.022118 | 0.022118 | 0.021036 | 256.4828 | 14.3012 | 13.9362 | 12.1099 | 0.1048 | 0.12509 | 0.12371 | 0.12537 | 0.052609 | 0.049303 | 0.047265 | 0.054044 | 69.2615 | 80.8803 | 77.9465 | 72.1744 | 34.7678 | 31.8788 | 29.7811 | 31.1115
6 | 22 | 10 | 2304.4997 | 2365.3734 | 2416.2335 | 2411.8428 | 80 | 63 | 0 | 0 | 0 | 0 | 0 | 0 | 0 | 0 | 0 | 0 | 1547.9881 | 1716.1724 | 1896.6418 | 2055.7587 | 0 | 0 | 0 | 0 | -1.8166 | -23.9901 | -26.4529 | -69.9881 | -0.29347 | -31.1151 | -30.3658 | -38.2696 | 678.6217 | 641.3062 | 576.4104 | 464.3417 | 0.39518 | 0.022118 | 0.022118 | 0.022118 | 268.1803 | 14.1843 | 12.749 | 10.2702 | 0.10493 | 0.12388 | 0.12371 | 0.12482 | 0.053126 | 0.04685 | 0.047411 | 0.054693 | 71.205 | 79.4436 | 71.3096 | 57.9582 | 36.0526 | 30.0454 | 27.3283 | 25.3963
6 | 22 | 11 | 2374.9837 | 2439.5059 | 2492.6569 | 2487.1974 | 80 | 63 | 0 | 0 | 0 | 0 | 0 | 0 | 0 | 0 | 0 | 0 | 1597.2323 | 1795.5775 | 2003.6403 | 2185.5169 | 0 | 0 | 0 | 0 | -4.9965 | -68.8642 | -59.8273 | -73.9739 | -4.5837 | -26.8681 | -27.2791 | -39.2253 | 707.3316 | 676.6607 | 576.123 | 414.8797 | 0.39679 | 0.022118 | 0.022118 | 0.022118 | 280.6636 | 14.9662 | 12.7426 | 9.1762 | 0.10508 | 0.12475 | 0.1237 | 0.12473 | 0.054511 | 0.049155 | 0.047529 | 0.054791 | 74.3234 | 84.4135 | 71.2671 | 51.7473 | 38.5574 | 33.2613 | 27.3824 | 22.7318
6 | 22 | 12 | 2425.9352 | 2493.9712 | 2549.7605 | 2544.3488 | 80 | 63 | 0 | 0 | 0 | 0 | 0 | 0 | 0 | 0 | 0 | 0 | 1599.1572 | 1813.5916 | 2034.2508 | 2226.4814 | 0 | 0 | 0 | 0 | -5.953 | -63.21 | -85.1792 | -76.1534 | -4.2867 | -36.3566 | -22.2043 | -39.2437 | 757.0176 | 716.9461 | 622.8932 | 433.2644 | 0.39234 | 0.022118 | 0.022118 | 0.022118 | 297.011 | 15.8573 | 13.7771 | 9.5828 | 0.1061 | 0.126 | 0.12363 | 0.12476 | 0.05425 | 0.047139 | 0.047545 | 0.054996 | 80.3207 | 90.3347 | 77.0096 | 54.0545 | 41.0679 | 33.7965 | 29.6156 | 23.8278
6 | 22 | 13 | 2508.7697 | 2584.4556 | 2647.7939 | 2646.5198 | 80 | 63 | 0 | 0 | 0 | 0 | 0 | 0 | 0 | 0 | 0 | 0 | 1612.1589 | 1827.0764 | 2048.5103 | 2242.1493 | 0 | 0 | 0 | 0 | -6.3022 | -62.3817 | -33.853 | -81.9948 | -5.0094 | -34.1785 | -32.9557 | -38.1567 | 827.9224 | 790.9394 | 666.0924 | 524.522 | 0.39433 | 0.022118 | 0.022118 | 0.022118 | 326.4731 | 17.4938 | 14.7325 | 11.6012 | 0.10585 | 0.12607 | 0.12362 | 0.12461 | 0.053834 | 0.047317 | 0.047312 | 0.05437 | 87.6374 | 99.7146 | 82.3422 | 65.3601 | 44.5707 | 37.4248 | 31.5141 | 28.518
6 | 22 | 14 | 2577.6085 | 2660.215 | 2730.8638 | 2734.3959 | 80 | 63 | 0 | 0 | 0 | 0 | 0 | 0 | 0 | 0 | 0 | 0 | 1610.9302 | 1806.4456 | 2024.2617 | 2211.8059 | 0 | 0 | 0 | 0 | -5.1761 | -50.3723 | -49.0536 | -58.9444 | -4.1895 | -32.1375 | -36.7597 | -38.1567 | 896.0438 | 873.2792 | 792.4154 | 619.6912 | 0.39259 | 0.022448 | 0.022118 | 0.021917 | 351.7761 | 19.6032 | 17.5265 | 13.5815 | 0.10333 | 0.12622 | 0.12352 | 0.12494 | 0.050799 | 0.041324 | 0.046765 | 0.05208 | 92.5839 | 110.2232 | 97.8801 | 77.4252 | 45.5182 | 36.087 | 37.0571 | 32.2734
6 | 22 | 15 | 2621.2559 | 2709.6651 | 2786.366 | 2793.9253 | 80 | 63 | 0 | 0 | 0 | 0 | 0 | 0 | 0 | 0 | 0 | 0 | 1632.3373 | 1791.3846 | 1998.9701 | 2173.0738 | 0 | 0 | 0 | 0 | -3.5068 | -73.9784 | -48.886 | -59.276 | -6.2485 | -30.1425 | -32.3891 | -38.1567 | 918.6739 | 959.4014 | 868.6711 | 718.2842 | 0.38933 | 0.022983 | 0.021613 | 0.020742 | 357.6646 | 22.0503 | 18.7746 | 14.8983 | 0.10202 | 0.12624 | 0.12336 | 0.12491 | 0.049384 | 0.046185 | 0.046049 | 0.049947 | 93.7268 | 121.1157 | 107.163 | 89.7227 | 45.3681 | 44.3096 | 40.0015 | 35.8763
6 | 22 | 16 | 2632.2198 | 2730.4319 | 2818.1824 | 2834.9396 | 80 | 63 | 0 | 0 | 0 | 0 | 0 | 0 | 0 | 0 | 0 | 0 | 1603.626 | 1706.1763 | 1889.1988 | 2039.7597 | 0 | 0 | 0 | 0 | -1.4255 | -21.7558 | -7.2403 | -35.4959 | -6.0928 | -22.8758 | -13.171 | -37.909 | 956.1121 | 1005.8872 | 949.3949 | 868.5848 | 0.39725 | 0.023616 | 0.020937 | 0.02146 | 379.8176 | 23.7547 | 19.877 | 18.6402 | 0.1011 | 0.12441 | 0.12269 | 0.12339 | 0.048884 | 0.044949 | 0.044678 | 0.045872 | 96.665 | 125.1416 | 116.4812 | 107.1752 | 46.7384 | 45.2132 | 42.4167 | 39.8436
6 | 22 | 17 | 2594.0179 | 2700.3793 | 2797.6137 | 2823.1577 | 80 | 63 | 0 | 0 | 0 | 0 | 0 | 0 | 0 | 0 | 0 | 0 | 1515.8607 | 1572.8528 | 1712.4693 | 1828.2117 | 0 | 0 | 0 | 0 | -1.2466 | -13.3686 | -37.4523 | 29.4701 | -5.3476 | -7.0394 | -7.3025 | -7.3189 | 1004.7513 | 1084.9345 | 1129.8993 | 972.7948 | 0.40602 | 0.342 | 0.42749 | 0.2585 | 407.9503 | 371.0511 | 483.0185 | 251.4646 | 0.10015 | 0.12392 | 0.12219 | 0.12278 | 0.047543 | 0.044642 | 0.043637 | 0.043767 | 100.6231 | 134.4419 | 138.0655 | 119.4435 | 47.7684 | 48.4339 | 49.3056 | 42.576
6 | 22 | 18 | 2531.4369 | 2645.3838 | 2751.8081 | 2786.5711 | 80 | 63 | 0 | 0 | 0 | 0 | 0 | 0 | 0 | 0 | 0 | 0 | 1184.1609 | 1189.3791 | 1268.9423 | 1333.9645 | 0 | 0 | 0 | 0 | -1.4172 | -11.8497 | -32.4546 | -5.0454 | -2.3502 | -5.1186 | -5.3636 | -4.3752 | 1271.0434 | 1409.973 | 1520.6841 | 1462.0273 | 0.4027 | 0.42494 | 0.41159 | 0.40375 | 511.8434 | 599.1506 | 625.8943 | 590.2915 | 0.099893 | 0.12352 | 0.12198 | 0.12226 | 0.047344 | 0.043719 | 0.043481 | 0.043375 | 126.9678 | 174.1542 | 185.491 | 178.7441 | 60.1757 | 61.6431 | 66.1212 | 63.4156
6 | 22 | 19 | 2442.4242 | 2558.4803 | 2668.024 | 2707.3013 | 80 | 63 | 0 | 0 | 0 | 0 | 0 | 0 | 0 | 0 | 0 | 0 | 813.5265 | 793.0108 | 842.0262 | 878.6377 | 0 | 0 | 0 | 0 | -2.2351 | 9.0104 | 19.6514 | 23.1271 | 1.9717 | 2.3781 | -0.48402 | 4.5431 | 1549.1611 | 1691.081 | 1806.8305 | 1800.9934 | 0.40839 | 0.42225 | 0.40697 | 0.39265 | 632.6589 | 714.0576 | 735.3256 | 707.1542 | 0.10001 | 0.12461 | 0.12331 | 0.12277 | 0.047498 | 0.045407 | 0.045605 | 0.044747 | 154.9308 | 210.7281 | 222.7959 | 221.1083 | 73.5821 | 76.7876 | 82.4004 | 80.5884
6 | 22 | 20 | 2423.718 | 2540.6686 | 2651.0188 | 2690.938 | 80 | 63 | 0 | 0 | 0 | 0 | 0 | 0 | 0 | 0 | 0 | 0 | 656.5982 | 641.2688 | 688.4859 | 726.2624 | 0 | 0 | 0 | 0 | 0.84279 | 11.9832 | 0.80744 | 40.7392 | 3.0504 | 25.9108 | 25.9112 | 34.9392 | 1683.2266 | 1798.5057 | 1935.8143 | 1888.9973 | 0.40942 | 0.43553 | 0.40598 | 0.39629 | 689.1519 | 783.3011 | 785.9081 | 748.588 | 0.10025 | 0.1246 | 0.12337 | 0.12275 | 0.047619 | 0.04531 | 0.04563 | 0.044849 | 168.741 | 224.0858 | 238.8261 | 231.8781 | 80.1537 | 81.4896 | 88.3317 | 84.7193
6 | 22 | 21 | 2358.212 | 2473.1404 | 2581.3577 | 2620.3899 | 80 | 63 | 0 | 0 | 0 | 0 | 0 | 0 | 0 | 0 | 0 | 0 | 616.463 | 590.9309 | 637.261 | 677.1896 | 0 | 0 | 0 | 0 | 3.0822 | 24.4592 | 16.6515 | 27.9019 | 2.645 | 23.5199 | 22.7961 | 36.4322 | 1656.0217 | 1771.2305 | 1904.6491 | 1878.8662 | 0.4094 | 0.43476 | 0.40586 | 0.39679 | 677.9729 | 770.0657 | 773.027 | 745.5194 | 0.099944 | 0.12452 | 0.12326 | 0.12262 | 0.047525 | 0.0452 | 0.045607 | 0.044782 | 165.5091 | 220.5623 | 234.7737 | 230.3858 | 78.7029 | 80.0589 | 86.8645 | 84.139
6 | 22 | 22 | 2171.7994 | 2280.128 | 2382.484 | 2420.5736 | 80 | 63 | 0 | 0 | 0 | 0 | 0 | 0 | 0 | 0 | 0 | 0 | 589.5308 | 559.5645 | 605.5145 | 645.2013 | 0 | 0 | 0 | 0 | 9.3371 | 48.1291 | 76.7922 | 32.5006 | 2.9415 | 12.3873 | 8.2287 | 35.3658 | 1489.99 | 1597.0471 | 1691.9486 | 1707.5059 | 0.40731 | 0.42231 | 0.40449 | 0.39511 | 606.8912 | 674.4511 | 684.3843 | 674.6558 | 0.099763 | 0.12434 | 0.12277 | 0.12237 | 0.047398 | 0.044674 | 0.044754 | 0.044299 | 148.6462 | 198.5823 | 207.7189 | 208.9537 | 70.6227 | 71.3463 | 75.7206 | 75.6413
6 | 22 | 23 | 1974.6481 | 2074.9416 | 2169.9196 | 2206.0288 | 80 | 63 | 0 | 0 | 0 | 0 | 0 | 0 | 0 | 0 | 0 | 0 | 574.5239 | 544.4151 | 590.8344 | 627.8118 | 0 | 0 | 0 | 0 | 14.2019 | 57.4548 | 37.4534 | 22.5271 | 7.6943 | 17.7368 | 15.9373 | 29.4297 | 1298.2279 | 1392.335 | 1525.6945 | 1526.2602 | 0.40299 | 0.42067 | 0.40353 | 0.39408 | 523.167 | 585.7191 | 615.6611 | 601.4706 | 0.099519 | 0.12334 | 0.12188 | 0.12195 | 0.047481 | 0.043666 | 0.043968 | 0.043796 | 129.1986 | 171.7301 | 185.955 | 186.1328 | 61.6415 | 60.7979 | 67.0821 | 66.8443
6 | 22 | 24 | 1807.9716 | 1892.954 | 1971.891 | 1997.8045 | 80 | 63 | 0 | 0 | 0 | 0 | 0 | 0 | 0 | 0 | 0 | 0 | 556.3543 | 527.0769 | 574.727 | 606.6848 | 0 | 0 | 0 | 0 | 11.6555 | 15.2082 | 35.8045 | 78.1747 | 7.6069 | 15.5812 | 16.396 | 27.3726 | 1152.3549 | 1272.0877 | 1344.9635 | 1285.5724 | 0.40134 | 0.42366 | 0.4104 | 0.39542 | 462.4911 | 538.9312 | 551.9779 | 508.335 | 0.10035 | 0.12315 | 0.12176 | 0.12179 | 0.048041 | 0.043511 | 0.043756 | 0.043496 | 115.6442 | 156.6587 | 163.7677 | 156.5755 | 55.3598 | 55.3498 | 58.8502 | 55.9172
6 | 23 | 1 | 1680.3135 | 1750.8005 | 1814.1626 | 1829.2909 | 80 | 63 | 0 | 0 | 0 | 0 | 0 | 0 | 0 | 0 | 0 | 0 | 530.5719 | 502.4987 | 550.5554 | 577.2657 | 0 | 0 | 0 | 0 | -2.9958 | 49.5133 | 35.5797 | 13.7547 | 0.30088 | 17.5825 | 16.8008 | 31.4718 | 1072.4365 | 1118.2061 | 1211.2267 | 1206.7986 | 0.4071 | 0.42843 | 0.41669 | 0.39372 | 436.5934 | 479.0762 | 504.7052 | 475.1386 | 0.10062 | 0.12317 | 0.12176 | 0.12176 | 0.048187 | 0.04356 | 0.04382 | 0.04354 | 107.912 | 137.7283 | 147.4791 | 146.9341 | 51.6771 | 48.7086 | 53.0755 | 52.5435
6 | 23 | 2 | 1601.3644 | 1660.2529 | 1711.237 | 1717.6505 | 80 | 63 | 0 | 0 | 0 | 0 | 0 | 0 | 0 | 0 | 0 | 0 | 507.248 | 482.4573 | 529.4779 | 552.0489 | 0 | 0 | 0 | 0 | -2.5252 | 15.6096 | 11.1167 | 7.635 | -1.0884 | 17.7429 | 20.2977 | 20.5905 | 1017.7301 | 1081.4429 | 1150.3447 | 1137.3761 | 0.40672 | 0.42869 | 0.41639 | 0.39335 | 413.9276 | 463.6004 | 478.9863 | 447.3853 | 0.10087 | 0.12323 | 0.12176 | 0.12179 | 0.048351 | 0.043628 | 0.043704 | 0.0434 | 102.6579 | 133.2632 | 140.0627 | 138.5156 | 49.2081 | 47.1811 | 50.2748 | 49.3618
6 | 23 | 3 | 1545.9128 | 1594.8256 | 1635.0994 | 1633.7466 | 80 | 63 | 0 | 0 | 0 | 0 | 0 | 0 | 0 | 0 | 0 | 0 | 483.6213 | 459.5142 | 505.7284 | 525.4661 | 0 | 0 | 0 | 0 | -3.2596 | 13.6825 | 24.9347 | 3.6441 | -1.1661 | 19.4874 | 10.7617 | 6.8153 | 986.7172 | 1039.1416 | 1093.6746 | 1097.8212 | 0.40558 | 0.42977 | 0.41648 | 0.39426 | 400.1937 | 446.5934 | 455.4984 | 432.8262 | 0.10067 | 0.1232 | 0.12174 | 0.12179 | 0.04805 | 0.043159 | 0.043515 | 0.043176 | 99.3366 | 128.0177 | 133.1436 | 133.704 | 47.4115 | 44.8483 | 47.5908 | 47.3999
6 | 23 | 4 | 1543.4122 | 1584.6175 | 1616.1478 | 1607.3768 | 80 | 63 | 0 | 0 | 0 | 0 | 0 | 0 | 0 | 0 | 0 | 0 | 459.8573 | 439.3513 | 483.0484 | 500.772 | 0 | 0 | 0 | 0 | -2.7373 | 36.7621 | 39.3185 | 6.2885 | -0.65183 | 22.2593 | 18.9486 | 14.4484 | 1006.944 | 1023.2448 | 1074.8323 | 1085.868 | 0.40646 | 0.42931 | 0.41675 | 0.39303 | 409.2805 | 439.2888 | 447.9401 | 426.7756 | 0.10013 | 0.12316 | 0.12171 | 0.12177 | 0.047605 | 0.043086 | 0.043683 | 0.04331 | 100.8241 | 126.02 | 130.8194 | 132.2215 | 47.9358 | 44.0875 | 46.9522 | 47.029
6 | 23 | 5 | 1567.4636 | 1603.6593 | 1629.2908 | 1614.9675 | 80 | 63 | 0 | 0 | 0 | 0 | 0 | 0 | 0 | 0 | 0 | 0 | 385.598 | 354.8171 | 395.4041 | 410.7512 | 0 | 0 | 0 | 0 | -3.4836 | 43.1769 | 22.1865 | 10.8666 | -0.69788 | 15.7892 | 21.5172 | 30.2462 | 1106.0471 | 1126.8761 | 1190.1829 | 1163.1035 | 0.40796 | 0.42719 | 0.41626 | 0.3916 | 451.2256 | 481.3851 | 495.4214 | 455.4713 | 0.099766 | 0.12314 | 0.12168 | 0.12176 | 0.047471 | 0.04337 | 0.043898 | 0.043431 | 110.3459 | 138.761 | 144.8223 | 141.6249 | 52.5051 | 48.8724 | 52.2465 | 50.5143
6 | 23 | 6 | 1549.6852 | 1575.6188 | 1590.0064 | 1566.7742 | 80 | 63 | 0 | 0 | 0 | 0 | 0 | 0 | 0 | 0 | 0 | 0 | 712.1643 | 676.823 | 716.2106 | 730.2319 | 0 | 0 | 0 | 0 | -3.7607 | -10.7345 | -6.8554 | 5.3301 | 2.0944 | 3.0648 | -0.72525 | 3.7218 | 759.1872 | 843.4656 | 881.3764 | 827.4905 | 0.40606 | 0.43154 | 0.41548 | 0.38797 | 308.2769 | 363.9881 | 366.1954 | 321.0388 | 0.10029 | 0.12329 | 0.12183 | 0.12193 | 0.047855 | 0.043715 | 0.043199 | 0.043012 | 76.1378 | 103.9895 | 107.3796 | 100.899 | 36.3306 | 36.8722 | 38.0745 | 35.592
6 | 23 | 7 | 1637.0269 | 1661.6891 | 1674.6808 | 1649.3394 | 80 | 63 | 0 | 0 | 0 | 0 | 0 | 0 | 0 | 0 | 0 | 0 | 1046.1406 | 1013.0826 | 1056.6096 | 1077.7538 | 0 | 0 | 0 | 0 | -1.6075 | -14.3551 | -15.4907 | 4.4598 | 1.8184 | -2.5066 | -4.0984 | -4.4084 | 510.6754 | 602.4682 | 637.6603 | 571.5343 | 0.39763 | 0.41039 | 0.41696 | 0.37762 | 203.0582 | 247.2476 | 265.8769 | 215.8234 | 0.10263 | 0.12462 | 0.12286 | 0.12445 | 0.049859 | 0.045686 | 0.044449 | 0.048037 | 52.4105 | 75.0772 | 78.3439 | 71.1279 | 25.4615 | 27.5245 | 28.343 | 27.4545
6 | 23 | 8 | 1774.7474 | 1804.5144 | 1823.6828 | 1802.5327 | 80 | 63 | 0 | 0 | 0 | 0 | 0 | 0 | 0 | 0 | 0 | 0 | 1322.9058 | 1355.6149 | 1453.7054 | 1523.7137 | 0 | 0 | 0 | 0 | -1.4396 | -16.4259 | -28.5652 | 63.3853 | -1.3331 | -3.9499 | -5.9198 | -26.1916 | 374.6144 | 406.2752 | 404.4624 | 241.6253 | 0.39542 | 0.54534 | 0.3925 | 0.14136 | 148.1283 | 221.5568 | 158.7498 | 34.1571 | 0.10486 | 0.12517 | 0.12386 | 0.12721 | 0.052485 | 0.056601 | 0.046895 | 0.056459 | 39.2813 | 50.854 | 50.0961 | 30.738 | 19.6615 | 22.9955 | 18.9672 | 13.6419
6 | 23 | 9 | 1907.1526 | 1946.3176 | 1976.5308 | 1963.7754 | 80 | 63 | 0 | 0 | 0 | 0 | 0 | 0 | 0 | 0 | 0 | 0 | 1524.3359 | 1624.6642 | 1778.8133 | 1900.1578 | 0 | 0 | 0 | 0 | -1.3615 | -18.77 | -35.5664 | -81.9746 | 0.66353 | -13.2925 | -9.0856 | -35.9042 | 303.5147 | 290.716 | 242.3695 | 181.4964 | 0.3881 | 0.022118 | 0.022118 | 0.021036 | 117.7941 | 6.43 | 5.3607 | 3.818 | 0.1048 | 0.12509 | 0.12371 | 0.12537 | 0.052609 | 0.049303 | 0.047265 | 0.054044 | 31.8095 | 36.3647 | 29.9829 | 22.7551 | 15.9677 | 14.3331 | 11.4556 | 9.8088
6 | 23 | 10 | 2031.7099 | 2076.602 | 2111.9294 | 2100.4729 | 80 | 63 | 0 | 0 | 0 | 0 | 0 | 0 | 0 | 0 | 0 | 0 | 1686.5976 | 1832.1924 | 2031.3203 | 2193.8397 | 0 | 0 | 0 | 0 | -1.8166 | -23.9901 | -26.4529 | -69.9881 | -0.29347 | -31.1151 | -30.3658 | -38.2696 | 267.2224 | 236.5148 | 137.4278 | 14.8908 | 0.39518 | 0.022118 | 0.022118 | 0.022118 | 105.602 | 5.2312 | 3.0396 | 0.32935 | 0.10493 | 0.12388 | 0.12371 | 0.12482 | 0.053126 | 0.04685 | 0.047411 | 0.054693 | 28.0386 | 29.2989 | 17.0016 | 1.8586 | 14.1965 | 11.0808 | 6.5156 | 0.81442
6 | 23 | 11 | 2101.5643 | 2150.068 | 2187.6504 | 2175.1087 | 80 | 63 | 0 | 0 | 0 | 0 | 0 | 0 | 0 | 0 | 0 | 0 | 1769.9692 | 1942.4554 | 2173.1502 | 2360.224 | 0 | 0 | 0 | 0 | -4.9965 | -68.8642 | -59.8273 | -73.9739 | -4.5837 | -26.8681 | -27.2791 | -39.2253 | 261.1752 | 240.3449 | 101.6066 | -71.9161 | 0.39679 | 0.022118 | 0.022118 | 0.022118 | 103.6323 | 5.3159 | 2.2473 | -1.5906 | 0.10508 | 0.12475 | 0.1237 | 0.12473 | 0.054511 | 0.049155 | 0.047529 | 0.054791 | 27.4432 | 29.983 | 12.5689 | -8.97 | 14.2369 | 11.8142 | 4.8292 | -3.9404
6 | 23 | 12 | 2174.8342 | 2228.1593 | 2269.6508 | 2257.7351 | 80 | 63 | 0 | 0 | 0 | 0 | 0 | 0 | 0 | 0 | 0 | 0 | 1842.5878 | 2022.0502 | 2277.4143 | 2479.0798 | 0 | 0 | 0 | 0 | -5.953 | -63.21 | -85.1792 | -76.1534 | -4.2867 | -36.3566 | -22.2043 | -39.2437 | 262.486 | 242.6757 | 99.62 | -105.9477 | 0.39234 | 0.022118 | 0.022118 | 0.022118 | 102.9847 | 5.3674 | 2.2034 | -2.3433 | 0.1061 | 0.126 | 0.12363 | 0.12476 | 0.05425 | 0.047139 | 0.047545 | 0.054996 | 27.8502 | 30.577 | 12.3162 | -13.2181 | 14.2398 | 11.4396 | 4.7365 | -5.8267
6 | 23 | 13 | 2215.2006 | 2273.6875 | 2320.31 | 2311.4317 | 80 | 63 | 0 | 0 | 0 | 0 | 0 | 0 | 0 | 0 | 0 | 0 | 1907.0188 | 2074.801 | 2343.9353 | 2551.1076 | 0 | 0 | 0 | 0 | -6.3022 | -62.3817 | -33.853 | -81.9948 | -5.0094 | -34.1785 | -32.9557 | -38.1567 | 239.4934 | 232.4467 | 43.1834 | -119.5243 | 0.39433 | 0.022118 | 0.022118 | 0.022118 | 94.439 | 5.1412 | 0.95513 | -2.6436 | 0.10585 | 0.12607 | 0.12362 | 0.12461 | 0.053834 | 0.047317 | 0.047312 | 0.05437 | 25.3509 | 29.3048 | 5.3383 | -14.8938 | 12.893 | 10.9987 | 2.0431 | -6.4985
6 | 23 | 14 | 2236.3239 | 2298.936 | 2350.152 | 2344.8441 | 80 | 63 | 0 | 0 | 0 | 0 | 0 | 0 | 0 | 0 | 0 | 0 | 1930.8275 | 2073.3509 | 2337.1866 | 2543.0419 | 0 | 0 | 0 | 0 | -5.1761 | -50.3723 | -49.0536 | -58.9444 | -4.1895 | -32.1375 | -36.7597 | -38.1567 | 234.8619 | 245.0949 | 98.7787 | -101.0967 | 0.39259 | 0.022448 | 0.022118 | 0.021917 | 92.204 | 5.5018 | 2.1848 | -2.2157 | 0.10333 | 0.12622 | 0.12352 | 0.12494 | 0.050799 | 0.041324 | 0.046765 | 0.05208 | 24.2671 | 30.9353 | 12.2013 | -12.6312 | 11.9308 | 10.1282 | 4.6194 | -5.2651
6 | 23 | 15 | 2271.0159 | 2338.906 | 2395.6641 | 2394.1515 | 80 | 63 | 0 | 0 | 0 | 0 | 0 | 0 | 0 | 0 | 0 | 0 | 1858.8104 | 1976.9671 | 2220.4261 | 2417.0494 | 0 | 0 | 0 | 0 | -3.5068 | -73.9784 | -48.886 | -59.276 | -6.2485 | -30.1425 | -32.3891 | -38.1567 | 341.9608 | 403.0598 | 256.5132 | 74.5348 | 0.38933 | 0.022983 | 0.021613 | 0.020742 | 133.1346 | 9.2637 | 5.544 | 1.546 | 0.10202 | 0.12624 | 0.12336 | 0.12491 | 0.049384 | 0.046185 | 0.046049 | 0.049947 | 34.8882 | 50.8826 | 31.6446 | 9.3103 | 16.8875 | 18.6152 | 11.8122 | 3.7228
6 | 23 | 16 | 2289.1161 | 2367.2272 | 2435.4413 | 2443.3114 | 80 | 63 | 0 | 0 | 0 | 0 | 0 | 0 | 0 | 0 | 0 | 0 | 1895.1348 | 2001.4273 | 2214.3115 | 2387.3421 | 0 | 0 | 0 | 0 | -1.4255 | -21.7558 | -7.2403 | -35.4959 | -6.0928 | -22.8758 | -13.171 | -37.909 | 321.4996 | 347.4316 | 241.5411 | 129.3741 | 0.39725 | 0.023616 | 0.020937 | 0.02146 | 127.7164 | 8.2048 | 5.057 | 2.7764 | 0.1011 | 0.12441 | 0.12269 | 0.12339 | 0.048884 | 0.044949 | 0.044678 | 0.045872 | 32.5043 | 43.2237 | 29.6347 | 15.9636 | 15.7161 | 15.6165 | 10.7915 | 5.9346
6 | 23 | 17 | 2278.55 | 2366.4295 | 2445.7011 | 2463.0738 | 80 | 63 | 0 | 0 | 0 | 0 | 0 | 0 | 0 | 0 | 0 | 0 | 1680.7474 | 1741.6664 | 1899.4096 | 2028.2388 | 0 | 0 | 0 | 0 | -1.2466 | -13.3686 | -37.4523 | 29.4701 | -5.3476 | -7.0394 | -7.3025 | -7.3189 | 524.3967 | 582.1711 | 591.0463 | 412.6837 | 0.40602 | 0.342 | 0.42749 | 0.2585 | 212.9162 | 199.1044 | 252.6652 | 106.6775 | 0.10015 | 0.12392 | 0.12219 | 0.12278 | 0.047543 | 0.044642 | 0.043637 | 0.043767 | 52.5169 | 72.1409 | 72.2216 | 50.6709 | 24.9311 | 25.9894 | 25.7916 | 18.0618
6 | 23 | 18 | 2233.53 | 2330.0238 | 2419.4852 | 2446.5318 | 80 | 63 | 0 | 0 | 0 | 0 | 0 | 0 | 0 | 0 | 0 | 0 | 1267.8659 | 1263.4801 | 1355.2087 | 1429.5831 | 0 | 0 | 0 | 0 | -1.4172 | -11.8497 | -32.4546 | -5.0454 | -2.3502 | -5.1186 | -5.3636 | -4.3752 | 889.4315 | 1020.512 | 1102.0948 | 1026.3693 | 0.4027 | 0.42494 | 0.41159 | 0.40375 | 358.17 | 433.6539 | 453.6082 | 414.3952 | 0.099893 | 0.12352 | 0.12198 | 0.12226 | 0.047344 | 0.043719 | 0.043481 | 0.043375 | 88.8476 | 126.0495 | 134.432 | 125.4816 | 42.1089 | 44.6161 | 47.9204 | 44.5189
6 | 23 | 19 | 2156.691 | 2256.0073 | 2349.2813 | 2381.1574 | 80 | 63 | 0 | 0 | 0 | 0 | 0 | 0 | 0 | 0 | 0 | 0 | 806.8975 | 772.653 | 823.0738 | 864.705 | 0 | 0 | 0 | 0 | -2.2351 | 9.0104 | 19.6514 | 23.1271 | 1.9717 | 2.3781 | -0.48402 | 4.5431 | 1270.057 | 1408.9658 | 1507.0402 | 1488.7822 | 0.40839 | 0.42225 | 0.40697 | 0.39265 | 518.6761 | 594.9347 | 613.3199 | 584.5655 | 0.10001 | 0.12461 | 0.12331 | 0.12277 | 0.047498 | 0.045407 | 0.045605 | 0.044747 | 127.0177 | 175.5733 | 185.8295 | 182.778 | 60.3252 | 63.9775 | 68.7285 | 66.618
6 | 23 | 20 | 2158.4144 | 2259.822 | 2355.0657 | 2388.1129 | 80 | 63 | 0 | 0 | 0 | 0 | 0 | 0 | 0 | 0 | 0 | 0 | 621.5836 | 599.0333 | 645.9482 | 684.0937 | 0 | 0 | 0 | 0 | 0.84279 | 11.9832 | 0.80744 | 40.7392 | 3.0504 | 25.9108 | 25.9112 | 34.9392 | 1452.9375 | 1559.8946 | 1682.3989 | 1628.3409 | 0.40942 | 0.43553 | 0.40598 | 0.39629 | 594.8662 | 679.379 | 683.0257 | 645.2928 | 0.10025 | 0.1246 | 0.12337 | 0.12275 | 0.047619 | 0.04531 | 0.04563 | 0.044849 | 145.6548 | 194.3559 | 207.5617 | 199.8821 | 69.1876 | 70.6782 | 76.7683 | 73.0292
6 | 23 | 21 | 2133.3475 | 2235.1021 | 2330.5156 | 2363.7233 | 80 | 63 | 0 | 0 | 0 | 0 | 0 | 0 | 0 | 0 | 0 | 0 | 589.9685 | 561.9349 | 607.0137 | 646.6753 | 0 | 0 | 0 | 0 | 3.0822 | 24.4592 | 16.6515 | 27.9019 | 2.645 | 23.5199 | 22.7961 | 36.4322 | 1457.6518 | 1562.1881 | 1684.0542 | 1652.7139 | 0.4094 | 0.43476 | 0.40586 | 0.39679 | 596.7606 | 679.1818 | 683.4957 | 655.784 | 0.099944 | 0.12452 | 0.12326 | 0.12262 | 0.047525 | 0.0452 | 0.045607 | 0.044782 | 145.6832 | 194.5314 | 207.5824 | 202.6551 | 69.2754 | 70.6103 | 76.8039 | 74.0115
6 | 23 | 22 | 1995.0003 | 2092.971 | 2185.2599 | 2218.77 | 80 | 63 | 0 | 0 | 0 | 0 | 0 | 0 | 0 | 0 | 0 | 0 | 561.5558 | 533.0641 | 575.7107 | 615.1233 | 0 | 0 | 0 | 0 | 9.3371 | 48.1291 | 76.7922 | 32.5006 | 2.9415 | 12.3873 | 8.2287 | 35.3658 | 1341.1658 | 1436.3905 | 1524.5283 | 1535.7804 | 0.40731 | 0.42231 | 0.40449 | 0.39511 | 546.2733 | 606.604 | 616.6636 | 606.805 | 0.099763 | 0.12434 | 0.12277 | 0.12237 | 0.047398 | 0.044674 | 0.044754 | 0.044299 | 133.7991 | 178.6057 | 187.1649 | 187.939 | 63.5687 | 64.1692 | 68.228 | 68.0339
6 | 23 | 23 | 1829.1928 | 1920.9648 | 2007.6605 | 2040.0021 | 80 | 63 | 0 | 0 | 0 | 0 | 0 | 0 | 0 | 0 | 0 | 0 | 538.4432 | 511.0715 | 551.8189 | 589.8412 | 0 | 0 | 0 | 0 | 14.2019 | 57.4548 | 37.4534 | 22.5271 | 7.6943 | 17.7368 | 15.9373 | 29.4297 | 1188.8534 | 1271.7017 | 1402.4508 | 1398.204 | 0.40299 | 0.42067 | 0.40353 | 0.39408 | 479.0907 | 534.9718 | 565.9288 | 551.0061 | 0.099519 | 0.12334 | 0.12188 | 0.12195 | 0.047481 | 0.043666 | 0.043968 | 0.043796 | 118.3137 | 156.8512 | 170.9338 | 170.5159 | 56.4483 | 55.5303 | 61.6633 | 61.236
6 | 23 | 24 | 1688.1232 | 1766.0842 | 1838.197 | 1861.0061 | 80 | 63 | 0 | 0 | 0 | 0 | 0 | 0 | 0 | 0 | 0 | 0 | 521.6007 | 496.1146 | 536.0003 | 571.5623 | 0 | 0 | 0 | 0 | 11.6555 | 15.2082 | 35.8045 | 78.1747 | 7.6069 | 15.5812 | 16.396 | 27.3726 | 1067.2601 | 1176.1802 | 1249.9962 | 1183.8965 | 0.40134 | 0.42366 | 0.4104 | 0.39542 | 428.3388 | 498.2992 | 513.0029 | 468.1308 | 0.10035 | 0.12315 | 0.12176 | 0.12179 | 0.048041 | 0.043511 | 0.043756 | 0.043496 | 107.1045 | 144.8476 | 152.2041 | 144.1919 | 51.2718 | 51.1768 | 54.6948 | 51.4947
6 | 24 | 1 | 1566.622 | 1630.4483 | 1687.3367 | 1699.5201 | 80 | 63 | 0 | 0 | 0 | 0 | 0 | 0 | 0 | 0 | 0 | 0 | 496.0591 | 469.2088 | 508.2261 | 542.1577 | 0 | 0 | 0 | 0 | -2.9958 | 49.5133 | 35.5797 | 13.7547 | 0.30088 | 17.5825 | 16.8008 | 31.4718 | 993.2577 | 1031.1437 | 1126.7301 | 1112.1358 | 0.4071 | 0.42843 | 0.41669 | 0.39372 | 404.3594 | 441.7758 | 469.4963 | 437.8681 | 0.10062 | 0.12317 | 0.12176 | 0.12176 | 0.048187 | 0.04356 | 0.04382 | 0.04354 | 99.9448 | 127.0049 | 137.1907 | 135.4084 | 47.8617 | 44.9162 | 49.3729 | 48.4219
6 | 24 | 2 | 1516.3581 | 1570.2664 | 1616.4102 | 1620.6219 | 80 | 63 | 0 | 0 | 0 | 0 | 0 | 0 | 0 | 0 | 0 | 0 | 477.1001 | 453.5613 | 490.38 | 522.4838 | 0 | 0 | 0 | 0 | -2.5252 | 15.6096 | 11.1167 | 7.635 | -1.0884 | 17.7429 | 20.2977 | 20.5905 | 962.8716 | 1020.3525 | 1094.6158 | 1069.9127 | 0.40672 | 0.42869 | 0.41639 | 0.39335 | 391.6158 | 437.4117 | 455.7816 | 420.8486 | 0.10087 | 0.12323 | 0.12176 | 0.12179 | 0.048351 | 0.043628 | 0.043704 | 0.0434 | 97.1243 | 125.7352 | 133.2773 | 130.2996 | 46.5556 | 44.5158 | 47.8392 | 46.4339
6 | 24 | 3 | 1476.4385 | 1521.2811 | 1557.599 | 1554.4467 | 80 | 63 | 0 | 0 | 0 | 0 | 0 | 0 | 0 | 0 | 0 | 0 | 458.1935 | 440.0293 | 475.2904 | 503.1751 | 0 | 0 | 0 | 0 | -3.2596 | 13.6825 | 24.9347 | 3.6441 | -1.1661 | 19.4874 | 10.7617 | 6.8153 | 942.6707 | 985.082 | 1046.6121 | 1040.8123 | 0.40558 | 0.42977 | 0.41648 | 0.39426 | 382.3293 | 423.3601 | 435.8977 | 410.3499 | 0.10067 | 0.1232 | 0.12174 | 0.12179 | 0.04805 | 0.043159 | 0.043515 | 0.043176 | 94.9022 | 121.3578 | 127.4142 | 126.7609 | 45.2951 | 42.5151 | 45.5429 | 44.9385
6 | 24 | 4 | 1458.5458 | 1494.7792 | 1521.4772 | 1510.508 | 80 | 63 | 0 | 0 | 0 | 0 | 0 | 0 | 0 | 0 | 0 | 0 | 448.6409 | 430.2865 | 465.2222 | 492.2401 | 0 | 0 | 0 | 0 | -2.7373 | 36.7621 | 39.3185 | 6.2885 | -0.65183 | 22.2593 | 18.9486 | 14.4484 | 933.294 | 942.4712 | 997.9879 | 997.531 | 0.40646 | 0.42931 | 0.41675 | 0.39303 | 379.3449 | 404.612 | 415.9149 | 392.0568 | 0.10013 | 0.12316 | 0.12171 | 0.12177 | 0.047605 | 0.043086 | 0.043683 | 0.04331 | 93.4497 | 116.0721 | 121.4666 | 121.4651 | 44.4297 | 40.6073 | 43.5954 | 43.2032
6 | 24 | 5 | 1452.3027 | 1481.7517 | 1500.8259 | 1483.5197 | 80 | 63 | 0 | 0 | 0 | 0 | 0 | 0 | 0 | 0 | 0 | 0 | 472.5909 | 455.961 | 490.9355 | 517.5608 | 0 | 0 | 0 | 0 | -3.4836 | 43.1769 | 22.1865 | 10.8666 | -0.69788 | 15.7892 | 21.5172 | 30.2462 | 903.8933 | 903.8246 | 966.1867 | 924.8461 | 0.40796 | 0.42719 | 0.41626 | 0.3916 | 368.7545 | 386.1008 | 402.1815 | 362.1697 | 0.099766 | 0.12314 | 0.12168 | 0.12176 | 0.047471 | 0.04337 | 0.043898 | 0.043431 | 90.1778 | 111.2949 | 117.5663 | 112.6135 | 42.9087 | 39.1987 | 42.4135 | 40.1666
6 | 24 | 6 | 1439.2119 | 1458.6735 | 1466.7707 | 1440.677 | 80 | 63 | 0 | 0 | 0 | 0 | 0 | 0 | 0 | 0 | 0 | 0 | 881.8712 | 869.2411 | 905.2381 | 932.345 | 0 | 0 | 0 | 0 | -3.7607 | -10.7345 | -6.8554 | 5.3301 | 2.0944 | 3.0648 | -0.72525 | 3.7218 | 479.0071 | 534.1021 | 569.1132 | 499.2801 | 0.40606 | 0.43154 | 0.41548 | 0.38797 | 194.5065 | 230.4857 | 236.4559 | 193.7041 | 0.10029 | 0.12329 | 0.12183 | 0.12193 | 0.047855 | 0.043715 | 0.043199 | 0.043012 | 48.0389 | 65.8486 | 69.336 | 60.8791 | 22.9227 | 23.3483 | 24.5851 | 21.475
6 | 24 | 7 | 1500.8069 | 1517.4886 | 1522.7238 | 1493.8541 | 80 | 63 | 0 | 0 | 0 | 0 | 0 | 0 | 0 | 0 | 0 | 0 | 1200.3022 | 1198.002 | 1238.9165 | 1270.1269 | 0 | 0 | 0 | 0 | -1.6075 | -14.3551 | -15.4907 | 4.4598 | 1.8184 | -2.5066 | -4.0984 | -4.4084 | 220.2938 | 273.3483 | 303.3965 | 223.6759 | 0.39763 | 0.41039 | 0.41696 | 0.37762 | 87.5947 | 112.1797 | 126.5033 | 84.4647 | 0.10263 | 0.12462 | 0.12286 | 0.12445 | 0.049859 | 0.045686 | 0.044449 | 0.048037 | 22.6087 | 34.0636 | 37.2757 | 27.8367 | 10.9835 | 12.4882 | 13.4855 | 10.7446
6 | 24 | 8 | 1607.4634 | 1627.4299 | 1637.0731 | 1611.59 | 80 | 63 | 0 | 0 | 0 | 0 | 0 | 0 | 0 | 0 | 0 | 0 | 1429.6603 | 1487.7074 | 1588.303 | 1666.7511 | 0 | 0 | 0 | 0 | -1.4396 | -16.4259 | -28.5652 | 63.3853 | -1.3331 | -3.9499 | -5.9198 | -26.1916 | 100.5758 | 97.0983 | 83.2551 | -92.3548 | 0.39542 | 0.54534 | 0.3925 | 0.14136 | 39.7692 | 52.9513 | 32.6773 | -13.0556 | 0.10486 | 0.12517 | 0.12386 | 0.12721 | 0.052485 | 0.056601 | 0.046895 | 0.056459 | 10.5462 | 12.1539 | 10.3118 | -11.7488 | 5.2787 | 5.4958 | 3.9042 | -5.2143
6 | 24 | 9 | 1722.9373 | 1751.3099 | 1771.0338 | 1753.5068 | 80 | 63 | 0 | 0 | 0 | 0 | 0 | 0 | 0 | 0 | 0 | 0 | 1713.155 | 1819.5128 | 1985.4538 | 2115.7793 | 0 | 0 | 0 | 0 | -1.3615 | -18.77 | -35.5664 | -81.9746 | 0.66353 | -13.2925 | -9.0856 | -35.9042 | -69.5197 | -99.1403 | -169.7681 | -244.3937 | 0.3881 | 0.022118 | 0.022118 | 0.021036 | -26.9806 | -2.1928 | -3.7549 | -5.1411 | 0.1048 | 0.12509 | 0.12371 | 0.12537 | 0.052609 | 0.049303 | 0.047265 | 0.054044 | -7.2859 | -12.4011 | -21.0015 | -30.6408 | -3.6574 | -4.8879 | -8.0241 | -13.208
6 | 24 | 10 | 1826.5753 | 1859.4494 | 1883.0965 | 1866.3265 | 80 | 63 | 0 | 0 | 0 | 0 | 0 | 0 | 0 | 0 | 0 | 0 | 1857.6087 | 1991.119 | 2209.2912 | 2384.343 | 0 | 0 | 0 | 0 | -1.8166 | -23.9901 | -26.4529 | -69.9881 | -0.29347 | -31.1151 | -30.3658 | -38.2696 | -108.9233 | -139.5644 | -269.3761 | -409.7589 | 0.39518 | 0.022118 | 0.022118 | 0.022118 | -43.0447 | -3.0869 | -5.958 | -9.0629 | 0.10493 | 0.12388 | 0.12371 | 0.12482 | 0.053126 | 0.04685 | 0.047411 | 0.054693 | -11.4289 | -17.2889 | -33.3254 | -51.1453 | -5.7867 | -6.5386 | -12.7714 | -22.411
6 | 24 | 11 | 1891.3223 | 1927.5088 | 1953.12 | 1935.1326 | 80 | 63 | 0 | 0 | 0 | 0 | 0 | 0 | 0 | 0 | 0 | 0 | 1904.404 | 2051.0707 | 2300.325 | 2507.3656 | 0 | 0 | 0 | 0 | -4.9965 | -68.8642 | -59.8273 | -73.9739 | -4.5837 | -26.8681 | -27.2791 | -39.2253 | -83.5015 | -90.8295 | -260.0986 | -459.0338 | 0.39679 | 0.022118 | 0.022118 | 0.022118 | -33.1327 | -2.0089 | -5.7528 | -10.1528 | 0.10508 | 0.12475 | 0.1237 | 0.12473 | 0.054511 | 0.049155 | 0.047529 | 0.054791 | -8.774 | -11.331 | -32.1745 | -57.2545 | -4.5518 | -4.4647 | -12.3621 | -25.1511
6 | 24 | 12 | 1954.0976 | 1994.4907 | 2023.4135 | 2005.7802 | 80 | 63 | 0 | 0 | 0 | 0 | 0 | 0 | 0 | 0 | 0 | 0 | 1933.8686 | 2088.0668 | 2354.1908 | 2579.0585 | 0 | 0 | 0 | 0 | -5.953 | -63.21 | -85.1792 | -76.1534 | -4.2867 | -36.3566 | -22.2043 | -39.2437 | -49.5313 | -57.0095 | -223.3938 | -457.8813 | 0.39234 | 0.022118 | 0.022118 | 0.022118 | -19.4333 | -1.2609 | -4.941 | -10.1273 | 0.1061 | 0.126 | 0.12363 | 0.12476 | 0.05425 | 0.047139 | 0.047545 | 0.054996 | -5.2553 | -7.1832 | -27.6186 | -57.1257 | -2.6871 | -2.6874 | -10.6213 | -25.1817
6 | 24 | 13 | 2009.0865 | 2055.4981 | 2090.3844 | 2076.1673 | 80 | 63 | 0 | 0 | 0 | 0 | 0 | 0 | 0 | 0 | 0 | 0 | 1941.2748 | 2097.0255 | 2364.8561 | 2593.9834 | 0 | 0 | 0 | 0 | -6.3022 | -62.3817 | -33.853 | -81.9948 | -5.0094 | -34.1785 | -32.9557 | -38.1567 | -0.8767 | -7.9672 | -207.663 | -397.6646 | 0.39433 | 0.022118 | 0.022118 | 0.022118 | -0.34571 | -0.17622 | -4.5931 | -8.7954 | 0.10585 | 0.12607 | 0.12362 | 0.12461 | 0.053834 | 0.047317 | 0.047312 | 0.05437 | -0.0928 | -1.0044 | -25.6713 | -49.5525 | -0.047196 | -0.37698 | -9.8249 | -21.6209
6 | 24 | 14 | 2052.1085 | 2103.9283 | 2144.655 | 2134.5755 | 80 | 63 | 0 | 0 | 0 | 0 | 0 | 0 | 0 | 0 | 0 | 0 | 2010.845 | 2166.8771 | 2423.2795 | 2641.6988 | 0 | 0 | 0 | 0 | -5.1761 | -50.3723 | -49.0536 | -58.9444 | -4.1895 | -32.1375 | -36.7597 | -38.1567 | -29.3709 | -43.439 | -192.8112 | -410.0221 | 0.39259 | 0.022448 | 0.022118 | 0.021917 | -11.5306 | -0.97511 | -4.2646 | -8.9863 | 0.10333 | 0.12622 | 0.12352 | 0.12494 | 0.050799 | 0.041324 | 0.046765 | 0.05208 | -3.0347 | -5.4828 | -23.8163 | -51.2288 | -1.492 | -1.7951 | -9.0168 | -21.3539
6 | 24 | 15 | 2078.8247 | 2135.4551 | 2181.2698 | 2174.779 | 80 | 63 | 0 | 0 | 0 | 0 | 0 | 0 | 0 | 0 | 0 | 0 | 2030.4566 | 2184.4066 | 2425.1159 | 2630.6219 | 0 | 0 | 0 | 0 | -3.5068 | -73.9784 | -48.886 | -59.276 | -6.2485 | -30.1425 | -32.3891 | -38.1567 | -21.8767 | -7.8306 | -162.5709 | -358.4101 | 0.38933 | 0.022983 | 0.021613 | 0.020742 | -8.5172 | -0.17997 | -3.5136 | -7.434 | 0.10202 | 0.12624 | 0.12336 | 0.12491 | 0.049384 | 0.046185 | 0.046049 | 0.049947 | -2.2319 | -0.98854 | -20.0554 | -44.7699 | -1.0804 | -0.36165 | -7.4862 | -17.9016
6 | 24 | 16 | 2120.4328 | 2188.6615 | 2247.2707 | 2250.7715 | 80 | 63 | 0 | 0 | 0 | 0 | 0 | 0 | 0 | 0 | 0 | 0 | 1896.2361 | 2010.2837 | 2212.8914 | 2388.0151 | 0 | 0 | 0 | 0 | -1.4255 | -21.7558 | -7.2403 | -35.4959 | -6.0928 | -22.8758 | -13.171 | -37.909 | 151.715 | 160.0094 | 54.7906 | -63.8387 | 0.39725 | 0.023616 | 0.020937 | 0.02146 | 60.2691 | 3.7787 | 1.1471 | -1.37 | 0.1011 | 0.12441 | 0.12269 | 0.12339 | 0.048884 | 0.044949 | 0.044678 | 0.045872 | 15.3387 | 19.9066 | 6.7223 | -7.8771 | 7.4164 | 7.1922 | 2.4479 | -2.9284
6 | 24 | 17 | 2134.7739 | 2214.2302 | 2285.3151 | 2298.9637 | 80 | 63 | 0 | 0 | 0 | 0 | 0 | 0 | 0 | 0 | 0 | 0 | 1655.2685 | 1714.3311 | 1863.5746 | 1994.5075 | 0 | 0 | 0 | 0 | -1.2466 | -13.3686 | -37.4523 | 29.4701 | -5.3476 | -7.0394 | -7.3025 | -7.3189 | 406.0995 | 457.307 | 466.4953 | 282.3049 | 0.40602 | 0.342 | 0.42749 | 0.2585 | 164.885 | 156.4005 | 199.4212 | 72.975 | 0.10015 | 0.12392 | 0.12219 | 0.12278 | 0.047543 | 0.044642 | 0.043637 | 0.043767 | 40.6697 | 56.6681 | 57.0024 | 34.6625 | 19.307 | 20.4152 | 20.3565 | 12.3556
6 | 24 | 18 | 2118.4391 | 2208.1903 | 2291.0984 | 2315.1638 | 80 | 63 | 0 | 0 | 0 | 0 | 0 | 0 | 0 | 0 | 0 | 0 | 1197.0204 | 1189.743 | 1274.2265 | 1353.1543 | 0 | 0 | 0 | 0 | -1.4172 | -11.8497 | -32.4546 | -5.0454 | -2.3502 | -5.1186 | -5.3636 | -4.3752 | 845.1861 | 972.4156 | 1054.6901 | 971.4302 | 0.4027 | 0.42494 | 0.41159 | 0.40375 | 340.3526 | 413.2159 | 434.0971 | 392.2136 | 0.099893 | 0.12352 | 0.12198 | 0.12226 | 0.047344 | 0.043719 | 0.043481 | 0.043375 | 84.4278 | 120.1089 | 128.6497 | 118.7648 | 40.0141 | 42.5133 | 45.8592 | 42.1359
6 | 24 | 19 | 2063.6388 | 2157.5036 | 2245.4792 | 2274.945 | 80 | 63 | 0 | 0 | 0 | 0 | 0 | 0 | 0 | 0 | 0 | 0 | 746.037 | 706.1504 | 749.5329 | 798.6206 | 0 | 0 | 0 | 0 | -2.2351 | 9.0104 | 19.6514 | 23.1271 | 1.9717 | 2.3781 | -0.48402 | 4.5431 | 1237.8653 | 1376.9647 | 1476.7789 | 1448.6542 | 0.40839 | 0.42225 | 0.40697 | 0.39265 | 505.5294 | 581.4223 | 601.0045 | 568.8093 | 0.10001 | 0.12461 | 0.12331 | 0.12277 | 0.047498 | 0.045407 | 0.045605 | 0.044747 | 123.7982 | 171.5856 | 182.098 | 177.8515 | 58.7962 | 62.5244 | 67.3485 | 64.8224
6 | 24 | 20 | 2083.9726 | 2181.019 | 2272.024 | 2303.143 | 80 | 63 | 0 | 0 | 0 | 0 | 0 | 0 | 0 | 0 | 0 | 0 | 612.7323 | 584.507 | 621.3237 | 676.6395 | 0 | 0 | 0 | 0 | 0.84279 | 11.9832 | 0.80744 | 40.7392 | 3.0504 | 25.9108 | 25.9112 | 34.9392 | 1387.3471 | 1495.6179 | 1623.9817 | 1550.8252 | 0.40942 | 0.43553 | 0.40598 | 0.39629 | 568.0119 | 651.3847 | 659.3093 | 614.5742 | 0.10025 | 0.1246 | 0.12337 | 0.12275 | 0.047619 | 0.04531 | 0.04563 | 0.044849 | 139.0795 | 186.3473 | 200.3546 | 190.3668 | 66.0642 | 67.7659 | 74.1027 | 69.5527
6 | 24 | 21 | 2080.8045 | 2179.4809 | 2271.9025 | 2303.7493 | 80 | 63 | 0 | 0 | 0 | 0 | 0 | 0 | 0 | 0 | 0 | 0 | 656.9895 | 637.1569 | 673.7779 | 730.1178 | 0 | 0 | 0 | 0 | 3.0822 | 24.4592 | 16.6515 | 27.9019 | 2.645 | 23.5199 | 22.7961 | 36.4322 | 1338.0878 | 1431.3449 | 1558.677 | 1509.2973 | 0.4094 | 0.43476 | 0.40586 | 0.39679 | 547.8112 | 622.296 | 632.6097 | 598.8774 | 0.099944 | 0.12452 | 0.12326 | 0.12262 | 0.047525 | 0.0452 | 0.045607 | 0.044782 | 133.7335 | 178.2381 | 192.128 | 185.0694 | 63.593 | 64.6962 | 71.0859 | 67.589
6 | 24 | 22 | 1950.0834 | 2045.4226 | 2135.1539 | 2167.5006 | 80 | 63 | 0 | 0 | 0 | 0 | 0 | 0 | 0 | 0 | 0 | 0 | 609.1782 | 581.3095 | 617.8629 | 672.5717 | 0 | 0 | 0 | 0 | 9.3371 | 48.1291 | 76.7922 | 32.5006 | 2.9415 | 12.3873 | 8.2287 | 35.3658 | 1248.6265 | 1340.5966 | 1432.2701 | 1427.0626 | 0.40731 | 0.42231 | 0.40449 | 0.39511 | 508.5809 | 566.1492 | 579.3457 | 563.8493 | 0.099763 | 0.12434 | 0.12277 | 0.12237 | 0.047398 | 0.044674 | 0.044754 | 0.044299 | 124.567 | 166.6943 | 175.8384 | 174.6348 | 59.1825 | 59.8897 | 64.0991 | 63.2178
6 | 24 | 23 | 1762.2372 | 1850.0865 | 1932.9698 | 1963.5771 | 80 | 63 | 0 | 0 | 0 | 0 | 0 | 0 | 0 | 0 | 0 | 0 | 576.2532 | 544.8044 | 582.0363 | 633.1704 | 0 | 0 | 0 | 0 | 14.2019 | 57.4548 | 37.4534 | 22.5271 | 7.6943 | 17.7368 | 15.9373 | 29.4297 | 1084.0877 | 1167.0906 | 1297.5428 | 1278.4498 | 0.40299 | 0.42067 | 0.40353 | 0.39408 | 436.8717 | 490.9646 | 523.5954 | 503.8132 | 0.099519 | 0.12334 | 0.12188 | 0.12195 | 0.047481 | 0.043666 | 0.043968 | 0.043796 | 107.8875 | 143.9485 | 158.1473 | 155.9114 | 51.4739 | 50.9624 | 57.0507 | 55.9912
6 | 24 | 24 | 1627.6742 | 1702.0938 | 1770.7646 | 1792.008 | 80 | 63 | 0 | 0 | 0 | 0 | 0 | 0 | 0 | 0 | 0 | 0 | 631.2618 | 615.7666 | 654.2499 | 700.9295 | 0 | 0 | 0 | 0 | 11.6555 | 15.2082 | 35.8045 | 78.1747 | 7.6069 | 15.5812 | 16.396 | 27.3726 | 897.1501 | 992.5378 | 1064.3142 | 985.5312 | 0.40134 | 0.42366 | 0.4104 | 0.39542 | 360.0661 | 420.4974 | 436.7984 | 389.6941 | 0.10035 | 0.12315 | 0.12176 | 0.12179 | 0.048041 | 0.043511 | 0.043756 | 0.043496 | 90.0332 | 122.2319 | 129.5948 | 120.0322 | 43.0996 | 43.1863 | 46.5701 | 42.8666
6 | 25 | 1 | 1541.5049 | 1603.8597 | 1659.3179 | 1670.8508 | 80 | 63 | 0 | 0 | 0 | 0 | 0 | 0 | 0 | 0 | 0 | 0 | 642.3228 | 634.6536 | 671.3635 | 716.701 | 0 | 0 | 0 | 0 | -2.9958 | 49.5133 | 35.5797 | 13.7547 | 0.30088 | 17.5825 | 16.8008 | 31.4718 | 821.877 | 839.1103 | 935.574 | 908.9232 | 0.4071 | 0.42843 | 0.41669 | 0.39372 | 334.5896 | 359.5024 | 389.8436 | 357.8596 | 0.10062 | 0.12317 | 0.12176 | 0.12176 | 0.048187 | 0.04356 | 0.04382 | 0.04354 | 82.6999 | 103.3523 | 113.9156 | 110.6662 | 39.6035 | 36.5513 | 40.9965 | 39.5741
6 | 25 | 2 | 1496.6982 | 1549.4547 | 1594.4791 | 1598.1815 | 80 | 63 | 0 | 0 | 0 | 0 | 0 | 0 | 0 | 0 | 0 | 0 | 626.3825 | 618.215 | 652.284 | 699.2792 | 0 | 0 | 0 | 0 | -2.5252 | 15.6096 | 11.1167 | 7.635 | -1.0884 | 17.7429 | 20.2977 | 20.5905 | 793.9294 | 834.8872 | 910.7807 | 870.6769 | 0.40672 | 0.42869 | 0.41639 | 0.39335 | 322.9042 | 357.9052 | 379.2354 | 342.4795 | 0.10087 | 0.12323 | 0.12176 | 0.12179 | 0.048351 | 0.043628 | 0.043704 | 0.0434 | 80.0832 | 102.8808 | 110.894 | 106.0356 | 38.3871 | 36.4244 | 39.8049 | 37.7871
6 | 25 | 3 | 1479.447 | 1524.4658 | 1560.955 | 1557.8807 | 80 | 63 | 0 | 0 | 0 | 0 | 0 | 0 | 0 | 0 | 0 | 0 | 636.3262 | 635.0006 | 669.6077 | 712.6626 | 0 | 0 | 0 | 0 | -3.2596 | 13.6825 | 24.9347 | 3.6441 | -1.1661 | 19.4874 | 10.7617 | 6.8153 | 767.5465 | 793.2954 | 855.6508 | 834.7587 | 0.40558 | 0.42977 | 0.41648 | 0.39426 | 311.3023 | 340.9357 | 356.3653 | 329.1114 | 0.10067 | 0.1232 | 0.12174 | 0.12179 | 0.04805 | 0.043159 | 0.043515 | 0.043176 | 77.2718 | 97.7305 | 104.1667 | 101.6655 | 36.8804 | 34.2378 | 37.2333 | 36.0419
6 | 25 | 4 | 1520.6039 | 1560.473 | 1590.7046 | 1581.3428 | 80 | 63 | 0 | 0 | 0 | 0 | 0 | 0 | 0 | 0 | 0 | 0 | 623.4138 | 624.8943 | 660.2451 | 698.3327 | 0 | 0 | 0 | 0 | -2.7373 | 36.7621 | 39.3185 | 6.2885 | -0.65183 | 22.2593 | 18.9486 | 14.4484 | 820.5793 | 813.5573 | 872.1923 | 862.2732 | 0.40646 | 0.42931 | 0.41675 | 0.39303 | 333.531 | 349.268 | 363.4892 | 338.8968 | 0.10013 | 0.12316 | 0.12171 | 0.12177 | 0.047605 | 0.043086 | 0.043683 | 0.04331 | 82.1637 | 100.1954 | 106.1558 | 104.9953 | 39.0639 | 35.0529 | 38.1002 | 37.3451
6 | 25 | 5 | 1597.5481 | 1635.5064 | 1662.8508 | 1649.3069 | 80 | 63 | 0 | 0 | 0 | 0 | 0 | 0 | 0 | 0 | 0 | 0 | 613.3622 | 616.4121 | 652.1272 | 684.8357 | 0 | 0 | 0 | 0 | -3.4836 | 43.1769 | 22.1865 | 10.8666 | -0.69788 | 15.7892 | 21.5172 | 30.2462 | 908.3674 | 897.1282 | 967.0199 | 923.3583 | 0.40796 | 0.42719 | 0.41626 | 0.3916 | 370.5797 | 383.2402 | 402.5283 | 361.5871 | 0.099766 | 0.12314 | 0.12168 | 0.12176 | 0.047471 | 0.04337 | 0.043898 | 0.043431 | 90.6242 | 110.4703 | 117.6677 | 112.4324 | 43.1211 | 38.9082 | 42.4501 | 40.102
6 | 25 | 6 | 1684.4359 | 1718.2641 | 1740.3244 | 1720.5825 | 80 | 63 | 0 | 0 | 0 | 0 | 0 | 0 | 0 | 0 | 0 | 0 | 899.0283 | 908.6127 | 936.2164 | 965.3486 | 0 | 0 | 0 | 0 | -3.7607 | -10.7345 | -6.8554 | 5.3301 | 2.0944 | 3.0648 | -0.72525 | 3.7218 | 707.0739 | 754.3211 | 811.6886 | 746.1821 | 0.40606 | 0.43154 | 0.41548 | 0.38797 | 287.1157 | 325.5188 | 337.2414 | 289.4938 | 0.10029 | 0.12329 | 0.12183 | 0.12193 | 0.047855 | 0.043715 | 0.043199 | 0.043012 | 70.9114 | 92.999 | 98.8894 | 90.9847 | 33.8368 | 32.9752 | 35.0641 | 32.0947
6 | 25 | 7 | 1850.2073 | 1887.3589 | 1912.4891 | 1892.6696 | 80 | 63 | 0 | 0 | 0 | 0 | 0 | 0 | 0 | 0 | 0 | 0 | 1159.2034 | 1184.9994 | 1207.9484 | 1236.1593 | 0 | 0 | 0 | 0 | -1.6075 | -14.3551 | -15.4907 | 4.4598 | 1.8184 | -2.5066 | -4.0984 | -4.4084 | 610.793 | 656.2212 | 724.1299 | 656.459 | 0.39763 | 0.41039 | 0.41696 | 0.37762 | 242.8676 | 269.3074 | 301.931 | 247.8927 | 0.10263 | 0.12462 | 0.12286 | 0.12445 | 0.049859 | 0.045686 | 0.044449 | 0.048037 | 62.6856 | 81.7757 | 88.9676 | 81.6969 | 30.4532 | 29.9803 | 32.1865 | 31.534
6 | 25 | 8 | 1996.1137 | 2038.8495 | 2070.6226 | 2055.2064 | 80 | 63 | 0 | 0 | 0 | 0 | 0 | 0 | 0 | 0 | 0 | 0 | 1405.5642 | 1498.8617 | 1574.4238 | 1650.0992 | 0 | 0 | 0 | 0 | -1.4396 | -16.4259 | -28.5652 | 63.3853 | -1.3331 | -3.9499 | -5.9198 | -26.1916 | 513.3222 | 497.3636 | 530.6837 | 367.9134 | 0.39542 | 0.54534 | 0.3925 | 0.14136 | 202.9756 | 271.2306 | 208.2911 | 52.0097 | 0.10486 | 0.12517 | 0.12386 | 0.12721 | 0.052485 | 0.056601 | 0.046895 | 0.056459 | 53.826 | 62.2557 | 65.7297 | 46.8035 | 26.9415 | 28.1512 | 24.8864 | 20.772
6 | 25 | 9 | 2139.7831 | 2192.5769 | 2236.0361 | 2229.3063 | 80 | 63 | 0 | 0 | 0 | 0 | 0 | 0 | 0 | 0 | 0 | 0 | 1571.6857 | 1726.346 | 1863.1097 | 1992.3396 | 0 | 0 | 0 | 0 | -1.3615 | -18.77 | -35.5664 | -81.9746 | 0.66353 | -13.2925 | -9.0856 | -35.9042 | 488.7954 | 435.2935 | 417.5783 | 354.8455 | 0.3881 | 0.022118 | 0.022118 | 0.021036 | 189.7015 | 9.6277 | 9.2359 | 7.4646 | 0.1048 | 0.12509 | 0.12371 | 0.12537 | 0.052609 | 0.049303 | 0.047265 | 0.054044 | 51.2276 | 54.4494 | 51.6575 | 44.4887 | 25.7152 | 21.4611 | 19.7368 | 19.1773
6 | 25 | 10 | 2265.7396 | 2324.3425 | 2372.9956 | 2367.601 | 80 | 63 | 0 | 0 | 0 | 0 | 0 | 0 | 0 | 0 | 0 | 0 | 1672.3523 | 1868.6459 | 2052.502 | 2219.6829 | 0 | 0 | 0 | 0 | -1.8166 | -23.9901 | -26.4529 | -69.9881 | -0.29347 | -31.1151 | -30.3658 | -38.2696 | 515.4974 | 447.8019 | 377.3123 | 256.1757 | 0.39518 | 0.022118 | 0.022118 | 0.022118 | 203.7162 | 9.9044 | 8.3453 | 5.666 | 0.10493 | 0.12388 | 0.12371 | 0.12482 | 0.053126 | 0.04685 | 0.047411 | 0.054693 | 54.0891 | 55.4727 | 46.6786 | 31.9754 | 27.3864 | 20.9797 | 17.8888 | 14.011
6 | 25 | 11 | 2362.6701 | 2426.4708 | 2478.9207 | 2473.1422 | 80 | 63 | 0 | 0 | 0 | 0 | 0 | 0 | 0 | 0 | 0 | 0 | 1726.6561 | 1941.7254 | 2155.3088 | 2348.6863 | 0 | 0 | 0 | 0 | -4.9965 | -68.8642 | -59.8273 | -73.9739 | -4.5837 | -26.8681 | -27.2791 | -39.2253 | 565.5942 | 517.4778 | 410.7183 | 237.6551 | 0.39679 | 0.022118 | 0.022118 | 0.022118 | 224.4233 | 11.4455 | 9.0842 | 5.2564 | 0.10508 | 0.12475 | 0.1237 | 0.12473 | 0.054511 | 0.049155 | 0.047529 | 0.054791 | 59.4302 | 64.5554 | 50.8063 | 29.6423 | 30.8312 | 25.4367 | 19.5209 | 13.0215
6 | 25 | 12 | 2391.163 | 2457.1619 | 2510.9712 | 2504.6589 | 80 | 63 | 0 | 0 | 0 | 0 | 0 | 0 | 0 | 0 | 0 | 0 | 1715.7409 | 1938.4601 | 2165.8743 | 2376.2184 | 0 | 0 | 0 | 0 | -5.953 | -63.21 | -85.1792 | -76.1534 | -4.2867 | -36.3566 | -22.2043 | -39.2437 | 605.6617 | 555.2684 | 452.4805 | 243.8375 | 0.39234 | 0.022118 | 0.022118 | 0.022118 | 237.6275 | 12.2813 | 10.0079 | 5.3931 | 0.1061 | 0.126 | 0.12363 | 0.12476 | 0.05425 | 0.047139 | 0.047545 | 0.054996 | 64.2616 | 69.9634 | 55.9411 | 30.4214 | 32.8569 | 26.1751 | 21.5133 | 13.4101
6 | 25 | 13 | 2466.7213 | 2539.9437 | 2600.8879 | 2598.5246 | 80 | 63 | 0 | 0 | 0 | 0 | 0 | 0 | 0 | 0 | 0 | 0 | 1697.4285 | 1926.5897 | 2154.8083 | 2369.5133 | 0 | 0 | 0 | 0 | -6.3022 | -62.3817 | -33.853 | -81.9948 | -5.0094 | -34.1785 | -32.9557 | -38.1567 | 700.6044 | 646.9143 | 512.8884 | 349.1628 | 0.39433 | 0.022118 | 0.022118 | 0.022118 | 276.2681 | 14.3083 | 11.344 | 7.7227 | 0.10585 | 0.12607 | 0.12362 | 0.12461 | 0.053834 | 0.047317 | 0.047312 | 0.05437 | 74.1605 | 81.5572 | 63.4031 | 43.5088 | 37.7166 | 30.61 | 24.2658 | 18.9838
6 | 25 | 14 | 2530.8725 | 2610.741 | 2678.7286 | 2681.0502 | 80 | 63 | 0 | 0 | 0 | 0 | 0 | 0 | 0 | 0 | 0 | 0 | 1727.8258 | 1952.7242 | 2171.8979 | 2381.8543 | 0 | 0 | 0 | 0 | -5.1761 | -50.3723 | -49.0536 | -58.9444 | -4.1895 | -32.1375 | -36.7597 | -38.1567 | 732.4123 | 677.5265 | 592.644 | 396.297 | 0.39259 | 0.022448 | 0.022118 | 0.021917 | 287.5363 | 15.209 | 13.108 | 8.6855 | 0.10333 | 0.12622 | 0.12352 | 0.12494 | 0.050799 | 0.041324 | 0.046765 | 0.05208 | 75.6766 | 85.5158 | 73.2041 | 49.514 | 37.2059 | 27.9978 | 27.7149 | 20.6391
6 | 25 | 15 | 2578.7877 | 2664.7089 | 2738.9916 | 2745.4509 | 80 | 63 | 0 | 0 | 0 | 0 | 0 | 0 | 0 | 0 | 0 | 0 | 1735.9694 | 1935.4886 | 2138.7496 | 2333.5772 | 0 | 0 | 0 | 0 | -3.5068 | -73.9784 | -48.886 | -59.276 | -6.2485 | -30.1425 | -32.3891 | -38.1567 | 772.5735 | 770.3411 | 681.5172 | 509.3065 | 0.38933 | 0.022983 | 0.021613 | 0.020742 | 300.7838 | 17.7051 | 14.7296 | 10.5638 | 0.10202 | 0.12624 | 0.12336 | 0.12491 | 0.049384 | 0.046185 | 0.046049 | 0.049947 | 78.821 | 97.2486 | 84.0749 | 63.6188 | 38.153 | 35.5779 | 31.3832 | 25.4384
6 | 25 | 16 | 2601.7155 | 2698.1404 | 2784.154 | 2800.1211 | 80 | 63 | 0 | 0 | 0 | 0 | 0 | 0 | 0 | 0 | 0 | 0 | 1698.4496 | 1851.6648 | 2025.7103 | 2192.8214 | 0 | 0 | 0 | 0 | -1.4255 | -21.7558 | -7.2403 | -35.4959 | -6.0928 | -22.8758 | -13.171 | -37.909 | 830.7842 | 828.1073 | 778.8551 | 680.7046 | 0.39725 | 0.023616 | 0.020937 | 0.02146 | 330.0308 | 19.5563 | 16.3065 | 14.6082 | 0.1011 | 0.12441 | 0.12269 | 0.12339 | 0.048884 | 0.044949 | 0.044678 | 0.045872 | 83.9941 | 103.0241 | 95.5577 | 83.9926 | 40.6119 | 37.2222 | 34.7974 | 31.2252
6 | 25 | 17 | 2575.6173 | 2680.9008 | 2777.0874 | 2802.1548 | 80 | 63 | 0 | 0 | 0 | 0 | 0 | 0 | 0 | 0 | 0 | 0 | 1539.3127 | 1632.0657 | 1761.5769 | 1887.7827 | 0 | 0 | 0 | 0 | -1.2466 | -13.3686 | -37.4523 | 29.4701 | -5.3476 | -7.0394 | -7.3025 | -7.3189 | 962.8988 | 1006.2431 | 1060.2653 | 892.2208 | 0.40602 | 0.342 | 0.42749 | 0.2585 | 390.9573 | 344.1384 | 453.2508 | 230.6365 | 0.10015 | 0.12392 | 0.12219 | 0.12278 | 0.047543 | 0.044642 | 0.043637 | 0.043767 | 96.4317 | 124.6906 | 129.5568 | 109.5503 | 45.7786 | 44.921 | 46.267 | 39.0496
6 | 25 | 18 | 2510.3777 | 2623.0909 | 2728.316 | 2762.5336 | 80 | 63 | 0 | 0 | 0 | 0 | 0 | 0 | 0 | 0 | 0 | 0 | 1161.9095 | 1178.8564 | 1250.4263 | 1322.3857 | 0 | 0 | 0 | 0 | -1.4172 | -11.8497 | -32.4546 | -5.0454 | -2.3502 | -5.1186 | -5.3636 | -4.3752 | 1272.2355 | 1398.2028 | 1515.708 | 1449.5685 | 0.4027 | 0.42494 | 0.41159 | 0.40375 | 512.3235 | 594.1489 | 623.8462 | 585.2613 | 0.099893 | 0.12352 | 0.12198 | 0.12226 | 0.047344 | 0.043719 | 0.043481 | 0.043375 | 127.0869 | 172.7004 | 184.884 | 177.2209 | 60.2322 | 61.1285 | 65.9048 | 62.8752
6 | 25 | 19 | 2426.6822 | 2541.8162 | 2650.4635 | 2689.333 | 80 | 63 | 0 | 0 | 0 | 0 | 0 | 0 | 0 | 0 | 0 | 0 | 705.1058 | 675.6096 | 714.1901 | 752.7909 | 0 | 0 | 0 | 0 | -2.2351 | 9.0104 | 19.6514 | 23.1271 | 1.9717 | 2.3781 | -0.48402 | 4.5431 | 1641.8399 | 1791.8181 | 1917.1061 | 1908.8719 | 0.40839 | 0.42225 | 0.40697 | 0.39265 | 670.5078 | 756.5938 | 780.2044 | 749.5123 | 0.10001 | 0.12461 | 0.12331 | 0.12277 | 0.047498 | 0.045407 | 0.045605 | 0.044747 | 164.1995 | 223.281 | 236.3937 | 234.3525 | 77.9842 | 81.3618 | 87.4296 | 85.4156
6 | 25 | 20 | 2414.3428 | 2530.7442 | 2640.5606 | 2680.2369 | 80 | 63 | 0 | 0 | 0 | 0 | 0 | 0 | 0 | 0 | 0 | 0 | 485.5519 | 465.2604 | 499.3881 | 534.3472 | 0 | 0 | 0 | 0 | 0.84279 | 11.9832 | 0.80744 | 40.7392 | 3.0504 | 25.9108 | 25.9112 | 34.9392 | 1844.8977 | 1964.5898 | 2114.4538 | 2070.2113 | 0.40942 | 0.43553 | 0.40598 | 0.39629 | 755.3437 | 855.6354 | 858.4327 | 820.401 | 0.10025 | 0.1246 | 0.12337 | 0.12275 | 0.047619 | 0.04531 | 0.04563 | 0.044849 | 184.9482 | 244.7791 | 260.8653 | 254.1225 | 87.8524 | 89.0148 | 96.4831 | 92.8465
6 | 25 | 21 | 2360.8006 | 2475.8808 | 2584.2454 | 2623.3447 | 80 | 63 | 0 | 0 | 0 | 0 | 0 | 0 | 0 | 0 | 0 | 0 | 501.3069 | 496.913 | 523.8697 | 560.6715 | 0 | 0 | 0 | 0 | 3.0822 | 24.4592 | 16.6515 | 27.9019 | 2.645 | 23.5199 | 22.7961 | 36.4322 | 1773.7665 | 1867.9887 | 2020.9281 | 1998.3391 | 0.4094 | 0.43476 | 0.40586 | 0.39679 | 726.1774 | 812.1326 | 820.2204 | 792.9253 | 0.099944 | 0.12452 | 0.12326 | 0.12262 | 0.047525 | 0.0452 | 0.045607 | 0.044782 | 177.2769 | 232.6112 | 249.1067 | 245.0355 | 84.2988 | 84.4324 | 92.1676 | 89.4892
6 | 25 | 22 | 2150.1805 | 2257.2426 | 2358.3675 | 2395.8971 | 80 | 63 | 0 | 0 | 0 | 0 | 0 | 0 | 0 | 0 | 0 | 0 | 488.3991 | 491.0851 | 514.3378 | 549.4618 | 0 | 0 | 0 | 0 | 9.3371 | 48.1291 | 76.7922 | 32.5006 | 2.9415 | 12.3873 | 8.2287 | 35.3658 | 1569.5028 | 1642.641 | 1759.0088 | 1778.569 | 0.40731 | 0.42231 | 0.40449 | 0.39511 | 639.2778 | 693.7059 | 711.5098 | 702.7336 | 0.099763 | 0.12434 | 0.12277 | 0.12237 | 0.047398 | 0.044674 | 0.044754 | 0.044299 | 156.5787 | 204.2516 | 215.9518 | 217.6499 | 74.3915 | 73.3832 | 78.7218 | 78.7893
6 | 25 | 23 | 1945.613 | 2044.2055 | 2137.5302 | 2172.8873 | 80 | 63 | 0 | 0 | 0 | 0 | 0 | 0 | 0 | 0 | 0 | 0 | 491.3741 | 506.2618 | 527.4267 | 557.5244 | 0 | 0 | 0 | 0 | 14.2019 | 57.4548 | 37.4534 | 22.5271 | 7.6943 | 17.7368 | 15.9373 | 29.4297 | 1352.3427 | 1399.7521 | 1556.7128 | 1563.4061 | 0.40299 | 0.42067 | 0.40353 | 0.39408 | 544.9745 | 588.8393 | 628.1778 | 616.1091 | 0.099519 | 0.12334 | 0.12188 | 0.12195 | 0.047481 | 0.043666 | 0.043968 | 0.043796 | 134.584 | 172.6449 | 189.7355 | 190.6628 | 64.2109 | 61.1218 | 68.446 | 68.4712
6 | 25 | 24 | 1788.1717 | 1871.9942 | 1949.8038 | 1975.2044 | 80 | 63 | 0 | 0 | 0 | 0 | 0 | 0 | 0 | 0 | 0 | 0 | 503.6551 | 530.611 | 549.808 | 576.3035 | 0 | 0 | 0 | 0 | 11.6555 | 15.2082 | 35.8045 | 78.1747 | 7.6069 | 15.5812 | 16.396 | 27.3726 | 1185.2542 | 1247.5938 | 1347.7952 | 1293.3536 | 0.40134 | 0.42366 | 0.4104 | 0.39542 | 475.6951 | 528.5542 | 553.14 | 511.4118 | 0.10035 | 0.12315 | 0.12176 | 0.12179 | 0.048041 | 0.043511 | 0.043756 | 0.043496 | 118.9458 | 153.6423 | 164.1125 | 157.5232 | 56.9403 | 54.2841 | 58.9741 | 56.2557
6 | 26 | 1 | 1662.1229 | 1731.5442 | 1793.8705 | 1808.5276 | 80 | 63 | 0 | 0 | 0 | 0 | 0 | 0 | 0 | 0 | 0 | 0 | 467.4613 | 497.8631 | 513.6167 | 537.3107 | 0 | 0 | 0 | 0 | -2.9958 | 49.5133 | 35.5797 | 13.7547 | 0.30088 | 17.5825 | 16.8008 | 31.4718 | 1117.3565 | 1103.5853 | 1227.8733 | 1225.9903 | 0.4071 | 0.42843 | 0.41669 | 0.39372 | 454.8805 | 472.8121 | 511.6416 | 482.6947 | 0.10062 | 0.12317 | 0.12176 | 0.12176 | 0.048187 | 0.04356 | 0.04382 | 0.04354 | 112.432 | 135.9275 | 149.5059 | 149.2708 | 53.8417 | 48.0717 | 53.805 | 53.3791
6 | 26 | 2 | 1591.4995 | 1649.81 | 1700.2324 | 1706.3904 | 80 | 63 | 0 | 0 | 0 | 0 | 0 | 0 | 0 | 0 | 0 | 0 | 433.9649 | 462.8403 | 476.7123 | 499.2426 | 0 | 0 | 0 | 0 | -2.5252 | 15.6096 | 11.1167 | 7.635 | -1.0884 | 17.7429 | 20.2977 | 20.5905 | 1081.1482 | 1090.6171 | 1192.1057 | 1178.9224 | 0.40672 | 0.42869 | 0.41639 | 0.39335 | 439.7208 | 467.5333 | 496.3749 | 463.7275 | 0.10087 | 0.12323 | 0.12176 | 0.12179 | 0.048351 | 0.043628 | 0.043704 | 0.0434 | 109.0548 | 134.3937 | 145.1473 | 143.5753 | 52.2744 | 47.5813 | 52.0999 | 51.1649
6 | 26 | 3 | 1560.1855 | 1609.9345 | 1651.0209 | 1650.0379 | 80 | 63 | 0 | 0 | 0 | 0 | 0 | 0 | 0 | 0 | 0 | 0 | 415.7532 | 446.4173 | 457.419 | 480.3076 | 0 | 0 | 0 | 0 | -3.2596 | 13.6825 | 24.9347 | 3.6441 | -1.1661 | 19.4874 | 10.7617 | 6.8153 | 1068.8579 | 1067.3473 | 1157.9055 | 1159.2709 | 0.40558 | 0.42977 | 0.41648 | 0.39426 | 433.5084 | 458.7154 | 482.2496 | 457.0533 | 0.10067 | 0.1232 | 0.12174 | 0.12179 | 0.04805 | 0.043159 | 0.043515 | 0.043176 | 107.606 | 131.4925 | 140.9631 | 141.188 | 51.3584 | 46.0656 | 50.3858 | 50.0531
6 | 26 | 4 | 1574.2663 | 1617.2793 | 1650.5664 | 1642.5946 | 80 | 63 | 0 | 0 | 0 | 0 | 0 | 0 | 0 | 0 | 0 | 0 | 404.0891 | 434.9195 | 445.4634 | 467.269 | 0 | 0 | 0 | 0 | -2.7373 | 36.7621 | 39.3185 | 6.2885 | -0.65183 | 22.2593 | 18.9486 | 14.4484 | 1093.5664 | 1060.3383 | 1146.8359 | 1154.5888 | 0.40646 | 0.42931 | 0.41675 | 0.39303 | 444.4889 | 455.2134 | 477.9478 | 453.7847 | 0.10013 | 0.12316 | 0.12171 | 0.12177 | 0.047605 | 0.043086 | 0.043683 | 0.04331 | 109.4975 | 130.5883 | 139.5831 | 140.5893 | 52.0595 | 45.6857 | 50.0975 | 50.0053
6 | 26 | 5 | 1651.7702 | 1692.9051 | 1723.337 | 1711.1975 | 80 | 63 | 0 | 0 | 0 | 0 | 0 | 0 | 0 | 0 | 0 | 0 | 386.9536 | 414.7564 | 424.8168 | 444.7345 | 0 | 0 | 0 | 0 | -3.4836 | 43.1769 | 22.1865 | 10.8666 | -0.69788 | 15.7892 | 21.5172 | 30.2462 | 1188.9981 | 1156.1827 | 1254.8166 | 1225.3502 | 0.40796 | 0.42719 | 0.41626 | 0.3916 | 485.0665 | 493.9045 | 522.3255 | 479.8471 | 0.099766 | 0.12314 | 0.12168 | 0.12176 | 0.047471 | 0.04337 | 0.043898 | 0.043431 | 118.6216 | 142.3697 | 152.687 | 149.2043 | 56.4429 | 50.1434 | 55.0837 | 53.2177
6 | 26 | 6 | 1753.0706 | 1790.9198 | 1816.8882 | 1798.9241 | 80 | 63 | 0 | 0 | 0 | 0 | 0 | 0 | 0 | 0 | 0 | 0 | 709.5794 | 735.8861 | 744.4541 | 764.1043 | 0 | 0 | 0 | 0 | -3.7607 | -10.7345 | -6.8554 | 5.3301 | 2.0944 | 3.0648 | -0.72525 | 3.7218 | 965.1575 | 999.7035 | 1080.0147 | 1025.768 | 0.40606 | 0.43154 | 0.41548 | 0.38797 | 391.9135 | 431.4108 | 448.7259 | 397.9638 | 0.10029 | 0.12329 | 0.12183 | 0.12193 | 0.047855 | 0.043715 | 0.043199 | 0.043012 | 96.7943 | 123.2518 | 131.58 | 125.0757 | 46.1873 | 43.7021 | 46.6555 | 44.1203
6 | 26 | 7 | 1908.6273 | 1949.2015 | 1977.6581 | 1959.3518 | 80 | 63 | 0 | 0 | 0 | 0 | 0 | 0 | 0 | 0 | 0 | 0 | 1059.5469 | 1094.9844 | 1105.9341 | 1132.6029 | 0 | 0 | 0 | 0 | -1.6075 | -14.3551 | -15.4907 | 4.4598 | 1.8184 | -2.5066 | -4.0984 | -4.4084 | 768.8696 | 808.0788 | 891.3132 | 826.6975 | 0.39763 | 0.41039 | 0.41696 | 0.37762 | 305.7231 | 331.6284 | 371.6393 | 312.1784 | 0.10263 | 0.12462 | 0.12286 | 0.12445 | 0.049859 | 0.045686 | 0.044449 | 0.048037 | 78.9089 | 100.6996 | 109.508 | 102.8832 | 38.3347 | 36.9181 | 39.6175 | 39.7117
6 | 26 | 8 | 2074.4034 | 2121.7259 | 2157.9568 | 2144.5685 | 80 | 63 | 0 | 0 | 0 | 0 | 0 | 0 | 0 | 0 | 0 | 0 | 1362.3402 | 1456.5972 | 1527.4225 | 1603.6932 | 0 | 0 | 0 | 0 | -1.4396 | -16.4259 | -28.5652 | 63.3853 | -1.3331 | -3.9499 | -5.9198 | -26.1916 | 634.8359 | 622.5045 | 665.0193 | 503.6816 | 0.39542 | 0.54534 | 0.3925 | 0.14136 | 251.024 | 339.4745 | 261.0173 | 71.2024 | 0.10486 | 0.12517 | 0.12386 | 0.12721 | 0.052485 | 0.056601 | 0.046895 | 0.056459 | 66.5676 | 77.9197 | 82.3683 | 64.0751 | 33.3191 | 35.2343 | 31.186 | 28.4373
6 | 26 | 9 | 2210.7966 | 2267.7508 | 2315.2535 | 2310.3632 | 80 | 63 | 0 | 0 | 0 | 0 | 0 | 0 | 0 | 0 | 0 | 0 | 1553.2513 | 1702.9392 | 1836.7234 | 1966.6253 | 0 | 0 | 0 | 0 | -1.3615 | -18.77 | -35.5664 | -81.9746 | 0.66353 | -13.2925 | -9.0856 | -35.9042 | 578.2433 | 533.8741 | 523.182 | 461.6166 | 0.3881 | 0.022118 | 0.022118 | 0.021036 | 224.4162 | 11.8081 | 11.5717 | 9.7107 | 0.1048 | 0.12509 | 0.12371 | 0.12537 | 0.052609 | 0.049303 | 0.047265 | 0.054044 | 60.6021 | 66.7805 | 64.7214 | 57.8751 | 30.421 | 26.3214 | 24.7281 | 24.9477
6 | 26 | 10 | 2335.004 | 2397.6648 | 2450.2619 | 2446.6613 | 80 | 63 | 0 | 0 | 0 | 0 | 0 | 0 | 0 | 0 | 0 | 0 | 1666.2417 | 1849.7469 | 2029.4545 | 2202.1599 | 0 | 0 | 0 | 0 | -1.8166 | -23.9901 | -26.4529 | -69.9881 | -0.29347 | -31.1151 | -30.3658 | -38.2696 | 590.8724 | 540.0231 | 477.6261 | 352.7591 | 0.39518 | 0.022118 | 0.022118 | 0.022118 | 233.5032 | 11.9441 | 10.5641 | 7.8022 | 0.10493 | 0.12388 | 0.12371 | 0.12482 | 0.053126 | 0.04685 | 0.047411 | 0.054693 | 61.9979 | 66.8969 | 59.0887 | 44.0307 | 31.3908 | 25.3003 | 22.6448 | 19.2935
6 | 26 | 11 | 2428.2264 | 2495.8678 | 2552.0505 | 2547.9701 | 80 | 63 | 0 | 0 | 0 | 0 | 0 | 0 | 0 | 0 | 0 | 0 | 1710.3337 | 1917.3524 | 2125.0777 | 2325.1958 | 0 | 0 | 0 | 0 | -4.9965 | -68.8642 | -59.8273 | -73.9739 | -4.5837 | -26.8681 | -27.2791 | -39.2253 | 647.4729 | 611.2477 | 514.0792 | 335.9734 | 0.39679 | 0.022118 | 0.022118 | 0.022118 | 256.9121 | 13.5194 | 11.3703 | 7.431 | 0.10508 | 0.12475 | 0.1237 | 0.12473 | 0.054511 | 0.049155 | 0.047529 | 0.054791 | 68.0337 | 76.2532 | 63.5922 | 41.9054 | 35.2945 | 30.0459 | 24.4335 | 18.4085
6 | 26 | 12 | 2481.8364 | 2553.1474 | 2612.1198 | 2608.1561 | 80 | 63 | 0 | 0 | 0 | 0 | 0 | 0 | 0 | 0 | 0 | 0 | 1762.1211 | 1982.7865 | 2208.0866 | 2425.0382 | 0 | 0 | 0 | 0 | -5.953 | -63.21 | -85.1792 | -76.1534 | -4.2867 | -36.3566 | -22.2043 | -39.2437 | 649.9549 | 606.9276 | 511.4167 | 298.5148 | 0.39234 | 0.022118 | 0.022118 | 0.022118 | 255.0056 | 13.4239 | 11.3114 | 6.6025 | 0.1061 | 0.126 | 0.12363 | 0.12476 | 0.05425 | 0.047139 | 0.047545 | 0.054996 | 68.9612 | 76.4725 | 63.2275 | 37.243 | 35.2598 | 28.6102 | 24.3154 | 16.4171
6 | 26 | 13 | 2547.3899 | 2625.3383 | 2690.8757 | 2690.6019 | 80 | 63 | 0 | 0 | 0 | 0 | 0 | 0 | 0 | 0 | 0 | 0 | 1803.5739 | 2023.0921 | 2255.699 | 2479.668 | 0 | 0 | 0 | 0 | -6.3022 | -62.3817 | -33.853 | -81.9948 | -5.0094 | -34.1785 | -32.9557 | -38.1567 | 675.1276 | 635.8065 | 501.9855 | 331.0854 | 0.39433 | 0.022118 | 0.022118 | 0.022118 | 266.2218 | 14.0626 | 11.1028 | 7.3229 | 0.10585 | 0.12607 | 0.12362 | 0.12461 | 0.053834 | 0.047317 | 0.047312 | 0.05437 | 71.4637 | 80.1568 | 62.0553 | 41.2562 | 36.3451 | 30.0844 | 23.7499 | 18.001
6 | 26 | 14 | 2611.4011 | 2695.9874 | 2768.5604 | 2772.9678 | 80 | 63 | 0 | 0 | 0 | 0 | 0 | 0 | 0 | 0 | 0 | 0 | 1908.1313 | 2118.1999 | 2345.8048 | 2567.7777 | 0 | 0 | 0 | 0 | -5.1761 | -50.3723 | -49.0536 | -58.9444 | -4.1895 | -32.1375 | -36.7597 | -38.1567 | 632.6354 | 597.2973 | 508.5688 | 302.2913 | 0.39259 | 0.022448 | 0.022118 | 0.021917 | 248.3651 | 13.408 | 11.2485 | 6.6252 | 0.10333 | 0.12622 | 0.12352 | 0.12494 | 0.050799 | 0.041324 | 0.046765 | 0.05208 | 65.3671 | 75.3895 | 62.819 | 37.7687 | 32.1373 | 24.6825 | 23.7831 | 15.7433
6 | 26 | 15 | 2649.3115 | 2739.3643 | 2817.6627 | 2825.9487 | 80 | 63 | 0 | 0 | 0 | 0 | 0 | 0 | 0 | 0 | 0 | 0 | 1924.1391 | 2110.2042 | 2322.5969 | 2530.5214 | 0 | 0 | 0 | 0 | -3.5068 | -73.9784 | -48.886 | -59.276 | -6.2485 | -30.1425 | -32.3891 | -38.1567 | 654.9276 | 670.281 | 576.341 | 392.8601 | 0.38933 | 0.022983 | 0.021613 | 0.020742 | 254.981 | 15.4054 | 12.4564 | 8.1485 | 0.10202 | 0.12624 | 0.12336 | 0.12491 | 0.049384 | 0.046185 | 0.046049 | 0.049947 | 66.8183 | 84.6169 | 71.0999 | 49.0732 | 32.3432 | 30.9567 | 26.5399 | 19.6222
6 | 26 | 16 | 2657.2669 | 2756.9464 | 2846.1231 | 2863.5291 | 80 | 63 | 0 | 0 | 0 | 0 | 0 | 0 | 0 | 0 | 0 | 0 | 1826.4578 | 1972.3923 | 2154.1628 | 2330.9591 | 0 | 0 | 0 | 0 | -1.4255 | -21.7558 | -7.2403 | -35.4959 | -6.0928 | -22.8758 | -13.171 | -37.909 | 758.3274 | 766.1857 | 712.3716 | 605.9749 | 0.39725 | 0.023616 | 0.020937 | 0.02146 | 301.2472 | 18.094 | 14.9146 | 13.0045 | 0.1011 | 0.12441 | 0.12269 | 0.12339 | 0.048884 | 0.044949 | 0.044678 | 0.045872 | 76.6685 | 95.3205 | 87.4008 | 74.7716 | 37.0699 | 34.4389 | 31.8271 | 27.7972
6 | 26 | 17 | 2615.4269 | 2723.0426 | 2821.496 | 2847.5945 | 80 | 63 | 0 | 0 | 0 | 0 | 0 | 0 | 0 | 0 | 0 | 0 | 1636.932 | 1722.0777 | 1856.8046 | 1993.54 | 0 | 0 | 0 | 0 | -1.2466 | -13.3686 | -37.4523 | 29.4701 | -5.3476 | -7.0394 | -7.3025 | -7.3189 | 905.089 | 958.3728 | 1009.4462 | 831.9033 | 0.40602 | 0.342 | 0.42749 | 0.2585 | 367.4853 | 327.7666 | 431.5263 | 215.0446 | 0.10015 | 0.12392 | 0.12219 | 0.12278 | 0.047543 | 0.044642 | 0.043637 | 0.043767 | 90.6422 | 118.7587 | 123.3471 | 102.1443 | 43.0302 | 42.7839 | 44.0494 | 36.4097
6 | 26 | 18 | 2534.2355 | 2648.3464 | 2754.93 | 2789.7655 | 80 | 63 | 0 | 0 | 0 | 0 | 0 | 0 | 0 | 0 | 0 | 0 | 1281.8391 | 1299.1755 | 1371.9053 | 1460.3489 | 0 | 0 | 0 | 0 | -1.4172 | -11.8497 | -32.4546 | -5.0454 | -2.3502 | -5.1186 | -5.3636 | -4.3752 | 1176.1638 | 1303.1391 | 1420.8429 | 1338.8372 | 0.4027 | 0.42494 | 0.41159 | 0.40375 | 473.6358 | 553.7528 | 584.8009 | 540.5537 | 0.099893 | 0.12352 | 0.12198 | 0.12226 | 0.047344 | 0.043719 | 0.043481 | 0.043375 | 117.49 | 160.9585 | 173.3125 | 163.6832 | 55.6838 | 56.9724 | 61.78 | 58.0722
6 | 26 | 19 | 2439.4857 | 2555.3697 | 2664.7461 | 2703.9472 | 80 | 63 | 0 | 0 | 0 | 0 | 0 | 0 | 0 | 0 | 0 | 0 | 860.9095 | 841.4031 | 876.8948 | 937.4965 | 0 | 0 | 0 | 0 | -2.2351 | 9.0104 | 19.6514 | 23.1271 | 1.9717 | 2.3781 | -0.48402 | 4.5431 | 1498.8396 | 1639.5781 | 1768.6839 | 1738.7805 | 0.40839 | 0.42225 | 0.40697 | 0.39265 | 612.1082 | 692.3106 | 719.8011 | 682.7265 | 0.10001 | 0.12461 | 0.12331 | 0.12277 | 0.047498 | 0.045407 | 0.045605 | 0.044747 | 149.8981 | 204.3102 | 218.0921 | 213.4704 | 71.1919 | 74.449 | 80.6608 | 77.8046
6 | 26 | 20 | 2419.2403 | 2535.9286 | 2646.0238 | 2685.827 | 80 | 63 | 0 | 0 | 0 | 0 | 0 | 0 | 0 | 0 | 0 | 0 | 663.8976 | 650.2746 | 684.4674 | 740.7884 | 0 | 0 | 0 | 0 | 0.84279 | 11.9832 | 0.80744 | 40.7392 | 3.0504 | 25.9108 | 25.9112 | 34.9392 | 1671.4495 | 1784.7599 | 1934.8378 | 1869.3603 | 0.40942 | 0.43553 | 0.40598 | 0.39629 | 684.33 | 777.3144 | 785.5116 | 740.8061 | 0.10025 | 0.1246 | 0.12337 | 0.12275 | 0.047619 | 0.04531 | 0.04563 | 0.044849 | 167.5603 | 222.3731 | 238.7057 | 229.4677 | 79.5929 | 80.8668 | 88.2872 | 83.8386
6 | 26 | 21 | 2359.4713 | 2474.4736 | 2582.7625 | 2621.8274 | 80 | 63 | 0 | 0 | 0 | 0 | 0 | 0 | 0 | 0 | 0 | 0 | 642.281 | 632.5772 | 664.6316 | 717.9874 | 0 | 0 | 0 | 0 | 3.0822 | 24.4592 | 16.6515 | 27.9019 | 2.645 | 23.5199 | 22.7961 | 36.4322 | 1631.4631 | 1730.9172 | 1878.6833 | 1839.5059 | 0.4094 | 0.43476 | 0.40586 | 0.39679 | 667.9186 | 752.539 | 762.4885 | 729.9016 | 0.099944 | 0.12452 | 0.12326 | 0.12262 | 0.047525 | 0.0452 | 0.045607 | 0.044782 | 163.0546 | 215.5423 | 231.5731 | 225.5595 | 77.5358 | 78.2368 | 85.6803 | 82.3764
6 | 26 | 22 | 2138.8463 | 2245.2444 | 2345.724 | 2382.96 | 80 | 63 | 0 | 0 | 0 | 0 | 0 | 0 | 0 | 0 | 0 | 0 | 645.744 | 637.9145 | 671.3543 | 721.8375 | 0 | 0 | 0 | 0 | 9.3371 | 48.1291 | 76.7922 | 32.5006 | 2.9415 | 12.3873 | 8.2287 | 35.3658 | 1400.8237 | 1483.8135 | 1589.3487 | 1593.2562 | 0.40731 | 0.42231 | 0.40449 | 0.39511 | 570.5727 | 626.6313 | 642.8831 | 629.5143 | 0.099763 | 0.12434 | 0.12277 | 0.12237 | 0.047398 | 0.044674 | 0.044754 | 0.044299 | 139.7507 | 184.5024 | 195.1228 | 194.9725 | 66.3964 | 66.2877 | 71.1289 | 70.5801
6 | 26 | 23 | 1927.3524 | 2024.8751 | 2117.16 | 2152.0442 | 80 | 63 | 0 | 0 | 0 | 0 | 0 | 0 | 0 | 0 | 0 | 0 | 671.1681 | 669.9466 | 705.7657 | 752.0102 | 0 | 0 | 0 | 0 | 14.2019 | 57.4548 | 37.4534 | 22.5271 | 7.6943 | 17.7368 | 15.9373 | 29.4297 | 1154.288 | 1216.7369 | 1358.0036 | 1348.0771 | 0.40299 | 0.42067 | 0.40353 | 0.39408 | 465.1614 | 511.8495 | 547.993 | 531.252 | 0.099519 | 0.12334 | 0.12188 | 0.12195 | 0.047481 | 0.043666 | 0.043968 | 0.043796 | 114.8738 | 150.0719 | 165.5164 | 164.4027 | 54.8071 | 53.1302 | 59.7091 | 59.0406
6 | 26 | 24 | 1773.5493 | 1856.515 | 1933.492 | 1958.5139 | 80 | 63 | 0 | 0 | 0 | 0 | 0 | 0 | 0 | 0 | 0 | 0 | 672.6859 | 672.7363 | 708.8707 | 754.016 | 0 | 0 | 0 | 0 | 11.6555 | 15.2082 | 35.8045 | 78.1747 | 7.6069 | 15.5812 | 16.396 | 27.3726 | 1001.601 | 1089.9893 | 1172.4208 | 1098.9506 | 0.40134 | 0.42366 | 0.4104 | 0.39542 | 401.9869 | 461.7836 | 481.1657 | 434.5419 | 0.10035 | 0.12315 | 0.12176 | 0.12179 | 0.048041 | 0.043511 | 0.043756 | 0.043496 | 100.5153 | 134.2331 | 142.7582 | 133.846 | 48.1175 | 47.4265 | 51.3005 | 47.7999
6 | 27 | 1 | 1656.5258 | 1725.6191 | 1787.6267 | 1802.1388 | 80 | 63 | 0 | 0 | 0 | 0 | 0 | 0 | 0 | 0 | 0 | 0 | 639.4359 | 636.5916 | 671.4452 | 715.4774 | 0 | 0 | 0 | 0 | -2.9958 | 49.5133 | 35.5797 | 13.7547 | 0.30088 | 17.5825 | 16.8008 | 31.4718 | 939.7848 | 958.9318 | 1063.801 | 1041.4348 | 0.4071 | 0.42843 | 0.41669 | 0.39372 | 382.5903 | 410.8378 | 443.2745 | 410.0319 | 0.10062 | 0.12317 | 0.12176 | 0.12176 | 0.048187 | 0.04356 | 0.04382 | 0.04354 | 94.5642 | 118.1106 | 129.5285 | 126.8002 | 45.2851 | 41.7707 | 46.6154 | 45.3436
6 | 27 | 2 | 1595.2775 | 1653.8094 | 1704.4469 | 1710.7028 | 80 | 63 | 0 | 0 | 0 | 0 | 0 | 0 | 0 | 0 | 0 | 0 | 625.9335 | 625.1512 | 659.5418 | 700.9848 | 0 | 0 | 0 | 0 | -2.5252 | 15.6096 | 11.1167 | 7.635 | -1.0884 | 17.7429 | 20.2977 | 20.5905 | 892.9577 | 932.3057 | 1013.4907 | 981.4925 | 0.40672 | 0.42869 | 0.41639 | 0.39335 | 363.1806 | 399.6672 | 422.0023 | 386.0687 | 0.10087 | 0.12323 | 0.12176 | 0.12179 | 0.048351 | 0.043628 | 0.043704 | 0.0434 | 90.0722 | 114.8855 | 123.3997 | 119.5313 | 43.1752 | 40.6745 | 44.2937 | 42.5965
6 | 27 | 3 | 1561.7247 | 1611.5639 | 1652.7379 | 1651.7948 | 80 | 63 | 0 | 0 | 0 | 0 | 0 | 0 | 0 | 0 | 0 | 0 | 599.7694 | 599.2968 | 633.3098 | 671.2594 | 0 | 0 | 0 | 0 | -3.2596 | 13.6825 | 24.9347 | 3.6441 | -1.1661 | 19.4874 | 10.7617 | 6.8153 | 886.381 | 916.0972 | 983.7317 | 970.076 | 0.40558 | 0.42977 | 0.41648 | 0.39426 | 359.4993 | 393.7124 | 409.709 | 382.4615 | 0.10067 | 0.1232 | 0.12174 | 0.12179 | 0.04805 | 0.043159 | 0.043515 | 0.043176 | 89.2353 | 112.8592 | 119.7592 | 118.1459 | 42.5904 | 39.5378 | 42.8067 | 41.8844
6 | 27 | 4 | 1582.9419 | 1626.4631 | 1660.2442 | 1652.4971 | 80 | 63 | 0 | 0 | 0 | 0 | 0 | 0 | 0 | 0 | 0 | 0 | 561.2446 | 562.2915 | 594.3736 | 628.5197 | 0 | 0 | 0 | 0 | -2.7373 | 36.7621 | 39.3185 | 6.2885 | -0.65183 | 22.2593 | 18.9486 | 14.4484 | 945.0863 | 942.1502 | 1007.6035 | 1003.2406 | 0.40646 | 0.42931 | 0.41675 | 0.39303 | 384.138 | 404.4741 | 419.9222 | 394.3008 | 0.10013 | 0.12316 | 0.12171 | 0.12177 | 0.047605 | 0.043086 | 0.043683 | 0.04331 | 94.6304 | 116.0326 | 122.6369 | 122.1603 | 44.9911 | 40.5934 | 44.0154 | 43.4504
6 | 27 | 5 | 1648.6218 | 1689.5723 | 1719.8249 | 1707.6039 | 80 | 63 | 0 | 0 | 0 | 0 | 0 | 0 | 0 | 0 | 0 | 0 | 534.3459 | 531.4748 | 561.9901 | 594.8071 | 0 | 0 | 0 | 0 | -3.4836 | 43.1769 | 22.1865 | 10.8666 | -0.69788 | 15.7892 | 21.5172 | 30.2462 | 1038.4575 | 1036.1314 | 1114.1311 | 1071.684 | 0.40796 | 0.42719 | 0.41626 | 0.3916 | 423.6516 | 442.6203 | 463.7643 | 419.6714 | 0.099766 | 0.12314 | 0.12168 | 0.12176 | 0.047471 | 0.04337 | 0.043898 | 0.043431 | 103.6028 | 127.5869 | 135.5683 | 130.4932 | 49.2966 | 44.9368 | 48.9079 | 46.5439
6 | 27 | 6 | 1717.249 | 1752.9996 | 1776.9283 | 1758.0364 | 80 | 63 | 0 | 0 | 0 | 0 | 0 | 0 | 0 | 0 | 0 | 0 | 885.328 | 887.5391 | 916.4225 | 947.643 | 0 | 0 | 0 | 0 | -3.7607 | -10.7345 | -6.8554 | 5.3301 | 2.0944 | 3.0648 | -0.72525 | 3.7218 | 753.5874 | 810.1302 | 868.0864 | 801.3416 | 0.40606 | 0.43154 | 0.41548 | 0.38797 | 306.003 | 349.6025 | 360.6736 | 310.8938 | 0.10029 | 0.12329 | 0.12183 | 0.12193 | 0.047855 | 0.043715 | 0.043199 | 0.043012 | 75.5762 | 99.8797 | 105.7604 | 97.7105 | 36.0627 | 35.4149 | 37.5004 | 34.4672
6 | 27 | 7 | 1885.1893 | 1924.3904 | 1951.5125 | 1932.5991 | 80 | 63 | 0 | 0 | 0 | 0 | 0 | 0 | 0 | 0 | 0 | 0 | 1209.247 | 1220.1871 | 1251.9862 | 1284.5792 | 0 | 0 | 0 | 0 | -1.6075 | -14.3551 | -15.4907 | 4.4598 | 1.8184 | -2.5066 | -4.0984 | -4.4084 | 595.7315 | 658.065 | 719.1155 | 647.9685 | 0.39763 | 0.41039 | 0.41696 | 0.37762 | 236.8787 | 270.0641 | 299.8402 | 244.6866 | 0.10263 | 0.12462 | 0.12286 | 0.12445 | 0.049859 | 0.045686 | 0.044449 | 0.048037 | 61.1398 | 82.0055 | 88.3516 | 80.6402 | 29.7023 | 30.0645 | 31.9636 | 31.1262
6 | 27 | 8 | 2037.9522 | 2083.1391 | 2117.2945 | 2102.962 | 80 | 63 | 0 | 0 | 0 | 0 | 0 | 0 | 0 | 0 | 0 | 0 | 1495.7904 | 1569.2544 | 1656.472 | 1737.9222 | 0 | 0 | 0 | 0 | -1.4396 | -16.4259 | -28.5652 | 63.3853 | -1.3331 | -3.9499 | -5.9198 | -26.1916 | 464.9345 | 471.2606 | 495.3074 | 327.8461 | 0.39542 | 0.54534 | 0.3925 | 0.14136 | 183.8423 | 256.9956 | 194.4061 | 46.3456 | 0.10486 | 0.12517 | 0.12386 | 0.12721 | 0.052485 | 0.056601 | 0.046895 | 0.056459 | 48.7521 | 58.9883 | 61.348 | 41.7064 | 24.4019 | 26.6737 | 23.2274 | 18.5099
6 | 27 | 9 | 2180.9919 | 2236.2 | 2282.0056 | 2276.3432 | 80 | 63 | 0 | 0 | 0 | 0 | 0 | 0 | 0 | 0 | 0 | 0 | 1712.515 | 1854.3157 | 2000.32 | 2137.8758 | 0 | 0 | 0 | 0 | -1.3615 | -18.77 | -35.5664 | -81.9746 | 0.66353 | -13.2925 | -9.0856 | -35.9042 | 389.1749 | 350.9468 | 326.3375 | 256.3463 | 0.3881 | 0.022118 | 0.022118 | 0.021036 | 151.0388 | 7.7622 | 7.2179 | 5.3926 | 0.1048 | 0.12509 | 0.12371 | 0.12537 | 0.052609 | 0.049303 | 0.047265 | 0.054044 | 40.787 | 43.8988 | 40.3703 | 32.1394 | 20.4742 | 17.3026 | 15.4243 | 13.854
6 | 27 | 10 | 2308.0679 | 2369.1506 | 2420.2139 | 2415.9156 | 80 | 63 | 0 | 0 | 0 | 0 | 0 | 0 | 0 | 0 | 0 | 0 | 1818.9825 | 2006.7628 | 2197.1198 | 2374.7081 | 0 | 0 | 0 | 0 | -1.8166 | -23.9901 | -26.4529 | -69.9881 | -0.29347 | -31.1151 | -30.3658 | -38.2696 | 411.1955 | 354.493 | 279.9128 | 149.4652 | 0.39518 | 0.022118 | 0.022118 | 0.022118 | 162.4978 | 7.8406 | 6.1911 | 3.3058 | 0.10493 | 0.12388 | 0.12371 | 0.12482 | 0.053126 | 0.04685 | 0.047411 | 0.054693 | 43.1451 | 43.9138 | 34.6289 | 18.656 | 21.8453 | 16.6081 | 13.271 | 8.1747
6 | 27 | 11 | 2407.2372 | 2473.6489 | 2528.6365 | 2524.0124 | 80 | 63 | 0 | 0 | 0 | 0 | 0 | 0 | 0 | 0 | 0 | 0 | 1874.0682 | 2086.0057 | 2307.9516 | 2510.9991 | 0 | 0 | 0 | 0 | -4.9965 | -68.8642 | -59.8273 | -73.9739 | -4.5837 | -26.8681 | -27.2791 | -39.2253 | 462.7492 | 420.3756 | 307.7913 | 126.2125 | 0.39679 | 0.022118 | 0.022118 | 0.022118 | 183.6152 | 9.2978 | 6.8077 | 2.7915 | 0.10508 | 0.12475 | 0.1237 | 0.12473 | 0.054511 | 0.049155 | 0.047529 | 0.054791 | 48.6237 | 52.4419 | 38.0741 | 15.7423 | 25.225 | 20.6636 | 14.6289 | 6.9154
6 | 27 | 12 | 2450.0727 | 2519.5229 | 2576.6866 | 2571.9001 | 80 | 63 | 0 | 0 | 0 | 0 | 0 | 0 | 0 | 0 | 0 | 0 | 1897.066 | 2115.6878 | 2358.1714 | 2575.543 | 0 | 0 | 0 | 0 | -5.953 | -63.21 | -85.1792 | -76.1534 | -4.2867 | -36.3566 | -22.2043 | -39.2437 | 483.2463 | 440.4016 | 325.8987 | 111.7541 | 0.39234 | 0.022118 | 0.022118 | 0.022118 | 189.5986 | 9.7407 | 7.2082 | 2.4717 | 0.1061 | 0.126 | 0.12363 | 0.12476 | 0.05425 | 0.047139 | 0.047545 | 0.054996 | 51.2732 | 55.4903 | 40.2915 | 13.9426 | 26.216 | 20.7603 | 15.4949 | 6.146
6 | 27 | 13 | 2527.2402 | 2604.0082 | 2668.3983 | 2667.6026 | 80 | 63 | 0 | 0 | 0 | 0 | 0 | 0 | 0 | 0 | 0 | 0 | 1950.5311 | 2162.5335 | 2416.441 | 2641.3507 | 0 | 0 | 0 | 0 | -6.3022 | -62.3817 | -33.853 | -81.9948 | -5.0094 | -34.1785 | -32.9557 | -38.1567 | 508.0207 | 475.0349 | 318.7661 | 146.4033 | 0.39433 | 0.022118 | 0.022118 | 0.022118 | 200.3269 | 10.5067 | 7.0504 | 3.2381 | 0.10585 | 0.12607 | 0.12362 | 0.12461 | 0.053834 | 0.047317 | 0.047312 | 0.05437 | 53.7751 | 59.8882 | 39.4058 | 18.2431 | 27.349 | 22.4772 | 15.0814 | 7.9599
6 | 27 | 14 | 2574.4601 | 2656.8822 | 2727.3517 | 2730.8023 | 80 | 63 | 0 | 0 | 0 | 0 | 0 | 0 | 0 | 0 | 0 | 0 | 2036.404 | 2233.6802 | 2488.1883 | 2709.7138 | 0 | 0 | 0 | 0 | -5.1761 | -50.3723 | -49.0536 | -58.9444 | -4.1895 | -32.1375 | -36.7597 | -38.1567 | 467.4217 | 442.7117 | 324.9768 | 118.1896 | 0.39259 | 0.022448 | 0.022118 | 0.021917 | 183.5042 | 9.9379 | 7.1878 | 2.5903 | 0.10333 | 0.12622 | 0.12352 | 0.12494 | 0.050799 | 0.041324 | 0.046765 | 0.05208 | 48.2964 | 55.878 | 40.1415 | 14.7668 | 23.7446 | 18.2944 | 15.1975 | 6.1553
6 | 27 | 15 | 2614.0496 | 2702.0366 | 2778.3272 | 2785.6998 | 80 | 63 | 0 | 0 | 0 | 0 | 0 | 0 | 0 | 0 | 0 | 0 | 2029.7101 | 2203.2076 | 2442.0002 | 2647.7118 | 0 | 0 | 0 | 0 | -3.5068 | -73.9784 | -48.886 | -59.276 | -6.2485 | -30.1425 | -32.3891 | -38.1567 | 514.0947 | 539.9498 | 417.6021 | 235.4208 | 0.38933 | 0.022983 | 0.021613 | 0.020742 | 200.151 | 12.4099 | 9.0256 | 4.883 | 0.10202 | 0.12624 | 0.12336 | 0.12491 | 0.049384 | 0.046185 | 0.046049 | 0.049947 | 52.45 | 68.1638 | 51.5172 | 29.407 | 25.3882 | 24.9374 | 19.2302 | 11.7586
6 | 27 | 16 | 2631.0304 | 2729.1728 | 2816.8556 | 2833.582 | 80 | 63 | 0 | 0 | 0 | 0 | 0 | 0 | 0 | 0 | 0 | 0 | 1913.1809 | 2043.989 | 2249.3163 | 2426.324 | 0 | 0 | 0 | 0 | -1.4255 | -21.7558 | -7.2403 | -35.4959 | -6.0928 | -22.8758 | -13.171 | -37.909 | 645.3678 | 666.8154 | 587.9506 | 480.6629 | 0.39725 | 0.023616 | 0.020937 | 0.02146 | 256.3737 | 15.7473 | 12.3096 | 10.3153 | 0.1011 | 0.12441 | 0.12269 | 0.12339 | 0.048884 | 0.044949 | 0.044678 | 0.045872 | 65.2481 | 82.9579 | 72.1356 | 59.3093 | 31.548 | 29.9724 | 26.2682 | 22.0489
6 | 27 | 17 | 2595.9769 | 2702.4531 | 2799.799 | 2825.3937 | 80 | 63 | 0 | 0 | 0 | 0 | 0 | 0 | 0 | 0 | 0 | 0 | 1669.0714 | 1740.8442 | 1893.4951 | 2025.8605 | 0 | 0 | 0 | 0 | -1.2466 | -13.3686 | -37.4523 | 29.4701 | -5.3476 | -7.0394 | -7.3025 | -7.3189 | 853.4996 | 919.0169 | 951.0587 | 777.3819 | 0.40602 | 0.342 | 0.42749 | 0.2585 | 346.5389 | 314.3068 | 406.5663 | 200.951 | 0.10015 | 0.12392 | 0.12219 | 0.12278 | 0.047543 | 0.044642 | 0.043637 | 0.043767 | 85.4756 | 113.8818 | 116.2125 | 95.4499 | 40.5775 | 41.027 | 41.5015 | 34.0235
6 | 27 | 18 | 2554.665 | 2669.9727 | 2777.7196 | 2813.0843 | 80 | 63 | 0 | 0 | 0 | 0 | 0 | 0 | 0 | 0 | 0 | 0 | 1297.094 | 1300.6642 | 1389.4945 | 1466.7945 | 0 | 0 | 0 | 0 | -1.4172 | -11.8497 | -32.4546 | -5.0454 | -2.3502 | -5.1186 | -5.3636 | -4.3752 | 1181.3383 | 1323.2768 | 1426.0434 | 1355.7104 | 0.4027 | 0.42494 | 0.41159 | 0.40375 | 475.7196 | 562.3101 | 586.9413 | 547.3662 | 0.099893 | 0.12352 | 0.12198 | 0.12226 | 0.047344 | 0.043719 | 0.043481 | 0.043375 | 118.0069 | 163.4458 | 173.9468 | 165.746 | 55.9288 | 57.8528 | 62.0061 | 58.8041
6 | 27 | 19 | 2466.2819 | 2583.7358 | 2694.638 | 2734.5332 | 80 | 63 | 0 | 0 | 0 | 0 | 0 | 0 | 0 | 0 | 0 | 0 | 858.382 | 830.0258 | 877.8079 | 924.9739 | 0 | 0 | 0 | 0 | -2.2351 | 9.0104 | 19.6514 | 23.1271 | 1.9717 | 2.3781 | -0.48402 | 4.5431 | 1528.1633 | 1679.3215 | 1797.6627 | 1781.889 | 0.40839 | 0.42225 | 0.40697 | 0.39265 | 624.0837 | 709.0922 | 731.5946 | 699.6529 | 0.10001 | 0.12461 | 0.12331 | 0.12277 | 0.047498 | 0.045407 | 0.045605 | 0.044747 | 152.8308 | 209.2627 | 221.6654 | 218.7628 | 72.5847 | 76.2536 | 81.9824 | 79.7336
6 | 27 | 20 | 2451.1439 | 2569.7013 | 2681.6131 | 2722.2427 | 80 | 63 | 0 | 0 | 0 | 0 | 0 | 0 | 0 | 0 | 0 | 0 | 680.8674 | 665.6227 | 708.8573 | 755.7518 | 0 | 0 | 0 | 0 | 0.84279 | 11.9832 | 0.80744 | 40.7392 | 3.0504 | 25.9108 | 25.9112 | 34.9392 | 1686.3833 | 1803.1845 | 1946.0372 | 1890.8125 | 0.40942 | 0.43553 | 0.40598 | 0.39629 | 690.4443 | 785.3388 | 790.0584 | 749.3073 | 0.10025 | 0.1246 | 0.12337 | 0.12275 | 0.047619 | 0.04531 | 0.04563 | 0.044849 | 169.0574 | 224.6687 | 240.0874 | 232.101 | 80.3041 | 81.7016 | 88.7982 | 84.8007
6 | 27 | 21 | 2423.4884 | 2542.2411 | 2654.1753 | 2694.8983 | 80 | 63 | 0 | 0 | 0 | 0 | 0 | 0 | 0 | 0 | 0 | 0 | 681.8108 | 669.6245 | 711.8086 | 758.0668 | 0 | 0 | 0 | 0 | 3.0822 | 24.4592 | 16.6515 | 27.9019 | 2.645 | 23.5199 | 22.7961 | 36.4322 | 1655.9504 | 1761.6375 | 1902.919 | 1872.4974 | 0.4094 | 0.43476 | 0.40586 | 0.39679 | 677.9437 | 765.8951 | 772.3249 | 742.9923 | 0.099944 | 0.12452 | 0.12326 | 0.12262 | 0.047525 | 0.0452 | 0.045607 | 0.044782 | 165.5019 | 219.3678 | 234.5604 | 229.6049 | 78.6996 | 79.6253 | 86.7856 | 83.8538
6 | 27 | 22 | 2190.4798 | 2299.9028 | 2403.3224 | 2441.8959 | 80 | 63 | 0 | 0 | 0 | 0 | 0 | 0 | 0 | 0 | 0 | 0 | 655.8196 | 645.0364 | 688.3865 | 728.0303 | 0 | 0 | 0 | 0 | 9.3371 | 48.1291 | 76.7922 | 32.5006 | 2.9415 | 12.3873 | 8.2287 | 35.3658 | 1442.3816 | 1531.35 | 1629.9151 | 1645.9993 | 0.40731 | 0.42231 | 0.40449 | 0.39511 | 587.4997 | 646.7065 | 659.292 | 650.3538 | 0.099763 | 0.12434 | 0.12277 | 0.12237 | 0.047398 | 0.044674 | 0.044754 | 0.044299 | 143.8967 | 190.4133 | 200.1031 | 201.4269 | 68.3662 | 68.4114 | 72.9444 | 72.9166
6 | 27 | 23 | 1944.3536 | 2042.8724 | 2136.1254 | 2171.4499 | 80 | 63 | 0 | 0 | 0 | 0 | 0 | 0 | 0 | 0 | 0 | 0 | 656.5205 | 648.4766 | 693.1807 | 729.0684 | 0 | 0 | 0 | 0 | 14.2019 | 57.4548 | 37.4534 | 22.5271 | 7.6943 | 17.7368 | 15.9373 | 29.4297 | 1185.9368 | 1256.2042 | 1389.554 | 1390.4247 | 0.40299 | 0.42067 | 0.40353 | 0.39408 | 477.9154 | 528.4524 | 560.7245 | 547.9404 | 0.099519 | 0.12334 | 0.12188 | 0.12195 | 0.047481 | 0.043666 | 0.043968 | 0.043796 | 118.0235 | 154.9397 | 169.3619 | 169.5671 | 56.3098 | 54.8536 | 61.0963 | 60.8953
6 | 27 | 24 | 1779.5662 | 1862.8844 | 1940.204 | 1965.3817 | 80 | 63 | 0 | 0 | 0 | 0 | 0 | 0 | 0 | 0 | 0 | 0 | 676.84 | 671.2226 | 716.5905 | 752.9501 | 0 | 0 | 0 | 0 | 11.6555 | 15.2082 | 35.8045 | 78.1747 | 7.6069 | 15.5812 | 16.396 | 27.3726 | 1003.4638 | 1097.8725 | 1171.413 | 1106.8844 | 0.40134 | 0.42366 | 0.4104 | 0.39542 | 402.7345 | 465.1234 | 480.7521 | 437.679 | 0.10035 | 0.12315 | 0.12176 | 0.12179 | 0.048041 | 0.043511 | 0.043756 | 0.043496 | 100.7023 | 135.204 | 142.6355 | 134.8123 | 48.207 | 47.7695 | 51.2564 | 48.145
6 | 28 | 1 | 1667.72 | 1737.4692 | 1800.1142 | 1814.9163 | 80 | 63 | 0 | 0 | 0 | 0 | 0 | 0 | 0 | 0 | 0 | 0 | 666.1562 | 657.9484 | 705.2427 | 738.9323 | 0 | 0 | 0 | 0 | -2.9958 | 49.5133 | 35.5797 | 13.7547 | 0.30088 | 17.5825 | 16.8008 | 31.4718 | 924.2586 | 949.425 | 1042.491 | 1030.7575 | 0.4071 | 0.42843 | 0.41669 | 0.39372 | 376.2696 | 406.7648 | 434.3948 | 405.828 | 0.10062 | 0.12317 | 0.12176 | 0.12176 | 0.048187 | 0.04356 | 0.04382 | 0.04354 | 93.0019 | 116.9397 | 126.9338 | 125.5002 | 44.5369 | 41.3566 | 45.6816 | 44.8787
6 | 28 | 2 | 1609.4802 | 1668.8442 | 1720.2904 | 1726.9141 | 80 | 63 | 0 | 0 | 0 | 0 | 0 | 0 | 0 | 0 | 0 | 0 | 652.3885 | 642.7904 | 690.7527 | 722.4572 | 0 | 0 | 0 | 0 | -2.5252 | 15.6096 | 11.1167 | 7.635 | -1.0884 | 17.7429 | 20.2977 | 20.5905 | 880.7053 | 929.7012 | 998.1233 | 976.2316 | 0.40672 | 0.42869 | 0.41639 | 0.39335 | 358.1974 | 398.5507 | 415.6036 | 383.9993 | 0.10087 | 0.12323 | 0.12176 | 0.12179 | 0.048351 | 0.043628 | 0.043704 | 0.0434 | 88.8363 | 114.5645 | 121.5286 | 118.8906 | 42.5828 | 40.5609 | 43.6221 | 42.3682
6 | 28 | 3 | 1580.545 | 1631.4868 | 1673.7325 | 1673.2768 | 80 | 63 | 0 | 0 | 0 | 0 | 0 | 0 | 0 | 0 | 0 | 0 | 628.8791 | 619.8688 | 665.8191 | 696.7312 | 0 | 0 | 0 | 0 | -3.2596 | 13.6825 | 24.9347 | 3.6441 | -1.1661 | 19.4874 | 10.7617 | 6.8153 | 876.0916 | 915.4481 | 972.2169 | 966.0862 | 0.40558 | 0.42977 | 0.41648 | 0.39426 | 355.3261 | 393.4335 | 404.9132 | 380.8885 | 0.10067 | 0.1232 | 0.12174 | 0.12179 | 0.04805 | 0.043159 | 0.043515 | 0.043176 | 88.1994 | 112.7792 | 118.3574 | 117.66 | 42.096 | 39.5098 | 42.3056 | 41.7121
6 | 28 | 4 | 1593.8563 | 1638.0169 | 1672.4195 | 1664.9551 | 80 | 63 | 0 | 0 | 0 | 0 | 0 | 0 | 0 | 0 | 0 | 0 | 585.3926 | 572.3632 | 617.1765 | 646.0424 | 0 | 0 | 0 | 0 | -2.7373 | 36.7621 | 39.3185 | 6.2885 | -0.65183 | 22.2593 | 18.9486 | 14.4484 | 931.8528 | 943.6323 | 996.9758 | 998.1759 | 0.40646 | 0.42931 | 0.41675 | 0.39303 | 378.7591 | 405.1104 | 415.4932 | 392.3102 | 0.10013 | 0.12316 | 0.12171 | 0.12177 | 0.047605 | 0.043086 | 0.043683 | 0.04331 | 93.3054 | 116.2151 | 121.3434 | 121.5436 | 44.3611 | 40.6573 | 43.5511 | 43.2311
6 | 28 | 5 | 1658.3468 | 1699.8671 | 1730.6734 | 1718.7043 | 80 | 63 | 0 | 0 | 0 | 0 | 0 | 0 | 0 | 0 | 0 | 0 | 573.953 | 566.2337 | 610.8238 | 632.3832 | 0 | 0 | 0 | 0 | -3.4836 | 43.1769 | 22.1865 | 10.8666 | -0.69788 | 15.7892 | 21.5172 | 30.2462 | 1008.5754 | 1011.6673 | 1076.1459 | 1045.2082 | 0.40796 | 0.42719 | 0.41626 | 0.3916 | 411.4608 | 432.1696 | 447.9527 | 409.3035 | 0.099766 | 0.12314 | 0.12168 | 0.12176 | 0.047471 | 0.04337 | 0.043898 | 0.043431 | 100.6215 | 124.5744 | 130.9462 | 127.2694 | 47.8781 | 43.8758 | 47.2405 | 45.394
6 | 28 | 6 | 1743.1357 | 1780.4029 | 1805.8056 | 1787.5842 | 80 | 63 | 0 | 0 | 0 | 0 | 0 | 0 | 0 | 0 | 0 | 0 | 932.3795 | 926.2126 | 969.6361 | 990.421 | 0 | 0 | 0 | 0 | -3.7607 | -10.7345 | -6.8554 | 5.3301 | 2.0944 | 3.0648 | -0.72525 | 3.7218 | 732.4225 | 798.86 | 843.7501 | 788.1113 | 0.40606 | 0.43154 | 0.41548 | 0.38797 | 297.4088 | 344.739 | 350.5624 | 305.761 | 0.10029 | 0.12329 | 0.12183 | 0.12193 | 0.047855 | 0.043715 | 0.043199 | 0.043012 | 73.4536 | 98.4902 | 102.7955 | 96.0973 | 35.0498 | 34.9222 | 36.4491 | 33.8982
6 | 28 | 7 | 1903.1701 | 1943.4246 | 1971.5705 | 1953.1228 | 80 | 63 | 0 | 0 | 0 | 0 | 0 | 0 | 0 | 0 | 0 | 0 | 1288.5161 | 1288.488 | 1336.2737 | 1360.9813 | 0 | 0 | 0 | 0 | -1.6075 | -14.3551 | -15.4907 | 4.4598 | 1.8184 | -2.5066 | -4.0984 | -4.4084 | 534.4431 | 608.7983 | 654.8859 | 592.0901 | 0.39763 | 0.41039 | 0.41696 | 0.37762 | 212.5088 | 249.8454 | 273.0593 | 223.5857 | 0.10263 | 0.12462 | 0.12286 | 0.12445 | 0.049859 | 0.045686 | 0.044449 | 0.048037 | 54.8498 | 75.866 | 80.4602 | 73.6861 | 26.6465 | 27.8137 | 29.1087 | 28.442
6 | 28 | 8 | 2069.7159 | 2116.7637 | 2152.7277 | 2139.218 | 80 | 63 | 0 | 0 | 0 | 0 | 0 | 0 | 0 | 0 | 0 | 0 | 1529.3699 | 1583.3595 | 1686.3295 | 1759.7991 | 0 | 0 | 0 | 0 | -1.4396 | -16.4259 | -28.5652 | 63.3853 | -1.3331 | -3.9499 | -5.9198 | -26.1916 | 463.1187 | 490.7801 | 500.8831 | 342.2251 | 0.39542 | 0.54534 | 0.3925 | 0.14136 | 183.1243 | 267.6403 | 196.5945 | 48.3783 | 0.10486 | 0.12517 | 0.12386 | 0.12721 | 0.052485 | 0.056601 | 0.046895 | 0.056459 | 48.5617 | 61.4316 | 62.0386 | 43.5356 | 24.3066 | 27.7785 | 23.4889 | 19.3217
6 | 28 | 9 | 2204.0101 | 2260.5667 | 2307.6829 | 2302.6168 | 80 | 63 | 0 | 0 | 0 | 0 | 0 | 0 | 0 | 0 | 0 | 0 | 1637.0385 | 1741.7277 | 1904.7724 | 2030.8768 | 0 | 0 | 0 | 0 | -1.3615 | -18.77 | -35.5664 | -81.9746 | 0.66353 | -13.2925 | -9.0856 | -35.9042 | 487.6696 | 487.9016 | 447.5625 | 389.6188 | 0.3881 | 0.022118 | 0.022118 | 0.021036 | 189.2646 | 10.7913 | 9.8991 | 8.1961 | 0.1048 | 0.12509 | 0.12371 | 0.12537 | 0.052609 | 0.049303 | 0.047265 | 0.054044 | 51.1096 | 61.03 | 55.3667 | 48.8484 | 25.656 | 24.0548 | 21.154 | 21.0566
6 | 28 | 10 | 2326.2585 | 2388.4069 | 2440.506 | 2436.6789 | 80 | 63 | 0 | 0 | 0 | 0 | 0 | 0 | 0 | 0 | 0 | 0 | 1747.6819 | 1898.253 | 2105.8811 | 2271.9215 | 0 | 0 | 0 | 0 | -1.8166 | -23.9901 | -26.4529 | -69.9881 | -0.29347 | -31.1151 | -30.3658 | -38.2696 | 500.6867 | 482.2592 | 391.4436 | 273.0151 | 0.39518 | 0.022118 | 0.022118 | 0.022118 | 197.8633 | 10.6665 | 8.6579 | 6.0385 | 0.10493 | 0.12388 | 0.12371 | 0.12482 | 0.053126 | 0.04685 | 0.047411 | 0.054693 | 52.535 | 59.7412 | 48.4268 | 34.0772 | 26.5996 | 22.594 | 18.5588 | 14.932
6 | 28 | 11 | 2423.7487 | 2491.1278 | 2547.0555 | 2542.8591 | 80 | 63 | 0 | 0 | 0 | 0 | 0 | 0 | 0 | 0 | 0 | 0 | 1774.9174 | 1948.2105 | 2184.189 | 2377.8734 | 0 | 0 | 0 | 0 | -4.9965 | -68.8642 | -59.8273 | -73.9739 | -4.5837 | -26.8681 | -27.2791 | -39.2253 | 578.4115 | 575.6496 | 449.9729 | 278.1849 | 0.39679 | 0.022118 | 0.022118 | 0.022118 | 229.5091 | 12.7321 | 9.9524 | 6.1528 | 0.10508 | 0.12475 | 0.1237 | 0.12473 | 0.054511 | 0.049155 | 0.047529 | 0.054791 | 60.777 | 71.8123 | 55.6622 | 34.6975 | 31.5298 | 28.2961 | 21.3866 | 15.2421
6 | 28 | 12 | 2482.4661 | 2553.814 | 2612.8222 | 2608.8748 | 80 | 63 | 0 | 0 | 0 | 0 | 0 | 0 | 0 | 0 | 0 | 0 | 1856.7141 | 2030.507 | 2281.3959 | 2489.8364 | 0 | 0 | 0 | 0 | -5.953 | -63.21 | -85.1792 | -76.1534 | -4.2867 | -36.3566 | -22.2043 | -39.2437 | 555.9917 | 559.8736 | 438.8098 | 234.4354 | 0.39234 | 0.022118 | 0.022118 | 0.022118 | 218.1397 | 12.3832 | 9.7055 | 5.1852 | 0.1061 | 0.126 | 0.12363 | 0.12476 | 0.05425 | 0.047139 | 0.047545 | 0.054996 | 58.9915 | 70.5437 | 54.251 | 29.2484 | 30.1624 | 26.3921 | 20.8633 | 12.893
6 | 28 | 13 | 2552.7071 | 2630.9671 | 2696.8073 | 2696.6712 | 80 | 63 | 0 | 0 | 0 | 0 | 0 | 0 | 0 | 0 | 0 | 0 | 1905.9748 | 2084.7101 | 2350.7685 | 2570.4424 | 0 | 0 | 0 | 0 | -6.3022 | -62.3817 | -33.853 | -81.9948 | -5.0094 | -34.1785 | -32.9557 | -38.1567 | 578.044 | 579.8173 | 412.8475 | 246.3803 | 0.39433 | 0.022118 | 0.022118 | 0.022118 | 227.939 | 12.8243 | 9.1313 | 5.4494 | 0.10585 | 0.12607 | 0.12362 | 0.12461 | 0.053834 | 0.047317 | 0.047312 | 0.05437 | 61.1872 | 73.0982 | 51.0361 | 30.7012 | 31.1187 | 27.4351 | 19.5326 | 13.3956
6 | 28 | 14 | 2603.0754 | 2687.1739 | 2759.2728 | 2763.4646 | 80 | 63 | 0 | 0 | 0 | 0 | 0 | 0 | 0 | 0 | 0 | 0 | 1972.5059 | 2137.177 | 2399.7444 | 2614.511 | 0 | 0 | 0 | 0 | -5.1761 | -50.3723 | -49.0536 | -58.9444 | -4.1895 | -32.1375 | -36.7597 | -38.1567 | 559.9351 | 569.5067 | 445.3417 | 246.0548 | 0.39259 | 0.022448 | 0.022118 | 0.021917 | 219.8238 | 12.7842 | 9.85 | 5.3927 | 0.10333 | 0.12622 | 0.12352 | 0.12494 | 0.050799 | 0.041324 | 0.046765 | 0.05208 | 57.8554 | 71.8818 | 55.0092 | 30.7425 | 28.4442 | 23.534 | 20.8263 | 12.8145
6 | 28 | 15 | 2639.4465 | 2728.9214 | 2806.6581 | 2814.6886 | 80 | 63 | 0 | 0 | 0 | 0 | 0 | 0 | 0 | 0 | 0 | 0 | 1998.0393 | 2153.0273 | 2397.6164 | 2596.2311 | 0 | 0 | 0 | 0 | -3.5068 | -73.9784 | -48.886 | -59.276 | -6.2485 | -30.1425 | -32.3891 | -38.1567 | 571.1626 | 617.015 | 490.3169 | 315.8902 | 0.38933 | 0.022983 | 0.021613 | 0.020742 | 222.369 | 14.1811 | 10.5972 | 6.5521 | 0.10202 | 0.12624 | 0.12336 | 0.12491 | 0.049384 | 0.046185 | 0.046049 | 0.049947 | 58.2723 | 77.8926 | 60.4876 | 39.4587 | 28.2065 | 28.4966 | 22.5786 | 15.7778
6 | 28 | 16 | 2656.1475 | 2755.7614 | 2844.8744 | 2862.2513 | 80 | 63 | 0 | 0 | 0 | 0 | 0 | 0 | 0 | 0 | 0 | 0 | 1930.7417 | 2059.0919 | 2268.5562 | 2439.3908 | 0 | 0 | 0 | 0 | -1.4255 | -21.7558 | -7.2403 | -35.4959 | -6.0928 | -22.8758 | -13.171 | -37.909 | 652.9241 | 678.3011 | 596.7294 | 496.2654 | 0.39725 | 0.023616 | 0.020937 | 0.02146 | 259.3755 | 16.0185 | 12.4934 | 10.6501 | 0.1011 | 0.12441 | 0.12269 | 0.12339 | 0.048884 | 0.044949 | 0.044678 | 0.045872 | 66.012 | 84.3869 | 73.2127 | 61.2345 | 31.9174 | 30.4887 | 26.6605 | 22.7646
6 | 28 | 17 | 2616.8261 | 2724.5239 | 2823.057 | 2849.1917 | 80 | 63 | 0 | 0 | 0 | 0 | 0 | 0 | 0 | 0 | 0 | 0 | 1698.6118 | 1769.3214 | 1925.1516 | 2052.6952 | 0 | 0 | 0 | 0 | -1.2466 | -13.3686 | -37.4523 | 29.4701 | -5.3476 | -7.0394 | -7.3025 | -7.3189 | 844.8084 | 912.6104 | 942.6601 | 774.3452 | 0.40602 | 0.342 | 0.42749 | 0.2585 | 343.0101 | 312.1157 | 402.976 | 200.166 | 0.10015 | 0.12392 | 0.12219 | 0.12278 | 0.047543 | 0.044642 | 0.043637 | 0.043767 | 84.6052 | 113.088 | 115.1863 | 95.0771 | 40.1643 | 40.741 | 41.135 | 33.8906
6 | 28 | 18 | 2537.3139 | 2651.6051 | 2758.364 | 2793.2793 | 80 | 63 | 0 | 0 | 0 | 0 | 0 | 0 | 0 | 0 | 0 | 0 | 1273.7602 | 1276.9616 | 1367.1725 | 1441.7429 | 0 | 0 | 0 | 0 | -1.4172 | -11.8497 | -32.4546 | -5.0454 | -2.3502 | -5.1186 | -5.3636 | -4.3752 | 1187.321 | 1328.6118 | 1429.0098 | 1360.957 | 0.4027 | 0.42494 | 0.41159 | 0.40375 | 478.1288 | 564.5771 | 588.1623 | 549.4845 | 0.099893 | 0.12352 | 0.12198 | 0.12226 | 0.047344 | 0.043719 | 0.043481 | 0.043375 | 118.6046 | 164.1048 | 174.3087 | 166.3875 | 56.212 | 58.086 | 62.1351 | 59.0316
6 | 28 | 19 | 2460.3349 | 2577.4404 | 2688.004 | 2727.7452 | 80 | 63 | 0 | 0 | 0 | 0 | 0 | 0 | 0 | 0 | 0 | 0 | 792.0438 | 758.6333 | 806.4269 | 847.9901 | 0 | 0 | 0 | 0 | -2.2351 | 9.0104 | 19.6514 | 23.1271 | 1.9717 | 2.3781 | -0.48402 | 4.5431 | 1588.5546 | 1744.4187 | 1862.4097 | 1852.0849 | 0.40839 | 0.42225 | 0.40697 | 0.39265 | 648.7467 | 736.5794 | 757.9446 | 727.2151 | 0.10001 | 0.12461 | 0.12331 | 0.12277 | 0.047498 | 0.045407 | 0.045605 | 0.044747 | 158.8705 | 217.3745 | 229.6492 | 227.3808 | 75.4532 | 79.2095 | 84.9351 | 82.8746
6 | 28 | 20 | 2445.5468 | 2563.7763 | 2675.3694 | 2715.854 | 80 | 63 | 0 | 0 | 0 | 0 | 0 | 0 | 0 | 0 | 0 | 0 | 639.9723 | 620.1299 | 664.4408 | 706.8842 | 0 | 0 | 0 | 0 | 0.84279 | 11.9832 | 0.80744 | 40.7392 | 3.0504 | 25.9108 | 25.9112 | 34.9392 | 1721.6812 | 1842.7523 | 1984.21 | 1933.2914 | 0.40942 | 0.43553 | 0.40598 | 0.39629 | 704.8961 | 802.5717 | 805.5559 | 766.1412 | 0.10025 | 0.1246 | 0.12337 | 0.12275 | 0.047619 | 0.04531 | 0.04563 | 0.044849 | 172.596 | 229.5987 | 244.7968 | 237.3153 | 81.9849 | 83.4944 | 90.54 | 86.7058
6 | 28 | 21 | 2395.7127 | 2512.8382 | 2623.1907 | 2663.1943 | 80 | 63 | 0 | 0 | 0 | 0 | 0 | 0 | 0 | 0 | 0 | 0 | 702.5943 | 696.1381 | 741.39 | 782.5025 | 0 | 0 | 0 | 0 | 3.0822 | 24.4592 | 16.6515 | 27.9019 | 2.645 | 23.5199 | 22.7961 | 36.4322 | 1607.3912 | 1705.7209 | 1842.353 | 1816.3577 | 0.4094 | 0.43476 | 0.40586 | 0.39679 | 658.0636 | 741.5846 | 747.7434 | 720.7165 | 0.099944 | 0.12452 | 0.12326 | 0.12262 | 0.047525 | 0.0452 | 0.045607 | 0.044782 | 160.6487 | 212.4048 | 227.0949 | 222.7211 | 76.3918 | 77.0979 | 84.0234 | 81.3398
6 | 28 | 22 | 2190.6897 | 2300.125 | 2403.5566 | 2442.1355 | 80 | 63 | 0 | 0 | 0 | 0 | 0 | 0 | 0 | 0 | 0 | 0 | 656.3837 | 645.7626 | 691.3136 | 727.7005 | 0 | 0 | 0 | 0 | 9.3371 | 48.1291 | 76.7922 | 32.5006 | 2.9415 | 12.3873 | 8.2287 | 35.3658 | 1442.0274 | 1530.846 | 1627.2221 | 1646.5686 | 0.40731 | 0.42231 | 0.40449 | 0.39511 | 587.3555 | 646.4936 | 658.2027 | 650.5787 | 0.099763 | 0.12434 | 0.12277 | 0.12237 | 0.047398 | 0.044674 | 0.044754 | 0.044299 | 143.8613 | 190.3506 | 199.7725 | 201.4965 | 68.3494 | 68.3889 | 72.8239 | 72.9418
6 | 28 | 23 | 1971.9894 | 2072.1272 | 2166.9538 | 2202.9941 | 80 | 63 | 0 | 0 | 0 | 0 | 0 | 0 | 0 | 0 | 0 | 0 | 632.7188 | 623.6811 | 668.724 | 701.3447 | 0 | 0 | 0 | 0 | 14.2019 | 57.4548 | 37.4534 | 22.5271 | 7.6943 | 17.7368 | 15.9373 | 29.4297 | 1237.3743 | 1310.2546 | 1444.8391 | 1449.6927 | 0.40299 | 0.42067 | 0.40353 | 0.39408 | 498.6439 | 551.19 | 583.0336 | 571.2968 | 0.099519 | 0.12334 | 0.12188 | 0.12195 | 0.047481 | 0.043666 | 0.043968 | 0.043796 | 123.1425 | 161.6063 | 176.1001 | 176.7951 | 58.7521 | 57.2138 | 63.5271 | 63.491
6 | 28 | 24 | 1805.5928 | 1890.4359 | 1969.2374 | 1995.0893 | 80 | 63 | 0 | 0 | 0 | 0 | 0 | 0 | 0 | 0 | 0 | 0 | 634.7964 | 630.666 | 675.4417 | 705.4255 | 0 | 0 | 0 | 0 | 11.6555 | 15.2082 | 35.8045 | 78.1747 | 7.6069 | 15.5812 | 16.396 | 27.3726 | 1071.534 | 1165.9804 | 1241.5952 | 1184.1166 | 0.40134 | 0.42366 | 0.4104 | 0.39542 | 430.0541 | 493.978 | 509.5551 | 468.2178 | 0.10035 | 0.12315 | 0.12176 | 0.12179 | 0.048041 | 0.043511 | 0.043756 | 0.043496 | 107.5334 | 143.5915 | 151.1812 | 144.2187 | 51.4771 | 50.733 | 54.3272 | 51.5043
6 | 29 | 1 | 1699.1339 | 1770.7235 | 1835.1572 | 1850.7729 | 80 | 63 | 0 | 0 | 0 | 0 | 0 | 0 | 0 | 0 | 0 | 0 | 627.9593 | 629.9459 | 674.6414 | 699.5481 | 0 | 0 | 0 | 0 | -2.9958 | 49.5133 | 35.5797 | 13.7547 | 0.30088 | 17.5825 | 16.8008 | 31.4718 | 993.8694 | 1010.6819 | 1108.1353 | 1105.9983 | 0.4071 | 0.42843 | 0.41669 | 0.39372 | 404.6084 | 433.0092 | 461.7481 | 435.4517 | 0.10062 | 0.12317 | 0.12176 | 0.12176 | 0.048187 | 0.04356 | 0.04382 | 0.04354 | 100.0063 | 124.4846 | 134.9266 | 134.6612 | 47.8912 | 44.0249 | 48.5581 | 48.1547
6 | 29 | 2 | 1630.6094 | 1691.2112 | 1743.8605 | 1751.0315 | 80 | 63 | 0 | 0 | 0 | 0 | 0 | 0 | 0 | 0 | 0 | 0 | 596.7439 | 598.982 | 643.069 | 664.1629 | 0 | 0 | 0 | 0 | -2.5252 | 15.6096 | 11.1167 | 7.635 | -1.0884 | 17.7429 | 20.2977 | 20.5905 | 957.4791 | 995.8766 | 1069.3771 | 1058.6432 | 0.40672 | 0.42869 | 0.41639 | 0.39335 | 389.4225 | 426.9192 | 445.2726 | 416.4158 | 0.10087 | 0.12323 | 0.12176 | 0.12179 | 0.048351 | 0.043628 | 0.043704 | 0.0434 | 96.5804 | 122.7191 | 130.2043 | 128.9271 | 46.2949 | 43.448 | 46.7362 | 45.9448
6 | 29 | 3 | 1598.036 | 1650.0025 | 1693.2441 | 1693.2415 | 80 | 63 | 0 | 0 | 0 | 0 | 0 | 0 | 0 | 0 | 0 | 0 | 539.4472 | 535.3734 | 577.0277 | 597.5325 | 0 | 0 | 0 | 0 | -3.2596 | 13.6825 | 24.9347 | 3.6441 | -1.1661 | 19.4874 | 10.7617 | 6.8153 | 983.0145 | 1018.4593 | 1080.5201 | 1085.2497 | 0.40558 | 0.42977 | 0.41648 | 0.39426 | 398.692 | 437.7047 | 450.0198 | 427.8698 | 0.10067 | 0.1232 | 0.12174 | 0.12179 | 0.04805 | 0.043159 | 0.043515 | 0.043176 | 98.9638 | 125.4698 | 131.5422 | 132.1729 | 47.2336 | 43.9556 | 47.0184 | 46.8571
6 | 29 | 4 | 1615.685 | 1661.1245 | 1696.7701 | 1689.8711 | 80 | 63 | 0 | 0 | 0 | 0 | 0 | 0 | 0 | 0 | 0 | 0 | 507.4584 | 504.6196 | 544.8873 | 561.9871 | 0 | 0 | 0 | 0 | -2.7373 | 36.7621 | 39.3185 | 6.2885 | -0.65183 | 22.2593 | 18.9486 | 14.4484 | 1031.6158 | 1034.4835 | 1093.6157 | 1107.1472 | 0.40646 | 0.42931 | 0.41675 | 0.39303 | 419.3085 | 444.1137 | 455.7681 | 435.1389 | 0.10013 | 0.12316 | 0.12171 | 0.12177 | 0.047605 | 0.043086 | 0.043683 | 0.04331 | 103.2945 | 127.4041 | 133.1056 | 134.8126 | 49.1103 | 44.5717 | 47.7727 | 47.9506
6 | 29 | 5 | 1685.9127 | 1729.0479 | 1761.4238 | 1750.1687 | 80 | 63 | 0 | 0 | 0 | 0 | 0 | 0 | 0 | 0 | 0 | 0 | 496.4051 | 494.0724 | 533.3197 | 547.9167 | 0 | 0 | 0 | 0 | -3.4836 | 43.1769 | 22.1865 | 10.8666 | -0.69788 | 15.7892 | 21.5172 | 30.2462 | 1113.6891 | 1113.0094 | 1184.4004 | 1161.1392 | 0.40796 | 0.42719 | 0.41626 | 0.3916 | 454.3432 | 475.4615 | 493.0144 | 454.702 | 0.099766 | 0.12314 | 0.12168 | 0.12176 | 0.047471 | 0.04337 | 0.043898 | 0.043431 | 111.1083 | 137.0534 | 144.1187 | 141.3857 | 52.8679 | 48.271 | 51.9926 | 50.429
6 | 29 | 6 | 1776.0888 | 1815.2865 | 1842.5656 | 1825.1977 | 80 | 63 | 0 | 0 | 0 | 0 | 0 | 0 | 0 | 0 | 0 | 0 | 818.6577 | 812.866 | 851.1108 | 866.5156 | 0 | 0 | 0 | 0 | -3.7607 | -10.7345 | -6.8554 | 5.3301 | 2.0944 | 3.0648 | -0.72525 | 3.7218 | 879.0974 | 947.0902 | 999.0354 | 949.6303 | 0.40606 | 0.43154 | 0.41548 | 0.38797 | 356.9678 | 408.7061 | 415.0805 | 368.425 | 0.10029 | 0.12329 | 0.12183 | 0.12193 | 0.047855 | 0.043715 | 0.043199 | 0.043012 | 88.1634 | 116.7652 | 121.7141 | 115.7919 | 42.0689 | 41.4021 | 43.1572 | 40.8454
6 | 29 | 7 | 1943.9591 | 1986.6033 | 2017.0717 | 1999.6806 | 80 | 63 | 0 | 0 | 0 | 0 | 0 | 0 | 0 | 0 | 0 | 0 | 1163.9048 | 1170.9052 | 1208.8367 | 1230.2935 | 0 | 0 | 0 | 0 | -1.6075 | -14.3551 | -15.4907 | 4.4598 | 1.8184 | -2.5066 | -4.0984 | -4.4084 | 699.8435 | 769.5597 | 827.8241 | 769.3357 | 0.39763 | 0.41039 | 0.41696 | 0.37762 | 278.2764 | 315.8205 | 345.1671 | 290.5174 | 0.10263 | 0.12462 | 0.12286 | 0.12445 | 0.049859 | 0.045686 | 0.044449 | 0.048037 | 71.8248 | 95.8995 | 101.7077 | 95.7445 | 34.8932 | 35.1583 | 36.7955 | 36.9562
6 | 29 | 8 | 2104.8378 | 2153.9433 | 2191.9071 | 2179.3071 | 80 | 63 | 0 | 0 | 0 | 0 | 0 | 0 | 0 | 0 | 0 | 0 | 1434.9424 | 1501.4964 | 1594.1725 | 1665.2904 | 0 | 0 | 0 | 0 | -1.4396 | -16.4259 | -28.5652 | 63.3853 | -1.3331 | -3.9499 | -5.9198 | -26.1916 | 592.6682 | 609.8227 | 632.2196 | 476.8231 | 0.39542 | 0.54534 | 0.3925 | 0.14136 | 234.3502 | 332.5586 | 248.1436 | 67.4056 | 0.10486 | 0.12517 | 0.12386 | 0.12721 | 0.052485 | 0.056601 | 0.046895 | 0.056459 | 62.146 | 76.3323 | 78.3057 | 60.6583 | 31.106 | 34.5165 | 29.6479 | 26.9209
6 | 29 | 9 | 2247.7376 | 2306.856 | 2356.4621 | 2352.5287 | 80 | 63 | 0 | 0 | 0 | 0 | 0 | 0 | 0 | 0 | 0 | 0 | 1582.8012 | 1700.5748 | 1854.2864 | 1978.4777 | 0 | 0 | 0 | 0 | -1.3615 | -18.77 | -35.5664 | -81.9746 | 0.66353 | -13.2925 | -9.0856 | -35.9042 | 585.6344 | 575.3437 | 546.8277 | 491.9298 | 0.3881 | 0.022118 | 0.022118 | 0.021036 | 227.2847 | 12.7253 | 12.0947 | 10.3483 | 0.1048 | 0.12509 | 0.12371 | 0.12537 | 0.052609 | 0.049303 | 0.047265 | 0.054044 | 61.3767 | 71.9678 | 67.6466 | 61.6756 | 30.8098 | 28.366 | 25.8457 | 26.5859
6 | 29 | 10 | 2366.9076 | 2431.4375 | 2485.8512 | 2483.077 | 80 | 63 | 0 | 0 | 0 | 0 | 0 | 0 | 0 | 0 | 0 | 0 | 1689.6294 | 1843.2422 | 2043.3773 | 2207.3879 | 0 | 0 | 0 | 0 | -1.8166 | -23.9901 | -26.4529 | -69.9881 | -0.29347 | -31.1151 | -30.3658 | -38.2696 | 599.3883 | 580.3005 | 499.2926 | 383.9467 | 0.39518 | 0.022118 | 0.022118 | 0.022118 | 236.8686 | 12.835 | 11.0433 | 8.492 | 0.10493 | 0.12388 | 0.12371 | 0.12482 | 0.053126 | 0.04685 | 0.047411 | 0.054693 | 62.8914 | 71.8863 | 61.7691 | 47.9235 | 31.8432 | 27.1873 | 23.6721 | 20.9992
6 | 29 | 11 | 2448.1661 | 2516.9758 | 2574.2938 | 2570.7298 | 80 | 63 | 0 | 0 | 0 | 0 | 0 | 0 | 0 | 0 | 0 | 0 | 1749.874 | 1930.5852 | 2159.7142 | 2350.9779 | 0 | 0 | 0 | 0 | -4.9965 | -68.8642 | -59.8273 | -73.9739 | -4.5837 | -26.8681 | -27.2791 | -39.2253 | 627.8724 | 619.1229 | 501.686 | 332.9512 | 0.39679 | 0.022118 | 0.022118 | 0.022118 | 249.1348 | 13.6936 | 11.0962 | 7.3641 | 0.10508 | 0.12475 | 0.1237 | 0.12473 | 0.054511 | 0.049155 | 0.047529 | 0.054791 | 65.9741 | 77.2356 | 62.0591 | 41.5284 | 34.226 | 30.4331 | 23.8445 | 18.2429
6 | 29 | 12 | 2502.3359 | 2574.8479 | 2634.9875 | 2631.5547 | 80 | 63 | 0 | 0 | 0 | 0 | 0 | 0 | 0 | 0 | 0 | 0 | 1746.209 | 1934.964 | 2180.5335 | 2387.2388 | 0 | 0 | 0 | 0 | -5.953 | -63.21 | -85.1792 | -76.1534 | -4.2867 | -36.3566 | -22.2043 | -39.2437 | 686.3666 | 676.4505 | 561.8375 | 359.713 | 0.39234 | 0.022118 | 0.022118 | 0.022118 | 269.2915 | 14.9616 | 12.4266 | 7.956 | 0.1061 | 0.126 | 0.12363 | 0.12476 | 0.05425 | 0.047139 | 0.047545 | 0.054996 | 72.8245 | 85.2323 | 69.4612 | 44.8781 | 37.2352 | 31.8875 | 26.7127 | 19.7828
6 | 29 | 13 | 2567.4695 | 2646.5944 | 2713.2751 | 2713.5215 | 80 | 63 | 0 | 0 | 0 | 0 | 0 | 0 | 0 | 0 | 0 | 0 | 1798.2321 | 1979.3026 | 2233.8148 | 2448.1263 | 0 | 0 | 0 | 0 | -6.3022 | -62.3817 | -33.853 | -81.9948 | -5.0094 | -34.1785 | -32.9557 | -38.1567 | 700.549 | 700.852 | 546.2691 | 385.5467 | 0.39433 | 0.022118 | 0.022118 | 0.022118 | 276.2462 | 15.5013 | 12.0823 | 8.5274 | 0.10585 | 0.12607 | 0.12362 | 0.12461 | 0.053834 | 0.047317 | 0.047312 | 0.05437 | 74.1546 | 88.3572 | 67.5297 | 48.0425 | 37.7137 | 33.1621 | 25.8451 | 20.962
6 | 29 | 14 | 2615.529 | 2700.3571 | 2773.1651 | 2777.6795 | 80 | 63 | 0 | 0 | 0 | 0 | 0 | 0 | 0 | 0 | 0 | 0 | 1852.7915 | 2016.799 | 2268.7052 | 2480.9721 | 0 | 0 | 0 | 0 | -5.1761 | -50.3723 | -49.0536 | -58.9444 | -4.1895 | -32.1375 | -36.7597 | -38.1567 | 692.103 | 703.0679 | 590.2732 | 393.8085 | 0.39259 | 0.022448 | 0.022118 | 0.021917 | 271.7114 | 15.7823 | 13.0556 | 8.6309 | 0.10333 | 0.12622 | 0.12352 | 0.12494 | 0.050799 | 0.041324 | 0.046765 | 0.05208 | 71.5117 | 88.7396 | 72.9113 | 49.203 | 35.1582 | 29.0533 | 27.604 | 20.5095
6 | 29 | 15 | 2641.9652 | 2731.5877 | 2809.4678 | 2817.5635 | 80 | 63 | 0 | 0 | 0 | 0 | 0 | 0 | 0 | 0 | 0 | 0 | 1830.6478 | 1968.0623 | 2201.5194 | 2400.4238 | 0 | 0 | 0 | 0 | -3.5068 | -73.9784 | -48.886 | -59.276 | -6.2485 | -30.1425 | -32.3891 | -38.1567 | 741.0727 | 804.6463 | 689.2235 | 514.5725 | 0.38933 | 0.022983 | 0.021613 | 0.020742 | 288.5196 | 18.4935 | 14.8962 | 10.673 | 0.10202 | 0.12624 | 0.12336 | 0.12491 | 0.049384 | 0.046185 | 0.046049 | 0.049947 | 75.6072 | 101.5793 | 85.0255 | 64.2766 | 36.5974 | 37.1623 | 31.7381 | 25.7014
6 | 29 | 16 | 2651.25 | 2750.577 | 2839.4111 | 2856.6612 | 80 | 63 | 0 | 0 | 0 | 0 | 0 | 0 | 0 | 0 | 0 | 0 | 1765.7556 | 1870.351 | 2069.2583 | 2238.5929 | 0 | 0 | 0 | 0 | -1.4255 | -21.7558 | -7.2403 | -35.4959 | -6.0928 | -22.8758 | -13.171 | -37.909 | 813.0127 | 861.8576 | 790.564 | 691.4732 | 0.39725 | 0.023616 | 0.020937 | 0.02146 | 322.971 | 20.3533 | 16.5517 | 14.8393 | 0.1011 | 0.12441 | 0.12269 | 0.12339 | 0.048884 | 0.044949 | 0.044678 | 0.045872 | 82.1973 | 107.223 | 96.9942 | 85.3213 | 39.7431 | 38.7393 | 35.3205 | 31.7192
6 | 29 | 17 | 2604.7224 | 2711.711 | 2809.5549 | 2835.3761 | 80 | 63 | 0 | 0 | 0 | 0 | 0 | 0 | 0 | 0 | 0 | 0 | 1644.039 | 1713.7542 | 1861.5607 | 1986.4992 | 0 | 0 | 0 | 0 | -1.2466 | -13.3686 | -37.4523 | 29.4701 | -5.3476 | -7.0394 | -7.3025 | -7.3189 | 887.2775 | 955.3647 | 992.749 | 826.7256 | 0.40602 | 0.342 | 0.42749 | 0.2585 | 360.2534 | 326.7378 | 424.3884 | 213.7062 | 0.10015 | 0.12392 | 0.12219 | 0.12278 | 0.047543 | 0.044642 | 0.043637 | 0.043767 | 88.8584 | 118.386 | 121.3068 | 101.5085 | 42.1834 | 42.6496 | 43.3208 | 36.1831
6 | 29 | 18 | 2516.1847 | 2629.2381 | 2734.7939 | 2769.1619 | 80 | 63 | 0 | 0 | 0 | 0 | 0 | 0 | 0 | 0 | 0 | 0 | 1252.7261 | 1257.6191 | 1343.83 | 1413.5267 | 0 | 0 | 0 | 0 | -1.4172 | -11.8497 | -32.4546 | -5.0454 | -2.3502 | -5.1186 | -5.3636 | -4.3752 | 1187.226 | 1325.5873 | 1428.7822 | 1365.0558 | 0.4027 | 0.42494 | 0.41159 | 0.40375 | 478.0905 | 563.2919 | 588.0686 | 551.1394 | 0.099893 | 0.12352 | 0.12198 | 0.12226 | 0.047344 | 0.043719 | 0.043481 | 0.043375 | 118.5951 | 163.7312 | 174.2809 | 166.8886 | 56.2075 | 57.9538 | 62.1252 | 59.2094
6 | 29 | 19 | 2413.9488 | 2528.3367 | 2636.259 | 2674.7987 | 80 | 63 | 0 | 0 | 0 | 0 | 0 | 0 | 0 | 0 | 0 | 0 | 756.4675 | 722.4061 | 769.0888 | 806.3455 | 0 | 0 | 0 | 0 | -2.2351 | 9.0104 | 19.6514 | 23.1271 | 1.9717 | 2.3781 | -0.48402 | 4.5431 | 1577.7447 | 1731.5421 | 1848.0029 | 1840.783 | 0.40839 | 0.42225 | 0.40697 | 0.39265 | 644.3321 | 731.1423 | 752.0815 | 722.7774 | 0.10001 | 0.12461 | 0.12331 | 0.12277 | 0.047498 | 0.045407 | 0.045605 | 0.044747 | 157.7894 | 215.77 | 227.8728 | 225.9932 | 74.9398 | 78.6249 | 84.2781 | 82.3689
6 | 29 | 20 | 2407.6962 | 2523.7082 | 2633.1461 | 2672.6503 | 80 | 63 | 0 | 0 | 0 | 0 | 0 | 0 | 0 | 0 | 0 | 0 | 503.2436 | 470.9187 | 513.5697 | 546.8876 | 0 | 0 | 0 | 0 | 0.84279 | 11.9832 | 0.80744 | 40.7392 | 3.0504 | 25.9108 | 25.9112 | 34.9392 | 1820.5594 | 1951.8955 | 2092.8578 | 2050.0844 | 0.40942 | 0.43553 | 0.40598 | 0.39629 | 745.3791 | 850.1067 | 849.6651 | 812.4249 | 0.10025 | 0.1246 | 0.12337 | 0.12275 | 0.047619 | 0.04531 | 0.04563 | 0.044849 | 182.5084 | 243.1975 | 258.201 | 251.6519 | 86.6934 | 88.4396 | 95.4977 | 91.9439
6 | 29 | 21 | 2366.0479 | 2481.4355 | 2590.0989 | 2629.3341 | 80 | 63 | 0 | 0 | 0 | 0 | 0 | 0 | 0 | 0 | 0 | 0 | 571.4766 | 550.7797 | 593.8237 | 628.6896 | 0 | 0 | 0 | 0 | 3.0822 | 24.4592 | 16.6515 | 27.9019 | 2.645 | 23.5199 | 22.7961 | 36.4322 | 1708.8441 | 1819.6767 | 1956.8275 | 1936.3104 | 0.4094 | 0.43476 | 0.40586 | 0.39679 | 699.5983 | 791.1284 | 794.2044 | 768.3129 | 0.099944 | 0.12452 | 0.12326 | 0.12262 | 0.047525 | 0.0452 | 0.045607 | 0.044782 | 170.7883 | 226.5951 | 241.2054 | 237.4296 | 81.2133 | 82.2487 | 89.2442 | 86.7115
6 | 29 | 22 | 2188.5208 | 2297.8291 | 2401.1371 | 2439.6598 | 80 | 63 | 0 | 0 | 0 | 0 | 0 | 0 | 0 | 0 | 0 | 0 | 638.6276 | 630.1878 | 674.7307 | 708.8816 | 0 | 0 | 0 | 0 | 9.3371 | 48.1291 | 76.7922 | 32.5006 | 2.9415 | 12.3873 | 8.2287 | 35.3658 | 1457.6146 | 1544.1248 | 1641.3856 | 1662.9119 | 0.40731 | 0.42231 | 0.40449 | 0.39511 | 593.7043 | 652.1014 | 663.9318 | 657.0361 | 0.099763 | 0.12434 | 0.12277 | 0.12237 | 0.047398 | 0.044674 | 0.044754 | 0.044299 | 145.4164 | 192.0017 | 201.5113 | 203.4965 | 69.0882 | 68.9821 | 73.4578 | 73.6658
6 | 29 | 23 | 1979.6855 | 2080.2741 | 2175.539 | 2211.7786 | 80 | 63 | 0 | 0 | 0 | 0 | 0 | 0 | 0 | 0 | 0 | 0 | 629.5016 | 620.5945 | 665.6078 | 697.8505 | 0 | 0 | 0 | 0 | 14.2019 | 57.4548 | 37.4534 | 22.5271 | 7.6943 | 17.7368 | 15.9373 | 29.4297 | 1248.2876 | 1321.4881 | 1456.5404 | 1461.9713 | 0.40299 | 0.42067 | 0.40353 | 0.39408 | 503.0418 | 555.9156 | 587.7554 | 576.1356 | 0.099519 | 0.12334 | 0.12188 | 0.12195 | 0.047481 | 0.043666 | 0.043968 | 0.043796 | 124.2285 | 162.9918 | 177.5263 | 178.2925 | 59.2703 | 57.7043 | 64.0416 | 64.0287
6 | 29 | 24 | 1814.4083 | 1899.7678 | 1979.0713 | 2005.1515 | 80 | 63 | 0 | 0 | 0 | 0 | 0 | 0 | 0 | 0 | 0 | 0 | 595.7419 | 585.9863 | 629.8592 | 659.3495 | 0 | 0 | 0 | 0 | 11.6555 | 15.2082 | 35.8045 | 78.1747 | 7.6069 | 15.5812 | 16.396 | 27.3726 | 1119.404 | 1219.9921 | 1297.0116 | 1240.2548 | 0.40134 | 0.42366 | 0.4104 | 0.39542 | 449.2664 | 516.8605 | 532.2982 | 490.4157 | 0.10035 | 0.12315 | 0.12176 | 0.12179 | 0.048041 | 0.043511 | 0.043756 | 0.043496 | 112.3374 | 150.2431 | 157.9289 | 151.056 | 53.7768 | 53.0831 | 56.752 | 53.9461
6 | 30 | 1 | 1702.1423 | 1773.9082 | 1838.5132 | 1854.2069 | 80 | 63 | 0 | 0 | 0 | 0 | 0 | 0 | 0 | 0 | 0 | 0 | 576.3541 | 569.4095 | 613.2648 | 638.0519 | 0 | 0 | 0 | 0 | -2.9958 | 49.5133 | 35.5797 | 13.7547 | 0.30088 | 17.5825 | 16.8008 | 31.4718 | 1048.4831 | 1074.4029 | 1172.8679 | 1170.9284 | 0.4071 | 0.42843 | 0.41669 | 0.39372 | 426.8419 | 460.3094 | 488.7215 | 461.0158 | 0.10062 | 0.12317 | 0.12176 | 0.12176 | 0.048187 | 0.04356 | 0.04382 | 0.04354 | 105.5017 | 132.3331 | 142.8085 | 142.5668 | 50.5229 | 46.8005 | 51.3947 | 50.9817
6 | 30 | 2 | 1624.4525 | 1684.6937 | 1736.9924 | 1744.0039 | 80 | 63 | 0 | 0 | 0 | 0 | 0 | 0 | 0 | 0 | 0 | 0 | 568.1947 | 559.2291 | 602.8649 | 628.2297 | 0 | 0 | 0 | 0 | -2.5252 | 15.6096 | 11.1167 | 7.635 | -1.0884 | 17.7429 | 20.2977 | 20.5905 | 979.8715 | 1029.112 | 1102.7131 | 1087.5488 | 0.40672 | 0.42869 | 0.41639 | 0.39335 | 398.5299 | 441.1668 | 459.1532 | 427.7858 | 0.10087 | 0.12323 | 0.12176 | 0.12179 | 0.048351 | 0.043628 | 0.043704 | 0.0434 | 98.8391 | 126.8146 | 134.2632 | 132.4474 | 47.3776 | 44.898 | 48.1931 | 47.1993
6 | 30 | 3 | 1580.545 | 1631.4868 | 1673.7325 | 1673.2768 | 80 | 63 | 0 | 0 | 0 | 0 | 0 | 0 | 0 | 0 | 0 | 0 | 553.2316 | 540.7925 | 584.7315 | 609.9605 | 0 | 0 | 0 | 0 | -3.2596 | 13.6825 | 24.9347 | 3.6441 | -1.1661 | 19.4874 | 10.7617 | 6.8153 | 951.7391 | 994.5245 | 1053.3045 | 1052.857 | 0.40558 | 0.42977 | 0.41648 | 0.39426 | 386.0073 | 427.4182 | 438.6849 | 415.0986 | 0.10067 | 0.1232 | 0.12174 | 0.12179 | 0.04805 | 0.043159 | 0.043515 | 0.043176 | 95.8152 | 122.5211 | 128.229 | 128.2278 | 45.7308 | 42.9226 | 45.8341 | 45.4585
6 | 30 | 4 | 1559.6438 | 1601.8001 | 1634.2546 | 1625.9041 | 80 | 63 | 0 | 0 | 0 | 0 | 0 | 0 | 0 | 0 | 0 | 0 | 494.6461 | 480.319 | 521.3989 | 543.4258 | 0 | 0 | 0 | 0 | -2.7373 | 36.7621 | 39.3185 | 6.2885 | -0.65183 | 22.2593 | 18.9486 | 14.4484 | 988.3868 | 999.4597 | 1054.5886 | 1061.7414 | 0.40646 | 0.42931 | 0.41675 | 0.39303 | 401.7378 | 429.0777 | 439.5035 | 417.2932 | 0.10013 | 0.12316 | 0.12171 | 0.12177 | 0.047605 | 0.043086 | 0.043683 | 0.04331 | 98.966 | 123.0907 | 128.3555 | 129.2837 | 47.0524 | 43.0627 | 46.0679 | 45.9841
6 | 30 | 5 | 1565.4346 | 1601.5115 | 1627.0274 | 1612.6516 | 80 | 63 | 0 | 0 | 0 | 0 | 0 | 0 | 0 | 0 | 0 | 0 | 446.6986 | 436.2471 | 472.6862 | 489.4568 | 0 | 0 | 0 | 0 | -3.4836 | 43.1769 | 22.1865 | 10.8666 | -0.69788 | 15.7892 | 21.5172 | 30.2462 | 1042.9175 | 1043.2983 | 1110.6375 | 1082.082 | 0.40796 | 0.42719 | 0.41626 | 0.3916 | 425.4711 | 445.6819 | 462.3101 | 423.7433 | 0.099766 | 0.12314 | 0.12168 | 0.12176 | 0.047471 | 0.04337 | 0.043898 | 0.043431 | 104.0477 | 128.4694 | 135.1432 | 131.7593 | 49.5083 | 45.2476 | 48.7546 | 46.9955
6 | 30 | 6 | 1546.9566 | 1572.7304 | 1586.9626 | 1563.6597 | 80 | 63 | 0 | 0 | 0 | 0 | 0 | 0 | 0 | 0 | 0 | 0 | 806.9816 | 801.8941 | 835.1775 | 850.9173 | 0 | 0 | 0 | 0 | -3.7607 | -10.7345 | -6.8554 | 5.3301 | 2.0944 | 3.0648 | -0.72525 | 3.7218 | 661.6413 | 715.506 | 759.3657 | 703.6906 | 0.40606 | 0.43154 | 0.41548 | 0.38797 | 268.6672 | 308.7685 | 315.5022 | 273.0085 | 0.10029 | 0.12329 | 0.12183 | 0.12193 | 0.047855 | 0.043715 | 0.043199 | 0.043012 | 66.3551 | 88.2136 | 92.5148 | 85.8036 | 31.6626 | 31.2784 | 32.8038 | 30.2671
6 | 30 | 7 | 1643.2537 | 1668.2807 | 1681.6269 | 1656.4469 | 80 | 63 | 0 | 0 | 0 | 0 | 0 | 0 | 0 | 0 | 0 | 0 | 1095.0171 | 1089.6736 | 1125.439 | 1148.3137 | 0 | 0 | 0 | 0 | -1.6075 | -14.3551 | -15.4907 | 4.4598 | 1.8184 | -2.5066 | -4.0984 | -4.4084 | 468.0257 | 532.4689 | 575.7772 | 508.0818 | 0.39763 | 0.41039 | 0.41696 | 0.37762 | 186.0995 | 218.5205 | 240.0743 | 191.8624 | 0.10263 | 0.12462 | 0.12286 | 0.12445 | 0.049859 | 0.045686 | 0.044449 | 0.048037 | 48.0334 | 66.3542 | 70.7408 | 63.2312 | 23.3351 | 24.3265 | 25.5924 | 24.4065
6 | 30 | 8 | 1788.1805 | 1818.7344 | 1838.6677 | 1817.8656 | 80 | 63 | 0 | 0 | 0 | 0 | 0 | 0 | 0 | 0 | 0 | 0 | 1320.1598 | 1359.0239 | 1450.5347 | 1524.0321 | 0 | 0 | 0 | 0 | -1.4396 | -16.4259 | -28.5652 | 63.3853 | -1.3331 | -3.9499 | -5.9198 | -26.1916 | 390.7934 | 417.0864 | 422.618 | 256.6398 | 0.39542 | 0.54534 | 0.3925 | 0.14136 | 154.5258 | 227.4524 | 165.8758 | 36.2796 | 0.10486 | 0.12517 | 0.12386 | 0.12721 | 0.052485 | 0.056601 | 0.046895 | 0.056459 | 40.9778 | 52.2073 | 52.3448 | 32.648 | 20.5106 | 23.6074 | 19.8186 | 14.4896
6 | 30 | 9 | 1937.8669 | 1978.8313 | 2010.7933 | 1998.8335 | 80 | 63 | 0 | 0 | 0 | 0 | 0 | 0 | 0 | 0 | 0 | 0 | 1548.8063 | 1650.2308 | 1805.0673 | 1931.3045 | 0 | 0 | 0 | 0 | -1.3615 | -18.77 | -35.5664 | -81.9746 | 0.66353 | -13.2925 | -9.0856 | -35.9042 | 309.7586 | 297.663 | 250.3779 | 185.4077 | 0.3881 | 0.022118 | 0.022118 | 0.021036 | 120.2173 | 6.5836 | 5.5378 | 3.9003 | 0.1048 | 0.12509 | 0.12371 | 0.12537 | 0.052609 | 0.049303 | 0.047265 | 0.054044 | 32.4639 | 37.2337 | 30.9736 | 23.2455 | 16.2962 | 14.6756 | 11.8341 | 10.0202
6 | 30 | 10 | 2064.593 | 2111.4115 | 2148.6114 | 2138.0065 | 80 | 63 | 0 | 0 | 0 | 0 | 0 | 0 | 0 | 0 | 0 | 0 | 1710.6983 | 1854.6465 | 2059.3112 | 2228.1766 | 0 | 0 | 0 | 0 | -1.8166 | -23.9901 | -26.4529 | -69.9881 | -0.29347 | -31.1151 | -30.3658 | -38.2696 | 276.0048 | 248.8703 | 146.1188 | 18.0876 | 0.39518 | 0.022118 | 0.022118 | 0.022118 | 109.0726 | 5.5045 | 3.2318 | 0.40006 | 0.10493 | 0.12388 | 0.12371 | 0.12482 | 0.053126 | 0.04685 | 0.047411 | 0.054693 | 28.9601 | 30.8295 | 18.0768 | 2.2577 | 14.6631 | 11.6597 | 6.9277 | 0.98927
6 | 30 | 11 | 2160.7538 | 2212.7252 | 2253.6779 | 2242.6694 | 80 | 63 | 0 | 0 | 0 | 0 | 0 | 0 | 0 | 0 | 0 | 0 | 1770.2924 | 1935.2233 | 2172.3432 | 2371.033 | 0 | 0 | 0 | 0 | -4.9965 | -68.8642 | -59.8273 | -73.9739 | -4.5837 | -26.8681 | -27.2791 | -39.2253 | 320.0417 | 310.2342 | 168.4412 | -15.1645 | 0.39679 | 0.022118 | 0.022118 | 0.022118 | 126.99 | 6.8617 | 3.7256 | -0.3354 | 0.10508 | 0.12475 | 0.1237 | 0.12473 | 0.054511 | 0.049155 | 0.047529 | 0.054791 | 33.6286 | 38.7017 | 20.8364 | -1.8914 | 17.4458 | 15.2496 | 8.0058 | -0.83088
6 | 30 | 12 | 2232.1348 | 2288.8168 | 2333.5711 | 2323.1395 | 80 | 63 | 0 | 0 | 0 | 0 | 0 | 0 | 0 | 0 | 0 | 0 | 1811.3492 | 1983.1501 | 2239.2771 | 2454.8353 | 0 | 0 | 0 | 0 | -5.953 | -63.21 | -85.1792 | -76.1534 | -4.2867 | -36.3566 | -22.2043 | -39.2437 | 351.0252 | 342.2333 | 201.6775 | -16.2987 | 0.39234 | 0.022118 | 0.022118 | 0.022118 | 137.7225 | 7.5694 | 4.4607 | -0.36049 | 0.1061 | 0.126 | 0.12363 | 0.12476 | 0.05425 | 0.047139 | 0.047545 | 0.054996 | 37.2443 | 43.1212 | 24.9338 | -2.0334 | 19.043 | 16.1327 | 9.5888 | -0.89637
6 | 30 | 13 | 2290.6918 | 2353.6014 | 2404.5224 | 2397.5995 | 80 | 63 | 0 | 0 | 0 | 0 | 0 | 0 | 0 | 0 | 0 | 0 | 1830.3987 | 1999.4364 | 2266.2378 | 2484.7439 | 0 | 0 | 0 | 0 | -6.3022 | -62.3817 | -33.853 | -81.9948 | -5.0094 | -34.1785 | -32.9557 | -38.1567 | 391.6047 | 387.7252 | 205.0933 | 33.0071 | 0.39433 | 0.022118 | 0.022118 | 0.022118 | 154.4208 | 8.5756 | 4.5362 | 0.73004 | 0.10585 | 0.12607 | 0.12362 | 0.12461 | 0.053834 | 0.047317 | 0.047312 | 0.05437 | 41.4522 | 48.8809 | 25.3536 | 4.113 | 21.0818 | 18.3459 | 9.7034 | 1.7946
6 | 30 | 14 | 2324.8284 | 2392.6256 | 2448.881 | 2445.8656 | 80 | 63 | 0 | 0 | 0 | 0 | 0 | 0 | 0 | 0 | 0 | 0 | 1921.757 | 2076.9598 | 2342.6204 | 2557.1711 | 0 | 0 | 0 | 0 | -5.1761 | -50.3723 | -49.0536 | -58.9444 | -4.1895 | -32.1375 | -36.7597 | -38.1567 | 332.4369 | 335.1756 | 192.074 | -14.2043 | 0.39259 | 0.022448 | 0.022118 | 0.021917 | 130.5108 | 7.5239 | 4.2483 | -0.31131 | 0.10333 | 0.12622 | 0.12352 | 0.12494 | 0.050799 | 0.041324 | 0.046765 | 0.05208 | 34.3491 | 42.3051 | 23.7252 | -1.7747 | 16.8875 | 13.8506 | 8.9823 | -0.73976
6 | 30 | 15 | 2374.4227 | 2448.371 | 2511.0172 | 2512.183 | 80 | 63 | 0 | 0 | 0 | 0 | 0 | 0 | 0 | 0 | 0 | 0 | 1897.6945 | 2027.1048 | 2273.6854 | 2472.2892 | 0 | 0 | 0 | 0 | -3.5068 | -73.9784 | -48.886 | -59.276 | -6.2485 | -30.1425 | -32.3891 | -38.1567 | 406.4836 | 462.3871 | 318.6069 | 137.3265 | 0.38933 | 0.022983 | 0.021613 | 0.020742 | 158.255 | 10.6272 | 6.886 | 2.8484 | 0.10202 | 0.12624 | 0.12336 | 0.12491 | 0.049384 | 0.046185 | 0.046049 | 0.049947 | 41.4711 | 58.3722 | 39.3047 | 17.1538 | 20.0739 | 21.3552 | 14.6715 | 6.8591
6 | 30 | 16 | 2401.8982 | 2486.6167 | 2561.2526 | 2572.044 | 80 | 63 | 0 | 0 | 0 | 0 | 0 | 0 | 0 | 0 | 0 | 0 | 1718.3592 | 1807.5568 | 2014.9587 | 2180.612 | 0 | 0 | 0 | 0 | -1.4255 | -21.7558 | -7.2403 | -35.4959 | -6.0928 | -22.8758 | -13.171 | -37.909 | 611.0572 | 660.6915 | 566.7052 | 464.8369 | 0.39725 | 0.023616 | 0.020937 | 0.02146 | 242.7438 | 15.6027 | 11.8648 | 9.9756 | 0.1011 | 0.12441 | 0.12269 | 0.12339 | 0.048884 | 0.044949 | 0.044678 | 0.045872 | 61.7792 | 82.1961 | 69.529 | 57.3565 | 29.8708 | 29.6971 | 25.3191 | 21.323
6 | 30 | 17 | 2393.4309 | 2488.0409 | 2573.8538 | 2594.2021 | 80 | 63 | 0 | 0 | 0 | 0 | 0 | 0 | 0 | 0 | 0 | 0 | 1456.9097 | 1486.4459 | 1639.3478 | 1759.5386 | 0 | 0 | 0 | 0 | -1.2466 | -13.3686 | -37.4523 | 29.4701 | -5.3476 | -7.0394 | -7.3025 | -7.3189 | 863.1154 | 959.003 | 979.2608 | 812.5123 | 0.40602 | 0.342 | 0.42749 | 0.2585 | 350.4431 | 327.9821 | 418.6223 | 210.0321 | 0.10015 | 0.12392 | 0.12219 | 0.12278 | 0.047543 | 0.044642 | 0.043637 | 0.043767 | 86.4386 | 118.8368 | 119.6586 | 99.7634 | 41.0347 | 42.812 | 42.7322 | 35.561
6 | 30 | 18 | 2355.4074 | 2459.0415 | 2555.4426 | 2585.646 | 80 | 63 | 0 | 0 | 0 | 0 | 0 | 0 | 0 | 0 | 0 | 0 | 1034.292 | 1005.4702 | 1093.9618 | 1162.0326 | 0 | 0 | 0 | 0 | -1.4172 | -11.8497 | -32.4546 | -5.0454 | -2.3502 | -5.1186 | -5.3636 | -4.3752 | 1244.8827 | 1407.5395 | 1499.299 | 1433.0341 | 0.4027 | 0.42494 | 0.41159 | 0.40375 | 501.3086 | 598.1165 | 617.0924 | 578.5855 | 0.099893 | 0.12352 | 0.12198 | 0.12226 | 0.047344 | 0.043719 | 0.043481 | 0.043375 | 124.3546 | 173.8536 | 182.8824 | 175.1995 | 58.9372 | 61.5367 | 65.1914 | 62.158
6 | 30 | 19 | 2272.7613 | 2378.8777 | 2478.7608 | 2513.6434 | 80 | 63 | 0 | 0 | 0 | 0 | 0 | 0 | 0 | 0 | 0 | 0 | 660.1906 | 611.4901 | 662.0619 | 698.0126 | 0 | 0 | 0 | 0 | -2.2351 | 9.0104 | 19.6514 | 23.1271 | 1.9717 | 2.3781 | -0.48402 | 4.5431 | 1532.8342 | 1692.9991 | 1797.5316 | 1787.9606 | 0.40839 | 0.42225 | 0.40697 | 0.39265 | 625.9912 | 714.8675 | 731.5412 | 702.0369 | 0.10001 | 0.12461 | 0.12331 | 0.12277 | 0.047498 | 0.045407 | 0.045605 | 0.044747 | 153.2979 | 210.9671 | 221.6493 | 219.5082 | 72.8066 | 76.8747 | 81.9764 | 80.0053
6 | 30 | 20 | 2270.9165 | 2378.9152 | 2480.5648 | 2516.5261 | 80 | 63 | 0 | 0 | 0 | 0 | 0 | 0 | 0 | 0 | 0 | 0 | 512.219 | 472.8629 | 521.0927 | 552.7661 | 0 | 0 | 0 | 0 | 0.84279 | 11.9832 | 0.80744 | 40.7392 | 3.0504 | 25.9108 | 25.9112 | 34.9392 | 1674.8043 | 1805.1582 | 1932.7535 | 1888.0816 | 0.40942 | 0.43553 | 0.40598 | 0.39629 | 685.7036 | 786.1984 | 784.6654 | 748.2251 | 0.10025 | 0.1246 | 0.12337 | 0.12275 | 0.047619 | 0.04531 | 0.04563 | 0.044849 | 167.8966 | 224.9146 | 238.4485 | 231.7657 | 79.7527 | 81.791 | 88.1921 | 84.6782
6 | 30 | 21 | 2256.3443 | 2365.3048 | 2467.7217 | 2504.1153 | 80 | 63 | 0 | 0 | 0 | 0 | 0 | 0 | 0 | 0 | 0 | 0 | 551.082 | 521.5021 | 569.5895 | 600.3499 | 0 | 0 | 0 | 0 | 3.0822 | 24.4592 | 16.6515 | 27.9019 | 2.645 | 23.5199 | 22.7961 | 36.4322 | 1619.5351 | 1732.8236 | 1858.6845 | 1839.4314 | 0.4094 | 0.43476 | 0.40586 | 0.39679 | 663.0353 | 753.3678 | 754.3717 | 729.872 | 0.099944 | 0.12452 | 0.12326 | 0.12262 | 0.047525 | 0.0452 | 0.045607 | 0.044782 | 161.8624 | 215.7797 | 229.108 | 225.5503 | 76.9689 | 78.323 | 84.7682 | 82.373
6 | 30 | 22 | 2107.7123 | 2212.2864 | 2310.9932 | 2347.4228 | 80 | 63 | 0 | 0 | 0 | 0 | 0 | 0 | 0 | 0 | 0 | 0 | 583.885 | 563.7911 | 611.5756 | 641.0562 | 0 | 0 | 0 | 0 | 9.3371 | 48.1291 | 76.7922 | 32.5006 | 2.9415 | 12.3873 | 8.2287 | 35.3658 | 1431.5487 | 1524.9789 | 1614.3967 | 1638.5002 | 0.40731 | 0.42231 | 0.40449 | 0.39511 | 583.0874 | 644.0159 | 653.0149 | 647.3908 | 0.099763 | 0.12434 | 0.12277 | 0.12237 | 0.047398 | 0.044674 | 0.044754 | 0.044299 | 142.8159 | 189.6211 | 198.1979 | 200.5092 | 67.8527 | 68.1268 | 72.2499 | 72.5844
6 | 30 | 23 | 1910.7709 | 2007.3221 | 2098.6629 | 2133.1176 | 80 | 63 | 0 | 0 | 0 | 0 | 0 | 0 | 0 | 0 | 0 | 0 | 580.4238 | 566.7654 | 614.1929 | 639.0935 | 0 | 0 | 0 | 0 | 14.2019 | 57.4548 | 37.4534 | 22.5271 | 7.6943 | 17.7368 | 15.9373 | 29.4297 | 1228.4509 | 1302.3652 | 1431.0793 | 1442.0673 | 0.40299 | 0.42067 | 0.40353 | 0.39408 | 495.0479 | 547.8711 | 577.4811 | 568.2918 | 0.099519 | 0.12334 | 0.12188 | 0.12195 | 0.047481 | 0.043666 | 0.043968 | 0.043796 | 122.2544 | 160.6332 | 174.4231 | 175.8651 | 58.3284 | 56.8693 | 62.9221 | 63.157
6 | 30 | 24 | 1758.577 | 1840.6656 | 1916.79 | 1941.424 | 80 | 63 | 0 | 0 | 0 | 0 | 0 | 0 | 0 | 0 | 0 | 0 | 573.0303 | 563.3431 | 609.7396 | 632.2571 | 0 | 0 | 0 | 0 | 11.6555 | 15.2082 | 35.8045 | 78.1747 | 7.6069 | 15.5812 | 16.396 | 27.3726 | 1086.2842 | 1183.5331 | 1254.8499 | 1203.6197 | 0.40134 | 0.42366 | 0.4104 | 0.39542 | 435.974 | 501.4143 | 514.9949 | 475.9297 | 0.10035 | 0.12315 | 0.12176 | 0.12179 | 0.048041 | 0.043511 | 0.043756 | 0.043496 | 109.0137 | 145.7531 | 152.7951 | 146.5941 | 52.1858 | 51.4967 | 54.9072 | 52.3526
7 | 1 | 1 | 1653.2714 | 1720.9765 | 1781.416 | 1794.6346 | 80 | 63 | 0 | 0 | 0 | 0 | 0 | 0 | 0 | 0 | 0 | 0 | 577.1835 | 570.3729 | 617.1883 | 637.7743 | 0 | 0 | 0 | 0 | -3.6839 | 17.5316 | 22.9357 | 5.5437 | 0 | 2.9024 | 1.917 | 3.4834 | 999.7718 | 1067.1695 | 1139.375 | 1147.8332 | 0.3644 | 0.37066 | 0.38218 | 0.36382 | 364.3193 | 395.5552 | 435.4412 | 417.6066 | 0.089394 | 0.10944 | 0.10361 | 0.1127 | 0.046641 | 0.043306 | 0.043646 | 0.043567 | 89.3734 | 116.7872 | 118.049 | 129.3599 | 46.6306 | 46.2154 | 49.7288 | 50.0078
7 | 1 | 2 | 1578.167 | 1634.9501 | 1683.7822 | 1688.904 | 80 | 63 | 0 | 0 | 0 | 0 | 0 | 0 | 0 | 0 | 0 | 0 | 559.4575 | 552.7622 | 598.2608 | 618.0204 | 0 | 0 | 0 | 0 | -3.6839 | 34.1762 | 39.781 | 0 | 0 | 4.3716 | 1.0404 | 1.8476 | 942.3934 | 980.6402 | 1044.7001 | 1069.036 | 0.3644 | 0.36878 | 0.38135 | 0.36382 | 343.4108 | 361.6391 | 398.4006 | 388.9384 | 0.089426 | 0.10944 | 0.10352 | 0.11266 | 0.04669 | 0.043268 | 0.043544 | 0.043375 | 84.2749 | 107.3175 | 108.1514 | 120.4411 | 44.0008 | 42.4305 | 45.4905 | 46.3695
7 | 1 | 3 | 1530.3187 | 1577.1484 | 1615.2088 | 1612.3225 | 80 | 63 | 0 | 0 | 0 | 0 | 0 | 0 | 0 | 0 | 0 | 0 | 533.3289 | 529.1122 | 570.9912 | 590.5593 | 0 | 0 | 0 | 0 | -2.8931 | 57.9489 | 43.9575 | 0 | 0 | 3.3114 | 4.1279 | 0 | 919.8829 | 923.7759 | 996.1322 | 1021.7632 | 0.36651 | 0.3648 | 0.37847 | 0.36382 | 337.1428 | 336.9959 | 377.0058 | 371.7396 | 0.089315 | 0.10937 | 0.10335 | 0.1126 | 0.046623 | 0.043132 | 0.043413 | 0.043245 | 82.1593 | 101.0363 | 102.9533 | 115.053 | 42.8877 | 39.8445 | 43.2455 | 44.1858
7 | 1 | 4 | 1510.1601 | 1548.6676 | 1577.4567 | 1567.1039 | 80 | 63 | 0 | 0 | 0 | 0 | 0 | 0 | 0 | 0 | 0 | 0 | 485.8977 | 482.5448 | 520.6475 | 538.131 | 0 | 0 | 0 | 0 | -0.68177 | 87.6582 | 43.9868 | 0 | 0 | 8.0991 | 0 | 0 | 944.9442 | 907.3654 | 1012.8223 | 1028.9729 | 0.36512 | 0.37056 | 0.38415 | 0.36382 | 345.0213 | 336.2355 | 389.0733 | 374.3626 | 0.089086 | 0.10936 | 0.10336 | 0.11261 | 0.04645 | 0.043219 | 0.043509 | 0.04333 | 84.181 | 99.2277 | 104.6813 | 115.8762 | 43.8925 | 39.2159 | 44.0674 | 44.585
7 | 1 | 5 | 1503.0531 | 1533.8446 | 1553.9448 | 1536.3456 | 80 | 63 | 0 | 0 | 0 | 0 | 0 | 0 | 0 | 0 | 0 | 0 | 441.7772 | 440.2153 | 473.6582 | 488.2505 | 0 | 0 | 0 | 0 | 10.7423 | 20.5204 | -16.8638 | 44.2803 | 0 | 31.8592 | 37.6498 | 6.2633 | 970.5336 | 978.2498 | 1059.5005 | 997.5515 | 0.36404 | 0.37803 | 0.38589 | 0.36382 | 353.3165 | 369.8079 | 408.8486 | 362.9308 | 0.088906 | 0.10933 | 0.10336 | 0.11261 | 0.046451 | 0.043379 | 0.043638 | 0.043426 | 86.2866 | 106.9559 | 109.5079 | 112.3308 | 45.082 | 42.4358 | 46.2343 | 43.3192
7 | 1 | 6 | 1484.7564 | 1506.7629 | 1517.3043 | 1492.2515 | 80 | 63 | 0 | 0 | 0 | 0 | 0 | 0 | 0 | 0 | 0 | 0 | 781.9079 | 785.5431 | 815.5171 | 831.1233 | 0 | 0 | 0 | 0 | 6.1024 | 58.8107 | 43.2043 | -19.1775 | 1.1389 | 5.119 | 4.2033 | 3.6498 | 615.6071 | 594.29 | 654.3796 | 676.6559 | 0.36811 | 0.37383 | 0.38312 | 0.36387 | 226.6084 | 222.1643 | 250.7035 | 246.2137 | 0.089231 | 0.10939 | 0.10338 | 0.11264 | 0.04667 | 0.043182 | 0.043298 | 0.043065 | 54.9311 | 65.0088 | 67.6502 | 76.2188 | 28.7302 | 25.6627 | 28.3332 | 29.1403
7 | 1 | 7 | 1564.272 | 1583.8491 | 1591.7248 | 1563.6202 | 80 | 63 | 0 | 0 | 0 | 0 | 0 | 0 | 0 | 0 | 0 | 0 | 1145.364 | 1160.9493 | 1194.0241 | 1216.9194 | 0 | 0 | 0 | 0 | -2.2912 | -21.8962 | -13.2263 | 0 | 2.6207 | 3.6109 | 0.2048 | -4.1262 | 338.5784 | 378.1851 | 410.7222 | 350.8269 | 0.37184 | 0.3586 | 0.37474 | 0.37002 | 125.8966 | 135.6157 | 153.9121 | 129.8115 | 0.090627 | 0.11082 | 0.10398 | 0.11362 | 0.047857 | 0.044837 | 0.043498 | 0.044758 | 30.6845 | 41.9094 | 42.7078 | 39.8621 | 16.2034 | 16.9566 | 17.8656 | 15.7024
7 | 1 | 8 | 1697.9862 | 1722.6413 | 1736.6608 | 1712.7607 | 80 | 63 | 0 | 0 | 0 | 0 | 0 | 0 | 0 | 0 | 0 | 0 | 1435.0588 | 1513.3484 | 1599.4988 | 1668.7356 | 0 | 0 | 0 | 0 | -3.6839 | -18.3213 | -11.445 | 0 | -1.9803 | -8 | -7.4221 | -3.9638 | 188.5916 | 172.6142 | 156.029 | 47.9888 | 0.37003 | 0.38103 | 0.36475 | 0.38586 | 69.7839 | 65.7708 | 56.9118 | 18.5172 | 0.091665 | 0.11073 | 0.10517 | 0.11537 | 0.049163 | 0.046212 | 0.046403 | 0.050116 | 17.2873 | 19.1136 | 16.4103 | 5.5367 | 9.2717 | 7.9769 | 7.2402 | 2.405
7 | 1 | 9 | 1833.6474 | 1867.0309 | 1891.2462 | 1874.8723 | 80 | 63 | 0 | 0 | 0 | 0 | 0 | 0 | 0 | 0 | 0 | 0 | 1608.6177 | 1737.3108 | 1885.9915 | 2005.6894 | 0 | 0 | 0 | 0 | -3.6839 | -86.4052 | -65.5195 | -0.864 | -0.29913 | -8 | -8 | -7.238 | 149.0128 | 161.1254 | 78.7741 | -122.7151 | 0.36691 | 0.38398 | 0.38398 | 0 | 54.6749 | 61.8681 | 30.2473 | 0 | 0.092231 | 0.11111 | 0.10511 | 0.11428 | 0.049994 | 0.046858 | 0.046711 | 0.048144 | 13.7436 | 17.9032 | 8.2801 | -14.024 | 7.4498 | 7.5501 | 3.6796 | -5.908
7 | 1 | 10 | 1966.8078 | 2006.3496 | 2036.0984 | 2021.2003 | 80 | 63 | 0 | 0 | 0 | 0 | 0 | 0 | 0 | 0 | 0 | 0 | 1669.8054 | 1825.1211 | 2022.1276 | 2179.4847 | 0 | 0 | 0 | 0 | -3.6839 | -82.2212 | -86.4 | -63.6263 | -0.73122 | -16.3513 | -8.874 | -30.8083 | 221.4176 | 216.801 | 109.2449 | -63.8498 | 0.36691 | 0.38398 | 0.38398 | 0 | 81.2412 | 83.2462 | 41.9473 | 0 | 0.092311 | 0.11094 | 0.10507 | 0.11509 | 0.05012 | 0.046895 | 0.046801 | 0.050633 | 20.4392 | 24.0523 | 11.4787 | -7.3485 | 11.0975 | 10.1668 | 5.1127 | -3.2329
7 | 1 | 11 | 2089.6744 | 2135.3081 | 2169.6626 | 2154.533 | 80 | 63 | 0 | 0 | 0 | 0 | 0 | 0 | 0 | 0 | 0 | 0 | 1714.9953 | 1888.5631 | 2117.6964 | 2297.6015 | 0 | 0 | 0 | 0 | -3.6839 | -80.4 | -86.4 | -86.4 | -0.59148 | -14.3212 | -13.2579 | -40 | 298.9544 | 278.4661 | 151.624 | -16.6686 | 0.36691 | 0.38398 | 0.38398 | 0 | 109.6905 | 106.9241 | 58.2198 | 0 | 0.092245 | 0.11243 | 0.10498 | 0.115 | 0.049986 | 0.047174 | 0.046699 | 0.050331 | 27.5772 | 31.309 | 15.9171 | -1.9169 | 14.9436 | 13.1363 | 7.0807 | -0.83895
7 | 1 | 12 | 2181.0247 | 2231.8407 | 2270.3647 | 2255.7004 | 80 | 63 | 0 | 0 | 0 | 0 | 0 | 0 | 0 | 0 | 0 | 0 | 1763.3654 | 1947.6734 | 2199.1062 | 2392.7275 | 0 | 0 | 0 | 0 | -3.6839 | -80.4 | -86.4 | -86.4 | -1.0522 | -19.5522 | -17.1788 | -40 | 342.3954 | 321.1195 | 174.8373 | -10.627 | 0.36691 | 0.38398 | 0.38398 | 0 | 125.6297 | 123.3019 | 67.1332 | 0 | 0.09194 | 0.11241 | 0.105 | 0.11475 | 0.049527 | 0.047145 | 0.046464 | 0.049598 | 31.4798 | 36.0984 | 18.3578 | -1.2195 | 16.9579 | 15.1392 | 8.1236 | -0.52708
7 | 1 | 13 | 2271.8542 | 2330.3021 | 2376.2944 | 2365.5366 | 80 | 63 | 0 | 0 | 0 | 0 | 0 | 0 | 0 | 0 | 0 | 0 | 1761.6201 | 1940.2224 | 2199.7852 | 2398.0314 | 0 | 0 | 0 | 0 | -3.6839 | -57.8466 | -47.9515 | -86.4 | -2.2352 | -8 | -8 | -32.5775 | 436.1532 | 392.9263 | 232.4607 | 86.4826 | 0.36382 | 0.38398 | 0.38398 | 0 | 158.6821 | 150.8739 | 89.2591 | 0 | 0.090922 | 0.11093 | 0.10475 | 0.11457 | 0.048287 | 0.045373 | 0.045836 | 0.048502 | 39.656 | 43.5873 | 24.3492 | 9.9079 | 21.0607 | 17.8281 | 10.655 | 4.1946
7 | 1 | 14 | 2340.3806 | 2404.6575 | 2456.7108 | 2449.6828 | 80 | 63 | 0 | 0 | 0 | 0 | 0 | 0 | 0 | 0 | 0 | 0 | 1838.0706 | 2001.8957 | 2259.1814 | 2456.3737 | 0 | 0 | 0 | 0 | -3.6839 | -43.0196 | -50.6554 | -56.5176 | 1.2993 | -8 | -8 | -29.6963 | 424.6946 | 390.7814 | 256.1848 | 79.523 | 0.36561 | 0.38398 | 0.38398 | 0 | 155.2715 | 150.0503 | 98.3686 | 0 | 0.090027 | 0.11081 | 0.10449 | 0.11468 | 0.047322 | 0.045125 | 0.045216 | 0.04792 | 38.234 | 43.3036 | 26.7687 | 9.1196 | 20.0973 | 17.6341 | 11.5835 | 3.8107
7 | 1 | 15 | 2402.728 | 2472.9164 | 2530.9621 | 2527.48 | 80 | 63 | 0 | 0 | 0 | 0 | 0 | 0 | 0 | 0 | 0 | 0 | 1819.2391 | 1951.565 | 2191.2558 | 2378.5955 | 0 | 0 | 0 | 0 | -3.6839 | -4.0203 | 0 | 0.28148 | -1.7976 | -8 | -8 | -8 | 508.9705 | 470.3717 | 347.7063 | 156.603 | 0.36533 | 0.38398 | 0.38025 | 0 | 185.9402 | 180.611 | 132.215 | 0 | 0.089503 | 0.11094 | 0.10398 | 0.11383 | 0.047046 | 0.044935 | 0.044248 | 0.045568 | 45.5542 | 52.1847 | 36.153 | 17.8265 | 23.9451 | 21.136 | 15.3854 | 7.1361
7 | 1 | 16 | 2452.8274 | 2534.5584 | 2605.2543 | 2611.4475 | 80 | 63 | 0 | 0 | 0 | 0 | 0 | 0 | 0 | 0 | 0 | 0 | 1722.5406 | 1819.1531 | 2026.0092 | 2190.6939 | 0 | 0 | 0 | 0 | -3.6839 | -4.0203 | -8.64 | 1.2705 | -3.6172 | -8 | -7.2963 | -5.8528 | 657.5881 | 664.4256 | 595.1813 | 425.336 | 0.37414 | 0.38398 | 0.38398 | 0.38586 | 246.028 | 255.1229 | 228.5348 | 164.1214 | 0.089448 | 0.11146 | 0.10371 | 0.11291 | 0.046819 | 0.04463 | 0.043621 | 0.0437 | 58.8202 | 74.0575 | 61.7288 | 48.0243 | 30.7873 | 29.6535 | 25.9626 | 18.5872
7 | 1 | 17 | 2467.387 | 2560.8225 | 2644.5435 | 2661.3617 | 80 | 63 | 0 | 0 | 0 | 0 | 0 | 0 | 0 | 0 | 0 | 0 | 1501.0445 | 1556.8912 | 1709.7072 | 1833.3357 | 0 | 0 | 0 | 0 | -3.6839 | -9.2684 | -6.2621 | -4.32 | -3.4192 | -1.4362 | -3.1393 | -7.2603 | 893.4457 | 951.6359 | 944.2377 | 839.6062 | 0.38366 | 0.35923 | 0.36981 | 0.37601 | 342.7755 | 341.8522 | 349.186 | 315.7039 | 0.089439 | 0.11111 | 0.10409 | 0.11292 | 0.046827 | 0.04417 | 0.043819 | 0.043538 | 79.9086 | 105.7362 | 98.2837 | 94.8094 | 41.8376 | 42.0341 | 41.3759 | 36.5545
7 | 1 | 18 | 2441.2966 | 2544.8883 | 2640.3747 | 2667.7906 | 80 | 63 | 0 | 0 | 0 | 0 | 0 | 0 | 0 | 0 | 0 | 0 | 1206.8631 | 1207.2876 | 1296.5139 | 1368.3129 | 0 | 0 | 0 | 0 | -3.6839 | -8.0334 | -1.6171 | 0 | -2.6443 | -3.1242 | -5.8627 | -4.3212 | 1160.7617 | 1285.7583 | 1351.3406 | 1303.7988 | 0.38585 | 0.38166 | 0.38652 | 0.37341 | 447.8839 | 490.7206 | 522.3269 | 486.8516 | 0.089311 | 0.11035 | 0.10424 | 0.11301 | 0.046727 | 0.04387 | 0.044134 | 0.043905 | 103.6682 | 141.8814 | 140.8696 | 147.3407 | 54.2392 | 56.406 | 59.6406 | 57.2437
7 | 1 | 19 | 2375.5678 | 2483.591 | 2584.6295 | 2618.1319 | 80 | 63 | 0 | 0 | 0 | 0 | 0 | 0 | 0 | 0 | 0 | 0 | 741.3122 | 701.9075 | 750.802 | 789.3921 | 0 | 0 | 0 | 0 | -3.6839 | -22.8615 | -5.9426 | 39.6929 | 1.8585 | 4.7838 | 1.3203 | 6.209 | 1556.0811 | 1736.7613 | 1838.4498 | 1782.8379 | 0.38793 | 0.39411 | 0.38919 | 0.38458 | 603.6581 | 684.4731 | 715.5045 | 685.6407 | 0.089727 | 0.11047 | 0.10494 | 0.11362 | 0.046957 | 0.044524 | 0.045145 | 0.045018 | 139.6221 | 191.8623 | 192.9359 | 202.571 | 73.0685 | 77.3275 | 82.9962 | 80.2598
7 | 1 | 20 | 2364.2369 | 2473.691 | 2576.087 | 2610.5496 | 80 | 63 | 0 | 0 | 0 | 0 | 0 | 0 | 0 | 0 | 0 | 0 | 540.8378 | 505.0288 | 552.6767 | 586.8585 | 0 | 0 | 0 | 0 | -2.274 | 68.2572 | 45.7072 | 52.6975 | 1.8258 | 1.7889 | 6.8238 | 30.7498 | 1743.8474 | 1835.6161 | 1970.8793 | 1940.2438 | 0.38829 | 0.40541 | 0.3998 | 0.38892 | 677.1233 | 744.1682 | 787.9608 | 754.5929 | 0.089822 | 0.11041 | 0.10494 | 0.1136 | 0.04698 | 0.044538 | 0.045152 | 0.045023 | 156.6357 | 202.6628 | 206.8201 | 220.4021 | 81.9266 | 81.7547 | 88.9897 | 87.3557
7 | 1 | 21 | 2329.66 | 2439.5978 | 2542.436 | 2577.5395 | 80 | 63 | 0 | 0 | 0 | 0 | 0 | 0 | 0 | 0 | 0 | 0 | 572.9586 | 545.0156 | 592.9563 | 626.1342 | 0 | 0 | 0 | 0 | 1.9305 | 0 | 47.2776 | 28.8 | 1.8961 | 5.1303 | 4.1873 | 36.791 | 1672.8748 | 1826.4518 | 1898.0147 | 1885.8143 | 0.38736 | 0.40087 | 0.39574 | 0.38805 | 648.0089 | 732.1699 | 751.1137 | 731.795 | 0.089616 | 0.11023 | 0.10469 | 0.11349 | 0.046946 | 0.044349 | 0.044999 | 0.044924 | 149.9156 | 201.3385 | 198.7056 | 214.0211 | 78.534 | 81.0009 | 85.4092 | 84.7189
7 | 1 | 22 | 2146.4841 | 2251.4604 | 2350.2813 | 2385.9616 | 80 | 63 | 0 | 0 | 0 | 0 | 0 | 0 | 0 | 0 | 0 | 0 | 568.706 | 538.1271 | 585.421 | 620.5466 | 0 | 0 | 0 | 0 | 2.9161 | 7.5206 | 24.079 | 25.0364 | 1.8247 | 4.0424 | 4.9491 | 32.8795 | 1493.0373 | 1638.7703 | 1735.8322 | 1707.4991 | 0.38147 | 0.39646 | 0.3914 | 0.38267 | 569.5451 | 649.711 | 679.3966 | 653.4111 | 0.089269 | 0.10992 | 0.1041 | 0.1132 | 0.046737 | 0.04387 | 0.044437 | 0.044568 | 133.2823 | 180.1395 | 180.6936 | 193.2827 | 69.7799 | 71.8933 | 77.1351 | 76.0993
7 | 1 | 23 | 1950.2203 | 2047.0767 | 2138.4084 | 2171.985 | 80 | 63 | 0 | 0 | 0 | 0 | 0 | 0 | 0 | 0 | 0 | 0 | 562.3029 | 536.5054 | 582.6996 | 615.2085 | 0 | 0 | 0 | 0 | 6.4651 | 17.5316 | 3.2919 | 33.7253 | 0.42227 | 2.5937 | 6.3188 | 20.141 | 1301.03 | 1427.4459 | 1546.0981 | 1502.9101 | 0.37334 | 0.38975 | 0.38502 | 0.37572 | 485.7237 | 556.3462 | 595.2746 | 564.6728 | 0.088962 | 0.10955 | 0.10383 | 0.11293 | 0.046464 | 0.043485 | 0.044028 | 0.044024 | 115.7418 | 156.3784 | 160.527 | 169.7274 | 60.4514 | 62.0718 | 68.072 | 66.1636
7 | 1 | 24 | 1774.5215 | 1856.4728 | 1932.3188 | 1956.3885 | 80 | 63 | 0 | 0 | 0 | 0 | 0 | 0 | 0 | 0 | 0 | 0 | 557.5465 | 535.3478 | 580.8427 | 611.2522 | 0 | 0 | 0 | 0 | 14.5803 | 6.2832 | 22.6846 | 28.8 | 0 | 4.9397 | 2.8096 | 28.4157 | 1122.3947 | 1246.902 | 1325.9819 | 1287.9207 | 0.36396 | 0.38033 | 0.38357 | 0.36382 | 408.5056 | 474.2339 | 508.6048 | 468.5734 | 0.089193 | 0.10941 | 0.10371 | 0.1128 | 0.046529 | 0.043309 | 0.043761 | 0.043738 | 100.1094 | 136.4244 | 137.517 | 145.271 | 52.2244 | 54.0021 | 58.0257 | 56.3317
7 | 2 | 1 | 1650.3329 | 1717.8658 | 1778.138 | 1791.2805 | 80 | 63 | 0 | 0 | 0 | 0 | 0 | 0 | 0 | 0 | 0 | 0 | 529.5561 | 507.5712 | 552.6517 | 579.2585 | 0 | 0 | 0 | 0 | -3.6839 | 17.5316 | 22.9357 | 5.5437 | 0 | 2.9024 | 1.917 | 3.4834 | 1044.4607 | 1126.8606 | 1200.6336 | 1202.9949 | 0.3644 | 0.37066 | 0.38218 | 0.36382 | 380.6041 | 417.6802 | 458.8527 | 437.6756 | 0.089394 | 0.10944 | 0.10361 | 0.1127 | 0.046641 | 0.043306 | 0.043646 | 0.043567 | 93.3683 | 123.3196 | 124.3959 | 135.5766 | 48.7149 | 48.8004 | 52.4025 | 52.411
7 | 2 | 2 | 1586.9125 | 1644.208 | 1693.5381 | 1698.8864 | 80 | 63 | 0 | 0 | 0 | 0 | 0 | 0 | 0 | 0 | 0 | 0 | 518.0352 | 500.0074 | 544.3762 | 567.7292 | 0 | 0 | 0 | 0 | -3.6839 | 34.1762 | 39.781 | 0 | 0 | 4.3716 | 1.0404 | 1.8476 | 992.5613 | 1042.6528 | 1108.3406 | 1129.3096 | 0.3644 | 0.36878 | 0.38135 | 0.36382 | 361.6921 | 384.508 | 422.6702 | 410.8673 | 0.089426 | 0.10944 | 0.10352 | 0.11266 | 0.04669 | 0.043268 | 0.043544 | 0.043375 | 88.7612 | 114.1039 | 114.7397 | 127.2317 | 46.3431 | 45.1137 | 48.2617 | 48.9839
7 | 2 | 3 | 1555.6457 | 1603.9592 | 1643.4617 | 1641.2314 | 80 | 63 | 0 | 0 | 0 | 0 | 0 | 0 | 0 | 0 | 0 | 0 | 486.6638 | 468.5797 | 510.9435 | 532.5404 | 0 | 0 | 0 | 0 | -2.8931 | 57.9489 | 43.9575 | 0 | 0 | 3.3114 | 4.1279 | 0 | 991.8749 | 1011.1193 | 1084.4328 | 1108.691 | 0.36651 | 0.3648 | 0.37847 | 0.36382 | 363.5283 | 368.859 | 410.4249 | 403.3658 | 0.089315 | 0.10937 | 0.10335 | 0.1126 | 0.046623 | 0.043132 | 0.043413 | 0.043245 | 88.5893 | 110.5894 | 112.0795 | 124.8413 | 46.2441 | 43.6118 | 47.0789 | 47.945
7 | 2 | 4 | 1579.0747 | 1621.6196 | 1654.3327 | 1645.7649 | 80 | 63 | 0 | 0 | 0 | 0 | 0 | 0 | 0 | 0 | 0 | 0 | 464.6791 | 449.5041 | 489.8817 | 509.1887 | 0 | 0 | 0 | 0 | -0.68177 | 87.6582 | 43.9868 | 0 | 0 | 8.0991 | 0 | 0 | 1035.0773 | 1013.3581 | 1120.4641 | 1136.5762 | 0.36512 | 0.37056 | 0.38415 | 0.36382 | 377.9311 | 375.5124 | 430.4237 | 413.511 | 0.089086 | 0.10936 | 0.10336 | 0.11261 | 0.04645 | 0.043219 | 0.043509 | 0.04333 | 92.2106 | 110.8188 | 115.8067 | 127.9938 | 48.0792 | 43.7968 | 48.7508 | 49.2474
7 | 2 | 5 | 1653.4059 | 1693.0059 | 1721.6671 | 1707.9624 | 80 | 63 | 0 | 0 | 0 | 0 | 0 | 0 | 0 | 0 | 0 | 0 | 455.6225 | 440.9608 | 479.8101 | 497.8535 | 0 | 0 | 0 | 0 | 10.7423 | 20.5204 | -16.8638 | 44.2803 | 0 | 31.8592 | 37.6498 | 6.2633 | 1107.0411 | 1136.6655 | 1221.071 | 1159.5653 | 0.36404 | 0.37803 | 0.38589 | 0.36382 | 403.0112 | 429.6939 | 471.1968 | 421.875 | 0.088906 | 0.10933 | 0.10336 | 0.11261 | 0.046451 | 0.043379 | 0.043638 | 0.043426 | 98.423 | 124.2762 | 126.2076 | 130.5746 | 51.4229 | 49.3077 | 53.2849 | 50.3548
7 | 2 | 6 | 1766.9213 | 1805.4588 | 1832.0667 | 1814.3225 | 80 | 63 | 0 | 0 | 0 | 0 | 0 | 0 | 0 | 0 | 0 | 0 | 787.3596 | 775.7451 | 813.5868 | 832.3379 | 0 | 0 | 0 | 0 | 6.1024 | 58.8107 | 43.2043 | -19.1775 | 1.1389 | 5.119 | 4.2033 | 3.6498 | 892.3205 | 902.7839 | 971.0723 | 997.5125 | 0.36811 | 0.37383 | 0.38312 | 0.36387 | 328.4681 | 337.489 | 372.0337 | 362.9633 | 0.089231 | 0.10939 | 0.10338 | 0.11264 | 0.04667 | 0.043182 | 0.043298 | 0.043065 | 79.6224 | 98.7547 | 100.3902 | 112.3602 | 41.6443 | 38.9841 | 42.0452 | 42.9581
7 | 2 | 7 | 1964.3963 | 2007.415 | 2038.0739 | 2020.3334 | 80 | 63 | 0 | 0 | 0 | 0 | 0 | 0 | 0 | 0 | 0 | 0 | 1156.2304 | 1152.2701 | 1193.0068 | 1218.2042 | 0 | 0 | 0 | 0 | -2.2912 | -21.8962 | -13.2263 | 0 | 2.6207 | 3.6109 | 0.2048 | -4.1262 | 727.8364 | 810.4303 | 858.0886 | 806.2554 | 0.37184 | 0.3586 | 0.37474 | 0.37002 | 270.6378 | 290.6172 | 321.5562 | 298.3273 | 0.090627 | 0.11082 | 0.10398 | 0.11362 | 0.047857 | 0.044837 | 0.043498 | 0.044758 | 65.9619 | 89.8095 | 89.226 | 91.6093 | 34.8323 | 36.3371 | 37.3251 | 36.0866
7 | 2 | 8 | 2158.2096 | 2209.8273 | 2250.052 | 2238.0727 | 80 | 63 | 0 | 0 | 0 | 0 | 0 | 0 | 0 | 0 | 0 | 0 | 1354.2474 | 1394.2747 | 1488.1549 | 1561.4973 | 0 | 0 | 0 | 0 | -3.6839 | -18.3213 | -11.445 | 0 | -1.9803 | -8 | -7.4221 | -3.9638 | 729.6265 | 778.8739 | 780.7642 | 680.5391 | 0.37003 | 0.38103 | 0.36475 | 0.38586 | 269.9813 | 296.7726 | 284.7847 | 262.5956 | 0.091665 | 0.11073 | 0.10517 | 0.11537 | 0.049163 | 0.046212 | 0.046403 | 0.050116 | 66.8814 | 86.2448 | 82.1165 | 78.5168 | 35.8706 | 35.9936 | 36.2296 | 34.1059
7 | 2 | 9 | 2309.7527 | 2371.0293 | 2422.354 | 2418.3124 | 80 | 63 | 0 | 0 | 0 | 0 | 0 | 0 | 0 | 0 | 0 | 0 | 1572.3826 | 1663.2548 | 1820.8912 | 1942.799 | 0 | 0 | 0 | 0 | -3.6839 | -86.4052 | -65.5195 | -0.864 | -0.29913 | -8 | -8 | -7.238 | 661.3532 | 739.1797 | 674.9823 | 483.6154 | 0.36691 | 0.38398 | 0.38398 | 0 | 242.6597 | 283.8266 | 259.1763 | 0 | 0.092231 | 0.11111 | 0.10511 | 0.11428 | 0.049994 | 0.046858 | 0.046711 | 0.048144 | 60.9974 | 82.1328 | 70.9483 | 55.2679 | 33.0638 | 34.6368 | 31.5288 | 23.2833
7 | 2 | 10 | 2460.0543 | 2528.4933 | 2586.3277 | 2584.2058 | 80 | 63 | 0 | 0 | 0 | 0 | 0 | 0 | 0 | 0 | 0 | 0 | 1700.5675 | 1834.5176 | 2043.0403 | 2202.1641 | 0 | 0 | 0 | 0 | -3.6839 | -82.2212 | -86.4 | -63.6263 | -0.73122 | -16.3513 | -8.874 | -30.8083 | 683.9019 | 729.5482 | 638.5614 | 476.4762 | 0.36691 | 0.38398 | 0.38398 | 0 | 250.9332 | 280.1284 | 245.1916 | 0 | 0.092311 | 0.11094 | 0.10507 | 0.11509 | 0.05012 | 0.046895 | 0.046801 | 0.050633 | 63.1314 | 80.9373 | 67.0955 | 54.8382 | 34.2774 | 34.2119 | 29.8852 | 24.1253
7 | 2 | 11 | 2573.1259 | 2647.083 | 2708.9654 | 2706.3582 | 80 | 63 | 0 | 0 | 0 | 0 | 0 | 0 | 0 | 0 | 0 | 0 | 1792.3683 | 1952.9704 | 2195.2113 | 2377.7355 | 0 | 0 | 0 | 0 | -3.6839 | -80.4 | -86.4 | -86.4 | -0.59148 | -14.3212 | -13.2579 | -40 | 705.033 | 725.8337 | 613.4119 | 455.0227 | 0.36691 | 0.38398 | 0.38398 | 0 | 258.6864 | 278.7021 | 235.5348 | 0 | 0.092245 | 0.11243 | 0.10498 | 0.115 | 0.049986 | 0.047174 | 0.046699 | 0.050331 | 65.0361 | 81.6083 | 64.3943 | 52.3268 | 35.2419 | 34.2404 | 28.6456 | 22.902
7 | 2 | 12 | 2651.9527 | 2730.3584 | 2795.697 | 2793.2309 | 80 | 63 | 0 | 0 | 0 | 0 | 0 | 0 | 0 | 0 | 0 | 0 | 1819.5343 | 1993.313 | 2253.7441 | 2449.6066 | 0 | 0 | 0 | 0 | -3.6839 | -80.4 | -86.4 | -86.4 | -1.0522 | -19.5522 | -17.1788 | -40 | 757.1545 | 773.9976 | 645.5318 | 470.0242 | 0.36691 | 0.38398 | 0.38398 | 0 | 277.8106 | 297.1958 | 247.8681 | 0 | 0.09194 | 0.11241 | 0.105 | 0.11475 | 0.049527 | 0.047145 | 0.046464 | 0.049598 | 69.6126 | 87.0082 | 67.7805 | 53.9355 | 37.4998 | 36.4902 | 29.9938 | 23.312
7 | 2 | 13 | 2749.2189 | 2835.6335 | 2908.8071 | 2910.414 | 80 | 63 | 0 | 0 | 0 | 0 | 0 | 0 | 0 | 0 | 0 | 0 | 1848.3826 | 2018.5556 | 2286.7911 | 2491.3846 | 0 | 0 | 0 | 0 | -3.6839 | -57.8466 | -47.9515 | -86.4 | -2.2352 | -8 | -8 | -32.5775 | 826.7554 | 819.9245 | 677.9674 | 538.0069 | 0.36382 | 0.38398 | 0.38398 | 0 | 300.7917 | 314.8306 | 260.3225 | 0 | 0.090922 | 0.11093 | 0.10475 | 0.11457 | 0.048287 | 0.045373 | 0.045836 | 0.048502 | 75.1704 | 90.9543 | 71.0141 | 61.6368 | 39.9219 | 37.2021 | 31.0752 | 26.0944
7 | 2 | 14 | 2813.5474 | 2905.5451 | 2984.5407 | 2989.7688 | 80 | 63 | 0 | 0 | 0 | 0 | 0 | 0 | 0 | 0 | 0 | 0 | 1874.8217 | 2027.2538 | 2289.7334 | 2492.9479 | 0 | 0 | 0 | 0 | -3.6839 | -43.0196 | -50.6554 | -56.5176 | 1.2993 | -8 | -8 | -29.6963 | 861.1103 | 866.3109 | 753.4627 | 583.0347 | 0.36561 | 0.38398 | 0.38398 | 0 | 314.8283 | 332.6419 | 289.3108 | 0 | 0.090027 | 0.11081 | 0.10449 | 0.11468 | 0.047322 | 0.045125 | 0.045216 | 0.04792 | 77.5233 | 95.9983 | 78.7291 | 66.8615 | 40.7493 | 39.0925 | 34.0683 | 27.9391
7 | 2 | 15 | 2868.5487 | 2966.0274 | 3050.5971 | 3059.1807 | 80 | 63 | 0 | 0 | 0 | 0 | 0 | 0 | 0 | 0 | 0 | 0 | 1818.4035 | 1943.0657 | 2187.3276 | 2378.0633 | 0 | 0 | 0 | 0 | -3.6839 | -4.0203 | 0 | 0.28148 | -1.7976 | -8 | -8 | -8 | 975.6267 | 971.982 | 871.2696 | 688.836 | 0.36533 | 0.38398 | 0.38025 | 0 | 356.4218 | 373.2169 | 331.2995 | 0 | 0.089503 | 0.11094 | 0.10398 | 0.11383 | 0.047046 | 0.044935 | 0.044248 | 0.045568 | 87.3212 | 107.8351 | 90.5908 | 78.4117 | 45.8994 | 43.6757 | 38.5521 | 31.3892
7 | 2 | 16 | 2904.3754 | 3012.5606 | 3108.9677 | 3126.857 | 80 | 63 | 0 | 0 | 0 | 0 | 0 | 0 | 0 | 0 | 0 | 0 | 1718.6926 | 1803.8009 | 2012.4117 | 2176.0954 | 0 | 0 | 0 | 0 | -3.6839 | -4.0203 | -8.64 | 1.2705 | -3.6172 | -8 | -7.2963 | -5.8528 | 1112.984 | 1157.7801 | 1112.4923 | 955.344 | 0.37414 | 0.38398 | 0.38398 | 0.38586 | 416.4084 | 444.5588 | 427.1692 | 368.6318 | 0.089448 | 0.11146 | 0.10371 | 0.11291 | 0.046819 | 0.04463 | 0.043621 | 0.0437 | 99.5546 | 129.0472 | 115.3814 | 107.867 | 52.1083 | 51.672 | 48.5284 | 41.7486
7 | 2 | 17 | 2883.3233 | 3001.1266 | 3108.5311 | 3136.123 | 80 | 63 | 0 | 0 | 0 | 0 | 0 | 0 | 0 | 0 | 0 | 0 | 1456.0791 | 1489.3557 | 1644.8349 | 1766.1807 | 0 | 0 | 0 | 0 | -3.6839 | -9.2684 | -6.2621 | -4.32 | -3.4192 | -1.4362 | -3.1393 | -7.2603 | 1354.3473 | 1459.4756 | 1473.0976 | 1381.5226 | 0.38366 | 0.35923 | 0.36981 | 0.37601 | 519.603 | 524.2813 | 544.7622 | 519.4722 | 0.089439 | 0.11111 | 0.10409 | 0.11292 | 0.046827 | 0.04417 | 0.043819 | 0.043538 | 121.1311 | 162.1623 | 153.3317 | 156.0033 | 63.4203 | 64.4656 | 64.5503 | 60.1482
7 | 2 | 18 | 2813.0855 | 2938.4588 | 3055.1149 | 3092.1609 | 80 | 63 | 0 | 0 | 0 | 0 | 0 | 0 | 0 | 0 | 0 | 0 | 1064.0072 | 1043.3137 | 1133.1306 | 1201.9331 | 0 | 0 | 0 | 0 | -3.6839 | -8.0334 | -1.6171 | 0 | -2.6443 | -3.1242 | -5.8627 | -4.3212 | 1675.4065 | 1843.3027 | 1929.4641 | 1894.549 | 0.38585 | 0.38166 | 0.38652 | 0.37341 | 646.4614 | 703.5122 | 745.7861 | 707.4437 | 0.089311 | 0.11035 | 0.10424 | 0.11301 | 0.046727 | 0.04387 | 0.044134 | 0.043905 | 149.6314 | 203.4055 | 201.1357 | 214.1007 | 78.2872 | 80.8654 | 85.1557 | 83.1808
7 | 2 | 19 | 2714.6136 | 2842.5 | 2962.8439 | 3005.1283 | 80 | 63 | 0 | 0 | 0 | 0 | 0 | 0 | 0 | 0 | 0 | 0 | 617.5153 | 560.9017 | 609.9037 | 646.4543 | 0 | 0 | 0 | 0 | -3.6839 | -22.8615 | -5.9426 | 39.6929 | 1.8585 | 4.7838 | 1.3203 | 6.209 | 2018.9238 | 2236.676 | 2357.5624 | 2312.7721 | 0.38793 | 0.39411 | 0.38919 | 0.38458 | 783.2109 | 881.4939 | 917.5375 | 889.4419 | 0.089727 | 0.11047 | 0.10494 | 0.11362 | 0.046957 | 0.044524 | 0.045145 | 0.045018 | 181.1515 | 247.0886 | 247.4141 | 262.7836 | 94.802 | 99.5856 | 106.4313 | 104.1164
7 | 2 | 20 | 2663.0533 | 2790.0138 | 2909.4245 | 2951.6271 | 80 | 63 | 0 | 0 | 0 | 0 | 0 | 0 | 0 | 0 | 0 | 0 | 481.9084 | 435.8607 | 482.7566 | 516.5685 | 0 | 0 | 0 | 0 | -2.274 | 68.2572 | 45.7072 | 52.6975 | 1.8258 | 1.7889 | 6.8238 | 30.7498 | 2101.5931 | 2221.107 | 2374.1369 | 2351.6114 | 0.38829 | 0.40541 | 0.3998 | 0.38892 | 816.0333 | 900.4483 | 949.1839 | 914.5805 | 0.089822 | 0.11041 | 0.10494 | 0.1136 | 0.04698 | 0.044538 | 0.045152 | 0.045023 | 188.7691 | 245.2233 | 249.1371 | 267.1314 | 98.7336 | 98.9237 | 107.1977 | 105.8768
7 | 2 | 21 | 2589.0167 | 2714.1491 | 2831.7551 | 2873.5766 | 80 | 63 | 0 | 0 | 0 | 0 | 0 | 0 | 0 | 0 | 0 | 0 | 525.8052 | 488.6121 | 535.5231 | 569.7967 | 0 | 0 | 0 | 0 | 1.9305 | 0 | 47.2776 | 28.8 | 1.8961 | 5.1303 | 4.1873 | 36.791 | 1979.3849 | 2157.4066 | 2244.7671 | 2238.1889 | 0.38736 | 0.40087 | 0.39574 | 0.38805 | 766.7395 | 864.8398 | 888.3363 | 868.5349 | 0.089616 | 0.11023 | 0.10469 | 0.11349 | 0.046946 | 0.044349 | 0.044999 | 0.044924 | 177.3836 | 237.8212 | 235.0076 | 254.0121 | 92.9233 | 95.6784 | 101.0128 | 100.5491
7 | 2 | 22 | 2349.7296 | 2466.6132 | 2577.007 | 2617.9518 | 80 | 63 | 0 | 0 | 0 | 0 | 0 | 0 | 0 | 0 | 0 | 0 | 510.3229 | 473.5528 | 520.6944 | 551.9091 | 0 | 0 | 0 | 0 | 2.9161 | 7.5206 | 24.079 | 25.0364 | 1.8247 | 4.0424 | 4.9491 | 32.8795 | 1754.666 | 1918.4975 | 2027.2845 | 2008.1267 | 0.38147 | 0.39646 | 0.3914 | 0.38267 | 669.3479 | 760.6123 | 793.4696 | 768.4527 | 0.089269 | 0.10992 | 0.1041 | 0.1132 | 0.046737 | 0.04387 | 0.044437 | 0.044568 | 156.6376 | 210.8881 | 211.0327 | 227.3127 | 82.0076 | 84.165 | 90.0863 | 89.4976
7 | 2 | 23 | 2096.655 | 2202.0904 | 2301.7601 | 2339.1297 | 80 | 63 | 0 | 0 | 0 | 0 | 0 | 0 | 0 | 0 | 0 | 0 | 469.9537 | 433.3914 | 480.1105 | 505.7062 | 0 | 0 | 0 | 0 | 6.4651 | 17.5316 | 3.2919 | 33.7253 | 0.42227 | 2.5937 | 6.3188 | 20.141 | 1539.8139 | 1685.5737 | 1812.0389 | 1779.5571 | 0.37334 | 0.38975 | 0.38502 | 0.37572 | 574.8708 | 656.9513 | 697.6664 | 668.6146 | 0.088962 | 0.10955 | 0.10383 | 0.11293 | 0.046464 | 0.043485 | 0.044028 | 0.044024 | 136.9844 | 184.6566 | 188.1389 | 200.9698 | 71.5463 | 73.2963 | 79.7809 | 78.3426
7 | 2 | 24 | 1883.8053 | 1972.1591 | 2054.2277 | 2081.1282 | 80 | 63 | 0 | 0 | 0 | 0 | 0 | 0 | 0 | 0 | 0 | 0 | 456.1038 | 420.5767 | 466.8893 | 490.3872 | 0 | 0 | 0 | 0 | 14.5803 | 6.2832 | 22.6846 | 28.8 | 0 | 4.9397 | 2.8096 | 28.4157 | 1333.1212 | 1477.3594 | 1561.8442 | 1533.5252 | 0.36396 | 0.38033 | 0.38357 | 0.36382 | 485.2014 | 561.8837 | 599.0742 | 557.9297 | 0.089193 | 0.10941 | 0.10371 | 0.1128 | 0.046529 | 0.043309 | 0.043761 | 0.043738 | 118.9047 | 161.6389 | 161.9782 | 172.974 | 62.0294 | 63.9829 | 68.3472 | 67.0741
7 | 3 | 1 | 1756.3284 | 1830.0712 | 1896.3788 | 1912.2668 | 80 | 63 | 0 | 0 | 0 | 0 | 0 | 0 | 0 | 0 | 0 | 0 | 448.8727 | 413.7285 | 460.5241 | 482.1176 | 0 | 0 | 0 | 0 | -3.6839 | 17.5316 | 22.9357 | 5.5437 | 0 | 2.9024 | 1.917 | 3.4834 | 1231.1397 | 1332.9086 | 1411.0019 | 1421.122 | 0.3644 | 0.37066 | 0.38218 | 0.36382 | 448.6303 | 494.0536 | 539.2504 | 517.035 | 0.089394 | 0.10944 | 0.10361 | 0.1127 | 0.046641 | 0.043306 | 0.043646 | 0.043567 | 110.0563 | 145.8688 | 146.1918 | 160.1593 | 57.4219 | 57.7236 | 61.5842 | 61.9142
7 | 3 | 2 | 1676.6064 | 1739.1567 | 1793.5939 | 1801.2655 | 80 | 63 | 0 | 0 | 0 | 0 | 0 | 0 | 0 | 0 | 0 | 0 | 409.4864 | 368.6448 | 416.282 | 434.6373 | 0 | 0 | 0 | 0 | -3.6839 | 34.1762 | 39.781 | 0 | 0 | 4.3716 | 1.0404 | 1.8476 | 1190.8039 | 1268.9641 | 1336.4906 | 1364.7806 | 0.3644 | 0.36878 | 0.38135 | 0.36382 | 433.9323 | 467.9668 | 509.6761 | 496.5367 | 0.089426 | 0.10944 | 0.10352 | 0.11266 | 0.04669 | 0.043268 | 0.043544 | 0.043375 | 106.4894 | 138.8706 | 138.3587 | 153.7607 | 55.5992 | 54.9058 | 58.1962 | 59.1975
7 | 3 | 3 | 1634.2153 | 1687.1319 | 1731.1082 | 1730.913 | 80 | 63 | 0 | 0 | 0 | 0 | 0 | 0 | 0 | 0 | 0 | 0 | 351.6009 | 302.4982 | 348.7216 | 365.786 | 0 | 0 | 0 | 0 | -2.8931 | 57.9489 | 43.9575 | 0 | 0 | 3.3114 | 4.1279 | 0 | 1205.5075 | 1260.3734 | 1334.3011 | 1365.127 | 0.36651 | 0.3648 | 0.37847 | 0.36382 | 441.826 | 459.7876 | 504.9924 | 496.6628 | 0.089315 | 0.10937 | 0.10335 | 0.1126 | 0.046623 | 0.043132 | 0.043413 | 0.043245 | 107.6698 | 137.8511 | 137.9041 | 153.7166 | 56.2043 | 54.3627 | 57.9266 | 59.0345
7 | 3 | 4 | 1647.5695 | 1694.1272 | 1730.7404 | 1723.9468 | 80 | 63 | 0 | 0 | 0 | 0 | 0 | 0 | 0 | 0 | 0 | 0 | 340.2836 | 295.8308 | 339.3126 | 355.9789 | 0 | 0 | 0 | 0 | -0.68177 | 87.6582 | 43.9868 | 0 | 0 | 8.0991 | 0 | 0 | 1227.9677 | 1239.5391 | 1347.4409 | 1367.968 | 0.36512 | 0.37056 | 0.38415 | 0.36382 | 448.3599 | 459.3265 | 517.6163 | 497.6964 | 0.089086 | 0.10936 | 0.10336 | 0.11261 | 0.04645 | 0.043219 | 0.043509 | 0.04333 | 109.3944 | 135.5535 | 139.2662 | 154.0516 | 57.0389 | 53.5722 | 58.6265 | 59.2736
7 | 3 | 5 | 1711.2661 | 1754.2559 | 1786.2118 | 1774.0058 | 80 | 63 | 0 | 0 | 0 | 0 | 0 | 0 | 0 | 0 | 0 | 0 | 277.2454 | 227.6742 | 267.145 | 281.2074 | 0 | 0 | 0 | 0 | 10.7423 | 20.5204 | -16.8638 | 44.2803 | 0 | 31.8592 | 37.6498 | 6.2633 | 1343.2785 | 1411.2021 | 1498.2807 | 1442.2548 | 0.36404 | 0.37803 | 0.38589 | 0.36382 | 489.0119 | 533.477 | 578.1687 | 524.7235 | 0.088906 | 0.10933 | 0.10336 | 0.11261 | 0.046451 | 0.043379 | 0.043638 | 0.043426 | 119.426 | 154.2924 | 154.8594 | 162.4073 | 62.3963 | 61.2169 | 65.3817 | 62.6307
7 | 3 | 6 | 1819.3244 | 1860.9319 | 1890.5237 | 1874.1369 | 80 | 63 | 0 | 0 | 0 | 0 | 0 | 0 | 0 | 0 | 0 | 0 | 610.4739 | 567.0244 | 601.4794 | 615.2802 | 0 | 0 | 0 | 0 | 6.1024 | 58.8107 | 43.2043 | -19.1775 | 1.1389 | 5.119 | 4.2033 | 3.6498 | 1121.6093 | 1166.9778 | 1241.6367 | 1274.3844 | 0.36811 | 0.37383 | 0.38312 | 0.36387 | 412.8706 | 436.253 | 475.6914 | 463.7083 | 0.089231 | 0.10939 | 0.10338 | 0.11264 | 0.04667 | 0.043182 | 0.043298 | 0.043065 | 100.082 | 127.6546 | 128.3613 | 143.5472 | 52.3451 | 50.3926 | 53.7601 | 54.8817
7 | 3 | 7 | 2004.6257 | 2050.0012 | 2082.9508 | 2066.2523 | 80 | 63 | 0 | 0 | 0 | 0 | 0 | 0 | 0 | 0 | 0 | 0 | 955.6846 | 924.3898 | 958.6346 | 978.1301 | 0 | 0 | 0 | 0 | -2.2912 | -21.8962 | -13.2263 | 0 | 2.6207 | 3.6109 | 0.2048 | -4.1262 | 968.6116 | 1080.8967 | 1137.3376 | 1092.2484 | 0.37184 | 0.3586 | 0.37474 | 0.37002 | 360.1673 | 387.6054 | 426.2007 | 404.1492 | 0.090627 | 0.11082 | 0.10398 | 0.11362 | 0.047857 | 0.044837 | 0.043498 | 0.044758 | 87.7827 | 119.7818 | 118.263 | 124.1047 | 46.3551 | 48.4639 | 49.4719 | 48.8872
7 | 3 | 8 | 2184.2363 | 2237.3788 | 2279.0854 | 2267.7802 | 80 | 63 | 0 | 0 | 0 | 0 | 0 | 0 | 0 | 0 | 0 | 0 | 1227.2461 | 1264.9395 | 1348.4429 | 1416.1802 | 0 | 0 | 0 | 0 | -3.6839 | -18.3213 | -11.445 | 0 | -1.9803 | -8 | -7.4221 | -3.9638 | 882.6544 | 935.7605 | 949.5096 | 855.5638 | 0.37003 | 0.38103 | 0.36475 | 0.38586 | 326.6057 | 356.5507 | 346.3348 | 330.1313 | 0.091665 | 0.11073 | 0.10517 | 0.11537 | 0.049163 | 0.046212 | 0.046403 | 0.050116 | 80.9087 | 103.6169 | 99.8642 | 98.7101 | 43.3939 | 43.2437 | 44.0598 | 42.8774
7 | 3 | 9 | 2356.4187 | 2420.4292 | 2474.4112 | 2471.5783 | 80 | 63 | 0 | 0 | 0 | 0 | 0 | 0 | 0 | 0 | 0 | 0 | 1444.128 | 1552.9724 | 1691.5395 | 1810.3447 | 0 | 0 | 0 | 0 | -3.6839 | -86.4052 | -65.5195 | -0.864 | -0.29913 | -8 | -8 | -7.238 | 836.2738 | 898.862 | 856.3912 | 669.3356 | 0.36691 | 0.38398 | 0.38398 | 0 | 306.8405 | 345.1407 | 328.8328 | 0 | 0.092231 | 0.11111 | 0.10511 | 0.11428 | 0.049994 | 0.046858 | 0.046711 | 0.048144 | 77.1305 | 99.8756 | 90.0164 | 76.4921 | 41.8088 | 42.1192 | 40.0025 | 32.2247
7 | 3 | 10 | 2495.666 | 2566.1914 | 2626.0535 | 2624.854 | 80 | 63 | 0 | 0 | 0 | 0 | 0 | 0 | 0 | 0 | 0 | 0 | 1554.1393 | 1716.9283 | 1897.1059 | 2054.2995 | 0 | 0 | 0 | 0 | -3.6839 | -82.2212 | -86.4 | -63.6263 | -0.73122 | -16.3513 | -8.874 | -30.8083 | 865.9419 | 884.8355 | 824.2216 | 664.989 | 0.36691 | 0.38398 | 0.38398 | 0 | 317.7262 | 339.7548 | 316.4805 | 0 | 0.092311 | 0.11094 | 0.10507 | 0.11509 | 0.05012 | 0.046895 | 0.046801 | 0.050633 | 79.9356 | 98.1651 | 86.6033 | 76.5344 | 43.4013 | 41.494 | 38.5742 | 33.6703
7 | 3 | 11 | 2631.336 | 2708.7033 | 2773.9002 | 2772.8008 | 80 | 63 | 0 | 0 | 0 | 0 | 0 | 0 | 0 | 0 | 0 | 0 | 1584.3659 | 1778.8474 | 1985.067 | 2165.2765 | 0 | 0 | 0 | 0 | -3.6839 | -80.4 | -86.4 | -86.4 | -0.59148 | -14.3212 | -13.2579 | -40 | 971.2455 | 961.5771 | 888.4911 | 733.9243 | 0.36691 | 0.38398 | 0.38398 | 0 | 356.3635 | 369.2217 | 341.1584 | 0 | 0.092245 | 0.11243 | 0.10498 | 0.115 | 0.049986 | 0.047174 | 0.046699 | 0.050331 | 89.593 | 108.1138 | 93.2713 | 84.4 | 48.5488 | 45.3613 | 41.4915 | 36.9395
7 | 3 | 12 | 2721.8468 | 2804.3473 | 2873.6657 | 2873.01 | 80 | 63 | 0 | 0 | 0 | 0 | 0 | 0 | 0 | 0 | 0 | 0 | 1571.9398 | 1782.2078 | 2002.1355 | 2193.6994 | 0 | 0 | 0 | 0 | -3.6839 | -80.4 | -86.4 | -86.4 | -1.0522 | -19.5522 | -17.1788 | -40 | 1074.6431 | 1059.0917 | 975.109 | 805.7106 | 0.36691 | 0.38398 | 0.38398 | 0 | 394.3016 | 406.6649 | 374.4175 | 0 | 0.09194 | 0.11241 | 0.105 | 0.11475 | 0.049527 | 0.047145 | 0.046464 | 0.049598 | 98.8025 | 119.0568 | 102.386 | 92.4557 | 53.2242 | 49.9309 | 45.3071 | 39.9613
7 | 3 | 13 | 2824.4302 | 2915.2511 | 2992.7073 | 2996.2624 | 80 | 63 | 0 | 0 | 0 | 0 | 0 | 0 | 0 | 0 | 0 | 0 | 1558.9499 | 1772.1707 | 1993.7009 | 2186.5731 | 0 | 0 | 0 | 0 | -3.6839 | -57.8466 | -47.9515 | -86.4 | -2.2352 | -8 | -8 | -32.5775 | 1191.3995 | 1145.9271 | 1054.9578 | 928.6668 | 0.36382 | 0.38398 | 0.38398 | 0 | 433.4571 | 440.0075 | 405.0774 | 0 | 0.090922 | 0.11093 | 0.10475 | 0.11457 | 0.048287 | 0.045373 | 0.045836 | 0.048502 | 108.3247 | 127.1178 | 110.5022 | 106.3928 | 57.5296 | 51.9937 | 48.3548 | 45.0421
7 | 3 | 14 | 2902.0519 | 2999.2347 | 3083.2698 | 3090.7903 | 80 | 63 | 0 | 0 | 0 | 0 | 0 | 0 | 0 | 0 | 0 | 0 | 1575.572 | 1781.9097 | 1995.789 | 2182.2246 | 0 | 0 | 0 | 0 | -3.6839 | -43.0196 | -50.6554 | -56.5176 | 1.2993 | -8 | -8 | -29.6963 | 1248.8645 | 1205.3446 | 1146.1362 | 994.7796 | 0.36561 | 0.38398 | 0.38398 | 0 | 456.5941 | 462.8224 | 440.0876 | 0 | 0.090027 | 0.11081 | 0.10449 | 0.11468 | 0.047322 | 0.045125 | 0.045216 | 0.04792 | 112.4316 | 133.5676 | 119.7594 | 114.0798 | 59.0985 | 54.3915 | 51.8232 | 47.6699
7 | 3 | 15 | 2951.8059 | 3054.1623 | 3143.4727 | 3154.2128 | 80 | 63 | 0 | 0 | 0 | 0 | 0 | 0 | 0 | 0 | 0 | 0 | 1539.8261 | 1724.1576 | 1920.443 | 2090.2693 | 0 | 0 | 0 | 0 | -3.6839 | -4.0203 | 0 | 0.28148 | -1.7976 | -8 | -8 | -8 | 1337.4613 | 1279.025 | 1231.0297 | 1071.662 | 0.36533 | 0.38398 | 0.38025 | 0 | 488.6094 | 491.1138 | 468.098 | 0 | 0.089503 | 0.11094 | 0.10398 | 0.11383 | 0.047046 | 0.044935 | 0.044248 | 0.045568 | 119.7064 | 141.8995 | 127.9971 | 121.9897 | 62.9223 | 57.4725 | 54.4708 | 48.8339
7 | 3 | 16 | 2974.8991 | 3087.2161 | 3187.6388 | 3207.3548 | 80 | 63 | 0 | 0 | 0 | 0 | 0 | 0 | 0 | 0 | 0 | 0 | 1447.9684 | 1587.401 | 1756.0049 | 1896.4223 | 0 | 0 | 0 | 0 | -3.6839 | -4.0203 | -8.64 | 1.2705 | -3.6172 | -8 | -7.2963 | -5.8528 | 1454.2319 | 1448.8354 | 1447.5702 | 1315.5149 | 0.37414 | 0.38398 | 0.38398 | 0.38586 | 544.0819 | 556.3168 | 555.8308 | 507.6084 | 0.089448 | 0.11146 | 0.10371 | 0.11291 | 0.046819 | 0.04463 | 0.043621 | 0.0437 | 130.0786 | 161.4884 | 150.1338 | 148.5336 | 68.085 | 64.6618 | 63.1449 | 57.4881
7 | 3 | 17 | 2948.4598 | 3070.0792 | 3181.1926 | 3210.4717 | 80 | 63 | 0 | 0 | 0 | 0 | 0 | 0 | 0 | 0 | 0 | 0 | 1223.5588 | 1292.4404 | 1419.3769 | 1520.2428 | 0 | 0 | 0 | 0 | -3.6839 | -9.2684 | -6.2621 | -4.32 | -3.4192 | -1.4362 | -3.1393 | -7.2603 | 1652.0041 | 1725.3435 | 1771.2171 | 1701.8091 | 0.38366 | 0.35923 | 0.36981 | 0.37601 | 633.8007 | 619.7879 | 655.009 | 639.9045 | 0.089439 | 0.11111 | 0.10409 | 0.11292 | 0.046827 | 0.04417 | 0.043819 | 0.043538 | 147.7531 | 191.7028 | 184.3623 | 192.1705 | 77.3588 | 76.2091 | 77.6137 | 74.0928
7 | 3 | 18 | 2863.1098 | 2991.4138 | 3110.9183 | 3149.26 | 80 | 63 | 0 | 0 | 0 | 0 | 0 | 0 | 0 | 0 | 0 | 0 | 933.2568 | 924.4981 | 994.7269 | 1052.8321 | 0 | 0 | 0 | 0 | -3.6839 | -8.0334 | -1.6171 | 0 | -2.6443 | -3.1242 | -5.8627 | -4.3212 | 1856.1812 | 2015.0733 | 2123.6713 | 2100.7492 | 0.38585 | 0.38166 | 0.38652 | 0.37341 | 716.214 | 769.0699 | 820.852 | 784.4409 | 0.089311 | 0.11035 | 0.10424 | 0.11301 | 0.046727 | 0.04387 | 0.044134 | 0.043905 | 165.7765 | 222.3601 | 221.3807 | 237.4031 | 86.7343 | 88.4009 | 93.727 | 92.2341
7 | 3 | 19 | 2752.6041 | 2882.7162 | 3005.2232 | 3048.4917 | 80 | 63 | 0 | 0 | 0 | 0 | 0 | 0 | 0 | 0 | 0 | 0 | 593.008 | 561.0556 | 595.608 | 626.692 | 0 | 0 | 0 | 0 | -3.6839 | -22.8615 | -5.9426 | 39.6929 | 1.8585 | 4.7838 | 1.3203 | 6.209 | 2081.4215 | 2276.7383 | 2414.2375 | 2375.8978 | 0.38793 | 0.39411 | 0.38919 | 0.38458 | 807.456 | 897.2828 | 939.5948 | 913.7187 | 0.089727 | 0.11047 | 0.10494 | 0.11362 | 0.046957 | 0.044524 | 0.045145 | 0.045018 | 186.7592 | 251.5143 | 253.3619 | 269.9561 | 97.7367 | 101.3694 | 108.9899 | 106.9582
7 | 3 | 20 | 2677.6058 | 2805.4189 | 2925.6582 | 2968.2377 | 80 | 63 | 0 | 0 | 0 | 0 | 0 | 0 | 0 | 0 | 0 | 0 | 403.3602 | 380.7858 | 414.4722 | 439.7843 | 0 | 0 | 0 | 0 | -2.274 | 68.2572 | 45.7072 | 52.6975 | 1.8258 | 1.7889 | 6.8238 | 30.7498 | 2194.6939 | 2291.587 | 2458.655 | 2445.0062 | 0.38829 | 0.40541 | 0.3998 | 0.38892 | 852.1837 | 929.0212 | 982.9744 | 950.9033 | 0.089822 | 0.11041 | 0.10494 | 0.1136 | 0.04698 | 0.044538 | 0.045152 | 0.045023 | 197.1316 | 253.0047 | 258.0063 | 277.7406 | 103.1075 | 102.0627 | 111.0138 | 110.0817
7 | 3 | 21 | 2589.0867 | 2714.2231 | 2831.8332 | 2873.6565 | 80 | 63 | 0 | 0 | 0 | 0 | 0 | 0 | 0 | 0 | 0 | 0 | 392.3167 | 376.3816 | 408.7976 | 429.5431 | 0 | 0 | 0 | 0 | 1.9305 | 0 | 47.2776 | 28.8 | 1.8961 | 5.1303 | 4.1873 | 36.791 | 2112.9434 | 2269.7112 | 2371.5706 | 2378.5223 | 0.38736 | 0.40087 | 0.39574 | 0.38805 | 818.475 | 909.8593 | 938.5171 | 922.9917 | 0.089616 | 0.11023 | 0.10469 | 0.11349 | 0.046946 | 0.044349 | 0.044999 | 0.044924 | 189.3525 | 250.2011 | 248.2828 | 269.9386 | 99.1933 | 100.6589 | 106.7188 | 106.8535
7 | 3 | 22 | 2360.3641 | 2477.8708 | 2588.8701 | 2630.0903 | 80 | 63 | 0 | 0 | 0 | 0 | 0 | 0 | 0 | 0 | 0 | 0 | 400.6178 | 388.6095 | 421.2027 | 440.1773 | 0 | 0 | 0 | 0 | 2.9161 | 7.5206 | 24.079 | 25.0364 | 1.8247 | 4.0424 | 4.9491 | 32.8795 | 1875.0056 | 2014.6983 | 2138.6393 | 2131.9971 | 0.38147 | 0.39646 | 0.3914 | 0.38267 | 715.2536 | 798.7524 | 837.0534 | 815.8544 | 0.089269 | 0.10992 | 0.1041 | 0.1132 | 0.046737 | 0.04387 | 0.044437 | 0.044568 | 167.3803 | 221.4628 | 222.6243 | 241.3343 | 87.6319 | 88.3853 | 95.0346 | 95.0182
7 | 3 | 23 | 2124.5707 | 2231.6415 | 2332.9008 | 2370.9934 | 80 | 63 | 0 | 0 | 0 | 0 | 0 | 0 | 0 | 0 | 0 | 0 | 412.0961 | 405.7411 | 436.4616 | 456.0523 | 0 | 0 | 0 | 0 | 6.4651 | 17.5316 | 3.2919 | 33.7253 | 0.42227 | 2.5937 | 6.3188 | 20.141 | 1625.5872 | 1742.7751 | 1886.8285 | 1861.0747 | 0.37334 | 0.38975 | 0.38502 | 0.37572 | 606.8932 | 679.2455 | 726.4617 | 699.2423 | 0.088962 | 0.10955 | 0.10383 | 0.11293 | 0.046464 | 0.043485 | 0.044028 | 0.044024 | 144.615 | 190.9231 | 195.9041 | 210.1758 | 75.5317 | 75.7837 | 83.0738 | 81.9313
7 | 3 | 24 | 1927.6727 | 2018.5965 | 2103.163 | 2131.1997 | 80 | 63 | 0 | 0 | 0 | 0 | 0 | 0 | 0 | 0 | 0 | 0 | 393.471 | 390.6636 | 418.5968 | 436.9883 | 0 | 0 | 0 | 0 | 14.5803 | 6.2832 | 22.6846 | 28.8 | 0 | 4.9397 | 2.8096 | 28.4157 | 1439.6215 | 1553.71 | 1659.0719 | 1636.9957 | 0.36396 | 0.38033 | 0.38357 | 0.36382 | 523.9631 | 590.9221 | 636.3677 | 595.5745 | 0.089193 | 0.10941 | 0.10371 | 0.1128 | 0.046529 | 0.043309 | 0.043761 | 0.043738 | 128.4038 | 169.9924 | 172.0617 | 184.645 | 66.9848 | 67.2896 | 72.6019 | 71.5997
7 | 4 | 1 | 1784.9437 | 1860.3629 | 1928.2999 | 1944.9291 | 80 | 63 | 0 | 0 | 0 | 0 | 0 | 0 | 0 | 0 | 0 | 0 | 367.8051 | 366.5256 | 392.1192 | 409.0468 | 0 | 0 | 0 | 0 | -3.6839 | 17.5316 | 22.9357 | 5.5437 | 0 | 2.9024 | 1.917 | 3.4834 | 1340.8226 | 1410.4033 | 1511.328 | 1526.8551 | 0.3644 | 0.37066 | 0.38218 | 0.36382 | 488.5991 | 522.7776 | 577.5925 | 555.503 | 0.089394 | 0.10944 | 0.10361 | 0.1127 | 0.046641 | 0.043306 | 0.043646 | 0.043567 | 119.8612 | 154.3495 | 156.5865 | 172.0754 | 62.5376 | 61.0796 | 65.963 | 66.5207
7 | 4 | 2 | 1697.0359 | 1760.7831 | 1816.3836 | 1824.5843 | 80 | 63 | 0 | 0 | 0 | 0 | 0 | 0 | 0 | 0 | 0 | 0 | 341.7154 | 342.7377 | 366.0896 | 380.9302 | 0 | 0 | 0 | 0 | -3.6839 | 34.1762 | 39.781 | 0 | 0 | 4.3716 | 1.0404 | 1.8476 | 1279.0044 | 1316.4976 | 1409.4727 | 1441.8065 | 0.3644 | 0.36878 | 0.38135 | 0.36382 | 466.0728 | 485.4961 | 537.5081 | 524.5604 | 0.089426 | 0.10944 | 0.10352 | 0.11266 | 0.04669 | 0.043268 | 0.043544 | 0.043375 | 114.3768 | 144.0724 | 145.914 | 162.4386 | 59.7173 | 56.9625 | 61.3742 | 62.5385
7 | 4 | 3 | 1632.2563 | 1685.0581 | 1728.9229 | 1728.6769 | 80 | 63 | 0 | 0 | 0 | 0 | 0 | 0 | 0 | 0 | 0 | 0 | 298.2745 | 295.6281 | 315.7814 | 331.3077 | 0 | 0 | 0 | 0 | -2.8931 | 57.9489 | 43.9575 | 0 | 0 | 3.3114 | 4.1279 | 0 | 1256.8749 | 1265.1697 | 1365.0561 | 1397.3692 | 0.36651 | 0.3648 | 0.37847 | 0.36382 | 460.6524 | 461.5373 | 516.6322 | 508.3932 | 0.089315 | 0.10937 | 0.10335 | 0.1126 | 0.046623 | 0.043132 | 0.043413 | 0.043245 | 112.2577 | 138.3757 | 141.0827 | 157.3472 | 58.5992 | 54.5695 | 59.2617 | 60.4288
7 | 4 | 4 | 1605.661 | 1649.7635 | 1683.9904 | 1676.1113 | 80 | 63 | 0 | 0 | 0 | 0 | 0 | 0 | 0 | 0 | 0 | 0 | 259.1266 | 254.0048 | 270.4259 | 287.4609 | 0 | 0 | 0 | 0 | -0.68177 | 87.6582 | 43.9868 | 0 | 0 | 8.0991 | 0 | 0 | 1267.2162 | 1237.0013 | 1369.5777 | 1388.6504 | 0.36512 | 0.37056 | 0.38415 | 0.36382 | 462.6904 | 458.3861 | 526.1201 | 505.2211 | 0.089086 | 0.10936 | 0.10336 | 0.11261 | 0.04645 | 0.043219 | 0.043509 | 0.04333 | 112.8909 | 135.276 | 141.5541 | 156.3808 | 58.862 | 53.4625 | 59.5896 | 60.1697
7 | 4 | 5 | 1597.4346 | 1633.7555 | 1659.2298 | 1644.0753 | 80 | 63 | 0 | 0 | 0 | 0 | 0 | 0 | 0 | 0 | 0 | 0 | 194.5781 | 182.6456 | 195.3471 | 211.1743 | 0 | 0 | 0 | 0 | 10.7423 | 20.5204 | -16.8638 | 44.2803 | 0 | 31.8592 | 37.6498 | 6.2633 | 1312.1142 | 1335.7303 | 1443.0967 | 1382.3574 | 0.36404 | 0.37803 | 0.38589 | 0.36382 | 477.6667 | 504.9464 | 556.8738 | 502.9315 | 0.088906 | 0.10933 | 0.10336 | 0.11261 | 0.046451 | 0.043379 | 0.043638 | 0.043426 | 116.6553 | 146.0407 | 149.1557 | 155.6624 | 60.9487 | 57.943 | 62.9736 | 60.0296
7 | 4 | 6 | 1599.9871 | 1628.7446 | 1645.8472 | 1623.7791 | 80 | 63 | 0 | 0 | 0 | 0 | 0 | 0 | 0 | 0 | 0 | 0 | 452.9438 | 439.8134 | 450.4333 | 464.8728 | 0 | 0 | 0 | 0 | 6.1024 | 58.8107 | 43.2043 | -19.1775 | 1.1389 | 5.119 | 4.2033 | 3.6498 | 1059.8021 | 1062.0015 | 1148.0063 | 1174.4341 | 0.36811 | 0.37383 | 0.38312 | 0.36387 | 390.1191 | 397.0096 | 439.82 | 427.3395 | 0.089231 | 0.10939 | 0.10338 | 0.11264 | 0.04667 | 0.043182 | 0.043298 | 0.043065 | 94.5669 | 116.1713 | 118.6817 | 132.2888 | 49.4606 | 45.8595 | 49.7061 | 50.5773
7 | 4 | 7 | 1698.6729 | 1726.124 | 1741.6526 | 1717.0292 | 80 | 63 | 0 | 0 | 0 | 0 | 0 | 0 | 0 | 0 | 0 | 0 | 803.5488 | 795.2721 | 808.0862 | 827.6572 | 0 | 0 | 0 | 0 | -2.2912 | -21.8962 | -13.2263 | 0 | 2.6207 | 3.6109 | 0.2048 | -4.1262 | 814.7946 | 886.1372 | 946.5878 | 893.4982 | 0.37184 | 0.3586 | 0.37474 | 0.37002 | 302.9722 | 317.7654 | 354.72 | 330.6085 | 0.090627 | 0.11082 | 0.10398 | 0.11362 | 0.047857 | 0.044837 | 0.043498 | 0.044758 | 73.8427 | 98.1991 | 98.4284 | 101.5221 | 38.9939 | 39.7316 | 41.1747 | 39.9915
7 | 4 | 8 | 1858.6236 | 1892.6898 | 1915.856 | 1896.1168 | 80 | 63 | 0 | 0 | 0 | 0 | 0 | 0 | 0 | 0 | 0 | 0 | 1139.9549 | 1191.499 | 1259.009 | 1325.8547 | 0 | 0 | 0 | 0 | -3.6839 | -18.3213 | -11.445 | 0 | -1.9803 | -8 | -7.4221 | -3.9638 | 644.333 | 664.5121 | 675.7141 | 574.2258 | 0.37003 | 0.38103 | 0.36475 | 0.38586 | 238.4204 | 253.1976 | 246.4675 | 221.5731 | 0.091665 | 0.11073 | 0.10517 | 0.11537 | 0.049163 | 0.046212 | 0.046403 | 0.050116 | 59.0629 | 73.5815 | 71.0679 | 66.2509 | 31.6773 | 30.7087 | 31.355 | 28.7779
7 | 4 | 9 | 2038.0823 | 2083.4429 | 2119.2987 | 2108.2201 | 80 | 63 | 0 | 0 | 0 | 0 | 0 | 0 | 0 | 0 | 0 | 0 | 1389.1348 | 1503.0933 | 1631.2682 | 1747.9187 | 0 | 0 | 0 | 0 | -3.6839 | -86.4052 | -65.5195 | -0.864 | -0.29913 | -8 | -8 | -7.238 | 572.9306 | 611.7547 | 561.55 | 368.4034 | 0.36691 | 0.38398 | 0.38398 | 0 | 210.2163 | 234.8986 | 215.6212 | 0 | 0.092231 | 0.11111 | 0.10511 | 0.11428 | 0.049994 | 0.046858 | 0.046711 | 0.048144 | 52.842 | 67.9742 | 59.0253 | 42.1014 | 28.6432 | 28.6658 | 26.2303 | 17.7365
7 | 4 | 10 | 2220.2176 | 2274.6056 | 2318.7836 | 2310.4494 | 80 | 63 | 0 | 0 | 0 | 0 | 0 | 0 | 0 | 0 | 0 | 0 | 1519.4737 | 1680.7697 | 1854.9482 | 2009.1593 | 0 | 0 | 0 | 0 | -3.6839 | -82.2212 | -86.4 | -63.6263 | -0.73122 | -16.3513 | -8.874 | -30.8083 | 625.159 | 629.4084 | 559.1094 | 395.7246 | 0.36691 | 0.38398 | 0.38398 | 0 | 229.3796 | 241.6772 | 214.684 | 0 | 0.092311 | 0.11094 | 0.10507 | 0.11509 | 0.05012 | 0.046895 | 0.046801 | 0.050633 | 57.7088 | 69.8276 | 58.7472 | 45.5444 | 31.3332 | 29.5159 | 26.1667 | 20.0366
7 | 4 | 11 | 2375.0577 | 2437.4108 | 2488.0151 | 2480.2776 | 80 | 63 | 0 | 0 | 0 | 0 | 0 | 0 | 0 | 0 | 0 | 0 | 1539.6688 | 1726.4113 | 1924.9468 | 2099.0446 | 0 | 0 | 0 | 0 | -3.6839 | -80.4 | -86.4 | -86.4 | -0.59148 | -14.3212 | -13.2579 | -40 | 759.6643 | 742.7207 | 662.7262 | 507.633 | 0.36691 | 0.38398 | 0.38398 | 0 | 278.7314 | 285.1863 | 254.4703 | 0 | 0.092245 | 0.11243 | 0.10498 | 0.115 | 0.049986 | 0.047174 | 0.046699 | 0.050331 | 70.0756 | 83.507 | 69.5712 | 58.3769 | 37.9727 | 35.037 | 30.9486 | 25.5499
7 | 4 | 12 | 2496.7025 | 2566.0127 | 2622.5114 | 2616.0239 | 80 | 63 | 0 | 0 | 0 | 0 | 0 | 0 | 0 | 0 | 0 | 0 | 1529.6284 | 1730.4271 | 1942.2631 | 2127.2203 | 0 | 0 | 0 | 0 | -3.6839 | -80.4 | -86.4 | -86.4 | -1.0522 | -19.5522 | -17.1788 | -40 | 891.8102 | 872.5378 | 783.8271 | 615.2037 | 0.36691 | 0.38398 | 0.38398 | 0 | 327.2176 | 335.0328 | 300.97 | 0 | 0.09194 | 0.11241 | 0.105 | 0.11475 | 0.049527 | 0.047145 | 0.046464 | 0.049598 | 81.9929 | 98.0855 | 82.3015 | 70.5949 | 44.169 | 41.1358 | 36.4195 | 30.5126
7 | 4 | 13 | 2605.5827 | 2683.5823 | 2748.5772 | 2746.4637 | 80 | 63 | 0 | 0 | 0 | 0 | 0 | 0 | 0 | 0 | 0 | 0 | 1476.9326 | 1678.7543 | 1891.4628 | 2077.1323 | 0 | 0 | 0 | 0 | -3.6839 | -57.8466 | -47.9515 | -86.4 | -2.2352 | -8 | -8 | -32.5775 | 1054.5692 | 1007.6745 | 913.0659 | 788.3089 | 0.36382 | 0.38398 | 0.38398 | 0 | 383.6753 | 386.922 | 350.5945 | 0 | 0.090922 | 0.11093 | 0.10475 | 0.11457 | 0.048287 | 0.045373 | 0.045836 | 0.048502 | 95.8837 | 111.7814 | 95.6396 | 90.3127 | 50.9224 | 45.7208 | 41.8511 | 38.2345
7 | 4 | 14 | 2679.2164 | 2763.3443 | 2834.691 | 2836.4396 | 80 | 63 | 0 | 0 | 0 | 0 | 0 | 0 | 0 | 0 | 0 | 0 | 1520.0808 | 1714.0648 | 1919.202 | 2098.6898 | 0 | 0 | 0 | 0 | -3.6839 | -43.0196 | -50.6554 | -56.5176 | 1.2993 | -8 | -8 | -29.6963 | 1081.5203 | 1037.2991 | 974.1444 | 823.9637 | 0.36561 | 0.38398 | 0.38398 | 0 | 395.4118 | 398.2971 | 374.0471 | 0 | 0.090027 | 0.11081 | 0.10449 | 0.11468 | 0.047322 | 0.045125 | 0.045216 | 0.04792 | 97.3661 | 114.946 | 101.788 | 94.4909 | 51.1795 | 46.8084 | 44.0465 | 39.4844
7 | 4 | 15 | 2731.699 | 2821.1603 | 2897.9378 | 2902.9766 | 80 | 63 | 0 | 0 | 0 | 0 | 0 | 0 | 0 | 0 | 0 | 0 | 1377.7521 | 1548.2664 | 1730.1343 | 1890.8405 | 0 | 0 | 0 | 0 | -3.6839 | -4.0203 | 0 | 0.28148 | -1.7976 | -8 | -8 | -8 | 1279.4284 | 1221.9142 | 1175.8034 | 1019.8547 | 0.36533 | 0.38398 | 0.38025 | 0 | 467.4085 | 469.1847 | 447.0982 | 0 | 0.089503 | 0.11094 | 0.10398 | 0.11383 | 0.047046 | 0.044935 | 0.044248 | 0.045568 | 114.5123 | 135.5635 | 122.2549 | 116.0923 | 60.1921 | 54.9063 | 52.0271 | 46.4731
7 | 4 | 16 | 2753.0431 | 2852.3625 | 2940.1527 | 2954.1221 | 80 | 63 | 0 | 0 | 0 | 0 | 0 | 0 | 0 | 0 | 0 | 0 | 1272.5842 | 1404.1743 | 1549.9229 | 1684.8906 | 0 | 0 | 0 | 0 | -3.6839 | -4.0203 | -8.64 | 1.2705 | -3.6172 | -8 | -7.2963 | -5.8528 | 1407.7601 | 1397.2085 | 1406.1661 | 1273.8139 | 0.37414 | 0.38398 | 0.38398 | 0.38586 | 526.695 | 536.4933 | 539.9326 | 491.5175 | 0.089448 | 0.11146 | 0.10371 | 0.11291 | 0.046819 | 0.04463 | 0.043621 | 0.0437 | 125.9218 | 155.7341 | 145.8396 | 143.8251 | 65.9093 | 62.3577 | 61.3388 | 55.6657
7 | 4 | 17 | 2733.5303 | 2842.5579 | 2941.4331 | 2965.1451 | 80 | 63 | 0 | 0 | 0 | 0 | 0 | 0 | 0 | 0 | 0 | 0 | 1149.4504 | 1223.0961 | 1325.437 | 1432.0046 | 0 | 0 | 0 | 0 | -3.6839 | -9.2684 | -6.2621 | -4.32 | -3.4192 | -1.4362 | -3.1393 | -7.2603 | 1511.183 | 1567.1664 | 1625.3976 | 1544.7207 | 0.38366 | 0.35923 | 0.36981 | 0.37601 | 579.7739 | 562.9666 | 601.0839 | 580.837 | 0.089439 | 0.11111 | 0.10409 | 0.11292 | 0.046827 | 0.04417 | 0.043819 | 0.043538 | 135.1583 | 174.1278 | 169.1842 | 174.4318 | 70.7645 | 69.2224 | 71.2239 | 67.2535
7 | 4 | 18 | 2663.3624 | 2779.9641 | 2888.095 | 2921.2628 | 80 | 63 | 0 | 0 | 0 | 0 | 0 | 0 | 0 | 0 | 0 | 0 | 804.9115 | 802.7324 | 848.9391 | 910.8313 | 0 | 0 | 0 | 0 | -3.6839 | -8.0334 | -1.6171 | 0 | -2.6443 | -3.1242 | -5.8627 | -4.3212 | 1784.7792 | 1925.3893 | 2046.6357 | 2014.7527 | 0.38585 | 0.38166 | 0.38652 | 0.37341 | 688.6633 | 734.8412 | 791.0758 | 752.3289 | 0.089311 | 0.11035 | 0.10424 | 0.11301 | 0.046727 | 0.04387 | 0.044134 | 0.043905 | 159.3995 | 212.4636 | 213.3502 | 227.6847 | 83.3978 | 84.4665 | 90.327 | 88.4584
7 | 4 | 19 | 2550.2681 | 2668.5262 | 2779.5121 | 2817.5396 | 80 | 63 | 0 | 0 | 0 | 0 | 0 | 0 | 0 | 0 | 0 | 0 | 475.2861 | 441.106 | 461.883 | 496.9116 | 0 | 0 | 0 | 0 | -3.6839 | -22.8615 | -5.9426 | 39.6929 | 1.8585 | 4.7838 | 1.3203 | 6.209 | 1996.8073 | 2182.4979 | 2322.2514 | 2274.7261 | 0.38793 | 0.39411 | 0.38919 | 0.38458 | 774.6312 | 860.1418 | 903.7949 | 874.8102 | 0.089727 | 0.11047 | 0.10494 | 0.11362 | 0.046957 | 0.044524 | 0.045145 | 0.045018 | 179.167 | 241.1035 | 243.7084 | 258.4607 | 93.7635 | 97.1734 | 104.8372 | 102.4037
7 | 4 | 20 | 2482.8959 | 2599.3017 | 2708.4543 | 2745.9903 | 80 | 63 | 0 | 0 | 0 | 0 | 0 | 0 | 0 | 0 | 0 | 0 | 366.0803 | 342.153 | 371.0123 | 398.955 | 0 | 0 | 0 | 0 | -2.274 | 68.2572 | 45.7072 | 52.6975 | 1.8258 | 1.7889 | 6.8238 | 30.7498 | 2037.2638 | 2124.1026 | 2284.9109 | 2263.5881 | 0.38829 | 0.40541 | 0.3998 | 0.38892 | 791.0547 | 861.1222 | 913.5112 | 880.3468 | 0.089822 | 0.11041 | 0.10494 | 0.1136 | 0.04698 | 0.044538 | 0.045152 | 0.045023 | 182.9909 | 234.5135 | 239.7739 | 257.1324 | 95.7114 | 94.6033 | 103.1689 | 101.9137
7 | 4 | 21 | 2385.981 | 2499.2184 | 2605.2636 | 2641.826 | 80 | 63 | 0 | 0 | 0 | 0 | 0 | 0 | 0 | 0 | 0 | 0 | 385.1385 | 361.2231 | 394.3975 | 418.4538 | 0 | 0 | 0 | 0 | 1.9305 | 0 | 47.2776 | 28.8 | 1.8961 | 5.1303 | 4.1873 | 36.791 | 1917.016 | 2069.8649 | 2159.4011 | 2157.7812 | 0.38736 | 0.40087 | 0.39574 | 0.38805 | 742.5801 | 829.7469 | 854.5539 | 837.3325 | 0.089616 | 0.11023 | 0.10469 | 0.11349 | 0.046946 | 0.044349 | 0.044999 | 0.044924 | 171.7944 | 228.1711 | 226.0705 | 244.8867 | 89.9953 | 91.796 | 97.1714 | 96.9368
7 | 4 | 22 | 2263.4639 | 2375.2936 | 2480.7754 | 2519.4857 | 80 | 63 | 0 | 0 | 0 | 0 | 0 | 0 | 0 | 0 | 0 | 0 | 406.8706 | 386.8362 | 419.655 | 444.8504 | 0 | 0 | 0 | 0 | 2.9161 | 7.5206 | 24.079 | 25.0364 | 1.8247 | 4.0424 | 4.9491 | 32.8795 | 1771.8526 | 1913.8944 | 2032.0924 | 2016.7194 | 0.38147 | 0.39646 | 0.3914 | 0.38267 | 675.9041 | 758.7874 | 795.3514 | 771.7409 | 0.089269 | 0.10992 | 0.1041 | 0.1132 | 0.046737 | 0.04387 | 0.044437 | 0.044568 | 158.1719 | 210.3821 | 211.5332 | 228.2853 | 82.8109 | 83.963 | 90.3 | 89.8806
7 | 4 | 23 | 2082.3823 | 2186.9816 | 2285.8386 | 2322.8385 | 80 | 63 | 0 | 0 | 0 | 0 | 0 | 0 | 0 | 0 | 0 | 0 | 423.7393 | 405.8077 | 437.5582 | 465.4207 | 0 | 0 | 0 | 0 | 6.4651 | 17.5316 | 3.2919 | 33.7253 | 0.42227 | 2.5937 | 6.3188 | 20.141 | 1571.7557 | 1698.0485 | 1838.6697 | 1803.5514 | 0.37334 | 0.38975 | 0.38502 | 0.37572 | 586.7958 | 661.8134 | 707.9197 | 677.6297 | 0.088962 | 0.10955 | 0.10383 | 0.11293 | 0.046464 | 0.043485 | 0.044028 | 0.044024 | 139.826 | 186.0233 | 190.9039 | 203.6795 | 73.0305 | 73.8388 | 80.9534 | 79.399
7 | 4 | 24 | 1889.6123 | 1978.3063 | 2060.7056 | 2087.7565 | 80 | 63 | 0 | 0 | 0 | 0 | 0 | 0 | 0 | 0 | 0 | 0 | 407.0608 | 389.8834 | 420.7174 | 446.8235 | 0 | 0 | 0 | 0 | 14.5803 | 6.2832 | 22.6846 | 28.8 | 0 | 4.9397 | 2.8096 | 28.4157 | 1387.9712 | 1514.1999 | 1614.494 | 1583.7172 | 0.36396 | 0.38033 | 0.38357 | 0.36382 | 505.1645 | 575.8952 | 619.269 | 576.1906 | 0.089193 | 0.10941 | 0.10371 | 0.1128 | 0.046529 | 0.043309 | 0.043761 | 0.043738 | 123.7969 | 165.6696 | 167.4385 | 178.6354 | 64.5815 | 65.5785 | 70.6512 | 69.2694
7 | 5 | 1 | 1761.5057 | 1835.5518 | 1902.1542 | 1918.1763 | 80 | 63 | 0 | 0 | 0 | 0 | 0 | 0 | 0 | 0 | 0 | 0 | 389.9897 | 374.8748 | 405.2675 | 428.1873 | 0 | 0 | 0 | 0 | -3.6839 | 17.5316 | 22.9357 | 5.5437 | 0 | 2.9024 | 1.917 | 3.4834 | 1295.2 | 1377.243 | 1472.0341 | 1480.9619 | 0.3644 | 0.37066 | 0.38218 | 0.36382 | 471.9741 | 510.4865 | 562.5754 | 538.806 | 0.089394 | 0.10944 | 0.10361 | 0.1127 | 0.046641 | 0.043306 | 0.043646 | 0.043567 | 115.7829 | 150.7206 | 152.5153 | 166.9032 | 60.4097 | 59.6436 | 64.248 | 64.5212
7 | 5 | 2 | 1685.072 | 1748.1183 | 1803.0376 | 1810.9284 | 80 | 63 | 0 | 0 | 0 | 0 | 0 | 0 | 0 | 0 | 0 | 0 | 342.5851 | 325.9702 | 356.0961 | 373.3774 | 0 | 0 | 0 | 0 | -3.6839 | 34.1762 | 39.781 | 0 | 0 | 4.3716 | 1.0404 | 1.8476 | 1266.1709 | 1320.6004 | 1406.1202 | 1435.7035 | 0.3644 | 0.36878 | 0.38135 | 0.36382 | 461.3963 | 487.0092 | 536.2296 | 522.34 | 0.089426 | 0.10944 | 0.10352 | 0.11266 | 0.04669 | 0.043268 | 0.043544 | 0.043375 | 113.2292 | 144.5214 | 145.567 | 161.7511 | 59.1181 | 57.14 | 61.2282 | 62.2737
7 | 5 | 3 | 1639.9524 | 1693.205 | 1737.508 | 1737.4614 | 80 | 63 | 0 | 0 | 0 | 0 | 0 | 0 | 0 | 0 | 0 | 0 | 276.0558 | 253.8522 | 281.307 | 296.2885 | 0 | 0 | 0 | 0 | -2.8931 | 57.9489 | 43.9575 | 0 | 0 | 3.3114 | 4.1279 | 0 | 1286.7897 | 1315.0926 | 1408.1155 | 1441.1729 | 0.36651 | 0.3648 | 0.37847 | 0.36382 | 471.6164 | 479.7493 | 532.9289 | 524.3299 | 0.089315 | 0.10937 | 0.10335 | 0.1126 | 0.046623 | 0.043132 | 0.043413 | 0.043245 | 114.9295 | 143.8359 | 145.5331 | 162.2796 | 59.9939 | 56.7228 | 61.1311 | 62.3231
7 | 5 | 4 | 1652.6769 | 1699.5338 | 1736.4378 | 1729.7765 | 80 | 63 | 0 | 0 | 0 | 0 | 0 | 0 | 0 | 0 | 0 | 0 | 220.245 | 195.3031 | 219.6005 | 232.6484 | 0 | 0 | 0 | 0 | -0.68177 | 87.6582 | 43.9868 | 0 | 0 | 8.0991 | 0 | 0 | 1353.1136 | 1345.4734 | 1472.8504 | 1497.1281 | 0.36512 | 0.37056 | 0.38415 | 0.36382 | 494.0536 | 498.5818 | 565.7921 | 544.6876 | 0.089086 | 0.10936 | 0.10336 | 0.11261 | 0.04645 | 0.043219 | 0.043509 | 0.04333 | 120.5431 | 147.1383 | 152.228 | 168.5968 | 62.8519 | 58.1507 | 64.083 | 64.87
7 | 5 | 5 | 1719.5219 | 1762.9953 | 1795.4213 | 1783.4291 | 80 | 63 | 0 | 0 | 0 | 0 | 0 | 0 | 0 | 0 | 0 | 0 | 184.4857 | 153.5545 | 176.5417 | 188.5976 | 0 | 0 | 0 | 0 | 10.7423 | 20.5204 | -16.8638 | 44.2803 | 0 | 31.8592 | 37.6498 | 6.2633 | 1444.2939 | 1494.0613 | 1598.0936 | 1544.288 | 0.36404 | 0.37803 | 0.38589 | 0.36382 | 525.7859 | 564.8003 | 616.6853 | 561.8454 | 0.088906 | 0.10933 | 0.10336 | 0.11261 | 0.046451 | 0.043379 | 0.043638 | 0.043426 | 128.4069 | 163.3517 | 165.1759 | 173.8969 | 67.0885 | 64.8113 | 69.7373 | 67.0616
7 | 5 | 6 | 1830.5886 | 1872.856 | 1903.0892 | 1886.9942 | 80 | 63 | 0 | 0 | 0 | 0 | 0 | 0 | 0 | 0 | 0 | 0 | 426.007 | 393.4311 | 413.7149 | 427.0596 | 0 | 0 | 0 | 0 | 6.1024 | 58.8107 | 43.2043 | -19.1775 | 1.1389 | 5.119 | 4.2033 | 3.6498 | 1317.3404 | 1352.4952 | 1441.9666 | 1475.4624 | 0.36811 | 0.37383 | 0.38312 | 0.36387 | 484.9203 | 505.6053 | 552.441 | 536.8742 | 0.089231 | 0.10939 | 0.10338 | 0.11264 | 0.04667 | 0.043182 | 0.043298 | 0.043065 | 117.5472 | 147.9481 | 149.0715 | 166.1967 | 61.4798 | 58.4036 | 62.4339 | 63.5411
7 | 5 | 7 | 2026.6643 | 2073.3311 | 2107.5355 | 2091.4078 | 80 | 63 | 0 | 0 | 0 | 0 | 0 | 0 | 0 | 0 | 0 | 0 | 842.4363 | 822.7951 | 843.8218 | 863.3088 | 0 | 0 | 0 | 0 | -2.2912 | -21.8962 | -13.2263 | 0 | 2.6207 | 3.6109 | 0.2048 | -4.1262 | 1103.8985 | 1205.8212 | 1276.7352 | 1232.2252 | 0.37184 | 0.3586 | 0.37474 | 0.37002 | 410.4723 | 432.4028 | 478.4379 | 455.9429 | 0.090627 | 0.11082 | 0.10398 | 0.11362 | 0.047857 | 0.044837 | 0.043498 | 0.044758 | 100.0434 | 133.6256 | 132.7578 | 140.0093 | 52.8296 | 54.0652 | 55.5354 | 55.1523
7 | 5 | 8 | 2229.503 | 2285.2975 | 2329.5816 | 2319.449 | 80 | 63 | 0 | 0 | 0 | 0 | 0 | 0 | 0 | 0 | 0 | 0 | 1185.4004 | 1229.3089 | 1301.7176 | 1367.6817 | 0 | 0 | 0 | 0 | -3.6839 | -18.3213 | -11.445 | 0 | -1.9803 | -8 | -7.4221 | -3.9638 | 969.7669 | 1019.3098 | 1046.7311 | 955.731 | 0.37003 | 0.38103 | 0.36475 | 0.38586 | 358.8397 | 388.3853 | 381.7964 | 368.7823 | 0.091665 | 0.11073 | 0.10517 | 0.11537 | 0.049163 | 0.046212 | 0.046403 | 0.050116 | 88.8939 | 112.8683 | 110.0894 | 110.2668 | 47.6766 | 47.1047 | 48.5712 | 47.8974
7 | 5 | 9 | 2421.9751 | 2489.8262 | 2547.5409 | 2546.4061 | 80 | 63 | 0 | 0 | 0 | 0 | 0 | 0 | 0 | 0 | 0 | 0 | 1425.6116 | 1535.1199 | 1666.8162 | 1782.765 | 0 | 0 | 0 | 0 | -3.6839 | -86.4052 | -65.5195 | -0.864 | -0.29913 | -8 | -8 | -7.238 | 920.3466 | 986.1115 | 954.2442 | 771.7431 | 0.36691 | 0.38398 | 0.38398 | 0 | 337.688 | 378.6423 | 366.4059 | 0 | 0.092231 | 0.11111 | 0.10511 | 0.11428 | 0.049994 | 0.046858 | 0.046711 | 0.048144 | 84.8846 | 109.5702 | 100.3019 | 88.1953 | 46.012 | 46.2076 | 44.5733 | 37.155
7 | 5 | 10 | 2622.3709 | 2700.3193 | 2767.3961 | 2769.4785 | 80 | 63 | 0 | 0 | 0 | 0 | 0 | 0 | 0 | 0 | 0 | 0 | 1563.7454 | 1720.5023 | 1896.5279 | 2049.0384 | 0 | 0 | 0 | 0 | -3.6839 | -82.2212 | -86.4 | -63.6263 | -0.73122 | -16.3513 | -8.874 | -30.8083 | 983.0406 | 1015.3896 | 966.1422 | 814.8747 | 0.36691 | 0.38398 | 0.38398 | 0 | 360.6913 | 389.8843 | 370.9744 | 0 | 0.092311 | 0.11094 | 0.10507 | 0.11509 | 0.05012 | 0.046895 | 0.046801 | 0.050633 | 90.7451 | 112.649 | 101.5153 | 93.7849 | 49.2703 | 47.6163 | 45.2162 | 41.2594
7 | 5 | 11 | 2768.1157 | 2853.4964 | 2926.4815 | 2928.925 | 80 | 63 | 0 | 0 | 0 | 0 | 0 | 0 | 0 | 0 | 0 | 0 | 1583.6844 | 1766.1183 | 1967.7488 | 2141.1526 | 0 | 0 | 0 | 0 | -3.6839 | -80.4 | -86.4 | -86.4 | -0.59148 | -14.3212 | -13.2579 | -40 | 1108.7067 | 1119.0992 | 1058.3906 | 914.1725 | 0.36691 | 0.38398 | 0.38398 | 0 | 406.7999 | 429.7063 | 406.3956 | 0 | 0.092245 | 0.11243 | 0.10498 | 0.115 | 0.049986 | 0.047174 | 0.046699 | 0.050331 | 102.2732 | 125.8246 | 111.1069 | 105.1282 | 55.4199 | 52.7922 | 49.4257 | 46.0116
7 | 5 | 12 | 2873.249 | 2964.6195 | 3042.5588 | 3045.8247 | 80 | 63 | 0 | 0 | 0 | 0 | 0 | 0 | 0 | 0 | 0 | 0 | 1588.4491 | 1786.0614 | 2004.2608 | 2190.3545 | 0 | 0 | 0 | 0 | -3.6839 | -80.4 | -86.4 | -86.4 | -1.0522 | -19.5522 | -17.1788 | -40 | 1209.536 | 1215.5102 | 1141.8768 | 981.8702 | 0.36691 | 0.38398 | 0.38398 | 0 | 443.7957 | 466.7257 | 438.4521 | 0 | 0.09194 | 0.11241 | 0.105 | 0.11475 | 0.049527 | 0.047145 | 0.046464 | 0.049598 | 111.2045 | 136.6405 | 119.8965 | 112.6701 | 59.9051 | 57.3053 | 53.0557 | 48.6983
7 | 5 | 13 | 2976.672 | 3076.4121 | 3162.5369 | 3170.0354 | 80 | 63 | 0 | 0 | 0 | 0 | 0 | 0 | 0 | 0 | 0 | 0 | 1610.9487 | 1809.3771 | 2035.3138 | 2224.9771 | 0 | 0 | 0 | 0 | -3.6839 | -57.8466 | -47.9515 | -86.4 | -2.2352 | -8 | -8 | -32.5775 | 1291.6424 | 1269.8816 | 1183.1745 | 1064.0359 | 0.36382 | 0.38398 | 0.38398 | 0 | 469.9277 | 487.603 | 454.3094 | 0 | 0.090922 | 0.11093 | 0.10475 | 0.11457 | 0.048287 | 0.045373 | 0.045836 | 0.048502 | 117.439 | 140.8681 | 123.9323 | 121.9013 | 62.3701 | 57.6179 | 54.2317 | 51.6078
7 | 5 | 14 | 3034.7038 | 3139.6581 | 3231.2463 | 3242.2029 | 80 | 63 | 0 | 0 | 0 | 0 | 0 | 0 | 0 | 0 | 0 | 0 | 1563.3273 | 1741.8291 | 1958.9954 | 2141.9665 | 0 | 0 | 0 | 0 | -3.6839 | -43.0196 | -50.6554 | -56.5176 | 1.2993 | -8 | -8 | -29.6963 | 1393.7611 | 1385.8486 | 1330.9063 | 1186.4502 | 0.36561 | 0.38398 | 0.38398 | 0 | 509.5693 | 532.1314 | 511.0348 | 0 | 0.090027 | 0.11081 | 0.10449 | 0.11468 | 0.047322 | 0.045125 | 0.045216 | 0.04792 | 125.4763 | 153.5697 | 139.066 | 136.0603 | 65.9552 | 62.5368 | 60.1777 | 56.8548
7 | 5 | 15 | 3085.9269 | 3196.141 | 3293.0882 | 3307.3024 | 80 | 63 | 0 | 0 | 0 | 0 | 0 | 0 | 0 | 0 | 0 | 0 | 1610.9878 | 1756.1081 | 1956.5847 | 2128.346 | 0 | 0 | 0 | 0 | -3.6839 | -4.0203 | 0 | 0.28148 | -1.7976 | -8 | -8 | -8 | 1400.4207 | 1389.0532 | 1344.5036 | 1186.6749 | 0.36533 | 0.38398 | 0.38025 | 0 | 511.6101 | 533.3619 | 511.2463 | 0 | 0.089503 | 0.11094 | 0.10398 | 0.11383 | 0.047046 | 0.044935 | 0.044248 | 0.045568 | 125.3415 | 154.1065 | 139.7956 | 135.0819 | 65.8843 | 62.4166 | 59.4918 | 54.0749
7 | 5 | 16 | 3123.7127 | 3244.7479 | 3353.6442 | 3377.2148 | 80 | 63 | 0 | 0 | 0 | 0 | 0 | 0 | 0 | 0 | 0 | 0 | 1519.3606 | 1613.0484 | 1788.7764 | 1943.8857 | 0 | 0 | 0 | 0 | -3.6839 | -4.0203 | -8.64 | 1.2705 | -3.6172 | -8 | -7.2963 | -5.8528 | 1531.6533 | 1580.7198 | 1580.804 | 1437.9114 | 0.37414 | 0.38398 | 0.38398 | 0.38586 | 573.048 | 606.9571 | 606.9892 | 554.8367 | 0.089448 | 0.11146 | 0.10371 | 0.11291 | 0.046819 | 0.04463 | 0.043621 | 0.0437 | 137.0038 | 176.1884 | 163.952 | 162.3532 | 71.7098 | 70.5479 | 68.9568 | 62.8368
7 | 5 | 17 | 3095.1744 | 3225.3892 | 3344.8566 | 3377.9359 | 80 | 63 | 0 | 0 | 0 | 0 | 0 | 0 | 0 | 0 | 0 | 0 | 1341.3512 | 1369.6372 | 1504.3274 | 1622.02 | 0 | 0 | 0 | 0 | -3.6839 | -9.2684 | -6.2621 | -4.32 | -3.4192 | -1.4362 | -3.1393 | -7.2603 | 1680.9264 | 1803.4566 | 1849.9306 | 1767.4961 | 0.38366 | 0.35923 | 0.36981 | 0.37601 | 644.8969 | 647.8482 | 684.1178 | 664.6038 | 0.089439 | 0.11111 | 0.10409 | 0.11292 | 0.046827 | 0.04417 | 0.043819 | 0.043538 | 150.3399 | 200.382 | 192.5554 | 199.5879 | 78.7131 | 79.6594 | 81.0629 | 76.9526
7 | 5 | 18 | 3013.2526 | 3150.3529 | 3278.4066 | 3320.6373 | 80 | 63 | 0 | 0 | 0 | 0 | 0 | 0 | 0 | 0 | 0 | 0 | 1067.5313 | 1050.3302 | 1129.2353 | 1197.9145 | 0 | 0 | 0 | 0 | -3.6839 | -8.0334 | -1.6171 | 0 | -2.6443 | -3.1242 | -5.8627 | -4.3212 | 1872.0496 | 2048.1803 | 2156.6511 | 2127.044 | 0.38585 | 0.38166 | 0.38652 | 0.37341 | 722.3368 | 781.7055 | 833.5995 | 794.2596 | 0.089311 | 0.11035 | 0.10424 | 0.11301 | 0.046727 | 0.04387 | 0.044134 | 0.043905 | 167.1937 | 226.0134 | 224.8187 | 240.3746 | 87.4757 | 89.8533 | 95.1825 | 93.3886
7 | 5 | 19 | 2909.4635 | 3048.7653 | 3180.2039 | 3227.5354 | 80 | 63 | 0 | 0 | 0 | 0 | 0 | 0 | 0 | 0 | 0 | 0 | 781.6431 | 759.831 | 805.2219 | 844.5876 | 0 | 0 | 0 | 0 | -3.6839 | -22.8615 | -5.9426 | 39.6929 | 1.8585 | 4.7838 | 1.3203 | 6.209 | 2049.6458 | 2244.012 | 2379.6043 | 2337.0459 | 0.38793 | 0.39411 | 0.38919 | 0.38458 | 795.1291 | 884.3851 | 926.116 | 898.7771 | 0.089727 | 0.11047 | 0.10494 | 0.11362 | 0.046957 | 0.044524 | 0.045145 | 0.045018 | 183.9081 | 247.899 | 249.7273 | 265.5417 | 96.2446 | 99.9123 | 107.4264 | 105.2092
7 | 5 | 20 | 2852.446 | 2990.5022 | 3120.697 | 3167.8052 | 80 | 63 | 0 | 0 | 0 | 0 | 0 | 0 | 0 | 0 | 0 | 0 | 614.1406 | 596.7038 | 639.9223 | 678.6428 | 0 | 0 | 0 | 0 | -2.274 | 68.2572 | 45.7072 | 52.6975 | 1.8258 | 1.7889 | 6.8238 | 30.7498 | 2158.7536 | 2260.7523 | 2428.2437 | 2405.7151 | 0.38829 | 0.40541 | 0.3998 | 0.38892 | 838.2284 | 916.5207 | 970.8158 | 935.6224 | 0.089822 | 0.11041 | 0.10494 | 0.1136 | 0.04698 | 0.044538 | 0.045152 | 0.045023 | 193.9033 | 249.6004 | 254.8149 | 273.2773 | 101.419 | 100.6894 | 109.6407 | 108.3127
7 | 5 | 21 | 2744.127 | 2878.3466 | 3004.7847 | 3050.6238 | 80 | 63 | 0 | 0 | 0 | 0 | 0 | 0 | 0 | 0 | 0 | 0 | 600.6983 | 582.3363 | 624.5122 | 663.4144 | 0 | 0 | 0 | 0 | 1.9305 | 0 | 47.2776 | 28.8 | 1.8961 | 5.1303 | 4.1873 | 36.791 | 2059.6022 | 2227.8799 | 2328.8075 | 2321.6184 | 0.38736 | 0.40087 | 0.39574 | 0.38805 | 797.8126 | 893.0904 | 921.5942 | 900.9099 | 0.089616 | 0.11023 | 0.10469 | 0.11349 | 0.046946 | 0.044349 | 0.044999 | 0.044924 | 184.5723 | 245.5899 | 243.8059 | 263.4806 | 96.6891 | 98.8038 | 104.7945 | 104.2971
7 | 5 | 22 | 2477.9037 | 2602.2965 | 2719.9886 | 2764.2533 | 80 | 63 | 0 | 0 | 0 | 0 | 0 | 0 | 0 | 0 | 0 | 0 | 543.7298 | 517.711 | 559.3087 | 595.8868 | 0 | 0 | 0 | 0 | 2.9161 | 7.5206 | 24.079 | 25.0364 | 1.8247 | 4.0424 | 4.9491 | 32.8795 | 1849.4332 | 2010.0226 | 2131.6519 | 2110.4507 | 0.38147 | 0.39646 | 0.3914 | 0.38267 | 705.4985 | 796.8986 | 834.3185 | 807.6091 | 0.089269 | 0.10992 | 0.1041 | 0.1132 | 0.046737 | 0.04387 | 0.044437 | 0.044568 | 165.0974 | 220.9489 | 221.897 | 238.8954 | 86.4367 | 88.1802 | 94.7241 | 94.058
7 | 5 | 23 | 2220.2815 | 2332.9596 | 2439.6686 | 2480.2405 | 80 | 63 | 0 | 0 | 0 | 0 | 0 | 0 | 0 | 0 | 0 | 0 | 490.5184 | 460.1841 | 499.9495 | 534.5117 | 0 | 0 | 0 | 0 | 6.4651 | 17.5316 | 3.2919 | 33.7253 | 0.42227 | 2.5937 | 6.3188 | 20.141 | 1642.8757 | 1789.6502 | 1930.1085 | 1891.8624 | 0.37334 | 0.38975 | 0.38502 | 0.37572 | 613.3476 | 697.5151 | 743.1252 | 710.8099 | 0.088962 | 0.10955 | 0.10383 | 0.11293 | 0.046464 | 0.043485 | 0.044028 | 0.044024 | 146.153 | 196.0584 | 200.3977 | 213.6527 | 76.335 | 77.822 | 84.9793 | 83.2867
7 | 5 | 24 | 2018.7659 | 2115.0265 | 2204.7798 | 2235.1761 | 80 | 63 | 0 | 0 | 0 | 0 | 0 | 0 | 0 | 0 | 0 | 0 | 420.5307 | 383.8145 | 420.951 | 453.5145 | 0 | 0 | 0 | 0 | 14.5803 | 6.2832 | 22.6846 | 28.8 | 0 | 4.9397 | 2.8096 | 28.4157 | 1503.655 | 1656.989 | 1758.3346 | 1724.4458 | 0.36396 | 0.38033 | 0.38357 | 0.36382 | 547.2687 | 630.2022 | 674.4417 | 627.3907 | 0.089193 | 0.10941 | 0.10371 | 0.1128 | 0.046529 | 0.043309 | 0.043761 | 0.043738 | 134.1151 | 181.2923 | 182.3562 | 194.5089 | 69.9642 | 71.7625 | 76.9457 | 75.4247
7 | 6 | 1 | 1890.9392 | 1972.5683 | 2046.5406 | 2065.9154 | 80 | 63 | 0 | 0 | 0 | 0 | 0 | 0 | 0 | 0 | 0 | 0 | 328.5327 | 280.2601 | 316.2652 | 344.3259 | 0 | 0 | 0 | 0 | -3.6839 | 17.5316 | 22.9357 | 5.5437 | 0 | 2.9024 | 1.917 | 3.4834 | 1486.0905 | 1608.8741 | 1705.4227 | 1712.5623 | 0.3644 | 0.37066 | 0.38218 | 0.36382 | 541.535 | 596.3425 | 651.7708 | 623.0673 | 0.089394 | 0.10944 | 0.10361 | 0.1127 | 0.046641 | 0.043306 | 0.043646 | 0.043567 | 132.8473 | 176.0695 | 176.6963 | 193.0044 | 69.3131 | 69.6747 | 74.4344 | 74.6114
7 | 6 | 2 | 1803.5212 | 1873.5069 | 1935.1707 | 1946.1296 | 80 | 63 | 0 | 0 | 0 | 0 | 0 | 0 | 0 | 0 | 0 | 0 | 280.5638 | 233.7663 | 268.0833 | 290.3231 | 0 | 0 | 0 | 0 | -3.6839 | 34.1762 | 39.781 | 0 | 0 | 4.3716 | 1.0404 | 1.8476 | 1446.6413 | 1538.1928 | 1626.266 | 1653.9589 | 0.3644 | 0.36878 | 0.38135 | 0.36382 | 527.1602 | 567.2526 | 620.1832 | 601.7461 | 0.089426 | 0.10944 | 0.10352 | 0.11266 | 0.04669 | 0.043268 | 0.043544 | 0.043375 | 129.368 | 168.3339 | 168.3573 | 186.3404 | 67.5443 | 66.5548 | 70.8142 | 71.7406
7 | 6 | 3 | 1731.0455 | 1789.635 | 1839.1248 | 1841.4378 | 80 | 63 | 0 | 0 | 0 | 0 | 0 | 0 | 0 | 0 | 0 | 0 | 250.0498 | 214.7785 | 243.748 | 261.564 | 0 | 0 | 0 | 0 | -2.8931 | 57.9489 | 43.9575 | 0 | 0 | 3.3114 | 4.1279 | 0 | 1403.8888 | 1450.5962 | 1547.2914 | 1579.8737 | 0.36651 | 0.3648 | 0.37847 | 0.36382 | 514.534 | 529.1814 | 585.6027 | 574.7923 | 0.089315 | 0.10937 | 0.10335 | 0.1126 | 0.046623 | 0.043132 | 0.043413 | 0.043245 | 125.3882 | 158.6564 | 159.9173 | 177.8976 | 65.4534 | 62.5674 | 67.1732 | 68.3212
7 | 6 | 4 | 1734.6747 | 1786.3355 | 1827.9086 | 1823.3712 | 80 | 63 | 0 | 0 | 0 | 0 | 0 | 0 | 0 | 0 | 0 | 0 | 199.9299 | 173.9634 | 195.3378 | 210.1564 | 0 | 0 | 0 | 0 | -0.68177 | 87.6582 | 43.9868 | 0 | 0 | 8.0991 | 0 | 0 | 1455.4267 | 1453.6148 | 1588.5839 | 1613.2148 | 0.36512 | 0.37056 | 0.38415 | 0.36382 | 531.4105 | 538.6549 | 610.2508 | 586.9225 | 0.089086 | 0.10936 | 0.10336 | 0.11261 | 0.04645 | 0.043219 | 0.043509 | 0.04333 | 129.6577 | 158.9644 | 164.1898 | 181.6697 | 67.6043 | 62.8245 | 69.1185 | 69.9
7 | 6 | 5 | 1807.6766 | 1856.3146 | 1893.7601 | 1884.0514 | 80 | 63 | 0 | 0 | 0 | 0 | 0 | 0 | 0 | 0 | 0 | 0 | 209.3125 | 192.9228 | 211.5249 | 224.3027 | 0 | 0 | 0 | 0 | 10.7423 | 20.5204 | -16.8638 | 44.2803 | 0 | 31.8592 | 37.6498 | 6.2633 | 1507.6218 | 1548.0123 | 1661.4492 | 1609.2051 | 0.36404 | 0.37803 | 0.38589 | 0.36382 | 548.84 | 585.1954 | 641.1335 | 585.4637 | 0.088906 | 0.10933 | 0.10336 | 0.11261 | 0.046451 | 0.043379 | 0.043638 | 0.043426 | 134.0371 | 169.2504 | 171.7242 | 181.2069 | 70.0301 | 67.1517 | 72.502 | 69.8806
7 | 6 | 6 | 1898.8036 | 1945.0674 | 1979.1847 | 1964.8566 | 80 | 63 | 0 | 0 | 0 | 0 | 0 | 0 | 0 | 0 | 0 | 0 | 500.7334 | 485.9545 | 503.2743 | 518.6782 | 0 | 0 | 0 | 0 | 6.1024 | 58.8107 | 43.2043 | -19.1775 | 1.1389 | 5.119 | 4.2033 | 3.6498 | 1310.8289 | 1332.1832 | 1428.5028 | 1461.7062 | 0.36811 | 0.37383 | 0.38312 | 0.36387 | 482.5234 | 498.012 | 547.2828 | 531.8688 | 0.089231 | 0.10939 | 0.10338 | 0.11264 | 0.04667 | 0.043182 | 0.043298 | 0.043065 | 116.9662 | 145.7262 | 147.6796 | 164.6472 | 61.1759 | 57.5265 | 61.8509 | 62.9487
7 | 6 | 7 | 2084.4546 | 2134.507 | 2172.0021 | 2157.3713 | 80 | 63 | 0 | 0 | 0 | 0 | 0 | 0 | 0 | 0 | 0 | 0 | 823.0499 | 808.0748 | 827.4335 | 851.3763 | 0 | 0 | 0 | 0 | -2.2912 | -21.8962 | -13.2263 | 0 | 2.6207 | 3.6109 | 0.2048 | -4.1262 | 1181.0752 | 1281.7175 | 1357.59 | 1310.1212 | 0.37184 | 0.3586 | 0.37474 | 0.37002 | 439.1695 | 459.6189 | 508.737 | 484.7656 | 0.090627 | 0.11082 | 0.10398 | 0.11362 | 0.047857 | 0.044837 | 0.043498 | 0.044758 | 107.0377 | 142.0362 | 141.1653 | 148.8601 | 56.5231 | 57.4681 | 59.0524 | 58.6388
7 | 6 | 8 | 2272.321 | 2330.624 | 2377.3462 | 2368.3226 | 80 | 63 | 0 | 0 | 0 | 0 | 0 | 0 | 0 | 0 | 0 | 0 | 1157.4705 | 1199.686 | 1264.8545 | 1331.5813 | 0 | 0 | 0 | 0 | -3.6839 | -18.3213 | -11.445 | 0 | -1.9803 | -8 | -7.4221 | -3.9638 | 1040.5148 | 1094.2593 | 1131.3587 | 1040.7051 | 0.37003 | 0.38103 | 0.36475 | 0.38586 | 385.0183 | 416.9432 | 412.6645 | 401.5707 | 0.091665 | 0.11073 | 0.10517 | 0.11537 | 0.049163 | 0.046212 | 0.046403 | 0.050116 | 95.379 | 121.1675 | 118.9901 | 120.0707 | 51.1547 | 50.5683 | 52.4981 | 52.1559
7 | 6 | 9 | 2449.8907 | 2519.3773 | 2578.6816 | 2578.2698 | 80 | 63 | 0 | 0 | 0 | 0 | 0 | 0 | 0 | 0 | 0 | 0 | 1369.0391 | 1475.8889 | 1595.1283 | 1708.6553 | 0 | 0 | 0 | 0 | -3.6839 | -86.4052 | -65.5195 | -0.864 | -0.29913 | -8 | -8 | -7.238 | 1004.8347 | 1074.8936 | 1057.0727 | 877.7165 | 0.36691 | 0.38398 | 0.38398 | 0 | 368.6879 | 412.7324 | 405.8895 | 0 | 0.092231 | 0.11111 | 0.10511 | 0.11428 | 0.049994 | 0.046858 | 0.046711 | 0.048144 | 92.677 | 119.4351 | 111.1103 | 100.3061 | 50.2359 | 50.3678 | 49.3765 | 42.257
7 | 6 | 10 | 2616.7038 | 2694.3202 | 2761.0743 | 2763.0099 | 80 | 63 | 0 | 0 | 0 | 0 | 0 | 0 | 0 | 0 | 0 | 0 | 1528.3825 | 1685.8396 | 1850.6356 | 2002.1642 | 0 | 0 | 0 | 0 | -3.6839 | -82.2212 | -86.4 | -63.6263 | -0.73122 | -16.3513 | -8.874 | -30.8083 | 1012.7364 | 1044.0531 | 1005.7127 | 855.2803 | 0.36691 | 0.38398 | 0.38398 | 0 | 371.5872 | 400.8904 | 386.1685 | 0 | 0.092311 | 0.11094 | 0.10507 | 0.11509 | 0.05012 | 0.046895 | 0.046801 | 0.050633 | 93.4863 | 115.829 | 105.6731 | 98.4352 | 50.7586 | 48.9605 | 47.0681 | 43.3052
7 | 6 | 11 | 2759.9299 | 2844.831 | 2917.3501 | 2919.5815 | 80 | 63 | 0 | 0 | 0 | 0 | 0 | 0 | 0 | 0 | 0 | 0 | 1618.3 | 1809.6334 | 2004.7554 | 2181.0541 | 0 | 0 | 0 | 0 | -3.6839 | -80.4 | -86.4 | -86.4 | -0.59148 | -14.3212 | -13.2579 | -40 | 1065.9053 | 1066.9188 | 1012.2525 | 864.9275 | 0.36691 | 0.38398 | 0.38398 | 0 | 391.0955 | 409.6703 | 388.6797 | 0 | 0.092245 | 0.11243 | 0.10498 | 0.115 | 0.049986 | 0.047174 | 0.046699 | 0.050331 | 98.3249 | 119.9578 | 106.2635 | 99.4651 | 53.2805 | 50.3307 | 47.2711 | 43.5331
7 | 6 | 12 | 2866.6724 | 2957.6575 | 3035.2224 | 3038.3179 | 80 | 63 | 0 | 0 | 0 | 0 | 0 | 0 | 0 | 0 | 0 | 0 | 1648.0377 | 1844.1452 | 2057.0001 | 2243.8197 | 0 | 0 | 0 | 0 | -3.6839 | -80.4 | -86.4 | -86.4 | -1.0522 | -19.5522 | -17.1788 | -40 | 1143.3708 | 1150.4646 | 1081.8011 | 920.8983 | 0.36691 | 0.38398 | 0.38398 | 0 | 419.5187 | 441.7498 | 415.3846 | 0 | 0.09194 | 0.11241 | 0.105 | 0.11475 | 0.049527 | 0.047145 | 0.046464 | 0.049598 | 105.1213 | 129.3284 | 113.5886 | 105.6735 | 56.6281 | 54.2387 | 50.2644 | 45.6743
7 | 6 | 13 | 2959.9506 | 3058.7111 | 3143.8838 | 3150.9491 | 80 | 63 | 0 | 0 | 0 | 0 | 0 | 0 | 0 | 0 | 0 | 0 | 1663.5534 | 1854.638 | 2077.2813 | 2267.1792 | 0 | 0 | 0 | 0 | -3.6839 | -57.8466 | -47.9515 | -86.4 | -2.2352 | -8 | -8 | -32.5775 | 1222.3163 | 1206.9197 | 1122.554 | 1002.7474 | 0.36382 | 0.38398 | 0.38398 | 0 | 444.7054 | 463.4272 | 431.0327 | 0 | 0.090922 | 0.11093 | 0.10475 | 0.11457 | 0.048287 | 0.045373 | 0.045836 | 0.048502 | 111.1357 | 133.8837 | 117.5826 | 114.8798 | 59.0225 | 54.7611 | 51.4531 | 48.6352
7 | 6 | 14 | 3018.3322 | 3122.3274 | 3212.9834 | 3223.5159 | 80 | 63 | 0 | 0 | 0 | 0 | 0 | 0 | 0 | 0 | 0 | 0 | 1688.5682 | 1863.68 | 2084.698 | 2270.407 | 0 | 0 | 0 | 0 | -3.6839 | -43.0196 | -50.6554 | -56.5176 | 1.2993 | -8 | -8 | -29.6963 | 1252.1485 | 1246.667 | 1186.9408 | 1039.3228 | 0.36561 | 0.38398 | 0.38398 | 0 | 457.7947 | 478.6891 | 455.7556 | 0 | 0.090027 | 0.11081 | 0.10449 | 0.11468 | 0.047322 | 0.045125 | 0.045216 | 0.04792 | 112.7273 | 138.1466 | 124.0231 | 119.1879 | 59.2539 | 56.2562 | 53.6682 | 49.8044
7 | 6 | 15 | 3044.998 | 3152.8142 | 3247.4309 | 3260.5849 | 80 | 63 | 0 | 0 | 0 | 0 | 0 | 0 | 0 | 0 | 0 | 0 | 1648.6785 | 1797.3851 | 1997.0741 | 2169.8941 | 0 | 0 | 0 | 0 | -3.6839 | -4.0203 | 0 | 0.28148 | -1.7976 | -8 | -8 | -8 | 1321.8011 | 1304.4493 | 1258.3568 | 1098.4094 | 0.36533 | 0.38398 | 0.38025 | 0 | 482.8883 | 500.8761 | 478.4891 | 0 | 0.089503 | 0.11094 | 0.10398 | 0.11383 | 0.047046 | 0.044935 | 0.044248 | 0.045568 | 118.3048 | 144.7202 | 130.8384 | 125.0344 | 62.1855 | 58.615 | 55.68 | 50.0528
7 | 6 | 16 | 3022.5446 | 3137.6529 | 3240.7886 | 3261.7387 | 80 | 63 | 0 | 0 | 0 | 0 | 0 | 0 | 0 | 0 | 0 | 0 | 1629.2253 | 1754.6974 | 1920.0607 | 2077.7521 | 0 | 0 | 0 | 0 | -3.6839 | -4.0203 | -8.64 | 1.2705 | -3.6172 | -8 | -7.2963 | -5.8528 | 1320.6205 | 1331.9759 | 1336.6642 | 1188.569 | 0.37414 | 0.38398 | 0.38398 | 0.38586 | 494.0929 | 511.4456 | 513.2457 | 458.6247 | 0.089448 | 0.11146 | 0.10371 | 0.11291 | 0.046819 | 0.04463 | 0.043621 | 0.0437 | 118.1273 | 148.4632 | 138.6312 | 134.2002 | 61.8296 | 59.4464 | 58.3071 | 51.9405
7 | 6 | 17 | 2940.9037 | 3062.0804 | 3172.7636 | 3201.8469 | 80 | 63 | 0 | 0 | 0 | 0 | 0 | 0 | 0 | 0 | 0 | 0 | 1468.0458 | 1552.7642 | 1670.6181 | 1790.5071 | 0 | 0 | 0 | 0 | -3.6839 | -9.2684 | -6.2621 | -4.32 | -3.4192 | -1.4362 | -3.1393 | -7.2603 | 1399.961 | 1457.0209 | 1511.5468 | 1422.9201 | 0.38366 | 0.35923 | 0.36981 | 0.37601 | 537.103 | 523.3995 | 558.981 | 535.0383 | 0.089439 | 0.11111 | 0.10409 | 0.11292 | 0.046827 | 0.04417 | 0.043819 | 0.043538 | 125.2107 | 161.8895 | 157.3338 | 160.6779 | 65.5563 | 64.3572 | 66.2351 | 61.9506
7 | 6 | 18 | 2818.2628 | 2943.9395 | 3060.8904 | 3098.0705 | 80 | 63 | 0 | 0 | 0 | 0 | 0 | 0 | 0 | 0 | 0 | 0 | 1092.5512 | 1116.1847 | 1176.5474 | 1248.5976 | 0 | 0 | 0 | 0 | -3.6839 | -8.0334 | -1.6171 | 0 | -2.6443 | -3.1242 | -5.8627 | -4.3212 | 1652.0399 | 1775.9124 | 1891.8229 | 1853.794 | 0.38585 | 0.38166 | 0.38652 | 0.37341 | 637.4453 | 677.7921 | 731.2368 | 692.2253 | 0.089311 | 0.11035 | 0.10424 | 0.11301 | 0.046727 | 0.04387 | 0.044134 | 0.043905 | 147.5445 | 195.9691 | 197.2118 | 209.495 | 77.1953 | 77.909 | 83.4945 | 81.3914
7 | 6 | 19 | 2670.956 | 2796.2848 | 2914.1427 | 2955.2963 | 80 | 63 | 0 | 0 | 0 | 0 | 0 | 0 | 0 | 0 | 0 | 0 | 701.2902 | 689.0985 | 716.4456 | 762.1431 | 0 | 0 | 0 | 0 | -3.6839 | -22.8615 | -5.9426 | 39.6929 | 1.8585 | 4.7838 | 1.3203 | 6.209 | 1891.4913 | 2062.264 | 2202.3194 | 2147.2513 | 0.38793 | 0.39411 | 0.38919 | 0.38458 | 733.7754 | 812.7566 | 857.1186 | 825.7862 | 0.089727 | 0.11047 | 0.10494 | 0.11362 | 0.046957 | 0.044524 | 0.045145 | 0.045018 | 169.7174 | 227.8211 | 231.1222 | 243.9767 | 88.8182 | 91.8201 | 99.4229 | 96.665
7 | 6 | 20 | 2610.5803 | 2734.4666 | 2850.8895 | 2891.7329 | 80 | 63 | 0 | 0 | 0 | 0 | 0 | 0 | 0 | 0 | 0 | 0 | 548.1392 | 535.1735 | 563.1296 | 611.2912 | 0 | 0 | 0 | 0 | -2.274 | 68.2572 | 45.7072 | 52.6975 | 1.8258 | 1.7889 | 6.8238 | 30.7498 | 1982.8893 | 2066.247 | 2235.2289 | 2196.9944 | 0.38829 | 0.40541 | 0.3998 | 0.38892 | 769.9415 | 837.6672 | 893.6482 | 854.4474 | 0.089822 | 0.11041 | 0.10494 | 0.1136 | 0.04698 | 0.044538 | 0.045152 | 0.045023 | 178.1069 | 228.1259 | 234.5604 | 249.5676 | 93.1568 | 92.0265 | 100.9256 | 98.9154
7 | 6 | 21 | 2518.0732 | 2639.0493 | 2752.6158 | 2792.5996 | 80 | 63 | 0 | 0 | 0 | 0 | 0 | 0 | 0 | 0 | 0 | 0 | 523.1663 | 514.7945 | 539.5937 | 585.3723 | 0 | 0 | 0 | 0 | 1.9305 | 0 | 47.2776 | 28.8 | 1.8961 | 5.1303 | 4.1873 | 36.791 | 1911.0803 | 2056.1244 | 2161.5571 | 2141.6363 | 0.38736 | 0.40087 | 0.39574 | 0.38805 | 740.2808 | 824.2387 | 855.4071 | 831.0674 | 0.089616 | 0.11023 | 0.10469 | 0.11349 | 0.046946 | 0.044349 | 0.044999 | 0.044924 | 171.2625 | 226.6564 | 226.2962 | 243.0544 | 89.7167 | 91.1866 | 97.2684 | 96.2115
7 | 6 | 22 | 2303.7632 | 2417.9539 | 2525.7303 | 2565.4845 | 80 | 63 | 0 | 0 | 0 | 0 | 0 | 0 | 0 | 0 | 0 | 0 | 485.0148 | 477.6729 | 499.8208 | 543.0741 | 0 | 0 | 0 | 0 | 2.9161 | 7.5206 | 24.079 | 25.0364 | 1.8247 | 4.0424 | 4.9491 | 32.8795 | 1734.0077 | 1865.718 | 1996.8815 | 1964.4944 | 0.38147 | 0.39646 | 0.3914 | 0.38267 | 661.4675 | 739.6873 | 781.57 | 751.7559 | 0.089269 | 0.10992 | 0.1041 | 0.1132 | 0.046737 | 0.04387 | 0.044437 | 0.044568 | 154.7935 | 205.0864 | 207.8679 | 222.3736 | 81.0421 | 81.8495 | 88.7353 | 87.553
7 | 6 | 23 | 2093.3667 | 2198.6094 | 2298.0919 | 2335.3764 | 80 | 63 | 0 | 0 | 0 | 0 | 0 | 0 | 0 | 0 | 0 | 0 | 461.4869 | 456.4951 | 476.0453 | 518.0302 | 0 | 0 | 0 | 0 | 6.4651 | 17.5316 | 3.2919 | 33.7253 | 0.42227 | 2.5937 | 6.3188 | 20.141 | 1544.9924 | 1658.989 | 1812.436 | 1763.4797 | 0.37334 | 0.38975 | 0.38502 | 0.37572 | 576.8041 | 646.5899 | 697.8193 | 662.574 | 0.088962 | 0.10955 | 0.10383 | 0.11293 | 0.046464 | 0.043485 | 0.044028 | 0.044024 | 137.4451 | 181.7443 | 188.1801 | 199.1542 | 71.787 | 72.1403 | 79.7984 | 77.6348
7 | 6 | 24 | 1920.6064 | 2011.1162 | 2095.2803 | 2123.134 | 80 | 63 | 0 | 0 | 0 | 0 | 0 | 0 | 0 | 0 | 0 | 0 | 435.9715 | 435.8241 | 451.0162 | 492.3676 | 0 | 0 | 0 | 0 | 14.5803 | 6.2832 | 22.6846 | 28.8 | 0 | 4.9397 | 2.8096 | 28.4157 | 1390.0546 | 1501.0691 | 1618.7699 | 1573.5507 | 0.36396 | 0.38033 | 0.38357 | 0.36382 | 505.9228 | 570.9012 | 620.9091 | 572.4918 | 0.089193 | 0.10941 | 0.10371 | 0.1128 | 0.046529 | 0.043309 | 0.043761 | 0.043738 | 123.9827 | 164.233 | 167.882 | 177.4887 | 64.6785 | 65.0098 | 70.8383 | 68.8247
7 | 7 | 1 | 1792.5698 | 1868.4358 | 1936.8069 | 1953.6337 | 80 | 63 | 0 | 0 | 0 | 0 | 0 | 0 | 0 | 0 | 0 | 0 | 385.3431 | 385.2831 | 396.6996 | 435.9995 | 0 | 0 | 0 | 0 | -3.6839 | 17.5316 | 22.9357 | 5.5437 | 0 | 2.9024 | 1.917 | 3.4834 | 1330.9106 | 1399.7186 | 1515.2547 | 1508.6071 | 0.3644 | 0.37066 | 0.38218 | 0.36382 | 484.9871 | 518.8173 | 579.0932 | 548.8639 | 0.089394 | 0.10944 | 0.10361 | 0.1127 | 0.046641 | 0.043306 | 0.043646 | 0.043567 | 118.9752 | 153.1802 | 156.9933 | 170.0188 | 62.0753 | 60.6169 | 66.1344 | 65.7257
7 | 7 | 2 | 1707.3206 | 1771.6703 | 1827.8564 | 1836.3236 | 80 | 63 | 0 | 0 | 0 | 0 | 0 | 0 | 0 | 0 | 0 | 0 | 328.2585 | 331.613 | 340.6739 | 372.5073 | 0 | 0 | 0 | 0 | -3.6839 | 34.1762 | 39.781 | 0 | 0 | 4.3716 | 1.0404 | 1.8476 | 1302.746 | 1338.5096 | 1446.3612 | 1461.9687 | 0.3644 | 0.36878 | 0.38135 | 0.36382 | 474.7243 | 493.6137 | 551.5757 | 531.8959 | 0.089426 | 0.10944 | 0.10352 | 0.11266 | 0.04669 | 0.043268 | 0.043544 | 0.043375 | 116.4999 | 146.4814 | 149.7329 | 164.7102 | 60.8258 | 57.9149 | 62.9804 | 63.413
7 | 7 | 3 | 1650.7968 | 1704.6848 | 1749.6053 | 1749.8396 | 80 | 63 | 0 | 0 | 0 | 0 | 0 | 0 | 0 | 0 | 0 | 0 | 322.5368 | 332.0014 | 340.6748 | 368.2199 | 0 | 0 | 0 | 0 | -2.8931 | 57.9489 | 43.9575 | 0 | 0 | 3.3114 | 4.1279 | 0 | 1251.1531 | 1248.4231 | 1360.845 | 1381.6196 | 0.36651 | 0.3648 | 0.37847 | 0.36382 | 458.5554 | 455.4281 | 515.0385 | 502.6631 | 0.089315 | 0.10937 | 0.10335 | 0.1126 | 0.046623 | 0.043132 | 0.043413 | 0.043245 | 111.7467 | 136.5441 | 140.6475 | 155.5737 | 58.3324 | 53.8472 | 59.0789 | 59.7477
7 | 7 | 4 | 1632.8071 | 1678.4999 | 1714.2726 | 1707.0966 | 80 | 63 | 0 | 0 | 0 | 0 | 0 | 0 | 0 | 0 | 0 | 0 | 287.3718 | 299.945 | 305.7899 | 329.9763 | 0 | 0 | 0 | 0 | -0.68177 | 87.6582 | 43.9868 | 0 | 0 | 8.0991 | 0 | 0 | 1266.1171 | 1219.7976 | 1364.4959 | 1377.1202 | 0.36512 | 0.37056 | 0.38415 | 0.36382 | 462.2891 | 452.011 | 524.1679 | 501.0262 | 0.089086 | 0.10936 | 0.10336 | 0.11261 | 0.04645 | 0.043219 | 0.043509 | 0.04333 | 112.793 | 133.3946 | 141.0289 | 155.0823 | 58.8109 | 52.719 | 59.3685 | 59.6701
7 | 7 | 5 | 1641.442 | 1680.3411 | 1708.3211 | 1694.3066 | 80 | 63 | 0 | 0 | 0 | 0 | 0 | 0 | 0 | 0 | 0 | 0 | 267.8066 | 288.817 | 291.0272 | 310.8342 | 0 | 0 | 0 | 0 | 10.7423 | 20.5204 | -16.8638 | 44.2803 | 0 | 31.8592 | 37.6498 | 6.2633 | 1282.8931 | 1276.1446 | 1396.508 | 1332.9287 | 0.36404 | 0.37803 | 0.38589 | 0.36382 | 467.029 | 482.4212 | 538.8958 | 484.9483 | 0.088906 | 0.10933 | 0.10336 | 0.11261 | 0.046451 | 0.043379 | 0.043638 | 0.043426 | 114.0573 | 139.526 | 144.3404 | 150.0964 | 59.5913 | 55.3582 | 60.9406 | 57.8832
7 | 7 | 6 | 1648.7521 | 1680.3665 | 1700.2458 | 1679.4408 | 80 | 63 | 0 | 0 | 0 | 0 | 0 | 0 | 0 | 0 | 0 | 0 | 566.1234 | 588.8701 | 593.0726 | 610.7207 | 0 | 0 | 0 | 0 | 6.1024 | 58.8107 | 43.2043 | -19.1775 | 1.1389 | 5.119 | 4.2033 | 3.6498 | 995.3874 | 964.5666 | 1059.7656 | 1084.2479 | 0.36811 | 0.37383 | 0.38312 | 0.36387 | 366.4077 | 360.5853 | 406.0136 | 394.5236 | 0.089231 | 0.10939 | 0.10338 | 0.11264 | 0.04667 | 0.043182 | 0.043298 | 0.043065 | 88.8191 | 105.513 | 109.5593 | 122.1301 | 46.4544 | 41.652 | 45.8855 | 46.6934
7 | 7 | 7 | 1738.2026 | 1767.9696 | 1785.7489 | 1762.1495 | 80 | 63 | 0 | 0 | 0 | 0 | 0 | 0 | 0 | 0 | 0 | 0 | 927.9384 | 951.2615 | 960.7634 | 981.1403 | 0 | 0 | 0 | 0 | -2.2912 | -21.8962 | -13.2263 | 0 | 2.6207 | 3.6109 | 0.2048 | -4.1262 | 729.9347 | 771.9933 | 838.007 | 785.1354 | 0.37184 | 0.3586 | 0.37474 | 0.37002 | 271.418 | 276.8338 | 314.0309 | 290.5126 | 0.090627 | 0.11082 | 0.10398 | 0.11362 | 0.047857 | 0.044837 | 0.043498 | 0.044758 | 66.152 | 85.55 | 87.1379 | 89.2095 | 34.9327 | 34.6137 | 36.4516 | 35.1413
7 | 7 | 8 | 1891.3668 | 1927.3513 | 1952.3819 | 1933.4907 | 80 | 63 | 0 | 0 | 0 | 0 | 0 | 0 | 0 | 0 | 0 | 0 | 1216.9477 | 1282.0741 | 1346.9005 | 1412.1118 | 0 | 0 | 0 | 0 | -3.6839 | -18.3213 | -11.445 | 0 | -1.9803 | -8 | -7.4221 | -3.9638 | 600.0833 | 608.5985 | 624.3485 | 525.3427 | 0.37003 | 0.38103 | 0.36475 | 0.38586 | 222.0469 | 231.8929 | 227.7319 | 202.7109 | 0.091665 | 0.11073 | 0.10517 | 0.11537 | 0.049163 | 0.046212 | 0.046403 | 0.050116 | 55.0068 | 67.3902 | 65.6655 | 60.6111 | 29.5018 | 28.1248 | 28.9715 | 26.328
7 | 7 | 9 | 2046.618 | 2092.4785 | 2128.8204 | 2117.9629 | 80 | 63 | 0 | 0 | 0 | 0 | 0 | 0 | 0 | 0 | 0 | 0 | 1421.0652 | 1535.4777 | 1660.8569 | 1777.0023 | 0 | 0 | 0 | 0 | -3.6839 | -86.4052 | -65.5195 | -0.864 | -0.29913 | -8 | -8 | -7.238 | 549.5358 | 588.406 | 541.4829 | 349.0626 | 0.36691 | 0.38398 | 0.38398 | 0 | 201.6324 | 225.9333 | 207.9159 | 0 | 0.092231 | 0.11111 | 0.10511 | 0.11428 | 0.049994 | 0.046858 | 0.046711 | 0.048144 | 50.6843 | 65.3798 | 56.916 | 39.8911 | 27.4736 | 27.5718 | 25.293 | 16.8054
7 | 7 | 10 | 2199.998 | 2253.2014 | 2296.2281 | 2287.3701 | 80 | 63 | 0 | 0 | 0 | 0 | 0 | 0 | 0 | 0 | 0 | 0 | 1578.3662 | 1731.9304 | 1908.1235 | 2066.634 | 0 | 0 | 0 | 0 | -3.6839 | -82.2212 | -86.4 | -63.6263 | -0.73122 | -16.3513 | -8.874 | -30.8083 | 546.047 | 556.8435 | 483.3786 | 315.1707 | 0.36691 | 0.38398 | 0.38398 | 0 | 200.3523 | 213.8141 | 185.6053 | 0 | 0.092311 | 0.11094 | 0.10507 | 0.11509 | 0.05012 | 0.046895 | 0.046801 | 0.050633 | 50.4059 | 61.7772 | 50.79 | 36.2734 | 27.368 | 26.113 | 22.6225 | 15.958
7 | 7 | 11 | 2319.3663 | 2378.4567 | 2425.89 | 2416.7099 | 80 | 63 | 0 | 0 | 0 | 0 | 0 | 0 | 0 | 0 | 0 | 0 | 1660.0489 | 1835.3727 | 2044.8485 | 2241.1194 | 0 | 0 | 0 | 0 | -3.6839 | -80.4 | -86.4 | -86.4 | -0.59148 | -14.3212 | -13.2579 | -40 | 583.5929 | 574.8051 | 480.6994 | 301.9905 | 0.36691 | 0.38398 | 0.38398 | 0 | 214.1283 | 220.7109 | 184.5765 | 0 | 0.092245 | 0.11243 | 0.10498 | 0.115 | 0.049986 | 0.047174 | 0.046699 | 0.050331 | 53.8338 | 64.6276 | 50.4625 | 34.7284 | 29.1715 | 27.1158 | 22.4481 | 15.1996
7 | 7 | 12 | 2410.7167 | 2474.9894 | 2526.592 | 2517.8773 | 80 | 63 | 0 | 0 | 0 | 0 | 0 | 0 | 0 | 0 | 0 | 0 | 1706.575 | 1890.3943 | 2119.4009 | 2334.4049 | 0 | 0 | 0 | 0 | -3.6839 | -80.4 | -86.4 | -86.4 | -1.0522 | -19.5522 | -17.1788 | -40 | 628.8778 | 621.5472 | 510.7699 | 309.8724 | 0.36691 | 0.38398 | 0.38398 | 0 | 230.7441 | 238.6587 | 196.1229 | 0 | 0.09194 | 0.11241 | 0.105 | 0.11475 | 0.049527 | 0.047145 | 0.046464 | 0.049598 | 57.8189 | 69.8707 | 53.6306 | 35.558 | 31.1466 | 29.3029 | 23.7322 | 15.3689
7 | 7 | 13 | 2475.5195 | 2545.8993 | 2603.4883 | 2598.0059 | 80 | 63 | 0 | 0 | 0 | 0 | 0 | 0 | 0 | 0 | 0 | 0 | 1751.287 | 1934.9471 | 2171.4697 | 2394.4437 | 0 | 0 | 0 | 0 | -3.6839 | -57.8466 | -47.9515 | -86.4 | -2.2352 | -8 | -8 | -32.5775 | 650.1517 | 613.7987 | 487.9701 | 322.5397 | 0.36382 | 0.38398 | 0.38398 | 0 | 236.5394 | 235.6835 | 187.3683 | 0 | 0.090922 | 0.11093 | 0.10475 | 0.11457 | 0.048287 | 0.045373 | 0.045836 | 0.048502 | 59.1132 | 68.0887 | 51.1127 | 36.9518 | 31.3942 | 27.8497 | 22.3665 | 15.6438
7 | 7 | 14 | 2515.5705 | 2590.1111 | 2652.1398 | 2649.6496 | 80 | 63 | 0 | 0 | 0 | 0 | 0 | 0 | 0 | 0 | 0 | 0 | 1821.0636 | 2005.0526 | 2237.0007 | 2455.5587 | 0 | 0 | 0 | 0 | -3.6839 | -43.0196 | -50.6554 | -56.5176 | 1.2993 | -8 | -8 | -29.6963 | 616.8916 | 573.0781 | 473.7945 | 280.3048 | 0.36561 | 0.38398 | 0.38398 | 0 | 225.5401 | 220.0478 | 181.9252 | 0 | 0.090027 | 0.11081 | 0.10449 | 0.11468 | 0.047322 | 0.045125 | 0.045216 | 0.04792 | 55.537 | 63.5044 | 49.5066 | 32.1449 | 29.1924 | 25.8603 | 21.4229 | 13.4322
7 | 7 | 15 | 2551.3317 | 2630.2261 | 2696.7334 | 2697.1003 | 80 | 63 | 0 | 0 | 0 | 0 | 0 | 0 | 0 | 0 | 0 | 0 | 1868.1499 | 2043.038 | 2258.8346 | 2463.2923 | 0 | 0 | 0 | 0 | -3.6839 | -4.0203 | 0 | 0.28148 | -1.7976 | -8 | -8 | -8 | 608.6634 | 536.2084 | 445.8987 | 241.5266 | 0.36533 | 0.38398 | 0.38025 | 0 | 222.3606 | 205.8907 | 169.5526 | 0 | 0.089503 | 0.11094 | 0.10398 | 0.11383 | 0.047046 | 0.044935 | 0.044248 | 0.045568 | 54.477 | 59.4889 | 46.3626 | 27.4935 | 28.6352 | 24.0943 | 19.7302 | 11.006
7 | 7 | 16 | 2566.0293 | 2654.3922 | 2731.5338 | 2740.6592 | 80 | 63 | 0 | 0 | 0 | 0 | 0 | 0 | 0 | 0 | 0 | 0 | 1811.6384 | 1956.9416 | 2140.9995 | 2317.9208 | 0 | 0 | 0 | 0 | -3.6839 | -4.0203 | -8.64 | 1.2705 | -3.6172 | -8 | -7.2963 | -5.8528 | 681.692 | 646.471 | 606.4707 | 427.3208 | 0.37414 | 0.38398 | 0.38398 | 0.38586 | 255.0462 | 248.2288 | 232.8696 | 164.8872 | 0.089448 | 0.11146 | 0.10371 | 0.11291 | 0.046819 | 0.04463 | 0.043621 | 0.0437 | 60.9762 | 72.0562 | 62.8997 | 48.2484 | 31.9158 | 28.8521 | 26.4551 | 18.6739
7 | 7 | 17 | 2543.0881 | 2640.9586 | 2728.99 | 2747.7691 | 80 | 63 | 0 | 0 | 0 | 0 | 0 | 0 | 0 | 0 | 0 | 0 | 1564.419 | 1649.7654 | 1782.5978 | 1916.1073 | 0 | 0 | 0 | 0 | -3.6839 | -9.2684 | -6.2621 | -4.32 | -3.4192 | -1.4362 | -3.1393 | -7.2603 | 905.7723 | 938.8977 | 955.7936 | 843.242 | 0.38366 | 0.35923 | 0.36981 | 0.37601 | 347.5047 | 337.2763 | 353.4594 | 317.071 | 0.089439 | 0.11111 | 0.10409 | 0.11292 | 0.046827 | 0.04417 | 0.043819 | 0.043538 | 81.0111 | 104.3209 | 99.4866 | 95.22 | 42.4148 | 41.4715 | 41.8823 | 36.7128
7 | 7 | 18 | 2478.7273 | 2584.512 | 2682.1297 | 2710.5151 | 80 | 63 | 0 | 0 | 0 | 0 | 0 | 0 | 0 | 0 | 0 | 0 | 1211.024 | 1233.0064 | 1303.576 | 1385.0459 | 0 | 0 | 0 | 0 | -3.6839 | -8.0334 | -1.6171 | 0 | -2.6443 | -3.1242 | -5.8627 | -4.3212 | 1194.0316 | 1299.6632 | 1386.0336 | 1329.7903 | 0.38585 | 0.38166 | 0.38652 | 0.37341 | 460.7212 | 496.0275 | 535.7366 | 496.5571 | 0.089311 | 0.11035 | 0.10424 | 0.11301 | 0.046727 | 0.04387 | 0.044134 | 0.043905 | 106.6396 | 143.4158 | 144.4862 | 150.278 | 55.7938 | 57.016 | 61.1718 | 58.3849
7 | 7 | 19 | 2369.411 | 2477.0735 | 2577.7614 | 2611.1043 | 80 | 63 | 0 | 0 | 0 | 0 | 0 | 0 | 0 | 0 | 0 | 0 | 816.6136 | 800.2803 | 834.5132 | 890.5205 | 0 | 0 | 0 | 0 | -3.6839 | -22.8615 | -5.9426 | 39.6929 | 1.8585 | 4.7838 | 1.3203 | 6.209 | 1474.6228 | 1631.8709 | 1747.8704 | 1674.6819 | 0.38793 | 0.39411 | 0.38919 | 0.38458 | 572.0576 | 643.1348 | 680.2521 | 644.0463 | 0.089727 | 0.11047 | 0.10494 | 0.11362 | 0.046957 | 0.044524 | 0.045145 | 0.045018 | 132.3131 | 180.275 | 183.4301 | 190.282 | 69.2435 | 72.6573 | 78.907 | 75.3909
7 | 7 | 20 | 2350.1741 | 2458.8043 | 2560.3996 | 2594.4979 | 80 | 63 | 0 | 0 | 0 | 0 | 0 | 0 | 0 | 0 | 0 | 0 | 622.3225 | 602.5216 | 634.516 | 692.2708 | 0 | 0 | 0 | 0 | -2.274 | 68.2572 | 45.7072 | 52.6975 | 1.8258 | 1.7889 | 6.8238 | 30.7498 | 1648.2998 | 1723.2367 | 1873.3526 | 1818.7798 | 0.38829 | 0.40541 | 0.3998 | 0.38892 | 640.0228 | 698.6091 | 748.9695 | 707.3535 | 0.089822 | 0.11041 | 0.10494 | 0.1136 | 0.04698 | 0.044538 | 0.045152 | 0.045023 | 148.0534 | 190.2555 | 196.5858 | 206.6044 | 77.4377 | 76.7495 | 84.5861 | 81.8871
7 | 7 | 21 | 2296.7769 | 2404.7882 | 2505.754 | 2540.0058 | 80 | 63 | 0 | 0 | 0 | 0 | 0 | 0 | 0 | 0 | 0 | 0 | 592.5563 | 572.6531 | 601.3076 | 659.5621 | 0 | 0 | 0 | 0 | 1.9305 | 0 | 47.2776 | 28.8 | 1.8961 | 5.1303 | 4.1873 | 36.791 | 1620.394 | 1764.0048 | 1852.9814 | 1814.8527 | 0.38736 | 0.40087 | 0.39574 | 0.38805 | 627.6799 | 707.1367 | 733.2924 | 704.2582 | 0.089616 | 0.11023 | 0.10469 | 0.11349 | 0.046946 | 0.044349 | 0.044999 | 0.044924 | 145.2125 | 194.4547 | 193.991 | 205.9677 | 76.0703 | 78.2315 | 83.3827 | 81.531
7 | 7 | 22 | 2131.2319 | 2235.3147 | 2333.2672 | 2368.5523 | 80 | 63 | 0 | 0 | 0 | 0 | 0 | 0 | 0 | 0 | 0 | 0 | 559.2548 | 540.8348 | 566.8054 | 623.1385 | 0 | 0 | 0 | 0 | 2.9161 | 7.5206 | 24.079 | 25.0364 | 1.8247 | 4.0424 | 4.9491 | 32.8795 | 1487.2363 | 1619.9169 | 1737.4337 | 1687.4979 | 0.38147 | 0.39646 | 0.3914 | 0.38267 | 567.3322 | 642.2364 | 680.0234 | 645.7572 | 0.089269 | 0.10992 | 0.1041 | 0.1132 | 0.046737 | 0.04387 | 0.044437 | 0.044568 | 132.7644 | 178.0671 | 180.8603 | 191.0186 | 69.5088 | 71.0662 | 77.2062 | 75.2079
7 | 7 | 23 | 1952.5291 | 2049.5207 | 2140.9839 | 2174.6203 | 80 | 63 | 0 | 0 | 0 | 0 | 0 | 0 | 0 | 0 | 0 | 0 | 513.0645 | 493.5845 | 516.7158 | 571.0609 | 0 | 0 | 0 | 0 | 6.4651 | 17.5316 | 3.2919 | 33.7253 | 0.42227 | 2.5937 | 6.3188 | 20.141 | 1352.5772 | 1472.8109 | 1614.6575 | 1549.693 | 0.37334 | 0.38975 | 0.38502 | 0.37572 | 504.9682 | 574.0271 | 621.6711 | 582.2501 | 0.088962 | 0.10955 | 0.10383 | 0.11293 | 0.046464 | 0.043485 | 0.044028 | 0.044024 | 120.3275 | 161.3482 | 167.6453 | 175.0107 | 62.8465 | 64.0444 | 71.0906 | 68.2232
7 | 7 | 24 | 1797.8894 | 1881.2098 | 1958.3864 | 1983.0614 | 80 | 63 | 0 | 0 | 0 | 0 | 0 | 0 | 0 | 0 | 0 | 0 | 480.8795 | 467.4463 | 487.8445 | 537.3523 | 0 | 0 | 0 | 0 | 14.5803 | 6.2832 | 22.6846 | 28.8 | 0 | 4.9397 | 2.8096 | 28.4157 | 1222.4296 | 1339.5405 | 1445.0476 | 1388.4934 | 0.36396 | 0.38033 | 0.38357 | 0.36382 | 444.9142 | 509.4671 | 554.2747 | 505.164 | 0.089193 | 0.10941 | 0.10371 | 0.1128 | 0.046529 | 0.043309 | 0.043761 | 0.043738 | 109.0318 | 146.56 | 149.8653 | 156.6151 | 56.879 | 58.0141 | 63.2361 | 60.7306
7 | 8 | 1 | 1682.1665 | 1751.5644 | 1813.6492 | 1827.6163 | 80 | 63 | 0 | 0 | 0 | 0 | 0 | 0 | 0 | 0 | 0 | 0 | 449.7205 | 441.7376 | 460.4553 | 504.0224 | 0 | 0 | 0 | 0 | -3.6839 | 17.5316 | 22.9357 | 5.5437 | 0 | 2.9024 | 1.917 | 3.4834 | 1156.13 | 1226.3928 | 1328.3412 | 1314.5668 | 0.3644 | 0.37066 | 0.38218 | 0.36382 | 421.2966 | 454.5726 | 507.6595 | 478.2679 | 0.089394 | 0.10944 | 0.10361 | 0.1127 | 0.046641 | 0.043306 | 0.043646 | 0.043567 | 103.3509 | 134.2121 | 137.6275 | 148.1507 | 53.9233 | 53.1108 | 57.9764 | 57.2719
7 | 8 | 2 | 1605.1731 | 1663.5384 | 1713.9083 | 1719.7295 | 80 | 63 | 0 | 0 | 0 | 0 | 0 | 0 | 0 | 0 | 0 | 0 | 412.1146 | 412.6983 | 426.9064 | 465.6045 | 0 | 0 | 0 | 0 | -3.6839 | 34.1762 | 39.781 | 0 | 0 | 4.3716 | 1.0404 | 1.8476 | 1116.7425 | 1149.2924 | 1246.1805 | 1252.2774 | 0.3644 | 0.36878 | 0.38135 | 0.36382 | 406.9441 | 423.8344 | 475.236 | 455.6056 | 0.089426 | 0.10944 | 0.10352 | 0.11266 | 0.04669 | 0.043268 | 0.043544 | 0.043375 | 99.8663 | 125.7742 | 129.0094 | 141.0857 | 52.1412 | 49.7278 | 54.2638 | 54.3176
7 | 8 | 3 | 1560.1234 | 1608.6992 | 1648.4567 | 1646.3424 | 80 | 63 | 0 | 0 | 0 | 0 | 0 | 0 | 0 | 0 | 0 | 0 | 370.0855 | 378.0489 | 386.7708 | 422.2301 | 0 | 0 | 0 | 0 | -2.8931 | 57.9489 | 43.9575 | 0 | 0 | 3.3114 | 4.1279 | 0 | 1112.931 | 1106.39 | 1213.6005 | 1224.1123 | 0.36651 | 0.3648 | 0.37847 | 0.36382 | 407.8961 | 403.614 | 459.3109 | 445.3586 | 0.089315 | 0.10937 | 0.10335 | 0.1126 | 0.046623 | 0.043132 | 0.043413 | 0.043245 | 99.4014 | 121.0094 | 125.4293 | 137.838 | 51.8881 | 47.721 | 52.6865 | 52.9364
7 | 8 | 4 | 1540.2447 | 1580.5146 | 1611.0168 | 1601.4432 | 80 | 63 | 0 | 0 | 0 | 0 | 0 | 0 | 0 | 0 | 0 | 0 | 330.003 | 336.3563 | 342.2767 | 376.9247 | 0 | 0 | 0 | 0 | -0.68177 | 87.6582 | 43.9868 | 0 | 0 | 8.0991 | 0 | 0 | 1130.9234 | 1085.401 | 1224.7532 | 1224.5185 | 0.36512 | 0.37056 | 0.38415 | 0.36382 | 412.9267 | 402.2087 | 470.4861 | 445.5064 | 0.089086 | 0.10936 | 0.10336 | 0.11261 | 0.04645 | 0.043219 | 0.043509 | 0.04333 | 100.7491 | 118.6973 | 126.5856 | 137.8973 | 52.5312 | 46.9105 | 53.2884 | 53.0579
7 | 8 | 5 | 1534.8168 | 1567.4692 | 1589.378 | 1572.6015 | 80 | 63 | 0 | 0 | 0 | 0 | 0 | 0 | 0 | 0 | 0 | 0 | 319.8732 | 327.6825 | 332.3592 | 365.5003 | 0 | 0 | 0 | 0 | 10.7423 | 20.5204 | -16.8638 | 44.2803 | 0 | 31.8592 | 37.6498 | 6.2633 | 1124.2013 | 1124.4072 | 1236.2327 | 1156.5576 | 0.36404 | 0.37803 | 0.38589 | 0.36382 | 409.2582 | 425.0599 | 477.0475 | 420.7807 | 0.088906 | 0.10933 | 0.10336 | 0.11261 | 0.046451 | 0.043379 | 0.043638 | 0.043426 | 99.9486 | 122.9359 | 127.7746 | 130.2359 | 52.22 | 48.776 | 53.9465 | 50.2241
7 | 8 | 6 | 1528.204 | 1552.756 | 1565.7713 | 1541.8439 | 80 | 63 | 0 | 0 | 0 | 0 | 0 | 0 | 0 | 0 | 0 | 0 | 617.1401 | 635.7723 | 639.5753 | 669.3661 | 0 | 0 | 0 | 0 | 6.1024 | 58.8107 | 43.2043 | -19.1775 | 1.1389 | 5.119 | 4.2033 | 3.6498 | 823.8226 | 790.054 | 878.7884 | 888.0056 | 0.36811 | 0.37383 | 0.38312 | 0.36387 | 303.2537 | 295.347 | 336.6782 | 323.1172 | 0.089231 | 0.10939 | 0.10338 | 0.11264 | 0.04667 | 0.043182 | 0.043298 | 0.043065 | 73.5103 | 86.4232 | 90.8498 | 100.0253 | 38.4475 | 34.1162 | 38.0495 | 38.2422
7 | 8 | 7 | 1613.6666 | 1636.1375 | 1646.8258 | 1620.0006 | 80 | 63 | 0 | 0 | 0 | 0 | 0 | 0 | 0 | 0 | 0 | 0 | 991.415 | 1016.0324 | 1025.04 | 1055.7659 | 0 | 0 | 0 | 0 | -2.2912 | -21.8962 | -13.2263 | 0 | 2.6207 | 3.6109 | 0.2048 | -4.1262 | 541.922 | 575.3904 | 634.8073 | 568.3609 | 0.37184 | 0.3586 | 0.37474 | 0.37002 | 201.5076 | 206.3328 | 237.8848 | 210.3026 | 0.090627 | 0.11082 | 0.10398 | 0.11362 | 0.047857 | 0.044837 | 0.043498 | 0.044758 | 49.1129 | 63.7631 | 66.0087 | 64.5789 | 25.9349 | 25.7987 | 27.6128 | 25.4389
7 | 8 | 8 | 1733.0381 | 1759.7469 | 1775.7622 | 1752.77 | 80 | 63 | 0 | 0 | 0 | 0 | 0 | 0 | 0 | 0 | 0 | 0 | 1323.5201 | 1399.6724 | 1463.6783 | 1537.514 | 0 | 0 | 0 | 0 | -3.6839 | -18.3213 | -11.445 | 0 | -1.9803 | -8 | -7.4221 | -3.9638 | 335.1823 | 323.3957 | 330.9509 | 219.2197 | 0.37003 | 0.38103 | 0.36475 | 0.38586 | 124.0264 | 123.2227 | 120.7147 | 84.589 | 0.091665 | 0.11073 | 0.10517 | 0.11537 | 0.049163 | 0.046212 | 0.046403 | 0.050116 | 30.7246 | 35.8097 | 34.8076 | 25.2923 | 16.4785 | 14.9449 | 15.357 | 10.9864
7 | 8 | 9 | 1867.3001 | 1902.6552 | 1928.7866 | 1913.2845 | 80 | 63 | 0 | 0 | 0 | 0 | 0 | 0 | 0 | 0 | 0 | 0 | 1565.9204 | 1701.9064 | 1827.8108 | 1953.9832 | 0 | 0 | 0 | 0 | -3.6839 | -86.4052 | -65.5195 | -0.864 | -0.29913 | -8 | -8 | -7.238 | 225.3627 | 232.154 | 174.4953 | -32.5967 | 0.36691 | 0.38398 | 0.38398 | 0 | 82.6887 | 89.1414 | 67.0019 | 0 | 0.092231 | 0.11111 | 0.10511 | 0.11428 | 0.049994 | 0.046858 | 0.046711 | 0.048144 | 20.7855 | 25.7954 | 18.3414 | -3.7252 | 11.2668 | 10.8784 | 8.1508 | -1.5693
7 | 8 | 10 | 1997.1722 | 2038.4929 | 2069.9707 | 2055.8591 | 80 | 63 | 0 | 0 | 0 | 0 | 0 | 0 | 0 | 0 | 0 | 0 | 1702.4365 | 1877.4122 | 2050.1393 | 2217.8554 | 0 | 0 | 0 | 0 | -3.6839 | -82.2212 | -86.4 | -63.6263 | -0.73122 | -16.3513 | -8.874 | -30.8083 | 219.1508 | 196.6532 | 115.1054 | -67.5617 | 0.36691 | 0.38398 | 0.38398 | 0 | 80.4095 | 75.5099 | 44.1976 | 0 | 0.092311 | 0.11094 | 0.10507 | 0.11509 | 0.05012 | 0.046895 | 0.046801 | 0.050633 | 20.2299 | 21.817 | 12.0945 | -7.7758 | 10.9839 | 9.222 | 5.387 | -3.4208
7 | 8 | 11 | 2103.4573 | 2149.8985 | 2185.0378 | 2170.2652 | 80 | 63 | 0 | 0 | 0 | 0 | 0 | 0 | 0 | 0 | 0 | 0 | 1719.2183 | 1909.8152 | 2115.8321 | 2313.319 | 0 | 0 | 0 | 0 | -3.6839 | -80.4 | -86.4 | -86.4 | -0.59148 | -14.3212 | -13.2579 | -40 | 308.5144 | 271.8045 | 168.8636 | -16.6538 | 0.36691 | 0.38398 | 0.38398 | 0 | 113.1982 | 104.3662 | 64.8394 | 0 | 0.092245 | 0.11243 | 0.10498 | 0.115 | 0.049986 | 0.047174 | 0.046699 | 0.050331 | 28.4591 | 30.56 | 17.7268 | -1.9152 | 15.4214 | 12.8221 | 7.8857 | -0.83821
7 | 8 | 12 | 2194.6677 | 2246.283 | 2285.5838 | 2271.2729 | 80 | 63 | 0 | 0 | 0 | 0 | 0 | 0 | 0 | 0 | 0 | 0 | 1750.8593 | 1950.6425 | 2177.6486 | 2393.4443 | 0 | 0 | 0 | 0 | -3.6839 | -80.4 | -86.4 | -86.4 | -1.0522 | -19.5522 | -17.1788 | -40 | 368.5445 | 332.5927 | 211.514 | 4.2286 | 0.36691 | 0.38398 | 0.38398 | 0 | 135.2241 | 127.7073 | 81.2161 | 0 | 0.09194 | 0.11241 | 0.105 | 0.11475 | 0.049527 | 0.047145 | 0.046464 | 0.049598 | 33.8839 | 37.3881 | 22.2089 | 0.48523 | 18.253 | 15.6801 | 9.8277 | 0.20973
7 | 8 | 13 | 2288.8555 | 2348.2993 | 2395.2597 | 2384.9423 | 80 | 63 | 0 | 0 | 0 | 0 | 0 | 0 | 0 | 0 | 0 | 0 | 1805.9955 | 2014.4346 | 2250.0501 | 2469.1618 | 0 | 0 | 0 | 0 | -3.6839 | -57.8466 | -47.9515 | -86.4 | -2.2352 | -8 | -8 | -32.5775 | 408.779 | 336.7113 | 201.1611 | 34.758 | 0.36382 | 0.38398 | 0.38398 | 0 | 148.7227 | 129.2888 | 77.2408 | 0 | 0.090922 | 0.11093 | 0.10475 | 0.11457 | 0.048287 | 0.045373 | 0.045836 | 0.048502 | 37.1671 | 37.3514 | 21.0707 | 3.982 | 19.7389 | 15.2775 | 9.2204 | 1.6858
7 | 8 | 14 | 2362.0694 | 2427.617 | 2480.9053 | 2474.4391 | 80 | 63 | 0 | 0 | 0 | 0 | 0 | 0 | 0 | 0 | 0 | 0 | 1889.6453 | 2097.9914 | 2327.1711 | 2541.0446 | 0 | 0 | 0 | 0 | -3.6839 | -43.0196 | -50.6554 | -56.5176 | 1.2993 | -8 | -8 | -29.6963 | 394.8087 | 317.6452 | 212.3895 | 19.6083 | 0.36561 | 0.38398 | 0.38398 | 0 | 144.345 | 121.9679 | 81.5523 | 0 | 0.090027 | 0.11081 | 0.10449 | 0.11468 | 0.047322 | 0.045125 | 0.045216 | 0.04792 | 35.5435 | 35.1991 | 22.1925 | 2.2487 | 18.683 | 14.3338 | 9.6033 | 0.93963
7 | 8 | 15 | 2424.9067 | 2496.3943 | 2555.703 | 2552.7952 | 80 | 63 | 0 | 0 | 0 | 0 | 0 | 0 | 0 | 0 | 0 | 0 | 1871.2093 | 2061.1023 | 2271.2078 | 2471.3302 | 0 | 0 | 0 | 0 | -3.6839 | -4.0203 | 0 | 0.28148 | -1.7976 | -8 | -8 | -8 | 479.1789 | 384.3124 | 292.4952 | 89.1836 | 0.36533 | 0.38398 | 0.38025 | 0 | 175.0565 | 147.5664 | 111.221 | 0 | 0.089503 | 0.11094 | 0.10398 | 0.11383 | 0.047046 | 0.044935 | 0.044248 | 0.045568 | 42.8878 | 42.637 | 30.4124 | 10.152 | 22.5435 | 17.2689 | 12.9424 | 4.064
7 | 8 | 16 | 2471.4379 | 2554.2592 | 2626.0147 | 2632.6899 | 80 | 63 | 0 | 0 | 0 | 0 | 0 | 0 | 0 | 0 | 0 | 0 | 1751.1338 | 1902.3437 | 2077.8537 | 2249.664 | 0 | 0 | 0 | 0 | -3.6839 | -4.0203 | -8.64 | 1.2705 | -3.6172 | -8 | -7.2963 | -5.8528 | 647.6052 | 600.9358 | 564.0973 | 387.6083 | 0.37414 | 0.38398 | 0.38398 | 0.38586 | 242.293 | 230.7444 | 216.5993 | 149.5637 | 0.089448 | 0.11146 | 0.10371 | 0.11291 | 0.046819 | 0.04463 | 0.043621 | 0.0437 | 57.9272 | 66.9808 | 58.505 | 43.7645 | 30.3199 | 26.8199 | 24.6067 | 16.9385
7 | 8 | 17 | 2490.0554 | 2584.8189 | 2669.8306 | 2687.236 | 80 | 63 | 0 | 0 | 0 | 0 | 0 | 0 | 0 | 0 | 0 | 0 | 1472.0348 | 1565.8962 | 1688.9634 | 1816.8857 | 0 | 0 | 0 | 0 | -3.6839 | -9.2684 | -6.2621 | -4.32 | -3.4192 | -1.4362 | -3.1393 | -7.2603 | 945.1238 | 966.6272 | 990.2686 | 881.9305 | 0.38366 | 0.35923 | 0.36981 | 0.37601 | 362.6021 | 347.2375 | 366.2086 | 331.6185 | 0.089439 | 0.11111 | 0.10409 | 0.11292 | 0.046827 | 0.04417 | 0.043819 | 0.043538 | 84.5307 | 107.4019 | 103.075 | 99.5887 | 44.2575 | 42.6963 | 43.393 | 38.3972
7 | 8 | 18 | 2458.0879 | 2562.6634 | 2659.1059 | 2686.9567 | 80 | 63 | 0 | 0 | 0 | 0 | 0 | 0 | 0 | 0 | 0 | 0 | 1084.3655 | 1113.3397 | 1174.8581 | 1250.0625 | 0 | 0 | 0 | 0 | -3.6839 | -8.0334 | -1.6171 | 0 | -2.6443 | -3.1242 | -5.8627 | -4.3212 | 1300.0507 | 1397.4814 | 1491.7277 | 1441.2153 | 0.38585 | 0.38166 | 0.38652 | 0.37341 | 501.6291 | 533.3607 | 576.59 | 538.1643 | 0.089311 | 0.11035 | 0.10424 | 0.11301 | 0.046727 | 0.04387 | 0.044134 | 0.043905 | 116.1082 | 154.2098 | 155.5042 | 162.87 | 60.7478 | 61.3073 | 65.8365 | 63.277
7 | 8 | 19 | 2373.329 | 2481.221 | 2582.132 | 2615.5764 | 80 | 63 | 0 | 0 | 0 | 0 | 0 | 0 | 0 | 0 | 0 | 0 | 673.3845 | 663.1846 | 688.6996 | 734.4654 | 0 | 0 | 0 | 0 | -3.6839 | -22.8615 | -5.9426 | 39.6929 | 1.8585 | 4.7838 | 1.3203 | 6.209 | 1621.7699 | 1773.1141 | 1898.0547 | 1835.2091 | 0.38793 | 0.39411 | 0.38919 | 0.38458 | 629.1411 | 698.8001 | 738.7021 | 705.7815 | 0.089727 | 0.11047 | 0.10494 | 0.11362 | 0.046957 | 0.044524 | 0.045145 | 0.045018 | 145.5162 | 195.8783 | 199.1911 | 208.5216 | 76.153 | 78.946 | 85.687 | 82.6175
7 | 8 | 20 | 2369.0644 | 2478.8013 | 2581.4723 | 2616.0599 | 80 | 63 | 0 | 0 | 0 | 0 | 0 | 0 | 0 | 0 | 0 | 0 | 524.1077 | 515.9468 | 539.0781 | 587.4985 | 0 | 0 | 0 | 0 | -2.274 | 68.2572 | 45.7072 | 52.6975 | 1.8258 | 1.7889 | 6.8238 | 30.7498 | 1765.4049 | 1829.8084 | 1989.8631 | 1945.1141 | 0.38829 | 0.40541 | 0.3998 | 0.38892 | 685.4939 | 741.8138 | 795.5506 | 756.487 | 0.089822 | 0.11041 | 0.10494 | 0.1136 | 0.04698 | 0.044538 | 0.045152 | 0.045023 | 158.572 | 202.0216 | 208.8122 | 220.9553 | 82.9393 | 81.496 | 89.8468 | 87.575
7 | 8 | 21 | 2307.3414 | 2415.9717 | 2517.5391 | 2552.0645 | 80 | 63 | 0 | 0 | 0 | 0 | 0 | 0 | 0 | 0 | 0 | 0 | 497.9351 | 481.9588 | 503.2071 | 555.5845 | 0 | 0 | 0 | 0 | 1.9305 | 0 | 47.2776 | 28.8 | 1.8961 | 5.1303 | 4.1873 | 36.791 | 1725.5798 | 1865.8825 | 1962.867 | 1930.889 | 0.38736 | 0.40087 | 0.39574 | 0.38805 | 668.4249 | 747.9765 | 776.7782 | 749.2864 | 0.089616 | 0.11023 | 0.10469 | 0.11349 | 0.046946 | 0.044349 | 0.044999 | 0.044924 | 154.6387 | 205.6851 | 205.4951 | 219.1367 | 81.0083 | 82.7496 | 88.3275 | 86.7438
7 | 8 | 22 | 2103.2463 | 2205.6895 | 2302.0485 | 2336.6088 | 80 | 63 | 0 | 0 | 0 | 0 | 0 | 0 | 0 | 0 | 0 | 0 | 483.0716 | 473.2716 | 491.1874 | 542.0871 | 0 | 0 | 0 | 0 | 2.9161 | 7.5206 | 24.079 | 25.0364 | 1.8247 | 4.0424 | 4.9491 | 32.8795 | 1535.4339 | 1657.8549 | 1781.833 | 1736.6058 | 0.38147 | 0.39646 | 0.3914 | 0.38267 | 585.7181 | 657.2773 | 697.4011 | 664.5494 | 0.089269 | 0.10992 | 0.1041 | 0.1132 | 0.046737 | 0.04387 | 0.044437 | 0.044568 | 137.067 | 182.2373 | 185.4821 | 196.5775 | 71.7614 | 72.7305 | 79.1792 | 77.3965
7 | 8 | 23 | 1898.8667 | 1992.7145 | 2081.1221 | 2113.3685 | 80 | 63 | 0 | 0 | 0 | 0 | 0 | 0 | 0 | 0 | 0 | 0 | 447.8683 | 446.2696 | 457.2207 | 507.415 | 0 | 0 | 0 | 0 | 6.4651 | 17.5316 | 3.2919 | 33.7253 | 0.42227 | 2.5937 | 6.3188 | 20.141 | 1364.111 | 1463.3196 | 1614.2907 | 1552.0871 | 0.37334 | 0.38975 | 0.38502 | 0.37572 | 509.2742 | 570.3279 | 621.5299 | 583.1496 | 0.088962 | 0.10955 | 0.10383 | 0.11293 | 0.046464 | 0.043485 | 0.044028 | 0.044024 | 121.3536 | 160.3084 | 167.6072 | 175.2811 | 63.3824 | 63.6317 | 71.0744 | 68.3286
7 | 8 | 24 | 1754.3718 | 1835.1426 | 1909.8413 | 1933.3892 | 80 | 63 | 0 | 0 | 0 | 0 | 0 | 0 | 0 | 0 | 0 | 0 | 415.2459 | 417.9691 | 425.3492 | 472.921 | 0 | 0 | 0 | 0 | 14.5803 | 6.2832 | 22.6846 | 28.8 | 0 | 4.9397 | 2.8096 | 28.4157 | 1244.5457 | 1342.9506 | 1458.9979 | 1403.2524 | 0.36396 | 0.38033 | 0.38357 | 0.36382 | 452.9635 | 510.764 | 559.6256 | 510.5336 | 0.089193 | 0.10941 | 0.10371 | 0.1128 | 0.046529 | 0.043309 | 0.043761 | 0.043738 | 111.0044 | 146.9331 | 151.3121 | 158.2799 | 57.908 | 58.1618 | 63.8466 | 61.3761
7 | 9 | 1 | 1657.6091 | 1725.5684 | 1786.2549 | 1799.5858 | 80 | 63 | 0 | 0 | 0 | 0 | 0 | 0 | 0 | 0 | 0 | 0 | 384.4992 | 391.6953 | 396.3813 | 440.2693 | 0 | 0 | 0 | 0 | -3.6839 | 17.5316 | 22.9357 | 5.5437 | 0 | 2.9024 | 1.917 | 3.4834 | 1196.7939 | 1250.439 | 1365.0209 | 1350.2894 | 0.3644 | 0.37066 | 0.38218 | 0.36382 | 436.1146 | 463.4856 | 521.6775 | 491.2645 | 0.089394 | 0.10944 | 0.10361 | 0.1127 | 0.046641 | 0.043306 | 0.043646 | 0.043567 | 106.986 | 136.8436 | 141.4278 | 152.1766 | 55.8199 | 54.1521 | 59.5773 | 58.8282
7 | 9 | 2 | 1598.3866 | 1656.3543 | 1706.3377 | 1711.9832 | 80 | 63 | 0 | 0 | 0 | 0 | 0 | 0 | 0 | 0 | 0 | 0 | 363.3413 | 373.4 | 377.286 | 417.2096 | 0 | 0 | 0 | 0 | -3.6839 | 34.1762 | 39.781 | 0 | 0 | 4.3716 | 1.0404 | 1.8476 | 1158.7293 | 1181.4066 | 1288.2303 | 1292.926 | 0.3644 | 0.36878 | 0.38135 | 0.36382 | 422.2442 | 435.6775 | 491.2719 | 470.3945 | 0.089426 | 0.10944 | 0.10352 | 0.11266 | 0.04669 | 0.043268 | 0.043544 | 0.043375 | 103.621 | 129.2886 | 133.3626 | 145.6653 | 54.1016 | 51.1173 | 56.0948 | 56.0808
7 | 9 | 3 | 1572.0173 | 1621.2899 | 1661.7247 | 1659.9184 | 80 | 63 | 0 | 0 | 0 | 0 | 0 | 0 | 0 | 0 | 0 | 0 | 356.4814 | 370.7448 | 374.4059 | 410.8231 | 0 | 0 | 0 | 0 | -2.8931 | 57.9489 | 43.9575 | 0 | 0 | 3.3114 | 4.1279 | 0 | 1138.429 | 1126.2849 | 1239.2333 | 1249.0953 | 0.36651 | 0.3648 | 0.37847 | 0.36382 | 417.2413 | 410.8717 | 469.0121 | 454.4479 | 0.089315 | 0.10937 | 0.10335 | 0.1126 | 0.046623 | 0.043132 | 0.043413 | 0.043245 | 101.6787 | 123.1854 | 128.0786 | 140.6512 | 53.0769 | 48.5791 | 53.7993 | 54.0167
7 | 9 | 4 | 1597.4053 | 1641.0241 | 1674.7809 | 1666.688 | 80 | 63 | 0 | 0 | 0 | 0 | 0 | 0 | 0 | 0 | 0 | 0 | 331.8488 | 349.3627 | 352.4039 | 383.8371 | 0 | 0 | 0 | 0 | -0.68177 | 87.6582 | 43.9868 | 0 | 0 | 8.0991 | 0 | 0 | 1186.2383 | 1132.904 | 1278.3902 | 1282.8508 | 0.36512 | 0.37056 | 0.38415 | 0.36382 | 433.1235 | 419.8116 | 491.0906 | 466.7289 | 0.089086 | 0.10936 | 0.10336 | 0.11261 | 0.04645 | 0.043219 | 0.043509 | 0.04333 | 105.6769 | 123.8921 | 132.1294 | 144.4663 | 55.1005 | 48.9635 | 55.6221 | 55.5855
7 | 9 | 5 | 1682.301 | 1723.5939 | 1753.9004 | 1740.9442 | 80 | 63 | 0 | 0 | 0 | 0 | 0 | 0 | 0 | 0 | 0 | 0 | 306.3838 | 324.7097 | 326.9705 | 354.4389 | 0 | 0 | 0 | 0 | 10.7423 | 20.5204 | -16.8638 | 44.2803 | 0 | 31.8592 | 37.6498 | 6.2633 | 1285.1749 | 1283.5046 | 1406.1439 | 1335.9617 | 0.36404 | 0.37803 | 0.38589 | 0.36382 | 467.8596 | 485.2035 | 542.6142 | 486.0518 | 0.088906 | 0.10933 | 0.10336 | 0.11261 | 0.046451 | 0.043379 | 0.043638 | 0.043426 | 114.2602 | 140.3307 | 145.3363 | 150.438 | 59.6973 | 55.6775 | 61.3611 | 58.0149
7 | 9 | 6 | 1807.7804 | 1848.7115 | 1877.646 | 1860.9602 | 80 | 63 | 0 | 0 | 0 | 0 | 0 | 0 | 0 | 0 | 0 | 0 | 493.5937 | 510.7554 | 513.4345 | 540.6192 | 0 | 0 | 0 | 0 | 6.1024 | 58.8107 | 43.2043 | -19.1775 | 1.1389 | 5.119 | 4.2033 | 3.6498 | 1226.9454 | 1211.0263 | 1316.8039 | 1335.8687 | 0.36811 | 0.37383 | 0.38312 | 0.36387 | 451.6454 | 452.7198 | 504.4891 | 486.0805 | 0.089231 | 0.10939 | 0.10338 | 0.11264 | 0.04667 | 0.043182 | 0.043298 | 0.043065 | 109.4812 | 132.473 | 136.1321 | 150.4728 | 57.2611 | 52.2947 | 57.0146 | 57.5295
7 | 9 | 7 | 1988.6739 | 2033.1149 | 2065.1562 | 2048.0444 | 80 | 63 | 0 | 0 | 0 | 0 | 0 | 0 | 0 | 0 | 0 | 0 | 899.2332 | 926.0381 | 935.2514 | 966.4512 | 0 | 0 | 0 | 0 | -2.2912 | -21.8962 | -13.2263 | 0 | 2.6207 | 3.6109 | 0.2048 | -4.1262 | 1009.1112 | 1062.3621 | 1142.9262 | 1085.7194 | 0.37184 | 0.3586 | 0.37474 | 0.37002 | 375.2266 | 380.9589 | 428.2949 | 401.7334 | 0.090627 | 0.11082 | 0.10398 | 0.11362 | 0.047857 | 0.044837 | 0.043498 | 0.044758 | 91.4531 | 117.7278 | 118.8441 | 123.3628 | 48.2933 | 47.6329 | 49.715 | 48.595
7 | 9 | 8 | 2140.7186 | 2191.3116 | 2230.5403 | 2218.108 | 80 | 63 | 0 | 0 | 0 | 0 | 0 | 0 | 0 | 0 | 0 | 0 | 1242.8227 | 1320.3255 | 1383.1901 | 1459.6833 | 0 | 0 | 0 | 0 | -3.6839 | -18.3213 | -11.445 | 0 | -1.9803 | -8 | -7.4221 | -3.9638 | 823.5602 | 834.3073 | 866.2173 | 762.3885 | 0.37003 | 0.38103 | 0.36475 | 0.38586 | 304.7393 | 317.8943 | 315.9538 | 294.1784 | 0.091665 | 0.11073 | 0.10517 | 0.11537 | 0.049163 | 0.046212 | 0.046403 | 0.050116 | 75.4918 | 92.383 | 91.104 | 87.9601 | 40.4886 | 38.5553 | 40.1948 | 38.2078
7 | 9 | 9 | 2271.4824 | 2330.5168 | 2379.6625 | 2374.6295 | 80 | 63 | 0 | 0 | 0 | 0 | 0 | 0 | 0 | 0 | 0 | 0 | 1570.4359 | 1706.0153 | 1830.8896 | 1959.5958 | 0 | 0 | 0 | 0 | -3.6839 | -86.4052 | -65.5195 | -0.864 | -0.29913 | -8 | -8 | -7.238 | 625.0296 | 655.9067 | 622.2924 | 423.1357 | 0.36691 | 0.38398 | 0.38398 | 0 | 229.3321 | 251.8519 | 238.9447 | 0 | 0.092231 | 0.11111 | 0.10511 | 0.11428 | 0.049994 | 0.046858 | 0.046711 | 0.048144 | 57.6472 | 72.88 | 65.41 | 48.3562 | 31.2478 | 30.7347 | 29.0676 | 20.3715
7 | 9 | 10 | 2390.0903 | 2454.4304 | 2508.281 | 2504.3468 | 80 | 63 | 0 | 0 | 0 | 0 | 0 | 0 | 0 | 0 | 0 | 0 | 1712.6025 | 1885.99 | 2058.2613 | 2229.0201 | 0 | 0 | 0 | 0 | -3.6839 | -82.2212 | -86.4 | -63.6263 | -0.73122 | -16.3513 | -8.874 | -30.8083 | 601.903 | 604.0129 | 545.2937 | 369.7613 | 0.36691 | 0.38398 | 0.38398 | 0 | 220.8466 | 231.9259 | 209.3792 | 0 | 0.092311 | 0.11094 | 0.10507 | 0.11509 | 0.05012 | 0.046895 | 0.046801 | 0.050633 | 55.562 | 67.0102 | 57.2956 | 42.5563 | 30.1676 | 28.325 | 25.5202 | 18.7221
7 | 9 | 11 | 2482.1027 | 2550.7271 | 2607.4266 | 2602.4617 | 80 | 63 | 0 | 0 | 0 | 0 | 0 | 0 | 0 | 0 | 0 | 0 | 1733.4612 | 1924.2122 | 2128.8249 | 2323.1034 | 0 | 0 | 0 | 0 | -3.6839 | -80.4 | -86.4 | -86.4 | -0.59148 | -14.3212 | -13.2579 | -40 | 672.9169 | 658.2361 | 578.2595 | 405.7583 | 0.36691 | 0.38398 | 0.38398 | 0 | 246.9026 | 252.7463 | 222.0372 | 0 | 0.092245 | 0.11243 | 0.10498 | 0.115 | 0.049986 | 0.047174 | 0.046699 | 0.050331 | 62.0735 | 74.008 | 60.7041 | 46.6615 | 33.6365 | 31.0515 | 27.0041 | 20.4224
7 | 9 | 12 | 2550.8547 | 2623.3374 | 2682.9196 | 2677.8347 | 80 | 63 | 0 | 0 | 0 | 0 | 0 | 0 | 0 | 0 | 0 | 0 | 1727.0419 | 1925.7745 | 2147.969 | 2354.2941 | 0 | 0 | 0 | 0 | -3.6839 | -80.4 | -86.4 | -86.4 | -1.0522 | -19.5522 | -17.1788 | -40 | 748.5489 | 734.5151 | 638.5294 | 449.9406 | 0.36691 | 0.38398 | 0.38398 | 0 | 274.653 | 282.0356 | 245.1793 | 0 | 0.09194 | 0.11241 | 0.105 | 0.11475 | 0.049527 | 0.047145 | 0.046464 | 0.049598 | 68.8214 | 82.5699 | 67.0453 | 51.6309 | 37.0736 | 34.6288 | 29.6684 | 22.3159
7 | 9 | 13 | 2634.128 | 2713.8 | 2780.4202 | 2779.0461 | 80 | 63 | 0 | 0 | 0 | 0 | 0 | 0 | 0 | 0 | 0 | 0 | 1618.2325 | 1816.9445 | 2042.2285 | 2252.0811 | 0 | 0 | 0 | 0 | -3.6839 | -57.8466 | -47.9515 | -86.4 | -2.2352 | -8 | -8 | -32.5775 | 941.8146 | 899.7021 | 794.1432 | 645.9425 | 0.36382 | 0.38398 | 0.38398 | 0 | 342.6527 | 345.4632 | 304.9311 | 0 | 0.090922 | 0.11093 | 0.10475 | 0.11457 | 0.048287 | 0.045373 | 0.045836 | 0.048502 | 85.6319 | 99.804 | 83.183 | 74.0025 | 45.4778 | 40.8218 | 36.4002 | 31.3295
7 | 9 | 14 | 2679.6362 | 2763.7887 | 2835.1593 | 2836.9188 | 80 | 63 | 0 | 0 | 0 | 0 | 0 | 0 | 0 | 0 | 0 | 0 | 1645.0351 | 1830.6234 | 2047.5807 | 2251.255 | 0 | 0 | 0 | 0 | -3.6839 | -43.0196 | -50.6554 | -56.5176 | 1.2993 | -8 | -8 | -29.6963 | 956.9857 | 921.1849 | 846.234 | 671.8777 | 0.36561 | 0.38398 | 0.38398 | 0 | 349.881 | 353.7121 | 324.9327 | 0 | 0.090027 | 0.11081 | 0.10449 | 0.11468 | 0.047322 | 0.045125 | 0.045216 | 0.04792 | 86.1546 | 102.0791 | 88.4227 | 77.0499 | 45.2863 | 41.5687 | 38.263 | 32.1964
7 | 9 | 15 | 2721.1344 | 2809.9768 | 2886.1527 | 2890.9179 | 80 | 63 | 0 | 0 | 0 | 0 | 0 | 0 | 0 | 0 | 0 | 0 | 1663.4489 | 1837.1752 | 2036.5541 | 2226.0654 | 0 | 0 | 0 | 0 | -3.6839 | -4.0203 | 0 | 0.28148 | -1.7976 | -8 | -8 | -8 | 983.167 | 921.8219 | 857.5986 | 672.5711 | 0.36533 | 0.38398 | 0.38025 | 0 | 359.1765 | 353.9567 | 326.1011 | 0 | 0.089503 | 0.11094 | 0.10398 | 0.11383 | 0.047046 | 0.044935 | 0.044248 | 0.045568 | 87.9961 | 102.2702 | 89.1693 | 76.5603 | 46.2541 | 41.4217 | 37.9472 | 30.648
7 | 9 | 16 | 2734.1529 | 2832.3655 | 2919.0801 | 2932.5602 | 80 | 63 | 0 | 0 | 0 | 0 | 0 | 0 | 0 | 0 | 0 | 0 | 1510.1161 | 1659.8598 | 1821.609 | 1979.9898 | 0 | 0 | 0 | 0 | -3.6839 | -4.0203 | -8.64 | 1.2705 | -3.6172 | -8 | -7.2963 | -5.8528 | 1151.3379 | 1121.526 | 1113.4074 | 957.1528 | 0.37414 | 0.38398 | 0.38398 | 0.38586 | 430.758 | 430.6381 | 427.5206 | 369.3298 | 0.089448 | 0.11146 | 0.10371 | 0.11291 | 0.046819 | 0.04463 | 0.043621 | 0.0437 | 102.9853 | 125.0063 | 115.4763 | 108.0712 | 53.904 | 50.054 | 48.5683 | 41.8276
7 | 9 | 17 | 2691.132 | 2797.6757 | 2894.1368 | 2916.7506 | 80 | 63 | 0 | 0 | 0 | 0 | 0 | 0 | 0 | 0 | 0 | 0 | 1306.423 | 1403.7235 | 1517.941 | 1636.9187 | 0 | 0 | 0 | 0 | -3.6839 | -9.2684 | -6.2621 | -4.32 | -3.4192 | -1.4362 | -3.1393 | -7.2603 | 1311.8122 | 1341.6568 | 1385.5972 | 1291.4121 | 0.38366 | 0.35923 | 0.36981 | 0.37601 | 503.2842 | 481.9578 | 512.4039 | 485.5894 | 0.089439 | 0.11111 | 0.10409 | 0.11292 | 0.046827 | 0.04417 | 0.043819 | 0.043538 | 117.3268 | 149.0714 | 144.2239 | 145.8279 | 61.4285 | 59.2615 | 60.716 | 56.225
7 | 9 | 18 | 2600.1149 | 2713.0112 | 2817.5408 | 2849.0703 | 80 | 63 | 0 | 0 | 0 | 0 | 0 | 0 | 0 | 0 | 0 | 0 | 893.3672 | 927.2384 | 978.1777 | 1047.2594 | 0 | 0 | 0 | 0 | -3.6839 | -8.0334 | -1.6171 | 0 | -2.6443 | -3.1242 | -5.8627 | -4.3212 | 1633.076 | 1733.9304 | 1846.8429 | 1806.1321 | 0.38585 | 0.38166 | 0.38652 | 0.37341 | 630.1281 | 661.7693 | 713.8509 | 674.4279 | 0.089311 | 0.11035 | 0.10424 | 0.11301 | 0.046727 | 0.04387 | 0.044134 | 0.043905 | 145.8509 | 191.3365 | 192.5229 | 204.1088 | 76.3092 | 76.0672 | 81.5093 | 79.2988
7 | 9 | 19 | 2507.52 | 2623.2737 | 2731.8256 | 2768.7458 | 80 | 63 | 0 | 0 | 0 | 0 | 0 | 0 | 0 | 0 | 0 | 0 | 538.2219 | 540.77 | 555.7418 | 599.8995 | 0 | 0 | 0 | 0 | -3.6839 | -22.8615 | -5.9426 | 39.6929 | 1.8585 | 4.7838 | 1.3203 | 6.209 | 1891.1236 | 2037.5815 | 2180.7061 | 2122.9445 | 0.38793 | 0.39411 | 0.38919 | 0.38458 | 733.6328 | 803.029 | 848.7069 | 816.4383 | 0.089727 | 0.11047 | 0.10494 | 0.11362 | 0.046957 | 0.044524 | 0.045145 | 0.045018 | 169.6844 | 225.0943 | 228.854 | 241.2149 | 88.801 | 90.7212 | 98.4472 | 95.5708
7 | 9 | 20 | 2495.6993 | 2612.8553 | 2722.7368 | 2760.6045 | 80 | 63 | 0 | 0 | 0 | 0 | 0 | 0 | 0 | 0 | 0 | 0 | 412.8708 | 412.6336 | 423.5613 | 467.7188 | 0 | 0 | 0 | 0 | -2.274 | 68.2572 | 45.7072 | 52.6975 | 1.8258 | 1.7889 | 6.8238 | 30.7498 | 2003.2768 | 2067.1756 | 2246.6445 | 2209.4385 | 0.38829 | 0.40541 | 0.3998 | 0.38892 | 777.8578 | 838.0437 | 898.2122 | 859.2871 | 0.089822 | 0.11041 | 0.10494 | 0.1136 | 0.04698 | 0.044538 | 0.045152 | 0.045023 | 179.9381 | 228.2284 | 235.7583 | 250.9812 | 94.1146 | 92.0679 | 101.4411 | 99.4757
7 | 9 | 21 | 2425.6506 | 2541.2121 | 2649.5161 | 2687.106 | 80 | 63 | 0 | 0 | 0 | 0 | 0 | 0 | 0 | 0 | 0 | 0 | 402.4948 | 403.9132 | 415.3242 | 456.112 | 0 | 0 | 0 | 0 | 1.9305 | 0 | 47.2776 | 28.8 | 1.8961 | 5.1303 | 4.1873 | 36.791 | 1939.3293 | 2069.1686 | 2182.7269 | 2165.403 | 0.38736 | 0.40087 | 0.39574 | 0.38805 | 751.2234 | 829.4678 | 863.7848 | 840.2902 | 0.089616 | 0.11023 | 0.10469 | 0.11349 | 0.046946 | 0.044349 | 0.044999 | 0.044924 | 173.794 | 228.0943 | 228.5125 | 245.7517 | 91.0428 | 91.7651 | 98.221 | 97.2792
7 | 9 | 22 | 2208.892 | 2317.5245 | 2419.899 | 2457.1957 | 80 | 63 | 0 | 0 | 0 | 0 | 0 | 0 | 0 | 0 | 0 | 0 | 372.8781 | 378.8256 | 388.3605 | 424.3185 | 0 | 0 | 0 | 0 | 2.9161 | 7.5206 | 24.079 | 25.0364 | 1.8247 | 4.0424 | 4.9491 | 32.8795 | 1751.2731 | 1864.136 | 2002.5104 | 1974.9613 | 0.38147 | 0.39646 | 0.3914 | 0.38267 | 668.0537 | 739.0601 | 783.7732 | 755.7612 | 0.089269 | 0.10992 | 0.1041 | 0.1132 | 0.046737 | 0.04387 | 0.044437 | 0.044568 | 156.3348 | 204.9125 | 208.4538 | 223.5584 | 81.849 | 81.7801 | 88.9854 | 88.0195
7 | 9 | 23 | 1984.2228 | 2083.0713 | 2176.3391 | 2210.7964 | 80 | 63 | 0 | 0 | 0 | 0 | 0 | 0 | 0 | 0 | 0 | 0 | 363.6801 | 374.0843 | 381.7975 | 416.0283 | 0 | 0 | 0 | 0 | 6.4651 | 17.5316 | 3.2919 | 33.7253 | 0.42227 | 2.5937 | 6.3188 | 20.141 | 1533.6554 | 1625.8616 | 1784.9309 | 1740.9017 | 0.37334 | 0.38975 | 0.38502 | 0.37572 | 572.5716 | 633.6786 | 687.2294 | 654.091 | 0.088962 | 0.10955 | 0.10383 | 0.11293 | 0.046464 | 0.043485 | 0.044028 | 0.044024 | 136.4366 | 178.1151 | 185.3243 | 196.6044 | 71.2602 | 70.6998 | 78.5874 | 76.6409
7 | 9 | 24 | 1806.0053 | 1889.8011 | 1967.4398 | 1992.325 | 80 | 63 | 0 | 0 | 0 | 0 | 0 | 0 | 0 | 0 | 0 | 0 | 359.0328 | 370.9506 | 377.6438 | 411.5749 | 0 | 0 | 0 | 0 | 14.5803 | 6.2832 | 22.6846 | 28.8 | 0 | 4.9397 | 2.8096 | 28.4157 | 1352.3922 | 1444.6276 | 1564.3017 | 1523.5344 | 0.36396 | 0.38033 | 0.38357 | 0.36382 | 492.2152 | 549.4348 | 600.0168 | 554.2948 | 0.089193 | 0.10941 | 0.10371 | 0.1128 | 0.046529 | 0.043309 | 0.043761 | 0.043738 | 120.6235 | 158.0576 | 162.2331 | 171.8471 | 62.9261 | 62.5653 | 68.4547 | 66.6371
7 | 10 | 1 | 1700.0073 | 1770.4505 | 1833.5512 | 1847.9803 | 80 | 63 | 0 | 0 | 0 | 0 | 0 | 0 | 0 | 0 | 0 | 0 | 354.234 | 370.6826 | 374.9283 | 408.6739 | 0 | 0 | 0 | 0 | -3.6839 | 17.5316 | 22.9357 | 5.5437 | 0 | 2.9024 | 1.917 | 3.4834 | 1269.4573 | 1316.3339 | 1433.7701 | 1430.2793 | 0.3644 | 0.37066 | 0.38218 | 0.36382 | 462.5934 | 487.91 | 547.9518 | 520.3666 | 0.089394 | 0.10944 | 0.10361 | 0.1127 | 0.046641 | 0.043306 | 0.043646 | 0.043567 | 113.4816 | 144.0549 | 148.5508 | 161.1914 | 59.2091 | 57.0058 | 62.5779 | 62.3132
7 | 10 | 2 | 1640.9947 | 1701.4587 | 1753.8682 | 1760.6173 | 80 | 63 | 0 | 0 | 0 | 0 | 0 | 0 | 0 | 0 | 0 | 0 | 332.0318 | 347.8621 | 349.8133 | 383.9988 | 0 | 0 | 0 | 0 | -3.6839 | 34.1762 | 39.781 | 0 | 0 | 4.3716 | 1.0404 | 1.8476 | 1232.6468 | 1252.0488 | 1363.2336 | 1374.7709 | 0.3644 | 0.36878 | 0.38135 | 0.36382 | 449.18 | 461.7288 | 519.8747 | 500.1714 | 0.089426 | 0.10944 | 0.10352 | 0.11266 | 0.04669 | 0.043268 | 0.043544 | 0.043375 | 110.2312 | 137.0194 | 141.1272 | 154.8862 | 57.5528 | 54.1739 | 59.3607 | 59.6308
7 | 10 | 3 | 1610.5675 | 1662.0986 | 1704.7284 | 1703.9207 | 80 | 63 | 0 | 0 | 0 | 0 | 0 | 0 | 0 | 0 | 0 | 0 | 326.4935 | 339.5931 | 342.6453 | 376.2278 | 0 | 0 | 0 | 0 | -2.8931 | 57.9489 | 43.9575 | 0 | 0 | 3.3114 | 4.1279 | 0 | 1206.967 | 1198.2453 | 1313.9976 | 1327.6929 | 0.36651 | 0.3648 | 0.37847 | 0.36382 | 442.3609 | 437.1231 | 497.3082 | 483.0434 | 0.089315 | 0.10937 | 0.10335 | 0.1126 | 0.046623 | 0.043132 | 0.043413 | 0.043245 | 107.8002 | 131.0559 | 135.8057 | 149.5015 | 56.2724 | 51.6829 | 57.0451 | 57.4157
7 | 10 | 4 | 1639.2438 | 1685.3137 | 1721.4529 | 1714.4436 | 80 | 63 | 0 | 0 | 0 | 0 | 0 | 0 | 0 | 0 | 0 | 0 | 337.2462 | 354.9842 | 358.1953 | 390.04 | 0 | 0 | 0 | 0 | -0.68177 | 87.6582 | 43.9868 | 0 | 0 | 8.0991 | 0 | 0 | 1222.6794 | 1171.5722 | 1319.2707 | 1324.4036 | 0.36512 | 0.37056 | 0.38415 | 0.36382 | 446.429 | 434.1405 | 506.7948 | 481.8467 | 0.089086 | 0.10936 | 0.10336 | 0.11261 | 0.04645 | 0.043219 | 0.043509 | 0.04333 | 108.9233 | 128.1208 | 136.3546 | 149.1457 | 56.7932 | 50.6347 | 57.4008 | 57.3859
7 | 10 | 5 | 1725.8186 | 1769.661 | 1802.4455 | 1790.6164 | 80 | 63 | 0 | 0 | 0 | 0 | 0 | 0 | 0 | 0 | 0 | 0 | 332.6206 | 351.9714 | 353.7822 | 385.552 | 0 | 0 | 0 | 0 | 10.7423 | 20.5204 | -16.8638 | 44.2803 | 0 | 31.8592 | 37.6498 | 6.2633 | 1302.4557 | 1302.3101 | 1427.8773 | 1354.5208 | 0.36404 | 0.37803 | 0.38589 | 0.36382 | 474.1506 | 492.3125 | 551.0009 | 492.804 | 0.088906 | 0.10933 | 0.10336 | 0.11261 | 0.046451 | 0.043379 | 0.043638 | 0.043426 | 115.7966 | 142.3868 | 147.5827 | 152.5278 | 60.5 | 56.4933 | 62.3095 | 58.8208
7 | 10 | 6 | 1834.8564 | 1877.3739 | 1907.85 | 1891.8656 | 80 | 63 | 0 | 0 | 0 | 0 | 0 | 0 | 0 | 0 | 0 | 0 | 411.817 | 429.8301 | 432.4077 | 462.755 | 0 | 0 | 0 | 0 | 6.1024 | 58.8107 | 43.2043 | -19.1775 | 1.1389 | 5.119 | 4.2033 | 3.6498 | 1335.7981 | 1320.614 | 1428.0347 | 1444.6383 | 0.36811 | 0.37383 | 0.38312 | 0.36387 | 491.7147 | 493.6871 | 547.1035 | 525.6583 | 0.089231 | 0.10939 | 0.10338 | 0.11264 | 0.04667 | 0.043182 | 0.043298 | 0.043065 | 119.1942 | 144.4607 | 147.6313 | 162.7247 | 62.3412 | 57.0269 | 61.8307 | 62.2137
7 | 10 | 7 | 1999.7282 | 2044.8168 | 2077.4875 | 2060.6621 | 80 | 63 | 0 | 0 | 0 | 0 | 0 | 0 | 0 | 0 | 0 | 0 | 676.3973 | 694.1105 | 704.3007 | 736.9907 | 0 | 0 | 0 | 0 | -2.2912 | -21.8962 | -13.2263 | 0 | 2.6207 | 3.6109 | 0.2048 | -4.1262 | 1243.0014 | 1305.9916 | 1386.2083 | 1327.7976 | 0.37184 | 0.3586 | 0.37474 | 0.37002 | 462.1961 | 468.3235 | 519.4613 | 491.3062 | 0.090627 | 0.11082 | 0.10398 | 0.11362 | 0.047857 | 0.044837 | 0.043498 | 0.044758 | 112.6499 | 144.7261 | 144.1411 | 150.8685 | 59.4867 | 58.5565 | 60.2973 | 59.43
7 | 10 | 8 | 2129.4544 | 2179.3875 | 2217.9748 | 2205.2507 | 80 | 63 | 0 | 0 | 0 | 0 | 0 | 0 | 0 | 0 | 0 | 0 | 775.8444 | 812.0604 | 847.0187 | 897.8923 | 0 | 0 | 0 | 0 | -3.6839 | -18.3213 | -11.445 | 0 | -1.9803 | -8 | -7.4221 | -3.9638 | 1279.2743 | 1330.6483 | 1389.8232 | 1311.3221 | 0.37003 | 0.38103 | 0.36475 | 0.38586 | 473.3657 | 507.0139 | 506.9397 | 505.9921 | 0.091665 | 0.11073 | 0.10517 | 0.11537 | 0.049163 | 0.046212 | 0.046403 | 0.050116 | 117.265 | 147.3429 | 146.1739 | 151.2929 | 62.8928 | 61.4924 | 64.4916 | 65.7181
7 | 10 | 9 | 2243.7067 | 2301.1138 | 2348.6779 | 2342.9255 | 80 | 63 | 0 | 0 | 0 | 0 | 0 | 0 | 0 | 0 | 0 | 0 | 944.6337 | 1001.256 | 1068.1986 | 1143.1171 | 0 | 0 | 0 | 0 | -3.6839 | -86.4052 | -65.5195 | -0.864 | -0.29913 | -8 | -8 | -7.238 | 1223.056 | 1331.263 | 1353.9988 | 1207.9104 | 0.36691 | 0.38398 | 0.38398 | 0 | 448.7563 | 511.1719 | 519.9017 | 0 | 0.092231 | 0.11111 | 0.10511 | 0.11428 | 0.049994 | 0.046858 | 0.046711 | 0.048144 | 112.8038 | 147.9212 | 142.3207 | 138.0408 | 61.1457 | 62.3808 | 63.2461 | 58.1539
7 | 10 | 10 | 2346.1528 | 2407.9189 | 2459.2677 | 2454.1954 | 80 | 63 | 0 | 0 | 0 | 0 | 0 | 0 | 0 | 0 | 0 | 0 | 1134.6233 | 1218.6715 | 1322.9238 | 1428.7972 | 0 | 0 | 0 | 0 | -3.6839 | -82.2212 | -86.4 | -63.6263 | -0.73122 | -16.3513 | -8.874 | -30.8083 | 1135.9447 | 1224.8199 | 1231.6179 | 1119.8328 | 0.36691 | 0.38398 | 0.38398 | 0 | 416.794 | 470.3004 | 472.9105 | 0 | 0.092311 | 0.11094 | 0.10507 | 0.11509 | 0.05012 | 0.046895 | 0.046801 | 0.050633 | 104.8597 | 135.8836 | 129.4096 | 128.8828 | 56.9339 | 57.4375 | 57.6407 | 56.7003
7 | 10 | 11 | 2413.0482 | 2477.627 | 2530.3945 | 2523.641 | 80 | 63 | 0 | 0 | 0 | 0 | 0 | 0 | 0 | 0 | 0 | 0 | 1223.7775 | 1329.6407 | 1456.7648 | 1580.4808 | 0 | 0 | 0 | 0 | -3.6839 | -80.4 | -86.4 | -86.4 | -0.59148 | -14.3212 | -13.2579 | -40 | 1113.5461 | 1179.7075 | 1173.2876 | 1069.5601 | 0.36691 | 0.38398 | 0.38398 | 0 | 408.5756 | 452.9783 | 450.5131 | 0 | 0.092245 | 0.11243 | 0.10498 | 0.115 | 0.049986 | 0.047174 | 0.046699 | 0.050331 | 102.7196 | 132.6391 | 123.1685 | 122.9975 | 55.6618 | 55.6513 | 54.7912 | 53.8325
7 | 10 | 12 | 2449.6167 | 2516.1684 | 2569.986 | 2562.2789 | 80 | 63 | 0 | 0 | 0 | 0 | 0 | 0 | 0 | 0 | 0 | 0 | 1246.4443 | 1354.0242 | 1485.6875 | 1609.7847 | 0 | 0 | 0 | 0 | -3.6839 | -80.4 | -86.4 | -86.4 | -1.0522 | -19.5522 | -17.1788 | -40 | 1127.9086 | 1199.0963 | 1187.8773 | 1078.8942 | 0.36691 | 0.38398 | 0.38398 | 0 | 413.8454 | 460.4232 | 456.1152 | 0 | 0.09194 | 0.11241 | 0.105 | 0.11475 | 0.049527 | 0.047145 | 0.046464 | 0.049598 | 103.6997 | 134.7953 | 124.7265 | 123.8036 | 55.8623 | 56.5315 | 55.1931 | 53.5105
7 | 10 | 13 | 2504.3447 | 2576.4132 | 2635.6436 | 2630.9078 | 80 | 63 | 0 | 0 | 0 | 0 | 0 | 0 | 0 | 0 | 0 | 0 | 1249.6585 | 1345.5896 | 1483.4082 | 1611.2603 | 0 | 0 | 0 | 0 | -3.6839 | -57.8466 | -47.9515 | -86.4 | -2.2352 | -8 | -8 | -32.5775 | 1180.6054 | 1233.6702 | 1208.1869 | 1138.625 | 0.36382 | 0.38398 | 0.38398 | 0 | 429.53 | 473.6987 | 463.9136 | 0 | 0.090922 | 0.11093 | 0.10475 | 0.11457 | 0.048287 | 0.045373 | 0.045836 | 0.048502 | 107.3432 | 136.8511 | 126.5522 | 130.4466 | 57.0084 | 55.9748 | 55.3782 | 55.2255
7 | 10 | 14 | 2518.2991 | 2592.9995 | 2655.1836 | 2652.7641 | 80 | 63 | 0 | 0 | 0 | 0 | 0 | 0 | 0 | 0 | 0 | 0 | 1007.5596 | 1066.7682 | 1181.702 | 1301.6503 | 0 | 0 | 0 | 0 | -3.6839 | -43.0196 | -50.6554 | -56.5176 | 1.2993 | -8 | -8 | -29.6963 | 1433.1242 | 1514.2509 | 1532.1369 | 1437.3277 | 0.36561 | 0.38398 | 0.38398 | 0 | 523.9608 | 581.4347 | 588.3023 | 0 | 0.090027 | 0.11081 | 0.10449 | 0.11468 | 0.047322 | 0.045125 | 0.045216 | 0.04792 | 129.02 | 167.7983 | 160.0925 | 164.8305 | 67.818 | 68.331 | 69.2765 | 68.8768
7 | 10 | 15 | 2517.609 | 2594.5277 | 2659.1148 | 2658.6083 | 80 | 63 | 0 | 0 | 0 | 0 | 0 | 0 | 0 | 0 | 0 | 0 | 1142.6692 | 1187.8519 | 1282.3913 | 1382.0394 | 0 | 0 | 0 | 0 | -3.6839 | -4.0203 | 0 | 0.28148 | -1.7976 | -8 | -8 | -8 | 1300.4213 | 1355.6961 | 1384.7235 | 1284.2874 | 0.36533 | 0.38398 | 0.38025 | 0 | 475.0778 | 520.5536 | 526.5399 | 0 | 0.089503 | 0.11094 | 0.10398 | 0.11383 | 0.047046 | 0.044935 | 0.044248 | 0.045568 | 116.3912 | 150.4057 | 143.9775 | 146.1933 | 61.1797 | 60.9177 | 61.2715 | 58.5229
7 | 10 | 16 | 2477.4548 | 2560.6286 | 2632.7267 | 2639.5578 | 80 | 63 | 0 | 0 | 0 | 0 | 0 | 0 | 0 | 0 | 0 | 0 | 1149.1034 | 1198.4868 | 1269.7134 | 1350.5396 | 0 | 0 | 0 | 0 | -3.6839 | -4.0203 | -8.64 | 1.2705 | -3.6172 | -8 | -7.2963 | -5.8528 | 1255.6526 | 1311.162 | 1378.9496 | 1293.6006 | 0.37414 | 0.38398 | 0.38398 | 0.38586 | 469.786 | 503.4536 | 529.4822 | 499.1525 | 0.089448 | 0.11146 | 0.10371 | 0.11291 | 0.046819 | 0.04463 | 0.043621 | 0.0437 | 112.316 | 146.1433 | 143.0168 | 146.0592 | 58.7878 | 58.5175 | 60.1516 | 56.5304
7 | 10 | 17 | 2409.5268 | 2499.5724 | 2579.9988 | 2595.3184 | 80 | 63 | 0 | 0 | 0 | 0 | 0 | 0 | 0 | 0 | 0 | 0 | 1211.2177 | 1263.7074 | 1332.8536 | 1397.6062 | 0 | 0 | 0 | 0 | -3.6839 | -9.2684 | -6.2621 | -4.32 | -3.4192 | -1.4362 | -3.1393 | -7.2603 | 1125.4122 | 1183.5696 | 1256.5466 | 1209.2925 | 0.38366 | 0.35923 | 0.36981 | 0.37601 | 431.7708 | 425.1688 | 464.6801 | 454.7112 | 0.089439 | 0.11111 | 0.10409 | 0.11292 | 0.046827 | 0.04417 | 0.043819 | 0.043538 | 100.6554 | 131.5064 | 130.7913 | 136.5548 | 52.6999 | 52.2787 | 55.0611 | 52.6497
7 | 10 | 18 | 2343.6267 | 2441.4965 | 2531.4215 | 2556.3075 | 80 | 63 | 0 | 0 | 0 | 0 | 0 | 0 | 0 | 0 | 0 | 0 | 1013.3146 | 1023.0818 | 1068.0131 | 1114.4153 | 0 | 0 | 0 | 0 | -3.6839 | -8.0334 | -1.6171 | 0 | -2.6443 | -3.1242 | -5.8627 | -4.3212 | 1256.6405 | 1366.5723 | 1470.8882 | 1446.2133 | 0.38585 | 0.38166 | 0.38652 | 0.37341 | 484.8791 | 521.564 | 568.535 | 540.0306 | 0.089311 | 0.11035 | 0.10424 | 0.11301 | 0.046727 | 0.04387 | 0.044134 | 0.043905 | 112.2312 | 150.7991 | 153.3318 | 163.4348 | 58.7194 | 59.9513 | 64.9168 | 63.4965
7 | 10 | 19 | 2299.7268 | 2403.3068 | 2500.0269 | 2531.5648 | 80 | 63 | 0 | 0 | 0 | 0 | 0 | 0 | 0 | 0 | 0 | 0 | 630.5133 | 628.6926 | 654.0684 | 691.7111 | 0 | 0 | 0 | 0 | -3.6839 | -22.8615 | -5.9426 | 39.6929 | 1.8585 | 4.7838 | 1.3203 | 6.209 | 1591.0389 | 1729.6919 | 1850.5808 | 1793.9518 | 0.38793 | 0.39411 | 0.38919 | 0.38458 | 617.2195 | 681.687 | 720.2258 | 689.9149 | 0.089727 | 0.11047 | 0.10494 | 0.11362 | 0.046957 | 0.044524 | 0.045145 | 0.045018 | 142.7588 | 191.0814 | 194.209 | 203.8338 | 74.71 | 77.0127 | 83.5438 | 80.7602
7 | 10 | 20 | 2357.5203 | 2466.581 | 2568.5946 | 2602.8831 | 80 | 63 | 0 | 0 | 0 | 0 | 0 | 0 | 0 | 0 | 0 | 0 | 469.8232 | 466.6527 | 489.6108 | 526.6706 | 0 | 0 | 0 | 0 | -2.274 | 68.2572 | 45.7072 | 52.6975 | 1.8258 | 1.7889 | 6.8238 | 30.7498 | 1808.1453 | 1866.8821 | 2026.4527 | 1992.7653 | 0.38829 | 0.40541 | 0.3998 | 0.38892 | 702.0897 | 756.8437 | 810.1791 | 775.0193 | 0.089822 | 0.11041 | 0.10494 | 0.1136 | 0.04698 | 0.044538 | 0.045152 | 0.045023 | 162.411 | 206.1148 | 212.6518 | 226.3682 | 84.9473 | 83.1472 | 91.4989 | 89.7204
7 | 10 | 21 | 2302.0941 | 2410.417 | 2511.6856 | 2546.0751 | 80 | 63 | 0 | 0 | 0 | 0 | 0 | 0 | 0 | 0 | 0 | 0 | 424.2508 | 429.9467 | 444.6508 | 480.9506 | 0 | 0 | 0 | 0 | 1.9305 | 0 | 47.2776 | 28.8 | 1.8961 | 5.1303 | 4.1873 | 36.791 | 1794.0168 | 1912.3399 | 2015.5698 | 1999.5335 | 0.38736 | 0.40087 | 0.39574 | 0.38805 | 694.9348 | 766.5998 | 797.6346 | 775.9241 | 0.089616 | 0.11023 | 0.10469 | 0.11349 | 0.046946 | 0.044349 | 0.044999 | 0.044924 | 160.7718 | 210.8064 | 211.0126 | 226.9271 | 84.2211 | 84.81 | 90.6991 | 89.8276
7 | 10 | 22 | 2114.1607 | 2217.2433 | 2314.2238 | 2349.0668 | 80 | 63 | 0 | 0 | 0 | 0 | 0 | 0 | 0 | 0 | 0 | 0 | 351.1601 | 357.7492 | 364.3045 | 400.9346 | 0 | 0 | 0 | 0 | 2.9161 | 7.5206 | 24.079 | 25.0364 | 1.8247 | 4.0424 | 4.9491 | 32.8795 | 1678.2598 | 1784.9311 | 1920.8912 | 1890.2162 | 0.38147 | 0.39646 | 0.3914 | 0.38267 | 640.2015 | 707.6583 | 751.8278 | 723.3317 | 0.089269 | 0.10992 | 0.1041 | 0.1132 | 0.046737 | 0.04387 | 0.044437 | 0.044568 | 149.8169 | 196.206 | 199.9576 | 213.9656 | 78.4366 | 78.3054 | 85.3585 | 84.2426
7 | 10 | 23 | 1926.5724 | 2022.0434 | 2112.0286 | 2144.9927 | 80 | 63 | 0 | 0 | 0 | 0 | 0 | 0 | 0 | 0 | 0 | 0 | 324.8021 | 334.2975 | 338.5384 | 372.7618 | 0 | 0 | 0 | 0 | 6.4651 | 17.5316 | 3.2919 | 33.7253 | 0.42227 | 2.5937 | 6.3188 | 20.141 | 1514.8829 | 1604.6206 | 1763.8795 | 1718.3645 | 0.37334 | 0.38975 | 0.38502 | 0.37572 | 565.5631 | 625.3999 | 679.1242 | 645.6233 | 0.088962 | 0.10955 | 0.10383 | 0.11293 | 0.046464 | 0.043485 | 0.044028 | 0.044024 | 134.7665 | 175.7881 | 183.1386 | 194.0592 | 70.3879 | 69.7761 | 77.6605 | 75.6487
7 | 10 | 24 | 1776.3405 | 1858.3984 | 1934.348 | 1958.4649 | 80 | 63 | 0 | 0 | 0 | 0 | 0 | 0 | 0 | 0 | 0 | 0 | 320.7156 | 328.0884 | 333.7962 | 366.6769 | 0 | 0 | 0 | 0 | 14.5803 | 6.2832 | 22.6846 | 28.8 | 0 | 4.9397 | 2.8096 | 28.4157 | 1361.0446 | 1456.0871 | 1575.0575 | 1534.5723 | 0.36396 | 0.38033 | 0.38357 | 0.36382 | 495.3644 | 553.7932 | 604.1424 | 558.3106 | 0.089193 | 0.10941 | 0.10371 | 0.1128 | 0.046529 | 0.043309 | 0.043761 | 0.043738 | 121.3953 | 159.3114 | 163.3486 | 173.0921 | 63.3286 | 63.0616 | 68.9254 | 67.1199
7 | 11 | 1 | 1684.2654 | 1753.7863 | 1815.9906 | 1830.0121 | 80 | 63 | 0 | 0 | 0 | 0 | 0 | 0 | 0 | 0 | 0 | 0 | 322.2789 | 335.0771 | 340.0453 | 370.5481 | 0 | 0 | 0 | 0 | -3.6839 | 17.5316 | 22.9357 | 5.5437 | 0 | 2.9024 | 1.917 | 3.4834 | 1285.6705 | 1335.2752 | 1451.0926 | 1450.4369 | 0.3644 | 0.37066 | 0.38218 | 0.36382 | 468.5015 | 494.9308 | 554.572 | 527.7004 | 0.089394 | 0.10944 | 0.10361 | 0.1127 | 0.046641 | 0.043306 | 0.043646 | 0.043567 | 114.931 | 146.1278 | 150.3456 | 163.4631 | 59.9653 | 57.8261 | 63.334 | 63.1914
7 | 11 | 2 | 1628.821 | 1688.5717 | 1740.288 | 1746.7219 | 80 | 63 | 0 | 0 | 0 | 0 | 0 | 0 | 0 | 0 | 0 | 0 | 322.7609 | 341.3111 | 346.495 | 372.7303 | 0 | 0 | 0 | 0 | -3.6839 | 34.1762 | 39.781 | 0 | 0 | 4.3716 | 1.0404 | 1.8476 | 1229.744 | 1245.7129 | 1352.9717 | 1372.144 | 0.3644 | 0.36878 | 0.38135 | 0.36382 | 448.1222 | 459.3923 | 515.9613 | 499.2157 | 0.089426 | 0.10944 | 0.10352 | 0.11266 | 0.04669 | 0.043268 | 0.043544 | 0.043375 | 109.9716 | 136.326 | 140.0648 | 154.5902 | 57.4173 | 53.8998 | 58.9139 | 59.5168
7 | 11 | 3 | 1588.5288 | 1638.7688 | 1680.1437 | 1678.7651 | 80 | 63 | 0 | 0 | 0 | 0 | 0 | 0 | 0 | 0 | 0 | 0 | 325.9976 | 348.7757 | 353.6276 | 377.9038 | 0 | 0 | 0 | 0 | -2.8931 | 57.9489 | 43.9575 | 0 | 0 | 3.3114 | 4.1279 | 0 | 1185.4243 | 1165.7328 | 1278.4307 | 1300.8613 | 0.36651 | 0.3648 | 0.37847 | 0.36382 | 434.4653 | 425.2624 | 483.8472 | 473.2815 | 0.089315 | 0.10937 | 0.10335 | 0.1126 | 0.046623 | 0.043132 | 0.043413 | 0.043245 | 105.8761 | 127.4999 | 132.1297 | 146.4802 | 55.268 | 50.2806 | 55.501 | 56.2554
7 | 11 | 4 | 1616.0157 | 1660.7248 | 1695.5413 | 1687.9304 | 80 | 63 | 0 | 0 | 0 | 0 | 0 | 0 | 0 | 0 | 0 | 0 | 335.2817 | 358.2965 | 364.4009 | 387.8706 | 0 | 0 | 0 | 0 | -0.68177 | 87.6582 | 43.9868 | 0 | 0 | 8.0991 | 0 | 0 | 1201.4158 | 1143.671 | 1287.1536 | 1300.0599 | 0.36512 | 0.37056 | 0.38415 | 0.36382 | 438.6652 | 423.8014 | 494.4571 | 472.9899 | 0.089086 | 0.10936 | 0.10336 | 0.11261 | 0.04645 | 0.043219 | 0.043509 | 0.04333 | 107.029 | 125.0696 | 133.0351 | 146.4043 | 55.8055 | 49.4289 | 56.0034 | 56.3311
7 | 11 | 5 | 1723.7197 | 1767.4391 | 1800.1041 | 1788.2207 | 80 | 63 | 0 | 0 | 0 | 0 | 0 | 0 | 0 | 0 | 0 | 0 | 363.0927 | 396.0768 | 399.1085 | 423.9272 | 0 | 0 | 0 | 0 | 10.7423 | 20.5204 | -16.8638 | 44.2803 | 0 | 31.8592 | 37.6498 | 6.2633 | 1269.8847 | 1255.9827 | 1380.2095 | 1313.7499 | 0.36404 | 0.37803 | 0.38589 | 0.36382 | 462.2934 | 474.7994 | 532.6064 | 477.9707 | 0.088906 | 0.10933 | 0.10336 | 0.11261 | 0.046451 | 0.043379 | 0.043638 | 0.043426 | 112.9008 | 137.3216 | 142.6558 | 147.9368 | 58.9871 | 54.4836 | 60.2293 | 57.0503
7 | 11 | 6 | 1822.4028 | 1864.1907 | 1893.9577 | 1877.6507 | 80 | 63 | 0 | 0 | 0 | 0 | 0 | 0 | 0 | 0 | 0 | 0 | 608.8929 | 639.7509 | 640.8428 | 663.2932 | 0 | 0 | 0 | 0 | 6.1024 | 58.8107 | 43.2043 | -19.1775 | 1.1389 | 5.119 | 4.2033 | 3.6498 | 1126.2686 | 1097.51 | 1205.7073 | 1229.8853 | 0.36811 | 0.37383 | 0.38312 | 0.36387 | 414.5858 | 410.2838 | 461.9262 | 447.5164 | 0.089231 | 0.10939 | 0.10338 | 0.11264 | 0.04667 | 0.043182 | 0.043298 | 0.043065 | 100.4978 | 120.0556 | 124.6469 | 138.5348 | 52.5626 | 47.3928 | 52.2044 | 52.9653
7 | 11 | 7 | 1982.7969 | 2026.8936 | 2058.6002 | 2041.3363 | 80 | 63 | 0 | 0 | 0 | 0 | 0 | 0 | 0 | 0 | 0 | 0 | 1005.3628 | 1042.5895 | 1052.3983 | 1078.1675 | 0 | 0 | 0 | 0 | -2.2912 | -21.8962 | -13.2263 | 0 | 2.6207 | 3.6109 | 0.2048 | -4.1262 | 897.1046 | 939.5893 | 1019.2234 | 967.295 | 0.37184 | 0.3586 | 0.37474 | 0.37002 | 333.5783 | 336.9331 | 381.9391 | 357.9145 | 0.090627 | 0.11082 | 0.10398 | 0.11362 | 0.047857 | 0.044837 | 0.043498 | 0.044758 | 81.3022 | 104.1225 | 105.9812 | 109.9071 | 42.933 | 42.1282 | 44.3342 | 43.2945
7 | 11 | 8 | 2119.8693 | 2169.2408 | 2207.2824 | 2194.31 | 80 | 63 | 0 | 0 | 0 | 0 | 0 | 0 | 0 | 0 | 0 | 0 | 1334.8133 | 1418.5084 | 1479.3329 | 1547.4056 | 0 | 0 | 0 | 0 | -3.6839 | -18.3213 | -11.445 | 0 | -1.9803 | -8 | -7.4221 | -3.9638 | 710.7203 | 714.0537 | 746.8166 | 650.8681 | 0.37003 | 0.38103 | 0.36475 | 0.38586 | 262.9855 | 272.0743 | 272.4023 | 251.1467 | 0.091665 | 0.11073 | 0.10517 | 0.11537 | 0.049163 | 0.046212 | 0.046403 | 0.050116 | 65.1483 | 79.0673 | 78.546 | 75.0935 | 34.9411 | 32.9981 | 34.6543 | 32.6189
7 | 11 | 9 | 2211.3133 | 2266.8227 | 2312.5423 | 2305.9508 | 80 | 63 | 0 | 0 | 0 | 0 | 0 | 0 | 0 | 0 | 0 | 0 | 1560.7999 | 1694.5794 | 1815.7676 | 1934.8795 | 0 | 0 | 0 | 0 | -3.6839 | -86.4052 | -65.5195 | -0.864 | -0.29913 | -8 | -8 | -7.238 | 574.4965 | 603.6485 | 570.2942 | 379.1733 | 0.36691 | 0.38398 | 0.38398 | 0 | 210.7908 | 231.786 | 218.9787 | 0 | 0.092231 | 0.11111 | 0.10511 | 0.11428 | 0.049994 | 0.046858 | 0.046711 | 0.048144 | 52.9865 | 67.0735 | 59.9444 | 43.3322 | 28.7215 | 28.286 | 26.6388 | 18.255
7 | 11 | 10 | 2312.1503 | 2371.9243 | 2421.337 | 2415.384 | 80 | 63 | 0 | 0 | 0 | 0 | 0 | 0 | 0 | 0 | 0 | 0 | 1728.703 | 1902.4307 | 2068.0947 | 2224.1333 | 0 | 0 | 0 | 0 | -3.6839 | -82.2212 | -86.4 | -63.6263 | -0.73122 | -16.3513 | -8.874 | -30.8083 | 507.8625 | 505.0661 | 448.5163 | 285.6853 | 0.36691 | 0.38398 | 0.38398 | 0 | 186.3418 | 193.9328 | 172.219 | 0 | 0.092311 | 0.11094 | 0.10507 | 0.11509 | 0.05012 | 0.046895 | 0.046801 | 0.050633 | 46.8811 | 56.0329 | 47.1269 | 32.8798 | 25.4542 | 23.6849 | 20.9909 | 14.465
7 | 11 | 11 | 2396.7465 | 2460.3703 | 2512.2096 | 2505.0338 | 80 | 63 | 0 | 0 | 0 | 0 | 0 | 0 | 0 | 0 | 0 | 0 | 1793.2096 | 1993.3846 | 2192.6717 | 2376.2903 | 0 | 0 | 0 | 0 | -3.6839 | -80.4 | -86.4 | -86.4 | -0.59148 | -14.3212 | -13.2579 | -40 | 527.8124 | 498.7069 | 419.1958 | 255.1435 | 0.36691 | 0.38398 | 0.38398 | 0 | 193.6617 | 191.4911 | 160.9607 | 0 | 0.092245 | 0.11243 | 0.10498 | 0.115 | 0.049986 | 0.047174 | 0.046699 | 0.050331 | 48.6883 | 56.0715 | 44.006 | 29.3411 | 26.3833 | 23.5259 | 19.576 | 12.8417
7 | 11 | 12 | 2435.484 | 2501.2077 | 2554.2205 | 2546.1474 | 80 | 63 | 0 | 0 | 0 | 0 | 0 | 0 | 0 | 0 | 0 | 0 | 1847.8531 | 2063.3791 | 2279.7585 | 2481.9638 | 0 | 0 | 0 | 0 | -3.6839 | -80.4 | -86.4 | -86.4 | -1.0522 | -19.5522 | -17.1788 | -40 | 512.367 | 474.7808 | 378.0408 | 190.5836 | 0.36691 | 0.38398 | 0.38398 | 0 | 187.9946 | 182.304 | 145.1582 | 0 | 0.09194 | 0.11241 | 0.105 | 0.11475 | 0.049527 | 0.047145 | 0.046464 | 0.049598 | 47.1069 | 53.3721 | 39.6941 | 21.8696 | 25.3762 | 22.3836 | 17.5652 | 9.4525
7 | 11 | 13 | 2493.2904 | 2564.7113 | 2623.3122 | 2618.2901 | 80 | 63 | 0 | 0 | 0 | 0 | 0 | 0 | 0 | 0 | 0 | 0 | 1896.2171 | 2120.1917 | 2346.2316 | 2560.087 | 0 | 0 | 0 | 0 | -3.6839 | -57.8466 | -47.9515 | -86.4 | -2.2352 | -8 | -8 | -32.5775 | 522.9924 | 447.3662 | 333.032 | 177.1806 | 0.36382 | 0.38398 | 0.38398 | 0 | 190.2761 | 171.7775 | 127.876 | 0 | 0.090922 | 0.11093 | 0.10475 | 0.11457 | 0.048287 | 0.045373 | 0.045836 | 0.048502 | 47.5516 | 49.6264 | 34.8836 | 20.2987 | 25.254 | 20.2982 | 15.2648 | 8.5936
7 | 11 | 14 | 2524.8058 | 2599.8874 | 2662.4419 | 2660.191 | 80 | 63 | 0 | 0 | 0 | 0 | 0 | 0 | 0 | 0 | 0 | 0 | 1899.0281 | 2109.29 | 2326.581 | 2535.6113 | 0 | 0 | 0 | 0 | -3.6839 | -43.0196 | -50.6554 | -56.5176 | 1.2993 | -8 | -8 | -29.6963 | 548.1623 | 478.617 | 394.5163 | 210.7935 | 0.36561 | 0.38398 | 0.38398 | 0 | 200.4122 | 183.777 | 151.4844 | 0 | 0.090027 | 0.11081 | 0.10449 | 0.11468 | 0.047322 | 0.045125 | 0.045216 | 0.04792 | 49.3495 | 53.0369 | 41.2229 | 24.1735 | 25.94 | 21.5977 | 17.8383 | 10.1012
7 | 11 | 15 | 2551.3317 | 2630.2261 | 2696.7334 | 2697.1003 | 80 | 63 | 0 | 0 | 0 | 0 | 0 | 0 | 0 | 0 | 0 | 0 | 1867.7052 | 2056.1231 | 2259.4868 | 2459.5358 | 0 | 0 | 0 | 0 | -3.6839 | -4.0203 | 0 | 0.28148 | -1.7976 | -8 | -8 | -8 | 609.108 | 523.1233 | 445.2466 | 245.2831 | 0.36533 | 0.38398 | 0.38025 | 0 | 222.523 | 200.8663 | 169.3046 | 0 | 0.089503 | 0.11094 | 0.10398 | 0.11383 | 0.047046 | 0.044935 | 0.044248 | 0.045568 | 54.5168 | 58.0371 | 46.2948 | 27.9211 | 28.6561 | 23.5064 | 19.7013 | 11.1772
7 | 11 | 16 | 2560.9219 | 2648.9857 | 2725.8364 | 2734.8295 | 80 | 63 | 0 | 0 | 0 | 0 | 0 | 0 | 0 | 0 | 0 | 0 | 1782.9692 | 1933.0481 | 2110.6973 | 2287.1036 | 0 | 0 | 0 | 0 | -3.6839 | -4.0203 | -8.64 | 1.2705 | -3.6172 | -8 | -7.2963 | -5.8528 | 705.2538 | 664.9578 | 631.0754 | 452.3083 | 0.37414 | 0.38398 | 0.38398 | 0.38586 | 263.8615 | 255.3273 | 242.3172 | 174.529 | 0.089448 | 0.11146 | 0.10371 | 0.11291 | 0.046819 | 0.04463 | 0.043621 | 0.0437 | 63.0838 | 74.1168 | 65.4516 | 51.0697 | 33.019 | 29.6772 | 27.5283 | 19.7659
7 | 11 | 17 | 2521.1894 | 2617.7769 | 2704.5614 | 2722.7732 | 80 | 63 | 0 | 0 | 0 | 0 | 0 | 0 | 0 | 0 | 0 | 0 | 1593.8812 | 1688.6505 | 1818.5295 | 1953.7761 | 0 | 0 | 0 | 0 | -3.6839 | -9.2684 | -6.2621 | -4.32 | -3.4192 | -1.4362 | -3.1393 | -7.2603 | 854.4114 | 876.8309 | 895.4333 | 780.5774 | 0.38366 | 0.35923 | 0.36981 | 0.37601 | 327.7998 | 314.9803 | 331.1377 | 293.5082 | 0.089439 | 0.11111 | 0.10409 | 0.11292 | 0.046827 | 0.04417 | 0.043819 | 0.043538 | 76.4175 | 97.4247 | 93.2038 | 88.1438 | 40.0097 | 38.73 | 39.2373 | 33.9845
7 | 11 | 18 | 2449.9721 | 2554.0721 | 2650.0525 | 2677.6931 | 80 | 63 | 0 | 0 | 0 | 0 | 0 | 0 | 0 | 0 | 0 | 0 | 1289.6535 | 1319.4095 | 1389.568 | 1473.948 | 0 | 0 | 0 | 0 | -3.6839 | -8.0334 | -1.6171 | 0 | -2.6443 | -3.1242 | -5.8627 | -4.3212 | 1086.6469 | 1182.8203 | 1267.9644 | 1208.0663 | 0.38585 | 0.38166 | 0.38652 | 0.37341 | 419.2865 | 451.4335 | 490.0999 | 451.1041 | 0.089311 | 0.11035 | 0.10424 | 0.11301 | 0.046727 | 0.04387 | 0.044134 | 0.043905 | 97.049 | 130.5223 | 132.1781 | 136.5221 | 50.776 | 51.8901 | 55.9609 | 53.0406
7 | 11 | 19 | 2364.0238 | 2471.3706 | 2571.7518 | 2604.9552 | 80 | 63 | 0 | 0 | 0 | 0 | 0 | 0 | 0 | 0 | 0 | 0 | 886.5962 | 881.5685 | 916.2166 | 972.3476 | 0 | 0 | 0 | 0 | -3.6839 | -22.8615 | -5.9426 | 39.6929 | 1.8585 | 4.7838 | 1.3203 | 6.209 | 1399.253 | 1544.8799 | 1660.1575 | 1586.7057 | 0.38793 | 0.39411 | 0.38919 | 0.38458 | 542.819 | 608.8509 | 646.1151 | 610.2125 | 0.089727 | 0.11047 | 0.10494 | 0.11362 | 0.046957 | 0.044524 | 0.045145 | 0.045018 | 125.5504 | 170.6649 | 174.225 | 180.2859 | 65.7043 | 68.7841 | 74.9472 | 71.4304
7 | 11 | 20 | 2370.1838 | 2479.9863 | 2582.721 | 2617.3376 | 80 | 63 | 0 | 0 | 0 | 0 | 0 | 0 | 0 | 0 | 0 | 0 | 677.4048 | 672.7527 | 706.6533 | 758.9824 | 0 | 0 | 0 | 0 | -2.274 | 68.2572 | 45.7072 | 52.6975 | 1.8258 | 1.7889 | 6.8238 | 30.7498 | 1613.2273 | 1674.1875 | 1823.5367 | 1774.908 | 0.38829 | 0.40541 | 0.3998 | 0.38892 | 626.4044 | 678.7243 | 729.053 | 690.291 | 0.089822 | 0.11041 | 0.10494 | 0.1136 | 0.04698 | 0.044538 | 0.045152 | 0.045023 | 144.9031 | 184.8402 | 191.3582 | 201.6207 | 75.79 | 74.565 | 82.3368 | 79.9118
7 | 11 | 21 | 2339.2451 | 2449.7444 | 2553.1284 | 2588.4802 | 80 | 63 | 0 | 0 | 0 | 0 | 0 | 0 | 0 | 0 | 0 | 0 | 639.9823 | 641.1095 | 670.6227 | 719.7964 | 0 | 0 | 0 | 0 | 1.9305 | 0 | 47.2776 | 28.8 | 1.8961 | 5.1303 | 4.1873 | 36.791 | 1615.4362 | 1740.5045 | 1831.0407 | 1803.0928 | 0.38736 | 0.40087 | 0.39574 | 0.38805 | 625.7594 | 697.7162 | 724.6097 | 699.6948 | 0.089616 | 0.11023 | 0.10469 | 0.11349 | 0.046946 | 0.044349 | 0.044999 | 0.044924 | 144.7682 | 191.8641 | 191.694 | 204.6331 | 75.8375 | 77.1893 | 82.3954 | 81.0027
7 | 11 | 22 | 2140.9569 | 2245.6094 | 2344.1157 | 2379.6527 | 80 | 63 | 0 | 0 | 0 | 0 | 0 | 0 | 0 | 0 | 0 | 0 | 579.7791 | 589.8966 | 612.3529 | 656.6968 | 0 | 0 | 0 | 0 | 2.9161 | 7.5206 | 24.079 | 25.0364 | 1.8247 | 4.0424 | 4.9491 | 32.8795 | 1476.437 | 1581.1499 | 1702.7346 | 1665.04 | 0.38147 | 0.39646 | 0.3914 | 0.38267 | 563.2127 | 626.8667 | 666.4423 | 637.1632 | 0.089269 | 0.10992 | 0.1041 | 0.1132 | 0.046737 | 0.04387 | 0.044437 | 0.044568 | 131.8004 | 173.8056 | 177.2483 | 188.4765 | 69.0041 | 69.3655 | 75.6643 | 74.207
7 | 11 | 23 | 1925.523 | 2020.9324 | 2110.8579 | 2143.7948 | 80 | 63 | 0 | 0 | 0 | 0 | 0 | 0 | 0 | 0 | 0 | 0 | 552.8188 | 568.1084 | 586.9877 | 629.0587 | 0 | 0 | 0 | 0 | 6.4651 | 17.5316 | 3.2919 | 33.7253 | 0.42227 | 2.5937 | 6.3188 | 20.141 | 1285.8168 | 1369.6987 | 1514.2595 | 1460.8697 | 0.37334 | 0.38975 | 0.38502 | 0.37572 | 480.044 | 533.8392 | 583.0162 | 548.8774 | 0.088962 | 0.10955 | 0.10383 | 0.11293 | 0.046464 | 0.043485 | 0.044028 | 0.044024 | 114.3884 | 150.0522 | 157.2213 | 164.9796 | 59.7445 | 59.5607 | 66.6702 | 64.3128
7 | 11 | 24 | 1768.6445 | 1850.2515 | 1925.7628 | 1949.6804 | 80 | 63 | 0 | 0 | 0 | 0 | 0 | 0 | 0 | 0 | 0 | 0 | 533.5882 | 550.9288 | 568.0562 | 608.3529 | 0 | 0 | 0 | 0 | 14.5803 | 6.2832 | 22.6846 | 28.8 | 0 | 4.9397 | 2.8096 | 28.4157 | 1140.476 | 1225.0997 | 1332.2124 | 1284.1118 | 0.36396 | 0.38033 | 0.38357 | 0.36382 | 415.0864 | 465.9418 | 510.9947 | 467.1877 | 0.089193 | 0.10941 | 0.10371 | 0.1128 | 0.046529 | 0.043309 | 0.043761 | 0.043738 | 101.7222 | 134.039 | 138.1632 | 144.8414 | 53.0657 | 53.0578 | 58.2984 | 56.1651
7 | 12 | 1 | 1666.9143 | 1735.4187 | 1796.6351 | 1810.2071 | 80 | 63 | 0 | 0 | 0 | 0 | 0 | 0 | 0 | 0 | 0 | 0 | 538.0035 | 560.9271 | 577.6004 | 615.4462 | 0 | 0 | 0 | 0 | -3.6839 | 17.5316 | 22.9357 | 5.5437 | 0 | 2.9024 | 1.917 | 3.4834 | 1052.5948 | 1091.0576 | 1194.1819 | 1185.7337 | 0.3644 | 0.37066 | 0.38218 | 0.36382 | 383.5681 | 404.4095 | 456.3871 | 431.3956 | 0.089394 | 0.10944 | 0.10361 | 0.1127 | 0.046641 | 0.043306 | 0.043646 | 0.043567 | 94.0955 | 119.4015 | 123.7274 | 133.6313 | 49.0943 | 47.2499 | 52.1209 | 51.659
7 | 12 | 2 | 1608.7413 | 1667.3157 | 1717.8886 | 1723.8023 | 80 | 63 | 0 | 0 | 0 | 0 | 0 | 0 | 0 | 0 | 0 | 0 | 530.6271 | 553.5802 | 570.8529 | 606.6141 | 0 | 0 | 0 | 0 | -3.6839 | 34.1762 | 39.781 | 0 | 0 | 4.3716 | 1.0404 | 1.8476 | 1001.7981 | 1012.1876 | 1106.2144 | 1115.3406 | 0.3644 | 0.36878 | 0.38135 | 0.36382 | 365.058 | 373.2731 | 421.8594 | 405.7851 | 0.089426 | 0.10944 | 0.10352 | 0.11266 | 0.04669 | 0.043268 | 0.043544 | 0.043375 | 89.5872 | 110.7699 | 114.5196 | 125.6579 | 46.7744 | 43.7955 | 48.1691 | 48.378
7 | 12 | 3 | 1567.4696 | 1616.4758 | 1656.6516 | 1654.7276 | 80 | 63 | 0 | 0 | 0 | 0 | 0 | 0 | 0 | 0 | 0 | 0 | 537.3188 | 559.8946 | 577.247 | 614.2658 | 0 | 0 | 0 | 0 | -2.8931 | 57.9489 | 43.9575 | 0 | 0 | 3.3114 | 4.1279 | 0 | 953.0439 | 932.3209 | 1031.3192 | 1040.4618 | 0.36651 | 0.3648 | 0.37847 | 0.36382 | 349.2965 | 340.1131 | 390.3229 | 378.5425 | 0.089315 | 0.10937 | 0.10335 | 0.1126 | 0.046623 | 0.043132 | 0.043413 | 0.043245 | 85.1211 | 101.9709 | 106.59 | 117.1585 | 44.4337 | 40.213 | 44.7731 | 44.9945
7 | 12 | 4 | 1594.2569 | 1637.6912 | 1671.2688 | 1663.0943 | 80 | 63 | 0 | 0 | 0 | 0 | 0 | 0 | 0 | 0 | 0 | 0 | 505.8004 | 527.3506 | 542.3651 | 578.8438 | 0 | 0 | 0 | 0 | -0.68177 | 87.6582 | 43.9868 | 0 | 0 | 8.0991 | 0 | 0 | 1009.1383 | 951.5833 | 1084.9169 | 1084.2506 | 0.36512 | 0.37056 | 0.38415 | 0.36382 | 368.4601 | 352.6209 | 416.7683 | 394.4738 | 0.089086 | 0.10936 | 0.10336 | 0.11261 | 0.04645 | 0.043219 | 0.043509 | 0.04333 | 89.8998 | 104.0633 | 112.1327 | 122.1012 | 46.8743 | 41.1269 | 47.2042 | 46.9802
7 | 12 | 5 | 1670.4771 | 1711.0772 | 1740.7105 | 1727.448 | 80 | 63 | 0 | 0 | 0 | 0 | 0 | 0 | 0 | 0 | 0 | 0 | 467.8985 | 491.0841 | 501.9187 | 536.7292 | 0 | 0 | 0 | 0 | 10.7423 | 20.5204 | -16.8638 | 44.2803 | 0 | 31.8592 | 37.6498 | 6.2633 | 1111.8363 | 1104.6135 | 1218.0058 | 1140.1752 | 0.36404 | 0.37803 | 0.38589 | 0.36382 | 404.7568 | 417.5773 | 470.014 | 414.8204 | 0.088906 | 0.10933 | 0.10336 | 0.11261 | 0.046451 | 0.043379 | 0.043638 | 0.043426 | 98.8493 | 120.7718 | 125.8907 | 128.3911 | 51.6456 | 47.9173 | 53.1511 | 49.5127
7 | 12 | 6 | 1784.4124 | 1823.9745 | 1851.5784 | 1834.2873 | 80 | 63 | 0 | 0 | 0 | 0 | 0 | 0 | 0 | 0 | 0 | 0 | 796.8268 | 823.6585 | 835.9228 | 863.5049 | 0 | 0 | 0 | 0 | 6.1024 | 58.8107 | 43.2043 | -19.1775 | 1.1389 | 5.119 | 4.2033 | 3.6498 | 900.3442 | 873.3862 | 968.248 | 986.3102 | 0.36811 | 0.37383 | 0.38312 | 0.36387 | 331.4217 | 326.4993 | 370.9517 | 358.8871 | 0.089231 | 0.10939 | 0.10338 | 0.11264 | 0.04667 | 0.043182 | 0.043298 | 0.043065 | 80.3384 | 95.5389 | 100.0982 | 111.0984 | 42.0188 | 37.7147 | 41.9229 | 42.4757
7 | 12 | 7 | 1948.3046 | 1990.3806 | 2020.1232 | 2001.9658 | 80 | 63 | 0 | 0 | 0 | 0 | 0 | 0 | 0 | 0 | 0 | 0 | 1126.0974 | 1165.0302 | 1178.3738 | 1206.9036 | 0 | 0 | 0 | 0 | -2.2912 | -21.8962 | -13.2263 | 0 | 2.6207 | 3.6109 | 0.2048 | -4.1262 | 741.8777 | 780.6356 | 854.7709 | 799.1884 | 0.37184 | 0.3586 | 0.37474 | 0.37002 | 275.8589 | 279.9329 | 320.3129 | 295.7124 | 0.090627 | 0.11082 | 0.10398 | 0.11362 | 0.047857 | 0.044837 | 0.043498 | 0.044758 | 67.2344 | 86.5077 | 88.881 | 90.8063 | 35.5043 | 35.0012 | 37.1808 | 35.7703
7 | 12 | 8 | 2099.0201 | 2147.1701 | 2184.0245 | 2170.5121 | 80 | 63 | 0 | 0 | 0 | 0 | 0 | 0 | 0 | 0 | 0 | 0 | 1407.4139 | 1505.7477 | 1573.0412 | 1647.9492 | 0 | 0 | 0 | 0 | -3.6839 | -18.3213 | -11.445 | 0 | -1.9803 | -8 | -7.4221 | -3.9638 | 617.2705 | 604.7436 | 629.8504 | 526.5266 | 0.37003 | 0.38103 | 0.36475 | 0.38586 | 228.4066 | 230.4241 | 229.7387 | 203.1677 | 0.091665 | 0.11073 | 0.10517 | 0.11537 | 0.049163 | 0.046212 | 0.046403 | 0.050116 | 56.5822 | 66.9634 | 66.2442 | 60.7477 | 30.3468 | 27.9466 | 29.2268 | 26.3874
7 | 12 | 9 | 2204.5268 | 2259.6386 | 2304.9718 | 2298.2045 | 80 | 63 | 0 | 0 | 0 | 0 | 0 | 0 | 0 | 0 | 0 | 0 | 1580.4379 | 1732.4366 | 1862.5343 | 1989.8328 | 0 | 0 | 0 | 0 | -3.6839 | -86.4052 | -65.5195 | -0.864 | -0.29913 | -8 | -8 | -7.238 | 548.072 | 558.6072 | 515.9569 | 316.4737 | 0.36691 | 0.38398 | 0.38398 | 0 | 201.0953 | 214.4913 | 198.1146 | 0 | 0.092231 | 0.11111 | 0.10511 | 0.11428 | 0.049994 | 0.046858 | 0.046711 | 0.048144 | 50.5493 | 62.0688 | 54.2329 | 36.1668 | 27.4004 | 26.1754 | 24.1006 | 15.2364
7 | 12 | 10 | 2337.5473 | 2398.8091 | 2449.6679 | 2444.3728 | 80 | 63 | 0 | 0 | 0 | 0 | 0 | 0 | 0 | 0 | 0 | 0 | 1654.8906 | 1839.7571 | 2017.9586 | 2185.5993 | 0 | 0 | 0 | 0 | -3.6839 | -82.2212 | -86.4 | -63.6263 | -0.73122 | -16.3513 | -8.874 | -30.8083 | 607.0718 | 594.6245 | 526.9834 | 353.2081 | 0.36691 | 0.38398 | 0.38398 | 0 | 222.7431 | 228.321 | 202.3484 | 0 | 0.092311 | 0.11094 | 0.10507 | 0.11509 | 0.05012 | 0.046895 | 0.046801 | 0.050633 | 56.0392 | 65.9686 | 55.3716 | 40.6511 | 30.4266 | 27.8847 | 24.6632 | 17.8839
7 | 12 | 11 | 2416.8262 | 2481.6264 | 2534.609 | 2527.9533 | 80 | 63 | 0 | 0 | 0 | 0 | 0 | 0 | 0 | 0 | 0 | 0 | 1655.1818 | 1857.6018 | 2065.757 | 2259.1992 | 0 | 0 | 0 | 0 | -3.6839 | -80.4 | -86.4 | -86.4 | -0.59148 | -14.3212 | -13.2579 | -40 | 685.9199 | 655.7457 | 568.5099 | 395.1542 | 0.36691 | 0.38398 | 0.38398 | 0 | 251.6735 | 251.7901 | 218.2936 | 0 | 0.092245 | 0.11243 | 0.10498 | 0.115 | 0.049986 | 0.047174 | 0.046699 | 0.050331 | 63.273 | 73.728 | 59.6806 | 45.442 | 34.2865 | 30.934 | 26.5488 | 19.8887
7 | 12 | 12 | 2457.8025 | 2524.8337 | 2579.1174 | 2571.6223 | 80 | 63 | 0 | 0 | 0 | 0 | 0 | 0 | 0 | 0 | 0 | 0 | 1675.4093 | 1888.6571 | 2111.9451 | 2321.5248 | 0 | 0 | 0 | 0 | -3.6839 | -80.4 | -86.4 | -86.4 | -1.0522 | -19.5522 | -17.1788 | -40 | 707.1293 | 673.1288 | 570.7512 | 376.4976 | 0.36691 | 0.38398 | 0.38398 | 0 | 259.4556 | 258.4647 | 219.1542 | 0 | 0.09194 | 0.11241 | 0.105 | 0.11475 | 0.049527 | 0.047145 | 0.046464 | 0.049598 | 65.0133 | 75.6692 | 59.9286 | 43.2033 | 35.0222 | 31.7347 | 26.5192 | 18.6734
7 | 12 | 13 | 2533.6597 | 2607.4456 | 2668.3452 | 2664.3687 | 80 | 63 | 0 | 0 | 0 | 0 | 0 | 0 | 0 | 0 | 0 | 0 | 1661.9957 | 1874.0515 | 2101.5615 | 2316.2923 | 0 | 0 | 0 | 0 | -3.6839 | -57.8466 | -47.9515 | -86.4 | -2.2352 | -8 | -8 | -32.5775 | 797.5831 | 736.2406 | 622.7351 | 467.0539 | 0.36382 | 0.38398 | 0.38398 | 0 | 290.1781 | 282.6981 | 239.1147 | 0 | 0.090922 | 0.11093 | 0.10475 | 0.11457 | 0.048287 | 0.045373 | 0.045836 | 0.048502 | 72.518 | 81.6712 | 65.2288 | 53.5081 | 38.5132 | 33.4052 | 28.5436 | 22.653
7 | 12 | 14 | 2577.8385 | 2656.0271 | 2721.6013 | 2720.724 | 80 | 63 | 0 | 0 | 0 | 0 | 0 | 0 | 0 | 0 | 0 | 0 | 1723.4925 | 1923.4047 | 2148.9505 | 2360.5657 | 0 | 0 | 0 | 0 | -3.6839 | -43.0196 | -50.6554 | -56.5176 | 1.2993 | -8 | -8 | -29.6963 | 776.7307 | 720.642 | 631.3062 | 446.3722 | 0.36561 | 0.38398 | 0.38398 | 0 | 283.9785 | 276.7086 | 242.4058 | 0 | 0.090027 | 0.11081 | 0.10449 | 0.11468 | 0.047322 | 0.045125 | 0.045216 | 0.04792 | 69.9268 | 79.8563 | 65.965 | 51.1893 | 36.7563 | 32.5192 | 28.5449 | 21.3902
7 | 12 | 15 | 2616.4682 | 2699.1787 | 2769.3948 | 2771.449 | 80 | 63 | 0 | 0 | 0 | 0 | 0 | 0 | 0 | 0 | 0 | 0 | 1800.1934 | 1979.7211 | 2194.0016 | 2393.2116 | 0 | 0 | 0 | 0 | -3.6839 | -4.0203 | 0 | 0.28148 | -1.7976 | -8 | -8 | -8 | 741.7563 | 668.4778 | 583.3933 | 385.9559 | 0.36533 | 0.38398 | 0.38025 | 0 | 270.9829 | 256.6789 | 221.8348 | 0 | 0.089503 | 0.11094 | 0.10398 | 0.11383 | 0.047046 | 0.044935 | 0.044248 | 0.045568 | 66.3892 | 74.1633 | 60.6587 | 43.9342 | 34.8967 | 30.0378 | 25.8141 | 17.5874
7 | 12 | 16 | 2636.6929 | 2729.1958 | 2810.361 | 2821.3167 | 80 | 63 | 0 | 0 | 0 | 0 | 0 | 0 | 0 | 0 | 0 | 0 | 1802.5611 | 1942.0748 | 2130.9717 | 2303.9664 | 0 | 0 | 0 | 0 | -3.6839 | -4.0203 | -8.64 | 1.2705 | -3.6172 | -8 | -7.2963 | -5.8528 | 761.433 | 736.1413 | 695.3256 | 521.9327 | 0.37414 | 0.38398 | 0.38398 | 0.38586 | 284.8802 | 282.66 | 266.9876 | 201.3945 | 0.089448 | 0.11146 | 0.10371 | 0.11291 | 0.046819 | 0.04463 | 0.043621 | 0.0437 | 68.1089 | 82.0509 | 72.1152 | 58.9309 | 35.6492 | 32.8541 | 30.331 | 22.8085
7 | 12 | 17 | 2607.3851 | 2709.0224 | 2800.7149 | 2821.1594 | 80 | 63 | 0 | 0 | 0 | 0 | 0 | 0 | 0 | 0 | 0 | 0 | 1608.2478 | 1690.8899 | 1831.2156 | 1961.309 | 0 | 0 | 0 | 0 | -3.6839 | -9.2684 | -6.2621 | -4.32 | -3.4192 | -1.4362 | -3.1393 | -7.2603 | 926.2405 | 965.8371 | 978.9007 | 871.4307 | 0.38366 | 0.35923 | 0.36981 | 0.37601 | 355.3574 | 346.9536 | 362.0046 | 327.6704 | 0.089439 | 0.11111 | 0.10409 | 0.11292 | 0.046827 | 0.04417 | 0.043819 | 0.043538 | 82.8418 | 107.3141 | 101.8917 | 98.4031 | 43.3733 | 42.6614 | 42.8948 | 37.94
7 | 12 | 18 | 2527.5622 | 2636.2079 | 2736.6063 | 2766.2566 | 80 | 63 | 0 | 0 | 0 | 0 | 0 | 0 | 0 | 0 | 0 | 0 | 1240.4895 | 1250.543 | 1330.2979 | 1409.2552 | 0 | 0 | 0 | 0 | -3.6839 | -8.0334 | -1.6171 | 0 | -2.6443 | -3.1242 | -5.8627 | -4.3212 | 1213.401 | 1333.8225 | 1413.7882 | 1361.3226 | 0.38585 | 0.38166 | 0.38652 | 0.37341 | 468.195 | 509.0648 | 546.4645 | 508.3316 | 0.089311 | 0.11035 | 0.10424 | 0.11301 | 0.046727 | 0.04387 | 0.044134 | 0.043905 | 108.3695 | 147.1852 | 147.3794 | 153.8414 | 56.6989 | 58.5146 | 62.3967 | 59.7693
7 | 12 | 19 | 2424.5427 | 2535.4351 | 2639.2622 | 2674.0331 | 80 | 63 | 0 | 0 | 0 | 0 | 0 | 0 | 0 | 0 | 0 | 0 | 763.1843 | 729.9771 | 772.489 | 818.0911 | 0 | 0 | 0 | 0 | -3.6839 | -22.8615 | -5.9426 | 39.6929 | 1.8585 | 4.7838 | 1.3203 | 6.209 | 1583.1838 | 1760.5357 | 1871.3955 | 1810.0401 | 0.38793 | 0.39411 | 0.38919 | 0.38458 | 614.1722 | 693.8428 | 728.3267 | 696.1021 | 0.089727 | 0.11047 | 0.10494 | 0.11362 | 0.046957 | 0.044524 | 0.045145 | 0.045018 | 142.0539 | 194.4887 | 196.3934 | 205.6618 | 74.3411 | 78.386 | 84.4835 | 81.4844
7 | 12 | 20 | 2421.8173 | 2534.6448 | 2640.3195 | 2676.2735 | 80 | 63 | 0 | 0 | 0 | 0 | 0 | 0 | 0 | 0 | 0 | 0 | 589.0744 | 566.8968 | 606.5775 | 649.8693 | 0 | 0 | 0 | 0 | -2.274 | 68.2572 | 45.7072 | 52.6975 | 1.8258 | 1.7889 | 6.8238 | 30.7498 | 1753.1912 | 1834.7018 | 1981.211 | 1942.9569 | 0.38829 | 0.40541 | 0.3998 | 0.38892 | 680.7514 | 743.7976 | 792.0914 | 755.648 | 0.089822 | 0.11041 | 0.10494 | 0.1136 | 0.04698 | 0.044538 | 0.045152 | 0.045023 | 157.475 | 202.5619 | 207.9042 | 220.7103 | 82.3655 | 81.714 | 89.4562 | 87.4779
7 | 12 | 21 | 2384.6517 | 2497.8112 | 2603.7807 | 2640.3087 | 80 | 63 | 0 | 0 | 0 | 0 | 0 | 0 | 0 | 0 | 0 | 0 | 644.191 | 638.6705 | 676.5177 | 719.1 | 0 | 0 | 0 | 0 | 1.9305 | 0 | 47.2776 | 28.8 | 1.8961 | 5.1303 | 4.1873 | 36.791 | 1656.6342 | 1791.0104 | 1875.7981 | 1855.6176 | 0.38736 | 0.40087 | 0.39574 | 0.38805 | 641.7179 | 717.9625 | 742.3218 | 720.0771 | 0.089616 | 0.11023 | 0.10469 | 0.11349 | 0.046946 | 0.044349 | 0.044999 | 0.044924 | 148.4602 | 197.4316 | 196.3797 | 210.5941 | 77.7716 | 79.4291 | 84.4095 | 83.3623
7 | 12 | 22 | 2181.1862 | 2288.1956 | 2388.9925 | 2425.5716 | 80 | 63 | 0 | 0 | 0 | 0 | 0 | 0 | 0 | 0 | 0 | 0 | 640.9168 | 640.442 | 678.72 | 716.7726 | 0 | 0 | 0 | 0 | 2.9161 | 7.5206 | 24.079 | 25.0364 | 1.8247 | 4.0424 | 4.9491 | 32.8795 | 1455.5287 | 1573.1906 | 1681.2444 | 1650.8831 | 0.38147 | 0.39646 | 0.3914 | 0.38267 | 555.2368 | 623.7111 | 658.0312 | 631.7458 | 0.089269 | 0.10992 | 0.1041 | 0.1132 | 0.046737 | 0.04387 | 0.044437 | 0.044568 | 129.9339 | 172.9307 | 175.0113 | 186.874 | 68.0269 | 69.0163 | 74.7094 | 73.5761
7 | 12 | 23 | 1956.0972 | 2053.298 | 2144.9643 | 2178.6931 | 80 | 63 | 0 | 0 | 0 | 0 | 0 | 0 | 0 | 0 | 0 | 0 | 552.6421 | 540.4663 | 579.4548 | 611.2563 | 0 | 0 | 0 | 0 | 6.4651 | 17.5316 | 3.2919 | 33.7253 | 0.42227 | 2.5937 | 6.3188 | 20.141 | 1316.5678 | 1429.7063 | 1555.8988 | 1513.5704 | 0.37334 | 0.38975 | 0.38502 | 0.37572 | 491.5246 | 557.2272 | 599.0481 | 568.6781 | 0.088962 | 0.10955 | 0.10383 | 0.11293 | 0.046464 | 0.043485 | 0.044028 | 0.044024 | 117.1241 | 156.6261 | 161.5446 | 170.9313 | 61.1734 | 62.1701 | 68.5035 | 66.6329
7 | 12 | 24 | 1816.4999 | 1900.9105 | 1979.1468 | 2004.3039 | 80 | 63 | 0 | 0 | 0 | 0 | 0 | 0 | 0 | 0 | 0 | 0 | 517.0853 | 505.6481 | 542.6976 | 571.8269 | 0 | 0 | 0 | 0 | 14.5803 | 6.2832 | 22.6846 | 28.8 | 0 | 4.9397 | 2.8096 | 28.4157 | 1204.8343 | 1321.0395 | 1410.955 | 1375.2613 | 0.36396 | 0.38033 | 0.38357 | 0.36382 | 438.5102 | 502.4306 | 541.1978 | 500.3499 | 0.089193 | 0.10941 | 0.10371 | 0.1128 | 0.046529 | 0.043309 | 0.043761 | 0.043738 | 107.4624 | 144.5358 | 146.3296 | 155.1226 | 56.0603 | 57.2129 | 61.7442 | 60.1519
7 | 13 | 1 | 1694.9699 | 1765.118 | 1827.9318 | 1842.2305 | 80 | 63 | 0 | 0 | 0 | 0 | 0 | 0 | 0 | 0 | 0 | 0 | 496.2206 | 490.1357 | 525.4529 | 550.3657 | 0 | 0 | 0 | 0 | -3.6839 | 17.5316 | 22.9357 | 5.5437 | 0 | 2.9024 | 1.917 | 3.4834 | 1122.4333 | 1191.5482 | 1277.6261 | 1282.8376 | 0.3644 | 0.37066 | 0.38218 | 0.36382 | 409.0175 | 441.6572 | 488.2774 | 466.7241 | 0.089394 | 0.10944 | 0.10361 | 0.1127 | 0.046641 | 0.043306 | 0.043646 | 0.043567 | 100.3386 | 130.3988 | 132.373 | 144.5748 | 52.3517 | 51.6018 | 55.7629 | 55.8895
7 | 13 | 2 | 1632.529 | 1692.4971 | 1744.4245 | 1750.9544 | 80 | 63 | 0 | 0 | 0 | 0 | 0 | 0 | 0 | 0 | 0 | 0 | 479.9464 | 478.2777 | 511.2636 | 534.2677 | 0 | 0 | 0 | 0 | -3.6839 | 34.1762 | 39.781 | 0 | 0 | 4.3716 | 1.0404 | 1.8476 | 1076.2666 | 1112.6716 | 1192.3396 | 1214.8391 | 0.3644 | 0.36878 | 0.38135 | 0.36382 | 392.1946 | 410.3295 | 454.7036 | 441.9848 | 0.089426 | 0.10944 | 0.10352 | 0.11266 | 0.04669 | 0.043268 | 0.043544 | 0.043375 | 96.2467 | 121.7665 | 123.4356 | 136.8677 | 50.2514 | 48.1433 | 51.9193 | 52.6937
7 | 13 | 3 | 1592.5867 | 1643.0644 | 1684.6704 | 1683.3969 | 80 | 63 | 0 | 0 | 0 | 0 | 0 | 0 | 0 | 0 | 0 | 0 | 425.396 | 421.1214 | 450.8312 | 472.3597 | 0 | 0 | 0 | 0 | -2.8931 | 57.9489 | 43.9575 | 0 | 0 | 3.3114 | 4.1279 | 0 | 1090.0838 | 1097.6827 | 1185.7538 | 1211.0372 | 0.36651 | 0.3648 | 0.37847 | 0.36382 | 399.5225 | 400.4376 | 448.7718 | 440.6016 | 0.089315 | 0.10937 | 0.10335 | 0.1126 | 0.046623 | 0.043132 | 0.043413 | 0.043245 | 97.3608 | 120.0571 | 122.5513 | 136.3657 | 50.8229 | 47.3454 | 51.4776 | 52.3709
7 | 13 | 4 | 1610.0688 | 1654.4294 | 1688.9074 | 1681.1424 | 80 | 63 | 0 | 0 | 0 | 0 | 0 | 0 | 0 | 0 | 0 | 0 | 346.48 | 337.4302 | 362.643 | 382.6065 | 0 | 0 | 0 | 0 | -0.68177 | 87.6582 | 43.9868 | 0 | 0 | 8.0991 | 0 | 0 | 1184.2706 | 1158.242 | 1282.2776 | 1298.536 | 0.36512 | 0.37056 | 0.38415 | 0.36382 | 432.405 | 429.2009 | 492.584 | 472.4355 | 0.089086 | 0.10936 | 0.10336 | 0.11261 | 0.04645 | 0.043219 | 0.043509 | 0.04333 | 105.5016 | 126.663 | 132.5311 | 146.2327 | 55.0091 | 50.0586 | 55.7912 | 56.2651
7 | 13 | 5 | 1684.6798 | 1726.112 | 1756.554 | 1743.6594 | 80 | 63 | 0 | 0 | 0 | 0 | 0 | 0 | 0 | 0 | 0 | 0 | 213.3077 | 188.2378 | 208.3036 | 225.3279 | 0 | 0 | 0 | 0 | 10.7423 | 20.5204 | -16.8638 | 44.2803 | 0 | 31.8592 | 37.6498 | 6.2633 | 1380.6298 | 1422.4946 | 1527.4644 | 1467.7879 | 0.36404 | 0.37803 | 0.38589 | 0.36382 | 502.6094 | 537.7459 | 589.4303 | 534.013 | 0.088906 | 0.10933 | 0.10336 | 0.11261 | 0.046451 | 0.043379 | 0.043638 | 0.043426 | 122.7467 | 155.527 | 157.8758 | 165.2825 | 64.1313 | 61.7068 | 66.6552 | 63.7395
7 | 13 | 6 | 1786.9311 | 1826.6408 | 1854.388 | 1837.1622 | 80 | 63 | 0 | 0 | 0 | 0 | 0 | 0 | 0 | 0 | 0 | 0 | 452.3455 | 421.9099 | 437.7712 | 453.9749 | 0 | 0 | 0 | 0 | 6.1024 | 58.8107 | 43.2043 | -19.1775 | 1.1389 | 5.119 | 4.2033 | 3.6498 | 1247.3443 | 1277.8011 | 1369.2092 | 1398.715 | 0.36811 | 0.37383 | 0.38312 | 0.36387 | 459.1544 | 477.6823 | 524.5665 | 508.9483 | 0.089231 | 0.10939 | 0.10338 | 0.11264 | 0.04667 | 0.043182 | 0.043298 | 0.043065 | 111.3014 | 139.7774 | 141.5498 | 157.5518 | 58.2131 | 55.1782 | 59.2837 | 60.236
7 | 13 | 7 | 1967.6147 | 2010.8219 | 2041.6641 | 2024.0069 | 80 | 63 | 0 | 0 | 0 | 0 | 0 | 0 | 0 | 0 | 0 | 0 | 835.3604 | 819.7315 | 834.603 | 853.6456 | 0 | 0 | 0 | 0 | -2.2912 | -21.8962 | -13.2263 | 0 | 2.6207 | 3.6109 | 0.2048 | -4.1262 | 1051.9248 | 1146.3757 | 1220.0825 | 1174.4875 | 0.37184 | 0.3586 | 0.37474 | 0.37002 | 391.1464 | 411.0859 | 457.2081 | 434.579 | 0.090627 | 0.11082 | 0.10398 | 0.11362 | 0.047857 | 0.044837 | 0.043498 | 0.044758 | 95.3331 | 127.038 | 126.867 | 133.4489 | 50.3423 | 51.3998 | 53.0711 | 52.5681
7 | 13 | 8 | 2118.8199 | 2168.1299 | 2206.1117 | 2193.1121 | 80 | 63 | 0 | 0 | 0 | 0 | 0 | 0 | 0 | 0 | 0 | 0 | 1178.1121 | 1229.1732 | 1297.5859 | 1364.9386 | 0 | 0 | 0 | 0 | -3.6839 | -18.3213 | -11.445 | 0 | -1.9803 | -8 | -7.4221 | -3.9638 | 866.3721 | 902.278 | 927.3929 | 832.1373 | 0.37003 | 0.38103 | 0.36475 | 0.38586 | 320.5808 | 343.793 | 338.2677 | 321.0919 | 0.091665 | 0.11073 | 0.10517 | 0.11537 | 0.049163 | 0.046212 | 0.046403 | 0.050116 | 79.4162 | 99.9094 | 97.5381 | 96.0073 | 42.5934 | 41.6964 | 43.0335 | 41.7033
7 | 13 | 9 | 2268.334 | 2327.184 | 2376.1504 | 2371.0359 | 80 | 63 | 0 | 0 | 0 | 0 | 0 | 0 | 0 | 0 | 0 | 0 | 1339.3923 | 1456.8537 | 1588.0329 | 1707.1365 | 0 | 0 | 0 | 0 | -3.6839 | -86.4052 | -65.5195 | -0.864 | -0.29913 | -8 | -8 | -7.238 | 852.9248 | 901.7355 | 861.6369 | 672.0014 | 0.36691 | 0.38398 | 0.38398 | 0 | 312.95 | 346.244 | 330.8471 | 0 | 0.092231 | 0.11111 | 0.10511 | 0.11428 | 0.049994 | 0.046858 | 0.046711 | 0.048144 | 78.6662 | 100.1949 | 90.5678 | 76.7968 | 42.6413 | 42.2539 | 40.2476 | 32.353
7 | 13 | 10 | 2400.4449 | 2465.3917 | 2519.8319 | 2516.166 | 80 | 63 | 0 | 0 | 0 | 0 | 0 | 0 | 0 | 0 | 0 | 0 | 1519.9587 | 1687.1865 | 1866.5421 | 2024.9802 | 0 | 0 | 0 | 0 | -3.6839 | -82.2212 | -86.4 | -63.6263 | -0.73122 | -16.3513 | -8.874 | -30.8083 | 804.9014 | 813.7776 | 748.5638 | 585.6203 | 0.36691 | 0.38398 | 0.38398 | 0 | 295.3296 | 312.4704 | 287.4298 | 0 | 0.092311 | 0.11094 | 0.10507 | 0.11509 | 0.05012 | 0.046895 | 0.046801 | 0.050633 | 74.3009 | 90.2819 | 78.6537 | 67.3997 | 40.3419 | 38.1618 | 35.0334 | 29.6516
7 | 13 | 11 | 2496.3054 | 2565.7619 | 2623.2701 | 2618.6731 | 80 | 63 | 0 | 0 | 0 | 0 | 0 | 0 | 0 | 0 | 0 | 0 | 1455.9283 | 1650.28 | 1854.6358 | 2033.5146 | 0 | 0 | 0 | 0 | -3.6839 | -80.4 | -86.4 | -86.4 | -0.59148 | -14.3212 | -13.2579 | -40 | 964.6525 | 947.203 | 868.2922 | 711.5585 | 0.36691 | 0.38398 | 0.38398 | 0 | 353.9444 | 363.7024 | 333.4025 | 0 | 0.092245 | 0.11243 | 0.10498 | 0.115 | 0.049986 | 0.047174 | 0.046699 | 0.050331 | 88.9848 | 106.4977 | 91.1509 | 81.828 | 48.2192 | 44.6832 | 40.5483 | 35.8138
7 | 13 | 12 | 2562.1888 | 2635.3356 | 2695.5631 | 2690.7719 | 80 | 63 | 0 | 0 | 0 | 0 | 0 | 0 | 0 | 0 | 0 | 0 | 1611.7669 | 1826.8394 | 2050.7755 | 2246.2167 | 0 | 0 | 0 | 0 | -3.6839 | -80.4 | -86.4 | -86.4 | -1.0522 | -19.5522 | -17.1788 | -40 | 875.158 | 845.4484 | 748.3664 | 570.9552 | 0.36691 | 0.38398 | 0.38398 | 0 | 321.1077 | 324.6312 | 287.354 | 0 | 0.09194 | 0.11241 | 0.105 | 0.11475 | 0.049527 | 0.047145 | 0.046464 | 0.049598 | 80.4619 | 95.0403 | 78.5781 | 65.5174 | 43.3442 | 39.8587 | 34.7718 | 28.318
7 | 13 | 13 | 2648.2608 | 2728.7607 | 2796.1857 | 2795.1776 | 80 | 63 | 0 | 0 | 0 | 0 | 0 | 0 | 0 | 0 | 0 | 0 | 1424.1558 | 1636.8452 | 1857.9876 | 2052.8516 | 0 | 0 | 0 | 0 | -3.6839 | -57.8466 | -47.9515 | -86.4 | -2.2352 | -8 | -8 | -32.5775 | 1150.0241 | 1094.7621 | 994.1495 | 861.3035 | 0.36382 | 0.38398 | 0.38398 | 0 | 418.4039 | 420.3614 | 381.7286 | 0 | 0.090922 | 0.11093 | 0.10475 | 0.11457 | 0.048287 | 0.045373 | 0.045836 | 0.048502 | 104.5627 | 121.4421 | 104.1328 | 98.6753 | 55.5317 | 49.6722 | 45.5676 | 41.7749
7 | 13 | 14 | 2712.5893 | 2798.6723 | 2871.9193 | 2874.5323 | 80 | 63 | 0 | 0 | 0 | 0 | 0 | 0 | 0 | 0 | 0 | 0 | 1079.6744 | 1278.4193 | 1486.8489 | 1670.6613 | 0 | 0 | 0 | 0 | -3.6839 | -43.0196 | -50.6554 | -56.5176 | 1.2993 | -8 | -8 | -29.6963 | 1555.2994 | 1508.2726 | 1443.7258 | 1290.0849 | 0.36561 | 0.38398 | 0.38398 | 0 | 568.6289 | 579.1392 | 554.3546 | 0 | 0.090027 | 0.11081 | 0.10449 | 0.11468 | 0.047322 | 0.045125 | 0.045216 | 0.04792 | 140.0191 | 167.1359 | 150.8545 | 147.9449 | 73.5995 | 68.0613 | 65.2789 | 61.8209
7 | 13 | 15 | 2761.8535 | 2853.0815 | 2931.5759 | 2937.3958 | 80 | 63 | 0 | 0 | 0 | 0 | 0 | 0 | 0 | 0 | 0 | 0 | 1063.622 | 1239.8723 | 1431.7952 | 1601.1364 | 0 | 0 | 0 | 0 | -3.6839 | -4.0203 | 0 | 0.28148 | -1.7976 | -8 | -8 | -8 | 1623.713 | 1562.2294 | 1507.7807 | 1343.9779 | 0.36533 | 0.38398 | 0.38025 | 0 | 593.1846 | 599.8573 | 573.3323 | 0 | 0.089503 | 0.11094 | 0.10398 | 0.11383 | 0.047046 | 0.044935 | 0.044248 | 0.045568 | 145.3267 | 173.3192 | 156.7724 | 152.988 | 76.3893 | 70.1982 | 66.7165 | 61.2429
7 | 13 | 16 | 2794.252 | 2895.9856 | 2986.1222 | 3001.159 | 80 | 63 | 0 | 0 | 0 | 0 | 0 | 0 | 0 | 0 | 0 | 0 | 1124.1253 | 1258.5472 | 1420.4285 | 1565.8481 | 0 | 0 | 0 | 0 | -3.6839 | -4.0203 | -8.64 | 1.2705 | -3.6172 | -8 | -7.2963 | -5.8528 | 1597.4279 | 1586.4587 | 1581.63 | 1439.8934 | 0.37414 | 0.38398 | 0.38398 | 0.38586 | 597.6568 | 609.1607 | 607.3064 | 555.6014 | 0.089448 | 0.11146 | 0.10371 | 0.11291 | 0.046819 | 0.04463 | 0.043621 | 0.0437 | 142.8873 | 176.8281 | 164.0377 | 162.577 | 74.7893 | 70.804 | 68.9928 | 62.9234
7 | 13 | 17 | 2758.7873 | 2869.2946 | 2969.608 | 2993.9741 | 80 | 63 | 0 | 0 | 0 | 0 | 0 | 0 | 0 | 0 | 0 | 0 | 1082.5855 | 1151.4747 | 1273.3799 | 1389.1861 | 0 | 0 | 0 | 0 | -3.6839 | -9.2684 | -6.2621 | -4.32 | -3.4192 | -1.4362 | -3.1393 | -7.2603 | 1603.3049 | 1665.5245 | 1705.6296 | 1616.3683 | 0.38366 | 0.35923 | 0.36981 | 0.37601 | 615.117 | 598.2994 | 630.7542 | 607.7775 | 0.089439 | 0.11111 | 0.10409 | 0.11292 | 0.046827 | 0.04417 | 0.043819 | 0.043538 | 143.3975 | 185.0564 | 177.5354 | 182.5224 | 75.0783 | 73.5669 | 74.7397 | 70.3729
7 | 13 | 18 | 2675.4662 | 2792.777 | 2901.5971 | 2935.0784 | 80 | 63 | 0 | 0 | 0 | 0 | 0 | 0 | 0 | 0 | 0 | 0 | 881.527 | 877.2551 | 941.2144 | 1011.9029 | 0 | 0 | 0 | 0 | -3.6839 | -8.0334 | -1.6171 | 0 | -2.6443 | -3.1242 | -5.8627 | -4.3212 | 1720.2675 | 1863.6795 | 1967.8625 | 1927.4967 | 0.38585 | 0.38166 | 0.38652 | 0.37341 | 663.7712 | 711.2892 | 760.628 | 719.7466 | 0.089311 | 0.11035 | 0.10424 | 0.11301 | 0.046727 | 0.04387 | 0.044134 | 0.043905 | 153.638 | 205.6541 | 205.1386 | 217.824 | 80.3834 | 81.7593 | 86.8504 | 84.6274
7 | 13 | 19 | 2561.3224 | 2680.2281 | 2791.8435 | 2830.1573 | 80 | 63 | 0 | 0 | 0 | 0 | 0 | 0 | 0 | 0 | 0 | 0 | 603.1857 | 580.5928 | 609.5213 | 652.0667 | 0 | 0 | 0 | 0 | -3.6839 | -22.8615 | -5.9426 | 39.6929 | 1.8585 | 4.7838 | 1.3203 | 6.209 | 1879.9621 | 2054.7131 | 2186.9445 | 2132.1887 | 0.38793 | 0.39411 | 0.38919 | 0.38458 | 729.3028 | 809.7807 | 851.1349 | 819.9935 | 0.089727 | 0.11047 | 0.10494 | 0.11362 | 0.046957 | 0.044524 | 0.045145 | 0.045018 | 168.6829 | 226.9869 | 229.5087 | 242.2652 | 88.2769 | 91.4839 | 98.7288 | 95.9869
7 | 13 | 20 | 2542.6452 | 2662.5515 | 2775.1061 | 2814.1899 | 80 | 63 | 0 | 0 | 0 | 0 | 0 | 0 | 0 | 0 | 0 | 0 | 508.4859 | 488.7636 | 519.4587 | 562.6445 | 0 | 0 | 0 | 0 | -2.274 | 68.2572 | 45.7072 | 52.6975 | 1.8258 | 1.7889 | 6.8238 | 30.7498 | 1954.6075 | 2040.7418 | 2203.1164 | 2168.0981 | 0.38829 | 0.40541 | 0.3998 | 0.38892 | 758.9599 | 827.3273 | 880.8096 | 843.2092 | 0.089822 | 0.11041 | 0.10494 | 0.1136 | 0.04698 | 0.044538 | 0.045152 | 0.045023 | 175.5666 | 225.3099 | 231.1906 | 246.2852 | 91.8281 | 90.8906 | 99.4757 | 97.6144
7 | 13 | 21 | 2482.8812 | 2601.7956 | 2713.3583 | 2752.4306 | 80 | 63 | 0 | 0 | 0 | 0 | 0 | 0 | 0 | 0 | 0 | 0 | 490.9903 | 471.4594 | 500.9138 | 543.0493 | 0 | 0 | 0 | 0 | 1.9305 | 0 | 47.2776 | 28.8 | 1.8961 | 5.1303 | 4.1873 | 36.791 | 1908.0644 | 2062.2059 | 2160.9795 | 2143.7902 | 0.38736 | 0.40087 | 0.39574 | 0.38805 | 739.1126 | 826.6766 | 855.1785 | 831.9033 | 0.089616 | 0.11023 | 0.10469 | 0.11349 | 0.046946 | 0.044349 | 0.044999 | 0.044924 | 170.9922 | 227.3268 | 226.2357 | 243.2988 | 89.5751 | 91.4563 | 97.2424 | 96.3083
7 | 13 | 22 | 2301.0346 | 2415.0654 | 2522.6865 | 2562.37 | 80 | 63 | 0 | 0 | 0 | 0 | 0 | 0 | 0 | 0 | 0 | 0 | 432.8324 | 413.6512 | 438.2967 | 478.5849 | 0 | 0 | 0 | 0 | 2.9161 | 7.5206 | 24.079 | 25.0364 | 1.8247 | 4.0424 | 4.9491 | 32.8795 | 1783.4615 | 1926.8512 | 2055.3617 | 2025.8691 | 0.38147 | 0.39646 | 0.3914 | 0.38267 | 680.3325 | 763.9243 | 804.4589 | 775.2422 | 0.089269 | 0.10992 | 0.1041 | 0.1132 | 0.046737 | 0.04387 | 0.044437 | 0.044568 | 159.2082 | 211.8064 | 213.9555 | 229.321 | 83.3534 | 84.5315 | 91.334 | 90.2884
7 | 13 | 23 | 2097.6345 | 2203.1273 | 2302.8528 | 2340.2478 | 80 | 63 | 0 | 0 | 0 | 0 | 0 | 0 | 0 | 0 | 0 | 0 | 385.4521 | 365.8286 | 387.2963 | 425.6558 | 0 | 0 | 0 | 0 | 6.4651 | 17.5316 | 3.2919 | 33.7253 | 0.42227 | 2.5937 | 6.3188 | 20.141 | 1625.2951 | 1754.1734 | 1905.9458 | 1860.7255 | 0.37334 | 0.38975 | 0.38502 | 0.37572 | 606.7841 | 683.688 | 733.8222 | 699.1111 | 0.088962 | 0.10955 | 0.10383 | 0.11293 | 0.046464 | 0.043485 | 0.044028 | 0.044024 | 144.589 | 192.1718 | 197.889 | 210.1364 | 75.5182 | 76.2794 | 83.9155 | 81.916
7 | 13 | 24 | 1921.8657 | 2012.4493 | 2096.6851 | 2124.5714 | 80 | 63 | 0 | 0 | 0 | 0 | 0 | 0 | 0 | 0 | 0 | 0 | 324.9205 | 300.0554 | 319.9032 | 355.3297 | 0 | 0 | 0 | 0 | 14.5803 | 6.2832 | 22.6846 | 28.8 | 0 | 4.9397 | 2.8096 | 28.4157 | 1502.365 | 1638.1709 | 1751.2877 | 1712.026 | 0.36396 | 0.38033 | 0.38357 | 0.36382 | 546.7992 | 623.0451 | 671.7387 | 622.8721 | 0.089193 | 0.10941 | 0.10371 | 0.1128 | 0.046529 | 0.043309 | 0.043761 | 0.043738 | 134 | 179.2334 | 181.6253 | 193.108 | 69.9042 | 70.9475 | 76.6374 | 74.8814
7 | 14 | 1 | 1775.2886 | 1850.1422 | 1917.5294 | 1933.9085 | 80 | 63 | 0 | 0 | 0 | 0 | 0 | 0 | 0 | 0 | 0 | 0 | 237.7227 | 203.776 | 220.9782 | 252.9393 | 0 | 0 | 0 | 0 | -3.6839 | 17.5316 | 22.9357 | 5.5437 | 0 | 2.9024 | 1.917 | 3.4834 | 1461.2499 | 1562.9322 | 1671.6985 | 1671.9421 | 0.3644 | 0.37066 | 0.38218 | 0.36382 | 532.4831 | 579.3138 | 638.8822 | 608.2888 | 0.089394 | 0.10944 | 0.10361 | 0.1127 | 0.046641 | 0.043306 | 0.043646 | 0.043567 | 130.6267 | 171.0417 | 173.2022 | 188.4266 | 68.1545 | 67.6851 | 72.9625 | 72.8417
7 | 14 | 2 | 1689.06 | 1752.3399 | 1807.4863 | 1815.4804 | 80 | 63 | 0 | 0 | 0 | 0 | 0 | 0 | 0 | 0 | 0 | 0 | 235.0133 | 214.9142 | 229.4476 | 255.9384 | 0 | 0 | 0 | 0 | -3.6839 | 34.1762 | 39.781 | 0 | 0 | 4.3716 | 1.0404 | 1.8476 | 1377.7306 | 1435.8779 | 1537.2174 | 1557.6944 | 0.3644 | 0.36878 | 0.38135 | 0.36382 | 502.0489 | 529.5211 | 586.2241 | 566.723 | 0.089426 | 0.10944 | 0.10352 | 0.11266 | 0.04669 | 0.043268 | 0.043544 | 0.043375 | 123.2055 | 157.137 | 159.1387 | 175.495 | 64.3268 | 62.1279 | 66.9367 | 67.5651
7 | 14 | 3 | 1643.3106 | 1696.76 | 1741.2543 | 1741.2947 | 80 | 63 | 0 | 0 | 0 | 0 | 0 | 0 | 0 | 0 | 0 | 0 | 218.9992 | 203.0836 | 215.7683 | 239.7748 | 0 | 0 | 0 | 0 | -2.8931 | 57.9489 | 43.9575 | 0 | 0 | 3.3114 | 4.1279 | 0 | 1347.2045 | 1369.4162 | 1477.4005 | 1501.5199 | 0.36651 | 0.3648 | 0.37847 | 0.36382 | 493.7588 | 499.5667 | 559.1512 | 546.2855 | 0.089315 | 0.10937 | 0.10335 | 0.1126 | 0.046623 | 0.043132 | 0.043413 | 0.043245 | 120.3255 | 149.7775 | 152.6939 | 169.0748 | 62.8106 | 59.0659 | 64.139 | 64.9328
7 | 14 | 4 | 1625.181 | 1670.427 | 1705.7655 | 1698.392 | 80 | 63 | 0 | 0 | 0 | 0 | 0 | 0 | 0 | 0 | 0 | 0 | 151.8704 | 129.134 | 139.2496 | 161.0775 | 0 | 0 | 0 | 0 | -0.68177 | 87.6582 | 43.9868 | 0 | 0 | 8.0991 | 0 | 0 | 1393.9924 | 1382.5357 | 1522.529 | 1537.3144 | 0.36512 | 0.37056 | 0.38415 | 0.36382 | 508.9794 | 512.3157 | 584.876 | 559.3083 | 0.089086 | 0.10936 | 0.10336 | 0.11261 | 0.04645 | 0.043219 | 0.043509 | 0.04333 | 124.1848 | 151.1914 | 157.3626 | 173.1223 | 64.7507 | 59.7525 | 66.2445 | 66.6113
7 | 14 | 5 | 1638.0138 | 1676.712 | 1704.4969 | 1690.3935 | 80 | 63 | 0 | 0 | 0 | 0 | 0 | 0 | 0 | 0 | 0 | 0 | 119.7375 | 96.9529 | 105.8988 | 123.9644 | 0 | 0 | 0 | 0 | 10.7423 | 20.5204 | -16.8638 | 44.2803 | 0 | 31.8592 | 37.6498 | 6.2633 | 1427.534 | 1464.3796 | 1577.812 | 1515.8855 | 0.36404 | 0.37803 | 0.38589 | 0.36382 | 519.6845 | 553.5797 | 608.8589 | 551.512 | 0.088906 | 0.10933 | 0.10336 | 0.11261 | 0.046451 | 0.043379 | 0.043638 | 0.043426 | 126.9168 | 160.1065 | 163.0796 | 170.6986 | 66.31 | 63.5237 | 68.8523 | 65.8282
7 | 14 | 6 | 1650.2913 | 1681.9958 | 1701.9628 | 1681.1977 | 80 | 63 | 0 | 0 | 0 | 0 | 0 | 0 | 0 | 0 | 0 | 0 | 238.5107 | 224.892 | 230.3004 | 246.8257 | 0 | 0 | 0 | 0 | 6.1024 | 58.8107 | 43.2043 | -19.1775 | 1.1389 | 5.119 | 4.2033 | 3.6498 | 1324.5393 | 1330.1741 | 1424.2548 | 1449.8998 | 0.36811 | 0.37383 | 0.38312 | 0.36387 | 487.5703 | 497.2609 | 545.6554 | 527.5728 | 0.089231 | 0.10939 | 0.10338 | 0.11264 | 0.04667 | 0.043182 | 0.043298 | 0.043065 | 118.1896 | 145.5065 | 147.2405 | 163.3173 | 61.8158 | 57.4398 | 61.667 | 62.4403
7 | 14 | 7 | 1754.0844 | 1784.7818 | 1803.4655 | 1780.2774 | 80 | 63 | 0 | 0 | 0 | 0 | 0 | 0 | 0 | 0 | 0 | 0 | 659.2891 | 653.3668 | 661.4873 | 680.9303 | 0 | 0 | 0 | 0 | -2.2912 | -21.8962 | -13.2263 | 0 | 2.6207 | 3.6109 | 0.2048 | -4.1262 | 1014.4658 | 1086.7003 | 1154.9997 | 1103.4733 | 0.37184 | 0.3586 | 0.37474 | 0.37002 | 377.2177 | 389.6865 | 432.8193 | 408.3027 | 0.090627 | 0.11082 | 0.10398 | 0.11362 | 0.047857 | 0.044837 | 0.043498 | 0.044758 | 91.9383 | 120.4249 | 120.0995 | 125.3801 | 48.5496 | 48.7242 | 50.2402 | 49.3896
7 | 14 | 8 | 1895.0049 | 1931.2026 | 1956.4403 | 1937.6434 | 80 | 63 | 0 | 0 | 0 | 0 | 0 | 0 | 0 | 0 | 0 | 0 | 948.1867 | 986.8787 | 1040.17 | 1096.1774 | 0 | 0 | 0 | 0 | -3.6839 | -18.3213 | -11.445 | 0 | -1.9803 | -8 | -7.4221 | -3.9638 | 872.4824 | 907.6451 | 935.1374 | 845.4297 | 0.37003 | 0.38103 | 0.36475 | 0.38586 | 322.8418 | 345.838 | 341.0925 | 326.221 | 0.091665 | 0.11073 | 0.10517 | 0.11537 | 0.049163 | 0.046212 | 0.046403 | 0.050116 | 79.9763 | 100.5037 | 98.3526 | 97.5409 | 42.8938 | 41.9444 | 43.3929 | 42.3695
7 | 14 | 9 | 2048.9268 | 2094.9226 | 2131.3959 | 2120.5983 | 80 | 63 | 0 | 0 | 0 | 0 | 0 | 0 | 0 | 0 | 0 | 0 | 1369.0436 | 1470.6956 | 1583.4753 | 1689.6247 | 0 | 0 | 0 | 0 | -3.6839 | -86.4052 | -65.5195 | -0.864 | -0.29913 | -8 | -8 | -7.238 | 603.8663 | 655.6322 | 621.44 | 439.0756 | 0.36691 | 0.38398 | 0.38398 | 0 | 221.567 | 251.7465 | 238.6174 | 0 | 0.092231 | 0.11111 | 0.10511 | 0.11428 | 0.049994 | 0.046858 | 0.046711 | 0.048144 | 55.6953 | 72.8496 | 65.3204 | 50.1779 | 30.1898 | 30.7219 | 29.0278 | 21.139
7 | 14 | 10 | 2179.5685 | 2231.575 | 2273.4384 | 2264.0513 | 80 | 63 | 0 | 0 | 0 | 0 | 0 | 0 | 0 | 0 | 0 | 0 | 1507.1884 | 1658.1763 | 1816.6402 | 1960.1939 | 0 | 0 | 0 | 0 | -3.6839 | -82.2212 | -86.4 | -63.6263 | -0.73122 | -16.3513 | -8.874 | -30.8083 | 596.7952 | 608.9712 | 552.0723 | 398.292 | 0.36691 | 0.38398 | 0.38398 | 0 | 218.9725 | 233.8298 | 211.982 | 0 | 0.092311 | 0.11094 | 0.10507 | 0.11509 | 0.05012 | 0.046895 | 0.046801 | 0.050633 | 55.0905 | 67.5603 | 58.0078 | 45.8399 | 29.9115 | 28.5575 | 25.8374 | 20.1666
7 | 14 | 11 | 2290.2613 | 2347.6465 | 2393.4225 | 2383.4885 | 80 | 63 | 0 | 0 | 0 | 0 | 0 | 0 | 0 | 0 | 0 | 0 | 1539.2404 | 1722.4958 | 1912.0067 | 2081.0694 | 0 | 0 | 0 | 0 | -3.6839 | -80.4 | -86.4 | -86.4 | -0.59148 | -14.3212 | -13.2579 | -40 | 675.2963 | 656.8719 | 581.0736 | 428.8191 | 0.36691 | 0.38398 | 0.38398 | 0 | 247.7756 | 252.2225 | 223.1178 | 0 | 0.092245 | 0.11243 | 0.10498 | 0.115 | 0.049986 | 0.047174 | 0.046699 | 0.050331 | 62.293 | 73.8546 | 60.9995 | 49.3134 | 33.7554 | 30.9872 | 27.1355 | 21.5831
7 | 14 | 12 | 2376.994 | 2439.291 | 2488.9735 | 2479.3853 | 80 | 63 | 0 | 0 | 0 | 0 | 0 | 0 | 0 | 0 | 0 | 0 | 1504.2119 | 1704.8692 | 1910.4343 | 2092.4179 | 0 | 0 | 0 | 0 | -3.6839 | -80.4 | -86.4 | -86.4 | -1.0522 | -19.5522 | -17.1788 | -40 | 797.5182 | 771.374 | 682.118 | 513.3673 | 0.36691 | 0.38398 | 0.38398 | 0 | 292.6206 | 296.1884 | 261.9163 | 0 | 0.09194 | 0.11241 | 0.105 | 0.11475 | 0.049527 | 0.047145 | 0.046464 | 0.049598 | 73.3237 | 86.7133 | 71.622 | 58.9091 | 39.499 | 36.3665 | 31.6937 | 25.4618
7 | 14 | 13 | 2447.9537 | 2516.7185 | 2572.7379 | 2566.5415 | 80 | 63 | 0 | 0 | 0 | 0 | 0 | 0 | 0 | 0 | 0 | 0 | 1471.9014 | 1667.1073 | 1870.7685 | 2048.9083 | 0 | 0 | 0 | 0 | -3.6839 | -57.8466 | -47.9515 | -86.4 | -2.2352 | -8 | -8 | -32.5775 | 901.9714 | 852.4578 | 757.9209 | 636.6107 | 0.36382 | 0.38398 | 0.38398 | 0 | 328.1569 | 327.3226 | 291.0227 | 0 | 0.090922 | 0.11093 | 0.10475 | 0.11457 | 0.048287 | 0.045373 | 0.045836 | 0.048502 | 82.0092 | 94.5632 | 79.3889 | 72.9334 | 43.5539 | 38.6782 | 34.7399 | 30.8769
7 | 14 | 14 | 2503.2569 | 2577.076 | 2638.4035 | 2635.5944 | 80 | 63 | 0 | 0 | 0 | 0 | 0 | 0 | 0 | 0 | 0 | 0 | 1498.9274 | 1685.0434 | 1886.4171 | 2059.9541 | 0 | 0 | 0 | 0 | -3.6839 | -43.0196 | -50.6554 | -56.5176 | 1.2993 | -8 | -8 | -29.6963 | 926.7141 | 880.0523 | 810.6419 | 661.8541 | 0.36561 | 0.38398 | 0.38398 | 0 | 338.8135 | 337.9182 | 311.2662 | 0 | 0.090027 | 0.11081 | 0.10449 | 0.11468 | 0.047322 | 0.045125 | 0.045216 | 0.04792 | 83.4294 | 97.521 | 84.7037 | 75.9004 | 43.8537 | 39.7126 | 36.6536 | 31.7161
7 | 14 | 15 | 2539.6477 | 2617.8576 | 2683.6996 | 2683.7639 | 80 | 63 | 0 | 0 | 0 | 0 | 0 | 0 | 0 | 0 | 0 | 0 | 1233.9412 | 1387.7126 | 1565.1098 | 1718.8371 | 0 | 0 | 0 | 0 | -3.6839 | -4.0203 | 0 | 0.28148 | -1.7976 | -8 | -8 | -8 | 1231.1881 | 1179.1653 | 1126.5897 | 972.6453 | 0.36533 | 0.38398 | 0.38025 | 0 | 449.785 | 452.7702 | 428.3847 | 0 | 0.089503 | 0.11094 | 0.10398 | 0.11383 | 0.047046 | 0.044935 | 0.044248 | 0.045568 | 110.1947 | 130.8208 | 117.1379 | 110.7184 | 57.9226 | 52.9854 | 49.8495 | 44.3219
7 | 14 | 16 | 2566.519 | 2654.9107 | 2732.0802 | 2741.2182 | 80 | 63 | 0 | 0 | 0 | 0 | 0 | 0 | 0 | 0 | 0 | 0 | 1189.3219 | 1303.088 | 1448.2775 | 1583.6426 | 0 | 0 | 0 | 0 | -3.6839 | -4.0203 | -8.64 | 1.2705 | -3.6172 | -8 | -7.2963 | -5.8528 | 1304.4982 | 1300.843 | 1299.739 | 1162.158 | 0.37414 | 0.38398 | 0.38398 | 0.38586 | 488.061 | 499.4914 | 499.0673 | 448.4337 | 0.089448 | 0.11146 | 0.10371 | 0.11291 | 0.046819 | 0.04463 | 0.043621 | 0.0437 | 116.6852 | 144.9931 | 134.8015 | 131.2182 | 61.0747 | 58.0569 | 56.6963 | 50.7864
7 | 14 | 17 | 2540.1496 | 2637.8479 | 2725.712 | 2744.415 | 80 | 63 | 0 | 0 | 0 | 0 | 0 | 0 | 0 | 0 | 0 | 0 | 1241.1651 | 1330.2664 | 1439.854 | 1556.3545 | 0 | 0 | 0 | 0 | -3.6839 | -9.2684 | -6.2621 | -4.32 | -3.4192 | -1.4362 | -3.1393 | -7.2603 | 1226.0877 | 1255.2861 | 1295.2594 | 1199.6408 | 0.38366 | 0.35923 | 0.36981 | 0.37601 | 470.3955 | 450.9312 | 478.9964 | 451.082 | 0.089439 | 0.11111 | 0.10409 | 0.11292 | 0.046827 | 0.04417 | 0.043819 | 0.043538 | 109.6597 | 139.4748 | 134.8209 | 135.465 | 57.4143 | 55.4465 | 56.7575 | 52.2295
7 | 14 | 18 | 2486.7732 | 2593.0292 | 2691.1051 | 2719.6989 | 80 | 63 | 0 | 0 | 0 | 0 | 0 | 0 | 0 | 0 | 0 | 0 | 892.9927 | 922.5527 | 978.603 | 1048.6411 | 0 | 0 | 0 | 0 | -3.6839 | -8.0334 | -1.6171 | 0 | -2.6443 | -3.1242 | -5.8627 | -4.3212 | 1520.1087 | 1618.6342 | 1719.9819 | 1675.379 | 0.38585 | 0.38166 | 0.38652 | 0.37341 | 586.5392 | 617.7656 | 664.816 | 625.6034 | 0.089311 | 0.11035 | 0.10424 | 0.11301 | 0.046727 | 0.04387 | 0.044134 | 0.043905 | 135.7617 | 178.6137 | 179.2984 | 189.3325 | 71.0305 | 71.0092 | 75.9104 | 73.5581
7 | 14 | 19 | 2394.3182 | 2503.4399 | 2605.546 | 2639.5341 | 80 | 63 | 0 | 0 | 0 | 0 | 0 | 0 | 0 | 0 | 0 | 0 | 579.3712 | 572.9945 | 599.2373 | 641.7294 | 0 | 0 | 0 | 0 | -3.6839 | -22.8615 | -5.9426 | 39.6929 | 1.8585 | 4.7838 | 1.3203 | 6.209 | 1736.7724 | 1885.5231 | 2010.931 | 1951.9028 | 0.38793 | 0.39411 | 0.38919 | 0.38458 | 673.7546 | 743.1014 | 782.6324 | 750.6594 | 0.089727 | 0.11047 | 0.10494 | 0.11362 | 0.046957 | 0.044524 | 0.045145 | 0.045018 | 155.835 | 208.2962 | 211.0369 | 221.7806 | 81.5531 | 83.9509 | 90.7828 | 87.8708
7 | 14 | 20 | 2383.9667 | 2494.5767 | 2598.0962 | 2633.0698 | 80 | 63 | 0 | 0 | 0 | 0 | 0 | 0 | 0 | 0 | 0 | 0 | 534.5389 | 525.3979 | 553.5431 | 596.7466 | 0 | 0 | 0 | 0 | -2.274 | 68.2572 | 45.7072 | 52.6975 | 1.8258 | 1.7889 | 6.8238 | 30.7498 | 1769.8761 | 1836.1327 | 1992.0221 | 1952.8759 | 0.38829 | 0.40541 | 0.3998 | 0.38892 | 687.23 | 744.3777 | 796.4137 | 759.5057 | 0.089822 | 0.11041 | 0.10494 | 0.1136 | 0.04698 | 0.044538 | 0.045152 | 0.045023 | 158.9736 | 202.7199 | 209.0387 | 221.837 | 83.1494 | 81.7777 | 89.9443 | 87.9245
7 | 14 | 21 | 2345.8916 | 2456.7804 | 2560.5428 | 2596.0668 | 80 | 63 | 0 | 0 | 0 | 0 | 0 | 0 | 0 | 0 | 0 | 0 | 526.2298 | 514.4221 | 541.2146 | 586.9861 | 0 | 0 | 0 | 0 | 1.9305 | 0 | 47.2776 | 28.8 | 1.8961 | 5.1303 | 4.1873 | 36.791 | 1735.8353 | 1874.228 | 1967.8632 | 1943.4896 | 0.38736 | 0.40087 | 0.39574 | 0.38805 | 672.3975 | 751.3219 | 778.7553 | 754.1761 | 0.089616 | 0.11023 | 0.10469 | 0.11349 | 0.046946 | 0.044349 | 0.044999 | 0.044924 | 155.5578 | 206.6051 | 206.0181 | 220.5667 | 81.4897 | 83.1197 | 88.5523 | 87.3099
7 | 14 | 22 | 2179.0173 | 2285.8997 | 2386.5731 | 2423.096 | 80 | 63 | 0 | 0 | 0 | 0 | 0 | 0 | 0 | 0 | 0 | 0 | 480.3306 | 465.7811 | 490.756 | 534.2412 | 0 | 0 | 0 | 0 | 2.9161 | 7.5206 | 24.079 | 25.0364 | 1.8247 | 4.0424 | 4.9491 | 32.8795 | 1613.946 | 1745.5556 | 1866.789 | 1830.9388 | 0.38147 | 0.39646 | 0.3914 | 0.38267 | 615.6679 | 692.0474 | 730.6525 | 700.648 | 0.089269 | 0.10992 | 0.1041 | 0.1132 | 0.046737 | 0.04387 | 0.044437 | 0.044568 | 144.0757 | 191.8777 | 194.3257 | 207.2556 | 75.4308 | 76.578 | 82.9544 | 81.6008
7 | 14 | 23 | 2006.8212 | 2106.9936 | 2201.5481 | 2236.5909 | 80 | 63 | 0 | 0 | 0 | 0 | 0 | 0 | 0 | 0 | 0 | 0 | 455.6015 | 439.888 | 464.603 | 505.66 | 0 | 0 | 0 | 0 | 6.4651 | 17.5316 | 3.2919 | 33.7253 | 0.42227 | 2.5937 | 6.3188 | 20.141 | 1464.3324 | 1583.9803 | 1727.3344 | 1677.0645 | 0.37334 | 0.38975 | 0.38502 | 0.37572 | 546.6907 | 617.3553 | 665.0537 | 630.1061 | 0.088962 | 0.10955 | 0.10383 | 0.11293 | 0.046464 | 0.043485 | 0.044028 | 0.044024 | 130.2695 | 173.527 | 179.3442 | 189.3951 | 68.0391 | 68.8786 | 76.0515 | 73.8305
7 | 14 | 24 | 1837.8389 | 1923.4997 | 2002.951 | 2028.6609 | 80 | 63 | 0 | 0 | 0 | 0 | 0 | 0 | 0 | 0 | 0 | 0 | 454.4262 | 439.2401 | 464.8401 | 504.1535 | 0 | 0 | 0 | 0 | 14.5803 | 6.2832 | 22.6846 | 28.8 | 0 | 4.9397 | 2.8096 | 28.4157 | 1288.8324 | 1410.0366 | 1512.6167 | 1467.2916 | 0.36396 | 0.38033 | 0.38357 | 0.36382 | 469.0821 | 536.2788 | 580.1921 | 533.8325 | 0.089193 | 0.10941 | 0.10371 | 0.1128 | 0.046529 | 0.043309 | 0.043761 | 0.043738 | 114.9545 | 154.273 | 156.8729 | 165.5032 | 59.9687 | 61.0672 | 66.193 | 64.1771
7 | 15 | 1 | 1721.5563 | 1793.2619 | 1857.5895 | 1872.5769 | 80 | 63 | 0 | 0 | 0 | 0 | 0 | 0 | 0 | 0 | 0 | 0 | 444.2114 | 431.1648 | 456.8694 | 492.8951 | 0 | 0 | 0 | 0 | -3.6839 | 17.5316 | 22.9357 | 5.5437 | 0 | 2.9024 | 1.917 | 3.4834 | 1201.0288 | 1278.6631 | 1375.8674 | 1370.6546 | 0.3644 | 0.37066 | 0.38218 | 0.36382 | 437.6579 | 473.947 | 525.8228 | 498.6738 | 0.089394 | 0.10944 | 0.10361 | 0.1127 | 0.046641 | 0.043306 | 0.043646 | 0.043567 | 107.3645 | 139.9323 | 142.5516 | 154.4717 | 56.0175 | 55.3744 | 60.0507 | 59.7155
7 | 15 | 2 | 1646.1021 | 1706.8653 | 1759.5656 | 1766.447 | 80 | 63 | 0 | 0 | 0 | 0 | 0 | 0 | 0 | 0 | 0 | 0 | 440.1854 | 440.124 | 460.642 | 494.8443 | 0 | 0 | 0 | 0 | -3.6839 | 34.1762 | 39.781 | 0 | 0 | 4.3716 | 1.0404 | 1.8476 | 1129.6006 | 1165.1935 | 1258.1023 | 1269.7551 | 0.3644 | 0.36878 | 0.38135 | 0.36382 | 411.6296 | 429.6984 | 479.7824 | 461.9644 | 0.089426 | 0.10944 | 0.10352 | 0.11266 | 0.04669 | 0.043268 | 0.043544 | 0.043375 | 101.0162 | 127.5143 | 130.2436 | 143.0548 | 52.7415 | 50.4158 | 54.7829 | 55.0757
7 | 15 | 3 | 1585.8701 | 1635.9544 | 1677.1779 | 1675.7305 | 80 | 63 | 0 | 0 | 0 | 0 | 0 | 0 | 0 | 0 | 0 | 0 | 414.6493 | 418.7174 | 436.5847 | 467.9334 | 0 | 0 | 0 | 0 | -2.8931 | 57.9489 | 43.9575 | 0 | 0 | 3.3114 | 4.1279 | 0 | 1094.114 | 1092.9767 | 1192.5078 | 1207.7971 | 0.36651 | 0.3648 | 0.37847 | 0.36382 | 400.9996 | 398.7208 | 451.328 | 439.4227 | 0.089315 | 0.10937 | 0.10335 | 0.1126 | 0.046623 | 0.043132 | 0.043413 | 0.043245 | 97.7207 | 119.5424 | 123.2493 | 136.0009 | 51.0108 | 47.1425 | 51.7708 | 52.2308
7 | 15 | 4 | 1561.3738 | 1602.8816 | 1634.5869 | 1625.5606 | 80 | 63 | 0 | 0 | 0 | 0 | 0 | 0 | 0 | 0 | 0 | 0 | 384.1823 | 390.8566 | 407.4165 | 434.1612 | 0 | 0 | 0 | 0 | -0.68177 | 87.6582 | 43.9868 | 0 | 0 | 8.0991 | 0 | 0 | 1097.8733 | 1053.2677 | 1183.1835 | 1191.3994 | 0.36512 | 0.37056 | 0.38415 | 0.36382 | 400.8594 | 390.3014 | 454.5172 | 433.4569 | 0.089086 | 0.10936 | 0.10336 | 0.11261 | 0.04645 | 0.043219 | 0.043509 | 0.04333 | 97.8048 | 115.1833 | 122.2892 | 134.1676 | 50.996 | 45.5217 | 51.4797 | 51.6229
7 | 15 | 5 | 1560.5636 | 1594.7243 | 1618.0991 | 1601.9896 | 80 | 63 | 0 | 0 | 0 | 0 | 0 | 0 | 0 | 0 | 0 | 0 | 391.4793 | 413.2019 | 425.9754 | 448.7077 | 0 | 0 | 0 | 0 | 10.7423 | 20.5204 | -16.8638 | 44.2803 | 0 | 31.8592 | 37.6498 | 6.2633 | 1078.342 | 1066.1429 | 1171.3377 | 1102.7384 | 0.36404 | 0.37803 | 0.38589 | 0.36382 | 392.5635 | 403.0342 | 452.0053 | 401.2001 | 0.088906 | 0.10933 | 0.10336 | 0.11261 | 0.046451 | 0.043379 | 0.043638 | 0.043426 | 95.8714 | 116.5656 | 121.0672 | 124.1755 | 50.0898 | 46.2485 | 51.1146 | 47.887
7 | 15 | 6 | 1550.9423 | 1576.8265 | 1591.1365 | 1567.798 | 80 | 63 | 0 | 0 | 0 | 0 | 0 | 0 | 0 | 0 | 0 | 0 | 652.5489 | 677.4929 | 688.7445 | 710.1972 | 0 | 0 | 0 | 0 | 6.1024 | 58.8107 | 43.2043 | -19.1775 | 1.1389 | 5.119 | 4.2033 | 3.6498 | 811.1521 | 772.4038 | 854.9844 | 873.1286 | 0.36811 | 0.37383 | 0.38312 | 0.36387 | 298.5896 | 288.7488 | 327.5585 | 317.7039 | 0.089231 | 0.10939 | 0.10338 | 0.11264 | 0.04667 | 0.043182 | 0.043298 | 0.043065 | 72.3797 | 84.4925 | 88.3889 | 98.3496 | 37.8562 | 33.354 | 37.0189 | 37.6015
7 | 15 | 7 | 1645.0804 | 1669.3918 | 1681.8688 | 1655.8572 | 80 | 63 | 0 | 0 | 0 | 0 | 0 | 0 | 0 | 0 | 0 | 0 | 980.2605 | 1009.3062 | 1020.3376 | 1044.9401 | 0 | 0 | 0 | 0 | -2.2912 | -21.8962 | -13.2263 | 0 | 2.6207 | 3.6109 | 0.2048 | -4.1262 | 584.4904 | 615.3708 | 674.5527 | 615.0433 | 0.37184 | 0.3586 | 0.37474 | 0.37002 | 217.3362 | 220.6696 | 252.7788 | 227.5758 | 0.090627 | 0.11082 | 0.10398 | 0.11362 | 0.047857 | 0.044837 | 0.043498 | 0.044758 | 52.9708 | 68.1936 | 70.1415 | 69.8831 | 27.9721 | 27.5913 | 29.3417 | 27.5283
7 | 15 | 8 | 1773.2675 | 1802.333 | 1820.639 | 1798.6889 | 80 | 63 | 0 | 0 | 0 | 0 | 0 | 0 | 0 | 0 | 0 | 0 | 1265.5176 | 1341.4965 | 1396.9083 | 1459.0992 | 0 | 0 | 0 | 0 | -3.6839 | -18.3213 | -11.445 | 0 | -1.9803 | -8 | -7.4221 | -3.9638 | 433.4141 | 424.1578 | 442.5978 | 343.5534 | 0.37003 | 0.38103 | 0.36475 | 0.38586 | 160.3748 | 161.6159 | 161.4381 | 132.5649 | 0.091665 | 0.11073 | 0.10517 | 0.11537 | 0.049163 | 0.046212 | 0.046403 | 0.050116 | 39.729 | 46.9671 | 46.55 | 39.6373 | 21.3079 | 19.6013 | 20.5377 | 17.2175
7 | 15 | 9 | 1911.3775 | 1949.3149 | 1977.9561 | 1963.5956 | 80 | 63 | 0 | 0 | 0 | 0 | 0 | 0 | 0 | 0 | 0 | 0 | 1459.2028 | 1575.7447 | 1686.2452 | 1793.7381 | 0 | 0 | 0 | 0 | -3.6839 | -86.4052 | -65.5195 | -0.864 | -0.29913 | -8 | -8 | -7.238 | 376.1578 | 404.9754 | 365.2303 | 177.9595 | 0.36691 | 0.38398 | 0.38398 | 0 | 138.0175 | 155.5005 | 140.2393 | 0 | 0.092231 | 0.11111 | 0.10511 | 0.11428 | 0.049994 | 0.046858 | 0.046711 | 0.048144 | 34.6935 | 44.9982 | 38.3899 | 20.3373 | 18.8057 | 18.9765 | 17.0601 | 8.5677
7 | 15 | 10 | 2045.3075 | 2089.4482 | 2123.6668 | 2110.802 | 80 | 63 | 0 | 0 | 0 | 0 | 0 | 0 | 0 | 0 | 0 | 0 | 1548.6981 | 1701.1092 | 1858.8144 | 2004.4301 | 0 | 0 | 0 | 0 | -3.6839 | -82.2212 | -86.4 | -63.6263 | -0.73122 | -16.3513 | -8.874 | -30.8083 | 421.0246 | 423.9115 | 360.1264 | 200.8065 | 0.36691 | 0.38398 | 0.38398 | 0 | 154.4798 | 162.7715 | 138.2795 | 0 | 0.092311 | 0.11094 | 0.10507 | 0.11509 | 0.05012 | 0.046895 | 0.046801 | 0.050633 | 38.865 | 47.0295 | 37.8395 | 23.1111 | 21.1019 | 19.8792 | 16.8542 | 10.1674
7 | 15 | 11 | 2179.7181 | 2230.6271 | 2270.1087 | 2257.3114 | 80 | 63 | 0 | 0 | 0 | 0 | 0 | 0 | 0 | 0 | 0 | 0 | 1600.1491 | 1778.1895 | 1965.9914 | 2135.6022 | 0 | 0 | 0 | 0 | -3.6839 | -80.4 | -86.4 | -86.4 | -0.59148 | -14.3212 | -13.2579 | -40 | 503.8444 | 484.1587 | 403.7752 | 248.1092 | 0.36691 | 0.38398 | 0.38398 | 0 | 184.8675 | 185.9049 | 155.0396 | 0 | 0.092245 | 0.11243 | 0.10498 | 0.115 | 0.049986 | 0.047174 | 0.046699 | 0.050331 | 46.4774 | 54.4358 | 42.3872 | 28.5321 | 25.1852 | 22.8396 | 18.8558 | 12.4877
7 | 15 | 12 | 2272.6077 | 2328.7891 | 2372.5278 | 2360.2358 | 80 | 63 | 0 | 0 | 0 | 0 | 0 | 0 | 0 | 0 | 0 | 0 | 1623.244 | 1817.6868 | 2025.3709 | 2212.395 | 0 | 0 | 0 | 0 | -3.6839 | -80.4 | -86.4 | -86.4 | -1.0522 | -19.5522 | -17.1788 | -40 | 574.0998 | 548.0545 | 450.7357 | 274.2407 | 0.36691 | 0.38398 | 0.38398 | 0 | 210.6452 | 210.4393 | 173.0713 | 0 | 0.09194 | 0.11241 | 0.105 | 0.11475 | 0.049527 | 0.047145 | 0.046464 | 0.049598 | 52.7826 | 61.6091 | 47.327 | 31.4693 | 28.4336 | 25.8381 | 20.9428 | 13.6017
7 | 15 | 13 | 2364.4166 | 2428.2873 | 2479.5502 | 2471.1899 | 80 | 63 | 0 | 0 | 0 | 0 | 0 | 0 | 0 | 0 | 0 | 0 | 1659.1018 | 1863.6151 | 2090.1591 | 2292.8281 | 0 | 0 | 0 | 0 | -3.6839 | -57.8466 | -47.9515 | -86.4 | -2.2352 | -8 | -8 | -32.5775 | 631.234 | 567.5188 | 445.3425 | 297.3393 | 0.36382 | 0.38398 | 0.38398 | 0 | 229.6567 | 217.9131 | 171.0004 | 0 | 0.090922 | 0.11093 | 0.10475 | 0.11457 | 0.048287 | 0.045373 | 0.045836 | 0.048502 | 57.3932 | 62.9549 | 46.6477 | 34.0647 | 30.4807 | 25.7498 | 20.4126 | 14.4215
7 | 15 | 14 | 2448.6849 | 2519.3069 | 2577.5271 | 2573.3045 | 80 | 63 | 0 | 0 | 0 | 0 | 0 | 0 | 0 | 0 | 0 | 0 | 1684.81 | 1872.1771 | 2094.9383 | 2297.7403 | 0 | 0 | 0 | 0 | -3.6839 | -43.0196 | -50.6554 | -56.5176 | 1.2993 | -8 | -8 | -29.6963 | 686.2595 | 635.1494 | 541.2443 | 361.778 | 0.36561 | 0.38398 | 0.38398 | 0 | 250.9015 | 243.8816 | 207.8243 | 0 | 0.090027 | 0.11081 | 0.10449 | 0.11468 | 0.047322 | 0.045125 | 0.045216 | 0.04792 | 61.782 | 70.3827 | 56.5544 | 41.4881 | 32.475 | 28.6613 | 24.4727 | 17.3364
7 | 15 | 15 | 2514.6705 | 2591.4171 | 2655.8369 | 2655.2542 | 80 | 63 | 0 | 0 | 0 | 0 | 0 | 0 | 0 | 0 | 0 | 0 | 1712.1022 | 1880.716 | 2092.1613 | 2286.8909 | 0 | 0 | 0 | 0 | -3.6839 | -4.0203 | 0 | 0.28148 | -1.7976 | -8 | -8 | -8 | 728.0498 | 659.7214 | 571.6755 | 376.0819 | 0.36533 | 0.38398 | 0.38025 | 0 | 265.9755 | 253.3166 | 217.3791 | 0 | 0.089503 | 0.11094 | 0.10398 | 0.11383 | 0.047046 | 0.044935 | 0.044248 | 0.045568 | 65.1624 | 73.1918 | 59.4403 | 42.8102 | 34.2519 | 29.6443 | 25.2956 | 17.1375
7 | 15 | 16 | 2559.1028 | 2647.06 | 2723.8072 | 2732.7532 | 80 | 63 | 0 | 0 | 0 | 0 | 0 | 0 | 0 | 0 | 0 | 0 | 1705.6652 | 1846.6899 | 2029.5456 | 2200.5773 | 0 | 0 | 0 | 0 | -3.6839 | -4.0203 | -8.64 | 1.2705 | -3.6172 | -8 | -7.2963 | -5.8528 | 780.7388 | 749.3904 | 710.1979 | 536.7583 | 0.37414 | 0.38398 | 0.38398 | 0.38586 | 292.1032 | 287.7473 | 272.6982 | 207.1151 | 0.089448 | 0.11146 | 0.10371 | 0.11291 | 0.046819 | 0.04463 | 0.043621 | 0.0437 | 69.8358 | 83.5277 | 73.6577 | 60.6049 | 36.5531 | 33.4455 | 30.9798 | 23.4564
7 | 15 | 17 | 2550.9941 | 2649.3277 | 2737.8093 | 2756.7931 | 80 | 63 | 0 | 0 | 0 | 0 | 0 | 0 | 0 | 0 | 0 | 0 | 1560.5934 | 1652.1024 | 1786.877 | 1916.8321 | 0 | 0 | 0 | 0 | -3.6839 | -9.2684 | -6.2621 | -4.32 | -3.4192 | -1.4362 | -3.1393 | -7.2603 | 917.5038 | 944.9299 | 960.3336 | 851.5413 | 0.38366 | 0.35923 | 0.36981 | 0.37601 | 352.0055 | 339.4432 | 355.1384 | 320.1917 | 0.089439 | 0.11111 | 0.10409 | 0.11292 | 0.046827 | 0.04417 | 0.043819 | 0.043538 | 82.0604 | 104.9911 | 99.9591 | 96.1571 | 42.9642 | 41.7379 | 42.0812 | 37.0741
7 | 15 | 18 | 2503.7744 | 2611.0265 | 2710.0704 | 2739.1046 | 80 | 63 | 0 | 0 | 0 | 0 | 0 | 0 | 0 | 0 | 0 | 0 | 1172.615 | 1188.5166 | 1262.0237 | 1337.918 | 0 | 0 | 0 | 0 | -3.6839 | -8.0334 | -1.6171 | 0 | -2.6443 | -3.1242 | -5.8627 | -4.3212 | 1257.4877 | 1370.6675 | 1455.5266 | 1405.5078 | 0.38585 | 0.38166 | 0.38652 | 0.37341 | 485.206 | 523.127 | 562.5974 | 524.8307 | 0.089311 | 0.11035 | 0.10424 | 0.11301 | 0.046727 | 0.04387 | 0.044134 | 0.043905 | 112.3069 | 151.251 | 151.7304 | 158.8347 | 58.759 | 60.131 | 64.2388 | 61.7093
7 | 15 | 19 | 2418.9455 | 2529.5101 | 2633.0185 | 2667.6444 | 80 | 63 | 0 | 0 | 0 | 0 | 0 | 0 | 0 | 0 | 0 | 0 | 706.038 | 676.7101 | 715.1528 | 758.3316 | 0 | 0 | 0 | 0 | -3.6839 | -22.8615 | -5.9426 | 39.6929 | 1.8585 | 4.7838 | 1.3203 | 6.209 | 1634.733 | 1807.8777 | 1922.4879 | 1863.4109 | 0.38793 | 0.39411 | 0.38919 | 0.38458 | 634.1699 | 712.5007 | 748.2113 | 716.6274 | 0.089727 | 0.11047 | 0.10494 | 0.11362 | 0.046957 | 0.044524 | 0.045145 | 0.045018 | 146.6793 | 199.7187 | 201.7553 | 211.7259 | 76.7617 | 80.4938 | 86.79 | 83.8871
7 | 15 | 20 | 2406.1453 | 2518.0547 | 2622.837 | 2658.3851 | 80 | 63 | 0 | 0 | 0 | 0 | 0 | 0 | 0 | 0 | 0 | 0 | 523.6283 | 496.2974 | 531.2921 | 575.5004 | 0 | 0 | 0 | 0 | -2.274 | 68.2572 | 45.7072 | 52.6975 | 1.8258 | 1.7889 | 6.8238 | 30.7498 | 1802.9652 | 1888.7112 | 2039.0139 | 1999.4375 | 0.38829 | 0.40541 | 0.3998 | 0.38892 | 700.0783 | 765.6933 | 815.2011 | 777.6143 | 0.089822 | 0.11041 | 0.10494 | 0.1136 | 0.04698 | 0.044538 | 0.045152 | 0.045023 | 161.9458 | 208.5249 | 213.97 | 227.1262 | 84.7039 | 84.1194 | 92.0661 | 90.0208
7 | 15 | 21 | 2347.7107 | 2458.706 | 2562.572 | 2598.1431 | 80 | 63 | 0 | 0 | 0 | 0 | 0 | 0 | 0 | 0 | 0 | 0 | 530.5012 | 510.0589 | 539.516 | 588.2406 | 0 | 0 | 0 | 0 | 1.9305 | 0 | 47.2776 | 28.8 | 1.8961 | 5.1303 | 4.1873 | 36.791 | 1733.383 | 1880.5167 | 1971.5911 | 1944.3115 | 0.38736 | 0.40087 | 0.39574 | 0.38805 | 671.4475 | 753.8429 | 780.2306 | 754.4951 | 0.089616 | 0.11023 | 0.10469 | 0.11349 | 0.046946 | 0.044349 | 0.044999 | 0.044924 | 155.338 | 207.2983 | 206.4084 | 220.66 | 81.3746 | 83.3986 | 88.7201 | 87.3468
7 | 15 | 22 | 2151.5215 | 2256.7929 | 2355.9007 | 2391.7114 | 80 | 63 | 0 | 0 | 0 | 0 | 0 | 0 | 0 | 0 | 0 | 0 | 484.1727 | 458.8094 | 487.548 | 533.4691 | 0 | 0 | 0 | 0 | 2.9161 | 7.5206 | 24.079 | 25.0364 | 1.8247 | 4.0424 | 4.9491 | 32.8795 | 1582.608 | 1723.4206 | 1839.3246 | 1800.3264 | 0.38147 | 0.39646 | 0.3914 | 0.38267 | 603.7134 | 683.2717 | 719.903 | 688.9335 | 0.089269 | 0.10992 | 0.1041 | 0.1132 | 0.046737 | 0.04387 | 0.044437 | 0.044568 | 141.2782 | 189.4445 | 191.4668 | 203.7904 | 73.9662 | 75.6069 | 81.734 | 80.2364
7 | 15 | 23 | 1959.2456 | 2056.6308 | 2148.4764 | 2182.2868 | 80 | 63 | 0 | 0 | 0 | 0 | 0 | 0 | 0 | 0 | 0 | 0 | 492.0855 | 479.5366 | 510.0566 | 545.8536 | 0 | 0 | 0 | 0 | 6.4651 | 17.5316 | 3.2919 | 33.7253 | 0.42227 | 2.5937 | 6.3188 | 20.141 | 1380.2727 | 1493.9689 | 1628.8091 | 1582.5668 | 0.37334 | 0.38975 | 0.38502 | 0.37572 | 515.308 | 582.2734 | 627.1198 | 594.6014 | 0.088962 | 0.10955 | 0.10383 | 0.11293 | 0.046464 | 0.043485 | 0.044028 | 0.044024 | 122.7914 | 163.6661 | 169.1146 | 178.7232 | 64.1334 | 64.9645 | 71.7136 | 69.6704
7 | 15 | 24 | 1789.1439 | 1871.9519 | 1948.6305 | 1973.079 | 80 | 63 | 0 | 0 | 0 | 0 | 0 | 0 | 0 | 0 | 0 | 0 | 504.3272 | 501.8876 | 532.1592 | 563.108 | 0 | 0 | 0 | 0 | 14.5803 | 6.2832 | 22.6846 | 28.8 | 0 | 4.9397 | 2.8096 | 28.4157 | 1190.2364 | 1295.8414 | 1390.9771 | 1352.7554 | 0.36396 | 0.38033 | 0.38357 | 0.36382 | 433.1972 | 492.847 | 533.535 | 492.1617 | 0.089193 | 0.10941 | 0.10371 | 0.1128 | 0.046529 | 0.043309 | 0.043761 | 0.043738 | 106.1604 | 141.7789 | 144.2577 | 152.5841 | 55.381 | 56.1216 | 60.87 | 59.1675
7 | 16 | 1 | 1686.4343 | 1756.0823 | 1818.4101 | 1832.4877 | 80 | 63 | 0 | 0 | 0 | 0 | 0 | 0 | 0 | 0 | 0 | 0 | 501.9007 | 505.2292 | 533.574 | 562.861 | 0 | 0 | 0 | 0 | -3.6839 | 17.5316 | 22.9357 | 5.5437 | 0 | 2.9024 | 1.917 | 3.4834 | 1108.2176 | 1167.4191 | 1259.9834 | 1260.5995 | 0.3644 | 0.37066 | 0.38218 | 0.36382 | 403.8372 | 432.7135 | 481.5348 | 458.6334 | 0.089394 | 0.10944 | 0.10361 | 0.1127 | 0.046641 | 0.043306 | 0.043646 | 0.043567 | 99.0678 | 127.7582 | 130.545 | 142.0686 | 51.6886 | 50.5568 | 54.9929 | 54.9207
7 | 16 | 2 | 1614.6183 | 1673.5369 | 1724.4446 | 1730.5105 | 80 | 63 | 0 | 0 | 0 | 0 | 0 | 0 | 0 | 0 | 0 | 0 | 496.3968 | 507.6817 | 532.3375 | 560.7385 | 0 | 0 | 0 | 0 | -3.6839 | 34.1762 | 39.781 | 0 | 0 | 4.3716 | 1.0404 | 1.8476 | 1041.9054 | 1064.3075 | 1151.2857 | 1167.9244 | 0.3644 | 0.36878 | 0.38135 | 0.36382 | 379.6733 | 392.4938 | 439.0475 | 424.9162 | 0.089426 | 0.10944 | 0.10352 | 0.11266 | 0.04669 | 0.043268 | 0.043544 | 0.043375 | 93.1739 | 116.4737 | 119.1855 | 131.5822 | 48.647 | 46.0507 | 50.1317 | 50.6588
7 | 16 | 3 | 1589.6482 | 1639.9538 | 1681.3924 | 1680.0429 | 80 | 63 | 0 | 0 | 0 | 0 | 0 | 0 | 0 | 0 | 0 | 0 | 470.066 | 486.1073 | 508.4488 | 532.9539 | 0 | 0 | 0 | 0 | -2.8931 | 57.9489 | 43.9575 | 0 | 0 | 3.3114 | 4.1279 | 0 | 1042.4753 | 1029.5862 | 1124.8582 | 1147.0889 | 0.36651 | 0.3648 | 0.37847 | 0.36382 | 382.0737 | 375.5958 | 425.7246 | 417.3358 | 0.089315 | 0.10937 | 0.10335 | 0.1126 | 0.046623 | 0.043132 | 0.043413 | 0.043245 | 93.1086 | 112.6092 | 116.2575 | 129.165 | 48.6033 | 44.4083 | 48.8339 | 49.6055
7 | 16 | 4 | 1633.3668 | 1679.0924 | 1714.8969 | 1707.7354 | 80 | 63 | 0 | 0 | 0 | 0 | 0 | 0 | 0 | 0 | 0 | 0 | 453.4757 | 471.7778 | 491.7561 | 515.7124 | 0 | 0 | 0 | 0 | -0.68177 | 87.6582 | 43.9868 | 0 | 0 | 8.0991 | 0 | 0 | 1100.5728 | 1048.5573 | 1179.154 | 1192.023 | 0.36512 | 0.37056 | 0.38415 | 0.36382 | 401.845 | 388.5559 | 452.9693 | 433.6838 | 0.089086 | 0.10936 | 0.10336 | 0.11261 | 0.04645 | 0.043219 | 0.043509 | 0.04333 | 98.0453 | 114.6681 | 121.8727 | 134.2379 | 51.1214 | 45.3181 | 51.3044 | 51.6499
7 | 16 | 5 | 1724.8392 | 1768.6241 | 1801.3528 | 1789.4984 | 80 | 63 | 0 | 0 | 0 | 0 | 0 | 0 | 0 | 0 | 0 | 0 | 432.7678 | 454.6969 | 469.8419 | 494.6611 | 0 | 0 | 0 | 0 | 10.7423 | 20.5204 | -16.8638 | 44.2803 | 0 | 31.8592 | 37.6498 | 6.2633 | 1201.329 | 1198.5477 | 1310.7249 | 1244.2937 | 0.36404 | 0.37803 | 0.38589 | 0.36382 | 437.3361 | 453.0872 | 505.7931 | 452.701 | 0.088906 | 0.10933 | 0.10336 | 0.11261 | 0.046451 | 0.043379 | 0.043638 | 0.043426 | 106.8057 | 131.042 | 135.474 | 140.1156 | 55.8026 | 51.9921 | 57.1972 | 54.0341
7 | 16 | 6 | 1840.0338 | 1882.8545 | 1913.6255 | 1897.7751 | 80 | 63 | 0 | 0 | 0 | 0 | 0 | 0 | 0 | 0 | 0 | 0 | 678.4676 | 705.4332 | 716.0964 | 739.4848 | 0 | 0 | 0 | 0 | 6.1024 | 58.8107 | 43.2043 | -19.1775 | 1.1389 | 5.119 | 4.2033 | 3.6498 | 1074.3249 | 1050.4916 | 1150.1215 | 1173.8181 | 0.36811 | 0.37383 | 0.38312 | 0.36387 | 395.465 | 392.7068 | 440.6304 | 427.1154 | 0.089231 | 0.10939 | 0.10338 | 0.11264 | 0.04667 | 0.043182 | 0.043298 | 0.043065 | 95.8628 | 114.9123 | 118.9004 | 132.2194 | 50.1384 | 45.3625 | 49.7977 | 50.5508
7 | 16 | 7 | 2006.3748 | 2051.8528 | 2084.902 | 2068.2487 | 80 | 63 | 0 | 0 | 0 | 0 | 0 | 0 | 0 | 0 | 0 | 0 | 1063.7502 | 1099.0638 | 1112.8461 | 1139.1095 | 0 | 0 | 0 | 0 | -2.2912 | -21.8962 | -13.2263 | 0 | 2.6207 | 3.6109 | 0.2048 | -4.1262 | 862.2951 | 908.0743 | 985.0773 | 933.2654 | 0.37184 | 0.3586 | 0.37474 | 0.37002 | 320.6347 | 325.6319 | 369.1433 | 345.323 | 0.090627 | 0.11082 | 0.10398 | 0.11362 | 0.047857 | 0.044837 | 0.043498 | 0.044758 | 78.1475 | 100.6301 | 102.4306 | 106.0405 | 41.2671 | 40.7151 | 42.8489 | 41.7714
7 | 16 | 8 | 2159.7488 | 2211.4567 | 2251.7691 | 2239.8296 | 80 | 63 | 0 | 0 | 0 | 0 | 0 | 0 | 0 | 0 | 0 | 0 | 1391.0419 | 1482.7888 | 1551.3644 | 1624.0137 | 0 | 0 | 0 | 0 | -3.6839 | -18.3213 | -11.445 | 0 | -1.9803 | -8 | -7.4221 | -3.9638 | 694.3712 | 691.9892 | 719.2717 | 619.7796 | 0.37003 | 0.38103 | 0.36475 | 0.38586 | 256.9359 | 263.6671 | 262.3552 | 239.1507 | 0.091665 | 0.11073 | 0.10517 | 0.11537 | 0.049163 | 0.046212 | 0.046403 | 0.050116 | 63.6497 | 76.6241 | 75.649 | 71.5067 | 34.1373 | 31.9784 | 33.3762 | 31.0608
7 | 16 | 9 | 2276.3799 | 2335.7012 | 2385.1257 | 2380.2197 | 80 | 63 | 0 | 0 | 0 | 0 | 0 | 0 | 0 | 0 | 0 | 0 | 1550.7591 | 1697.6454 | 1826.939 | 1951.9209 | 0 | 0 | 0 | 0 | -3.6839 | -86.4052 | -65.5195 | -0.864 | -0.29913 | -8 | -8 | -7.238 | 649.6038 | 669.461 | 631.7062 | 436.4008 | 0.36691 | 0.38398 | 0.38398 | 0 | 238.3487 | 257.0564 | 242.5594 | 0 | 0.092231 | 0.11111 | 0.10511 | 0.11428 | 0.049994 | 0.046858 | 0.046711 | 0.048144 | 59.9137 | 74.3861 | 66.3995 | 49.8722 | 32.4764 | 31.3699 | 29.5074 | 21.0102
7 | 16 | 10 | 2430.7394 | 2497.4609 | 2553.6261 | 2550.7449 | 80 | 63 | 0 | 0 | 0 | 0 | 0 | 0 | 0 | 0 | 0 | 0 | 1658.0466 | 1841.199 | 2016.2647 | 2181.8366 | 0 | 0 | 0 | 0 | -3.6839 | -82.2212 | -86.4 | -63.6263 | -0.73122 | -16.3513 | -8.874 | -30.8083 | 697.108 | 691.8344 | 632.6355 | 463.3429 | 0.36691 | 0.38398 | 0.38398 | 0 | 255.7787 | 265.6472 | 242.9162 | 0 | 0.092311 | 0.11094 | 0.10507 | 0.11509 | 0.05012 | 0.046895 | 0.046801 | 0.050633 | 64.3505 | 76.7533 | 66.4728 | 53.3267 | 34.9393 | 32.4433 | 29.6078 | 23.4603
7 | 16 | 11 | 2522.332 | 2593.3133 | 2652.3035 | 2648.3806 | 80 | 63 | 0 | 0 | 0 | 0 | 0 | 0 | 0 | 0 | 0 | 0 | 1700.2993 | 1908.527 | 2115.05 | 2306.5746 | 0 | 0 | 0 | 0 | -3.6839 | -80.4 | -86.4 | -86.4 | -0.59148 | -14.3212 | -13.2579 | -40 | 746.3082 | 716.5074 | 636.9113 | 468.206 | 0.36691 | 0.38398 | 0.38398 | 0 | 273.8309 | 275.121 | 244.558 | 0 | 0.092245 | 0.11243 | 0.10498 | 0.115 | 0.049986 | 0.047174 | 0.046699 | 0.050331 | 68.8435 | 80.5597 | 66.8612 | 53.8429 | 37.305 | 33.8004 | 29.743 | 23.5655
7 | 16 | 12 | 2575.482 | 2649.4076 | 2710.392 | 2705.9451 | 80 | 63 | 0 | 0 | 0 | 0 | 0 | 0 | 0 | 0 | 0 | 0 | 1709.068 | 1926.1036 | 2151.0042 | 2359.6164 | 0 | 0 | 0 | 0 | -3.6839 | -80.4 | -86.4 | -86.4 | -1.0522 | -19.5522 | -17.1788 | -40 | 791.1502 | 760.2561 | 662.9667 | 472.7287 | 0.36691 | 0.38398 | 0.38398 | 0 | 290.2841 | 291.9195 | 254.5626 | 0 | 0.09194 | 0.11241 | 0.105 | 0.11475 | 0.049527 | 0.047145 | 0.046464 | 0.049598 | 72.7382 | 85.4635 | 69.6112 | 54.2458 | 39.1836 | 35.8423 | 30.8038 | 23.4462
7 | 16 | 13 | 2649.3102 | 2729.8716 | 2797.3564 | 2796.3755 | 80 | 63 | 0 | 0 | 0 | 0 | 0 | 0 | 0 | 0 | 0 | 0 | 1685.5471 | 1891.5296 | 2122.7556 | 2339.2323 | 0 | 0 | 0 | 0 | -3.6839 | -57.8466 | -47.9515 | -86.4 | -2.2352 | -8 | -8 | -32.5775 | 889.6823 | 841.1886 | 730.5522 | 576.1207 | 0.36382 | 0.38398 | 0.38398 | 0 | 323.6858 | 322.9955 | 280.5138 | 0 | 0.090922 | 0.11093 | 0.10475 | 0.11457 | 0.048287 | 0.045373 | 0.045836 | 0.048502 | 80.8919 | 93.3131 | 76.5221 | 66.0033 | 42.9605 | 38.1669 | 33.4854 | 27.943
7 | 16 | 14 | 2699.3661 | 2784.6744 | 2857.1685 | 2859.439 | 80 | 63 | 0 | 0 | 0 | 0 | 0 | 0 | 0 | 0 | 0 | 0 | 1752.3194 | 1946.2919 | 2178.0315 | 2392.7998 | 0 | 0 | 0 | 0 | -3.6839 | -43.0196 | -50.6554 | -56.5176 | 1.2993 | -8 | -8 | -29.6963 | 869.4313 | 826.4021 | 737.7923 | 552.8531 | 0.36561 | 0.38398 | 0.38398 | 0 | 317.8705 | 317.3179 | 283.2938 | 0 | 0.090027 | 0.11081 | 0.10449 | 0.11468 | 0.047322 | 0.045125 | 0.045216 | 0.04792 | 78.2724 | 91.5759 | 77.0917 | 63.4003 | 41.143 | 37.2916 | 33.3597 | 26.4928
7 | 16 | 15 | 2730.8594 | 2820.2716 | 2897.0012 | 2902.0183 | 80 | 63 | 0 | 0 | 0 | 0 | 0 | 0 | 0 | 0 | 0 | 0 | 1839.1046 | 2019.0366 | 2238.1751 | 2441.2658 | 0 | 0 | 0 | 0 | -3.6839 | -4.0203 | 0 | 0.28148 | -1.7976 | -8 | -8 | -8 | 817.2364 | 750.2552 | 666.8261 | 468.471 | 0.36533 | 0.38398 | 0.38025 | 0 | 298.5577 | 288.0794 | 253.56 | 0 | 0.089503 | 0.11094 | 0.10398 | 0.11383 | 0.047046 | 0.044935 | 0.044248 | 0.045568 | 73.1449 | 83.236 | 69.3336 | 53.3271 | 38.4478 | 33.7124 | 29.5058 | 21.3475
7 | 16 | 16 | 2735.902 | 2834.2171 | 2921.0313 | 2934.5567 | 80 | 63 | 0 | 0 | 0 | 0 | 0 | 0 | 0 | 0 | 0 | 0 | 1805.8846 | 1950.1901 | 2141.746 | 2319.4146 | 0 | 0 | 0 | 0 | -3.6839 | -4.0203 | -8.64 | 1.2705 | -3.6172 | -8 | -7.2963 | -5.8528 | 857.3185 | 833.0472 | 795.2215 | 619.7245 | 0.37414 | 0.38398 | 0.38398 | 0.38586 | 320.7545 | 319.8694 | 305.3452 | 239.1287 | 0.089448 | 0.11146 | 0.10371 | 0.11291 | 0.046819 | 0.04463 | 0.043621 | 0.0437 | 76.6857 | 92.8522 | 82.4759 | 69.9725 | 40.1384 | 37.1791 | 34.6886 | 27.082
7 | 16 | 17 | 2683.1561 | 2789.2326 | 2885.2395 | 2907.6466 | 80 | 63 | 0 | 0 | 0 | 0 | 0 | 0 | 0 | 0 | 0 | 0 | 1561.3852 | 1645.0757 | 1786.7816 | 1920.539 | 0 | 0 | 0 | 0 | -3.6839 | -9.2684 | -6.2621 | -4.32 | -3.4192 | -1.4362 | -3.1393 | -7.2603 | 1048.8741 | 1091.8615 | 1107.8593 | 998.6879 | 0.38366 | 0.35923 | 0.36981 | 0.37601 | 402.4065 | 392.2248 | 409.6944 | 375.5209 | 0.089439 | 0.11111 | 0.10409 | 0.11292 | 0.046827 | 0.04417 | 0.043819 | 0.043538 | 93.81 | 121.3167 | 115.3148 | 112.7731 | 49.1159 | 48.228 | 48.5457 | 43.4805
7 | 16 | 18 | 2599.4153 | 2712.2706 | 2816.7603 | 2848.2717 | 80 | 63 | 0 | 0 | 0 | 0 | 0 | 0 | 0 | 0 | 0 | 0 | 1185.0155 | 1199.5084 | 1278.5556 | 1356.2006 | 0 | 0 | 0 | 0 | -3.6839 | -8.0334 | -1.6171 | 0 | -2.6443 | -3.1242 | -5.8627 | -4.3212 | 1340.728 | 1460.9198 | 1545.6845 | 1496.3923 | 0.38585 | 0.38166 | 0.38652 | 0.37341 | 517.3246 | 557.5725 | 597.4457 | 558.7679 | 0.089311 | 0.11035 | 0.10424 | 0.11301 | 0.046727 | 0.04387 | 0.044134 | 0.043905 | 119.7411 | 161.2102 | 161.1289 | 169.1055 | 62.6485 | 64.0903 | 68.2179 | 65.6996
7 | 16 | 19 | 2492.058 | 2606.9058 | 2714.5773 | 2751.097 | 80 | 63 | 0 | 0 | 0 | 0 | 0 | 0 | 0 | 0 | 0 | 0 | 765.8933 | 740.7953 | 780.8107 | 828.8471 | 0 | 0 | 0 | 0 | -3.6839 | -22.8615 | -5.9426 | 39.6929 | 1.8585 | 4.7838 | 1.3203 | 6.209 | 1647.9901 | 1821.1882 | 1938.3888 | 1876.3481 | 0.38793 | 0.39411 | 0.38919 | 0.38458 | 639.3128 | 717.7465 | 754.3997 | 721.6027 | 0.089727 | 0.11047 | 0.10494 | 0.11362 | 0.046957 | 0.044524 | 0.045145 | 0.045018 | 147.8688 | 201.1891 | 203.424 | 213.1959 | 77.3842 | 81.0865 | 87.5079 | 84.4695
7 | 16 | 20 | 2491.2216 | 2608.1152 | 2717.7418 | 2755.4936 | 80 | 63 | 0 | 0 | 0 | 0 | 0 | 0 | 0 | 0 | 0 | 0 | 616.2147 | 592.7707 | 630.0113 | 681.766 | 0 | 0 | 0 | 0 | -2.274 | 68.2572 | 45.7072 | 52.6975 | 1.8258 | 1.7889 | 6.8238 | 30.7498 | 1795.4552 | 1882.2985 | 2035.1994 | 1990.2803 | 0.38829 | 0.40541 | 0.3998 | 0.38892 | 697.1622 | 763.0935 | 813.6761 | 774.0529 | 0.089822 | 0.11041 | 0.10494 | 0.1136 | 0.04698 | 0.044538 | 0.045152 | 0.045023 | 161.2712 | 207.8169 | 213.5697 | 226.0859 | 84.3511 | 83.8338 | 91.8939 | 89.6085
7 | 16 | 21 | 2411.0282 | 2525.733 | 2633.2043 | 2670.4155 | 80 | 63 | 0 | 0 | 0 | 0 | 0 | 0 | 0 | 0 | 0 | 0 | 630.7602 | 617.3128 | 651.797 | 702.8001 | 0 | 0 | 0 | 0 | 1.9305 | 0 | 47.2776 | 28.8 | 1.8961 | 5.1303 | 4.1873 | 36.791 | 1696.4414 | 1840.2898 | 1929.9423 | 1902.0243 | 0.38736 | 0.40087 | 0.39574 | 0.38805 | 657.1378 | 737.7171 | 763.7486 | 738.0854 | 0.089616 | 0.11023 | 0.10469 | 0.11349 | 0.046946 | 0.044349 | 0.044999 | 0.044924 | 152.0275 | 202.8639 | 202.0481 | 215.8608 | 79.6403 | 81.6146 | 86.8459 | 85.4471
7 | 16 | 22 | 2195.5288 | 2303.3785 | 2404.9921 | 2441.9427 | 80 | 63 | 0 | 0 | 0 | 0 | 0 | 0 | 0 | 0 | 0 | 0 | 608.1102 | 594.5006 | 628.1874 | 676.9118 | 0 | 0 | 0 | 0 | 2.9161 | 7.5206 | 24.079 | 25.0364 | 1.8247 | 4.0424 | 4.9491 | 32.8795 | 1502.6779 | 1634.3149 | 1747.7766 | 1707.1149 | 0.38147 | 0.39646 | 0.3914 | 0.38267 | 573.2227 | 647.9446 | 684.0716 | 653.2641 | 0.089269 | 0.10992 | 0.1041 | 0.1132 | 0.046737 | 0.04387 | 0.044437 | 0.044568 | 134.1429 | 179.6497 | 181.937 | 193.2392 | 70.2305 | 71.6978 | 77.6658 | 76.0822
7 | 16 | 23 | 2006.6812 | 2106.8455 | 2201.392 | 2236.4311 | 80 | 63 | 0 | 0 | 0 | 0 | 0 | 0 | 0 | 0 | 0 | 0 | 609.9043 | 599.8574 | 634.9441 | 679.6087 | 0 | 0 | 0 | 0 | 6.4651 | 17.5316 | 3.2919 | 33.7253 | 0.42227 | 2.5937 | 6.3188 | 20.141 | 1309.8896 | 1423.8627 | 1556.8373 | 1502.9561 | 0.37334 | 0.38975 | 0.38502 | 0.37572 | 489.0313 | 554.9496 | 599.4094 | 564.6901 | 0.088962 | 0.10955 | 0.10383 | 0.11293 | 0.046464 | 0.043485 | 0.044028 | 0.044024 | 116.53 | 155.9859 | 161.642 | 169.7326 | 60.8631 | 61.916 | 68.5448 | 66.1656
7 | 16 | 24 | 1831.6121 | 1916.9081 | 1996.0049 | 2021.5534 | 80 | 63 | 0 | 0 | 0 | 0 | 0 | 0 | 0 | 0 | 0 | 0 | 577.6542 | 564.8819 | 598.5764 | 642.235 | 0 | 0 | 0 | 0 | 14.5803 | 6.2832 | 22.6846 | 28.8 | 0 | 4.9397 | 2.8096 | 28.4157 | 1159.3777 | 1277.8033 | 1371.9343 | 1322.1027 | 0.36396 | 0.38033 | 0.38357 | 0.36382 | 421.9659 | 485.9866 | 526.2307 | 481.0096 | 0.089193 | 0.10941 | 0.10371 | 0.1128 | 0.046529 | 0.043309 | 0.043761 | 0.043738 | 103.408 | 139.8053 | 142.2827 | 149.1266 | 53.9452 | 55.3404 | 60.0366 | 57.8268
7 | 17 | 1 | 1708.6129 | 1779.5602 | 1843.1509 | 1857.803 | 80 | 63 | 0 | 0 | 0 | 0 | 0 | 0 | 0 | 0 | 0 | 0 | 576.1777 | 568.8199 | 601.5998 | 642.7609 | 0 | 0 | 0 | 0 | -3.6839 | 17.5316 | 22.9357 | 5.5437 | 0 | 2.9024 | 1.917 | 3.4834 | 1056.1191 | 1127.3063 | 1216.6984 | 1206.0149 | 0.3644 | 0.37066 | 0.38218 | 0.36382 | 384.8524 | 417.8454 | 464.9923 | 438.7743 | 0.089394 | 0.10944 | 0.10361 | 0.1127 | 0.046641 | 0.043306 | 0.043646 | 0.043567 | 94.4105 | 123.3684 | 126.0603 | 135.9169 | 49.2587 | 48.8197 | 53.1037 | 52.5426
7 | 17 | 2 | 1651.0695 | 1712.1237 | 1765.1069 | 1772.117 | 80 | 63 | 0 | 0 | 0 | 0 | 0 | 0 | 0 | 0 | 0 | 0 | 564.683 | 562.9663 | 595.3444 | 631.4614 | 0 | 0 | 0 | 0 | -3.6839 | 34.1762 | 39.781 | 0 | 0 | 4.3716 | 1.0404 | 1.8476 | 1010.0704 | 1047.6097 | 1128.9412 | 1138.808 | 0.3644 | 0.36878 | 0.38135 | 0.36382 | 368.0725 | 386.336 | 430.5263 | 414.323 | 0.089426 | 0.10944 | 0.10352 | 0.11266 | 0.04669 | 0.043268 | 0.043544 | 0.043375 | 90.327 | 114.6464 | 116.8723 | 128.3018 | 47.1606 | 45.3282 | 49.1587 | 49.3959
7 | 17 | 3 | 1619.9426 | 1672.023 | 1715.1867 | 1714.6218 | 80 | 63 | 0 | 0 | 0 | 0 | 0 | 0 | 0 | 0 | 0 | 0 | 532.868 | 538.5005 | 567.7389 | 598.7178 | 0 | 0 | 0 | 0 | -2.8931 | 57.9489 | 43.9575 | 0 | 0 | 3.3114 | 4.1279 | 0 | 1009.9677 | 1009.2623 | 1099.3623 | 1115.904 | 0.36651 | 0.3648 | 0.37847 | 0.36382 | 370.1594 | 368.1816 | 416.0752 | 405.99 | 0.089315 | 0.10937 | 0.10335 | 0.1126 | 0.046623 | 0.043132 | 0.043413 | 0.043245 | 90.2052 | 110.3863 | 113.6225 | 125.6535 | 47.0877 | 43.5317 | 47.7271 | 48.2569
7 | 17 | 4 | 1629.8686 | 1675.3893 | 1710.9946 | 1703.7425 | 80 | 63 | 0 | 0 | 0 | 0 | 0 | 0 | 0 | 0 | 0 | 0 | 479.4024 | 488.0744 | 513.0143 | 540.2394 | 0 | 0 | 0 | 0 | -0.68177 | 87.6582 | 43.9868 | 0 | 0 | 8.0991 | 0 | 0 | 1071.148 | 1028.5576 | 1153.9934 | 1163.5031 | 0.36512 | 0.37056 | 0.38415 | 0.36382 | 391.1013 | 381.1447 | 443.3039 | 423.3076 | 0.089086 | 0.10936 | 0.10336 | 0.11261 | 0.04645 | 0.043219 | 0.043509 | 0.04333 | 95.424 | 112.481 | 119.2722 | 131.0261 | 49.7546 | 44.4537 | 50.2097 | 50.4142
7 | 17 | 5 | 1718.2625 | 1761.6622 | 1794.0164 | 1781.9917 | 80 | 63 | 0 | 0 | 0 | 0 | 0 | 0 | 0 | 0 | 0 | 0 | 433.3141 | 447.9826 | 468.6203 | 490.5576 | 0 | 0 | 0 | 0 | 10.7423 | 20.5204 | -16.8638 | 44.2803 | 0 | 31.8592 | 37.6498 | 6.2633 | 1194.2061 | 1198.3 | 1304.6101 | 1240.8904 | 0.36404 | 0.37803 | 0.38589 | 0.36382 | 434.743 | 452.9936 | 503.4335 | 451.4628 | 0.088906 | 0.10933 | 0.10336 | 0.11261 | 0.046451 | 0.043379 | 0.043638 | 0.043426 | 106.1725 | 131.0149 | 134.842 | 139.7323 | 55.4717 | 51.9814 | 56.9304 | 53.8863
7 | 17 | 6 | 1836.4656 | 1879.0773 | 1909.6451 | 1893.7023 | 80 | 63 | 0 | 0 | 0 | 0 | 0 | 0 | 0 | 0 | 0 | 0 | 679.0258 | 697.8769 | 714.6412 | 734.8612 | 0 | 0 | 0 | 0 | 6.1024 | 58.8107 | 43.2043 | -19.1775 | 1.1389 | 5.119 | 4.2033 | 3.6498 | 1070.1985 | 1054.2707 | 1147.5963 | 1174.3689 | 0.36811 | 0.37383 | 0.38312 | 0.36387 | 393.946 | 394.1196 | 439.663 | 427.3158 | 0.089231 | 0.10939 | 0.10338 | 0.11264 | 0.04667 | 0.043182 | 0.043298 | 0.043065 | 95.4946 | 115.3256 | 118.6393 | 132.2814 | 49.9458 | 45.5257 | 49.6883 | 50.5745
7 | 17 | 7 | 1988.394 | 2032.8186 | 2064.844 | 2047.725 | 80 | 63 | 0 | 0 | 0 | 0 | 0 | 0 | 0 | 0 | 0 | 0 | 1003.8343 | 1028.6082 | 1047.1319 | 1071.0536 | 0 | 0 | 0 | 0 | -2.2912 | -21.8962 | -13.2263 | 0 | 2.6207 | 3.6109 | 0.2048 | -4.1262 | 904.2302 | 959.4957 | 1030.7335 | 980.7976 | 0.37184 | 0.3586 | 0.37474 | 0.37002 | 336.2278 | 344.0715 | 386.2523 | 362.9107 | 0.090627 | 0.11082 | 0.10398 | 0.11362 | 0.047857 | 0.044837 | 0.043498 | 0.044758 | 81.948 | 106.3285 | 107.178 | 111.4413 | 43.274 | 43.0207 | 44.8348 | 43.8989
7 | 17 | 8 | 2123.9972 | 2173.6106 | 2211.8872 | 2199.0217 | 80 | 63 | 0 | 0 | 0 | 0 | 0 | 0 | 0 | 0 | 0 | 0 | 1320.3659 | 1397.086 | 1467.1468 | 1536.0842 | 0 | 0 | 0 | 0 | -3.6839 | -18.3213 | -11.445 | 0 | -1.9803 | -8 | -7.4221 | -3.9638 | 729.2956 | 739.8458 | 763.6075 | 666.9012 | 0.37003 | 0.38103 | 0.36475 | 0.38586 | 269.8588 | 281.9018 | 278.5267 | 257.3333 | 0.091665 | 0.11073 | 0.10517 | 0.11537 | 0.049163 | 0.046212 | 0.046403 | 0.050116 | 66.851 | 81.9233 | 80.312 | 76.9433 | 35.8543 | 34.19 | 35.4335 | 33.4224
7 | 17 | 9 | 2229.434 | 2286.005 | 2332.7564 | 2326.6343 | 80 | 63 | 0 | 0 | 0 | 0 | 0 | 0 | 0 | 0 | 0 | 0 | 1488.95 | 1618.7452 | 1748.8625 | 1869.8785 | 0 | 0 | 0 | 0 | -3.6839 | -86.4052 | -65.5195 | -0.864 | -0.29913 | -8 | -8 | -7.238 | 664.467 | 698.6649 | 657.4134 | 464.8578 | 0.36691 | 0.38398 | 0.38398 | 0 | 243.8022 | 268.27 | 252.4303 | 0 | 0.092231 | 0.11111 | 0.10511 | 0.11428 | 0.049994 | 0.046858 | 0.046711 | 0.048144 | 61.2845 | 77.6311 | 69.1016 | 53.1243 | 33.2195 | 32.7383 | 30.7082 | 22.3802
7 | 17 | 10 | 2363.0841 | 2425.8421 | 2478.155 | 2473.5213 | 80 | 63 | 0 | 0 | 0 | 0 | 0 | 0 | 0 | 0 | 0 | 0 | 1591.0373 | 1757.7421 | 1936.8232 | 2100.0789 | 0 | 0 | 0 | 0 | -3.6839 | -82.2212 | -86.4 | -63.6263 | -0.73122 | -16.3513 | -8.874 | -30.8083 | 696.462 | 703.6725 | 636.6058 | 467.877 | 0.36691 | 0.38398 | 0.38398 | 0 | 255.5416 | 270.1928 | 244.4407 | 0 | 0.092311 | 0.11094 | 0.10507 | 0.11509 | 0.05012 | 0.046895 | 0.046801 | 0.050633 | 64.2908 | 78.0666 | 66.89 | 53.8485 | 34.9069 | 32.9985 | 29.7936 | 23.6899
7 | 17 | 11 | 2448.6599 | 2515.325 | 2570.1203 | 2564.2892 | 80 | 63 | 0 | 0 | 0 | 0 | 0 | 0 | 0 | 0 | 0 | 0 | 1633.5167 | 1825.9169 | 2036.7678 | 2224.3638 | 0 | 0 | 0 | 0 | -3.6839 | -80.4 | -86.4 | -86.4 | -0.59148 | -14.3212 | -13.2579 | -40 | 739.4186 | 721.1292 | 633.0103 | 466.3253 | 0.36691 | 0.38398 | 0.38398 | 0 | 271.303 | 276.8957 | 243.0601 | 0 | 0.092245 | 0.11243 | 0.10498 | 0.115 | 0.049986 | 0.047174 | 0.046699 | 0.050331 | 68.208 | 81.0793 | 66.4517 | 53.6266 | 36.9607 | 34.0184 | 29.5609 | 23.4708
7 | 17 | 12 | 2489.986 | 2558.9027 | 2615.0189 | 2608.3575 | 80 | 63 | 0 | 0 | 0 | 0 | 0 | 0 | 0 | 0 | 0 | 0 | 1672.128 | 1876.1923 | 2107.4699 | 2310.9411 | 0 | 0 | 0 | 0 | -3.6839 | -80.4 | -86.4 | -86.4 | -1.0522 | -19.5522 | -17.1788 | -40 | 742.5941 | 719.6626 | 611.1278 | 423.8164 | 0.36691 | 0.38398 | 0.38398 | 0 | 272.4682 | 276.3325 | 234.6578 | 0 | 0.09194 | 0.11241 | 0.105 | 0.11475 | 0.049527 | 0.047145 | 0.046464 | 0.049598 | 68.274 | 80.9002 | 64.1681 | 48.6331 | 36.7787 | 33.9285 | 28.3952 | 21.0202
7 | 17 | 13 | 2560.176 | 2635.5154 | 2697.9249 | 2694.6352 | 80 | 63 | 0 | 0 | 0 | 0 | 0 | 0 | 0 | 0 | 0 | 0 | 1697.4319 | 1891.5018 | 2127.3186 | 2337.4511 | 0 | 0 | 0 | 0 | -3.6839 | -57.8466 | -47.9515 | -86.4 | -2.2352 | -8 | -8 | -32.5775 | 788.6633 | 746.8602 | 626.5578 | 476.1616 | 0.36382 | 0.38398 | 0.38398 | 0 | 286.9329 | 286.7758 | 240.5825 | 0 | 0.090922 | 0.11093 | 0.10475 | 0.11457 | 0.048287 | 0.045373 | 0.045836 | 0.048502 | 71.707 | 82.8493 | 65.6292 | 54.5515 | 38.0825 | 33.887 | 28.7188 | 23.0948
7 | 17 | 14 | 2603.0956 | 2682.7638 | 2749.7762 | 2749.5531 | 80 | 63 | 0 | 0 | 0 | 0 | 0 | 0 | 0 | 0 | 0 | 0 | 1724.191 | 1903.2559 | 2133.3118 | 2346.0194 | 0 | 0 | 0 | 0 | -3.6839 | -43.0196 | -50.6554 | -56.5176 | 1.2993 | -8 | -8 | -29.6963 | 801.2892 | 767.5276 | 675.1198 | 489.7476 | 0.36561 | 0.38398 | 0.38398 | 0 | 292.9572 | 294.7115 | 259.2291 | 0 | 0.090027 | 0.11081 | 0.10449 | 0.11468 | 0.047322 | 0.045125 | 0.045216 | 0.04792 | 72.1377 | 85.0519 | 70.5431 | 56.1635 | 37.9184 | 34.6349 | 30.5259 | 23.4687
7 | 17 | 15 | 2631.9303 | 2715.5466 | 2786.6432 | 2789.0978 | 80 | 63 | 0 | 0 | 0 | 0 | 0 | 0 | 0 | 0 | 0 | 0 | 1816.0721 | 1983.6756 | 2199.2138 | 2402.3 | 0 | 0 | 0 | 0 | -3.6839 | -4.0203 | 0 | 0.28148 | -1.7976 | -8 | -8 | -8 | 741.3397 | 680.8913 | 595.4293 | 394.5164 | 0.36533 | 0.38398 | 0.38025 | 0 | 270.8307 | 261.4453 | 226.4115 | 0 | 0.089503 | 0.11094 | 0.10398 | 0.11383 | 0.047046 | 0.044935 | 0.044248 | 0.045568 | 66.3519 | 75.5405 | 61.9101 | 44.9087 | 34.8771 | 30.5956 | 26.3466 | 17.9775
7 | 17 | 16 | 2653.0645 | 2746.5265 | 2828.6239 | 2840.0037 | 80 | 63 | 0 | 0 | 0 | 0 | 0 | 0 | 0 | 0 | 0 | 0 | 1771.513 | 1912.4437 | 2095.7011 | 2272.4172 | 0 | 0 | 0 | 0 | -3.6839 | -4.0203 | -8.64 | 1.2705 | -3.6172 | -8 | -7.2963 | -5.8528 | 808.8527 | 783.1032 | 748.8592 | 572.1689 | 0.37414 | 0.38398 | 0.38398 | 0.38586 | 302.6217 | 300.6921 | 287.5432 | 220.7787 | 0.089448 | 0.11146 | 0.10371 | 0.11291 | 0.046819 | 0.04463 | 0.043621 | 0.0437 | 72.3505 | 87.2854 | 77.6674 | 64.603 | 37.8693 | 34.9501 | 32.6662 | 25.0038
7 | 17 | 17 | 2633.3417 | 2736.4998 | 2829.6703 | 2850.7871 | 80 | 63 | 0 | 0 | 0 | 0 | 0 | 0 | 0 | 0 | 0 | 0 | 1554.7279 | 1639.0728 | 1771.8802 | 1904.4794 | 0 | 0 | 0 | 0 | -3.6839 | -9.2684 | -6.2621 | -4.32 | -3.4192 | -1.4362 | -3.1393 | -7.2603 | 1005.717 | 1045.1315 | 1067.1915 | 957.888 | 0.38366 | 0.35923 | 0.36981 | 0.37601 | 385.849 | 375.4382 | 394.6552 | 360.1795 | 0.089439 | 0.11111 | 0.10409 | 0.11292 | 0.046827 | 0.04417 | 0.043819 | 0.043538 | 89.95 | 116.1245 | 111.0817 | 108.1659 | 47.0949 | 46.1639 | 46.7637 | 41.7042
7 | 17 | 18 | 2546.3126 | 2656.0568 | 2757.5228 | 2787.6588 | 80 | 63 | 0 | 0 | 0 | 0 | 0 | 0 | 0 | 0 | 0 | 0 | 1163.0664 | 1180.1892 | 1251.6508 | 1330.1013 | 0 | 0 | 0 | 0 | -3.6839 | -8.0334 | -1.6171 | 0 | -2.6443 | -3.1242 | -5.8627 | -4.3212 | 1309.5745 | 1424.0253 | 1513.3519 | 1461.8787 | 0.38585 | 0.38166 | 0.38652 | 0.37341 | 505.3039 | 543.4914 | 584.9483 | 545.8802 | 0.089311 | 0.11035 | 0.10424 | 0.11301 | 0.046727 | 0.04387 | 0.044134 | 0.043905 | 116.9588 | 157.1389 | 157.7584 | 165.2051 | 61.1928 | 62.4718 | 66.7909 | 64.1843
7 | 17 | 19 | 2456.5162 | 2569.2819 | 2674.9296 | 2710.5287 | 80 | 63 | 0 | 0 | 0 | 0 | 0 | 0 | 0 | 0 | 0 | 0 | 725.2577 | 709.8778 | 742.9232 | 789.2102 | 0 | 0 | 0 | 0 | -3.6839 | -22.8615 | -5.9426 | 39.6929 | 1.8585 | 4.7838 | 1.3203 | 6.209 | 1653.084 | 1814.4817 | 1936.6286 | 1875.4166 | 0.38793 | 0.39411 | 0.38919 | 0.38458 | 641.2889 | 715.1034 | 753.7147 | 721.2445 | 0.089727 | 0.11047 | 0.10494 | 0.11362 | 0.046957 | 0.044524 | 0.045145 | 0.045018 | 148.3259 | 200.4482 | 203.2393 | 213.0901 | 77.6234 | 80.7879 | 87.4284 | 84.4276
7 | 17 | 20 | 2477.7885 | 2593.8951 | 2702.7568 | 2740.1606 | 80 | 63 | 0 | 0 | 0 | 0 | 0 | 0 | 0 | 0 | 0 | 0 | 550.6229 | 537.5382 | 566.7711 | 613.3961 | 0 | 0 | 0 | 0 | -2.274 | 68.2572 | 45.7072 | 52.6975 | 1.8258 | 1.7889 | 6.8238 | 30.7498 | 1847.6139 | 1923.3108 | 2083.4547 | 2043.3173 | 0.38829 | 0.40541 | 0.3998 | 0.38892 | 717.415 | 779.7201 | 832.9686 | 794.6798 | 0.089822 | 0.11041 | 0.10494 | 0.1136 | 0.04698 | 0.044538 | 0.045152 | 0.045023 | 165.9562 | 212.3449 | 218.6335 | 232.1107 | 86.8015 | 85.6604 | 94.0727 | 91.9964
7 | 17 | 21 | 2412.9172 | 2527.7327 | 2635.3116 | 2672.5717 | 80 | 63 | 0 | 0 | 0 | 0 | 0 | 0 | 0 | 0 | 0 | 0 | 541.6209 | 532.2712 | 558.4047 | 605.5643 | 0 | 0 | 0 | 0 | 1.9305 | 0 | 47.2776 | 28.8 | 1.8961 | 5.1303 | 4.1873 | 36.791 | 1787.4697 | 1927.3311 | 2025.4419 | 2001.4163 | 0.38736 | 0.40087 | 0.39574 | 0.38805 | 692.3987 | 772.6094 | 801.5413 | 776.6547 | 0.089616 | 0.11023 | 0.10469 | 0.11349 | 0.046946 | 0.044349 | 0.044999 | 0.044924 | 160.185 | 212.4589 | 212.0461 | 227.1408 | 83.9137 | 85.4748 | 91.1433 | 89.9122
7 | 17 | 22 | 2199.7267 | 2307.8223 | 2409.6749 | 2446.7342 | 80 | 63 | 0 | 0 | 0 | 0 | 0 | 0 | 0 | 0 | 0 | 0 | 527.9308 | 522.3769 | 546.5653 | 592.1111 | 0 | 0 | 0 | 0 | 2.9161 | 7.5206 | 24.079 | 25.0364 | 1.8247 | 4.0424 | 4.9491 | 32.8795 | 1587.0552 | 1710.8824 | 1834.0815 | 1796.7072 | 0.38147 | 0.39646 | 0.3914 | 0.38267 | 605.4099 | 678.3008 | 717.8509 | 687.5485 | 0.089269 | 0.10992 | 0.1041 | 0.1132 | 0.046737 | 0.04387 | 0.044437 | 0.044568 | 141.6752 | 188.0663 | 190.921 | 203.3807 | 74.174 | 75.0569 | 81.501 | 80.0751
7 | 17 | 23 | 1993.7379 | 2093.1438 | 2186.9534 | 2221.6572 | 80 | 63 | 0 | 0 | 0 | 0 | 0 | 0 | 0 | 0 | 0 | 0 | 470.7727 | 456.3716 | 480.5846 | 523.6969 | 0 | 0 | 0 | 0 | 6.4651 | 17.5316 | 3.2919 | 33.7253 | 0.42227 | 2.5937 | 6.3188 | 20.141 | 1436.0778 | 1553.647 | 1696.7582 | 1644.0939 | 0.37334 | 0.38975 | 0.38502 | 0.37572 | 536.1422 | 605.5329 | 653.2813 | 617.7184 | 0.088962 | 0.10955 | 0.10383 | 0.11293 | 0.046464 | 0.043485 | 0.044028 | 0.044024 | 127.7559 | 170.2039 | 176.1696 | 185.6716 | 66.7263 | 67.5596 | 74.7053 | 72.379
7 | 17 | 24 | 1835.2502 | 1920.7594 | 2000.0633 | 2025.7061 | 80 | 63 | 0 | 0 | 0 | 0 | 0 | 0 | 0 | 0 | 0 | 0 | 434.407 | 411.4452 | 438.0897 | 478.0932 | 0 | 0 | 0 | 0 | 14.5803 | 6.2832 | 22.6846 | 28.8 | 0 | 4.9397 | 2.8096 | 28.4157 | 1306.263 | 1435.0912 | 1536.4793 | 1490.3972 | 0.36396 | 0.38033 | 0.38357 | 0.36382 | 475.4261 | 545.8078 | 589.345 | 542.2388 | 0.089193 | 0.10941 | 0.10371 | 0.1128 | 0.046529 | 0.043309 | 0.043761 | 0.043738 | 116.5091 | 157.0143 | 159.3476 | 168.1094 | 60.7797 | 62.1523 | 67.2372 | 65.1877
7 | 18 | 1 | 1718.4079 | 1789.929 | 1854.0774 | 1868.9832 | 80 | 63 | 0 | 0 | 0 | 0 | 0 | 0 | 0 | 0 | 0 | 0 | 454.8293 | 436.9072 | 465.0962 | 502.7061 | 0 | 0 | 0 | 0 | -3.6839 | 17.5316 | 22.9357 | 5.5437 | 0 | 2.9024 | 1.917 | 3.4834 | 1187.2625 | 1269.5878 | 1364.1286 | 1357.25 | 0.3644 | 0.37066 | 0.38218 | 0.36382 | 432.6414 | 470.5832 | 521.3365 | 493.797 | 0.089394 | 0.10944 | 0.10361 | 0.1127 | 0.046641 | 0.043306 | 0.043646 | 0.043567 | 106.1339 | 138.9392 | 141.3354 | 152.961 | 55.3754 | 54.9814 | 59.5384 | 59.1315
7 | 18 | 2 | 1655.967 | 1717.3081 | 1770.5702 | 1777.7071 | 80 | 63 | 0 | 0 | 0 | 0 | 0 | 0 | 0 | 0 | 0 | 0 | 434.3039 | 418.9403 | 445.891 | 480.4372 | 0 | 0 | 0 | 0 | -3.6839 | 34.1762 | 39.781 | 0 | 0 | 4.3716 | 1.0404 | 1.8476 | 1145.347 | 1196.82 | 1283.8578 | 1295.4223 | 0.3644 | 0.36878 | 0.38135 | 0.36382 | 417.3677 | 441.3616 | 489.6044 | 471.3027 | 0.089426 | 0.10944 | 0.10352 | 0.11266 | 0.04669 | 0.043268 | 0.043544 | 0.043375 | 102.4243 | 130.9754 | 132.9099 | 145.9465 | 53.4768 | 51.7842 | 55.9044 | 56.189
7 | 18 | 3 | 1631.4867 | 1684.2434 | 1728.0644 | 1727.7985 | 80 | 63 | 0 | 0 | 0 | 0 | 0 | 0 | 0 | 0 | 0 | 0 | 411.5918 | 395.5448 | 422.2843 | 454.1018 | 0 | 0 | 0 | 0 | -2.8931 | 57.9489 | 43.9575 | 0 | 0 | 3.3114 | 4.1279 | 0 | 1142.7879 | 1164.4383 | 1257.6946 | 1273.6967 | 0.36651 | 0.3648 | 0.37847 | 0.36382 | 418.8389 | 424.7902 | 475.9992 | 463.3984 | 0.089315 | 0.10937 | 0.10335 | 0.1126 | 0.046623 | 0.043132 | 0.043413 | 0.043245 | 102.068 | 127.3584 | 129.9866 | 143.4214 | 53.2801 | 50.2248 | 54.6008 | 55.0806
7 | 18 | 4 | 1648.4091 | 1695.0159 | 1731.677 | 1724.9051 | 80 | 63 | 0 | 0 | 0 | 0 | 0 | 0 | 0 | 0 | 0 | 0 | 420.5699 | 411.8118 | 437.7373 | 467.1447 | 0 | 0 | 0 | 0 | -0.68177 | 87.6582 | 43.9868 | 0 | 0 | 8.0991 | 0 | 0 | 1148.5209 | 1124.4468 | 1249.9528 | 1257.7605 | 0.36512 | 0.37056 | 0.38415 | 0.36382 | 419.352 | 416.6776 | 480.1665 | 457.6005 | 0.089086 | 0.10936 | 0.10336 | 0.11261 | 0.04645 | 0.043219 | 0.043509 | 0.04333 | 102.3168 | 122.9673 | 129.1902 | 141.6408 | 53.3486 | 48.598 | 54.3848 | 54.4983
7 | 18 | 5 | 1728.4773 | 1772.4754 | 1805.4112 | 1793.6511 | 80 | 63 | 0 | 0 | 0 | 0 | 0 | 0 | 0 | 0 | 0 | 0 | 417.1925 | 418.7708 | 441.6011 | 467.1561 | 0 | 0 | 0 | 0 | 10.7423 | 20.5204 | -16.8638 | 44.2803 | 0 | 31.8592 | 37.6498 | 6.2633 | 1220.5425 | 1238.3251 | 1343.0241 | 1275.9514 | 0.36404 | 0.37803 | 0.38589 | 0.36382 | 444.3306 | 468.1243 | 518.257 | 464.2188 | 0.088906 | 0.10933 | 0.10336 | 0.11261 | 0.046451 | 0.043379 | 0.043638 | 0.043426 | 108.5139 | 135.391 | 138.8124 | 143.6804 | 56.6951 | 53.7177 | 58.6067 | 55.4089
7 | 18 | 6 | 1847.6599 | 1890.9274 | 1922.1326 | 1906.4798 | 80 | 63 | 0 | 0 | 0 | 0 | 0 | 0 | 0 | 0 | 0 | 0 | 694.8517 | 704.4289 | 721.8844 | 746.7073 | 0 | 0 | 0 | 0 | 6.1024 | 58.8107 | 43.2043 | -19.1775 | 1.1389 | 5.119 | 4.2033 | 3.6498 | 1065.5669 | 1059.5687 | 1152.8406 | 1175.3002 | 0.36811 | 0.37383 | 0.38312 | 0.36387 | 392.2411 | 396.1001 | 441.6721 | 427.6546 | 0.089231 | 0.10939 | 0.10338 | 0.11264 | 0.04667 | 0.043182 | 0.043298 | 0.043065 | 95.0813 | 115.9052 | 119.1815 | 132.3863 | 49.7296 | 45.7544 | 49.9154 | 50.6146
7 | 18 | 7 | 2012.8115 | 2058.6666 | 2092.0823 | 2075.5958 | 80 | 63 | 0 | 0 | 0 | 0 | 0 | 0 | 0 | 0 | 0 | 0 | 1015.6956 | 1033.5397 | 1052.8438 | 1080.1398 | 0 | 0 | 0 | 0 | -2.2912 | -21.8962 | -13.2263 | 0 | 2.6207 | 3.6109 | 0.2048 | -4.1262 | 916.7863 | 980.4122 | 1052.2599 | 999.5822 | 0.37184 | 0.3586 | 0.37474 | 0.37002 | 340.8967 | 351.572 | 394.319 | 369.8613 | 0.090627 | 0.11082 | 0.10398 | 0.11362 | 0.047857 | 0.044837 | 0.043498 | 0.044758 | 83.0859 | 108.6464 | 109.4164 | 113.5757 | 43.8749 | 43.9585 | 45.7712 | 44.7396
7 | 18 | 8 | 2153.3821 | 2204.717 | 2244.6668 | 2232.5624 | 80 | 63 | 0 | 0 | 0 | 0 | 0 | 0 | 0 | 0 | 0 | 0 | 1304.0586 | 1370.7798 | 1439.5067 | 1510.5569 | 0 | 0 | 0 | 0 | -3.6839 | -18.3213 | -11.445 | 0 | -1.9803 | -8 | -7.4221 | -3.9638 | 774.9878 | 797.2585 | 824.0271 | 725.9693 | 0.37003 | 0.38103 | 0.36475 | 0.38586 | 286.7662 | 303.7776 | 300.5649 | 280.1255 | 0.091665 | 0.11073 | 0.10517 | 0.11537 | 0.049163 | 0.046212 | 0.046403 | 0.050116 | 71.0394 | 88.2806 | 86.6666 | 83.7582 | 38.1006 | 36.8432 | 38.2371 | 36.3826
7 | 18 | 9 | 2268.264 | 2327.1099 | 2376.0723 | 2370.956 | 80 | 63 | 0 | 0 | 0 | 0 | 0 | 0 | 0 | 0 | 0 | 0 | 1456.6327 | 1564.5498 | 1688.5442 | 1810.0618 | 0 | 0 | 0 | 0 | -3.6839 | -86.4052 | -65.5195 | -0.864 | -0.29913 | -8 | -8 | -7.238 | 735.6145 | 793.9653 | 761.0475 | 568.9962 | 0.36691 | 0.38398 | 0.38398 | 0 | 269.9072 | 304.8629 | 292.2232 | 0 | 0.092231 | 0.11111 | 0.10511 | 0.11428 | 0.049994 | 0.046858 | 0.046711 | 0.048144 | 67.8466 | 88.2202 | 79.9947 | 65.0253 | 36.7764 | 37.2039 | 35.549 | 27.3939
7 | 18 | 10 | 2379.5957 | 2443.3209 | 2496.574 | 2492.368 | 80 | 63 | 0 | 0 | 0 | 0 | 0 | 0 | 0 | 0 | 0 | 0 | 1578.8289 | 1717.7608 | 1885.6391 | 2046.0184 | 0 | 0 | 0 | 0 | -3.6839 | -82.2212 | -86.4 | -63.6263 | -0.73122 | -16.3513 | -8.874 | -30.8083 | 725.1819 | 761.1326 | 706.2089 | 540.7842 | 0.36691 | 0.38398 | 0.38398 | 0 | 266.0794 | 292.256 | 271.1666 | 0 | 0.092311 | 0.11094 | 0.10507 | 0.11509 | 0.05012 | 0.046895 | 0.046801 | 0.050633 | 66.942 | 84.4413 | 74.2034 | 62.2395 | 36.3463 | 35.693 | 33.0511 | 27.3814
7 | 18 | 11 | 2450.6888 | 2517.4728 | 2572.3836 | 2566.6051 | 80 | 63 | 0 | 0 | 0 | 0 | 0 | 0 | 0 | 0 | 0 | 0 | 1653.9184 | 1813.2714 | 2011.7073 | 2195.7802 | 0 | 0 | 0 | 0 | -3.6839 | -80.4 | -86.4 | -86.4 | -0.59148 | -14.3212 | -13.2579 | -40 | 721.0459 | 735.9226 | 660.3342 | 497.2249 | 0.36691 | 0.38398 | 0.38398 | 0 | 264.5618 | 282.576 | 253.5518 | 0 | 0.092245 | 0.11243 | 0.10498 | 0.115 | 0.049986 | 0.047174 | 0.046699 | 0.050331 | 66.5132 | 82.7426 | 69.3201 | 57.18 | 36.0423 | 34.7163 | 30.8369 | 25.026
7 | 18 | 12 | 2502.7894 | 2572.4562 | 2629.3015 | 2622.9716 | 80 | 63 | 0 | 0 | 0 | 0 | 0 | 0 | 0 | 0 | 0 | 0 | 1681.5015 | 1852.3007 | 2073.8076 | 2277.0181 | 0 | 0 | 0 | 0 | -3.6839 | -80.4 | -86.4 | -86.4 | -1.0522 | -19.5522 | -17.1788 | -40 | 746.024 | 757.1077 | 659.0727 | 472.3535 | 0.36691 | 0.38398 | 0.38398 | 0 | 273.7266 | 290.7105 | 253.0674 | 0 | 0.09194 | 0.11241 | 0.105 | 0.11475 | 0.049527 | 0.047145 | 0.046464 | 0.049598 | 68.5893 | 85.1096 | 69.2023 | 54.2028 | 36.9486 | 35.6939 | 30.6229 | 23.4276
7 | 18 | 13 | 2571.93 | 2647.958 | 2711.0367 | 2708.0515 | 80 | 63 | 0 | 0 | 0 | 0 | 0 | 0 | 0 | 0 | 0 | 0 | 1697.2491 | 1864.9705 | 2093.8 | 2305.3958 | 0 | 0 | 0 | 0 | -3.6839 | -57.8466 | -47.9515 | -86.4 | -2.2352 | -8 | -8 | -32.5775 | 800.6 | 785.8341 | 673.1881 | 521.6332 | 0.36382 | 0.38398 | 0.38398 | 0 | 291.2758 | 301.7407 | 258.4874 | 0 | 0.090922 | 0.11093 | 0.10475 | 0.11457 | 0.048287 | 0.045373 | 0.045836 | 0.048502 | 72.7923 | 87.1726 | 70.5135 | 59.7609 | 38.6589 | 35.6553 | 30.8561 | 25.3002
7 | 18 | 14 | 2611.7011 | 2691.8735 | 2759.3759 | 2759.3758 | 80 | 63 | 0 | 0 | 0 | 0 | 0 | 0 | 0 | 0 | 0 | 0 | 1705.539 | 1867.7038 | 2095.7683 | 2307.713 | 0 | 0 | 0 | 0 | -3.6839 | -43.0196 | -50.6554 | -56.5176 | 1.2993 | -8 | -8 | -29.6963 | 828.5468 | 812.1894 | 722.263 | 537.8766 | 0.36561 | 0.38398 | 0.38398 | 0 | 302.9228 | 311.8605 | 277.331 | 0 | 0.090027 | 0.11081 | 0.10449 | 0.11468 | 0.047322 | 0.045125 | 0.045216 | 0.04792 | 74.5917 | 90.001 | 75.469 | 61.6829 | 39.2083 | 36.6503 | 32.6575 | 25.7751
7 | 18 | 15 | 2640.3959 | 2724.5082 | 2796.0868 | 2798.7607 | 80 | 63 | 0 | 0 | 0 | 0 | 0 | 0 | 0 | 0 | 0 | 0 | 1718.6566 | 1865.0141 | 2077.9597 | 2277.1467 | 0 | 0 | 0 | 0 | -3.6839 | -4.0203 | 0 | 0.28148 | -1.7976 | -8 | -8 | -8 | 847.2209 | 808.5144 | 726.1271 | 529.3325 | 0.36533 | 0.38398 | 0.38025 | 0 | 309.5118 | 310.4494 | 276.1092 | 0 | 0.089503 | 0.11094 | 0.10398 | 0.11383 | 0.047046 | 0.044935 | 0.044248 | 0.045568 | 75.8286 | 89.6994 | 75.4995 | 60.2551 | 39.8584 | 36.3303 | 32.1298 | 24.1208
7 | 18 | 16 | 2653.4143 | 2746.8969 | 2829.0142 | 2840.403 | 80 | 63 | 0 | 0 | 0 | 0 | 0 | 0 | 0 | 0 | 0 | 0 | 1701.938 | 1830.4135 | 2013.3163 | 2186.4051 | 0 | 0 | 0 | 0 | -3.6839 | -4.0203 | -8.64 | 1.2705 | -3.6172 | -8 | -7.2963 | -5.8528 | 878.7775 | 865.5037 | 831.6341 | 658.5803 | 0.37414 | 0.38398 | 0.38398 | 0.38586 | 328.7831 | 332.3319 | 319.3267 | 254.1217 | 0.089448 | 0.11146 | 0.10371 | 0.11291 | 0.046819 | 0.04463 | 0.043621 | 0.0437 | 78.6052 | 96.4698 | 86.2524 | 74.3597 | 41.1431 | 38.6276 | 36.277 | 28.78
7 | 18 | 17 | 2619.4889 | 2721.8353 | 2814.217 | 2834.975 | 80 | 63 | 0 | 0 | 0 | 0 | 0 | 0 | 0 | 0 | 0 | 0 | 1524.73 | 1612.2672 | 1746.5538 | 1878.3054 | 0 | 0 | 0 | 0 | -3.6839 | -9.2684 | -6.2621 | -4.32 | -3.4192 | -1.4362 | -3.1393 | -7.2603 | 1021.862 | 1057.2727 | 1077.0646 | 968.2499 | 0.38366 | 0.35923 | 0.36981 | 0.37601 | 392.0432 | 379.7997 | 398.3063 | 364.0758 | 0.089439 | 0.11111 | 0.10409 | 0.11292 | 0.046827 | 0.04417 | 0.043819 | 0.043538 | 91.394 | 117.4735 | 112.1094 | 109.336 | 47.851 | 46.7002 | 47.1963 | 42.1553
7 | 18 | 18 | 2546.3826 | 2656.1309 | 2757.6009 | 2787.7387 | 80 | 63 | 0 | 0 | 0 | 0 | 0 | 0 | 0 | 0 | 0 | 0 | 1162.9679 | 1183.4953 | 1255.2037 | 1334.308 | 0 | 0 | 0 | 0 | -3.6839 | -8.0334 | -1.6171 | 0 | -2.6443 | -3.1242 | -5.8627 | -4.3212 | 1309.7429 | 1420.7931 | 1509.877 | 1457.7519 | 0.38585 | 0.38166 | 0.38652 | 0.37341 | 505.3688 | 542.2578 | 583.6052 | 544.3392 | 0.089311 | 0.11035 | 0.10424 | 0.11301 | 0.046727 | 0.04387 | 0.044134 | 0.043905 | 116.9738 | 156.7823 | 157.3962 | 164.7388 | 61.2007 | 62.33 | 66.6375 | 64.0031
7 | 18 | 19 | 2453.4378 | 2566.0231 | 2671.4955 | 2707.0149 | 80 | 63 | 0 | 0 | 0 | 0 | 0 | 0 | 0 | 0 | 0 | 0 | 692.7387 | 671.7824 | 703.7308 | 749.016 | 0 | 0 | 0 | 0 | -3.6839 | -22.8615 | -5.9426 | 39.6929 | 1.8585 | 4.7838 | 1.3203 | 6.209 | 1682.5246 | 1849.3184 | 1972.3869 | 1912.097 | 0.38793 | 0.39411 | 0.38919 | 0.38458 | 652.7099 | 728.8328 | 767.6314 | 735.351 | 0.089727 | 0.11047 | 0.10494 | 0.11362 | 0.046957 | 0.044524 | 0.045145 | 0.045018 | 150.9675 | 204.2967 | 206.9919 | 217.2578 | 79.0058 | 82.339 | 89.0427 | 86.0788
7 | 18 | 20 | 2458.4085 | 2573.3797 | 2681.1379 | 2718.0397 | 80 | 63 | 0 | 0 | 0 | 0 | 0 | 0 | 0 | 0 | 0 | 0 | 527.0165 | 506.7615 | 538.4451 | 583.0969 | 0 | 0 | 0 | 0 | -2.274 | 68.2572 | 45.7072 | 52.6975 | 1.8258 | 1.7889 | 6.8238 | 30.7498 | 1851.8402 | 1933.5721 | 2090.1618 | 2051.4956 | 0.38829 | 0.40541 | 0.3998 | 0.38892 | 719.0561 | 783.8801 | 835.6501 | 797.8605 | 0.089822 | 0.11041 | 0.10494 | 0.1136 | 0.04698 | 0.044538 | 0.045152 | 0.045023 | 166.3358 | 213.4778 | 219.3373 | 233.0397 | 87.0001 | 86.1175 | 94.3755 | 92.3646
7 | 18 | 21 | 2410.8183 | 2525.5108 | 2632.9702 | 2670.1759 | 80 | 63 | 0 | 0 | 0 | 0 | 0 | 0 | 0 | 0 | 0 | 0 | 526.6851 | 511.8149 | 541.8939 | 585.0968 | 0 | 0 | 0 | 0 | 1.9305 | 0 | 47.2776 | 28.8 | 1.8961 | 5.1303 | 4.1873 | 36.791 | 1800.3066 | 1945.5655 | 2039.6112 | 2019.488 | 0.38736 | 0.40087 | 0.39574 | 0.38805 | 697.3713 | 779.919 | 807.1487 | 783.6675 | 0.089616 | 0.11023 | 0.10469 | 0.11349 | 0.046946 | 0.044349 | 0.044999 | 0.044924 | 161.3354 | 214.469 | 213.5295 | 229.1918 | 84.5164 | 86.2835 | 91.7809 | 90.7241
7 | 18 | 22 | 2221.3456 | 2330.7077 | 2433.7913 | 2471.4106 | 80 | 63 | 0 | 0 | 0 | 0 | 0 | 0 | 0 | 0 | 0 | 0 | 504.5486 | 490.098 | 519.6642 | 559.9952 | 0 | 0 | 0 | 0 | 2.9161 | 7.5206 | 24.079 | 25.0364 | 1.8247 | 4.0424 | 4.9491 | 32.8795 | 1632.0562 | 1766.0468 | 1885.099 | 1853.4995 | 0.38147 | 0.39646 | 0.3914 | 0.38267 | 622.5763 | 700.1714 | 737.8189 | 709.2813 | 0.089269 | 0.10992 | 0.1041 | 0.1132 | 0.046737 | 0.04387 | 0.044437 | 0.044568 | 145.6924 | 194.1302 | 196.2317 | 209.8094 | 76.2772 | 77.4769 | 83.768 | 82.6062
7 | 18 | 23 | 2005.282 | 2105.3642 | 2199.8311 | 2234.834 | 80 | 63 | 0 | 0 | 0 | 0 | 0 | 0 | 0 | 0 | 0 | 0 | 490.8114 | 475.0494 | 505.9654 | 543.2748 | 0 | 0 | 0 | 0 | 6.4651 | 17.5316 | 3.2919 | 33.7253 | 0.42227 | 2.5937 | 6.3188 | 20.141 | 1427.5832 | 1547.1895 | 1684.2551 | 1637.6928 | 0.37334 | 0.38975 | 0.38502 | 0.37572 | 532.9708 | 603.0161 | 648.4674 | 615.3134 | 0.088962 | 0.10955 | 0.10383 | 0.11293 | 0.046464 | 0.043485 | 0.044028 | 0.044024 | 127.0002 | 169.4965 | 174.8714 | 184.9487 | 66.3316 | 67.2788 | 74.1548 | 72.0972
7 | 18 | 24 | 1841.547 | 1927.4251 | 2007.0875 | 2032.8934 | 80 | 63 | 0 | 0 | 0 | 0 | 0 | 0 | 0 | 0 | 0 | 0 | 486.8569 | 464.6284 | 499.3653 | 534.9676 | 0 | 0 | 0 | 0 | 14.5803 | 6.2832 | 22.6846 | 28.8 | 0 | 4.9397 | 2.8096 | 28.4157 | 1260.1098 | 1388.5737 | 1482.228 | 1440.7101 | 0.36396 | 0.38033 | 0.38357 | 0.36382 | 458.6282 | 528.1158 | 568.5359 | 524.1615 | 0.089193 | 0.10941 | 0.10371 | 0.1128 | 0.046529 | 0.043309 | 0.043761 | 0.043738 | 112.3926 | 151.9248 | 153.7213 | 162.5049 | 58.6322 | 60.1377 | 64.8631 | 63.0145
7 | 19 | 1 | 1714.9796 | 1786.3 | 1850.2532 | 1865.0702 | 80 | 63 | 0 | 0 | 0 | 0 | 0 | 0 | 0 | 0 | 0 | 0 | 491.6073 | 466.9006 | 505.0268 | 538.1459 | 0 | 0 | 0 | 0 | -3.6839 | 17.5316 | 22.9357 | 5.5437 | 0 | 2.9024 | 1.917 | 3.4834 | 1147.0563 | 1235.9653 | 1320.3736 | 1317.8971 | 0.3644 | 0.37066 | 0.38218 | 0.36382 | 417.9902 | 458.1208 | 504.6145 | 479.4795 | 0.089394 | 0.10944 | 0.10361 | 0.1127 | 0.046641 | 0.043306 | 0.043646 | 0.043567 | 102.5397 | 135.2596 | 136.802 | 148.526 | 53.5001 | 53.5253 | 57.6286 | 57.417
7 | 19 | 2 | 1646.7317 | 1707.5318 | 1760.268 | 1767.1657 | 80 | 63 | 0 | 0 | 0 | 0 | 0 | 0 | 0 | 0 | 0 | 0 | 470.6723 | 450.552 | 485.6019 | 516.9974 | 0 | 0 | 0 | 0 | -3.6839 | 34.1762 | 39.781 | 0 | 0 | 4.3716 | 1.0404 | 1.8476 | 1099.7434 | 1155.432 | 1233.8448 | 1248.3207 | 0.3644 | 0.36878 | 0.38135 | 0.36382 | 400.7496 | 426.0986 | 470.5317 | 454.1661 | 0.089426 | 0.10944 | 0.10352 | 0.11266 | 0.04669 | 0.043268 | 0.043544 | 0.043375 | 98.3461 | 126.4461 | 127.7324 | 140.6399 | 51.3475 | 49.9935 | 53.7266 | 54.146
7 | 19 | 3 | 1602.4516 | 1653.5073 | 1695.675 | 1694.657 | 80 | 63 | 0 | 0 | 0 | 0 | 0 | 0 | 0 | 0 | 0 | 0 | 439.9646 | 424.559 | 457.0655 | 484.3411 | 0 | 0 | 0 | 0 | -2.8931 | 57.9489 | 43.9575 | 0 | 0 | 3.3114 | 4.1279 | 0 | 1085.3801 | 1104.688 | 1190.524 | 1210.316 | 0.36651 | 0.3648 | 0.37847 | 0.36382 | 397.7985 | 402.9931 | 450.5772 | 440.3392 | 0.089315 | 0.10937 | 0.10335 | 0.1126 | 0.046623 | 0.043132 | 0.043413 | 0.043245 | 96.9407 | 120.8233 | 123.0443 | 136.2845 | 50.6036 | 47.6476 | 51.6847 | 52.3397
7 | 19 | 4 | 1632.3873 | 1678.0555 | 1713.8043 | 1706.6174 | 80 | 63 | 0 | 0 | 0 | 0 | 0 | 0 | 0 | 0 | 0 | 0 | 422.3493 | 409.7078 | 441.9274 | 465.1366 | 0 | 0 | 0 | 0 | -0.68177 | 87.6582 | 43.9868 | 0 | 0 | 8.0991 | 0 | 0 | 1130.7198 | 1109.5904 | 1227.89 | 1241.4809 | 0.36512 | 0.37056 | 0.38415 | 0.36382 | 412.8524 | 411.1724 | 471.6911 | 451.6776 | 0.089086 | 0.10936 | 0.10336 | 0.11261 | 0.04645 | 0.043219 | 0.043509 | 0.04333 | 100.731 | 121.3426 | 126.9099 | 139.8075 | 52.5217 | 47.9559 | 53.4249 | 53.7929
7 | 19 | 5 | 1711.4061 | 1754.404 | 1786.3678 | 1774.1655 | 80 | 63 | 0 | 0 | 0 | 0 | 0 | 0 | 0 | 0 | 0 | 0 | 382.7121 | 376.1979 | 403.9778 | 423.0667 | 0 | 0 | 0 | 0 | 10.7423 | 20.5204 | -16.8638 | 44.2803 | 0 | 31.8592 | 37.6498 | 6.2633 | 1237.9516 | 1262.8266 | 1361.604 | 1300.5552 | 0.36404 | 0.37803 | 0.38589 | 0.36382 | 450.6683 | 477.3866 | 525.4268 | 473.1702 | 0.088906 | 0.10933 | 0.10336 | 0.11261 | 0.046451 | 0.043379 | 0.043638 | 0.043426 | 110.0617 | 138.0699 | 140.7328 | 146.451 | 57.5037 | 54.7805 | 59.4174 | 56.4773
7 | 19 | 6 | 1817.5054 | 1859.0063 | 1888.4945 | 1872.0606 | 80 | 63 | 0 | 0 | 0 | 0 | 0 | 0 | 0 | 0 | 0 | 0 | 628.3375 | 627.1789 | 649.9915 | 667.7618 | 0 | 0 | 0 | 0 | 6.1024 | 58.8107 | 43.2043 | -19.1775 | 1.1389 | 5.119 | 4.2033 | 3.6498 | 1101.9266 | 1104.8976 | 1191.0954 | 1219.8265 | 0.36811 | 0.37383 | 0.38312 | 0.36387 | 405.6253 | 413.0455 | 456.3282 | 443.8564 | 0.089231 | 0.10939 | 0.10338 | 0.11264 | 0.04667 | 0.043182 | 0.043298 | 0.043065 | 98.3257 | 120.8637 | 123.1363 | 137.4018 | 51.4265 | 47.7118 | 51.5717 | 52.5321
7 | 19 | 7 | 1989.3735 | 2033.8555 | 2065.9366 | 2048.843 | 80 | 63 | 0 | 0 | 0 | 0 | 0 | 0 | 0 | 0 | 0 | 0 | 959.9636 | 963.4811 | 985.0846 | 1006.3868 | 0 | 0 | 0 | 0 | -2.2912 | -21.8962 | -13.2263 | 0 | 2.6207 | 3.6109 | 0.2048 | -4.1262 | 949.0804 | 1025.6597 | 1093.8735 | 1046.5824 | 0.37184 | 0.3586 | 0.37474 | 0.37002 | 352.9049 | 367.7976 | 409.9131 | 387.2521 | 0.090627 | 0.11082 | 0.10398 | 0.11362 | 0.047857 | 0.044837 | 0.043498 | 0.044758 | 86.0126 | 113.6606 | 113.7435 | 118.916 | 45.4204 | 45.9873 | 47.5813 | 46.8433
7 | 19 | 8 | 2157.8598 | 2209.457 | 2249.6618 | 2237.6734 | 80 | 63 | 0 | 0 | 0 | 0 | 0 | 0 | 0 | 0 | 0 | 0 | 1197.8329 | 1256.0463 | 1327.3212 | 1395.3194 | 0 | 0 | 0 | 0 | -3.6839 | -18.3213 | -11.445 | 0 | -1.9803 | -8 | -7.4221 | -3.9638 | 885.6912 | 916.732 | 941.2077 | 846.3178 | 0.37003 | 0.38103 | 0.36475 | 0.38586 | 327.7294 | 349.3003 | 343.3066 | 326.5636 | 0.091665 | 0.11073 | 0.10517 | 0.11537 | 0.049163 | 0.046212 | 0.046403 | 0.050116 | 81.1871 | 101.5099 | 98.991 | 97.6434 | 43.5431 | 42.3643 | 43.6746 | 42.414
7 | 19 | 9 | 2294.8504 | 2355.2538 | 2405.7301 | 2401.3024 | 80 | 63 | 0 | 0 | 0 | 0 | 0 | 0 | 0 | 0 | 0 | 0 | 1408.3969 | 1529.6774 | 1662.6299 | 1784.4457 | 0 | 0 | 0 | 0 | -3.6839 | -86.4052 | -65.5195 | -0.864 | -0.29913 | -8 | -8 | -7.238 | 810.4366 | 856.9816 | 816.6197 | 624.9587 | 0.36691 | 0.38398 | 0.38398 | 0 | 297.3605 | 329.0596 | 313.5616 | 0 | 0.092231 | 0.11111 | 0.10511 | 0.11428 | 0.049994 | 0.046858 | 0.046711 | 0.048144 | 74.7475 | 95.2222 | 85.836 | 71.4207 | 40.5171 | 40.1568 | 38.1448 | 30.0882
7 | 19 | 10 | 2404.5029 | 2469.6873 | 2524.3586 | 2520.7978 | 80 | 63 | 0 | 0 | 0 | 0 | 0 | 0 | 0 | 0 | 0 | 0 | 1556.0179 | 1727.86 | 1908.8256 | 2069.9382 | 0 | 0 | 0 | 0 | -3.6839 | -82.2212 | -86.4 | -63.6263 | -0.73122 | -16.3513 | -8.874 | -30.8083 | 772.9001 | 777.3998 | 710.8071 | 545.2941 | 0.36691 | 0.38398 | 0.38398 | 0 | 283.5879 | 298.5022 | 272.9321 | 0 | 0.092311 | 0.11094 | 0.10507 | 0.11509 | 0.05012 | 0.046895 | 0.046801 | 0.050633 | 71.3469 | 86.246 | 74.6865 | 62.7585 | 38.738 | 36.4559 | 33.2663 | 27.6098
7 | 19 | 11 | 2488.4694 | 2557.4668 | 2614.5289 | 2609.7289 | 80 | 63 | 0 | 0 | 0 | 0 | 0 | 0 | 0 | 0 | 0 | 0 | 1616.7092 | 1820.1131 | 2031.7447 | 2219.2568 | 0 | 0 | 0 | 0 | -3.6839 | -80.4 | -86.4 | -86.4 | -0.59148 | -14.3212 | -13.2579 | -40 | 796.0356 | 769.0749 | 682.442 | 516.8721 | 0.36691 | 0.38398 | 0.38398 | 0 | 292.0765 | 295.3056 | 262.0407 | 0 | 0.092245 | 0.11243 | 0.10498 | 0.115 | 0.049986 | 0.047174 | 0.046699 | 0.050331 | 73.4307 | 86.4701 | 71.6409 | 59.4394 | 39.7907 | 36.2802 | 31.8693 | 26.0149
7 | 19 | 12 | 2545.9572 | 2618.153 | 2677.4563 | 2672.2446 | 80 | 63 | 0 | 0 | 0 | 0 | 0 | 0 | 0 | 0 | 0 | 0 | 1650.4582 | 1868.0813 | 2098.3065 | 2301.6772 | 0 | 0 | 0 | 0 | -3.6839 | -80.4 | -86.4 | -86.4 | -1.0522 | -19.5522 | -17.1788 | -40 | 820.2351 | 787.0239 | 682.7286 | 496.9674 | 0.36691 | 0.38398 | 0.38398 | 0 | 300.9557 | 302.1976 | 262.1507 | 0 | 0.09194 | 0.11241 | 0.105 | 0.11475 | 0.049527 | 0.047145 | 0.046464 | 0.049598 | 75.4123 | 88.4726 | 71.6862 | 57.0273 | 40.6241 | 37.1043 | 31.7221 | 24.6484
7 | 19 | 13 | 2613.9084 | 2692.3958 | 2757.8647 | 2755.9669 | 80 | 63 | 0 | 0 | 0 | 0 | 0 | 0 | 0 | 0 | 0 | 0 | 1660.3708 | 1874.2268 | 2112.422 | 2322.0559 | 0 | 0 | 0 | 0 | -3.6839 | -57.8466 | -47.9515 | -86.4 | -2.2352 | -8 | -8 | -32.5775 | 879.4567 | 821.0156 | 701.3942 | 552.8885 | 0.36382 | 0.38398 | 0.38398 | 0 | 319.9656 | 315.2496 | 269.3178 | 0 | 0.090922 | 0.11093 | 0.10475 | 0.11457 | 0.048287 | 0.045373 | 0.045836 | 0.048502 | 79.9621 | 91.0753 | 73.4679 | 63.3417 | 42.4667 | 37.2516 | 32.149 | 26.8162
7 | 19 | 14 | 2672.36 | 2756.0861 | 2827.0424 | 2828.6135 | 80 | 63 | 0 | 0 | 0 | 0 | 0 | 0 | 0 | 0 | 0 | 0 | 1696.8247 | 1896.6403 | 2129.8326 | 2339.0987 | 0 | 0 | 0 | 0 | -3.6839 | -43.0196 | -50.6554 | -56.5176 | 1.2993 | -8 | -8 | -29.6963 | 897.9198 | 847.4654 | 755.8652 | 575.7286 | 0.36561 | 0.38398 | 0.38398 | 0 | 328.2861 | 325.4057 | 290.2334 | 0 | 0.090027 | 0.11081 | 0.10449 | 0.11468 | 0.047322 | 0.045125 | 0.045216 | 0.04792 | 80.8371 | 93.91 | 78.9801 | 66.0237 | 42.4912 | 38.2421 | 34.1769 | 27.589
7 | 19 | 15 | 2713.0886 | 2801.4596 | 2877.1773 | 2881.7342 | 80 | 63 | 0 | 0 | 0 | 0 | 0 | 0 | 0 | 0 | 0 | 0 | 1703.5605 | 1885.0008 | 2097.7681 | 2295.809 | 0 | 0 | 0 | 0 | -3.6839 | -4.0203 | 0 | 0.28148 | -1.7976 | -8 | -8 | -8 | 935.0096 | 865.4791 | 787.4092 | 593.6437 | 0.36533 | 0.38398 | 0.38025 | 0 | 341.5833 | 332.3225 | 299.4117 | 0 | 0.089503 | 0.11094 | 0.10398 | 0.11383 | 0.047046 | 0.044935 | 0.044248 | 0.045568 | 83.6859 | 96.0193 | 81.8714 | 67.5758 | 43.9885 | 38.89 | 34.8414 | 27.0514
7 | 19 | 16 | 2724.9176 | 2822.5892 | 2908.7779 | 2922.0188 | 80 | 63 | 0 | 0 | 0 | 0 | 0 | 0 | 0 | 0 | 0 | 0 | 1703.0144 | 1861.0749 | 2038.4073 | 2211.6848 | 0 | 0 | 0 | 0 | -3.6839 | -4.0203 | -8.64 | 1.2705 | -3.6172 | -8 | -7.2963 | -5.8528 | 949.2044 | 910.5346 | 886.3069 | 714.9165 | 0.37414 | 0.38398 | 0.38398 | 0.38586 | 355.1324 | 349.6227 | 340.3197 | 275.8597 | 0.089448 | 0.11146 | 0.10371 | 0.11291 | 0.046819 | 0.04463 | 0.043621 | 0.0437 | 84.9048 | 101.489 | 91.9227 | 80.7205 | 44.4404 | 40.6374 | 38.6619 | 31.2419
7 | 19 | 17 | 2684.9752 | 2791.1582 | 2887.2687 | 2909.723 | 80 | 63 | 0 | 0 | 0 | 0 | 0 | 0 | 0 | 0 | 0 | 0 | 1485.9261 | 1591.1021 | 1717.7414 | 1849.2597 | 0 | 0 | 0 | 0 | -3.6839 | -9.2684 | -6.2621 | -4.32 | -3.4192 | -1.4362 | -3.1393 | -7.2603 | 1126.1523 | 1147.7607 | 1178.9287 | 1072.0436 | 0.38366 | 0.35923 | 0.36981 | 0.37601 | 432.0547 | 412.3053 | 435.9764 | 403.1037 | 0.089439 | 0.11111 | 0.10409 | 0.11292 | 0.046827 | 0.04417 | 0.043819 | 0.043538 | 100.7216 | 127.5276 | 122.7122 | 121.0565 | 52.7346 | 50.697 | 51.66 | 46.6742
7 | 19 | 18 | 2589.9002 | 2702.198 | 2806.1459 | 2837.4109 | 80 | 63 | 0 | 0 | 0 | 0 | 0 | 0 | 0 | 0 | 0 | 0 | 1103.3456 | 1136.2565 | 1199.5747 | 1277.6383 | 0 | 0 | 0 | 0 | -3.6839 | -8.0334 | -1.6171 | 0 | -2.6443 | -3.1242 | -5.8627 | -4.3212 | 1412.8829 | 1514.0992 | 1614.051 | 1564.0938 | 0.38585 | 0.38166 | 0.38652 | 0.37341 | 545.1658 | 577.8689 | 623.8711 | 584.0483 | 0.089311 | 0.11035 | 0.10424 | 0.11301 | 0.046727 | 0.04387 | 0.044134 | 0.043905 | 126.1853 | 167.0784 | 168.2557 | 176.7563 | 66.0201 | 66.4233 | 71.2352 | 68.6721
7 | 19 | 19 | 2485.4814 | 2599.9439 | 2707.2409 | 2743.5903 | 80 | 63 | 0 | 0 | 0 | 0 | 0 | 0 | 0 | 0 | 0 | 0 | 668.9862 | 657.4604 | 684.4359 | 729.9935 | 0 | 0 | 0 | 0 | -3.6839 | -22.8615 | -5.9426 | 39.6929 | 1.8585 | 4.7838 | 1.3203 | 6.209 | 1738.3205 | 1897.5612 | 2027.4272 | 1967.6949 | 0.38793 | 0.39411 | 0.38919 | 0.38458 | 674.3551 | 747.8458 | 789.0525 | 756.7327 | 0.089727 | 0.11047 | 0.10494 | 0.11362 | 0.046957 | 0.044524 | 0.045145 | 0.045018 | 155.9739 | 209.6261 | 212.7681 | 223.575 | 81.6258 | 84.4869 | 91.5275 | 88.5817
7 | 19 | 20 | 2473.8705 | 2589.7476 | 2698.3862 | 2735.6885 | 80 | 63 | 0 | 0 | 0 | 0 | 0 | 0 | 0 | 0 | 0 | 0 | 524.0196 | 504.2576 | 533.8671 | 580.8537 | 0 | 0 | 0 | 0 | -2.274 | 68.2572 | 45.7072 | 52.6975 | 1.8258 | 1.7889 | 6.8238 | 30.7498 | 1870.2992 | 1952.4439 | 2111.9881 | 2071.3876 | 0.38829 | 0.40541 | 0.3998 | 0.38892 | 726.2236 | 791.5309 | 844.3763 | 805.5968 | 0.089822 | 0.11041 | 0.10494 | 0.1136 | 0.04698 | 0.044538 | 0.045152 | 0.045023 | 167.9938 | 215.5613 | 221.6277 | 235.2993 | 87.8673 | 86.958 | 95.361 | 93.2602
7 | 19 | 21 | 2433.4167 | 2549.4331 | 2658.1792 | 2695.9703 | 80 | 63 | 0 | 0 | 0 | 0 | 0 | 0 | 0 | 0 | 0 | 0 | 503.245 | 471.1625 | 500.7848 | 553.0395 | 0 | 0 | 0 | 0 | 1.9305 | 0 | 47.2776 | 28.8 | 1.8961 | 5.1303 | 4.1873 | 36.791 | 1846.3451 | 2010.1403 | 2105.9294 | 2077.3398 | 0.38736 | 0.40087 | 0.39574 | 0.38805 | 715.2048 | 805.8051 | 833.3932 | 806.117 | 0.089616 | 0.11023 | 0.10469 | 0.11349 | 0.046946 | 0.044349 | 0.044999 | 0.044924 | 165.4612 | 221.5874 | 220.4725 | 235.7574 | 86.6776 | 89.1473 | 94.7652 | 93.323
7 | 19 | 22 | 2213.7195 | 2322.6349 | 2425.2842 | 2462.706 | 80 | 63 | 0 | 0 | 0 | 0 | 0 | 0 | 0 | 0 | 0 | 0 | 486.7265 | 454.3893 | 483.0142 | 534.5458 | 0 | 0 | 0 | 0 | 2.9161 | 7.5206 | 24.079 | 25.0364 | 1.8247 | 4.0424 | 4.9491 | 32.8795 | 1642.2523 | 1793.6826 | 1913.2419 | 1870.2443 | 0.38147 | 0.39646 | 0.3914 | 0.38267 | 626.4658 | 711.1279 | 748.8339 | 715.689 | 0.089269 | 0.10992 | 0.1041 | 0.1132 | 0.046737 | 0.04387 | 0.044437 | 0.044568 | 146.6026 | 197.168 | 199.1613 | 211.7049 | 76.7537 | 78.6893 | 85.0186 | 83.3525
7 | 19 | 23 | 2022.0733 | 2123.1393 | 2218.5623 | 2254.0001 | 80 | 63 | 0 | 0 | 0 | 0 | 0 | 0 | 0 | 0 | 0 | 0 | 491.6241 | 459.2285 | 489.725 | 539.3368 | 0 | 0 | 0 | 0 | 6.4651 | 17.5316 | 3.2919 | 33.7253 | 0.42227 | 2.5937 | 6.3188 | 20.141 | 1443.5618 | 1580.7855 | 1719.2266 | 1660.797 | 0.37334 | 0.38975 | 0.38502 | 0.37572 | 538.9362 | 616.1102 | 661.9321 | 623.994 | 0.088962 | 0.10955 | 0.10383 | 0.11293 | 0.046464 | 0.043485 | 0.044028 | 0.044024 | 128.4217 | 173.177 | 178.5024 | 187.5579 | 67.0741 | 68.7397 | 75.6946 | 73.1144
7 | 19 | 24 | 1828.8135 | 1913.9456 | 1992.883 | 2018.3591 | 80 | 63 | 0 | 0 | 0 | 0 | 0 | 0 | 0 | 0 | 0 | 0 | 488.6731 | 458.8462 | 491.3257 | 535.7443 | 0 | 0 | 0 | 0 | 14.5803 | 6.2832 | 22.6846 | 28.8 | 0 | 4.9397 | 2.8096 | 28.4157 | 1245.5601 | 1380.8765 | 1476.0631 | 1425.3991 | 0.36396 | 0.38033 | 0.38357 | 0.36382 | 453.3328 | 525.1884 | 566.1713 | 518.5911 | 0.089193 | 0.10941 | 0.10371 | 0.1128 | 0.046529 | 0.043309 | 0.043761 | 0.043738 | 111.0949 | 151.0826 | 153.0819 | 160.7779 | 57.9552 | 59.8044 | 64.5934 | 62.3448
7 | 20 | 1 | 1724.4248 | 1796.2985 | 1860.7895 | 1875.8511 | 80 | 63 | 0 | 0 | 0 | 0 | 0 | 0 | 0 | 0 | 0 | 0 | 493.9874 | 471.7171 | 503.9026 | 544.3993 | 0 | 0 | 0 | 0 | -3.6839 | 17.5316 | 22.9357 | 5.5437 | 0 | 2.9024 | 1.917 | 3.4834 | 1154.1213 | 1241.1473 | 1332.0341 | 1322.4247 | 0.3644 | 0.37066 | 0.38218 | 0.36382 | 420.5647 | 460.0415 | 509.0708 | 481.1267 | 0.089394 | 0.10944 | 0.10361 | 0.1127 | 0.046641 | 0.043306 | 0.043646 | 0.043567 | 103.1713 | 135.8267 | 138.0101 | 149.0362 | 53.8296 | 53.7497 | 58.1376 | 57.6142
7 | 20 | 2 | 1657.5762 | 1719.0116 | 1772.3652 | 1779.5439 | 80 | 63 | 0 | 0 | 0 | 0 | 0 | 0 | 0 | 0 | 0 | 0 | 456.4491 | 443.2392 | 469.485 | 506.9216 | 0 | 0 | 0 | 0 | -3.6839 | 34.1762 | 39.781 | 0 | 0 | 4.3716 | 1.0404 | 1.8476 | 1124.811 | 1174.2246 | 1262.0589 | 1270.7747 | 0.3644 | 0.36878 | 0.38135 | 0.36382 | 409.8843 | 433.0289 | 481.2913 | 462.3354 | 0.089426 | 0.10944 | 0.10352 | 0.11266 | 0.04669 | 0.043268 | 0.043544 | 0.043375 | 100.5878 | 128.5026 | 130.6532 | 143.1696 | 52.5179 | 50.8066 | 54.9552 | 55.1199
7 | 20 | 3 | 1618.8932 | 1670.9121 | 1714.016 | 1713.4239 | 80 | 63 | 0 | 0 | 0 | 0 | 0 | 0 | 0 | 0 | 0 | 0 | 376.4308 | 364.3003 | 384.091 | 418.2904 | 0 | 0 | 0 | 0 | -2.8931 | 57.9489 | 43.9575 | 0 | 0 | 3.3114 | 4.1279 | 0 | 1165.3555 | 1182.3516 | 1281.8395 | 1295.1335 | 0.36651 | 0.3648 | 0.37847 | 0.36382 | 427.11 | 431.325 | 485.1373 | 471.1976 | 0.089315 | 0.10937 | 0.10335 | 0.1126 | 0.046623 | 0.043132 | 0.043413 | 0.043245 | 104.0837 | 129.3176 | 132.482 | 145.8352 | 54.3323 | 50.9974 | 55.649 | 56.0077
7 | 20 | 4 | 1622.5224 | 1667.6127 | 1702.7997 | 1695.3573 | 80 | 63 | 0 | 0 | 0 | 0 | 0 | 0 | 0 | 0 | 0 | 0 | 299.5337 | 287.3841 | 301.9058 | 332.3519 | 0 | 0 | 0 | 0 | -0.68177 | 87.6582 | 43.9868 | 0 | 0 | 8.0991 | 0 | 0 | 1243.6705 | 1221.4712 | 1356.9071 | 1363.0054 | 0.36512 | 0.37056 | 0.38415 | 0.36382 | 454.0933 | 452.6312 | 521.2527 | 495.8909 | 0.089086 | 0.10936 | 0.10336 | 0.11261 | 0.04645 | 0.043219 | 0.043509 | 0.04333 | 110.7933 | 133.5777 | 140.2445 | 153.4928 | 57.7683 | 52.7913 | 59.0383 | 59.0585
7 | 20 | 5 | 1709.9368 | 1752.8487 | 1784.7289 | 1772.4884 | 80 | 63 | 0 | 0 | 0 | 0 | 0 | 0 | 0 | 0 | 0 | 0 | 264.5805 | 254.2239 | 266.8328 | 293.623 | 0 | 0 | 0 | 0 | 10.7423 | 20.5204 | -16.8638 | 44.2803 | 0 | 31.8592 | 37.6498 | 6.2633 | 1354.614 | 1383.2452 | 1497.11 | 1428.3219 | 0.36404 | 0.37803 | 0.38589 | 0.36382 | 493.1385 | 522.9085 | 577.7169 | 519.6544 | 0.088906 | 0.10933 | 0.10336 | 0.11261 | 0.046451 | 0.043379 | 0.043638 | 0.043426 | 120.4338 | 151.2357 | 154.7384 | 160.8383 | 62.9228 | 60.0042 | 65.3306 | 62.0257
7 | 20 | 6 | 1812.2581 | 1853.4515 | 1882.6409 | 1866.0711 | 80 | 63 | 0 | 0 | 0 | 0 | 0 | 0 | 0 | 0 | 0 | 0 | 366.428 | 343.702 | 354.7554 | 380.4592 | 0 | 0 | 0 | 0 | 6.1024 | 58.8107 | 43.2043 | -19.1775 | 1.1389 | 5.119 | 4.2033 | 3.6498 | 1358.5888 | 1382.8198 | 1480.4779 | 1501.1397 | 0.36811 | 0.37383 | 0.38312 | 0.36387 | 500.1041 | 516.9416 | 567.1954 | 546.2173 | 0.089231 | 0.10939 | 0.10338 | 0.11264 | 0.04667 | 0.043182 | 0.043298 | 0.043065 | 121.2279 | 151.2653 | 153.0529 | 169.089 | 63.4049 | 59.7131 | 64.1013 | 64.6469
7 | 20 | 7 | 1964.8161 | 2007.8594 | 2038.5422 | 2020.8125 | 80 | 63 | 0 | 0 | 0 | 0 | 0 | 0 | 0 | 0 | 0 | 0 | 698.8957 | 684.6344 | 695.8698 | 724.2797 | 0 | 0 | 0 | 0 | -2.2912 | -21.8962 | -13.2263 | 0 | 2.6207 | 3.6109 | 0.2048 | -4.1262 | 1185.5909 | 1278.5103 | 1355.6939 | 1300.659 | 0.37184 | 0.3586 | 0.37474 | 0.37002 | 440.8487 | 458.4689 | 508.0265 | 481.2645 | 0.090627 | 0.11082 | 0.10398 | 0.11362 | 0.047857 | 0.044837 | 0.043498 | 0.044758 | 107.4469 | 141.6808 | 140.9682 | 147.7849 | 56.7392 | 57.3243 | 58.97 | 58.2153
7 | 20 | 8 | 2115.9514 | 2165.0933 | 2202.9118 | 2189.8379 | 80 | 63 | 0 | 0 | 0 | 0 | 0 | 0 | 0 | 0 | 0 | 0 | 1119.512 | 1168.4815 | 1231.294 | 1305.4043 | 0 | 0 | 0 | 0 | -3.6839 | -18.3213 | -11.445 | 0 | -1.9803 | -8 | -7.4221 | -3.9638 | 922.1036 | 959.9331 | 990.4849 | 888.3973 | 0.37003 | 0.38103 | 0.36475 | 0.38586 | 341.203 | 365.7611 | 361.2805 | 342.8007 | 0.091665 | 0.11073 | 0.10517 | 0.11537 | 0.049163 | 0.046212 | 0.046403 | 0.050116 | 84.5248 | 106.2935 | 104.1737 | 102.4983 | 45.3333 | 44.3607 | 45.9612 | 44.5229
7 | 20 | 9 | 2235.6608 | 2292.5966 | 2339.7026 | 2333.7418 | 80 | 63 | 0 | 0 | 0 | 0 | 0 | 0 | 0 | 0 | 0 | 0 | 1387.7693 | 1510.8787 | 1641.15 | 1769.723 | 0 | 0 | 0 | 0 | -3.6839 | -86.4052 | -65.5195 | -0.864 | -0.29913 | -8 | -8 | -7.238 | 771.8746 | 813.1231 | 772.072 | 572.1208 | 0.36691 | 0.38398 | 0.38398 | 0 | 283.2116 | 312.2191 | 296.4564 | 0 | 0.092231 | 0.11111 | 0.10511 | 0.11428 | 0.049994 | 0.046858 | 0.046711 | 0.048144 | 71.1909 | 90.3489 | 81.1535 | 65.3824 | 38.5892 | 38.1016 | 36.0639 | 27.5443
7 | 20 | 10 | 2363.5039 | 2426.2865 | 2478.6232 | 2474.0005 | 80 | 63 | 0 | 0 | 0 | 0 | 0 | 0 | 0 | 0 | 0 | 0 | 1563.3588 | 1740.2557 | 1920.3659 | 2091.9057 | 0 | 0 | 0 | 0 | -3.6839 | -82.2212 | -86.4 | -63.6263 | -0.73122 | -16.3513 | -8.874 | -30.8083 | 724.5603 | 721.6033 | 653.5313 | 476.5293 | 0.36691 | 0.38398 | 0.38398 | 0 | 265.8513 | 277.0777 | 250.9397 | 0 | 0.092311 | 0.11094 | 0.10507 | 0.11509 | 0.05012 | 0.046895 | 0.046801 | 0.050633 | 66.8846 | 80.0559 | 68.6684 | 54.8443 | 36.3152 | 33.8393 | 30.5858 | 24.128
7 | 20 | 11 | 2457.1255 | 2524.2866 | 2579.5639 | 2573.9521 | 80 | 63 | 0 | 0 | 0 | 0 | 0 | 0 | 0 | 0 | 0 | 0 | 1633.7529 | 1841.9751 | 2053.3766 | 2251.5286 | 0 | 0 | 0 | 0 | -3.6839 | -80.4 | -86.4 | -86.4 | -0.59148 | -14.3212 | -13.2579 | -40 | 747.6481 | 714.0327 | 625.8451 | 448.8234 | 0.36691 | 0.38398 | 0.38398 | 0 | 274.3225 | 274.1708 | 240.3089 | 0 | 0.092245 | 0.11243 | 0.10498 | 0.115 | 0.049986 | 0.047174 | 0.046699 | 0.050331 | 68.9671 | 80.2815 | 65.6995 | 51.6139 | 37.372 | 33.6837 | 29.2263 | 22.5899
7 | 20 | 12 | 2504.9583 | 2574.7522 | 2631.7209 | 2625.4473 | 80 | 63 | 0 | 0 | 0 | 0 | 0 | 0 | 0 | 0 | 0 | 0 | 1648.2583 | 1867.7212 | 2096.8462 | 2304.946 | 0 | 0 | 0 | 0 | -3.6839 | -80.4 | -86.4 | -86.4 | -1.0522 | -19.5522 | -17.1788 | -40 | 781.4361 | 743.9831 | 638.4535 | 446.9012 | 0.36691 | 0.38398 | 0.38398 | 0 | 286.7198 | 285.671 | 245.1502 | 0 | 0.09194 | 0.11241 | 0.105 | 0.11475 | 0.049527 | 0.047145 | 0.046464 | 0.049598 | 71.8451 | 83.6342 | 67.0373 | 51.2821 | 38.7024 | 35.0751 | 29.6649 | 22.1652
7 | 20 | 13 | 2574.6586 | 2650.8465 | 2714.0805 | 2711.166 | 80 | 63 | 0 | 0 | 0 | 0 | 0 | 0 | 0 | 0 | 0 | 0 | 1650.8435 | 1867.4235 | 2103.583 | 2312.9154 | 0 | 0 | 0 | 0 | -3.6839 | -57.8466 | -47.9515 | -86.4 | -2.2352 | -8 | -8 | -32.5775 | 849.7342 | 786.2696 | 666.449 | 517.2282 | 0.36382 | 0.38398 | 0.38398 | 0 | 309.1519 | 301.908 | 255.8998 | 0 | 0.090922 | 0.11093 | 0.10475 | 0.11457 | 0.048287 | 0.045373 | 0.045836 | 0.048502 | 77.2597 | 87.2209 | 69.8076 | 59.2563 | 41.0315 | 35.6751 | 30.5472 | 25.0866
7 | 20 | 14 | 2627.8628 | 2708.9821 | 2777.4047 | 2777.8232 | 80 | 63 | 0 | 0 | 0 | 0 | 0 | 0 | 0 | 0 | 0 | 0 | 1680.5087 | 1884.4501 | 2114.3813 | 2319.9485 | 0 | 0 | 0 | 0 | -3.6839 | -43.0196 | -50.6554 | -56.5176 | 1.2993 | -8 | -8 | -29.6963 | 869.7388 | 812.5516 | 721.6788 | 544.0885 | 0.36561 | 0.38398 | 0.38398 | 0 | 317.9829 | 311.9996 | 277.1066 | 0 | 0.090027 | 0.11081 | 0.10449 | 0.11468 | 0.047322 | 0.045125 | 0.045216 | 0.04792 | 78.3001 | 90.0411 | 75.408 | 62.3952 | 41.1576 | 36.6666 | 32.6311 | 26.0728
7 | 20 | 15 | 2654.6686 | 2739.617 | 2812.0083 | 2815.052 | 80 | 63 | 0 | 0 | 0 | 0 | 0 | 0 | 0 | 0 | 0 | 0 | 1452.4452 | 1621.7904 | 1825.2009 | 2018.7561 | 0 | 0 | 0 | 0 | -3.6839 | -4.0203 | 0 | 0.28148 | -1.7976 | -8 | -8 | -8 | 1127.7049 | 1066.8469 | 994.8075 | 804.0144 | 0.36533 | 0.38398 | 0.38025 | 0 | 411.98 | 409.6427 | 378.2747 | 0 | 0.089503 | 0.11094 | 0.10398 | 0.11383 | 0.047046 | 0.044935 | 0.044248 | 0.045568 | 100.9326 | 118.3598 | 103.4357 | 91.5228 | 53.0541 | 47.9384 | 44.0184 | 36.6376
7 | 20 | 16 | 2660.6206 | 2754.5253 | 2837.053 | 2848.6285 | 80 | 63 | 0 | 0 | 0 | 0 | 0 | 0 | 0 | 0 | 0 | 0 | 1575.9838 | 1711.6218 | 1882.467 | 2056.1235 | 0 | 0 | 0 | 0 | -3.6839 | -4.0203 | -8.64 | 1.2705 | -3.6172 | -8 | -7.2963 | -5.8528 | 1011.938 | 991.9238 | 970.5223 | 797.0874 | 0.37414 | 0.38398 | 0.38398 | 0.38586 | 378.6034 | 380.8741 | 372.6563 | 307.5665 | 0.089448 | 0.11146 | 0.10371 | 0.11291 | 0.046819 | 0.04463 | 0.043621 | 0.0437 | 90.5162 | 110.5607 | 100.6571 | 89.9984 | 47.3775 | 44.2698 | 42.3355 | 34.8328
7 | 20 | 17 | 2611.443 | 2713.3181 | 2805.2416 | 2825.7912 | 80 | 63 | 0 | 0 | 0 | 0 | 0 | 0 | 0 | 0 | 0 | 0 | 1382.4559 | 1477.1745 | 1596.7485 | 1727.4 | 0 | 0 | 0 | 0 | -3.6839 | -9.2684 | -6.2621 | -4.32 | -3.4192 | -1.4362 | -3.1393 | -7.2603 | 1156.0902 | 1183.8482 | 1217.8945 | 1109.9715 | 0.38366 | 0.35923 | 0.36981 | 0.37601 | 443.5406 | 425.2688 | 450.3863 | 417.3651 | 0.089439 | 0.11111 | 0.10409 | 0.11292 | 0.046827 | 0.04417 | 0.043819 | 0.043538 | 103.3992 | 131.5373 | 126.7681 | 125.3394 | 54.1365 | 52.291 | 53.3674 | 48.3255
7 | 20 | 18 | 2507.6225 | 2615.1 | 2714.363 | 2743.4968 | 80 | 63 | 0 | 0 | 0 | 0 | 0 | 0 | 0 | 0 | 0 | 0 | 996.4461 | 1025.7667 | 1086.1798 | 1164.6453 | 0 | 0 | 0 | 0 | -3.6839 | -8.0334 | -1.6171 | 0 | -2.6443 | -3.1242 | -5.8627 | -4.3212 | 1437.5046 | 1537.4909 | 1635.663 | 1583.1727 | 0.38585 | 0.38166 | 0.38652 | 0.37341 | 554.6661 | 586.7965 | 632.2246 | 591.1726 | 0.089311 | 0.11035 | 0.10424 | 0.11301 | 0.046727 | 0.04387 | 0.044134 | 0.043905 | 128.3843 | 169.6597 | 170.5086 | 178.9124 | 67.1707 | 67.4495 | 72.189 | 69.5097
7 | 20 | 19 | 2401.1747 | 2510.6981 | 2613.1946 | 2647.3602 | 80 | 63 | 0 | 0 | 0 | 0 | 0 | 0 | 0 | 0 | 0 | 0 | 649.5054 | 641.2547 | 668.2451 | 716.7383 | 0 | 0 | 0 | 0 | -3.6839 | -22.8615 | -5.9426 | 39.6929 | 1.8585 | 4.7838 | 1.3203 | 6.209 | 1673.4947 | 1824.5211 | 1949.5718 | 1884.7201 | 0.38793 | 0.39411 | 0.38919 | 0.38458 | 649.2069 | 719.06 | 758.752 | 724.8224 | 0.089727 | 0.11047 | 0.10494 | 0.11362 | 0.046957 | 0.044524 | 0.045145 | 0.045018 | 150.1573 | 201.5573 | 204.5976 | 214.1471 | 78.5818 | 81.2349 | 88.0127 | 84.8464
7 | 20 | 20 | 2415.5905 | 2528.0532 | 2633.3733 | 2669.166 | 80 | 63 | 0 | 0 | 0 | 0 | 0 | 0 | 0 | 0 | 0 | 0 | 538.3442 | 525.3154 | 553.0358 | 600.0247 | 0 | 0 | 0 | 0 | -2.274 | 68.2572 | 45.7072 | 52.6975 | 1.8258 | 1.7889 | 6.8238 | 30.7498 | 1797.6946 | 1869.6917 | 2027.8065 | 1985.6941 | 0.38829 | 0.40541 | 0.3998 | 0.38892 | 698.0317 | 757.9827 | 810.7204 | 772.2692 | 0.089822 | 0.11041 | 0.10494 | 0.1136 | 0.04698 | 0.044538 | 0.045152 | 0.045023 | 161.4723 | 206.425 | 212.7939 | 225.565 | 84.4563 | 83.2724 | 91.5601 | 89.4021
7 | 20 | 21 | 2359.8844 | 2471.593 | 2576.1522 | 2612.0386 | 80 | 63 | 0 | 0 | 0 | 0 | 0 | 0 | 0 | 0 | 0 | 0 | 519.9724 | 505.6248 | 532.4589 | 578.8998 | 0 | 0 | 0 | 0 | 1.9305 | 0 | 47.2776 | 28.8 | 1.8961 | 5.1303 | 4.1873 | 36.791 | 1756.0855 | 1897.8378 | 1992.2283 | 1967.5478 | 0.38736 | 0.40087 | 0.39574 | 0.38805 | 680.2417 | 760.7864 | 788.3975 | 763.5119 | 0.089616 | 0.11023 | 0.10469 | 0.11349 | 0.046946 | 0.044349 | 0.044999 | 0.044924 | 157.3725 | 209.2077 | 208.5689 | 223.2971 | 82.4404 | 84.1668 | 89.6487 | 88.3907
7 | 20 | 22 | 2177.6181 | 2284.4184 | 2385.0121 | 2421.4988 | 80 | 63 | 0 | 0 | 0 | 0 | 0 | 0 | 0 | 0 | 0 | 0 | 508.9507 | 495.468 | 522.5455 | 566.6726 | 0 | 0 | 0 | 0 | 2.9161 | 7.5206 | 24.079 | 25.0364 | 1.8247 | 4.0424 | 4.9491 | 32.8795 | 1583.9266 | 1714.3875 | 1833.4385 | 1796.9103 | 0.38147 | 0.39646 | 0.3914 | 0.38267 | 604.2164 | 679.6904 | 717.5992 | 687.6262 | 0.089269 | 0.10992 | 0.1041 | 0.1132 | 0.046737 | 0.04387 | 0.044437 | 0.044568 | 141.3959 | 188.4516 | 190.8541 | 203.4037 | 74.0278 | 75.2106 | 81.4724 | 80.0842
7 | 20 | 23 | 2014.1674 | 2114.7702 | 2209.743 | 2244.976 | 80 | 63 | 0 | 0 | 0 | 0 | 0 | 0 | 0 | 0 | 0 | 0 | 447.5498 | 423.5749 | 452.0545 | 492.459 | 0 | 0 | 0 | 0 | 6.4651 | 17.5316 | 3.2919 | 33.7253 | 0.42227 | 2.5937 | 6.3188 | 20.141 | 1479.7302 | 1608.07 | 1748.0778 | 1698.6506 | 0.37334 | 0.38975 | 0.38502 | 0.37572 | 552.4393 | 626.7443 | 673.0403 | 638.2164 | 0.088962 | 0.10955 | 0.10383 | 0.11293 | 0.046464 | 0.043485 | 0.044028 | 0.044024 | 131.6393 | 176.166 | 181.498 | 191.8328 | 68.7546 | 69.9261 | 76.9648 | 74.7808
7 | 20 | 24 | 1849.5229 | 1935.8682 | 2015.9848 | 2041.9973 | 80 | 63 | 0 | 0 | 0 | 0 | 0 | 0 | 0 | 0 | 0 | 0 | 343.4288 | 297.4535 | 327.5634 | 364.7849 | 0 | 0 | 0 | 0 | 14.5803 | 6.2832 | 22.6846 | 28.8 | 0 | 4.9397 | 2.8096 | 28.4157 | 1411.5138 | 1564.1918 | 1662.9272 | 1619.9967 | 0.36396 | 0.38033 | 0.38357 | 0.36382 | 513.7331 | 594.9086 | 637.8464 | 589.3899 | 0.089193 | 0.10941 | 0.10371 | 0.1128 | 0.046529 | 0.043309 | 0.043761 | 0.043738 | 125.8968 | 171.1392 | 172.4615 | 182.7275 | 65.677 | 67.7435 | 72.7706 | 70.8562
7 | 21 | 1 | 1730.5117 | 1802.7419 | 1867.5795 | 1882.7988 | 80 | 63 | 0 | 0 | 0 | 0 | 0 | 0 | 0 | 0 | 0 | 0 | 323.3336 | 277.4657 | 307.1573 | 342.3592 | 0 | 0 | 0 | 0 | -3.6839 | 17.5316 | 22.9357 | 5.5437 | 0 | 2.9024 | 1.917 | 3.4834 | 1330.862 | 1441.8422 | 1535.5695 | 1531.4125 | 0.3644 | 0.37066 | 0.38218 | 0.36382 | 484.9694 | 534.4307 | 586.8571 | 557.1611 | 0.089394 | 0.10944 | 0.10361 | 0.1127 | 0.046641 | 0.043306 | 0.043646 | 0.043567 | 118.9708 | 157.7901 | 159.0981 | 172.589 | 62.073 | 62.4411 | 67.021 | 66.7192
7 | 21 | 2 | 1653.5183 | 1714.7159 | 1767.8385 | 1774.9121 | 80 | 63 | 0 | 0 | 0 | 0 | 0 | 0 | 0 | 0 | 0 | 0 | 274.9926 | 230.5095 | 256.5247 | 288.62 | 0 | 0 | 0 | 0 | -3.6839 | 34.1762 | 39.781 | 0 | 0 | 4.3716 | 1.0404 | 1.8476 | 1302.2096 | 1382.6587 | 1470.4925 | 1484.4444 | 0.3644 | 0.36878 | 0.38135 | 0.36382 | 474.5289 | 509.8949 | 560.7783 | 540.073 | 0.089426 | 0.10944 | 0.10352 | 0.11266 | 0.04669 | 0.043268 | 0.043544 | 0.043375 | 116.452 | 151.3129 | 152.231 | 167.2424 | 60.8007 | 59.8252 | 64.0312 | 64.3879
7 | 21 | 3 | 1607.6989 | 1659.062 | 1701.5285 | 1700.6465 | 80 | 63 | 0 | 0 | 0 | 0 | 0 | 0 | 0 | 0 | 0 | 0 | 239.7884 | 207.7282 | 226.257 | 255.8286 | 0 | 0 | 0 | 0 | -2.8931 | 57.9489 | 43.9575 | 0 | 0 | 3.3114 | 4.1279 | 0 | 1290.8036 | 1327.0736 | 1427.1861 | 1444.8178 | 0.36651 | 0.3648 | 0.37847 | 0.36382 | 473.0875 | 484.12 | 540.1465 | 525.656 | 0.089315 | 0.10937 | 0.10335 | 0.1126 | 0.046623 | 0.043132 | 0.043413 | 0.043245 | 115.2881 | 145.1463 | 147.5041 | 162.69 | 60.1811 | 57.2396 | 61.959 | 62.4807
7 | 21 | 4 | 1601.3233 | 1645.1716 | 1679.1515 | 1671.1601 | 80 | 63 | 0 | 0 | 0 | 0 | 0 | 0 | 0 | 0 | 0 | 0 | 187.6016 | 157.6717 | 172.0808 | 197.9336 | 0 | 0 | 0 | 0 | -0.68177 | 87.6582 | 43.9868 | 0 | 0 | 8.0991 | 0 | 0 | 1334.4034 | 1328.7426 | 1463.0839 | 1473.2265 | 0.36512 | 0.37056 | 0.38415 | 0.36382 | 487.2221 | 492.382 | 562.0403 | 535.9917 | 0.089086 | 0.10936 | 0.10336 | 0.11261 | 0.04645 | 0.043219 | 0.043509 | 0.04333 | 118.8763 | 145.3086 | 151.2186 | 165.9052 | 61.9828 | 57.4276 | 63.658 | 63.8344
7 | 21 | 5 | 1621.0125 | 1658.7147 | 1685.5315 | 1670.9877 | 80 | 63 | 0 | 0 | 0 | 0 | 0 | 0 | 0 | 0 | 0 | 0 | 189.6073 | 167.0436 | 179.0599 | 203.7126 | 0 | 0 | 0 | 0 | 10.7423 | 20.5204 | -16.8638 | 44.2803 | 0 | 31.8592 | 37.6498 | 6.2633 | 1340.663 | 1376.2915 | 1485.6856 | 1416.7315 | 0.36404 | 0.37803 | 0.38589 | 0.36382 | 488.0597 | 520.2798 | 573.3084 | 515.4376 | 0.088906 | 0.10933 | 0.10336 | 0.11261 | 0.046451 | 0.043379 | 0.043638 | 0.043426 | 119.1934 | 150.4754 | 153.5576 | 159.5332 | 62.2748 | 59.7025 | 64.8321 | 61.5223
7 | 21 | 6 | 1622.7255 | 1652.815 | 1671.2124 | 1649.7333 | 80 | 63 | 0 | 0 | 0 | 0 | 0 | 0 | 0 | 0 | 0 | 0 | 361.3609 | 343.5075 | 351.3011 | 375.5149 | 0 | 0 | 0 | 0 | 6.1024 | 58.8107 | 43.2043 | -19.1775 | 1.1389 | 5.119 | 4.2033 | 3.6498 | 1174.1233 | 1182.3778 | 1272.5037 | 1289.7461 | 0.36811 | 0.37383 | 0.38312 | 0.36387 | 432.2013 | 442.01 | 487.517 | 469.2979 | 0.089231 | 0.10939 | 0.10338 | 0.11264 | 0.04667 | 0.043182 | 0.043298 | 0.043065 | 104.7679 | 129.3392 | 131.5523 | 145.2775 | 54.7959 | 51.0576 | 55.0965 | 55.5432
7 | 21 | 7 | 1711.8261 | 1740.0478 | 1756.3253 | 1732.0426 | 80 | 63 | 0 | 0 | 0 | 0 | 0 | 0 | 0 | 0 | 0 | 0 | 726.6598 | 719.4954 | 725.923 | 753.7251 | 0 | 0 | 0 | 0 | -2.2912 | -21.8962 | -13.2263 | 0 | 2.6207 | 3.6109 | 0.2048 | -4.1262 | 904.8368 | 975.8377 | 1043.4238 | 982.4437 | 0.37184 | 0.3586 | 0.37474 | 0.37002 | 336.4534 | 349.9316 | 391.0078 | 363.5198 | 0.090627 | 0.11082 | 0.10398 | 0.11362 | 0.047857 | 0.044837 | 0.043498 | 0.044758 | 82.0029 | 108.1395 | 108.4976 | 111.6283 | 43.303 | 43.7534 | 45.3868 | 43.9725
7 | 21 | 8 | 1851.4173 | 1885.0613 | 1907.8172 | 1887.8913 | 80 | 63 | 0 | 0 | 0 | 0 | 0 | 0 | 0 | 0 | 0 | 0 | 1103.2723 | 1158.467 | 1221.9672 | 1294.5725 | 0 | 0 | 0 | 0 | -3.6839 | -18.3213 | -11.445 | 0 | -1.9803 | -8 | -7.4221 | -3.9638 | 673.8093 | 689.9156 | 704.7171 | 597.2826 | 0.37003 | 0.38103 | 0.36475 | 0.38586 | 249.3274 | 262.877 | 257.0464 | 230.4699 | 0.091665 | 0.11073 | 0.10517 | 0.11537 | 0.049163 | 0.046212 | 0.046403 | 0.050116 | 61.7649 | 76.3945 | 74.1182 | 68.9111 | 33.1264 | 31.8826 | 32.7008 | 29.9334
7 | 21 | 9 | 1990.2969 | 2032.8579 | 2065.9928 | 2053.6765 | 80 | 63 | 0 | 0 | 0 | 0 | 0 | 0 | 0 | 0 | 0 | 0 | 1387.5778 | 1510.23 | 1639.4149 | 1764.1112 | 0 | 0 | 0 | 0 | -3.6839 | -86.4052 | -65.5195 | -0.864 | -0.29913 | -8 | -8 | -7.238 | 526.7021 | 554.033 | 500.0974 | 297.6672 | 0.36691 | 0.38398 | 0.38398 | 0 | 193.2544 | 212.7349 | 192.0249 | 0 | 0.092231 | 0.11111 | 0.10511 | 0.11428 | 0.049994 | 0.046858 | 0.046711 | 0.048144 | 48.5783 | 61.5605 | 52.5659 | 34.0176 | 26.332 | 25.9611 | 23.3598 | 14.331
7 | 21 | 10 | 2102.678 | 2150.1798 | 2187.6651 | 2176.2864 | 80 | 63 | 0 | 0 | 0 | 0 | 0 | 0 | 0 | 0 | 0 | 0 | 1550.1271 | 1724.1177 | 1902.7043 | 2067.3125 | 0 | 0 | 0 | 0 | -3.6839 | -82.2212 | -86.4 | -63.6263 | -0.73122 | -16.3513 | -8.874 | -30.8083 | 476.966 | 461.6346 | 380.2348 | 203.4084 | 0.36691 | 0.38398 | 0.38398 | 0 | 175.0055 | 177.2562 | 146.0007 | 0 | 0.092311 | 0.11094 | 0.10507 | 0.11509 | 0.05012 | 0.046895 | 0.046801 | 0.050633 | 44.029 | 51.2145 | 39.9524 | 23.4105 | 23.9057 | 21.6482 | 17.7953 | 10.2991
7 | 21 | 11 | 2185.9449 | 2237.2187 | 2277.0549 | 2264.4189 | 80 | 63 | 0 | 0 | 0 | 0 | 0 | 0 | 0 | 0 | 0 | 0 | 1644.4051 | 1848.3817 | 2054.7821 | 2242.187 | 0 | 0 | 0 | 0 | -3.6839 | -80.4 | -86.4 | -86.4 | -0.59148 | -14.3212 | -13.2579 | -40 | 465.8152 | 420.5581 | 321.9306 | 148.6319 | 0.36691 | 0.38398 | 0.38398 | 0 | 170.9141 | 161.4839 | 123.6133 | 0 | 0.092245 | 0.11243 | 0.10498 | 0.115 | 0.049986 | 0.047174 | 0.046699 | 0.050331 | 42.9693 | 47.285 | 33.7954 | 17.0924 | 23.2843 | 19.8393 | 15.0338 | 7.4809
7 | 21 | 12 | 2276.3158 | 2332.7145 | 2376.6643 | 2364.4683 | 80 | 63 | 0 | 0 | 0 | 0 | 0 | 0 | 0 | 0 | 0 | 0 | 1664.0047 | 1877.9134 | 2099.3065 | 2297.1819 | 0 | 0 | 0 | 0 | -3.6839 | -80.4 | -86.4 | -86.4 | -1.0522 | -19.5522 | -17.1788 | -40 | 537.0471 | 491.7533 | 380.9366 | 193.6864 | 0.36691 | 0.38398 | 0.38398 | 0 | 197.0501 | 188.821 | 146.2701 | 0 | 0.09194 | 0.11241 | 0.105 | 0.11475 | 0.049527 | 0.047145 | 0.046464 | 0.049598 | 49.376 | 55.28 | 39.9982 | 22.2256 | 26.5985 | 23.1837 | 17.6997 | 9.6064
7 | 21 | 13 | 2356.5807 | 2419.9923 | 2470.8089 | 2462.2457 | 80 | 63 | 0 | 0 | 0 | 0 | 0 | 0 | 0 | 0 | 0 | 0 | 1600.298 | 1813.4016 | 2042.54 | 2242.9015 | 0 | 0 | 0 | 0 | -3.6839 | -57.8466 | -47.9515 | -86.4 | -2.2352 | -8 | -8 | -32.5775 | 682.2018 | 609.4372 | 484.2204 | 338.3217 | 0.36382 | 0.38398 | 0.38398 | 0 | 248.1999 | 234.0088 | 185.9285 | 0 | 0.090922 | 0.11093 | 0.10475 | 0.11457 | 0.048287 | 0.045373 | 0.045836 | 0.048502 | 62.0273 | 67.6049 | 50.72 | 38.7599 | 32.9418 | 27.6518 | 22.1946 | 16.4093
7 | 21 | 14 | 2404.8874 | 2472.9435 | 2528.6699 | 2523.3128 | 80 | 63 | 0 | 0 | 0 | 0 | 0 | 0 | 0 | 0 | 0 | 0 | 1459.602 | 1659.4759 | 1883.4054 | 2075.6334 | 0 | 0 | 0 | 0 | -3.6839 | -43.0196 | -50.6554 | -56.5176 | 1.2993 | -8 | -8 | -29.6963 | 867.67 | 801.4872 | 703.9199 | 533.8932 | 0.36561 | 0.38398 | 0.38398 | 0 | 317.2265 | 307.7512 | 270.2876 | 0 | 0.090027 | 0.11081 | 0.10449 | 0.11468 | 0.047322 | 0.045125 | 0.045216 | 0.04792 | 78.1138 | 88.815 | 73.5524 | 61.226 | 41.0597 | 36.1674 | 31.8281 | 25.5842
7 | 21 | 15 | 2448.4146 | 2521.2795 | 2581.9266 | 2579.6278 | 80 | 63 | 0 | 0 | 0 | 0 | 0 | 0 | 0 | 0 | 0 | 0 | 1567.1752 | 1743.2665 | 1951.373 | 2130.3497 | 0 | 0 | 0 | 0 | -3.6839 | -4.0203 | 0 | 0.28148 | -1.7976 | -8 | -8 | -8 | 806.7209 | 727.0333 | 638.5536 | 456.9967 | 0.36533 | 0.38398 | 0.38025 | 0 | 294.7162 | 279.1627 | 242.8095 | 0 | 0.089503 | 0.11094 | 0.10398 | 0.11383 | 0.047046 | 0.044935 | 0.044248 | 0.045568 | 72.2037 | 80.6596 | 66.394 | 52.021 | 37.953 | 32.669 | 28.2548 | 20.8246
7 | 21 | 16 | 2471.5078 | 2554.3332 | 2626.0927 | 2632.7698 | 80 | 63 | 0 | 0 | 0 | 0 | 0 | 0 | 0 | 0 | 0 | 0 | 1509.8204 | 1638.835 | 1814.2478 | 1973.9066 | 0 | 0 | 0 | 0 | -3.6839 | -4.0203 | -8.64 | 1.2705 | -3.6172 | -8 | -7.2963 | -5.8528 | 888.9886 | 864.5185 | 827.7813 | 663.4456 | 0.37414 | 0.38398 | 0.38398 | 0.38586 | 332.6035 | 331.9536 | 317.8473 | 255.9991 | 0.089448 | 0.11146 | 0.10371 | 0.11291 | 0.046819 | 0.04463 | 0.043621 | 0.0437 | 79.5186 | 96.36 | 85.8528 | 74.909 | 41.6212 | 38.5837 | 36.1089 | 28.9926
7 | 21 | 17 | 2449.5462 | 2541.9364 | 2624.6416 | 2640.9977 | 80 | 63 | 0 | 0 | 0 | 0 | 0 | 0 | 0 | 0 | 0 | 0 | 1349.2742 | 1424.8221 | 1552.4014 | 1676.5764 | 0 | 0 | 0 | 0 | -3.6839 | -9.2684 | -6.2621 | -4.32 | -3.4192 | -1.4362 | -3.1393 | -7.2603 | 1027.3751 | 1064.8189 | 1081.6416 | 976.0015 | 0.38366 | 0.35923 | 0.36981 | 0.37601 | 394.1583 | 382.5105 | 399.9989 | 366.9905 | 0.089439 | 0.11111 | 0.10409 | 0.11292 | 0.046827 | 0.04417 | 0.043819 | 0.043538 | 91.8871 | 118.312 | 112.5858 | 110.2113 | 48.1091 | 47.0335 | 47.3969 | 42.4928
7 | 21 | 18 | 2389.873 | 2490.4521 | 2583.0104 | 2609.0942 | 80 | 63 | 0 | 0 | 0 | 0 | 0 | 0 | 0 | 0 | 0 | 0 | 1015.7254 | 1036.0202 | 1104.7051 | 1179.6054 | 0 | 0 | 0 | 0 | -3.6839 | -8.0334 | -1.6171 | 0 | -2.6443 | -3.1242 | -5.8627 | -4.3212 | 1300.4758 | 1402.5895 | 1485.7851 | 1433.81 | 0.38585 | 0.38166 | 0.38652 | 0.37341 | 501.7931 | 535.3102 | 574.2931 | 535.3991 | 0.089311 | 0.11035 | 0.10424 | 0.11301 | 0.046727 | 0.04387 | 0.044134 | 0.043905 | 116.1462 | 154.7735 | 154.8847 | 162.0331 | 60.7677 | 61.5314 | 65.5742 | 62.9519
7 | 21 | 19 | 2297.488 | 2400.9368 | 2497.5294 | 2529.0093 | 80 | 63 | 0 | 0 | 0 | 0 | 0 | 0 | 0 | 0 | 0 | 0 | 680.239 | 663.7206 | 698.8623 | 743.5023 | 0 | 0 | 0 | 0 | -3.6839 | -22.8615 | -5.9426 | 39.6929 | 1.8585 | 4.7838 | 1.3203 | 6.209 | 1539.0744 | 1692.2939 | 1803.2893 | 1739.6051 | 0.38793 | 0.39411 | 0.38919 | 0.38458 | 597.0606 | 666.9481 | 701.8205 | 669.0143 | 0.089727 | 0.11047 | 0.10494 | 0.11362 | 0.046957 | 0.044524 | 0.045145 | 0.045018 | 138.0962 | 186.95 | 189.246 | 197.6588 | 72.2699 | 75.3476 | 81.4089 | 78.3136
7 | 21 | 20 | 2313.8628 | 2420.3657 | 2519.8934 | 2553.0512 | 80 | 63 | 0 | 0 | 0 | 0 | 0 | 0 | 0 | 0 | 0 | 0 | 554.9268 | 532.8132 | 567.7765 | 612.9481 | 0 | 0 | 0 | 0 | -2.274 | 68.2572 | 45.7072 | 52.6975 | 1.8258 | 1.7889 | 6.8238 | 30.7498 | 1679.3842 | 1754.5064 | 1899.5859 | 1856.6558 | 0.38829 | 0.40541 | 0.3998 | 0.38892 | 652.0927 | 711.286 | 759.4576 | 722.0841 | 0.089822 | 0.11041 | 0.10494 | 0.1136 | 0.04698 | 0.044538 | 0.045152 | 0.045023 | 150.8455 | 193.7079 | 199.3387 | 210.9069 | 78.8981 | 78.1422 | 85.7706 | 83.5924
7 | 21 | 21 | 2271.6598 | 2378.1996 | 2477.7353 | 2511.3365 | 80 | 63 | 0 | 0 | 0 | 0 | 0 | 0 | 0 | 0 | 0 | 0 | 536.5447 | 519.4595 | 551.1518 | 594.9902 | 0 | 0 | 0 | 0 | 1.9305 | 0 | 47.2776 | 28.8 | 1.8961 | 5.1303 | 4.1873 | 36.791 | 1651.2885 | 1790.6098 | 1875.1185 | 1850.7552 | 0.38736 | 0.40087 | 0.39574 | 0.38805 | 639.6472 | 717.8019 | 742.0529 | 718.1903 | 0.089616 | 0.11023 | 0.10469 | 0.11349 | 0.046946 | 0.044349 | 0.044999 | 0.044924 | 147.9811 | 197.3875 | 196.3086 | 210.0423 | 77.5206 | 79.4114 | 84.3789 | 83.1439
7 | 21 | 22 | 2113.531 | 2216.5768 | 2313.5213 | 2348.348 | 80 | 63 | 0 | 0 | 0 | 0 | 0 | 0 | 0 | 0 | 0 | 0 | 501.4664 | 484.2012 | 514.9939 | 555.1444 | 0 | 0 | 0 | 0 | 2.9161 | 7.5206 | 24.079 | 25.0364 | 1.8247 | 4.0424 | 4.9491 | 32.8795 | 1527.3239 | 1657.8126 | 1769.4994 | 1735.2877 | 0.38147 | 0.39646 | 0.3914 | 0.38267 | 582.6243 | 657.2606 | 692.5737 | 664.045 | 0.089269 | 0.10992 | 0.1041 | 0.1132 | 0.046737 | 0.04387 | 0.044437 | 0.044568 | 136.343 | 182.2327 | 184.1983 | 196.4283 | 71.3823 | 72.7287 | 78.6311 | 77.3378
7 | 21 | 23 | 1949.1708 | 2045.9657 | 2137.2377 | 2170.7871 | 80 | 63 | 0 | 0 | 0 | 0 | 0 | 0 | 0 | 0 | 0 | 0 | 452.5855 | 427.75 | 459.1174 | 496.6048 | 0 | 0 | 0 | 0 | 6.4651 | 17.5316 | 3.2919 | 33.7253 | 0.42227 | 2.5937 | 6.3188 | 20.141 | 1409.698 | 1535.0904 | 1668.5096 | 1620.3159 | 0.37334 | 0.38975 | 0.38502 | 0.37572 | 526.2936 | 598.3005 | 642.4051 | 608.7845 | 0.088962 | 0.10955 | 0.10383 | 0.11293 | 0.046464 | 0.043485 | 0.044028 | 0.044024 | 125.4091 | 168.171 | 173.2366 | 182.9863 | 65.5006 | 66.7526 | 73.4616 | 71.3323
7 | 21 | 24 | 1800.618 | 1884.0982 | 1961.4302 | 1986.1759 | 80 | 63 | 0 | 0 | 0 | 0 | 0 | 0 | 0 | 0 | 0 | 0 | 363.529 | 324.858 | 355.3783 | 390.2051 | 0 | 0 | 0 | 0 | 14.5803 | 6.2832 | 22.6846 | 28.8 | 0 | 4.9397 | 2.8096 | 28.4157 | 1342.5087 | 1485.0173 | 1580.5577 | 1538.7551 | 0.36396 | 0.38033 | 0.38357 | 0.36382 | 488.6181 | 564.7962 | 606.2521 | 559.8324 | 0.089193 | 0.10941 | 0.10371 | 0.1128 | 0.046529 | 0.043309 | 0.043761 | 0.043738 | 119.742 | 162.4767 | 163.919 | 173.5639 | 62.4662 | 64.3146 | 69.1661 | 67.3028
7 | 22 | 1 | 1697.8384 | 1768.1545 | 1831.1317 | 1845.5047 | 80 | 63 | 0 | 0 | 0 | 0 | 0 | 0 | 0 | 0 | 0 | 0 | 312.8997 | 271.1979 | 301.1098 | 331.4828 | 0 | 0 | 0 | 0 | -3.6839 | 17.5316 | 22.9357 | 5.5437 | 0 | 2.9024 | 1.917 | 3.4834 | 1308.6227 | 1413.5226 | 1505.1692 | 1504.9948 | 0.3644 | 0.37066 | 0.38218 | 0.36382 | 476.8653 | 523.9338 | 575.2388 | 547.5497 | 0.089394 | 0.10944 | 0.10361 | 0.1127 | 0.046641 | 0.043306 | 0.043646 | 0.043567 | 116.9828 | 154.6909 | 155.9484 | 169.6117 | 61.0358 | 61.2147 | 65.6942 | 65.5683
7 | 22 | 2 | 1612.7292 | 1671.5372 | 1722.3373 | 1728.3543 | 80 | 63 | 0 | 0 | 0 | 0 | 0 | 0 | 0 | 0 | 0 | 0 | 265.8273 | 219.6352 | 248.2973 | 276.3328 | 0 | 0 | 0 | 0 | -3.6839 | 34.1762 | 39.781 | 0 | 0 | 4.3716 | 1.0404 | 1.8476 | 1270.5859 | 1350.3543 | 1433.2187 | 1450.1739 | 0.3644 | 0.36878 | 0.38135 | 0.36382 | 463.0051 | 497.9818 | 546.5638 | 527.6047 | 0.089426 | 0.10944 | 0.10352 | 0.11266 | 0.04669 | 0.043268 | 0.043544 | 0.043375 | 113.624 | 147.7776 | 148.3723 | 163.3813 | 59.3242 | 58.4274 | 62.4082 | 62.9014
7 | 22 | 3 | 1572.8568 | 1622.1787 | 1662.6612 | 1660.8767 | 80 | 63 | 0 | 0 | 0 | 0 | 0 | 0 | 0 | 0 | 0 | 0 | 215.9011 | 168.8909 | 195.4311 | 219.149 | 0 | 0 | 0 | 0 | -2.8931 | 57.9489 | 43.9575 | 0 | 0 | 3.3114 | 4.1279 | 0 | 1279.8488 | 1329.0275 | 1419.1447 | 1441.7277 | 0.36651 | 0.3648 | 0.37847 | 0.36382 | 469.0725 | 484.8328 | 537.1031 | 524.5318 | 0.089315 | 0.10937 | 0.10335 | 0.1126 | 0.046623 | 0.043132 | 0.043413 | 0.043245 | 114.3096 | 145.36 | 146.673 | 162.3421 | 59.6703 | 57.3239 | 61.6099 | 62.3471
7 | 22 | 4 | 1551.229 | 1592.1425 | 1623.2701 | 1613.9811 | 80 | 63 | 0 | 0 | 0 | 0 | 0 | 0 | 0 | 0 | 0 | 0 | 192.4115 | 147.2599 | 170.5762 | 194.1381 | 0 | 0 | 0 | 0 | -0.68177 | 87.6582 | 43.9868 | 0 | 0 | 8.0991 | 0 | 0 | 1279.4993 | 1286.1253 | 1408.7071 | 1419.843 | 0.36512 | 0.37056 | 0.38415 | 0.36382 | 467.1753 | 476.5896 | 541.1516 | 516.5696 | 0.089086 | 0.10936 | 0.10336 | 0.11261 | 0.04645 | 0.043219 | 0.043509 | 0.04333 | 113.9851 | 140.6481 | 145.5984 | 159.8935 | 59.4325 | 55.5857 | 61.2921 | 61.5213
7 | 22 | 5 | 1556.7855 | 1590.7249 | 1613.8846 | 1597.6772 | 80 | 63 | 0 | 0 | 0 | 0 | 0 | 0 | 0 | 0 | 0 | 0 | 157.5263 | 120.1968 | 137.3876 | 159.1787 | 0 | 0 | 0 | 0 | 10.7423 | 20.5204 | -16.8638 | 44.2803 | 0 | 31.8592 | 37.6498 | 6.2633 | 1308.5169 | 1355.1485 | 1455.711 | 1387.9549 | 0.36404 | 0.37803 | 0.38589 | 0.36382 | 476.3571 | 512.2871 | 561.7415 | 504.9681 | 0.088906 | 0.10933 | 0.10336 | 0.11261 | 0.046451 | 0.043379 | 0.043638 | 0.043426 | 116.3354 | 148.1638 | 150.4595 | 156.2927 | 60.7816 | 58.7854 | 63.5241 | 60.2727
7 | 22 | 6 | 1534.5708 | 1559.4957 | 1572.8736 | 1549.111 | 80 | 63 | 0 | 0 | 0 | 0 | 0 | 0 | 0 | 0 | 0 | 0 | 267.5842 | 235.9717 | 249.9788 | 269.1579 | 0 | 0 | 0 | 0 | 6.1024 | 58.8107 | 43.2043 | -19.1775 | 1.1389 | 5.119 | 4.2033 | 3.6498 | 1179.7453 | 1196.5943 | 1275.4872 | 1295.4809 | 0.36811 | 0.37383 | 0.38312 | 0.36387 | 434.2708 | 447.3246 | 488.66 | 471.3846 | 0.089231 | 0.10939 | 0.10338 | 0.11264 | 0.04667 | 0.043182 | 0.043298 | 0.043065 | 105.2695 | 130.8943 | 131.8608 | 145.9235 | 55.0583 | 51.6715 | 55.2257 | 55.7902
7 | 22 | 7 | 1605.9705 | 1627.9906 | 1638.2407 | 1611.2161 | 80 | 63 | 0 | 0 | 0 | 0 | 0 | 0 | 0 | 0 | 0 | 0 | 444.1932 | 425.9137 | 438.5076 | 458.5885 | 0 | 0 | 0 | 0 | -2.2912 | -21.8962 | -13.2263 | 0 | 2.6207 | 3.6109 | 0.2048 | -4.1262 | 1081.4479 | 1157.3622 | 1212.7545 | 1156.7538 | 0.37184 | 0.3586 | 0.37474 | 0.37002 | 402.1242 | 415.0256 | 454.4621 | 428.0173 | 0.090627 | 0.11082 | 0.10398 | 0.11362 | 0.047857 | 0.044837 | 0.043498 | 0.044758 | 98.0087 | 128.2555 | 126.105 | 131.434 | 51.7552 | 51.8924 | 52.7524 | 51.7744
7 | 22 | 8 | 1728.0707 | 1754.4884 | 1770.2209 | 1747.1 | 80 | 63 | 0 | 0 | 0 | 0 | 0 | 0 | 0 | 0 | 0 | 0 | 787.0644 | 823.5815 | 875.5939 | 931.7758 | 0 | 0 | 0 | 0 | -3.6839 | -18.3213 | -11.445 | 0 | -1.9803 | -8 | -7.4221 | -3.9638 | 866.6706 | 894.2282 | 913.494 | 819.288 | 0.37003 | 0.38103 | 0.36475 | 0.38586 | 320.6913 | 340.7258 | 333.198 | 316.1338 | 0.091665 | 0.11073 | 0.10517 | 0.11537 | 0.049163 | 0.046212 | 0.046403 | 0.050116 | 79.4435 | 99.018 | 96.0763 | 94.5248 | 42.608 | 41.3244 | 42.3886 | 41.0594
7 | 22 | 9 | 1864.4316 | 1899.6186 | 1925.5867 | 1910.0103 | 80 | 63 | 0 | 0 | 0 | 0 | 0 | 0 | 0 | 0 | 0 | 0 | 790.5281 | 873.4897 | 968.3144 | 1059.0838 | 0 | 0 | 0 | 0 | -3.6839 | -86.4052 | -65.5195 | -0.864 | -0.29913 | -8 | -8 | -7.238 | 997.8866 | 1057.5341 | 1030.7918 | 859.0285 | 0.36691 | 0.38398 | 0.38398 | 0 | 366.1385 | 406.0668 | 395.7983 | 0 | 0.092231 | 0.11111 | 0.10511 | 0.11428 | 0.049994 | 0.046858 | 0.046711 | 0.048144 | 92.0362 | 117.5062 | 108.3479 | 98.1704 | 49.8885 | 49.5543 | 48.1489 | 41.3573
7 | 22 | 10 | 1984.8585 | 2025.4578 | 2056.2345 | 2041.8039 | 80 | 63 | 0 | 0 | 0 | 0 | 0 | 0 | 0 | 0 | 0 | 0 | 905.0688 | 1042.5833 | 1189.8471 | 1322.8638 | 0 | 0 | 0 | 0 | -3.6839 | -82.2212 | -86.4 | -63.6263 | -0.73122 | -16.3513 | -8.874 | -30.8083 | 1004.2049 | 1018.4471 | 961.6614 | 813.3747 | 0.36691 | 0.38398 | 0.38398 | 0 | 368.4568 | 391.0584 | 369.2539 | 0 | 0.092311 | 0.11094 | 0.10507 | 0.11509 | 0.05012 | 0.046895 | 0.046801 | 0.050633 | 92.6988 | 112.9882 | 101.0445 | 93.6122 | 50.331 | 47.7597 | 45.0065 | 41.1834
7 | 22 | 11 | 2105.976 | 2152.5647 | 2187.8475 | 2173.1401 | 80 | 63 | 0 | 0 | 0 | 0 | 0 | 0 | 0 | 0 | 0 | 0 | 1072.463 | 1233.6501 | 1404.1571 | 1556.1722 | 0 | 0 | 0 | 0 | -3.6839 | -80.4 | -86.4 | -86.4 | -0.59148 | -14.3212 | -13.2579 | -40 | 957.7884 | 950.6358 | 883.3483 | 743.3679 | 0.36691 | 0.38398 | 0.38398 | 0 | 351.4259 | 365.0205 | 339.1837 | 0 | 0.092245 | 0.11243 | 0.10498 | 0.115 | 0.049986 | 0.047174 | 0.046699 | 0.050331 | 88.3516 | 106.8837 | 92.7315 | 85.486 | 47.8761 | 44.8451 | 41.2514 | 37.4148
7 | 22 | 12 | 2216.0068 | 2268.8722 | 2309.388 | 2295.6299 | 80 | 63 | 0 | 0 | 0 | 0 | 0 | 0 | 0 | 0 | 0 | 0 | 1109.3372 | 1281.2436 | 1461.8366 | 1621.6581 | 0 | 0 | 0 | 0 | -3.6839 | -80.4 | -86.4 | -86.4 | -1.0522 | -19.5522 | -17.1788 | -40 | 1031.4057 | 1024.5808 | 951.1302 | 800.3718 | 0.36691 | 0.38398 | 0.38398 | 0 | 378.4372 | 393.4136 | 365.2102 | 0 | 0.09194 | 0.11241 | 0.105 | 0.11475 | 0.049527 | 0.047145 | 0.046464 | 0.049598 | 94.8272 | 115.1773 | 99.8682 | 91.843 | 51.0828 | 48.3039 | 44.193 | 39.6965
7 | 22 | 13 | 2313.3429 | 2374.2214 | 2422.5761 | 2412.8929 | 80 | 63 | 0 | 0 | 0 | 0 | 0 | 0 | 0 | 0 | 0 | 0 | 1175.5737 | 1361.332 | 1560.9831 | 1735.2234 | 0 | 0 | 0 | 0 | -3.6839 | -57.8466 | -47.9515 | -86.4 | -2.2352 | -8 | -8 | -32.5775 | 1063.6883 | 1015.7359 | 917.5444 | 796.647 | 0.36382 | 0.38398 | 0.38398 | 0 | 386.993 | 390.0174 | 352.3141 | 0 | 0.090922 | 0.11093 | 0.10475 | 0.11457 | 0.048287 | 0.045373 | 0.045836 | 0.048502 | 96.7129 | 112.6757 | 96.1087 | 91.2679 | 51.3628 | 46.0866 | 42.0564 | 38.6389
7 | 22 | 14 | 2387.4664 | 2454.5018 | 2509.2362 | 2503.4279 | 80 | 63 | 0 | 0 | 0 | 0 | 0 | 0 | 0 | 0 | 0 | 0 | 1316.1169 | 1494.0211 | 1694.1003 | 1863.2483 | 0 | 0 | 0 | 0 | -3.6839 | -43.0196 | -50.6554 | -56.5176 | 1.2993 | -8 | -8 | -29.6963 | 993.7341 | 948.5004 | 873.7914 | 726.3934 | 0.36561 | 0.38398 | 0.38398 | 0 | 363.3165 | 364.2006 | 335.514 | 0 | 0.090027 | 0.11081 | 0.10449 | 0.11468 | 0.047322 | 0.045125 | 0.045216 | 0.04792 | 89.463 | 105.106 | 91.3022 | 83.3017 | 47.0253 | 42.8014 | 39.509 | 34.8088
7 | 22 | 15 | 2441.4182 | 2513.8732 | 2574.122 | 2571.6419 | 80 | 63 | 0 | 0 | 0 | 0 | 0 | 0 | 0 | 0 | 0 | 0 | 1491.7416 | 1629.8857 | 1805.737 | 1951.2216 | 0 | 0 | 0 | 0 | -3.6839 | -4.0203 | 0 | 0.28148 | -1.7976 | -8 | -8 | -8 | 875.1581 | 833.0078 | 776.3849 | 628.1388 | 0.36533 | 0.38398 | 0.38025 | 0 | 319.718 | 319.8543 | 295.2197 | 0 | 0.089503 | 0.11094 | 0.10398 | 0.11383 | 0.047046 | 0.044935 | 0.044248 | 0.045568 | 78.329 | 92.4168 | 80.7251 | 71.5025 | 41.1727 | 37.4309 | 34.3536 | 28.6233
7 | 22 | 16 | 2470.3184 | 2553.0741 | 2624.7659 | 2631.4122 | 80 | 63 | 0 | 0 | 0 | 0 | 0 | 0 | 0 | 0 | 0 | 0 | 1369.0637 | 1457.5018 | 1609.153 | 1733.4455 | 0 | 0 | 0 | 0 | -3.6839 | -4.0203 | -8.64 | 1.2705 | -3.6172 | -8 | -7.2963 | -5.8528 | 1028.5559 | 1044.5926 | 1031.5492 | 902.5491 | 0.37414 | 0.38398 | 0.38398 | 0.38586 | 384.8208 | 401.0976 | 396.0891 | 348.2602 | 0.089448 | 0.11146 | 0.10371 | 0.11291 | 0.046819 | 0.04463 | 0.043621 | 0.0437 | 92.0026 | 116.4312 | 106.9864 | 101.906 | 48.1555 | 46.6204 | 44.9975 | 39.4414
7 | 22 | 17 | 2468.2966 | 2561.7853 | 2645.5581 | 2662.3999 | 80 | 63 | 0 | 0 | 0 | 0 | 0 | 0 | 0 | 0 | 0 | 0 | 986.8965 | 1019.0175 | 1128.5094 | 1219.3056 | 0 | 0 | 0 | 0 | -3.6839 | -9.2684 | -6.2621 | -4.32 | -3.4192 | -1.4362 | -3.1393 | -7.2603 | 1408.5032 | 1490.4724 | 1526.4501 | 1454.6746 | 0.38366 | 0.35923 | 0.36981 | 0.37601 | 540.3802 | 535.4162 | 564.4924 | 546.9784 | 0.089439 | 0.11111 | 0.10409 | 0.11292 | 0.046827 | 0.04417 | 0.043819 | 0.043538 | 125.9747 | 165.6063 | 158.885 | 164.2637 | 65.9563 | 65.8348 | 66.8881 | 63.3331
7 | 22 | 18 | 2433.4606 | 2536.5933 | 2631.6335 | 2658.8464 | 80 | 63 | 0 | 0 | 0 | 0 | 0 | 0 | 0 | 0 | 0 | 0 | 814.712 | 818.3512 | 885.4381 | 936.4194 | 0 | 0 | 0 | 0 | -3.6839 | -8.0334 | -1.6171 | 0 | -2.6443 | -3.1242 | -5.8627 | -4.3212 | 1545.0769 | 1666.3997 | 1753.6752 | 1726.7481 | 0.38585 | 0.38166 | 0.38652 | 0.37341 | 596.1733 | 635.9957 | 677.8393 | 644.7851 | 0.089311 | 0.11035 | 0.10424 | 0.11301 | 0.046727 | 0.04387 | 0.044134 | 0.043905 | 137.9916 | 183.8846 | 182.8107 | 195.1377 | 72.1972 | 73.1047 | 77.3974 | 75.8135
7 | 22 | 19 | 2378.7162 | 2486.9239 | 2588.1416 | 2621.7255 | 80 | 63 | 0 | 0 | 0 | 0 | 0 | 0 | 0 | 0 | 0 | 0 | 564.5356 | 546.098 | 589.7271 | 617.8873 | 0 | 0 | 0 | 0 | -3.6839 | -22.8615 | -5.9426 | 39.6929 | 1.8585 | 4.7838 | 1.3203 | 6.209 | 1736.0061 | 1895.9036 | 2003.0368 | 1957.9364 | 0.38793 | 0.39411 | 0.38919 | 0.38458 | 673.4573 | 747.1925 | 779.56 | 752.9798 | 0.089727 | 0.11047 | 0.10494 | 0.11362 | 0.046957 | 0.044524 | 0.045145 | 0.045018 | 155.7662 | 209.443 | 210.2085 | 222.4662 | 81.5172 | 84.4131 | 90.4264 | 88.1424
7 | 22 | 20 | 2388.8642 | 2499.7611 | 2603.5595 | 2638.6599 | 80 | 63 | 0 | 0 | 0 | 0 | 0 | 0 | 0 | 0 | 0 | 0 | 527.9007 | 512.4234 | 554.2473 | 581.3915 | 0 | 0 | 0 | 0 | -2.274 | 68.2572 | 45.7072 | 52.6975 | 1.8258 | 1.7889 | 6.8238 | 30.7498 | 1781.4117 | 1854.2916 | 1996.7811 | 1973.8212 | 0.38829 | 0.40541 | 0.3998 | 0.38892 | 691.7092 | 751.7394 | 798.3164 | 767.6517 | 0.089822 | 0.11041 | 0.10494 | 0.1136 | 0.04698 | 0.044538 | 0.045152 | 0.045023 | 160.0098 | 204.7247 | 209.5381 | 224.2163 | 83.6913 | 82.5865 | 90.1592 | 88.8675
7 | 22 | 21 | 2350.5792 | 2461.7426 | 2565.7719 | 2601.4174 | 80 | 63 | 0 | 0 | 0 | 0 | 0 | 0 | 0 | 0 | 0 | 0 | 430.0426 | 392.7666 | 432.1378 | 463.02 | 0 | 0 | 0 | 0 | 1.9305 | 0 | 47.2776 | 28.8 | 1.8961 | 5.1303 | 4.1873 | 36.791 | 1836.7101 | 2000.8457 | 2082.1692 | 2072.8064 | 0.38736 | 0.40087 | 0.39574 | 0.38805 | 711.4726 | 802.0791 | 823.9904 | 804.3578 | 0.089616 | 0.11023 | 0.10469 | 0.11349 | 0.046946 | 0.044349 | 0.044999 | 0.044924 | 164.5977 | 220.5628 | 217.985 | 235.2429 | 86.2253 | 88.7351 | 93.696 | 93.1194
7 | 22 | 22 | 2144.9448 | 2249.831 | 2348.5643 | 2384.2047 | 80 | 63 | 0 | 0 | 0 | 0 | 0 | 0 | 0 | 0 | 0 | 0 | 349.9321 | 301.2334 | 341.0972 | 367.0837 | 0 | 0 | 0 | 0 | 2.9161 | 7.5206 | 24.079 | 25.0364 | 1.8247 | 4.0424 | 4.9491 | 32.8795 | 1710.272 | 1874.0346 | 1978.439 | 1959.2051 | 0.38147 | 0.39646 | 0.3914 | 0.38267 | 652.4131 | 742.9845 | 774.3518 | 749.7318 | 0.089269 | 0.10992 | 0.1041 | 0.1132 | 0.046737 | 0.04387 | 0.044437 | 0.044568 | 152.6746 | 206.0006 | 205.9481 | 221.7749 | 79.9328 | 82.2144 | 87.9158 | 87.3173
7 | 22 | 23 | 1950.71 | 2047.5951 | 2138.9547 | 2172.544 | 80 | 63 | 0 | 0 | 0 | 0 | 0 | 0 | 0 | 0 | 0 | 0 | 307.3305 | 257.4101 | 298.4251 | 316.8629 | 0 | 0 | 0 | 0 | 6.4651 | 17.5316 | 3.2919 | 33.7253 | 0.42227 | 2.5937 | 6.3188 | 20.141 | 1556.4921 | 1707.0597 | 1830.9189 | 1801.8147 | 0.37334 | 0.38975 | 0.38502 | 0.37572 | 581.0974 | 665.3254 | 704.9355 | 676.9772 | 0.088962 | 0.10955 | 0.10383 | 0.11293 | 0.046464 | 0.043485 | 0.044028 | 0.044024 | 138.4682 | 187.0105 | 190.0991 | 203.4834 | 72.3213 | 74.2306 | 80.6122 | 79.3225
7 | 22 | 24 | 1787.1849 | 1869.8782 | 1946.4452 | 1970.843 | 80 | 63 | 0 | 0 | 0 | 0 | 0 | 0 | 0 | 0 | 0 | 0 | 326.7933 | 287.552 | 326.4033 | 344.1705 | 0 | 0 | 0 | 0 | 14.5803 | 6.2832 | 22.6846 | 28.8 | 0 | 4.9397 | 2.8096 | 28.4157 | 1365.8114 | 1508.1032 | 1594.5477 | 1569.4568 | 0.36396 | 0.38033 | 0.38357 | 0.36382 | 497.0993 | 573.5765 | 611.6182 | 571.0024 | 0.089193 | 0.10941 | 0.10371 | 0.1128 | 0.046529 | 0.043309 | 0.043761 | 0.043738 | 121.8204 | 165.0026 | 165.3699 | 177.0269 | 63.5504 | 65.3144 | 69.7783 | 68.6457
7 | 23 | 1 | 1697.9084 | 1768.2286 | 1831.2098 | 1845.5846 | 80 | 63 | 0 | 0 | 0 | 0 | 0 | 0 | 0 | 0 | 0 | 0 | 327.9221 | 291.9286 | 330.7833 | 346.3558 | 0 | 0 | 0 | 0 | -3.6839 | 17.5316 | 22.9357 | 5.5437 | 0 | 2.9024 | 1.917 | 3.4834 | 1293.6702 | 1392.8659 | 1475.5737 | 1490.2017 | 0.3644 | 0.37066 | 0.38218 | 0.36382 | 471.4166 | 516.2773 | 563.9281 | 542.1676 | 0.089394 | 0.10944 | 0.10361 | 0.1127 | 0.046641 | 0.043306 | 0.043646 | 0.043567 | 115.6461 | 152.4303 | 152.882 | 167.9446 | 60.3384 | 60.3201 | 64.4025 | 64.9238
7 | 23 | 2 | 1633.4386 | 1693.4599 | 1745.4391 | 1751.9926 | 80 | 63 | 0 | 0 | 0 | 0 | 0 | 0 | 0 | 0 | 0 | 0 | 329.4325 | 296.5973 | 334.9891 | 349.4923 | 0 | 0 | 0 | 0 | -3.6839 | 34.1762 | 39.781 | 0 | 0 | 4.3716 | 1.0404 | 1.8476 | 1227.69 | 1295.3148 | 1369.6287 | 1400.6527 | 0.3644 | 0.36878 | 0.38135 | 0.36382 | 447.3737 | 477.6844 | 522.3135 | 509.5878 | 0.089426 | 0.10944 | 0.10352 | 0.11266 | 0.04669 | 0.043268 | 0.043544 | 0.043375 | 109.7879 | 141.7543 | 141.7892 | 157.8021 | 57.3214 | 56.0459 | 59.6392 | 60.7534
7 | 23 | 3 | 1603.641 | 1654.7664 | 1697.0018 | 1696.0146 | 80 | 63 | 0 | 0 | 0 | 0 | 0 | 0 | 0 | 0 | 0 | 0 | 230.0612 | 201.8912 | 228.2355 | 241.9735 | 0 | 0 | 0 | 0 | -2.8931 | 57.9489 | 43.9575 | 0 | 0 | 3.3114 | 4.1279 | 0 | 1296.4729 | 1328.6149 | 1420.6809 | 1454.0412 | 0.36651 | 0.3648 | 0.37847 | 0.36382 | 475.1654 | 484.6822 | 537.6845 | 529.0117 | 0.089315 | 0.10937 | 0.10335 | 0.1126 | 0.046623 | 0.043132 | 0.043413 | 0.043245 | 115.7944 | 145.3149 | 146.8317 | 163.7286 | 60.4454 | 57.3061 | 61.6766 | 62.8796
7 | 23 | 4 | 1642.812 | 1689.0909 | 1725.4332 | 1718.5164 | 80 | 63 | 0 | 0 | 0 | 0 | 0 | 0 | 0 | 0 | 0 | 0 | 109.785 | 88.048 | 99.3028 | 111.9273 | 0 | 0 | 0 | 0 | -0.68177 | 87.6582 | 43.9868 | 0 | 0 | 8.0991 | 0 | 0 | 1453.7087 | 1442.2855 | 1582.1436 | 1606.5891 | 0.36512 | 0.37056 | 0.38415 | 0.36382 | 530.7832 | 534.4567 | 607.7768 | 584.5119 | 0.089086 | 0.10936 | 0.10336 | 0.11261 | 0.04645 | 0.043219 | 0.043509 | 0.04333 | 129.5047 | 157.7255 | 163.5241 | 180.9236 | 67.5245 | 62.3348 | 68.8383 | 69.6129
7 | 23 | 5 | 1746.1082 | 1791.1393 | 1825.079 | 1813.7755 | 80 | 63 | 0 | 0 | 0 | 0 | 0 | 0 | 0 | 0 | 0 | 0 | 111.1116 | 85.5487 | 98.2419 | 110.5452 | 0 | 0 | 0 | 0 | 10.7423 | 20.5204 | -16.8638 | 44.2803 | 0 | 31.8592 | 37.6498 | 6.2633 | 1544.2543 | 1590.211 | 1706.0511 | 1652.6867 | 0.36404 | 0.37803 | 0.38589 | 0.36382 | 562.1758 | 601.1478 | 658.3448 | 601.2832 | 0.088906 | 0.10933 | 0.10336 | 0.11261 | 0.046451 | 0.043379 | 0.043638 | 0.043426 | 137.294 | 173.8641 | 176.3342 | 186.1033 | 71.7317 | 68.9822 | 74.4484 | 71.7688
7 | 23 | 6 | 1874.1762 | 1918.9972 | 1951.7123 | 1936.7463 | 80 | 63 | 0 | 0 | 0 | 0 | 0 | 0 | 0 | 0 | 0 | 0 | 234.7431 | 215.7182 | 222.302 | 234.8354 | 0 | 0 | 0 | 0 | 6.1024 | 58.8107 | 43.2043 | -19.1775 | 1.1389 | 5.119 | 4.2033 | 3.6498 | 1552.1918 | 1576.3493 | 1682.0027 | 1717.4386 | 0.36811 | 0.37383 | 0.38312 | 0.36387 | 571.3705 | 589.289 | 644.4028 | 624.9217 | 0.089231 | 0.10939 | 0.10338 | 0.11264 | 0.04667 | 0.043182 | 0.043298 | 0.043065 | 138.5032 | 172.4353 | 173.8866 | 193.453 | 72.4403 | 68.0701 | 72.8269 | 73.9619
7 | 23 | 7 | 2037.2989 | 2084.5886 | 2119.3986 | 2103.5464 | 80 | 63 | 0 | 0 | 0 | 0 | 0 | 0 | 0 | 0 | 0 | 0 | 516.2285 | 505.524 | 512.5461 | 529.816 | 0 | 0 | 0 | 0 | -2.2912 | -21.8962 | -13.2263 | 0 | 2.6207 | 3.6109 | 0.2048 | -4.1262 | 1440.7408 | 1534.3499 | 1619.8739 | 1577.8566 | 0.37184 | 0.3586 | 0.37474 | 0.37002 | 535.7233 | 550.2119 | 607.0241 | 583.832 | 0.090627 | 0.11082 | 0.10398 | 0.11362 | 0.047857 | 0.044837 | 0.043498 | 0.044758 | 130.5705 | 170.0321 | 168.4382 | 179.281 | 68.9499 | 68.7953 | 70.4613 | 70.6222
7 | 23 | 8 | 2202.5668 | 2256.7832 | 2299.5336 | 2288.7033 | 80 | 63 | 0 | 0 | 0 | 0 | 0 | 0 | 0 | 0 | 0 | 0 | 894.4102 | 919.2608 | 958.8597 | 1003.191 | 0 | 0 | 0 | 0 | -3.6839 | -18.3213 | -11.445 | 0 | -1.9803 | -8 | -7.4221 | -3.9638 | 1233.8209 | 1300.8437 | 1359.541 | 1289.476 | 0.37003 | 0.38103 | 0.36475 | 0.38586 | 456.5467 | 495.6576 | 495.8942 | 497.5625 | 0.091665 | 0.11073 | 0.10517 | 0.11537 | 0.049163 | 0.046212 | 0.046403 | 0.050116 | 113.0985 | 144.0426 | 142.989 | 148.7724 | 60.6582 | 60.115 | 63.0864 | 64.6233
7 | 23 | 9 | 2364.4646 | 2428.9465 | 2483.3866 | 2480.762 | 80 | 63 | 0 | 0 | 0 | 0 | 0 | 0 | 0 | 0 | 0 | 0 | 1239.7585 | 1312.9976 | 1400.2051 | 1483.4072 | 0 | 0 | 0 | 0 | -3.6839 | -86.4052 | -65.5195 | -0.864 | -0.29913 | -8 | -8 | -7.238 | 1048.6892 | 1147.3541 | 1156.7009 | 1005.4568 | 0.36691 | 0.38398 | 0.38398 | 0 | 384.7787 | 440.5554 | 444.1443 | 0 | 0.092231 | 0.11111 | 0.10511 | 0.11428 | 0.049994 | 0.046858 | 0.046711 | 0.048144 | 96.7218 | 127.4865 | 121.5824 | 114.9043 | 52.4283 | 53.7632 | 54.0302 | 48.407
7 | 23 | 10 | 2479.1545 | 2548.7125 | 2607.6345 | 2606.0073 | 80 | 63 | 0 | 0 | 0 | 0 | 0 | 0 | 0 | 0 | 0 | 0 | 1450.4882 | 1572.5069 | 1707.144 | 1829.0708 | 0 | 0 | 0 | 0 | -3.6839 | -82.2212 | -86.4 | -63.6263 | -0.73122 | -16.3513 | -8.874 | -30.8083 | 953.0814 | 1011.7781 | 995.7645 | 871.371 | 0.36691 | 0.38398 | 0.38398 | 0 | 349.6989 | 388.4976 | 382.3487 | 0 | 0.092311 | 0.11094 | 0.10507 | 0.11509 | 0.05012 | 0.046895 | 0.046801 | 0.050633 | 87.9795 | 112.2484 | 104.6278 | 100.2871 | 47.7687 | 47.447 | 46.6025 | 44.12
7 | 23 | 11 | 2588.0982 | 2662.9324 | 2725.6674 | 2723.448 | 80 | 63 | 0 | 0 | 0 | 0 | 0 | 0 | 0 | 0 | 0 | 0 | 1506.2401 | 1654.3118 | 1813.7585 | 1955.9576 | 0 | 0 | 0 | 0 | -3.6839 | -80.4 | -86.4 | -86.4 | -0.59148 | -14.3212 | -13.2579 | -40 | 1006.1335 | 1040.3418 | 1011.5668 | 893.8905 | 0.36691 | 0.38398 | 0.38398 | 0 | 369.1644 | 399.4654 | 388.4164 | 0 | 0.092245 | 0.11243 | 0.10498 | 0.115 | 0.049986 | 0.047174 | 0.046699 | 0.050331 | 92.8112 | 116.9696 | 106.1915 | 102.7958 | 50.2927 | 49.0769 | 47.239 | 44.9908
7 | 23 | 12 | 2675.6006 | 2755.3917 | 2822.0768 | 2820.2232 | 80 | 63 | 0 | 0 | 0 | 0 | 0 | 0 | 0 | 0 | 0 | 0 | 1482.0867 | 1641.4372 | 1810.8079 | 1961.4718 | 0 | 0 | 0 | 0 | -3.6839 | -80.4 | -86.4 | -86.4 | -1.0522 | -19.5522 | -17.1788 | -40 | 1118.25 | 1150.9066 | 1114.8477 | 985.1514 | 0.36691 | 0.38398 | 0.38398 | 0 | 410.3015 | 441.9195 | 428.0737 | 0 | 0.09194 | 0.11241 | 0.105 | 0.11475 | 0.049527 | 0.047145 | 0.046464 | 0.049598 | 102.8117 | 129.3781 | 117.0584 | 113.0466 | 55.3839 | 54.2596 | 51.7999 | 48.8611
7 | 23 | 13 | 2773.9162 | 2861.7777 | 2936.3576 | 2938.6042 | 80 | 63 | 0 | 0 | 0 | 0 | 0 | 0 | 0 | 0 | 0 | 0 | 1416.6096 | 1577.8583 | 1749.4413 | 1903.5854 | 0 | 0 | 0 | 0 | -3.6839 | -57.8466 | -47.9515 | -86.4 | -2.2352 | -8 | -8 | -32.5775 | 1283.2257 | 1286.766 | 1242.8677 | 1153.9964 | 0.36382 | 0.38398 | 0.38398 | 0 | 466.8655 | 494.0862 | 477.2301 | 0 | 0.090922 | 0.11093 | 0.10475 | 0.11457 | 0.048287 | 0.045373 | 0.045836 | 0.048502 | 116.6737 | 142.7411 | 130.1849 | 132.2077 | 61.9637 | 58.3839 | 56.9678 | 55.9711
7 | 23 | 14 | 2846.8503 | 2940.7991 | 3021.6909 | 3027.7816 | 80 | 63 | 0 | 0 | 0 | 0 | 0 | 0 | 0 | 0 | 0 | 0 | 1355.4772 | 1488.3403 | 1647.6975 | 1796.4174 | 0 | 0 | 0 | 0 | -3.6839 | -43.0196 | -50.6554 | -56.5176 | 1.2993 | -8 | -8 | -29.6963 | 1413.7577 | 1440.4784 | 1432.6489 | 1317.5781 | 0.36561 | 0.38398 | 0.38398 | 0 | 516.8802 | 553.1079 | 550.1014 | 0 | 0.090027 | 0.11081 | 0.10449 | 0.11468 | 0.047322 | 0.045125 | 0.045216 | 0.04792 | 127.2765 | 159.6234 | 149.697 | 151.0978 | 66.9015 | 65.002 | 64.7781 | 63.1384
7 | 23 | 15 | 2891.0071 | 2989.8016 | 3075.6501 | 3084.8154 | 80 | 63 | 0 | 0 | 0 | 0 | 0 | 0 | 0 | 0 | 0 | 0 | 1462.5477 | 1558.7691 | 1715.9221 | 1854.2241 | 0 | 0 | 0 | 0 | -3.6839 | -4.0203 | 0 | 0.28148 | -1.7976 | -8 | -8 | -8 | 1353.941 | 1380.0528 | 1367.728 | 1238.3099 | 0.36533 | 0.38398 | 0.38025 | 0 | 494.6299 | 529.906 | 520.0774 | 0 | 0.089503 | 0.11094 | 0.10398 | 0.11383 | 0.047046 | 0.044935 | 0.044248 | 0.045568 | 121.1814 | 153.1079 | 142.2103 | 140.9596 | 63.6976 | 62.0122 | 60.5194 | 56.4278
7 | 23 | 16 | 2907.8036 | 3016.1897 | 3112.792 | 3130.7701 | 80 | 63 | 0 | 0 | 0 | 0 | 0 | 0 | 0 | 0 | 0 | 0 | 1549.0738 | 1614.8717 | 1764.0749 | 1877.1327 | 0 | 0 | 0 | 0 | -3.6839 | -4.0203 | -8.64 | 1.2705 | -3.6172 | -8 | -7.2963 | -5.8528 | 1286.031 | 1350.3383 | 1364.6534 | 1258.2198 | 0.37414 | 0.38398 | 0.38398 | 0.38586 | 481.1517 | 518.4963 | 523.9928 | 485.5003 | 0.089448 | 0.11146 | 0.10371 | 0.11291 | 0.046819 | 0.04463 | 0.043621 | 0.0437 | 115.0333 | 150.5099 | 141.5341 | 142.0644 | 60.2101 | 60.2659 | 59.528 | 54.9843
7 | 23 | 17 | 2858.3461 | 2974.6862 | 3080.6685 | 3107.6134 | 80 | 63 | 0 | 0 | 0 | 0 | 0 | 0 | 0 | 0 | 0 | 0 | 1434.3474 | 1468.6234 | 1587.8195 | 1679.876 | 0 | 0 | 0 | 0 | -3.6839 | -9.2684 | -6.2621 | -4.32 | -3.4192 | -1.4362 | -3.1393 | -7.2603 | 1351.1018 | 1453.7673 | 1502.2504 | 1439.3177 | 0.38366 | 0.35923 | 0.36981 | 0.37601 | 518.3579 | 522.2308 | 555.5431 | 541.204 | 0.089439 | 0.11111 | 0.10409 | 0.11292 | 0.046827 | 0.04417 | 0.043819 | 0.043538 | 120.8408 | 161.528 | 156.3661 | 162.5296 | 63.2684 | 64.2135 | 65.8277 | 62.6645
7 | 23 | 18 | 2773.2759 | 2896.317 | 3010.7064 | 3046.7212 | 80 | 63 | 0 | 0 | 0 | 0 | 0 | 0 | 0 | 0 | 0 | 0 | 1146.3667 | 1143.7513 | 1221.0143 | 1285.4028 | 0 | 0 | 0 | 0 | -3.6839 | -8.0334 | -1.6171 | 0 | -2.6443 | -3.1242 | -5.8627 | -4.3212 | 1553.2376 | 1700.7233 | 1797.1719 | 1765.6396 | 0.38585 | 0.38166 | 0.38652 | 0.37341 | 599.3221 | 649.0955 | 694.6518 | 659.3076 | 0.089311 | 0.11035 | 0.10424 | 0.11301 | 0.046727 | 0.04387 | 0.044134 | 0.043905 | 138.7204 | 187.6721 | 187.345 | 199.5328 | 72.5785 | 74.6104 | 79.3171 | 77.521
7 | 23 | 19 | 2665.7087 | 2790.73 | 2908.2892 | 2949.3069 | 80 | 63 | 0 | 0 | 0 | 0 | 0 | 0 | 0 | 0 | 0 | 0 | 786.46 | 765.9907 | 813.4981 | 857.428 | 0 | 0 | 0 | 0 | -3.6839 | -22.8615 | -5.9426 | 39.6929 | 1.8585 | 4.7838 | 1.3203 | 6.209 | 1801.0742 | 1979.8171 | 2099.4134 | 2045.977 | 0.38793 | 0.39411 | 0.38919 | 0.38458 | 698.6995 | 780.2635 | 817.0687 | 786.8383 | 0.089727 | 0.11047 | 0.10494 | 0.11362 | 0.046957 | 0.044524 | 0.045145 | 0.045018 | 161.6045 | 218.713 | 220.3227 | 232.4696 | 84.5725 | 88.1493 | 94.7773 | 92.1059
7 | 23 | 20 | 2665.9918 | 2793.1245 | 2912.7025 | 2954.9812 | 80 | 63 | 0 | 0 | 0 | 0 | 0 | 0 | 0 | 0 | 0 | 0 | 609.3016 | 587.6569 | 629.315 | 672.4369 | 0 | 0 | 0 | 0 | -2.274 | 68.2572 | 45.7072 | 52.6975 | 1.8258 | 1.7889 | 6.8238 | 30.7498 | 1977.1385 | 2072.4214 | 2230.8564 | 2199.097 | 0.38829 | 0.40541 | 0.3998 | 0.38892 | 767.7085 | 840.1704 | 891.9001 | 855.2652 | 0.089822 | 0.11041 | 0.10494 | 0.1136 | 0.04698 | 0.044538 | 0.045152 | 0.045023 | 177.5903 | 228.8075 | 234.1015 | 249.8065 | 92.8866 | 92.3015 | 100.7282 | 99.0101
7 | 23 | 21 | 2592.7248 | 2718.0744 | 2835.8916 | 2877.8091 | 80 | 63 | 0 | 0 | 0 | 0 | 0 | 0 | 0 | 0 | 0 | 0 | 542.7673 | 523.18 | 560.9155 | 598.314 | 0 | 0 | 0 | 0 | 1.9305 | 0 | 47.2776 | 28.8 | 1.8961 | 5.1303 | 4.1873 | 36.791 | 1966.1309 | 2126.7641 | 2223.5111 | 2213.904 | 0.38736 | 0.40087 | 0.39574 | 0.38805 | 761.6054 | 852.5561 | 879.9245 | 859.1111 | 0.089616 | 0.11023 | 0.10469 | 0.11349 | 0.046946 | 0.044349 | 0.044999 | 0.044924 | 176.1959 | 234.4434 | 232.7822 | 251.256 | 92.3011 | 94.3194 | 100.0563 | 99.4581
7 | 23 | 22 | 2341.8237 | 2458.2441 | 2568.1878 | 2608.9277 | 80 | 63 | 0 | 0 | 0 | 0 | 0 | 0 | 0 | 0 | 0 | 0 | 546.8296 | 533.8565 | 568.6119 | 606.3869 | 0 | 0 | 0 | 0 | 2.9161 | 7.5206 | 24.079 | 25.0364 | 1.8247 | 4.0424 | 4.9491 | 32.8795 | 1710.2534 | 1849.8247 | 1970.5477 | 1944.6249 | 0.38147 | 0.39646 | 0.3914 | 0.38267 | 652.406 | 733.3861 | 771.2631 | 744.1523 | 0.089269 | 0.10992 | 0.1041 | 0.1132 | 0.046737 | 0.04387 | 0.044437 | 0.044568 | 152.673 | 203.3393 | 205.1266 | 220.1245 | 79.9319 | 81.1523 | 87.5651 | 86.6675
7 | 23 | 23 | 2110.9277 | 2217.1992 | 2317.6816 | 2355.4209 | 80 | 63 | 0 | 0 | 0 | 0 | 0 | 0 | 0 | 0 | 0 | 0 | 581.5766 | 583.4055 | 614.8 | 652.6185 | 0 | 0 | 0 | 0 | 6.4651 | 17.5316 | 3.2919 | 33.7253 | 0.42227 | 2.5937 | 6.3188 | 20.141 | 1442.4637 | 1550.6684 | 1693.271 | 1648.936 | 0.37334 | 0.38975 | 0.38502 | 0.37572 | 538.5262 | 604.3721 | 651.9387 | 619.5377 | 0.088962 | 0.10955 | 0.10383 | 0.11293 | 0.046464 | 0.043485 | 0.044028 | 0.044024 | 128.324 | 169.8776 | 175.8075 | 186.2184 | 67.023 | 67.43 | 74.5518 | 72.5922
7 | 23 | 24 | 1940.0564 | 2031.7057 | 2116.9773 | 2145.3348 | 80 | 63 | 0 | 0 | 0 | 0 | 0 | 0 | 0 | 0 | 0 | 0 | 507.1513 | 513.1555 | 537.1519 | 572.0919 | 0 | 0 | 0 | 0 | 14.5803 | 6.2832 | 22.6846 | 28.8 | 0 | 4.9397 | 2.8096 | 28.4157 | 1338.3248 | 1444.3272 | 1554.3311 | 1516.0272 | 0.36396 | 0.38033 | 0.38357 | 0.36382 | 487.0953 | 549.3205 | 596.1924 | 551.5635 | 0.089193 | 0.10941 | 0.10371 | 0.1128 | 0.046529 | 0.043309 | 0.043761 | 0.043738 | 119.3688 | 158.0248 | 161.199 | 171.0003 | 62.2715 | 62.5523 | 68.0184 | 66.3087
7 | 24 | 1 | 1825.3129 | 1903.0972 | 1973.3328 | 1991.0077 | 80 | 63 | 0 | 0 | 0 | 0 | 0 | 0 | 0 | 0 | 0 | 0 | 342.423 | 327.033 | 346.8946 | 378.0335 | 0 | 0 | 0 | 0 | -3.6839 | 17.5316 | 22.9357 | 5.5437 | 0 | 2.9024 | 1.917 | 3.4834 | 1406.5739 | 1492.6301 | 1601.5855 | 1603.9471 | 0.3644 | 0.37066 | 0.38218 | 0.36382 | 512.559 | 553.2557 | 612.0867 | 583.5507 | 0.089394 | 0.10944 | 0.10361 | 0.1127 | 0.046641 | 0.043306 | 0.043646 | 0.043567 | 125.739 | 163.3481 | 165.9379 | 180.7636 | 65.6043 | 64.6406 | 69.9023 | 69.8794
7 | 24 | 2 | 1738.8044 | 1804.9987 | 1862.9775 | 1872.2601 | 80 | 63 | 0 | 0 | 0 | 0 | 0 | 0 | 0 | 0 | 0 | 0 | 242.6672 | 209.0761 | 227.4637 | 258.2432 | 0 | 0 | 0 | 0 | -3.6839 | 34.1762 | 39.781 | 0 | 0 | 4.3716 | 1.0404 | 1.8476 | 1419.8212 | 1494.3747 | 1594.6924 | 1612.1694 | 0.3644 | 0.36878 | 0.38135 | 0.36382 | 517.3868 | 551.0934 | 608.1424 | 586.5421 | 0.089426 | 0.10944 | 0.10352 | 0.11266 | 0.04669 | 0.043268 | 0.043544 | 0.043375 | 126.9696 | 163.5386 | 165.0887 | 181.6323 | 66.2921 | 64.6589 | 69.4394 | 69.928
7 | 24 | 3 | 1701.1709 | 1758.0101 | 1805.7989 | 1807.338 | 80 | 63 | 0 | 0 | 0 | 0 | 0 | 0 | 0 | 0 | 0 | 0 | 217.4046 | 185.3767 | 202.0538 | 230.8063 | 0 | 0 | 0 | 0 | -2.8931 | 57.9489 | 43.9575 | 0 | 0 | 3.3114 | 4.1279 | 0 | 1406.6594 | 1448.3732 | 1555.6596 | 1576.5317 | 0.36651 | 0.3648 | 0.37847 | 0.36382 | 515.5494 | 528.3704 | 588.7699 | 573.5764 | 0.089315 | 0.10937 | 0.10335 | 0.1126 | 0.046623 | 0.043132 | 0.043413 | 0.043245 | 125.6357 | 158.4132 | 160.7822 | 177.5213 | 65.5826 | 62.4715 | 67.5365 | 68.1766
7 | 24 | 4 | 1711.7965 | 1762.117 | 1802.3873 | 1797.2573 | 80 | 63 | 0 | 0 | 0 | 0 | 0 | 0 | 0 | 0 | 0 | 0 | 179.4001 | 148.3004 | 162.6379 | 188.2154 | 0 | 0 | 0 | 0 | -0.68177 | 87.6582 | 43.9868 | 0 | 0 | 8.0991 | 0 | 0 | 1453.0782 | 1455.0593 | 1595.7626 | 1609.0419 | 0.36512 | 0.37056 | 0.38415 | 0.36382 | 530.553 | 539.1902 | 613.0085 | 585.4043 | 0.089086 | 0.10936 | 0.10336 | 0.11261 | 0.04645 | 0.043219 | 0.043509 | 0.04333 | 129.4485 | 159.1224 | 164.9317 | 181.1998 | 67.4952 | 62.8869 | 69.4308 | 69.7192
7 | 24 | 5 | 1793.5438 | 1841.3539 | 1877.9947 | 1867.9199 | 80 | 63 | 0 | 0 | 0 | 0 | 0 | 0 | 0 | 0 | 0 | 0 | 160.1713 | 131.3355 | 142.6235 | 167.9133 | 0 | 0 | 0 | 0 | 10.7423 | 20.5204 | -16.8638 | 44.2803 | 0 | 31.8592 | 37.6498 | 6.2633 | 1542.6302 | 1594.6388 | 1714.5852 | 1649.463 | 0.36404 | 0.37803 | 0.38589 | 0.36382 | 561.5846 | 602.8216 | 661.638 | 600.1104 | 0.088906 | 0.10933 | 0.10336 | 0.11261 | 0.046451 | 0.043379 | 0.043638 | 0.043426 | 137.1496 | 174.3482 | 177.2162 | 185.7402 | 71.6563 | 69.1743 | 74.8208 | 71.6288
7 | 24 | 6 | 1902.9315 | 1949.4371 | 1983.7895 | 1969.5683 | 80 | 63 | 0 | 0 | 0 | 0 | 0 | 0 | 0 | 0 | 0 | 0 | 306.3047 | 284.8299 | 290.2739 | 315.0151 | 0 | 0 | 0 | 0 | 6.1024 | 58.8107 | 43.2043 | -19.1775 | 1.1389 | 5.119 | 4.2033 | 3.6498 | 1509.3854 | 1537.6774 | 1646.108 | 1670.081 | 0.36811 | 0.37383 | 0.38312 | 0.36387 | 555.6132 | 574.8322 | 630.6509 | 607.6898 | 0.089231 | 0.10939 | 0.10338 | 0.11264 | 0.04667 | 0.043182 | 0.043298 | 0.043065 | 134.6836 | 168.205 | 170.1758 | 188.1186 | 70.4425 | 66.4002 | 71.2728 | 71.9224
7 | 24 | 7 | 2074.6597 | 2124.1382 | 2161.0756 | 2146.1911 | 80 | 63 | 0 | 0 | 0 | 0 | 0 | 0 | 0 | 0 | 0 | 0 | 687.575 | 679.3733 | 686.2469 | 714.6711 | 0 | 0 | 0 | 0 | -2.2912 | -21.8962 | -13.2263 | 0 | 2.6207 | 3.6109 | 0.2048 | -4.1262 | 1306.7551 | 1400.0502 | 1487.8501 | 1435.6461 | 0.37184 | 0.3586 | 0.37474 | 0.37002 | 485.9022 | 502.0526 | 557.5501 | 531.2119 | 0.090627 | 0.11082 | 0.10398 | 0.11362 | 0.047857 | 0.044837 | 0.043498 | 0.044758 | 118.4277 | 155.1494 | 154.7101 | 163.1226 | 62.5378 | 62.7738 | 64.7185 | 64.2571
7 | 24 | 8 | 2247.9735 | 2304.8501 | 2350.186 | 2340.5317 | 80 | 63 | 0 | 0 | 0 | 0 | 0 | 0 | 0 | 0 | 0 | 0 | 1056.1375 | 1111.1675 | 1170.3789 | 1240.4455 | 0 | 0 | 0 | 0 | -3.6839 | -18.3213 | -11.445 | 0 | -1.9803 | -8 | -7.4221 | -3.9638 | 1117.5003 | 1157.0039 | 1198.6741 | 1104.05 | 0.37003 | 0.38103 | 0.36475 | 0.38586 | 413.505 | 440.8506 | 437.2178 | 426.0133 | 0.091665 | 0.11073 | 0.10517 | 0.11537 | 0.049163 | 0.046212 | 0.046403 | 0.050116 | 102.4359 | 128.1152 | 126.0699 | 127.379 | 54.9396 | 53.4678 | 55.6217 | 55.3305
7 | 24 | 9 | 2401.5456 | 2468.1998 | 2524.7513 | 2523.0873 | 80 | 63 | 0 | 0 | 0 | 0 | 0 | 0 | 0 | 0 | 0 | 0 | 1339.3914 | 1462.9645 | 1582.6631 | 1702.1406 | 0 | 0 | 0 | 0 | -3.6839 | -86.4052 | -65.5195 | -0.864 | -0.29913 | -8 | -8 | -7.238 | 986.1372 | 1036.6405 | 1015.6077 | 829.0486 | 0.36691 | 0.38398 | 0.38398 | 0 | 361.8275 | 398.0442 | 389.968 | 0 | 0.092231 | 0.11111 | 0.10511 | 0.11428 | 0.049994 | 0.046858 | 0.046711 | 0.048144 | 90.9526 | 115.1847 | 106.7519 | 94.7443 | 49.3011 | 48.5753 | 47.4396 | 39.9139
7 | 24 | 10 | 2544.0811 | 2617.4429 | 2680.0618 | 2680.1164 | 80 | 63 | 0 | 0 | 0 | 0 | 0 | 0 | 0 | 0 | 0 | 0 | 1360.8907 | 1528.4091 | 1692.6259 | 1850.2583 | 0 | 0 | 0 | 0 | -3.6839 | -82.2212 | -86.4 | -63.6263 | -0.73122 | -16.3513 | -8.874 | -30.8083 | 1107.6056 | 1124.6063 | 1082.7099 | 924.2926 | 0.36691 | 0.38398 | 0.38398 | 0 | 406.396 | 431.8209 | 415.7335 | 0 | 0.092311 | 0.11094 | 0.10507 | 0.11509 | 0.05012 | 0.046895 | 0.046801 | 0.050633 | 102.2437 | 124.7657 | 113.7634 | 106.3779 | 55.5135 | 52.738 | 50.6717 | 46.7995
7 | 24 | 11 | 2661.7004 | 2740.8466 | 2807.7725 | 2807.4596 | 80 | 63 | 0 | 0 | 0 | 0 | 0 | 0 | 0 | 0 | 0 | 0 | 1438.838 | 1635.7558 | 1821.8791 | 1998.3046 | 0 | 0 | 0 | 0 | -3.6839 | -80.4 | -86.4 | -86.4 | -0.59148 | -14.3212 | -13.2579 | -40 | 1147.1378 | 1136.812 | 1085.5513 | 935.555 | 0.36691 | 0.38398 | 0.38398 | 0 | 420.9008 | 436.5076 | 416.8246 | 0 | 0.092245 | 0.11243 | 0.10498 | 0.115 | 0.049986 | 0.047174 | 0.046699 | 0.050331 | 105.8183 | 127.8162 | 113.9582 | 107.5872 | 57.341 | 53.6278 | 50.694 | 47.0878
7 | 24 | 12 | 2739.1979 | 2822.7149 | 2893.0213 | 2892.815 | 80 | 63 | 0 | 0 | 0 | 0 | 0 | 0 | 0 | 0 | 0 | 0 | 1515.4701 | 1731.1695 | 1924.393 | 2103.7489 | 0 | 0 | 0 | 0 | -3.6839 | -80.4 | -86.4 | -86.4 | -1.0522 | -19.5522 | -17.1788 | -40 | 1148.4639 | 1128.4975 | 1072.2071 | 915.4661 | 0.36691 | 0.38398 | 0.38398 | 0 | 421.3875 | 433.315 | 411.7007 | 0 | 0.09194 | 0.11241 | 0.105 | 0.11475 | 0.049527 | 0.047145 | 0.046464 | 0.049598 | 105.5895 | 126.859 | 112.5812 | 105.0502 | 56.8804 | 53.2031 | 49.8186 | 45.4049
7 | 24 | 13 | 2831.1468 | 2922.3612 | 3000.1998 | 3003.9289 | 80 | 63 | 0 | 0 | 0 | 0 | 0 | 0 | 0 | 0 | 0 | 0 | 1439.2532 | 1661.6266 | 1861.1965 | 2045.7213 | 0 | 0 | 0 | 0 | -3.6839 | -57.8466 | -47.9515 | -86.4 | -2.2352 | -8 | -8 | -32.5775 | 1317.8127 | 1263.5812 | 1194.9547 | 1077.1851 | 0.36382 | 0.38398 | 0.38398 | 0 | 479.449 | 485.1838 | 458.8327 | 0 | 0.090922 | 0.11093 | 0.10475 | 0.11457 | 0.048287 | 0.045373 | 0.045836 | 0.048502 | 119.8184 | 140.1692 | 125.1662 | 123.4078 | 63.6338 | 57.332 | 54.7717 | 52.2456
7 | 24 | 14 | 2887.7793 | 2984.1259 | 3067.3483 | 3074.4991 | 80 | 63 | 0 | 0 | 0 | 0 | 0 | 0 | 0 | 0 | 0 | 0 | 1584.6676 | 1768.0828 | 1967.7286 | 2149.7274 | 0 | 0 | 0 | 0 | -3.6839 | -43.0196 | -50.6554 | -56.5176 | 1.2993 | -8 | -8 | -29.6963 | 1225.4963 | 1204.0627 | 1158.2751 | 1010.9856 | 0.36561 | 0.38398 | 0.38398 | 0 | 448.0505 | 462.3302 | 444.7487 | 0 | 0.090027 | 0.11081 | 0.10449 | 0.11468 | 0.047322 | 0.045125 | 0.045216 | 0.04792 | 110.3279 | 133.4255 | 121.0278 | 115.9382 | 57.9927 | 54.3337 | 52.3721 | 48.4465
7 | 24 | 15 | 2922.1411 | 3022.7596 | 3110.3809 | 3120.3527 | 80 | 63 | 0 | 0 | 0 | 0 | 0 | 0 | 0 | 0 | 0 | 0 | 1402.5652 | 1537.3173 | 1719.1174 | 1886.8665 | 0 | 0 | 0 | 0 | -3.6839 | -4.0203 | 0 | 0.28148 | -1.7976 | -8 | -8 | -8 | 1445.0574 | 1434.4626 | 1399.2635 | 1241.2047 | 0.36533 | 0.38398 | 0.38025 | 0 | 527.9171 | 550.798 | 532.0687 | 0 | 0.089503 | 0.11094 | 0.10398 | 0.11383 | 0.047046 | 0.044935 | 0.044248 | 0.045568 | 129.3366 | 159.1443 | 145.4893 | 141.2891 | 67.9843 | 64.4571 | 61.9148 | 56.5597
7 | 24 | 16 | 2923.8953 | 3033.2242 | 3130.7428 | 3149.1376 | 80 | 63 | 0 | 0 | 0 | 0 | 0 | 0 | 0 | 0 | 0 | 0 | 1280.0053 | 1395.1881 | 1556.1309 | 1693.6833 | 0 | 0 | 0 | 0 | -3.6839 | -4.0203 | -8.64 | 1.2705 | -3.6172 | -8 | -7.2963 | -5.8528 | 1571.1912 | 1587.0564 | 1590.5482 | 1460.0367 | 0.37414 | 0.38398 | 0.38398 | 0.38586 | 587.8406 | 609.3902 | 610.7308 | 563.374 | 0.089448 | 0.11146 | 0.10371 | 0.11291 | 0.046819 | 0.04463 | 0.043621 | 0.0437 | 140.5404 | 176.8947 | 164.9626 | 164.8514 | 73.5609 | 70.8307 | 69.3818 | 63.8037
7 | 24 | 17 | 2893.4681 | 3011.8658 | 3119.8479 | 3147.7026 | 80 | 63 | 0 | 0 | 0 | 0 | 0 | 0 | 0 | 0 | 0 | 0 | 1038.2674 | 1105.7326 | 1222.9706 | 1311.7579 | 0 | 0 | 0 | 0 | -3.6839 | -9.2684 | -6.2621 | -4.32 | -3.4192 | -1.4362 | -3.1393 | -7.2603 | 1782.3039 | 1853.8378 | 1906.2787 | 1847.525 | 0.38366 | 0.35923 | 0.36981 | 0.37601 | 683.791 | 665.9464 | 704.9557 | 694.6957 | 0.089439 | 0.11111 | 0.10409 | 0.11292 | 0.046827 | 0.04417 | 0.043819 | 0.043538 | 159.407 | 205.9798 | 198.4206 | 208.6249 | 83.4604 | 81.8848 | 83.532 | 80.4369
7 | 24 | 18 | 2781.2518 | 2904.7602 | 3019.6037 | 3055.8251 | 80 | 63 | 0 | 0 | 0 | 0 | 0 | 0 | 0 | 0 | 0 | 0 | 786.5498 | 795.7474 | 864.1797 | 906.5925 | 0 | 0 | 0 | 0 | -3.6839 | -8.0334 | -1.6171 | 0 | -2.6443 | -3.1242 | -5.8627 | -4.3212 | 1921.0303 | 2057.1704 | 2162.9038 | 2153.5537 | 0.38585 | 0.38166 | 0.38652 | 0.37341 | 741.2362 | 785.1366 | 836.0164 | 804.1586 | 0.089311 | 0.11035 | 0.10424 | 0.11301 | 0.046727 | 0.04387 | 0.044134 | 0.043905 | 171.5682 | 227.0055 | 225.4705 | 243.3705 | 89.7645 | 90.2477 | 95.4585 | 94.5525
7 | 24 | 19 | 2648.6375 | 2772.6587 | 2889.2458 | 2929.8213 | 80 | 63 | 0 | 0 | 0 | 0 | 0 | 0 | 0 | 0 | 0 | 0 | 449.2052 | 434.8881 | 468.9663 | 484.8536 | 0 | 0 | 0 | 0 | -3.6839 | -22.8615 | -5.9426 | 39.6929 | 1.8585 | 4.7838 | 1.3203 | 6.209 | 2121.2578 | 2292.8483 | 2424.9018 | 2399.0658 | 0.38793 | 0.39411 | 0.38919 | 0.38458 | 822.9098 | 903.6319 | 943.7452 | 922.6286 | 0.089727 | 0.11047 | 0.10494 | 0.11362 | 0.046957 | 0.044524 | 0.045145 | 0.045018 | 190.3336 | 253.294 | 254.4811 | 272.5885 | 99.6073 | 102.0867 | 109.4713 | 108.0012
7 | 24 | 20 | 2636.6769 | 2762.0921 | 2880.0009 | 2921.5203 | 80 | 63 | 0 | 0 | 0 | 0 | 0 | 0 | 0 | 0 | 0 | 0 | 391.652 | 382.6913 | 413.2365 | 431.9722 | 0 | 0 | 0 | 0 | -2.274 | 68.2572 | 45.7072 | 52.6975 | 1.8258 | 1.7889 | 6.8238 | 30.7498 | 2165.4731 | 2246.3547 | 2414.2333 | 2406.1008 | 0.38829 | 0.40541 | 0.3998 | 0.38892 | 840.8375 | 910.6838 | 965.2145 | 935.7724 | 0.089822 | 0.11041 | 0.10494 | 0.1136 | 0.04698 | 0.044538 | 0.045152 | 0.045023 | 194.5069 | 248.0108 | 253.3447 | 273.3211 | 101.7347 | 100.0482 | 109.0081 | 108.3301
7 | 24 | 21 | 2537.733 | 2659.8609 | 2774.5469 | 2815.04 | 80 | 63 | 0 | 0 | 0 | 0 | 0 | 0 | 0 | 0 | 0 | 0 | 380.6535 | 373.6703 | 400.0246 | 421.808 | 0 | 0 | 0 | 0 | 1.9305 | 0 | 47.2776 | 28.8 | 1.8961 | 5.1303 | 4.1873 | 36.791 | 2073.253 | 2218.0603 | 2323.0573 | 2327.6409 | 0.38736 | 0.40087 | 0.39574 | 0.38805 | 803.1004 | 889.154 | 919.3186 | 903.247 | 0.089616 | 0.11023 | 0.10469 | 0.11349 | 0.046946 | 0.044349 | 0.044999 | 0.044924 | 185.7957 | 244.5074 | 243.2039 | 264.1641 | 97.33 | 98.3683 | 104.5358 | 104.5676
7 | 24 | 22 | 2309.3603 | 2423.8789 | 2531.9741 | 2571.8732 | 80 | 63 | 0 | 0 | 0 | 0 | 0 | 0 | 0 | 0 | 0 | 0 | 338.5125 | 329.8807 | 352.0343 | 374.7196 | 0 | 0 | 0 | 0 | 2.9161 | 7.5206 | 24.079 | 25.0364 | 1.8247 | 4.0424 | 4.9491 | 32.8795 | 1886.1071 | 2019.4352 | 2150.9117 | 2139.2376 | 0.38147 | 0.39646 | 0.3914 | 0.38267 | 719.4885 | 800.6304 | 841.8567 | 818.6251 | 0.089269 | 0.10992 | 0.1041 | 0.1132 | 0.046737 | 0.04387 | 0.044437 | 0.044568 | 168.3713 | 221.9835 | 223.9019 | 242.1539 | 88.1508 | 88.5931 | 95.5799 | 95.3409
7 | 24 | 23 | 2080.7032 | 2185.204 | 2283.9655 | 2320.9219 | 80 | 63 | 0 | 0 | 0 | 0 | 0 | 0 | 0 | 0 | 0 | 0 | 310.8201 | 303.6197 | 322.9504 | 344.7512 | 0 | 0 | 0 | 0 | 6.4651 | 17.5316 | 3.2919 | 33.7253 | 0.42227 | 2.5937 | 6.3188 | 20.141 | 1682.9957 | 1798.459 | 1951.4044 | 1922.3042 | 0.37334 | 0.38975 | 0.38502 | 0.37572 | 628.3259 | 700.9483 | 751.3246 | 722.2475 | 0.088962 | 0.10955 | 0.10383 | 0.11293 | 0.046464 | 0.043485 | 0.044028 | 0.044024 | 149.7221 | 197.0234 | 202.6088 | 217.0906 | 78.1992 | 78.2051 | 85.9169 | 84.6269
7 | 24 | 24 | 1896.3988 | 1985.4904 | 2068.2761 | 2095.5028 | 80 | 63 | 0 | 0 | 0 | 0 | 0 | 0 | 0 | 0 | 0 | 0 | 278.1378 | 270.6473 | 287.8531 | 308.1711 | 0 | 0 | 0 | 0 | 14.5803 | 6.2832 | 22.6846 | 28.8 | 0 | 4.9397 | 2.8096 | 28.4157 | 1523.6808 | 1640.6202 | 1754.9288 | 1730.116 | 0.36396 | 0.38033 | 0.38357 | 0.36382 | 554.5572 | 623.9766 | 673.1354 | 629.4537 | 0.089193 | 0.10941 | 0.10371 | 0.1128 | 0.046529 | 0.043309 | 0.043761 | 0.043738 | 135.9012 | 179.5013 | 182.003 | 195.1485 | 70.896 | 71.0536 | 76.7967 | 75.6727
7 | 25 | 1 | 1784.8038 | 1860.2148 | 1928.1438 | 1944.7694 | 80 | 63 | 0 | 0 | 0 | 0 | 0 | 0 | 0 | 0 | 0 | 0 | 214.3425 | 202.5246 | 215.0195 | 235.5275 | 0 | 0 | 0 | 0 | -3.6839 | 17.5316 | 22.9357 | 5.5437 | 0 | 2.9024 | 1.917 | 3.4834 | 1494.1452 | 1574.2562 | 1688.2715 | 1700.2147 | 0.3644 | 0.37066 | 0.38218 | 0.36382 | 544.4702 | 583.5111 | 645.216 | 618.5749 | 0.089394 | 0.10944 | 0.10361 | 0.1127 | 0.046641 | 0.043306 | 0.043646 | 0.043567 | 133.5673 | 172.281 | 174.9193 | 191.6129 | 69.6888 | 68.1755 | 73.6858 | 74.0735
7 | 25 | 2 | 1706.481 | 1770.7816 | 1826.9199 | 1835.3653 | 80 | 63 | 0 | 0 | 0 | 0 | 0 | 0 | 0 | 0 | 0 | 0 | 178.8111 | 163.3787 | 174.0019 | 194.3249 | 0 | 0 | 0 | 0 | -3.6839 | 34.1762 | 39.781 | 0 | 0 | 4.3716 | 1.0404 | 1.8476 | 1451.3539 | 1505.8551 | 1612.0967 | 1639.1928 | 0.3644 | 0.36878 | 0.38135 | 0.36382 | 528.8775 | 555.3272 | 614.7796 | 596.3738 | 0.089426 | 0.10944 | 0.10352 | 0.11266 | 0.04669 | 0.043268 | 0.043544 | 0.043375 | 129.7894 | 164.795 | 166.8905 | 184.6768 | 67.7643 | 65.1556 | 70.1972 | 71.1001
7 | 25 | 3 | 1657.1635 | 1711.4245 | 1756.7075 | 1757.1067 | 80 | 63 | 0 | 0 | 0 | 0 | 0 | 0 | 0 | 0 | 0 | 0 | 169.441 | 155.2766 | 165.5522 | 184.223 | 0 | 0 | 0 | 0 | -2.8931 | 57.9489 | 43.9575 | 0 | 0 | 3.3114 | 4.1279 | 0 | 1410.6156 | 1431.8876 | 1543.0699 | 1572.8838 | 0.36651 | 0.3648 | 0.37847 | 0.36382 | 516.9994 | 522.3564 | 584.005 | 572.2492 | 0.089315 | 0.10937 | 0.10335 | 0.1126 | 0.046623 | 0.043132 | 0.043413 | 0.043245 | 125.9891 | 156.6102 | 159.481 | 177.1106 | 65.7671 | 61.7604 | 66.9899 | 68.0189
7 | 25 | 4 | 1681.9219 | 1730.4921 | 1769.0613 | 1763.1575 | 80 | 63 | 0 | 0 | 0 | 0 | 0 | 0 | 0 | 0 | 0 | 0 | 138.1566 | 124.4726 | 131.5023 | 149.7869 | 0 | 0 | 0 | 0 | -0.68177 | 87.6582 | 43.9868 | 0 | 0 | 8.0991 | 0 | 0 | 1464.447 | 1447.2621 | 1593.5722 | 1613.3707 | 0.36512 | 0.37056 | 0.38415 | 0.36382 | 534.7041 | 536.3008 | 612.1671 | 586.9792 | 0.089086 | 0.10936 | 0.10336 | 0.11261 | 0.04645 | 0.043219 | 0.043509 | 0.04333 | 130.4613 | 158.2697 | 164.7053 | 181.6873 | 68.0233 | 62.5499 | 69.3355 | 69.9068
7 | 25 | 5 | 1770.1759 | 1816.6169 | 1851.9271 | 1841.247 | 80 | 63 | 0 | 0 | 0 | 0 | 0 | 0 | 0 | 0 | 0 | 0 | 110.0014 | 95.5157 | 99.5425 | 118.1833 | 0 | 0 | 0 | 0 | 10.7423 | 20.5204 | -16.8638 | 44.2803 | 0 | 31.8592 | 37.6498 | 6.2633 | 1569.4322 | 1605.7217 | 1731.5986 | 1672.5201 | 0.36404 | 0.37803 | 0.38589 | 0.36382 | 571.3417 | 607.0113 | 668.2033 | 608.499 | 0.088906 | 0.10933 | 0.10336 | 0.11261 | 0.046451 | 0.043379 | 0.043638 | 0.043426 | 139.5324 | 175.56 | 178.9747 | 188.3366 | 72.9013 | 69.6551 | 75.5632 | 72.6301
7 | 25 | 6 | 1874.526 | 1919.3676 | 1952.1025 | 1937.1456 | 80 | 63 | 0 | 0 | 0 | 0 | 0 | 0 | 0 | 0 | 0 | 0 | 336.4249 | 326.2749 | 328.1752 | 347.5155 | 0 | 0 | 0 | 0 | 6.1024 | 58.8107 | 43.2043 | -19.1775 | 1.1389 | 5.119 | 4.2033 | 3.6498 | 1450.8599 | 1466.1629 | 1576.5197 | 1605.1579 | 0.36811 | 0.37383 | 0.38312 | 0.36387 | 534.0696 | 548.0978 | 603.9905 | 584.0663 | 0.089231 | 0.10939 | 0.10338 | 0.11264 | 0.04667 | 0.043182 | 0.043298 | 0.043065 | 129.4613 | 160.3821 | 162.9817 | 180.8057 | 67.7111 | 63.312 | 68.2597 | 69.1265
7 | 25 | 7 | 2039.7476 | 2087.1808 | 2122.1303 | 2106.3414 | 80 | 63 | 0 | 0 | 0 | 0 | 0 | 0 | 0 | 0 | 0 | 0 | 689.7903 | 687.679 | 694.5145 | 715.299 | 0 | 0 | 0 | 0 | -2.2912 | -21.8962 | -13.2263 | 0 | 2.6207 | 3.6109 | 0.2048 | -4.1262 | 1269.6278 | 1354.7871 | 1440.6372 | 1395.1687 | 0.37184 | 0.3586 | 0.37474 | 0.37002 | 472.0968 | 485.8214 | 539.8578 | 516.2346 | 0.090627 | 0.11082 | 0.10398 | 0.11362 | 0.047857 | 0.044837 | 0.043498 | 0.044758 | 115.063 | 150.1335 | 149.8008 | 158.5234 | 60.7609 | 60.7443 | 62.6648 | 62.4454
7 | 25 | 8 | 2203.9661 | 2258.2645 | 2301.0946 | 2290.3005 | 80 | 63 | 0 | 0 | 0 | 0 | 0 | 0 | 0 | 0 | 0 | 0 | 1127.7534 | 1189.8365 | 1253.8455 | 1320.4546 | 0 | 0 | 0 | 0 | -3.6839 | -18.3213 | -11.445 | 0 | -1.9803 | -8 | -7.4221 | -3.9638 | 1001.877 | 1031.7492 | 1066.1161 | 973.8096 | 0.37003 | 0.38103 | 0.36475 | 0.38586 | 370.7213 | 393.1251 | 388.8671 | 375.7582 | 0.091665 | 0.11073 | 0.10517 | 0.11537 | 0.049163 | 0.046212 | 0.046403 | 0.050116 | 91.8373 | 114.2458 | 112.1282 | 112.3526 | 49.2552 | 47.6795 | 49.4707 | 48.8034
7 | 25 | 9 | 2358.4477 | 2422.5771 | 2476.6745 | 2473.8942 | 80 | 63 | 0 | 0 | 0 | 0 | 0 | 0 | 0 | 0 | 0 | 0 | 1354.9856 | 1482.9918 | 1612.0452 | 1730.6354 | 0 | 0 | 0 | 0 | -3.6839 | -86.4052 | -65.5195 | -0.864 | -0.29913 | -8 | -8 | -7.238 | 927.4452 | 970.9904 | 938.1488 | 751.3608 | 0.36691 | 0.38398 | 0.38398 | 0 | 340.2926 | 372.8362 | 360.2257 | 0 | 0.092231 | 0.11111 | 0.10511 | 0.11428 | 0.049994 | 0.046858 | 0.046711 | 0.048144 | 85.5393 | 107.8901 | 98.6101 | 85.866 | 46.3668 | 45.499 | 43.8215 | 36.1737
7 | 25 | 10 | 2506.0907 | 2577.2267 | 2637.6824 | 2636.753 | 80 | 63 | 0 | 0 | 0 | 0 | 0 | 0 | 0 | 0 | 0 | 0 | 1502.3993 | 1673.2428 | 1846.8591 | 2003.1024 | 0 | 0 | 0 | 0 | -3.6839 | -82.2212 | -86.4 | -63.6263 | -0.73122 | -16.3513 | -8.874 | -30.8083 | 928.1065 | 939.5564 | 886.0973 | 728.0851 | 0.36691 | 0.38398 | 0.38398 | 0 | 340.5352 | 360.7663 | 340.2392 | 0 | 0.092311 | 0.11094 | 0.10507 | 0.11509 | 0.05012 | 0.046895 | 0.046801 | 0.050633 | 85.6741 | 104.236 | 93.1048 | 83.7962 | 46.517 | 44.0602 | 41.47 | 36.865
7 | 25 | 11 | 2616.0838 | 2692.5576 | 2756.886 | 2755.3916 | 80 | 63 | 0 | 0 | 0 | 0 | 0 | 0 | 0 | 0 | 0 | 0 | 1451.5587 | 1641.8806 | 1835.1405 | 2008.4057 | 0 | 0 | 0 | 0 | -3.6839 | -80.4 | -86.4 | -86.4 | -0.59148 | -14.3212 | -13.2579 | -40 | 1088.8006 | 1082.3981 | 1021.4034 | 873.3859 | 0.36691 | 0.38398 | 0.38398 | 0 | 399.4961 | 415.614 | 392.1934 | 0 | 0.092245 | 0.11243 | 0.10498 | 0.115 | 0.049986 | 0.047174 | 0.046699 | 0.050331 | 100.4369 | 121.6982 | 107.2241 | 100.4378 | 54.4249 | 51.0609 | 47.6984 | 43.9588
7 | 25 | 12 | 2702.8865 | 2784.2762 | 2852.5151 | 2851.3682 | 80 | 63 | 0 | 0 | 0 | 0 | 0 | 0 | 0 | 0 | 0 | 0 | 1329.0539 | 1535.5913 | 1744.9642 | 1930.0621 | 0 | 0 | 0 | 0 | -3.6839 | -80.4 | -86.4 | -86.4 | -1.0522 | -19.5522 | -17.1788 | -40 | 1298.5688 | 1285.6371 | 1211.1297 | 1047.7061 | 0.36691 | 0.38398 | 0.38398 | 0 | 476.463 | 493.6527 | 465.0435 | 0 | 0.09194 | 0.11241 | 0.105 | 0.11475 | 0.049527 | 0.047145 | 0.046464 | 0.049598 | 119.3902 | 144.5237 | 127.168 | 120.2248 | 64.3147 | 60.6114 | 56.2735 | 51.9636
7 | 25 | 13 | 2809.248 | 2899.1795 | 2975.7711 | 2978.933 | 80 | 63 | 0 | 0 | 0 | 0 | 0 | 0 | 0 | 0 | 0 | 0 | 1460.8667 | 1673.0264 | 1885.3203 | 2067.7936 | 0 | 0 | 0 | 0 | -3.6839 | -57.8466 | -47.9515 | -86.4 | -2.2352 | -8 | -8 | -32.5775 | 1274.3004 | 1228.9997 | 1146.4023 | 1030.1169 | 0.36382 | 0.38398 | 0.38398 | 0 | 463.6183 | 471.9053 | 440.1898 | 0 | 0.090922 | 0.11093 | 0.10475 | 0.11457 | 0.048287 | 0.045373 | 0.045836 | 0.048502 | 115.8622 | 136.333 | 120.0806 | 118.0154 | 61.5327 | 55.7629 | 52.5463 | 49.9627
7 | 25 | 14 | 2878.6839 | 2974.4977 | 3057.2022 | 3064.1174 | 80 | 63 | 0 | 0 | 0 | 0 | 0 | 0 | 0 | 0 | 0 | 0 | 1634.7683 | 1853.2127 | 2064.1743 | 2239.4392 | 0 | 0 | 0 | 0 | -3.6839 | -43.0196 | -50.6554 | -56.5176 | 1.2993 | -8 | -8 | -29.6963 | 1166.3002 | 1109.3047 | 1051.6833 | 910.8921 | 0.36561 | 0.38398 | 0.38398 | 0 | 426.408 | 425.9454 | 403.8201 | 0 | 0.090027 | 0.11081 | 0.10449 | 0.11468 | 0.047322 | 0.045125 | 0.045216 | 0.04792 | 104.9986 | 122.9251 | 109.8901 | 104.4597 | 55.1914 | 50.0577 | 47.5525 | 43.65
7 | 25 | 15 | 2908.4282 | 3008.2433 | 3095.0838 | 3104.7003 | 80 | 63 | 0 | 0 | 0 | 0 | 0 | 0 | 0 | 0 | 0 | 0 | 1479.4011 | 1631.2663 | 1823.603 | 1979.9951 | 0 | 0 | 0 | 0 | -3.6839 | -4.0203 | 0 | 0.28148 | -1.7976 | -8 | -8 | -8 | 1354.5086 | 1325.9973 | 1279.4808 | 1132.4238 | 0.36533 | 0.38398 | 0.38025 | 0 | 494.8372 | 509.15 | 486.5214 | 0 | 0.089503 | 0.11094 | 0.10398 | 0.11383 | 0.047046 | 0.044935 | 0.044248 | 0.045568 | 121.2322 | 147.1108 | 133.0348 | 128.9063 | 63.7243 | 59.5832 | 56.6147 | 51.6027
7 | 25 | 16 | 2921.0268 | 3030.1876 | 3127.5428 | 3145.8634 | 80 | 63 | 0 | 0 | 0 | 0 | 0 | 0 | 0 | 0 | 0 | 0 | 1405.667 | 1510.3132 | 1669.3559 | 1801.1845 | 0 | 0 | 0 | 0 | -3.6839 | -4.0203 | -8.64 | 1.2705 | -3.6172 | -8 | -7.2963 | -5.8528 | 1442.661 | 1468.8947 | 1474.1232 | 1349.2613 | 0.37414 | 0.38398 | 0.38398 | 0.38586 | 539.7528 | 564.0191 | 566.0265 | 520.6299 | 0.089448 | 0.11146 | 0.10371 | 0.11291 | 0.046819 | 0.04463 | 0.043621 | 0.0437 | 129.0436 | 163.7243 | 152.8877 | 152.3438 | 67.5433 | 65.5571 | 64.3032 | 58.9628
7 | 25 | 17 | 2872.129 | 2989.2766 | 3096.0437 | 3123.3456 | 80 | 63 | 0 | 0 | 0 | 0 | 0 | 0 | 0 | 0 | 0 | 0 | 1086.7993 | 1135.7901 | 1251.6336 | 1352.464 | 0 | 0 | 0 | 0 | -3.6839 | -9.2684 | -6.2621 | -4.32 | -3.4192 | -1.4362 | -3.1393 | -7.2603 | 1712.4329 | 1801.1911 | 1853.8115 | 1782.4619 | 0.38366 | 0.35923 | 0.36981 | 0.37601 | 656.9846 | 647.0344 | 685.553 | 670.2311 | 0.089439 | 0.11111 | 0.10409 | 0.11292 | 0.046827 | 0.04417 | 0.043819 | 0.043538 | 153.1578 | 200.1303 | 192.9594 | 201.2779 | 80.1885 | 79.5593 | 81.2329 | 77.6042
7 | 25 | 18 | 2781.1119 | 2904.612 | 3019.4476 | 3055.6654 | 80 | 63 | 0 | 0 | 0 | 0 | 0 | 0 | 0 | 0 | 0 | 0 | 871.1409 | 874.5456 | 943.6938 | 997.0897 | 0 | 0 | 0 | 0 | -3.6839 | -8.0334 | -1.6171 | 0 | -2.6443 | -3.1242 | -5.8627 | -4.3212 | 1836.2993 | 1978.2241 | 2083.2336 | 2062.8969 | 0.38585 | 0.38166 | 0.38652 | 0.37341 | 708.5425 | 755.0061 | 805.2218 | 770.3064 | 0.089311 | 0.11035 | 0.10424 | 0.11301 | 0.046727 | 0.04387 | 0.044134 | 0.043905 | 164.0008 | 218.2939 | 217.1653 | 233.1254 | 85.8052 | 86.7844 | 91.9423 | 90.5722
7 | 25 | 19 | 2664.2395 | 2789.1747 | 2906.6502 | 2947.6298 | 80 | 63 | 0 | 0 | 0 | 0 | 0 | 0 | 0 | 0 | 0 | 0 | 531.7277 | 512.3957 | 551.0846 | 573.0718 | 0 | 0 | 0 | 0 | -3.6839 | -22.8615 | -5.9426 | 39.6929 | 1.8585 | 4.7838 | 1.3203 | 6.209 | 2054.3372 | 2231.8568 | 2360.1879 | 2328.6562 | 0.38793 | 0.39411 | 0.38919 | 0.38458 | 796.949 | 879.5946 | 918.5593 | 895.5506 | 0.089727 | 0.11047 | 0.10494 | 0.11362 | 0.046957 | 0.044524 | 0.045145 | 0.045018 | 184.329 | 246.5562 | 247.6897 | 264.5884 | 96.4649 | 99.3711 | 106.5499 | 104.8315
7 | 25 | 20 | 2642.4839 | 2768.2393 | 2886.4788 | 2928.1486 | 80 | 63 | 0 | 0 | 0 | 0 | 0 | 0 | 0 | 0 | 0 | 0 | 446.748 | 428.717 | 465.2237 | 489.7512 | 0 | 0 | 0 | 0 | -2.274 | 68.2572 | 45.7072 | 52.6975 | 1.8258 | 1.7889 | 6.8238 | 30.7498 | 2116.1841 | 2206.4762 | 2368.724 | 2354.9501 | 0.38829 | 0.40541 | 0.3998 | 0.38892 | 821.6989 | 894.5169 | 947.0198 | 915.879 | 0.089822 | 0.11041 | 0.10494 | 0.1136 | 0.04698 | 0.044538 | 0.045152 | 0.045023 | 190.0797 | 243.608 | 248.5691 | 267.5106 | 99.4191 | 98.2721 | 106.9532 | 106.0271
7 | 25 | 21 | 2531.996 | 2653.7878 | 2768.1471 | 2808.4916 | 80 | 63 | 0 | 0 | 0 | 0 | 0 | 0 | 0 | 0 | 0 | 0 | 415.9737 | 390.4621 | 424.7513 | 452.8751 | 0 | 0 | 0 | 0 | 1.9305 | 0 | 47.2776 | 28.8 | 1.8961 | 5.1303 | 4.1873 | 36.791 | 2032.1958 | 2195.1953 | 2291.9308 | 2290.0255 | 0.38736 | 0.40087 | 0.39574 | 0.38805 | 787.1964 | 879.9881 | 907.0007 | 888.6502 | 0.089616 | 0.11023 | 0.10469 | 0.11349 | 0.046946 | 0.044349 | 0.044999 | 0.044924 | 182.1163 | 241.9869 | 239.9452 | 259.8951 | 95.4025 | 97.3542 | 103.1351 | 102.8778
7 | 25 | 22 | 2301.9442 | 2416.0283 | 2523.7011 | 2563.4081 | 80 | 63 | 0 | 0 | 0 | 0 | 0 | 0 | 0 | 0 | 0 | 0 | 390.786 | 363.5512 | 396.0453 | 424.2449 | 0 | 0 | 0 | 0 | 2.9161 | 7.5206 | 24.079 | 25.0364 | 1.8247 | 4.0424 | 4.9491 | 32.8795 | 1826.4174 | 1977.9141 | 2098.6277 | 2081.2473 | 0.38147 | 0.39646 | 0.3914 | 0.38267 | 696.7188 | 784.1688 | 821.3931 | 796.4338 | 0.089269 | 0.10992 | 0.1041 | 0.1132 | 0.046737 | 0.04387 | 0.044437 | 0.044568 | 163.0428 | 217.4194 | 218.4593 | 235.5896 | 85.361 | 86.7716 | 93.2566 | 92.7564
7 | 25 | 23 | 2081.4028 | 2185.9447 | 2284.7459 | 2321.7205 | 80 | 63 | 0 | 0 | 0 | 0 | 0 | 0 | 0 | 0 | 0 | 0 | 382.4232 | 357.8591 | 389.388 | 416.1028 | 0 | 0 | 0 | 0 | 6.4651 | 17.5316 | 3.2919 | 33.7253 | 0.42227 | 2.5937 | 6.3188 | 20.141 | 1612.0923 | 1744.9603 | 1885.7473 | 1851.7513 | 0.37334 | 0.38975 | 0.38502 | 0.37572 | 601.855 | 680.0972 | 726.0454 | 695.7393 | 0.088962 | 0.10955 | 0.10383 | 0.11293 | 0.046464 | 0.043485 | 0.044028 | 0.044024 | 143.4144 | 191.1625 | 195.7918 | 209.1229 | 74.9047 | 75.8787 | 83.0262 | 81.5209
7 | 25 | 24 | 1900.5267 | 1989.8601 | 2072.8809 | 2100.2145 | 80 | 63 | 0 | 0 | 0 | 0 | 0 | 0 | 0 | 0 | 0 | 0 | 337.6775 | 310.816 | 339.98 | 364.9004 | 0 | 0 | 0 | 0 | 14.5803 | 6.2832 | 22.6846 | 28.8 | 0 | 4.9397 | 2.8096 | 28.4157 | 1468.2689 | 1604.8212 | 1707.4067 | 1678.0983 | 0.36396 | 0.38033 | 0.38357 | 0.36382 | 534.3896 | 610.3612 | 654.9074 | 610.5285 | 0.089193 | 0.10941 | 0.10371 | 0.1128 | 0.046529 | 0.043309 | 0.043761 | 0.043738 | 130.9589 | 175.5845 | 177.0744 | 189.2811 | 68.3177 | 69.5032 | 74.7171 | 73.3975
7 | 26 | 1 | 1786.343 | 1861.8442 | 1929.8608 | 1946.5263 | 80 | 63 | 0 | 0 | 0 | 0 | 0 | 0 | 0 | 0 | 0 | 0 | 300.7191 | 274.7746 | 299.7356 | 324.8211 | 0 | 0 | 0 | 0 | -3.6839 | 17.5316 | 22.9357 | 5.5437 | 0 | 2.9024 | 1.917 | 3.4834 | 1409.3078 | 1503.6355 | 1605.2725 | 1612.678 | 0.3644 | 0.37066 | 0.38218 | 0.36382 | 513.5553 | 557.3349 | 613.4958 | 586.7272 | 0.089394 | 0.10944 | 0.10361 | 0.1127 | 0.046641 | 0.043306 | 0.043646 | 0.043567 | 125.9834 | 164.5525 | 166.3199 | 181.7476 | 65.7319 | 65.1172 | 70.0633 | 70.2597
7 | 26 | 2 | 1711.7283 | 1776.3363 | 1832.7734 | 1841.3547 | 80 | 63 | 0 | 0 | 0 | 0 | 0 | 0 | 0 | 0 | 0 | 0 | 239.4858 | 209.6655 | 230.9203 | 254.7336 | 0 | 0 | 0 | 0 | -3.6839 | 34.1762 | 39.781 | 0 | 0 | 4.3716 | 1.0404 | 1.8476 | 1395.9265 | 1465.123 | 1561.0318 | 1584.7735 | 0.3644 | 0.36878 | 0.38135 | 0.36382 | 508.6795 | 540.306 | 595.3058 | 576.5749 | 0.089426 | 0.10944 | 0.10352 | 0.11266 | 0.04669 | 0.043268 | 0.043544 | 0.043375 | 124.8327 | 160.3375 | 161.604 | 178.5458 | 65.1764 | 63.3932 | 67.9737 | 68.7397
7 | 26 | 3 | 1680.8813 | 1736.5318 | 1783.1654 | 1784.1789 | 80 | 63 | 0 | 0 | 0 | 0 | 0 | 0 | 0 | 0 | 0 | 0 | 174.4123 | 142.012 | 158.6868 | 180.8326 | 0 | 0 | 0 | 0 | -2.8931 | 57.9489 | 43.9575 | 0 | 0 | 3.3114 | 4.1279 | 0 | 1429.3621 | 1470.2595 | 1576.3931 | 1603.3463 | 0.36651 | 0.3648 | 0.37847 | 0.36382 | 523.8701 | 536.3546 | 596.6169 | 583.3321 | 0.089315 | 0.10937 | 0.10335 | 0.1126 | 0.046623 | 0.043132 | 0.043413 | 0.043245 | 127.6634 | 160.807 | 162.9251 | 180.5407 | 66.6411 | 63.4155 | 68.4366 | 69.3362
7 | 26 | 4 | 1697.1041 | 1746.5637 | 1785.9975 | 1780.4869 | 80 | 63 | 0 | 0 | 0 | 0 | 0 | 0 | 0 | 0 | 0 | 0 | 137.8686 | 106.0783 | 119.9412 | 139.9795 | 0 | 0 | 0 | 0 | -0.68177 | 87.6582 | 43.9868 | 0 | 0 | 8.0991 | 0 | 0 | 1479.9172 | 1481.7281 | 1622.0694 | 1640.5074 | 0.36512 | 0.37056 | 0.38415 | 0.36382 | 540.3526 | 549.0726 | 623.1142 | 596.8521 | 0.089086 | 0.10936 | 0.10336 | 0.11261 | 0.04645 | 0.043219 | 0.043509 | 0.04333 | 131.8395 | 162.0388 | 167.6507 | 184.7433 | 68.7419 | 64.0395 | 70.5754 | 71.0826
7 | 26 | 5 | 1777.1723 | 1824.0232 | 1859.7318 | 1849.2329 | 80 | 63 | 0 | 0 | 0 | 0 | 0 | 0 | 0 | 0 | 0 | 0 | 117.0041 | 89.1403 | 100.4348 | 117.8802 | 0 | 0 | 0 | 0 | 10.7423 | 20.5204 | -16.8638 | 44.2803 | 0 | 31.8592 | 37.6498 | 6.2633 | 1569.4259 | 1619.5033 | 1738.5109 | 1680.8091 | 0.36404 | 0.37803 | 0.38589 | 0.36382 | 571.3394 | 612.2211 | 670.8707 | 611.5147 | 0.088906 | 0.10933 | 0.10336 | 0.11261 | 0.046451 | 0.043379 | 0.043638 | 0.043426 | 139.5319 | 177.0668 | 179.6891 | 189.27 | 72.901 | 70.2529 | 75.8648 | 72.9901
7 | 26 | 6 | 1876.8349 | 1921.8116 | 1954.6781 | 1939.7809 | 80 | 63 | 0 | 0 | 0 | 0 | 0 | 0 | 0 | 0 | 0 | 0 | 311.5595 | 289.856 | 297.5555 | 313.6008 | 0 | 0 | 0 | 0 | 6.1024 | 58.8107 | 43.2043 | -19.1775 | 1.1389 | 5.119 | 4.2033 | 3.6498 | 1478.0341 | 1505.0259 | 1609.7149 | 1641.7079 | 0.36811 | 0.37383 | 0.38312 | 0.36387 | 544.0726 | 562.626 | 616.7082 | 597.3657 | 0.089231 | 0.10939 | 0.10338 | 0.11264 | 0.04667 | 0.043182 | 0.043298 | 0.043065 | 131.8861 | 164.6333 | 166.4135 | 184.9227 | 68.9793 | 64.9902 | 69.697 | 70.7005
7 | 26 | 7 | 2043.5956 | 2091.2543 | 2126.4228 | 2110.7337 | 80 | 63 | 0 | 0 | 0 | 0 | 0 | 0 | 0 | 0 | 0 | 0 | 699.668 | 690.8321 | 700.0991 | 719.2882 | 0 | 0 | 0 | 0 | -2.2912 | -21.8962 | -13.2263 | 0 | 2.6207 | 3.6109 | 0.2048 | -4.1262 | 1263.5981 | 1355.7075 | 1439.3452 | 1395.5717 | 0.37184 | 0.3586 | 0.37474 | 0.37002 | 469.8547 | 486.1515 | 539.3736 | 516.3837 | 0.090627 | 0.11082 | 0.10398 | 0.11362 | 0.047857 | 0.044837 | 0.043498 | 0.044758 | 114.5165 | 150.2355 | 149.6664 | 158.5692 | 60.4724 | 60.7856 | 62.6086 | 62.4635
7 | 26 | 8 | 2220.6875 | 2275.9655 | 2319.7477 | 2309.3867 | 80 | 63 | 0 | 0 | 0 | 0 | 0 | 0 | 0 | 0 | 0 | 0 | 1082.3377 | 1131.6816 | 1193.8306 | 1256.6246 | 0 | 0 | 0 | 0 | -3.6839 | -18.3213 | -11.445 | 0 | -1.9803 | -8 | -7.4221 | -3.9638 | 1064.0141 | 1107.6052 | 1144.7842 | 1056.7258 | 0.37003 | 0.38103 | 0.36475 | 0.38586 | 393.7136 | 422.0283 | 417.5614 | 407.7526 | 0.091665 | 0.11073 | 0.10517 | 0.11537 | 0.049163 | 0.046212 | 0.046403 | 0.050116 | 97.5331 | 122.6453 | 120.4021 | 121.919 | 52.31 | 51.185 | 53.1211 | 52.9588
7 | 26 | 9 | 2378.7373 | 2444.0553 | 2499.3081 | 2497.0533 | 80 | 63 | 0 | 0 | 0 | 0 | 0 | 0 | 0 | 0 | 0 | 0 | 1313.8673 | 1432.2498 | 1562.5629 | 1680.9659 | 0 | 0 | 0 | 0 | -3.6839 | -86.4052 | -65.5195 | -0.864 | -0.29913 | -8 | -8 | -7.238 | 988.853 | 1043.2107 | 1010.2646 | 824.1893 | 0.36691 | 0.38398 | 0.38398 | 0 | 362.824 | 400.567 | 387.9164 | 0 | 0.092231 | 0.11111 | 0.10511 | 0.11428 | 0.049994 | 0.046858 | 0.046711 | 0.048144 | 91.203 | 115.9147 | 106.1903 | 94.1889 | 49.4369 | 48.8832 | 47.19 | 39.68
7 | 26 | 10 | 2528.4092 | 2600.8528 | 2662.5793 | 2662.228 | 80 | 63 | 0 | 0 | 0 | 0 | 0 | 0 | 0 | 0 | 0 | 0 | 1507.637 | 1676.4061 | 1855.3516 | 2013.4548 | 0 | 0 | 0 | 0 | -3.6839 | -82.2212 | -86.4 | -63.6263 | -0.73122 | -16.3513 | -8.874 | -30.8083 | 945.1874 | 960.0192 | 902.5018 | 743.2077 | 0.36691 | 0.38398 | 0.38398 | 0 | 346.8025 | 368.6235 | 346.5381 | 0 | 0.092311 | 0.11094 | 0.10507 | 0.11509 | 0.05012 | 0.046895 | 0.046801 | 0.050633 | 87.2508 | 106.5061 | 94.8284 | 85.5366 | 47.3731 | 45.0198 | 42.2378 | 37.6307
7 | 26 | 11 | 2648.4772 | 2726.8488 | 2793.0217 | 2792.3663 | 80 | 63 | 0 | 0 | 0 | 0 | 0 | 0 | 0 | 0 | 0 | 0 | 1560.0979 | 1758.0433 | 1963.8464 | 2143.8779 | 0 | 0 | 0 | 0 | -3.6839 | -80.4 | -86.4 | -86.4 | -0.59148 | -14.3212 | -13.2579 | -40 | 1012.6547 | 1000.5266 | 928.8332 | 774.8884 | 0.36691 | 0.38398 | 0.38398 | 0 | 371.5571 | 384.1774 | 356.6487 | 0 | 0.092245 | 0.11243 | 0.10498 | 0.115 | 0.049986 | 0.047174 | 0.046699 | 0.050331 | 93.4128 | 112.4931 | 97.5063 | 89.1108 | 50.6187 | 47.1987 | 43.3755 | 39.0013
7 | 26 | 12 | 2745.8445 | 2829.7509 | 2900.4357 | 2900.4016 | 80 | 63 | 0 | 0 | 0 | 0 | 0 | 0 | 0 | 0 | 0 | 0 | 1329.8899 | 1541.6613 | 1759.2973 | 1948.7203 | 0 | 0 | 0 | 0 | -3.6839 | -80.4 | -86.4 | -86.4 | -1.0522 | -19.5522 | -17.1788 | -40 | 1340.6907 | 1325.0417 | 1244.7173 | 1078.0813 | 0.36691 | 0.38398 | 0.38398 | 0 | 491.9182 | 508.7831 | 477.9403 | 0 | 0.09194 | 0.11241 | 0.105 | 0.11475 | 0.049527 | 0.047145 | 0.046464 | 0.049598 | 123.2628 | 148.9534 | 130.6947 | 123.7103 | 66.4008 | 62.4692 | 57.8341 | 53.4702
7 | 26 | 13 | 2851.7162 | 2944.1357 | 3023.1455 | 3027.4074 | 80 | 63 | 0 | 0 | 0 | 0 | 0 | 0 | 0 | 0 | 0 | 0 | 1326.8211 | 1529.1879 | 1744.8707 | 1930.031 | 0 | 0 | 0 | 0 | -3.6839 | -57.8466 | -47.9515 | -86.4 | -2.2352 | -8 | -8 | -32.5775 | 1450.8142 | 1417.7944 | 1334.2263 | 1216.3539 | 0.36382 | 0.38398 | 0.38398 | 0 | 527.8379 | 544.3978 | 512.3095 | 0 | 0.090922 | 0.11093 | 0.10475 | 0.11457 | 0.048287 | 0.045373 | 0.045836 | 0.048502 | 131.9112 | 157.2761 | 139.7543 | 139.3517 | 70.0561 | 64.329 | 61.1553 | 58.9955
7 | 26 | 14 | 2929.198 | 3027.9712 | 3113.5519 | 3121.7756 | 80 | 63 | 0 | 0 | 0 | 0 | 0 | 0 | 0 | 0 | 0 | 0 | 1398.0058 | 1585.5963 | 1796.7693 | 1973.2444 | 0 | 0 | 0 | 0 | -3.6839 | -43.0196 | -50.6554 | -56.5176 | 1.2993 | -8 | -8 | -29.6963 | 1453.5767 | 1430.3945 | 1375.438 | 1234.7451 | 0.36561 | 0.38398 | 0.38398 | 0 | 531.4384 | 549.236 | 528.1338 | 0 | 0.090027 | 0.11081 | 0.10449 | 0.11468 | 0.047322 | 0.045125 | 0.045216 | 0.04792 | 130.8613 | 158.506 | 143.7191 | 141.5986 | 68.7858 | 64.547 | 62.1912 | 59.1691
7 | 26 | 15 | 2975.3138 | 3079.0475 | 3169.6964 | 3181.0454 | 80 | 63 | 0 | 0 | 0 | 0 | 0 | 0 | 0 | 0 | 0 | 0 | 1299.1791 | 1451.1724 | 1640.7261 | 1794.7553 | 0 | 0 | 0 | 0 | -3.6839 | -4.0203 | 0 | 0.28148 | -1.7976 | -8 | -8 | -8 | 1601.6163 | 1576.8954 | 1536.9703 | 1394.0087 | 0.36533 | 0.38398 | 0.38025 | 0 | 585.1121 | 605.4886 | 584.4316 | 0 | 0.089503 | 0.11094 | 0.10398 | 0.11383 | 0.047046 | 0.044935 | 0.044248 | 0.045568 | 143.349 | 174.9463 | 159.8074 | 158.6831 | 75.3497 | 70.8572 | 68.0081 | 63.5227
7 | 26 | 16 | 2997.4975 | 3111.1384 | 3212.8479 | 3233.1492 | 80 | 63 | 0 | 0 | 0 | 0 | 0 | 0 | 0 | 0 | 0 | 0 | 1254.7906 | 1371.2021 | 1538.7785 | 1673.6911 | 0 | 0 | 0 | 0 | -3.6839 | -4.0203 | -8.64 | 1.2705 | -3.6172 | -8 | -7.2963 | -5.8528 | 1670.0081 | 1688.9566 | 1690.0057 | 1564.0405 | 0.37414 | 0.38398 | 0.38398 | 0.38586 | 624.8117 | 648.5174 | 648.9199 | 603.5052 | 0.089448 | 0.11146 | 0.10371 | 0.11291 | 0.046819 | 0.04463 | 0.043621 | 0.0437 | 149.3795 | 188.2526 | 175.2778 | 176.5943 | 78.1874 | 75.3785 | 73.7203 | 68.3486
7 | 26 | 17 | 2955.7361 | 3077.7818 | 3189.3095 | 3218.777 | 80 | 63 | 0 | 0 | 0 | 0 | 0 | 0 | 0 | 0 | 0 | 0 | 1042.1239 | 1110.8175 | 1230.4894 | 1334.7289 | 0 | 0 | 0 | 0 | -3.6839 | -9.2684 | -6.2621 | -4.32 | -3.4192 | -1.4362 | -3.1393 | -7.2603 | 1840.7153 | 1914.6689 | 1968.2215 | 1895.6284 | 0.38366 | 0.35923 | 0.36981 | 0.37601 | 706.2009 | 687.7985 | 727.8626 | 712.7833 | 0.089439 | 0.11111 | 0.10409 | 0.11292 | 0.046827 | 0.04417 | 0.043819 | 0.043538 | 164.6312 | 212.7388 | 204.8681 | 214.0568 | 86.1956 | 84.5717 | 86.2463 | 82.5312
7 | 26 | 18 | 2852.1254 | 2979.7859 | 3098.665 | 3136.7222 | 80 | 63 | 0 | 0 | 0 | 0 | 0 | 0 | 0 | 0 | 0 | 0 | 717.9292 | 713.0889 | 781.5642 | 851.1302 | 0 | 0 | 0 | 0 | -3.6839 | -8.0334 | -1.6171 | 0 | -2.6443 | -3.1242 | -5.8627 | -4.3212 | 2060.5245 | 2214.8546 | 2324.5806 | 2289.9132 | 0.38585 | 0.38166 | 0.38652 | 0.37341 | 795.0605 | 845.3181 | 898.5085 | 855.0766 | 0.089311 | 0.11035 | 0.10424 | 0.11301 | 0.046727 | 0.04387 | 0.044134 | 0.043905 | 184.0265 | 244.4057 | 242.3244 | 258.7803 | 96.2827 | 97.1653 | 102.594 | 100.5394
7 | 26 | 19 | 2734.2035 | 2863.2377 | 2984.6969 | 3027.4888 | 80 | 63 | 0 | 0 | 0 | 0 | 0 | 0 | 0 | 0 | 0 | 0 | 517.4945 | 480.3576 | 516.2584 | 564.969 | 0 | 0 | 0 | 0 | -3.6839 | -22.8615 | -5.9426 | 39.6929 | 1.8585 | 4.7838 | 1.3203 | 6.209 | 2138.5345 | 2337.9577 | 2473.0608 | 2416.6179 | 0.38793 | 0.39411 | 0.38919 | 0.38458 | 829.6121 | 921.4099 | 962.4882 | 929.3787 | 0.089727 | 0.11047 | 0.10494 | 0.11362 | 0.046957 | 0.044524 | 0.045145 | 0.045018 | 191.8838 | 258.2773 | 259.5351 | 274.5829 | 100.4186 | 104.0951 | 111.6455 | 108.7914
7 | 26 | 20 | 2704.1922 | 2833.5628 | 2955.316 | 2998.5841 | 80 | 63 | 0 | 0 | 0 | 0 | 0 | 0 | 0 | 0 | 0 | 0 | 437.698 | 390.0772 | 423.1993 | 471.2724 | 0 | 0 | 0 | 0 | -2.274 | 68.2572 | 45.7072 | 52.6975 | 1.8258 | 1.7889 | 6.8238 | 30.7498 | 2186.9424 | 2310.4396 | 2479.5857 | 2443.8645 | 0.38829 | 0.40541 | 0.3998 | 0.38892 | 849.1738 | 936.6641 | 991.3425 | 950.4593 | 0.089822 | 0.11041 | 0.10494 | 0.1136 | 0.04698 | 0.044538 | 0.045152 | 0.045023 | 196.4353 | 255.0862 | 260.2027 | 277.6109 | 102.7433 | 102.9024 | 111.9589 | 110.0303
7 | 26 | 21 | 2595.4534 | 2720.9629 | 2838.9354 | 2880.9236 | 80 | 63 | 0 | 0 | 0 | 0 | 0 | 0 | 0 | 0 | 0 | 0 | 463.0239 | 430.3594 | 462.0129 | 505.9148 | 0 | 0 | 0 | 0 | 1.9305 | 0 | 47.2776 | 28.8 | 1.8961 | 5.1303 | 4.1873 | 36.791 | 2048.603 | 2222.4732 | 2325.4576 | 2309.4177 | 0.38736 | 0.40087 | 0.39574 | 0.38805 | 793.5519 | 890.923 | 920.2685 | 896.1755 | 0.089616 | 0.11023 | 0.10469 | 0.11349 | 0.046946 | 0.044349 | 0.044999 | 0.044924 | 183.5866 | 244.9938 | 243.4551 | 262.0959 | 96.1728 | 98.564 | 104.6438 | 103.749
7 | 26 | 22 | 2365.2616 | 2483.0552 | 2594.3334 | 2635.6805 | 80 | 63 | 0 | 0 | 0 | 0 | 0 | 0 | 0 | 0 | 0 | 0 | 498.3512 | 476.2011 | 505.1818 | 550.9962 | 0 | 0 | 0 | 0 | 2.9161 | 7.5206 | 24.079 | 25.0364 | 1.8247 | 4.0424 | 4.9491 | 32.8795 | 1782.1697 | 1932.2911 | 2060.1235 | 2026.7683 | 0.38147 | 0.39646 | 0.3914 | 0.38267 | 679.8397 | 766.081 | 806.3227 | 775.5863 | 0.089269 | 0.10992 | 0.1041 | 0.1132 | 0.046737 | 0.04387 | 0.044437 | 0.044568 | 159.0929 | 212.4043 | 214.4511 | 229.4228 | 83.293 | 84.7701 | 91.5456 | 90.3284
7 | 26 | 23 | 2128.2788 | 2235.5668 | 2337.0372 | 2375.226 | 80 | 63 | 0 | 0 | 0 | 0 | 0 | 0 | 0 | 0 | 0 | 0 | 496.9339 | 477.9309 | 506.4779 | 550.4117 | 0 | 0 | 0 | 0 | 6.4651 | 17.5316 | 3.2919 | 33.7253 | 0.42227 | 2.5937 | 6.3188 | 20.141 | 1544.4575 | 1674.5106 | 1820.9486 | 1770.9479 | 0.37334 | 0.38975 | 0.38502 | 0.37572 | 576.6044 | 652.6395 | 701.0968 | 665.3799 | 0.088962 | 0.10955 | 0.10383 | 0.11293 | 0.046464 | 0.043485 | 0.044028 | 0.044024 | 137.3975 | 183.4447 | 189.0639 | 199.9976 | 71.7621 | 72.8153 | 80.1732 | 77.9636
7 | 26 | 24 | 1943.0648 | 2034.8904 | 2120.3333 | 2148.7687 | 80 | 63 | 0 | 0 | 0 | 0 | 0 | 0 | 0 | 0 | 0 | 0 | 472.5877 | 456.4165 | 483.8094 | 523.8262 | 0 | 0 | 0 | 0 | 14.5803 | 6.2832 | 22.6846 | 28.8 | 0 | 4.9397 | 2.8096 | 28.4157 | 1375.8968 | 1504.2509 | 1611.0296 | 1567.7268 | 0.36396 | 0.38033 | 0.38357 | 0.36382 | 500.77 | 572.1113 | 617.9402 | 570.3729 | 0.089193 | 0.10941 | 0.10371 | 0.1128 | 0.046529 | 0.043309 | 0.043761 | 0.043738 | 122.72 | 164.5811 | 167.0792 | 176.8318 | 64.0197 | 65.1476 | 70.4996 | 68.57
7 | 27 | 1 | 1826.9921 | 1904.8747 | 1975.2059 | 1992.9243 | 80 | 63 | 0 | 0 | 0 | 0 | 0 | 0 | 0 | 0 | 0 | 0 | 448.8841 | 435.7871 | 461.443 | 498.4428 | 0 | 0 | 0 | 0 | -3.6839 | 17.5316 | 22.9357 | 5.5437 | 0 | 2.9024 | 1.917 | 3.4834 | 1301.7919 | 1385.6536 | 1488.9102 | 1485.4544 | 0.3644 | 0.37066 | 0.38218 | 0.36382 | 474.3762 | 513.604 | 569.025 | 540.4405 | 0.089394 | 0.10944 | 0.10361 | 0.1127 | 0.046641 | 0.043306 | 0.043646 | 0.043567 | 116.3721 | 151.641 | 154.2638 | 167.4095 | 60.7172 | 60.0078 | 64.9845 | 64.717
7 | 27 | 2 | 1741.4631 | 1807.813 | 1865.9432 | 1875.2947 | 80 | 63 | 0 | 0 | 0 | 0 | 0 | 0 | 0 | 0 | 0 | 0 | 414.3649 | 401.5501 | 425.617 | 459.6017 | 0 | 0 | 0 | 0 | -3.6839 | 34.1762 | 39.781 | 0 | 0 | 4.3716 | 1.0404 | 1.8476 | 1250.7821 | 1304.7151 | 1399.5049 | 1413.8455 | 0.3644 | 0.36878 | 0.38135 | 0.36382 | 455.7885 | 481.151 | 533.7069 | 514.3876 | 0.089426 | 0.10944 | 0.10352 | 0.11266 | 0.04669 | 0.043268 | 0.043544 | 0.043375 | 111.853 | 142.783 | 144.8821 | 159.2885 | 58.3996 | 56.4527 | 60.9401 | 61.3256
7 | 27 | 3 | 1698.3024 | 1754.9735 | 1802.599 | 1804.0638 | 80 | 63 | 0 | 0 | 0 | 0 | 0 | 0 | 0 | 0 | 0 | 0 | 384.4779 | 373.4088 | 395.5686 | 426.7829 | 0 | 0 | 0 | 0 | -2.8931 | 57.9489 | 43.9575 | 0 | 0 | 3.3114 | 4.1279 | 0 | 1236.7175 | 1257.3044 | 1358.945 | 1377.2809 | 0.36651 | 0.3648 | 0.37847 | 0.36382 | 453.2646 | 458.668 | 514.3194 | 501.0846 | 0.089315 | 0.10937 | 0.10335 | 0.1126 | 0.046623 | 0.043132 | 0.043413 | 0.043245 | 110.4574 | 137.5154 | 140.4511 | 155.0852 | 57.6594 | 54.2303 | 58.9964 | 59.5601
7 | 27 | 4 | 1702.0715 | 1751.8222 | 1791.5388 | 1786.1569 | 80 | 63 | 0 | 0 | 0 | 0 | 0 | 0 | 0 | 0 | 0 | 0 | 340.4913 | 332.7595 | 352.2249 | 378.5506 | 0 | 0 | 0 | 0 | -0.68177 | 87.6582 | 43.9868 | 0 | 0 | 8.0991 | 0 | 0 | 1282.262 | 1260.3054 | 1395.3271 | 1407.6064 | 0.36512 | 0.37056 | 0.38415 | 0.36382 | 468.184 | 467.0217 | 536.0117 | 512.1177 | 0.089086 | 0.10936 | 0.10336 | 0.11261 | 0.04645 | 0.043219 | 0.043509 | 0.04333 | 114.2312 | 137.8245 | 144.2155 | 158.5155 | 59.5608 | 54.4697 | 60.71 | 60.9911
7 | 27 | 5 | 1782.7694 | 1829.9482 | 1865.9755 | 1855.6216 | 80 | 63 | 0 | 0 | 0 | 0 | 0 | 0 | 0 | 0 | 0 | 0 | 286.3981 | 282.9001 | 297.6157 | 320.0169 | 0 | 0 | 0 | 0 | 10.7423 | 20.5204 | -16.8638 | 44.2803 | 0 | 31.8592 | 37.6498 | 6.2633 | 1405.629 | 1431.6686 | 1547.5738 | 1485.0611 | 0.36404 | 0.37803 | 0.38589 | 0.36382 | 511.7102 | 541.214 | 597.1903 | 540.2974 | 0.088906 | 0.10933 | 0.10336 | 0.11261 | 0.046451 | 0.043379 | 0.043638 | 0.043426 | 124.9693 | 156.53 | 159.9543 | 167.2275 | 65.2925 | 62.1048 | 67.5328 | 64.4896
7 | 27 | 6 | 1873.2667 | 1918.0344 | 1950.6977 | 1935.7081 | 80 | 63 | 0 | 0 | 0 | 0 | 0 | 0 | 0 | 0 | 0 | 0 | 409.9043 | 401.2614 | 411.9501 | 432.7206 | 0 | 0 | 0 | 0 | 6.1024 | 58.8107 | 43.2043 | -19.1775 | 1.1389 | 5.119 | 4.2033 | 3.6498 | 1376.1211 | 1389.8433 | 1491.34 | 1518.5153 | 0.36811 | 0.37383 | 0.38312 | 0.36387 | 506.5579 | 519.5672 | 571.3568 | 552.5398 | 0.089231 | 0.10939 | 0.10338 | 0.11264 | 0.04667 | 0.043182 | 0.043298 | 0.043065 | 122.7923 | 152.0336 | 154.1758 | 171.0462 | 64.2231 | 60.0164 | 64.5716 | 65.3952
7 | 27 | 7 | 2035.2699 | 2082.4408 | 2117.1353 | 2101.2305 | 80 | 63 | 0 | 0 | 0 | 0 | 0 | 0 | 0 | 0 | 0 | 0 | 752.9277 | 743.2766 | 754.3685 | 777.3409 | 0 | 0 | 0 | 0 | -2.2912 | -21.8962 | -13.2263 | 0 | 2.6207 | 3.6109 | 0.2048 | -4.1262 | 1202.0127 | 1294.4494 | 1375.7882 | 1328.0157 | 0.37184 | 0.3586 | 0.37474 | 0.37002 | 446.9549 | 464.1846 | 515.5565 | 491.3869 | 0.090627 | 0.11082 | 0.10398 | 0.11362 | 0.047857 | 0.044837 | 0.043498 | 0.044758 | 108.9352 | 143.4471 | 143.0576 | 150.8933 | 57.5251 | 58.039 | 59.844 | 59.4398
7 | 27 | 8 | 2216.2798 | 2271.2996 | 2314.8308 | 2304.3556 | 80 | 63 | 0 | 0 | 0 | 0 | 0 | 0 | 0 | 0 | 0 | 0 | 1054.7231 | 1097.8046 | 1152.1912 | 1212.9802 | 0 | 0 | 0 | 0 | -3.6839 | -18.3213 | -11.445 | 0 | -1.9803 | -8 | -7.4221 | -3.9638 | 1087.221 | 1136.8162 | 1181.5066 | 1095.3392 | 0.37003 | 0.38103 | 0.36475 | 0.38586 | 402.3008 | 433.1585 | 430.956 | 422.6521 | 0.091665 | 0.11073 | 0.10517 | 0.11537 | 0.049163 | 0.046212 | 0.046403 | 0.050116 | 99.6603 | 125.8798 | 124.2643 | 126.374 | 53.4509 | 52.5349 | 54.8251 | 54.8939
7 | 27 | 9 | 2383.9846 | 2449.61 | 2505.1616 | 2503.0427 | 80 | 63 | 0 | 0 | 0 | 0 | 0 | 0 | 0 | 0 | 0 | 0 | 1339.7423 | 1445.4873 | 1560.3849 | 1669.7994 | 0 | 0 | 0 | 0 | -3.6839 | -86.4052 | -65.5195 | -0.864 | -0.29913 | -8 | -8 | -7.238 | 968.2253 | 1035.5279 | 1018.2962 | 841.3452 | 0.36691 | 0.38398 | 0.38398 | 0 | 355.2554 | 397.617 | 391.0003 | 0 | 0.092231 | 0.11111 | 0.10511 | 0.11428 | 0.049994 | 0.046858 | 0.046711 | 0.048144 | 89.3005 | 115.0611 | 107.0345 | 96.1495 | 48.4056 | 48.5232 | 47.5652 | 40.5059
7 | 27 | 10 | 2533.5865 | 2606.3335 | 2668.3548 | 2668.1375 | 80 | 63 | 0 | 0 | 0 | 0 | 0 | 0 | 0 | 0 | 0 | 0 | 1422.0901 | 1574.1168 | 1734.9912 | 1880.3332 | 0 | 0 | 0 | 0 | -3.6839 | -82.2212 | -86.4 | -63.6263 | -0.73122 | -16.3513 | -8.874 | -30.8083 | 1035.9116 | 1067.7891 | 1028.6376 | 882.2388 | 0.36691 | 0.38398 | 0.38398 | 0 | 380.0904 | 410.0045 | 394.9711 | 0 | 0.092311 | 0.11094 | 0.10507 | 0.11509 | 0.05012 | 0.046895 | 0.046801 | 0.050633 | 95.6256 | 118.4623 | 108.0819 | 101.5379 | 51.9202 | 50.0736 | 48.141 | 44.6702
7 | 27 | 11 | 2654.4241 | 2733.1441 | 2799.6556 | 2799.1543 | 80 | 63 | 0 | 0 | 0 | 0 | 0 | 0 | 0 | 0 | 0 | 0 | 1422.1386 | 1606.4242 | 1799.7511 | 1970.1185 | 0 | 0 | 0 | 0 | -3.6839 | -80.4 | -86.4 | -86.4 | -0.59148 | -14.3212 | -13.2579 | -40 | 1156.5609 | 1158.4411 | 1099.5624 | 955.4358 | 0.36691 | 0.38398 | 0.38398 | 0 | 424.3583 | 444.8126 | 422.2045 | 0 | 0.092245 | 0.11243 | 0.10498 | 0.115 | 0.049986 | 0.047174 | 0.046699 | 0.050331 | 106.6875 | 130.248 | 115.429 | 109.8734 | 57.812 | 54.6481 | 51.3483 | 48.0885
7 | 27 | 12 | 2749.9723 | 2834.1206 | 2905.0405 | 2905.1132 | 80 | 63 | 0 | 0 | 0 | 0 | 0 | 0 | 0 | 0 | 0 | 0 | 1487.3271 | 1694.3356 | 1911.0924 | 2100.8239 | 0 | 0 | 0 | 0 | -3.6839 | -80.4 | -86.4 | -86.4 | -1.0522 | -19.5522 | -17.1788 | -40 | 1187.3814 | 1176.7372 | 1097.5269 | 930.6894 | 0.36691 | 0.38398 | 0.38398 | 0 | 435.6668 | 451.8378 | 421.4229 | 0 | 0.09194 | 0.11241 | 0.105 | 0.11475 | 0.049527 | 0.047145 | 0.046464 | 0.049598 | 109.1676 | 132.2818 | 115.2398 | 106.7971 | 58.8078 | 55.4773 | 50.9951 | 46.1599
7 | 27 | 13 | 2857.0335 | 2949.7645 | 3029.077 | 3033.4767 | 80 | 63 | 0 | 0 | 0 | 0 | 0 | 0 | 0 | 0 | 0 | 0 | 1466.5978 | 1672.2292 | 1893.7988 | 2086.2333 | 0 | 0 | 0 | 0 | -3.6839 | -57.8466 | -47.9515 | -86.4 | -2.2352 | -8 | -8 | -32.5775 | 1316.3548 | 1280.3819 | 1191.2297 | 1066.2209 | 0.36382 | 0.38398 | 0.38398 | 0 | 478.9186 | 491.6348 | 457.4024 | 0 | 0.090922 | 0.11093 | 0.10475 | 0.11457 | 0.048287 | 0.045373 | 0.045836 | 0.048502 | 119.6859 | 142.0329 | 124.7761 | 122.1517 | 63.5634 | 58.0943 | 54.601 | 51.7138
7 | 27 | 14 | 2913.7359 | 3011.6033 | 3096.3036 | 3104.1268 | 80 | 63 | 0 | 0 | 0 | 0 | 0 | 0 | 0 | 0 | 0 | 0 | 1592.7705 | 1782.8124 | 2003.8234 | 2194.8316 | 0 | 0 | 0 | 0 | -3.6839 | -43.0196 | -50.6554 | -56.5176 | 1.2993 | -8 | -8 | -29.6963 | 1243.35 | 1216.8105 | 1151.1356 | 995.509 | 0.36561 | 0.38398 | 0.38398 | 0 | 454.5779 | 467.225 | 442.0073 | 0 | 0.090027 | 0.11081 | 0.10449 | 0.11468 | 0.047322 | 0.045125 | 0.045216 | 0.04792 | 111.9352 | 134.8381 | 120.2818 | 114.1634 | 58.8375 | 54.9089 | 52.0493 | 47.7049
7 | 27 | 15 | 2960.6913 | 3063.5683 | 3153.3846 | 3164.3549 | 80 | 63 | 0 | 0 | 0 | 0 | 0 | 0 | 0 | 0 | 0 | 0 | 1616.7598 | 1773.1769 | 1978.4904 | 2161.7444 | 0 | 0 | 0 | 0 | -3.6839 | -4.0203 | 0 | 0.28148 | -1.7976 | -8 | -8 | -8 | 1269.4131 | 1239.4117 | 1182.8943 | 1010.3291 | 0.36533 | 0.38398 | 0.38025 | 0 | 463.7496 | 475.9033 | 449.7945 | 0 | 0.089503 | 0.11094 | 0.10398 | 0.11383 | 0.047046 | 0.044935 | 0.044248 | 0.045568 | 113.6159 | 137.5047 | 122.9921 | 115.008 | 59.7209 | 55.6925 | 52.3409 | 46.0391
7 | 27 | 16 | 2987.8425 | 3100.9177 | 3202.0774 | 3222.1287 | 80 | 63 | 0 | 0 | 0 | 0 | 0 | 0 | 0 | 0 | 0 | 0 | 1436.7337 | 1552.8078 | 1721.1243 | 1877.5881 | 0 | 0 | 0 | 0 | -3.6839 | -4.0203 | -8.64 | 1.2705 | -3.6172 | -8 | -7.2963 | -5.8528 | 1478.41 | 1497.1302 | 1496.8894 | 1349.1229 | 0.37414 | 0.38398 | 0.38398 | 0.38586 | 553.1278 | 574.8608 | 574.7681 | 520.5765 | 0.089448 | 0.11146 | 0.10371 | 0.11291 | 0.046819 | 0.04463 | 0.043621 | 0.0437 | 132.2413 | 166.8714 | 155.2489 | 152.3282 | 69.217 | 66.8173 | 65.2963 | 58.9567
7 | 27 | 17 | 2940.0641 | 3061.1917 | 3171.827 | 3200.8886 | 80 | 63 | 0 | 0 | 0 | 0 | 0 | 0 | 0 | 0 | 0 | 0 | 1329.1076 | 1398.5337 | 1523.9581 | 1641.6141 | 0 | 0 | 0 | 0 | -3.6839 | -9.2684 | -6.2621 | -4.32 | -3.4192 | -1.4362 | -3.1393 | -7.2603 | 1538.0597 | 1610.3626 | 1657.2704 | 1570.8548 | 0.38366 | 0.35923 | 0.36981 | 0.37601 | 590.0853 | 578.4838 | 612.8707 | 590.6638 | 0.089439 | 0.11111 | 0.10409 | 0.11292 | 0.046827 | 0.04417 | 0.043819 | 0.043538 | 137.5621 | 178.9273 | 172.5018 | 177.3829 | 72.0231 | 71.1304 | 72.6206 | 68.3913
7 | 27 | 18 | 2830.2267 | 2956.6042 | 3074.2364 | 3111.7264 | 80 | 63 | 0 | 0 | 0 | 0 | 0 | 0 | 0 | 0 | 0 | 0 | 985.0909 | 996.2987 | 1069.8246 | 1141.7149 | 0 | 0 | 0 | 0 | -3.6839 | -8.0334 | -1.6171 | 0 | -2.6443 | -3.1242 | -5.8627 | -4.3212 | 1771.4641 | 1908.4632 | 2011.8916 | 1974.3327 | 0.38585 | 0.38166 | 0.38652 | 0.37341 | 683.5256 | 728.3812 | 777.6464 | 737.2357 | 0.089311 | 0.11035 | 0.10424 | 0.11301 | 0.046727 | 0.04387 | 0.044134 | 0.043905 | 158.2104 | 210.5959 | 209.7283 | 223.1169 | 82.7757 | 83.724 | 88.7936 | 86.6837
7 | 27 | 19 | 2706.6377 | 2834.0569 | 2953.9465 | 2996.0243 | 80 | 63 | 0 | 0 | 0 | 0 | 0 | 0 | 0 | 0 | 0 | 0 | 711.096 | 695.4019 | 737.4716 | 780.0804 | 0 | 0 | 0 | 0 | -3.6839 | -22.8615 | -5.9426 | 39.6929 | 1.8585 | 4.7838 | 1.3203 | 6.209 | 1917.3671 | 2093.7326 | 2221.0972 | 2170.042 | 0.38793 | 0.39411 | 0.38919 | 0.38458 | 743.8135 | 825.1587 | 864.4267 | 834.551 | 0.089727 | 0.11047 | 0.10494 | 0.11362 | 0.046957 | 0.044524 | 0.045145 | 0.045018 | 172.0391 | 231.2974 | 233.0928 | 246.5662 | 90.0333 | 93.2212 | 100.2707 | 97.691
7 | 27 | 20 | 2655.0075 | 2781.4966 | 2900.4492 | 2942.4433 | 80 | 63 | 0 | 0 | 0 | 0 | 0 | 0 | 0 | 0 | 0 | 0 | 655.9489 | 647.5185 | 687.1103 | 731.0611 | 0 | 0 | 0 | 0 | -2.274 | 68.2572 | 45.7072 | 52.6975 | 1.8258 | 1.7889 | 6.8238 | 30.7498 | 1919.5068 | 2000.9319 | 2160.8078 | 2127.935 | 0.38829 | 0.40541 | 0.3998 | 0.38892 | 745.3305 | 811.1881 | 863.8945 | 827.5891 | 0.089822 | 0.11041 | 0.10494 | 0.1136 | 0.04698 | 0.044538 | 0.045152 | 0.045023 | 172.4137 | 220.9147 | 226.7508 | 241.7228 | 90.1791 | 89.1175 | 97.5654 | 95.8062
7 | 27 | 21 | 2558.6523 | 2682.0058 | 2797.8829 | 2838.9178 | 80 | 63 | 0 | 0 | 0 | 0 | 0 | 0 | 0 | 0 | 0 | 0 | 599.8648 | 582.6938 | 619.2063 | 665.0907 | 0 | 0 | 0 | 0 | 1.9305 | 0 | 47.2776 | 28.8 | 1.8961 | 5.1303 | 4.1873 | 36.791 | 1874.9609 | 2031.1816 | 2127.2116 | 2108.2361 | 0.38736 | 0.40087 | 0.39574 | 0.38805 | 726.2895 | 814.2399 | 841.8153 | 818.1064 | 0.089616 | 0.11023 | 0.10469 | 0.11349 | 0.046946 | 0.044349 | 0.044999 | 0.044924 | 168.0256 | 223.9069 | 222.7005 | 239.2638 | 88.021 | 90.0804 | 95.7229 | 94.711
7 | 27 | 22 | 2319.0853 | 2434.1737 | 2542.8226 | 2582.9736 | 80 | 63 | 0 | 0 | 0 | 0 | 0 | 0 | 0 | 0 | 0 | 0 | 573.4201 | 554.1051 | 589.299 | 634.7657 | 0 | 0 | 0 | 0 | 2.9161 | 7.5206 | 24.079 | 25.0364 | 1.8247 | 4.0424 | 4.9491 | 32.8795 | 1660.9246 | 1805.5056 | 1924.4955 | 1890.2919 | 0.38147 | 0.39646 | 0.3914 | 0.38267 | 633.5886 | 715.8153 | 753.2385 | 723.3607 | 0.089269 | 0.10992 | 0.1041 | 0.1132 | 0.046737 | 0.04387 | 0.044437 | 0.044568 | 148.2694 | 198.4676 | 200.3328 | 213.9742 | 77.6264 | 79.208 | 85.5187 | 84.246
7 | 27 | 23 | 2145.8397 | 2254.1566 | 2356.627 | 2395.2706 | 80 | 63 | 0 | 0 | 0 | 0 | 0 | 0 | 0 | 0 | 0 | 0 | 582.4185 | 566.1935 | 602.5633 | 645.6967 | 0 | 0 | 0 | 0 | 6.4651 | 17.5316 | 3.2919 | 33.7253 | 0.42227 | 2.5937 | 6.3188 | 20.141 | 1476.5339 | 1604.8378 | 1744.4529 | 1695.7075 | 0.37334 | 0.38975 | 0.38502 | 0.37572 | 551.2459 | 625.4845 | 671.6446 | 637.1106 | 0.088962 | 0.10955 | 0.10383 | 0.11293 | 0.046464 | 0.043485 | 0.044028 | 0.044024 | 131.3549 | 175.8119 | 181.1216 | 191.5005 | 68.6061 | 69.7856 | 76.8052 | 74.6513
7 | 27 | 24 | 1938.6571 | 2030.2244 | 2115.4163 | 2143.7376 | 80 | 63 | 0 | 0 | 0 | 0 | 0 | 0 | 0 | 0 | 0 | 0 | 560.63 | 542.9611 | 580.0109 | 619.8675 | 0 | 0 | 0 | 0 | 14.5803 | 6.2832 | 22.6846 | 28.8 | 0 | 4.9397 | 2.8096 | 28.4157 | 1283.4468 | 1413.0404 | 1509.9112 | 1466.6544 | 0.36396 | 0.38033 | 0.38357 | 0.36382 | 467.1219 | 537.4212 | 579.1543 | 533.6006 | 0.089193 | 0.10941 | 0.10371 | 0.1128 | 0.046529 | 0.043309 | 0.043761 | 0.043738 | 114.4741 | 154.6017 | 156.5923 | 165.4313 | 59.7181 | 61.1973 | 66.0746 | 64.1493
7 | 28 | 1 | 1810.6905 | 1887.6181 | 1957.021 | 1974.3172 | 80 | 63 | 0 | 0 | 0 | 0 | 0 | 0 | 0 | 0 | 0 | 0 | 536.7855 | 520.4935 | 557.8651 | 592.8025 | 0 | 0 | 0 | 0 | -3.6839 | 17.5316 | 22.9357 | 5.5437 | 0 | 2.9024 | 1.917 | 3.4834 | 1197.5889 | 1283.6906 | 1374.3033 | 1372.4876 | 0.3644 | 0.37066 | 0.38218 | 0.36382 | 436.4044 | 475.8105 | 525.225 | 499.3407 | 0.089394 | 0.10944 | 0.10361 | 0.1127 | 0.046641 | 0.043306 | 0.043646 | 0.043567 | 107.057 | 140.4825 | 142.3895 | 154.6783 | 55.857 | 55.5921 | 59.9824 | 59.7953
7 | 28 | 2 | 1722.3629 | 1787.5939 | 1844.6365 | 1853.4933 | 80 | 63 | 0 | 0 | 0 | 0 | 0 | 0 | 0 | 0 | 0 | 0 | 512.9463 | 501.0463 | 536.7027 | 567.6921 | 0 | 0 | 0 | 0 | -3.6839 | 34.1762 | 39.781 | 0 | 0 | 4.3716 | 1.0404 | 1.8476 | 1133.1005 | 1184.9997 | 1267.1125 | 1283.9535 | 0.3644 | 0.36878 | 0.38135 | 0.36382 | 412.905 | 437.0026 | 483.2185 | 467.1301 | 0.089426 | 0.10944 | 0.10352 | 0.11266 | 0.04669 | 0.043268 | 0.043544 | 0.043375 | 101.3291 | 129.6818 | 131.1764 | 144.6544 | 52.905 | 51.2728 | 55.1752 | 55.6916
7 | 28 | 3 | 1666.6786 | 1721.4971 | 1767.3219 | 1767.9675 | 80 | 63 | 0 | 0 | 0 | 0 | 0 | 0 | 0 | 0 | 0 | 0 | 480.338 | 468.7628 | 503.5906 | 530.6989 | 0 | 0 | 0 | 0 | -2.8931 | 57.9489 | 43.9575 | 0 | 0 | 3.3114 | 4.1279 | 0 | 1109.2337 | 1128.474 | 1215.6459 | 1237.2687 | 0.36651 | 0.3648 | 0.37847 | 0.36382 | 406.541 | 411.6703 | 460.085 | 450.1451 | 0.089315 | 0.10937 | 0.10335 | 0.1126 | 0.046623 | 0.043132 | 0.043413 | 0.043245 | 99.0711 | 123.4248 | 125.6407 | 139.3195 | 51.7157 | 48.6735 | 52.7753 | 53.5053
7 | 28 | 4 | 1649.8084 | 1696.4972 | 1733.2379 | 1726.5023 | 80 | 63 | 0 | 0 | 0 | 0 | 0 | 0 | 0 | 0 | 0 | 0 | 453.6927 | 445.1032 | 478.2557 | 501.8193 | 0 | 0 | 0 | 0 | -0.68177 | 87.6582 | 43.9868 | 0 | 0 | 8.0991 | 0 | 0 | 1116.7974 | 1092.6367 | 1210.9953 | 1224.683 | 0.36512 | 0.37056 | 0.38415 | 0.36382 | 407.769 | 404.89 | 465.2011 | 445.5662 | 0.089086 | 0.10936 | 0.10336 | 0.11261 | 0.04645 | 0.043219 | 0.043509 | 0.04333 | 99.4907 | 119.4886 | 125.1637 | 137.9158 | 51.875 | 47.2232 | 52.6898 | 53.0651
7 | 28 | 5 | 1669.2877 | 1709.8181 | 1739.3837 | 1726.0904 | 80 | 63 | 0 | 0 | 0 | 0 | 0 | 0 | 0 | 0 | 0 | 0 | 436.8909 | 433.7972 | 464.3878 | 485.2573 | 0 | 0 | 0 | 0 | 10.7423 | 20.5204 | -16.8638 | 44.2803 | 0 | 31.8592 | 37.6498 | 6.2633 | 1141.6546 | 1160.6414 | 1254.21 | 1190.2895 | 0.36404 | 0.37803 | 0.38589 | 0.36382 | 415.612 | 438.7575 | 483.9847 | 433.0531 | 0.088906 | 0.10933 | 0.10336 | 0.11261 | 0.046451 | 0.043379 | 0.043638 | 0.043426 | 101.5003 | 126.8975 | 129.6327 | 134.0343 | 53.0307 | 50.3478 | 54.731 | 51.689
7 | 28 | 6 | 1665.4735 | 1698.0675 | 1718.899 | 1698.5271 | 80 | 63 | 0 | 0 | 0 | 0 | 0 | 0 | 0 | 0 | 0 | 0 | 628.6863 | 629.5819 | 656.5942 | 675.0994 | 0 | 0 | 0 | 0 | 6.1024 | 58.8107 | 43.2043 | -19.1775 | 1.1389 | 5.119 | 4.2033 | 3.6498 | 949.5459 | 941.5558 | 1014.8971 | 1038.9555 | 0.36811 | 0.37383 | 0.38312 | 0.36387 | 349.5332 | 351.9832 | 388.8237 | 378.0431 | 0.089231 | 0.10939 | 0.10338 | 0.11264 | 0.04667 | 0.043182 | 0.043298 | 0.043065 | 84.7287 | 102.9959 | 104.9208 | 117.0284 | 44.315 | 40.6584 | 43.9427 | 44.7429
7 | 28 | 7 | 1757.9324 | 1788.8553 | 1807.7581 | 1784.6697 | 80 | 63 | 0 | 0 | 0 | 0 | 0 | 0 | 0 | 0 | 0 | 0 | 990.227 | 1000.3503 | 1025.4307 | 1046.0392 | 0 | 0 | 0 | 0 | -2.2912 | -21.8962 | -13.2263 | 0 | 2.6207 | 3.6109 | 0.2048 | -4.1262 | 687.3759 | 743.7903 | 795.3489 | 742.7567 | 0.37184 | 0.3586 | 0.37474 | 0.37002 | 255.593 | 266.7203 | 298.0454 | 274.8318 | 0.090627 | 0.11082 | 0.10398 | 0.11362 | 0.047857 | 0.044837 | 0.043498 | 0.044758 | 62.295 | 82.4246 | 82.7022 | 84.3943 | 32.8959 | 33.3492 | 34.5961 | 33.2446
7 | 28 | 8 | 1916.5538 | 1954.0139 | 1980.4787 | 1962.24 | 80 | 63 | 0 | 0 | 0 | 0 | 0 | 0 | 0 | 0 | 0 | 0 | 1306.7606 | 1372.746 | 1439.7171 | 1501.7422 | 0 | 0 | 0 | 0 | -3.6839 | -18.3213 | -11.445 | 0 | -1.9803 | -8 | -7.4221 | -3.9638 | 535.4575 | 544.5892 | 559.6287 | 464.4615 | 0.37003 | 0.38103 | 0.36475 | 0.38586 | 198.1336 | 207.5036 | 204.1252 | 179.219 | 0.091665 | 0.11073 | 0.10517 | 0.11537 | 0.049163 | 0.046212 | 0.046403 | 0.050116 | 49.0828 | 60.3025 | 58.8587 | 53.5869 | 26.3246 | 25.1667 | 25.9683 | 23.2769
7 | 28 | 9 | 2073.694 | 2121.1409 | 2159.0244 | 2148.8683 | 80 | 63 | 0 | 0 | 0 | 0 | 0 | 0 | 0 | 0 | 0 | 0 | 1485.21 | 1611.5152 | 1735.9193 | 1850.667 | 0 | 0 | 0 | 0 | -3.6839 | -86.4052 | -65.5195 | -0.864 | -0.29913 | -8 | -8 | -7.238 | 512.4672 | 541.0308 | 496.6246 | 306.3033 | 0.36691 | 0.38398 | 0.38398 | 0 | 188.0314 | 207.7424 | 190.6914 | 0 | 0.092231 | 0.11111 | 0.10511 | 0.11428 | 0.049994 | 0.046858 | 0.046711 | 0.048144 | 47.2654 | 60.1158 | 52.2009 | 35.0046 | 25.6204 | 25.3518 | 23.1976 | 14.7467
7 | 28 | 10 | 2231.062 | 2286.0853 | 2330.8808 | 2322.8275 | 80 | 63 | 0 | 0 | 0 | 0 | 0 | 0 | 0 | 0 | 0 | 0 | 1585.0515 | 1751.3265 | 1919.7317 | 2071.7785 | 0 | 0 | 0 | 0 | -3.6839 | -82.2212 | -86.4 | -63.6263 | -0.73122 | -16.3513 | -8.874 | -30.8083 | 570.4257 | 570.3313 | 506.4232 | 345.4836 | 0.36691 | 0.38398 | 0.38398 | 0 | 209.2972 | 218.993 | 194.4538 | 0 | 0.092311 | 0.11094 | 0.10507 | 0.11509 | 0.05012 | 0.046895 | 0.046801 | 0.050633 | 52.6563 | 63.2735 | 53.2113 | 39.7621 | 28.5899 | 26.7455 | 23.701 | 17.4928
7 | 28 | 11 | 2350.5003 | 2411.4147 | 2460.6207 | 2452.2471 | 80 | 63 | 0 | 0 | 0 | 0 | 0 | 0 | 0 | 0 | 0 | 0 | 1671.3408 | 1868.7186 | 2069.4857 | 2249.4476 | 0 | 0 | 0 | 0 | -3.6839 | -80.4 | -86.4 | -86.4 | -0.59148 | -14.3212 | -13.2579 | -40 | 603.4349 | 574.4173 | 490.7929 | 329.1995 | 0.36691 | 0.38398 | 0.38398 | 0 | 221.4087 | 220.562 | 188.4522 | 0 | 0.092245 | 0.11243 | 0.10498 | 0.115 | 0.049986 | 0.047174 | 0.046699 | 0.050331 | 55.6641 | 64.584 | 51.5221 | 37.8574 | 30.1634 | 27.0975 | 22.9195 | 16.5691
7 | 28 | 12 | 2455.8435 | 2522.76 | 2576.9321 | 2569.3863 | 80 | 63 | 0 | 0 | 0 | 0 | 0 | 0 | 0 | 0 | 0 | 0 | 1690.3006 | 1902.0393 | 2121.7013 | 2317.4823 | 0 | 0 | 0 | 0 | -3.6839 | -80.4 | -86.4 | -86.4 | -1.0522 | -19.5522 | -17.1788 | -40 | 690.279 | 657.6728 | 558.8097 | 378.304 | 0.36691 | 0.38398 | 0.38398 | 0 | 253.273 | 252.53 | 214.569 | 0 | 0.09194 | 0.11241 | 0.105 | 0.11475 | 0.049527 | 0.047145 | 0.046464 | 0.049598 | 63.4641 | 73.9317 | 58.6747 | 43.4106 | 34.1877 | 31.006 | 25.9643 | 18.7629
7 | 28 | 13 | 2544.2942 | 2618.7031 | 2680.2083 | 2676.5072 | 80 | 63 | 0 | 0 | 0 | 0 | 0 | 0 | 0 | 0 | 0 | 0 | 1735.0545 | 1945.0126 | 2173.3963 | 2378.0847 | 0 | 0 | 0 | 0 | -3.6839 | -57.8466 | -47.9515 | -86.4 | -2.2352 | -8 | -8 | -32.5775 | 735.1588 | 676.5371 | 562.7635 | 417.4 | 0.36382 | 0.38398 | 0.38398 | 0 | 267.4668 | 259.7734 | 216.0871 | 0 | 0.090922 | 0.11093 | 0.10475 | 0.11457 | 0.048287 | 0.045373 | 0.045836 | 0.048502 | 66.8423 | 75.0483 | 58.947 | 47.8195 | 35.4989 | 30.6963 | 25.7947 | 20.2447
7 | 28 | 14 | 2608.133 | 2688.0963 | 2755.3956 | 2755.303 | 80 | 63 | 0 | 0 | 0 | 0 | 0 | 0 | 0 | 0 | 0 | 0 | 1827.8581 | 2020.5462 | 2248.8834 | 2450.3065 | 0 | 0 | 0 | 0 | -3.6839 | -43.0196 | -50.6554 | -56.5176 | 1.2993 | -8 | -8 | -29.6963 | 702.6595 | 655.5697 | 565.1676 | 391.2103 | 0.36561 | 0.38398 | 0.38398 | 0 | 256.8975 | 251.7225 | 217.0102 | 0 | 0.090027 | 0.11081 | 0.10449 | 0.11468 | 0.047322 | 0.045125 | 0.045216 | 0.04792 | 63.2584 | 72.6455 | 59.0542 | 44.8634 | 33.2511 | 29.5828 | 25.5544 | 18.7468
7 | 28 | 15 | 2653.6191 | 2738.5061 | 2810.8376 | 2813.8541 | 80 | 63 | 0 | 0 | 0 | 0 | 0 | 0 | 0 | 0 | 0 | 0 | 1933.0464 | 2104.3076 | 2329.4877 | 2520.4765 | 0 | 0 | 0 | 0 | -3.6839 | -4.0203 | 0 | 0.28148 | -1.7976 | -8 | -8 | -8 | 646.0542 | 583.2187 | 489.35 | 301.0961 | 0.36533 | 0.38398 | 0.38025 | 0 | 236.0204 | 223.9415 | 186.0749 | 0 | 0.089503 | 0.11094 | 0.10398 | 0.11383 | 0.047046 | 0.044935 | 0.044248 | 0.045568 | 57.8236 | 64.7043 | 50.8805 | 34.2744 | 30.3943 | 26.2067 | 21.6528 | 13.7205
7 | 28 | 16 | 2685.1081 | 2780.4474 | 2864.3693 | 2876.5791 | 80 | 63 | 0 | 0 | 0 | 0 | 0 | 0 | 0 | 0 | 0 | 0 | 1856.5781 | 1984.5965 | 2186.1216 | 2354.172 | 0 | 0 | 0 | 0 | -3.6839 | -4.0203 | -8.64 | 1.2705 | -3.6172 | -8 | -7.2963 | -5.8528 | 755.8311 | 744.8712 | 694.184 | 526.9895 | 0.37414 | 0.38398 | 0.38398 | 0.38586 | 282.7843 | 286.012 | 266.5493 | 203.3457 | 0.089448 | 0.11146 | 0.10371 | 0.11291 | 0.046819 | 0.04463 | 0.043621 | 0.0437 | 67.6078 | 83.024 | 71.9968 | 59.5019 | 35.3869 | 33.2438 | 30.2812 | 23.0295
7 | 28 | 17 | 2657.1295 | 2761.6812 | 2856.2061 | 2877.9391 | 80 | 63 | 0 | 0 | 0 | 0 | 0 | 0 | 0 | 0 | 0 | 0 | 1568.9914 | 1636.7527 | 1789.6987 | 1917.0648 | 0 | 0 | 0 | 0 | -3.6839 | -9.2684 | -6.2621 | -4.32 | -3.4192 | -1.4362 | -3.1393 | -7.2603 | 1015.2413 | 1072.6331 | 1075.9088 | 972.4546 | 0.38366 | 0.35923 | 0.36981 | 0.37601 | 389.5031 | 385.3175 | 397.8789 | 365.6568 | 0.089439 | 0.11111 | 0.10409 | 0.11292 | 0.046827 | 0.04417 | 0.043819 | 0.043538 | 90.8019 | 119.1802 | 111.9891 | 109.8108 | 47.5409 | 47.3786 | 47.1457 | 42.3384
7 | 28 | 18 | 2582.7639 | 2694.6436 | 2798.1852 | 2829.2653 | 80 | 63 | 0 | 0 | 0 | 0 | 0 | 0 | 0 | 0 | 0 | 0 | 1104.5702 | 1104.9284 | 1193.9423 | 1266.0242 | 0 | 0 | 0 | 0 | -3.6839 | -8.0334 | -1.6171 | 0 | -2.6443 | -3.1242 | -5.8627 | -4.3212 | 1404.522 | 1537.8728 | 1611.7227 | 1567.5623 | 0.38585 | 0.38166 | 0.38652 | 0.37341 | 541.9397 | 586.9423 | 622.9711 | 585.3435 | 0.089311 | 0.11035 | 0.10424 | 0.11301 | 0.046727 | 0.04387 | 0.044134 | 0.043905 | 125.4386 | 169.7018 | 168.013 | 177.1483 | 65.6295 | 67.4662 | 71.1324 | 68.8243
7 | 28 | 19 | 2478.345 | 2592.3895 | 2699.2801 | 2735.4446 | 80 | 63 | 0 | 0 | 0 | 0 | 0 | 0 | 0 | 0 | 0 | 0 | 746.1188 | 717.5325 | 768.5263 | 811.768 | 0 | 0 | 0 | 0 | -3.6839 | -22.8615 | -5.9426 | 39.6929 | 1.8585 | 4.7838 | 1.3203 | 6.209 | 1654.0516 | 1829.9347 | 1935.3761 | 1877.7748 | 0.38793 | 0.39411 | 0.38919 | 0.38458 | 641.6643 | 721.1935 | 753.2272 | 722.1514 | 0.089727 | 0.11047 | 0.10494 | 0.11362 | 0.046957 | 0.044524 | 0.045145 | 0.045018 | 148.4127 | 202.1553 | 203.1078 | 213.358 | 77.6688 | 81.4759 | 87.3719 | 84.5337
7 | 28 | 20 | 2454.0707 | 2568.7878 | 2676.299 | 2713.0885 | 80 | 63 | 0 | 0 | 0 | 0 | 0 | 0 | 0 | 0 | 0 | 0 | 645.6953 | 622.9944 | 669.2064 | 711.8057 | 0 | 0 | 0 | 0 | -2.274 | 68.2572 | 45.7072 | 52.6975 | 1.8258 | 1.7889 | 6.8238 | 30.7498 | 1728.8237 | 1812.7473 | 1954.5615 | 1917.8355 | 0.38829 | 0.40541 | 0.3998 | 0.38892 | 671.2897 | 734.8971 | 781.4369 | 745.8779 | 0.089822 | 0.11041 | 0.10494 | 0.1136 | 0.04698 | 0.044538 | 0.045152 | 0.045023 | 155.2862 | 200.138 | 205.1077 | 217.8566 | 81.2207 | 80.7362 | 88.2529 | 86.3469
7 | 28 | 21 | 2373.8073 | 2486.3315 | 2591.6834 | 2627.9305 | 80 | 63 | 0 | 0 | 0 | 0 | 0 | 0 | 0 | 0 | 0 | 0 | 624.3581 | 603.196 | 647.7157 | 688.5663 | 0 | 0 | 0 | 0 | 1.9305 | 0 | 47.2776 | 28.8 | 1.8961 | 5.1303 | 4.1873 | 36.791 | 1665.6226 | 1815.0051 | 1892.5028 | 1873.7732 | 0.38736 | 0.40087 | 0.39574 | 0.38805 | 645.1997 | 727.5812 | 748.9325 | 727.1225 | 0.089616 | 0.11023 | 0.10469 | 0.11349 | 0.046946 | 0.044349 | 0.044999 | 0.044924 | 149.2657 | 200.0767 | 198.1286 | 212.6546 | 78.1935 | 80.4933 | 85.1612 | 84.178
7 | 28 | 22 | 2197.7677 | 2305.7485 | 2407.4896 | 2444.4982 | 80 | 63 | 0 | 0 | 0 | 0 | 0 | 0 | 0 | 0 | 0 | 0 | 572.7385 | 548.3457 | 592.4314 | 628.4974 | 0 | 0 | 0 | 0 | 2.9161 | 7.5206 | 24.079 | 25.0364 | 1.8247 | 4.0424 | 4.9491 | 32.8795 | 1540.2885 | 1682.8399 | 1786.0301 | 1758.0848 | 0.38147 | 0.39646 | 0.3914 | 0.38267 | 587.5699 | 667.1829 | 699.0438 | 672.7688 | 0.089269 | 0.10992 | 0.1041 | 0.1132 | 0.046737 | 0.04387 | 0.044437 | 0.044568 | 137.5003 | 184.9838 | 185.919 | 199.0088 | 71.9883 | 73.8266 | 79.3657 | 78.3538
7 | 28 | 23 | 2007.5208 | 2107.7342 | 2202.3286 | 2237.3894 | 80 | 63 | 0 | 0 | 0 | 0 | 0 | 0 | 0 | 0 | 0 | 0 | 542.6062 | 511.9063 | 555.546 | 592.1823 | 0 | 0 | 0 | 0 | 6.4651 | 17.5316 | 3.2919 | 33.7253 | 0.42227 | 2.5937 | 6.3188 | 20.141 | 1378.0272 | 1512.7026 | 1637.1719 | 1591.3408 | 0.37334 | 0.38975 | 0.38502 | 0.37572 | 514.4697 | 589.5749 | 630.3396 | 597.898 | 0.088962 | 0.10955 | 0.10383 | 0.11293 | 0.046464 | 0.043485 | 0.044028 | 0.044024 | 122.5916 | 165.7184 | 169.9829 | 179.7141 | 64.029 | 65.7791 | 72.0818 | 70.0567
7 | 28 | 24 | 1836.9294 | 1922.5369 | 2001.9364 | 2027.6227 | 80 | 63 | 0 | 0 | 0 | 0 | 0 | 0 | 0 | 0 | 0 | 0 | 539.6048 | 510.1011 | 553.1644 | 589.5086 | 0 | 0 | 0 | 0 | 14.5803 | 6.2832 | 22.6846 | 28.8 | 0 | 4.9397 | 2.8096 | 28.4157 | 1202.7443 | 1338.2129 | 1423.2778 | 1380.8984 | 0.36396 | 0.38033 | 0.38357 | 0.36382 | 437.7495 | 508.9621 | 545.9245 | 502.4007 | 0.089193 | 0.10941 | 0.10371 | 0.1128 | 0.046529 | 0.043309 | 0.043761 | 0.043738 | 107.276 | 146.4147 | 147.6076 | 155.7585 | 55.963 | 57.9566 | 62.2835 | 60.3984
7 | 29 | 1 | 1734.0099 | 1806.4451 | 1871.4819 | 1886.7918 | 80 | 63 | 0 | 0 | 0 | 0 | 0 | 0 | 0 | 0 | 0 | 0 | 523.5968 | 498.4188 | 540.2965 | 572.9498 | 0 | 0 | 0 | 0 | -3.6839 | 17.5316 | 22.9357 | 5.5437 | 0 | 2.9024 | 1.917 | 3.4834 | 1134.097 | 1224.5923 | 1306.3327 | 1304.8149 | 0.3644 | 0.37066 | 0.38218 | 0.36382 | 413.2678 | 453.9053 | 499.2483 | 474.7199 | 0.089394 | 0.10944 | 0.10361 | 0.1127 | 0.046641 | 0.043306 | 0.043646 | 0.043567 | 101.3812 | 134.015 | 135.3472 | 147.0516 | 52.8957 | 53.0328 | 57.0158 | 56.847
7 | 29 | 2 | 1654.9875 | 1716.2713 | 1769.4775 | 1776.5891 | 80 | 63 | 0 | 0 | 0 | 0 | 0 | 0 | 0 | 0 | 0 | 0 | 516.5491 | 496.6258 | 536.1361 | 567.5904 | 0 | 0 | 0 | 0 | -3.6839 | 34.1762 | 39.781 | 0 | 0 | 4.3716 | 1.0404 | 1.8476 | 1062.1223 | 1118.0977 | 1192.5201 | 1207.1511 | 0.3644 | 0.36878 | 0.38135 | 0.36382 | 387.0404 | 412.3305 | 454.7724 | 439.1877 | 0.089426 | 0.10944 | 0.10352 | 0.11266 | 0.04669 | 0.043268 | 0.043544 | 0.043375 | 94.9818 | 122.3603 | 123.4543 | 136.0016 | 49.591 | 48.3781 | 51.9272 | 52.3603
7 | 29 | 3 | 1605.2502 | 1656.4698 | 1698.7969 | 1697.8514 | 80 | 63 | 0 | 0 | 0 | 0 | 0 | 0 | 0 | 0 | 0 | 0 | 507.999 | 494.2212 | 532.4888 | 560.3096 | 0 | 0 | 0 | 0 | -2.8931 | 57.9489 | 43.9575 | 0 | 0 | 3.3114 | 4.1279 | 0 | 1020.1443 | 1037.9883 | 1118.2226 | 1137.5418 | 0.36651 | 0.3648 | 0.37847 | 0.36382 | 373.8892 | 378.6609 | 423.2133 | 413.8623 | 0.089315 | 0.10937 | 0.10335 | 0.1126 | 0.046623 | 0.043132 | 0.043413 | 0.043245 | 91.1141 | 113.5281 | 115.5717 | 128.09 | 47.5621 | 44.7707 | 48.5459 | 49.1926
7 | 29 | 4 | 1579.0047 | 1621.5455 | 1654.2546 | 1645.6851 | 80 | 63 | 0 | 0 | 0 | 0 | 0 | 0 | 0 | 0 | 0 | 0 | 479.4029 | 464.9862 | 501.8517 | 527.8069 | 0 | 0 | 0 | 0 | -0.68177 | 87.6582 | 43.9868 | 0 | 0 | 8.0991 | 0 | 0 | 1020.2836 | 997.802 | 1108.4161 | 1117.8781 | 0.36512 | 0.37056 | 0.38415 | 0.36382 | 372.5295 | 369.7479 | 425.7955 | 406.7083 | 0.089086 | 0.10936 | 0.10336 | 0.11261 | 0.04645 | 0.043219 | 0.043509 | 0.04333 | 90.8927 | 109.1176 | 114.5615 | 125.8882 | 47.392 | 43.1245 | 48.2266 | 48.4373
7 | 29 | 5 | 1580.8531 | 1616.2026 | 1640.7327 | 1625.1487 | 80 | 63 | 0 | 0 | 0 | 0 | 0 | 0 | 0 | 0 | 0 | 0 | 460.6446 | 452.1223 | 487.1931 | 508.8884 | 0 | 0 | 0 | 0 | 10.7423 | 20.5204 | -16.8638 | 44.2803 | 0 | 31.8592 | 37.6498 | 6.2633 | 1029.4663 | 1048.7008 | 1132.7535 | 1065.7168 | 0.36404 | 0.37803 | 0.38589 | 0.36382 | 374.7706 | 396.4405 | 437.1161 | 387.7308 | 0.088906 | 0.10933 | 0.10336 | 0.11261 | 0.046451 | 0.043379 | 0.043638 | 0.043426 | 91.5261 | 114.6586 | 117.0792 | 120.0066 | 47.8195 | 45.4919 | 49.4309 | 46.2793
7 | 29 | 6 | 1559.408 | 1585.7881 | 1600.5801 | 1577.461 | 80 | 63 | 0 | 0 | 0 | 0 | 0 | 0 | 0 | 0 | 0 | 0 | 504.1081 | 502.2539 | 533.1784 | 550.8059 | 0 | 0 | 0 | 0 | 6.1024 | 58.8107 | 43.2043 | -19.1775 | 1.1389 | 5.119 | 4.2033 | 3.6498 | 968.0586 | 956.6045 | 1019.9941 | 1042.1828 | 0.36811 | 0.37383 | 0.38312 | 0.36387 | 356.3478 | 357.6088 | 390.7765 | 379.2174 | 0.089231 | 0.10939 | 0.10338 | 0.11264 | 0.04667 | 0.043182 | 0.043298 | 0.043065 | 86.3806 | 104.642 | 105.4477 | 117.3919 | 45.179 | 41.3082 | 44.1634 | 44.8818
7 | 29 | 7 | 1631.5774 | 1655.0976 | 1666.8058 | 1640.4444 | 80 | 63 | 0 | 0 | 0 | 0 | 0 | 0 | 0 | 0 | 0 | 0 | 591.0635 | 594.0976 | 625.778 | 646.0328 | 0 | 0 | 0 | 0 | -2.2912 | -21.8962 | -13.2263 | 0 | 2.6207 | 3.6109 | 0.2048 | -4.1262 | 960.1844 | 1016.2853 | 1054.0493 | 998.5379 | 0.37184 | 0.3586 | 0.37474 | 0.37002 | 357.0338 | 364.436 | 394.9896 | 369.4749 | 0.090627 | 0.11082 | 0.10398 | 0.11362 | 0.047857 | 0.044837 | 0.043498 | 0.044758 | 87.0189 | 112.6217 | 109.6025 | 113.457 | 45.9518 | 45.567 | 45.849 | 44.6929
7 | 29 | 8 | 1753.5376 | 1781.4473 | 1798.6299 | 1776.1687 | 80 | 63 | 0 | 0 | 0 | 0 | 0 | 0 | 0 | 0 | 0 | 0 | 739.8398 | 781.9251 | 851.5742 | 907.1523 | 0 | 0 | 0 | 0 | -3.6839 | -18.3213 | -11.445 | 0 | -1.9803 | -8 | -7.4221 | -3.9638 | 939.3621 | 962.8435 | 965.9227 | 872.9801 | 0.37003 | 0.38103 | 0.36475 | 0.38586 | 347.5891 | 366.8701 | 352.3215 | 336.8517 | 0.091665 | 0.11073 | 0.10517 | 0.11537 | 0.049163 | 0.046212 | 0.046403 | 0.050116 | 86.1068 | 106.6158 | 101.5904 | 100.7195 | 46.1818 | 44.4952 | 44.8214 | 43.7502
7 | 29 | 9 | 1891.5776 | 1928.3551 | 1955.8689 | 1940.9955 | 80 | 63 | 0 | 0 | 0 | 0 | 0 | 0 | 0 | 0 | 0 | 0 | 904.3773 | 999.45 | 1122.6005 | 1226.6844 | 0 | 0 | 0 | 0 | -3.6839 | -86.4052 | -65.5195 | -0.864 | -0.29913 | -8 | -8 | -7.238 | 911.1834 | 960.3102 | 906.7878 | 722.4131 | 0.36691 | 0.38398 | 0.38398 | 0 | 334.3259 | 368.7353 | 348.1839 | 0 | 0.092231 | 0.11111 | 0.10511 | 0.11428 | 0.049994 | 0.046858 | 0.046711 | 0.048144 | 84.0395 | 106.7034 | 95.3137 | 82.5579 | 45.5539 | 44.9986 | 42.3566 | 34.78
7 | 29 | 10 | 2022.6391 | 2065.4518 | 2098.3797 | 2084.9277 | 80 | 63 | 0 | 0 | 0 | 0 | 0 | 0 | 0 | 0 | 0 | 0 | 931.1013 | 1064.167 | 1222.0918 | 1357.2098 | 0 | 0 | 0 | 0 | -3.6839 | -82.2212 | -86.4 | -63.6263 | -0.73122 | -16.3513 | -8.874 | -30.8083 | 1015.953 | 1036.8573 | 971.5619 | 822.1525 | 0.36691 | 0.38398 | 0.38398 | 0 | 372.7674 | 398.1274 | 373.0555 | 0 | 0.092311 | 0.11094 | 0.10507 | 0.11509 | 0.05012 | 0.046895 | 0.046801 | 0.050633 | 93.7832 | 115.0307 | 102.0848 | 94.6225 | 50.9199 | 48.6231 | 45.4698 | 41.6279
7 | 29 | 11 | 2145.9254 | 2194.8547 | 2232.4122 | 2218.7396 | 80 | 63 | 0 | 0 | 0 | 0 | 0 | 0 | 0 | 0 | 0 | 0 | 917.5051 | 1083.0613 | 1273.6529 | 1435.1292 | 0 | 0 | 0 | 0 | -3.6839 | -80.4 | -86.4 | -86.4 | -0.59148 | -14.3212 | -13.2579 | -40 | 1152.6958 | 1143.5146 | 1058.4171 | 910.0104 | 0.36691 | 0.38398 | 0.38398 | 0 | 422.9401 | 439.0812 | 406.4057 | 0 | 0.092245 | 0.11243 | 0.10498 | 0.115 | 0.049986 | 0.047174 | 0.046699 | 0.050331 | 106.331 | 128.5698 | 111.1097 | 104.6496 | 57.6188 | 53.944 | 49.4269 | 45.8021
7 | 29 | 12 | 2239.9345 | 2294.2017 | 2336.08 | 2322.9416 | 80 | 63 | 0 | 0 | 0 | 0 | 0 | 0 | 0 | 0 | 0 | 0 | 979.1963 | 1158.6392 | 1368.5819 | 1543.2847 | 0 | 0 | 0 | 0 | -3.6839 | -80.4 | -86.4 | -86.4 | -1.0522 | -19.5522 | -17.1788 | -40 | 1185.4743 | 1172.5147 | 1071.0769 | 906.0569 | 0.36691 | 0.38398 | 0.38398 | 0 | 434.9671 | 450.2165 | 411.2668 | 0 | 0.09194 | 0.11241 | 0.105 | 0.11475 | 0.049527 | 0.047145 | 0.046464 | 0.049598 | 108.9923 | 131.8072 | 112.4625 | 103.9705 | 58.7134 | 55.2783 | 49.7661 | 44.9382
7 | 29 | 13 | 2329.2247 | 2391.0337 | 2440.2927 | 2431.0209 | 80 | 63 | 0 | 0 | 0 | 0 | 0 | 0 | 0 | 0 | 0 | 0 | 1256.3687 | 1439.5442 | 1669.9514 | 1854.2377 | 0 | 0 | 0 | 0 | -3.6839 | -57.8466 | -47.9515 | -86.4 | -2.2352 | -8 | -8 | -32.5775 | 998.7752 | 954.3361 | 826.2928 | 695.7607 | 0.36382 | 0.38398 | 0.38398 | 0 | 363.3762 | 366.4413 | 317.2758 | 0 | 0.090922 | 0.11093 | 0.10475 | 0.11457 | 0.048287 | 0.045373 | 0.045836 | 0.048502 | 90.8108 | 105.8646 | 86.5505 | 79.7099 | 48.2283 | 43.3007 | 37.8738 | 33.7457
7 | 29 | 14 | 2435.4617 | 2505.309 | 2562.7763 | 2558.2111 | 80 | 63 | 0 | 0 | 0 | 0 | 0 | 0 | 0 | 0 | 0 | 0 | 1327.3194 | 1493.4692 | 1731.019 | 1912.4316 | 0 | 0 | 0 | 0 | -3.6839 | -43.0196 | -50.6554 | -56.5176 | 1.2993 | -8 | -8 | -29.6963 | 1030.5269 | 999.8594 | 890.4127 | 731.9933 | 0.36561 | 0.38398 | 0.38398 | 0 | 376.7682 | 383.9212 | 341.8962 | 0 | 0.090027 | 0.11081 | 0.10449 | 0.11468 | 0.047322 | 0.045125 | 0.045216 | 0.04792 | 92.7753 | 110.7972 | 93.0389 | 83.9438 | 48.7664 | 45.119 | 40.2605 | 35.0772
7 | 29 | 15 | 2509.4232 | 2585.8624 | 2649.9834 | 2649.2648 | 80 | 63 | 0 | 0 | 0 | 0 | 0 | 0 | 0 | 0 | 0 | 0 | 1418.0651 | 1554.7673 | 1788.1772 | 1964.34 | 0 | 0 | 0 | 0 | -3.6839 | -4.0203 | 0 | 0.28148 | -1.7976 | -8 | -8 | -8 | 1016.8396 | 980.1153 | 869.8062 | 692.6433 | 0.36533 | 0.38398 | 0.38025 | 0 | 371.478 | 376.3399 | 330.743 | 0 | 0.089503 | 0.11094 | 0.10398 | 0.11383 | 0.047046 | 0.044935 | 0.044248 | 0.045568 | 91.0099 | 108.7375 | 90.4386 | 78.8451 | 47.8383 | 44.0411 | 38.4873 | 31.5626
7 | 29 | 16 | 2553.2958 | 2640.9128 | 2717.3293 | 2726.1249 | 80 | 63 | 0 | 0 | 0 | 0 | 0 | 0 | 0 | 0 | 0 | 0 | 1387.4926 | 1489.848 | 1693.2931 | 1851.0858 | 0 | 0 | 0 | 0 | -3.6839 | -4.0203 | -8.64 | 1.2705 | -3.6172 | -8 | -7.2963 | -5.8528 | 1093.1044 | 1100.0851 | 1039.9726 | 879.6214 | 0.37414 | 0.38398 | 0.38398 | 0.38586 | 408.9707 | 422.4053 | 399.3235 | 339.4133 | 0.089448 | 0.11146 | 0.10371 | 0.11291 | 0.046819 | 0.04463 | 0.043621 | 0.0437 | 97.7764 | 122.6164 | 107.8601 | 99.3172 | 51.1776 | 49.097 | 45.365 | 38.4395
7 | 29 | 17 | 2546.7962 | 2644.8839 | 2733.1265 | 2752.0016 | 80 | 63 | 0 | 0 | 0 | 0 | 0 | 0 | 0 | 0 | 0 | 0 | 1370.232 | 1436.7455 | 1590.2781 | 1708.3877 | 0 | 0 | 0 | 0 | -3.6839 | -9.2684 | -6.2621 | -4.32 | -3.4192 | -1.4362 | -3.1393 | -7.2603 | 1103.6674 | 1155.843 | 1152.2498 | 1055.1941 | 0.38366 | 0.35923 | 0.36981 | 0.37601 | 423.4282 | 415.2087 | 426.1104 | 396.768 | 0.089439 | 0.11111 | 0.10409 | 0.11292 | 0.046827 | 0.04417 | 0.043819 | 0.043538 | 98.7106 | 128.4257 | 119.9353 | 119.1539 | 51.6817 | 51.054 | 50.4909 | 45.9407
7 | 29 | 18 | 2511.8203 | 2619.5438 | 2719.0458 | 2748.2884 | 80 | 63 | 0 | 0 | 0 | 0 | 0 | 0 | 0 | 0 | 0 | 0 | 1071.6041 | 1072.1279 | 1161.7797 | 1225.7342 | 0 | 0 | 0 | 0 | -3.6839 | -8.0334 | -1.6171 | 0 | -2.6443 | -3.1242 | -5.8627 | -4.3212 | 1366.5445 | 1495.5735 | 1564.7459 | 1526.8753 | 0.38585 | 0.38166 | 0.38652 | 0.37341 | 527.2859 | 570.7984 | 604.8134 | 570.1506 | 0.089311 | 0.11035 | 0.10424 | 0.11301 | 0.046727 | 0.04387 | 0.044134 | 0.043905 | 122.0468 | 165.0342 | 163.1159 | 172.5503 | 63.8549 | 65.6106 | 69.0591 | 67.038
7 | 29 | 19 | 2427.831 | 2538.916 | 2642.9304 | 2677.7865 | 80 | 63 | 0 | 0 | 0 | 0 | 0 | 0 | 0 | 0 | 0 | 0 | 629.4849 | 591.7305 | 644.3798 | 676.1505 | 0 | 0 | 0 | 0 | -3.6839 | -22.8615 | -5.9426 | 39.6929 | 1.8585 | 4.7838 | 1.3203 | 6.209 | 1720.1715 | 1902.2633 | 2003.1729 | 1955.7341 | 0.38793 | 0.39411 | 0.38919 | 0.38458 | 667.3145 | 749.6989 | 779.613 | 752.1328 | 0.089727 | 0.11047 | 0.10494 | 0.11362 | 0.046957 | 0.044524 | 0.045145 | 0.045018 | 154.3454 | 210.1456 | 210.2228 | 222.216 | 80.7736 | 84.6963 | 90.4325 | 88.0433
7 | 29 | 20 | 2432.5218 | 2545.9764 | 2652.2606 | 2688.4919 | 80 | 63 | 0 | 0 | 0 | 0 | 0 | 0 | 0 | 0 | 0 | 0 | 511.1163 | 474.3673 | 523.7596 | 551.565 | 0 | 0 | 0 | 0 | -2.274 | 68.2572 | 45.7072 | 52.6975 | 1.8258 | 1.7889 | 6.8238 | 30.7498 | 1841.8537 | 1938.563 | 2075.97 | 2053.4796 | 0.38829 | 0.40541 | 0.3998 | 0.38892 | 715.1784 | 785.9035 | 829.9762 | 798.6321 | 0.089822 | 0.11041 | 0.10494 | 0.1136 | 0.04698 | 0.044538 | 0.045152 | 0.045023 | 165.4388 | 214.0288 | 217.8481 | 233.2651 | 86.5309 | 86.3397 | 93.7347 | 92.454
7 | 29 | 21 | 2350.4393 | 2461.5945 | 2565.6158 | 2601.2576 | 80 | 63 | 0 | 0 | 0 | 0 | 0 | 0 | 0 | 0 | 0 | 0 | 529.5852 | 507.0153 | 555.1575 | 577.85 | 0 | 0 | 0 | 0 | 1.9305 | 0 | 47.2776 | 28.8 | 1.8961 | 5.1303 | 4.1873 | 36.791 | 1737.0275 | 1886.4488 | 1958.9934 | 1957.8166 | 0.38736 | 0.40087 | 0.39574 | 0.38805 | 672.8593 | 756.2209 | 775.2452 | 759.7357 | 0.089616 | 0.11023 | 0.10469 | 0.11349 | 0.046946 | 0.044349 | 0.044999 | 0.044924 | 155.6646 | 207.9523 | 205.0895 | 222.1927 | 81.5457 | 83.6617 | 88.1532 | 87.9535
7 | 29 | 22 | 2157.6783 | 2263.3105 | 2362.7688 | 2398.739 | 80 | 63 | 0 | 0 | 0 | 0 | 0 | 0 | 0 | 0 | 0 | 0 | 549.1409 | 533.0652 | 580.6265 | 602.5773 | 0 | 0 | 0 | 0 | 2.9161 | 7.5206 | 24.079 | 25.0364 | 1.8247 | 4.0424 | 4.9491 | 32.8795 | 1523.7966 | 1655.6823 | 1753.1142 | 1738.2458 | 0.38147 | 0.39646 | 0.3914 | 0.38267 | 581.2788 | 656.416 | 686.1607 | 665.177 | 0.089269 | 0.10992 | 0.1041 | 0.1132 | 0.046737 | 0.04387 | 0.044437 | 0.044568 | 136.0281 | 181.9985 | 182.4926 | 196.7631 | 71.2175 | 72.6352 | 77.903 | 77.4696
7 | 29 | 23 | 1952.8789 | 2049.8911 | 2141.3741 | 2175.0196 | 80 | 63 | 0 | 0 | 0 | 0 | 0 | 0 | 0 | 0 | 0 | 0 | 536.259 | 517.1165 | 562.7555 | 587.7317 | 0 | 0 | 0 | 0 | 6.4651 | 17.5316 | 3.2919 | 33.7253 | 0.42227 | 2.5937 | 6.3188 | 20.141 | 1329.7325 | 1449.6493 | 1569.0079 | 1533.4215 | 0.37334 | 0.38975 | 0.38502 | 0.37572 | 496.4394 | 564.9999 | 604.0953 | 576.1366 | 0.088962 | 0.10955 | 0.10383 | 0.11293 | 0.046464 | 0.043485 | 0.044028 | 0.044024 | 118.2952 | 158.8108 | 162.9057 | 173.1731 | 61.7851 | 63.0373 | 69.0807 | 67.5068
7 | 29 | 24 | 1790.4733 | 1873.3591 | 1950.1134 | 1974.5964 | 80 | 63 | 0 | 0 | 0 | 0 | 0 | 0 | 0 | 0 | 0 | 0 | 492.813 | 466.8176 | 510.1536 | 536.6776 | 0 | 0 | 0 | 0 | 14.5803 | 6.2832 | 22.6846 | 28.8 | 0 | 4.9397 | 2.8096 | 28.4157 | 1203.08 | 1332.3185 | 1414.4656 | 1380.7031 | 0.36396 | 0.38033 | 0.38357 | 0.36382 | 437.8717 | 506.7203 | 542.5444 | 502.3297 | 0.089193 | 0.10941 | 0.10371 | 0.1128 | 0.046529 | 0.043309 | 0.043761 | 0.043738 | 107.306 | 145.7698 | 146.6936 | 155.7364 | 55.9786 | 57.7014 | 61.8978 | 60.3899
7 | 30 | 1 | 1691.6816 | 1761.637 | 1824.2636 | 1838.4771 | 80 | 63 | 0 | 0 | 0 | 0 | 0 | 0 | 0 | 0 | 0 | 0 | 461.9615 | 438.6244 | 478.0613 | 503.9908 | 0 | 0 | 0 | 0 | -3.6839 | 17.5316 | 22.9357 | 5.5437 | 0 | 2.9024 | 1.917 | 3.4834 | 1153.4041 | 1239.5786 | 1321.3496 | 1325.4592 | 0.3644 | 0.37066 | 0.38218 | 0.36382 | 420.3033 | 459.4601 | 504.9875 | 482.2308 | 0.089394 | 0.10944 | 0.10361 | 0.1127 | 0.046641 | 0.043306 | 0.043646 | 0.043567 | 103.1072 | 135.6551 | 136.9031 | 149.3782 | 53.7962 | 53.6818 | 57.6712 | 57.7464
7 | 30 | 2 | 1634.9778 | 1695.0893 | 1747.1562 | 1753.7494 | 80 | 63 | 0 | 0 | 0 | 0 | 0 | 0 | 0 | 0 | 0 | 0 | 423.5699 | 406.0174 | 440.2745 | 464.1286 | 0 | 0 | 0 | 0 | -3.6839 | 34.1762 | 39.781 | 0 | 0 | 4.3716 | 1.0404 | 1.8476 | 1135.0918 | 1187.5241 | 1266.0603 | 1287.7732 | 0.3644 | 0.36878 | 0.38135 | 0.36382 | 413.6307 | 437.9335 | 482.8172 | 468.5198 | 0.089426 | 0.10944 | 0.10352 | 0.11266 | 0.04669 | 0.043268 | 0.043544 | 0.043375 | 101.5072 | 129.9581 | 131.0674 | 145.0847 | 52.9979 | 51.382 | 55.1294 | 55.8573
7 | 30 | 3 | 1598.6736 | 1649.5079 | 1691.4605 | 1690.3447 | 80 | 63 | 0 | 0 | 0 | 0 | 0 | 0 | 0 | 0 | 0 | 0 | 391.4746 | 375.2343 | 407.9434 | 428.4944 | 0 | 0 | 0 | 0 | -2.8931 | 57.9489 | 43.9575 | 0 | 0 | 3.3114 | 4.1279 | 0 | 1130.0921 | 1150.0133 | 1235.4316 | 1261.8503 | 0.36651 | 0.3648 | 0.37847 | 0.36382 | 414.1858 | 419.5279 | 467.5733 | 459.0885 | 0.089315 | 0.10937 | 0.10335 | 0.1126 | 0.046623 | 0.043132 | 0.043413 | 0.043245 | 100.9341 | 125.7807 | 127.6857 | 142.0874 | 52.6882 | 49.6026 | 53.6343 | 54.5683
7 | 30 | 4 | 1644.8409 | 1691.2387 | 1727.6966 | 1720.8323 | 80 | 63 | 0 | 0 | 0 | 0 | 0 | 0 | 0 | 0 | 0 | 0 | 327.3732 | 305.0083 | 334.4135 | 354.4125 | 0 | 0 | 0 | 0 | -0.68177 | 87.6582 | 43.9868 | 0 | 0 | 8.0991 | 0 | 0 | 1238.1494 | 1227.4731 | 1349.2963 | 1366.4199 | 0.36512 | 0.37056 | 0.38415 | 0.36382 | 452.0775 | 454.8553 | 518.329 | 497.1331 | 0.089086 | 0.10936 | 0.10336 | 0.11261 | 0.04645 | 0.043219 | 0.043509 | 0.04333 | 110.3014 | 134.234 | 139.4579 | 153.8773 | 57.5118 | 53.0507 | 58.7072 | 59.2065
7 | 30 | 5 | 1733.2348 | 1777.5117 | 1810.7184 | 1799.0815 | 80 | 63 | 0 | 0 | 0 | 0 | 0 | 0 | 0 | 0 | 0 | 0 | 255.2867 | 229.0444 | 255.0979 | 271.5824 | 0 | 0 | 0 | 0 | 10.7423 | 20.5204 | -16.8638 | 44.2803 | 0 | 31.8592 | 37.6498 | 6.2633 | 1387.2058 | 1433.0877 | 1534.8345 | 1476.9554 | 0.36404 | 0.37803 | 0.38589 | 0.36382 | 505.0033 | 541.7504 | 592.2744 | 537.3484 | 0.088906 | 0.10933 | 0.10336 | 0.11261 | 0.046451 | 0.043379 | 0.043638 | 0.043426 | 123.3314 | 156.6852 | 158.6375 | 166.3148 | 64.4367 | 62.1663 | 66.9768 | 64.1376
7 | 30 | 6 | 1837.3052 | 1879.9661 | 1910.5817 | 1894.6606 | 80 | 63 | 0 | 0 | 0 | 0 | 0 | 0 | 0 | 0 | 0 | 0 | 415.145 | 394.7813 | 416.3271 | 431.0224 | 0 | 0 | 0 | 0 | 6.1024 | 58.8107 | 43.2043 | -19.1775 | 1.1389 | 5.119 | 4.2033 | 3.6498 | 1334.9189 | 1358.255 | 1446.847 | 1479.166 | 0.36811 | 0.37383 | 0.38312 | 0.36387 | 491.3911 | 507.7585 | 554.3108 | 538.2218 | 0.089231 | 0.10939 | 0.10338 | 0.11264 | 0.04667 | 0.043182 | 0.043298 | 0.043065 | 119.1158 | 148.5782 | 149.5761 | 166.6139 | 62.3002 | 58.6523 | 62.6452 | 63.7006
7 | 30 | 7 | 1992.4519 | 2037.1143 | 2069.3707 | 2052.3568 | 80 | 63 | 0 | 0 | 0 | 0 | 0 | 0 | 0 | 0 | 0 | 0 | 822.0085 | 801.8916 | 823.8994 | 841.257 | 0 | 0 | 0 | 0 | -2.2912 | -21.8962 | -13.2263 | 0 | 2.6207 | 3.6109 | 0.2048 | -4.1262 | 1090.1139 | 1190.508 | 1258.4928 | 1215.226 | 0.37184 | 0.3586 | 0.37474 | 0.37002 | 405.3466 | 426.9116 | 471.6018 | 449.6529 | 0.090627 | 0.11082 | 0.10398 | 0.11362 | 0.047857 | 0.044837 | 0.043498 | 0.044758 | 98.7941 | 131.9286 | 130.861 | 138.0778 | 52.1699 | 53.3786 | 54.7419 | 54.3915
7 | 30 | 8 | 2161.0782 | 2212.8639 | 2253.2519 | 2241.3469 | 80 | 63 | 0 | 0 | 0 | 0 | 0 | 0 | 0 | 0 | 0 | 0 | 1146.2495 | 1183.4814 | 1255.2354 | 1317.6782 | 0 | 0 | 0 | 0 | -3.6839 | -18.3213 | -11.445 | 0 | -1.9803 | -8 | -7.4221 | -3.9638 | 940.493 | 992.7038 | 1016.8836 | 927.6325 | 0.37003 | 0.38103 | 0.36475 | 0.38586 | 348.0075 | 378.2477 | 370.9095 | 357.9401 | 0.091665 | 0.11073 | 0.10517 | 0.11537 | 0.049163 | 0.046212 | 0.046403 | 0.050116 | 86.2105 | 109.9223 | 106.9502 | 107.025 | 46.2374 | 45.8752 | 47.1862 | 46.4892
7 | 30 | 9 | 2318.6382 | 2380.4352 | 2432.266 | 2428.4544 | 80 | 63 | 0 | 0 | 0 | 0 | 0 | 0 | 0 | 0 | 0 | 0 | 1355.8129 | 1458.5988 | 1585.3545 | 1696.6689 | 0 | 0 | 0 | 0 | -3.6839 | -86.4052 | -65.5195 | -0.864 | -0.29913 | -8 | -8 | -7.238 | 886.8084 | 953.2416 | 920.431 | 739.8875 | 0.36691 | 0.38398 | 0.38398 | 0 | 325.3824 | 366.0211 | 353.4225 | 0 | 0.092231 | 0.11111 | 0.10511 | 0.11428 | 0.049994 | 0.046858 | 0.046711 | 0.048144 | 81.7913 | 105.918 | 96.7477 | 84.5549 | 44.3352 | 44.6674 | 42.9939 | 35.6213
7 | 30 | 10 | 2460.614 | 2529.0858 | 2586.9521 | 2584.8447 | 80 | 63 | 0 | 0 | 0 | 0 | 0 | 0 | 0 | 0 | 0 | 0 | 1505.6725 | 1653.7033 | 1819.0819 | 1963.5734 | 0 | 0 | 0 | 0 | -3.6839 | -82.2212 | -86.4 | -63.6263 | -0.73122 | -16.3513 | -8.874 | -30.8083 | 879.3566 | 910.955 | 863.1442 | 715.7058 | 0.36691 | 0.38398 | 0.38398 | 0 | 322.6482 | 349.7841 | 331.4258 | 0 | 0.092311 | 0.11094 | 0.10507 | 0.11509 | 0.05012 | 0.046895 | 0.046801 | 0.050633 | 81.1739 | 101.0629 | 90.693 | 82.3714 | 44.0736 | 42.7189 | 40.3958 | 36.2382
7 | 30 | 11 | 2574.5252 | 2648.5642 | 2710.5263 | 2707.9554 | 80 | 63 | 0 | 0 | 0 | 0 | 0 | 0 | 0 | 0 | 0 | 0 | 1579.78 | 1759.4431 | 1955.0848 | 2123.8698 | 0 | 0 | 0 | 0 | -3.6839 | -80.4 | -86.4 | -86.4 | -0.59148 | -14.3212 | -13.2579 | -40 | 919.0206 | 920.8423 | 855.0994 | 710.4856 | 0.36691 | 0.38398 | 0.38398 | 0 | 337.2014 | 353.5805 | 328.3368 | 0 | 0.092245 | 0.11243 | 0.10498 | 0.115 | 0.049986 | 0.047174 | 0.046699 | 0.050331 | 84.7755 | 103.5339 | 89.766 | 81.7046 | 45.9383 | 43.4397 | 39.9322 | 35.7598
7 | 30 | 12 | 2656.9901 | 2735.6909 | 2801.3164 | 2798.9807 | 80 | 63 | 0 | 0 | 0 | 0 | 0 | 0 | 0 | 0 | 0 | 0 | 1600.7949 | 1796.9445 | 2012.3473 | 2196.3719 | 0 | 0 | 0 | 0 | -3.6839 | -80.4 | -86.4 | -86.4 | -1.0522 | -19.5522 | -17.1788 | -40 | 980.9314 | 975.6986 | 892.5479 | 729.0089 | 0.36691 | 0.38398 | 0.38398 | 0 | 359.9174 | 374.644 | 342.7161 | 0 | 0.09194 | 0.11241 | 0.105 | 0.11475 | 0.049527 | 0.047145 | 0.046464 | 0.049598 | 90.1866 | 109.6823 | 93.7171 | 83.6541 | 48.5829 | 45.9994 | 41.471 | 36.157
7 | 30 | 13 | 2738.3745 | 2824.1537 | 2896.7098 | 2898.0359 | 80 | 63 | 0 | 0 | 0 | 0 | 0 | 0 | 0 | 0 | 0 | 0 | 1620.0325 | 1814.5817 | 2044.7312 | 2237.6189 | 0 | 0 | 0 | 0 | -3.6839 | -57.8466 | -47.9515 | -86.4 | -2.2352 | -8 | -8 | -32.5775 | 1044.261 | 1012.4186 | 907.9301 | 779.3945 | 0.36382 | 0.38398 | 0.38398 | 0 | 379.925 | 388.7436 | 348.6225 | 0 | 0.090922 | 0.11093 | 0.10475 | 0.11457 | 0.048287 | 0.045373 | 0.045836 | 0.048502 | 94.9465 | 112.3077 | 95.1017 | 89.2914 | 50.4247 | 45.9361 | 41.6157 | 37.8021
7 | 30 | 14 | 2819.0046 | 2911.322 | 2990.6283 | 2995.9978 | 80 | 63 | 0 | 0 | 0 | 0 | 0 | 0 | 0 | 0 | 0 | 0 | 1686.2203 | 1855.3332 | 2086.6309 | 2278.8302 | 0 | 0 | 0 | 0 | -3.6839 | -43.0196 | -50.6554 | -56.5176 | 1.2993 | -8 | -8 | -29.6963 | 1055.1689 | 1044.0085 | 962.6528 | 803.3814 | 0.36561 | 0.38398 | 0.38398 | 0 | 385.7775 | 400.8733 | 369.6346 | 0 | 0.090027 | 0.11081 | 0.10449 | 0.11468 | 0.047322 | 0.045125 | 0.045216 | 0.04792 | 94.9938 | 115.6895 | 100.5873 | 92.1305 | 49.9325 | 47.1112 | 43.5269 | 38.4981
7 | 30 | 15 | 2884.7803 | 2983.21 | 3068.704 | 3077.708 | 80 | 63 | 0 | 0 | 0 | 0 | 0 | 0 | 0 | 0 | 0 | 0 | 1681.0063 | 1810.3731 | 2023.6903 | 2197.0648 | 0 | 0 | 0 | 0 | -3.6839 | -4.0203 | 0 | 0.28148 | -1.7976 | -8 | -8 | -8 | 1129.2556 | 1121.8572 | 1053.0136 | 888.3617 | 0.36533 | 0.38398 | 0.38025 | 0 | 412.5465 | 430.7653 | 400.4075 | 0 | 0.089503 | 0.11094 | 0.10398 | 0.11383 | 0.047046 | 0.044935 | 0.044248 | 0.045568 | 101.0714 | 124.4628 | 109.4877 | 101.1242 | 53.127 | 50.4102 | 46.5939 | 40.4812
7 | 30 | 16 | 2919.3477 | 3028.4101 | 3125.6697 | 3143.9468 | 80 | 63 | 0 | 0 | 0 | 0 | 0 | 0 | 0 | 0 | 0 | 0 | 1670.7508 | 1765.0041 | 1949.2282 | 2102.4383 | 0 | 0 | 0 | 0 | -3.6839 | -4.0203 | -8.64 | 1.2705 | -3.6172 | -8 | -7.2963 | -5.8528 | 1175.898 | 1212.4263 | 1192.3779 | 1046.0909 | 0.37414 | 0.38398 | 0.38398 | 0.38586 | 439.9469 | 465.5416 | 457.8433 | 403.6477 | 0.089448 | 0.11146 | 0.10371 | 0.11291 | 0.046819 | 0.04463 | 0.043621 | 0.0437 | 105.1821 | 135.1381 | 123.6667 | 118.1131 | 55.0539 | 54.1109 | 52.0131 | 45.7142
7 | 30 | 17 | 2900.1846 | 3018.9758 | 3127.3404 | 3155.369 | 80 | 63 | 0 | 0 | 0 | 0 | 0 | 0 | 0 | 0 | 0 | 0 | 1556.4522 | 1618.9537 | 1755.8123 | 1870.7716 | 0 | 0 | 0 | 0 | -3.6839 | -9.2684 | -6.2621 | -4.32 | -3.4192 | -1.4362 | -3.1393 | -7.2603 | 1270.8355 | 1347.7267 | 1380.9295 | 1296.1777 | 0.38366 | 0.35923 | 0.36981 | 0.37601 | 487.5633 | 484.1382 | 510.6778 | 487.3813 | 0.089439 | 0.11111 | 0.10409 | 0.11292 | 0.046827 | 0.04417 | 0.043819 | 0.043538 | 113.6619 | 149.7459 | 143.7381 | 146.366 | 59.5097 | 59.5296 | 60.5115 | 56.4325
7 | 30 | 18 | 2789.0878 | 2913.0552 | 3028.3449 | 3064.7693 | 80 | 63 | 0 | 0 | 0 | 0 | 0 | 0 | 0 | 0 | 0 | 0 | 1090.5614 | 1104.8594 | 1185.5756 | 1254.4533 | 0 | 0 | 0 | 0 | -3.6839 | -8.0334 | -1.6171 | 0 | -2.6443 | -3.1242 | -5.8627 | -4.3212 | 1624.8547 | 1756.3534 | 1850.2491 | 1814.6371 | 0.38585 | 0.38166 | 0.38652 | 0.37341 | 626.9558 | 670.3273 | 715.1675 | 677.6038 | 0.089311 | 0.11035 | 0.10424 | 0.11301 | 0.046727 | 0.04387 | 0.044134 | 0.043905 | 145.1166 | 193.8108 | 192.878 | 205.0699 | 75.925 | 77.0509 | 81.6596 | 79.6722
7 | 30 | 19 | 2675.0839 | 2800.6545 | 2918.7475 | 2960.008 | 80 | 63 | 0 | 0 | 0 | 0 | 0 | 0 | 0 | 0 | 0 | 0 | 746.6735 | 729.3378 | 775.7602 | 822.5812 | 0 | 0 | 0 | 0 | -3.6839 | -22.8615 | -5.9426 | 39.6929 | 1.8585 | 4.7838 | 1.3203 | 6.209 | 1850.2358 | 2026.3943 | 2147.6096 | 2091.5249 | 0.38793 | 0.39411 | 0.38919 | 0.38458 | 717.771 | 798.62 | 835.8262 | 804.355 | 0.089727 | 0.11047 | 0.10494 | 0.11362 | 0.046957 | 0.044524 | 0.045145 | 0.045018 | 166.0157 | 223.8585 | 225.3807 | 237.6449 | 86.881 | 90.2231 | 96.9531 | 94.1563
7 | 30 | 20 | 2663.1233 | 2790.0879 | 2909.5026 | 2951.7069 | 80 | 63 | 0 | 0 | 0 | 0 | 0 | 0 | 0 | 0 | 0 | 0 | 633.5644 | 615.9215 | 655.1623 | 702.4643 | 0 | 0 | 0 | 0 | -2.274 | 68.2572 | 45.7072 | 52.6975 | 1.8258 | 1.7889 | 6.8238 | 30.7498 | 1950.0071 | 2041.1203 | 2201.8092 | 2165.7954 | 0.38829 | 0.40541 | 0.3998 | 0.38892 | 757.1736 | 827.4807 | 880.287 | 842.3136 | 0.089822 | 0.11041 | 0.10494 | 0.1136 | 0.04698 | 0.044538 | 0.045152 | 0.045023 | 175.1533 | 225.3517 | 231.0534 | 246.0236 | 91.612 | 90.9074 | 99.4167 | 97.5108
7 | 30 | 21 | 2547.2482 | 2669.9335 | 2785.1612 | 2825.9008 | 80 | 63 | 0 | 0 | 0 | 0 | 0 | 0 | 0 | 0 | 0 | 0 | 588.5117 | 572.8581 | 609.9322 | 652.5804 | 0 | 0 | 0 | 0 | 1.9305 | 0 | 47.2776 | 28.8 | 1.8961 | 5.1303 | 4.1873 | 36.791 | 1874.9099 | 2028.9451 | 2123.764 | 2107.7294 | 0.38736 | 0.40087 | 0.39574 | 0.38805 | 726.2698 | 813.3434 | 840.451 | 817.9098 | 0.089616 | 0.11023 | 0.10469 | 0.11349 | 0.046946 | 0.044349 | 0.044999 | 0.044924 | 168.021 | 223.6603 | 222.3396 | 239.2063 | 88.0186 | 89.9813 | 95.5677 | 94.6883
7 | 30 | 22 | 2326.5715 | 2442.0984 | 2551.1736 | 2591.5185 | 80 | 63 | 0 | 0 | 0 | 0 | 0 | 0 | 0 | 0 | 0 | 0 | 498.2432 | 478.0956 | 512.7007 | 548.6276 | 0 | 0 | 0 | 0 | 2.9161 | 7.5206 | 24.079 | 25.0364 | 1.8247 | 4.0424 | 4.9491 | 32.8795 | 1743.5876 | 1889.4398 | 2009.4448 | 1984.9749 | 0.38147 | 0.39646 | 0.3914 | 0.38267 | 665.1219 | 749.0921 | 786.4873 | 759.5932 | 0.089269 | 0.10992 | 0.1041 | 0.1132 | 0.046737 | 0.04387 | 0.044437 | 0.044568 | 155.6487 | 207.694 | 209.1757 | 224.692 | 81.4898 | 82.8902 | 89.2936 | 88.4658
7 | 30 | 23 | 2091.8975 | 2197.0541 | 2296.4529 | 2333.6993 | 80 | 63 | 0 | 0 | 0 | 0 | 0 | 0 | 0 | 0 | 0 | 0 | 439.7747 | 419.7294 | 450.6473 | 483.3705 | 0 | 0 | 0 | 0 | 6.4651 | 17.5316 | 3.2919 | 33.7253 | 0.42227 | 2.5937 | 6.3188 | 20.141 | 1565.2354 | 1694.1994 | 1836.1949 | 1796.4624 | 0.37334 | 0.38975 | 0.38502 | 0.37572 | 584.3616 | 660.3132 | 706.9669 | 674.9662 | 0.088962 | 0.10955 | 0.10383 | 0.11293 | 0.046464 | 0.043485 | 0.044028 | 0.044024 | 139.246 | 185.6016 | 190.6469 | 202.879 | 72.7275 | 73.6714 | 80.8445 | 79.0869
7 | 30 | 24 | 1912.7004 | 2002.7471 | 2086.461 | 2114.1099 | 80 | 63 | 0 | 0 | 0 | 0 | 0 | 0 | 0 | 0 | 0 | 0 | 403.321 | 384.3214 | 410.4203 | 444.0956 | 0 | 0 | 0 | 0 | 14.5803 | 6.2832 | 22.6846 | 28.8 | 0 | 4.9397 | 2.8096 | 28.4157 | 1414.7992 | 1544.2027 | 1650.5465 | 1612.7986 | 0.36396 | 0.38033 | 0.38357 | 0.36382 | 514.9288 | 587.3062 | 633.0976 | 586.7711 | 0.089193 | 0.10941 | 0.10371 | 0.1128 | 0.046529 | 0.043309 | 0.043761 | 0.043738 | 126.1898 | 168.9522 | 171.1775 | 181.9156 | 65.8298 | 66.8778 | 72.2289 | 70.5414
7 | 31 | 1 | 1804.4637 | 1881.0265 | 1950.0749 | 1967.2097 | 80 | 63 | 0 | 0 | 0 | 0 | 0 | 0 | 0 | 0 | 0 | 0 | 350.4137 | 344.2607 | 361.8826 | 391.3668 | 0 | 0 | 0 | 0 | -3.6839 | 17.5316 | 22.9357 | 5.5437 | 0 | 2.9024 | 1.917 | 3.4834 | 1377.7339 | 1453.3317 | 1563.3396 | 1566.8158 | 0.3644 | 0.37066 | 0.38218 | 0.36382 | 502.0496 | 538.6894 | 597.4701 | 570.0415 | 0.089394 | 0.10944 | 0.10361 | 0.1127 | 0.046641 | 0.043306 | 0.043646 | 0.043567 | 123.1609 | 159.0474 | 161.9753 | 176.5789 | 64.2592 | 62.9387 | 68.2331 | 68.2617
7 | 31 | 2 | 1724.5318 | 1789.8898 | 1847.0559 | 1855.9689 | 80 | 63 | 0 | 0 | 0 | 0 | 0 | 0 | 0 | 0 | 0 | 0 | 287.8442 | 284.3384 | 295.8653 | 323.1664 | 0 | 0 | 0 | 0 | -3.6839 | 34.1762 | 39.781 | 0 | 0 | 4.3716 | 1.0404 | 1.8476 | 1360.3715 | 1404.0036 | 1510.3693 | 1530.9549 | 0.3644 | 0.36878 | 0.38135 | 0.36382 | 495.7232 | 517.7665 | 575.9855 | 556.9946 | 0.089426 | 0.10944 | 0.10352 | 0.11266 | 0.04669 | 0.043268 | 0.043544 | 0.043375 | 121.6532 | 153.6488 | 156.3593 | 172.4824 | 63.5163 | 60.7487 | 65.7676 | 66.4053
7 | 31 | 3 | 1684.7293 | 1740.6053 | 1787.4579 | 1788.5711 | 80 | 63 | 0 | 0 | 0 | 0 | 0 | 0 | 0 | 0 | 0 | 0 | 209.0197 | 201.322 | 208.5178 | 233.1645 | 0 | 0 | 0 | 0 | -2.8931 | 57.9489 | 43.9575 | 0 | 0 | 3.3114 | 4.1279 | 0 | 1398.6027 | 1415.023 | 1530.8547 | 1555.4067 | 0.36651 | 0.3648 | 0.37847 | 0.36382 | 512.5966 | 516.2042 | 579.382 | 565.8906 | 0.089315 | 0.10937 | 0.10335 | 0.1126 | 0.046623 | 0.043132 | 0.043413 | 0.043245 | 124.9161 | 154.7656 | 158.2185 | 175.1426 | 65.207 | 61.033 | 66.4596 | 67.2631
7 | 31 | 4 | 1700.6023 | 1750.2669 | 1789.8998 | 1784.4799 | 80 | 63 | 0 | 0 | 0 | 0 | 0 | 0 | 0 | 0 | 0 | 0 | 155.0595 | 142.0993 | 145.6119 | 171.0686 | 0 | 0 | 0 | 0 | -0.68177 | 87.6582 | 43.9868 | 0 | 0 | 8.0991 | 0 | 0 | 1466.2245 | 1449.4103 | 1600.3011 | 1613.4112 | 0.36512 | 0.37056 | 0.38415 | 0.36382 | 535.3531 | 537.0969 | 614.752 | 586.994 | 0.089086 | 0.10936 | 0.10336 | 0.11261 | 0.04645 | 0.043219 | 0.043509 | 0.04333 | 130.6197 | 158.5046 | 165.4008 | 181.6919 | 68.1059 | 62.6428 | 69.6283 | 69.9085
7 | 31 | 5 | 1795.9226 | 1843.8721 | 1880.6483 | 1870.6351 | 80 | 63 | 0 | 0 | 0 | 0 | 0 | 0 | 0 | 0 | 0 | 0 | 125.8057 | 116.7385 | 116.4377 | 140.4715 | 0 | 0 | 0 | 0 | 10.7423 | 20.5204 | -16.8638 | 44.2803 | 0 | 31.8592 | 37.6498 | 6.2633 | 1579.3746 | 1611.754 | 1743.4246 | 1679.62 | 0.36404 | 0.37803 | 0.38589 | 0.36382 | 574.9612 | 609.2917 | 672.7668 | 611.0821 | 0.088906 | 0.10933 | 0.10336 | 0.11261 | 0.046451 | 0.043379 | 0.043638 | 0.043426 | 140.4164 | 176.2195 | 180.197 | 189.1361 | 73.3631 | 69.9167 | 76.0793 | 72.9384
7 | 31 | 6 | 1890.4079 | 1936.1798 | 1969.8191 | 1955.2736 | 80 | 63 | 0 | 0 | 0 | 0 | 0 | 0 | 0 | 0 | 0 | 0 | 214.2403 | 206.805 | 205.8068 | 226.2812 | 0 | 0 | 0 | 0 | 6.1024 | 58.8107 | 43.2043 | -19.1775 | 1.1389 | 5.119 | 4.2033 | 3.6498 | 1588.9263 | 1602.4451 | 1716.6047 | 1744.5201 | 0.36811 | 0.37383 | 0.38312 | 0.36387 | 584.8926 | 599.0444 | 657.6594 | 634.7758 | 0.089231 | 0.10939 | 0.10338 | 0.11264 | 0.04667 | 0.043182 | 0.043298 | 0.043065 | 141.7811 | 175.2899 | 177.4638 | 196.5035 | 74.1546 | 69.197 | 74.3251 | 75.1282
7 | 31 | 7 | 2044.0154 | 2091.6987 | 2126.8911 | 2111.2128 | 80 | 63 | 0 | 0 | 0 | 0 | 0 | 0 | 0 | 0 | 0 | 0 | 655.9699 | 649.1807 | 653.82 | 673.5468 | 0 | 0 | 0 | 0 | -2.2912 | -21.8962 | -13.2263 | 0 | 2.6207 | 3.6109 | 0.2048 | -4.1262 | 1307.716 | 1397.8033 | 1486.0926 | 1441.7923 | 0.37184 | 0.3586 | 0.37474 | 0.37002 | 486.2595 | 501.2468 | 556.8915 | 533.486 | 0.090627 | 0.11082 | 0.10398 | 0.11362 | 0.047857 | 0.044837 | 0.043498 | 0.044758 | 118.5148 | 154.9004 | 154.5273 | 163.8209 | 62.5837 | 62.673 | 64.642 | 64.5322
7 | 31 | 8 | 2199.1386 | 2253.1542 | 2295.7093 | 2284.7902 | 80 | 63 | 0 | 0 | 0 | 0 | 0 | 0 | 0 | 0 | 0 | 0 | 934.7883 | 967.0663 | 1008.7251 | 1058.591 | 0 | 0 | 0 | 0 | -3.6839 | -18.3213 | -11.445 | 0 | -1.9803 | -8 | -7.4221 | -3.9638 | 1190.0146 | 1249.4091 | 1305.8513 | 1230.163 | 0.37003 | 0.38103 | 0.36475 | 0.38586 | 440.3372 | 476.0596 | 476.3108 | 474.6757 | 0.091665 | 0.11073 | 0.10517 | 0.11537 | 0.049163 | 0.046212 | 0.046403 | 0.050116 | 109.0829 | 138.3473 | 137.3422 | 141.9292 | 58.5046 | 57.7381 | 60.595 | 61.6508
7 | 31 | 9 | 2332.1412 | 2394.7294 | 2447.329 | 2443.8672 | 80 | 63 | 0 | 0 | 0 | 0 | 0 | 0 | 0 | 0 | 0 | 0 | 1187.4861 | 1273.4258 | 1365.9737 | 1458.3419 | 0 | 0 | 0 | 0 | -3.6839 | -86.4052 | -65.5195 | -0.864 | -0.29913 | -8 | -8 | -7.238 | 1068.6382 | 1152.7087 | 1154.8747 | 993.6273 | 0.36691 | 0.38398 | 0.38398 | 0 | 392.0983 | 442.6115 | 443.443 | 0 | 0.092231 | 0.11111 | 0.10511 | 0.11428 | 0.049994 | 0.046858 | 0.046711 | 0.048144 | 98.5617 | 128.0814 | 121.3904 | 113.5524 | 53.4257 | 54.0141 | 53.9449 | 47.8374
7 | 31 | 10 | 2467.4705 | 2536.344 | 2594.6007 | 2592.6708 | 80 | 63 | 0 | 0 | 0 | 0 | 0 | 0 | 0 | 0 | 0 | 0 | 1390.3692 | 1527.6322 | 1669.8314 | 1802.9919 | 0 | 0 | 0 | 0 | -3.6839 | -82.2212 | -86.4 | -63.6263 | -0.73122 | -16.3513 | -8.874 | -30.8083 | 1001.5164 | 1044.2843 | 1020.0433 | 884.1135 | 0.36691 | 0.38398 | 0.38398 | 0 | 367.4704 | 400.9792 | 391.6711 | 0 | 0.092311 | 0.11094 | 0.10507 | 0.11509 | 0.05012 | 0.046895 | 0.046801 | 0.050633 | 92.4506 | 115.8547 | 107.1789 | 101.7536 | 50.1963 | 48.9713 | 47.7388 | 44.7651
7 | 31 | 11 | 2576.4842 | 2650.638 | 2712.7116 | 2710.1914 | 80 | 63 | 0 | 0 | 0 | 0 | 0 | 0 | 0 | 0 | 0 | 0 | 1507.8334 | 1671.5008 | 1839.281 | 1994.1201 | 0 | 0 | 0 | 0 | -3.6839 | -80.4 | -86.4 | -86.4 | -0.59148 | -14.3212 | -13.2579 | -40 | 992.9262 | 1010.8584 | 973.0885 | 842.4713 | 0.36691 | 0.38398 | 0.38398 | 0 | 364.3184 | 388.1445 | 373.6417 | 0 | 0.092245 | 0.11243 | 0.10498 | 0.115 | 0.049986 | 0.047174 | 0.046699 | 0.050331 | 91.5929 | 113.6547 | 102.1521 | 96.8827 | 49.6325 | 47.6861 | 45.4421 | 42.4028
7 | 31 | 12 | 2664.1265 | 2743.2453 | 2809.2772 | 2807.1263 | 80 | 63 | 0 | 0 | 0 | 0 | 0 | 0 | 0 | 0 | 0 | 0 | 1530.7226 | 1714.5604 | 1901.9545 | 2073.438 | 0 | 0 | 0 | 0 | -3.6839 | -80.4 | -86.4 | -86.4 | -1.0522 | -19.5522 | -17.1788 | -40 | 1058.14 | 1065.6372 | 1010.9015 | 860.0884 | 0.36691 | 0.38398 | 0.38398 | 0 | 388.2464 | 409.1782 | 388.1609 | 0 | 0.09194 | 0.11241 | 0.105 | 0.11475 | 0.049527 | 0.047145 | 0.046464 | 0.049598 | 97.2852 | 119.7926 | 106.1441 | 98.6956 | 52.4069 | 50.2395 | 46.9702 | 42.6583
7 | 31 | 13 | 2759.1538 | 2846.1504 | 2919.8897 | 2921.754 | 80 | 63 | 0 | 0 | 0 | 0 | 0 | 0 | 0 | 0 | 0 | 0 | 1534.7303 | 1724.7982 | 1918.553 | 2096.6932 | 0 | 0 | 0 | 0 | -3.6839 | -57.8466 | -47.9515 | -86.4 | -2.2352 | -8 | -8 | -32.5775 | 1150.3426 | 1124.1989 | 1057.2882 | 944.0383 | 0.36382 | 0.38398 | 0.38398 | 0 | 418.5198 | 431.6644 | 405.9722 | 0 | 0.090922 | 0.11093 | 0.10475 | 0.11457 | 0.048287 | 0.045373 | 0.045836 | 0.048502 | 104.5917 | 124.7075 | 110.7463 | 108.1538 | 55.5471 | 51.0078 | 48.4616 | 45.7877
7 | 31 | 14 | 2829.3593 | 2922.2834 | 3002.1793 | 3007.8169 | 80 | 63 | 0 | 0 | 0 | 0 | 0 | 0 | 0 | 0 | 0 | 0 | 1208.244 | 1400.7264 | 1594.2789 | 1770.6393 | 0 | 0 | 0 | 0 | -3.6839 | -43.0196 | -50.6554 | -56.5176 | 1.2993 | -8 | -8 | -29.6963 | 1543.4998 | 1509.5766 | 1466.5558 | 1323.3914 | 0.36561 | 0.38398 | 0.38398 | 0 | 564.3149 | 579.6399 | 563.1208 | 0 | 0.090027 | 0.11081 | 0.10449 | 0.11468 | 0.047322 | 0.045125 | 0.045216 | 0.04792 | 138.9568 | 167.2804 | 153.24 | 151.7645 | 73.0411 | 68.1201 | 66.3112 | 63.417
7 | 31 | 15 | 2877.2242 | 2975.2112 | 3060.2749 | 3069.0832 | 80 | 63 | 0 | 0 | 0 | 0 | 0 | 0 | 0 | 0 | 0 | 0 | 1048.183 | 1209.0998 | 1379.0242 | 1533.5216 | 0 | 0 | 0 | 0 | -3.6839 | -4.0203 | 0 | 0.28148 | -1.7976 | -8 | -8 | -8 | 1754.5227 | 1715.1317 | 1689.2507 | 1543.2802 | 0.36533 | 0.38398 | 0.38025 | 0 | 640.9728 | 658.5679 | 642.3361 | 0 | 0.089503 | 0.11094 | 0.10398 | 0.11383 | 0.047046 | 0.044935 | 0.044248 | 0.045568 | 157.0345 | 190.2828 | 175.6409 | 175.675 | 82.5434 | 77.0688 | 74.7462 | 70.3248
7 | 31 | 16 | 2891.0822 | 2998.4887 | 3094.1388 | 3111.6838 | 80 | 63 | 0 | 0 | 0 | 0 | 0 | 0 | 0 | 0 | 0 | 0 | 933.7074 | 1050.2974 | 1197.9531 | 1334.1128 | 0 | 0 | 0 | 0 | -3.6839 | -4.0203 | -8.64 | 1.2705 | -3.6172 | -8 | -7.2963 | -5.8528 | 1884.676 | 1897.2116 | 1912.1221 | 1782.1534 | 0.37414 | 0.38398 | 0.38398 | 0.38586 | 705.1269 | 728.4821 | 734.2071 | 687.6669 | 0.089448 | 0.11146 | 0.10371 | 0.11291 | 0.046819 | 0.04463 | 0.043621 | 0.0437 | 168.5811 | 211.4648 | 198.3144 | 201.2213 | 88.2378 | 84.673 | 83.4093 | 77.8802
7 | 31 | 17 | 2853.0288 | 2969.0574 | 3074.7369 | 3101.5441 | 80 | 63 | 0 | 0 | 0 | 0 | 0 | 0 | 0 | 0 | 0 | 0 | 693.7262 | 746.5581 | 859.1215 | 963.6859 | 0 | 0 | 0 | 0 | -3.6839 | -9.2684 | -6.2621 | -4.32 | -3.4192 | -1.4362 | -3.1393 | -7.2603 | 2086.4058 | 2170.2039 | 2225.0168 | 2149.4385 | 0.38366 | 0.35923 | 0.36981 | 0.37601 | 800.4614 | 779.5933 | 822.8274 | 808.2195 | 0.089439 | 0.11111 | 0.10409 | 0.11292 | 0.046827 | 0.04417 | 0.043819 | 0.043538 | 186.6055 | 241.1313 | 231.5974 | 242.7173 | 97.7006 | 95.8588 | 97.4989 | 93.5815
7 | 31 | 18 | 2754.0358 | 2875.9497 | 2989.2435 | 3024.76 | 80 | 63 | 0 | 0 | 0 | 0 | 0 | 0 | 0 | 0 | 0 | 0 | 731.5618 | 722.6247 | 790.0902 | 855.6766 | 0 | 0 | 0 | 0 | -3.6839 | -8.0334 | -1.6171 | 0 | -2.6443 | -3.1242 | -5.8627 | -4.3212 | 1948.8023 | 2101.4826 | 2206.6331 | 2173.4046 | 0.38585 | 0.38166 | 0.38652 | 0.37341 | 751.9521 | 802.0488 | 852.9188 | 811.5711 | 0.089311 | 0.11035 | 0.10424 | 0.11301 | 0.046727 | 0.04387 | 0.044134 | 0.043905 | 174.0485 | 231.8953 | 230.029 | 245.6138 | 91.0622 | 92.1917 | 97.3884 | 95.4241
7 | 31 | 19 | 2646.8184 | 2770.733 | 2887.2166 | 2927.7449 | 80 | 63 | 0 | 0 | 0 | 0 | 0 | 0 | 0 | 0 | 0 | 0 | 558.1039 | 524.1036 | 565.9803 | 608.2218 | 0 | 0 | 0 | 0 | -3.6839 | -22.8615 | -5.9426 | 39.6929 | 1.8585 | 4.7838 | 1.3203 | 6.209 | 2010.5399 | 2201.7072 | 2325.8585 | 2273.6213 | 0.38793 | 0.39411 | 0.38919 | 0.38458 | 779.9585 | 867.7124 | 905.1987 | 874.3854 | 0.089727 | 0.11047 | 0.10494 | 0.11362 | 0.046957 | 0.044524 | 0.045145 | 0.045018 | 180.3992 | 243.2255 | 244.087 | 258.3352 | 94.4084 | 98.0287 | 105.0001 | 102.354
7 | 31 | 20 | 2636.1871 | 2761.5736 | 2879.4546 | 2920.9613 | 80 | 63 | 0 | 0 | 0 | 0 | 0 | 0 | 0 | 0 | 0 | 0 | 490.42 | 452.3235 | 491.5067 | 532.2226 | 0 | 0 | 0 | 0 | -2.274 | 68.2572 | 45.7072 | 52.6975 | 1.8258 | 1.7889 | 6.8238 | 30.7498 | 2066.2154 | 2176.204 | 2335.4168 | 2305.2914 | 0.38829 | 0.40541 | 0.3998 | 0.38892 | 802.2964 | 882.2443 | 933.7035 | 896.5659 | 0.089822 | 0.11041 | 0.10494 | 0.1136 | 0.04698 | 0.044538 | 0.045152 | 0.045023 | 185.5914 | 240.2658 | 245.0739 | 261.8696 | 97.0715 | 96.9238 | 105.4494 | 103.7913
7 | 31 | 21 | 2528.148 | 2649.7143 | 2763.8545 | 2804.0993 | 80 | 63 | 0 | 0 | 0 | 0 | 0 | 0 | 0 | 0 | 0 | 0 | 469.4331 | 431.4506 | 470.6031 | 508.3487 | 0 | 0 | 0 | 0 | 1.9305 | 0 | 47.2776 | 28.8 | 1.8961 | 5.1303 | 4.1873 | 36.791 | 1974.8883 | 2150.1334 | 2241.7864 | 2230.1595 | 0.38736 | 0.40087 | 0.39574 | 0.38805 | 764.9976 | 861.9241 | 887.1568 | 865.4191 | 0.089616 | 0.11023 | 0.10469 | 0.11349 | 0.046946 | 0.044349 | 0.044999 | 0.044924 | 176.9807 | 237.0195 | 234.6955 | 253.1009 | 92.7122 | 95.3558 | 100.8787 | 100.1884
7 | 31 | 22 | 2293.0587 | 2406.6223 | 2513.7892 | 2553.266 | 80 | 63 | 0 | 0 | 0 | 0 | 0 | 0 | 0 | 0 | 0 | 0 | 411.4793 | 367.7095 | 405.2881 | 440.6855 | 0 | 0 | 0 | 0 | 2.9161 | 7.5206 | 24.079 | 25.0364 | 1.8247 | 4.0424 | 4.9491 | 32.8795 | 1796.8386 | 1964.3498 | 2079.473 | 2054.6646 | 0.38147 | 0.39646 | 0.3914 | 0.38267 | 685.4354 | 778.7911 | 813.896 | 786.2614 | 0.089269 | 0.10992 | 0.1041 | 0.1132 | 0.046737 | 0.04387 | 0.044437 | 0.044568 | 160.4024 | 215.9283 | 216.4654 | 232.5806 | 83.9786 | 86.1765 | 92.4054 | 91.5717
7 | 31 | 23 | 2080.9131 | 2185.4262 | 2284.1996 | 2321.1615 | 80 | 63 | 0 | 0 | 0 | 0 | 0 | 0 | 0 | 0 | 0 | 0 | 332.8275 | 281.8239 | 316.0448 | 349.3107 | 0 | 0 | 0 | 0 | 6.4651 | 17.5316 | 3.2919 | 33.7253 | 0.42227 | 2.5937 | 6.3188 | 20.141 | 1661.1982 | 1820.477 | 1958.5441 | 1917.9844 | 0.37334 | 0.38975 | 0.38502 | 0.37572 | 620.1881 | 709.5298 | 754.0735 | 720.6244 | 0.088962 | 0.10955 | 0.10383 | 0.11293 | 0.046464 | 0.043485 | 0.044028 | 0.044024 | 147.783 | 199.4355 | 203.3501 | 216.6028 | 77.1864 | 79.1625 | 86.2313 | 84.4367
7 | 31 | 24 | 1912.5605 | 2002.5989 | 2086.3049 | 2113.9502 | 80 | 63 | 0 | 0 | 0 | 0 | 0 | 0 | 0 | 0 | 0 | 0 | 290.3023 | 239.7301 | 269.6987 | 302.6094 | 0 | 0 | 0 | 0 | 14.5803 | 6.2832 | 22.6846 | 28.8 | 0 | 4.9397 | 2.8096 | 28.4157 | 1527.6779 | 1688.6459 | 1791.1119 | 1754.1251 | 0.36396 | 0.38033 | 0.38357 | 0.36382 | 556.012 | 642.2422 | 687.0141 | 638.1887 | 0.089193 | 0.10941 | 0.10371 | 0.1128 | 0.046529 | 0.043309 | 0.043761 | 0.043738 | 136.2577 | 184.7559 | 185.7555 | 197.8566 | 71.082 | 73.1335 | 78.3801 | 76.7228
8 | 1 | 1 | 1800.4565 | 1875.8546 | 1943.6976 | 1959.9881 | 80 | 63 | 0 | 0 | 0 | 0 | 0 | 0 | 0 | 0 | 0 | 0 | 249.3376 | 198.7575 | 226.0984 | 256.4508 | 0 | 0 | 0 | 0 | -2.1929 | 35.4528 | 45.3982 | 26.7766 | -0.19363 | 2.3255 | 5.927 | 0.21647 | 1473.5055 | 1576.3189 | 1666.274 | 1676.5443 | 0.37223 | 0.39077 | 0.38906 | 0.37051 | 548.49 | 615.9852 | 648.2774 | 621.1712 | 0.084816 | 0.10844 | 0.10218 | 0.10669 | 0.046064 | 0.043434 | 0.043926 | 0.043911 | 124.9769 | 170.9371 | 170.2668 | 178.8641 | 67.8749 | 68.4651 | 73.1925 | 73.6184
8 | 1 | 2 | 1724.9192 | 1789.9095 | 1846.6506 | 1855.1872 | 80 | 63 | 0 | 0 | 0 | 0 | 0 | 0 | 0 | 0 | 0 | 0 | 208.4538 | 161.2994 | 183.7646 | 212.5789 | 0 | 0 | 0 | 0 | -1.8147 | 48.0931 | 36.085 | 0.066551 | -0.50977 | 4.4447 | 11.457 | 0.40308 | 1438.7898 | 1513.0723 | 1615.3441 | 1642.1387 | 0.3725 | 0.38904 | 0.38716 | 0.37014 | 535.9423 | 588.6518 | 625.3904 | 607.8168 | 0.084844 | 0.1084 | 0.10211 | 0.10658 | 0.046038 | 0.043367 | 0.043849 | 0.043715 | 122.073 | 164.023 | 164.9436 | 175.0171 | 66.2397 | 65.6174 | 70.8306 | 71.7866
8 | 1 | 3 | 1691.4883 | 1747.6552 | 1794.7724 | 1795.9568 | 80 | 63 | 0 | 0 | 0 | 0 | 0 | 0 | 0 | 0 | 0 | 0 | 178.0072 | 136.5754 | 154.7411 | 181.287 | 0 | 0 | 0 | 0 | -0.24575 | 4.0862 | 40.6881 | -1.4785 | -0.31151 | 7.4269 | 16.8119 | 0.23544 | 1434.0383 | 1536.5667 | 1582.5313 | 1615.9127 | 0.3732 | 0.38992 | 0.38586 | 0.37025 | 535.1897 | 599.1396 | 610.6433 | 598.2964 | 0.084803 | 0.10837 | 0.10201 | 0.1065 | 0.046018 | 0.043369 | 0.043779 | 0.043635 | 121.6106 | 166.5101 | 161.435 | 172.1018 | 65.9911 | 66.6387 | 69.2821 | 70.5107
8 | 1 | 4 | 1708.0258 | 1757.6199 | 1797.0967 | 1791.3687 | 80 | 63 | 0 | 0 | 0 | 0 | 0 | 0 | 0 | 0 | 0 | 0 | 154.1718 | 121.0322 | 135.6936 | 158.227 | 0 | 0 | 0 | 0 | -1.8147 | 61.8022 | 10.5458 | 2.0037 | -0.26371 | 19.8679 | 17.1181 | 0.22268 | 1475.9324 | 1491.9176 | 1633.7392 | 1630.9154 | 0.37386 | 0.38754 | 0.38853 | 0.36998 | 551.7943 | 578.1792 | 634.7601 | 603.4134 | 0.084707 | 0.10837 | 0.10199 | 0.10653 | 0.046031 | 0.043494 | 0.043855 | 0.043704 | 125.0217 | 161.6723 | 166.6254 | 173.7369 | 67.9387 | 64.89 | 71.6478 | 71.2782
8 | 1 | 5 | 1800.3691 | 1847.6591 | 1883.6352 | 1872.8268 | 80 | 63 | 0 | 0 | 0 | 0 | 0 | 0 | 0 | 0 | 0 | 0 | 129.9852 | 97.696 | 109.9315 | 131.3093 | 0 | 0 | 0 | 0 | 4.1492 | 35.2834 | 30.8328 | -17.2681 | 0.26666 | 29.4206 | 14.1208 | 7.1175 | 1585.968 | 1622.2591 | 1728.7501 | 1751.6681 | 0.37065 | 0.39036 | 0.39029 | 0.37126 | 587.8387 | 633.2719 | 674.7106 | 650.3209 | 0.084637 | 0.10838 | 0.10205 | 0.10654 | 0.046102 | 0.043611 | 0.043949 | 0.043811 | 134.2312 | 175.8185 | 176.4142 | 186.6156 | 73.1171 | 70.7483 | 75.9773 | 76.7417
8 | 1 | 6 | 1909.4423 | 1955.2777 | 1988.7967 | 1973.7034 | 80 | 63 | 0 | 0 | 0 | 0 | 0 | 0 | 0 | 0 | 0 | 0 | 122.6349 | 92.5969 | 103.617 | 123.7704 | 0 | 0 | 0 | 0 | -0.25633 | 36.9073 | 70.7969 | -20.9793 | 1.0272 | 1.7427 | 13.2075 | 3.3189 | 1706.0366 | 1761.0309 | 1801.1753 | 1867.5934 | 0.37177 | 0.38885 | 0.38239 | 0.37131 | 634.2574 | 684.7686 | 688.7495 | 693.4633 | 0.084769 | 0.10841 | 0.10205 | 0.10664 | 0.046165 | 0.043693 | 0.043948 | 0.043733 | 144.6197 | 190.9217 | 183.8122 | 199.1582 | 78.7592 | 76.9444 | 79.158 | 81.6753
8 | 1 | 7 | 2054.5936 | 2103.2153 | 2139.375 | 2124.2862 | 80 | 63 | 0 | 0 | 0 | 0 | 0 | 0 | 0 | 0 | 0 | 0 | 132.7609 | 112.8617 | 122.7974 | 144.5297 | 0 | 0 | 0 | 0 | -3.5486 | -20.9003 | -17.5613 | -1.6691 | 1.4774 | -3.6878 | -0.72976 | -2.6512 | 1843.9038 | 1951.9416 | 2034.8686 | 1984.0768 | 0.3667 | 0.37732 | 0.37117 | 0.37991 | 676.1613 | 736.5076 | 755.2831 | 753.7754 | 0.085289 | 0.10894 | 0.10217 | 0.1068 | 0.046408 | 0.043285 | 0.043121 | 0.043537 | 157.2639 | 212.6526 | 207.8973 | 211.9082 | 85.5722 | 84.4892 | 87.7458 | 86.3801
8 | 1 | 8 | 2190.2778 | 2243.8682 | 2286.0265 | 2274.9709 | 80 | 63 | 0 | 0 | 0 | 0 | 0 | 0 | 0 | 0 | 0 | 0 | 491.9575 | 508.1747 | 540.3187 | 583.7489 | 0 | 0 | 0 | 0 | -1.6491 | -37.756 | -41.8024 | 10.018 | -1.4294 | -6.9679 | -7.2006 | -7.3173 | 1621.3988 | 1717.4175 | 1794.7109 | 1688.5213 | 0.37186 | 0.38691 | 0.38697 | 0.38173 | 602.9292 | 664.4925 | 694.4992 | 644.5599 | 0.086048 | 0.10993 | 0.10332 | 0.10848 | 0.047141 | 0.046137 | 0.045213 | 0.047111 | 139.5176 | 188.7923 | 185.4369 | 183.1753 | 76.4343 | 79.2364 | 81.144 | 79.5477
8 | 1 | 9 | 2305.4568 | 2366.9083 | 2418.477 | 2414.7463 | 80 | 63 | 0 | 0 | 0 | 0 | 0 | 0 | 0 | 0 | 0 | 0 | 685.3464 | 746.6058 | 819.8228 | 896.2667 | 0 | 0 | 0 | 0 | -3.4647 | -66.0466 | -69.9849 | -60.607 | -4.7613 | -21.6701 | -28.005 | -30.7752 | 1548.3364 | 1645.0193 | 1696.644 | 1609.8618 | 0.37575 | 0.32651 | 0.32636 | 0.067785 | 581.7835 | 537.1148 | 553.7179 | 109.1253 | 0.086627 | 0.11025 | 0.10393 | 0.10937 | 0.047944 | 0.046558 | 0.047019 | 0.050476 | 134.128 | 181.3587 | 176.33 | 176.064 | 74.2341 | 76.5891 | 79.7741 | 81.2588
8 | 1 | 10 | 2443.2687 | 2510.7461 | 2567.6496 | 2565.1145 | 80 | 63 | 0 | 0 | 0 | 0 | 0 | 0 | 0 | 0 | 0 | 0 | 812.0687 | 904.5473 | 1008.436 | 1108.9186 | 0 | 0 | 0 | 0 | -6.0562 | -59.3006 | -70.6744 | -85.7854 | -4.8122 | -27.8222 | -28.065 | -32.7978 | 1562.0683 | 1630.3215 | 1657.9531 | 1574.779 | 0.38219 | 0.32795 | 0.328 | 0.071605 | 597.0122 | 534.6631 | 543.8081 | 112.762 | 0.086682 | 0.11001 | 0.10395 | 0.10914 | 0.048049 | 0.046576 | 0.047181 | 0.04993 | 135.4027 | 179.3525 | 172.3468 | 171.8669 | 75.0553 | 75.9345 | 78.2238 | 78.6284
8 | 1 | 11 | 2549.9012 | 2621.9765 | 2681.9399 | 2678.2154 | 80 | 63 | 0 | 0 | 0 | 0 | 0 | 0 | 0 | 0 | 0 | 0 | 855.4778 | 969.1964 | 1093.0252 | 1207.7293 | 0 | 0 | 0 | 0 | -5.0941 | -71.7556 | -86.1333 | -86.4 | -3.7949 | -13.23 | -19.0324 | -35.164 | 1623.3123 | 1674.7657 | 1694.0804 | 1592.0501 | 0.37921 | 0.32752 | 0.328 | 0.071605 | 615.5727 | 548.5207 | 555.6579 | 113.9987 | 0.086614 | 0.11117 | 0.10391 | 0.10928 | 0.047962 | 0.04728 | 0.047112 | 0.050803 | 140.6023 | 186.1857 | 176.0294 | 173.9738 | 77.8578 | 79.1834 | 79.8116 | 80.8816
8 | 1 | 12 | 2645.8223 | 2723.1689 | 2787.3571 | 2784.0395 | 80 | 63 | 0 | 0 | 0 | 0 | 0 | 0 | 0 | 0 | 0 | 0 | 823.4319 | 958.3818 | 1102.223 | 1232.0993 | 0 | 0 | 0 | 0 | -5.0941 | -66.7578 | -82.3456 | -87.2346 | -2.9959 | -18.8667 | -28.2161 | -37.0075 | 1750.4804 | 1787.4117 | 1795.6959 | 1676.1822 | 0.37557 | 0.32768 | 0.328 | 0.071605 | 657.422 | 585.7063 | 588.9877 | 120.023 | 0.086374 | 0.11126 | 0.10383 | 0.10804 | 0.047648 | 0.047235 | 0.046938 | 0.048374 | 151.1963 | 198.8692 | 186.4431 | 181.0969 | 83.4069 | 84.4276 | 84.2864 | 81.0832
8 | 1 | 13 | 2728.6066 | 2812.8496 | 2883.7458 | 2883.8648 | 80 | 63 | 0 | 0 | 0 | 0 | 0 | 0 | 0 | 0 | 0 | 0 | 1137.1368 | 1319.4163 | 1509.5691 | 1676.8444 | 0 | 0 | 0 | 0 | -5.1451 | -25.6562 | -63.2035 | -59.9107 | -3.0436 | -11.6779 | -9.9681 | -34.0325 | 1519.6585 | 1467.7674 | 1447.3483 | 1300.9635 | 0.37374 | 0.32755 | 0.32763 | 0.071605 | 567.9575 | 480.7706 | 474.1902 | 93.1555 | 0.085784 | 0.11016 | 0.10365 | 0.10862 | 0.047077 | 0.045624 | 0.046406 | 0.048439 | 130.3618 | 161.6944 | 150.0211 | 141.3088 | 71.5408 | 66.9658 | 67.1655 | 63.0177
8 | 1 | 14 | 2801.2742 | 2891.373 | 2968.3188 | 2972.0612 | 80 | 63 | 0 | 0 | 0 | 0 | 0 | 0 | 0 | 0 | 0 | 0 | 1293.2081 | 1473.7312 | 1663.2472 | 1829.9699 | 0 | 0 | 0 | 0 | -1.309 | -13.528 | -17.355 | -23.662 | -0.26547 | -10.115 | -6.0021 | -12.1018 | 1429.6406 | 1378.2846 | 1328.4287 | 1177.8551 | 0.37404 | 0.327 | 0.32733 | 0.070824 | 534.7419 | 450.7029 | 434.8362 | 83.4206 | 0.085308 | 0.10986 | 0.10322 | 0.10818 | 0.0466 | 0.04481 | 0.045226 | 0.046933 | 121.9593 | 151.4136 | 137.1265 | 127.422 | 66.621 | 61.7614 | 60.0801 | 55.2802
8 | 1 | 15 | 2869.6701 | 2966.4217 | 3050.1475 | 3057.9755 | 80 | 63 | 0 | 0 | 0 | 0 | 0 | 0 | 0 | 0 | 0 | 0 | 1290.7711 | 1450.3133 | 1620.6662 | 1772.4533 | 0 | 0 | 0 | 0 | 0.18905 | -12.4511 | -2.2535 | -8.4467 | -0.83898 | -6.4092 | -3.3656 | -9.0564 | 1499.549 | 1471.9686 | 1435.1005 | 1303.0253 | 0.38108 | 0.31254 | 0.31233 | 0.32609 | 571.442 | 460.048 | 448.2312 | 424.9044 | 0.085092 | 0.10961 | 0.10276 | 0.10742 | 0.046482 | 0.044583 | 0.04432 | 0.044688 | 127.5996 | 161.346 | 147.4638 | 139.9688 | 69.7015 | 65.6254 | 63.6032 | 58.2302
8 | 1 | 16 | 2901.3123 | 3008.0422 | 3102.8141 | 3119.3613 | 80 | 63 | 0 | 0 | 0 | 0 | 0 | 0 | 0 | 0 | 0 | 0 | 1292.6226 | 1432.6291 | 1581.3754 | 1717.6413 | 0 | 0 | 0 | 0 | -2.7065 | -15.4572 | -6.1725 | 1.7713 | -0.13591 | -0.94807 | -0.030407 | -6.5376 | 1531.5321 | 1528.8183 | 1527.6417 | 1406.4863 | 0.38915 | 0.32585 | 0.31944 | 0.31698 | 595.989 | 498.1679 | 487.9968 | 445.8288 | 0.085606 | 0.10991 | 0.10235 | 0.10672 | 0.046748 | 0.04446 | 0.04375 | 0.043751 | 131.1089 | 168.0367 | 156.3524 | 150.102 | 71.5962 | 67.9712 | 66.8338 | 61.5353
8 | 1 | 17 | 2867.7396 | 2982.8317 | 3087.29 | 3112.6985 | 80 | 63 | 0 | 0 | 0 | 0 | 0 | 0 | 0 | 0 | 0 | 0 | 1181.5025 | 1231.7468 | 1344.4467 | 1456.4636 | 0 | 0 | 0 | 0 | -2.9753 | -18.4663 | -6.0611 | 4.6331 | -0.59012 | -2.053 | -1.5591 | 2.4858 | 1609.8025 | 1708.6041 | 1750.4635 | 1649.116 | 0.39 | 0.39598 | 0.39187 | 0.36712 | 627.8282 | 676.5676 | 685.9473 | 605.4264 | 0.085827 | 0.10955 | 0.10254 | 0.10683 | 0.046843 | 0.044192 | 0.044018 | 0.043867 | 138.1644 | 187.1789 | 179.4881 | 176.1779 | 75.4084 | 75.5062 | 77.0522 | 72.3422
8 | 1 | 18 | 2797.8554 | 2920.2854 | 3033.7262 | 3068.3479 | 80 | 63 | 0 | 0 | 0 | 0 | 0 | 0 | 0 | 0 | 0 | 0 | 874.736 | 857.7275 | 920.7346 | 985.653 | 0 | 0 | 0 | 0 | -2.9753 | -10.7998 | -9.3153 | 0 | 0.27471 | -2.4719 | -2.634 | 3.6599 | 1845.8199 | 2012.8296 | 2124.941 | 2079.035 | 0.3917 | 0.40014 | 0.39346 | 0.38236 | 723.0168 | 805.4236 | 836.0875 | 794.9387 | 0.085776 | 0.10964 | 0.10308 | 0.10741 | 0.046823 | 0.044435 | 0.044742 | 0.044663 | 158.3276 | 220.6807 | 219.0334 | 223.2994 | 86.4277 | 89.4396 | 95.0738 | 92.855
8 | 1 | 19 | 2692.939 | 2816.6743 | 2932.4851 | 2971.3566 | 80 | 63 | 0 | 0 | 0 | 0 | 0 | 0 | 0 | 0 | 0 | 0 | 579.1141 | 554.7274 | 592.1569 | 626.6333 | 0 | 0 | 0 | 0 | 1.7633 | 4.5233 | -6.8988 | 18.4522 | 1.8769 | 2.8531 | 5.8453 | 20.6823 | 2030.1847 | 2191.5704 | 2341.3817 | 2305.5887 | 0.39028 | 0.3992 | 0.39311 | 0.38685 | 792.348 | 874.8847 | 920.43 | 891.9184 | 0.086042 | 0.1097 | 0.10346 | 0.10761 | 0.046942 | 0.044958 | 0.045396 | 0.045312 | 174.6814 | 240.4065 | 242.2384 | 248.1133 | 95.3013 | 98.5288 | 106.2893 | 104.4717
8 | 1 | 20 | 2659.8859 | 2784.72 | 2901.7284 | 2941.9281 | 80 | 63 | 0 | 0 | 0 | 0 | 0 | 0 | 0 | 0 | 0 | 0 | 525.6651 | 514.5154 | 550.4717 | 582.636 | 0 | 0 | 0 | 0 | 2.4962 | 18.0842 | 23.7179 | 88.3751 | 2.4412 | 5.8958 | 3.6199 | 28.3606 | 2049.2833 | 2183.2246 | 2323.9189 | 2242.5565 | 0.39125 | 0.40133 | 0.39529 | 0.38828 | 801.7753 | 876.1963 | 918.6316 | 870.7306 | 0.08605 | 0.10956 | 0.10339 | 0.10757 | 0.046961 | 0.044867 | 0.045381 | 0.045288 | 176.3407 | 239.2007 | 240.2756 | 241.2422 | 96.236 | 97.9548 | 105.4628 | 101.5602
8 | 1 | 21 | 2550.3412 | 2672.4631 | 2787.0143 | 2827.097 | 80 | 63 | 0 | 0 | 0 | 0 | 0 | 0 | 0 | 0 | 0 | 0 | 481.4847 | 470.3565 | 505.301 | 532.198 | 0 | 0 | 0 | 0 | 3.8079 | 3.4771 | 3.3704 | 72.5679 | 2.6484 | 9.8469 | 7.9662 | 28.1444 | 1982.4002 | 2125.7826 | 2270.3767 | 2194.1867 | 0.3882 | 0.39886 | 0.39319 | 0.38634 | 769.5683 | 847.893 | 892.6979 | 847.7079 | 0.085945 | 0.10921 | 0.10308 | 0.10744 | 0.046939 | 0.044517 | 0.045143 | 0.045146 | 170.3779 | 232.1578 | 234.0302 | 235.7383 | 93.0528 | 94.6328 | 102.4927 | 99.0593
8 | 1 | 22 | 2337.4087 | 2452.7423 | 2561.4864 | 2601.2923 | 80 | 63 | 0 | 0 | 0 | 0 | 0 | 0 | 0 | 0 | 0 | 0 | 428.845 | 408.5935 | 441.6078 | 469.7276 | 0 | 0 | 0 | 0 | 5.9594 | 14.3311 | 24.3732 | 33.952 | 3.0303 | 7.0538 | 4.1641 | 29.4882 | 1819.5741 | 1959.764 | 2091.3413 | 2068.1245 | 0.38109 | 0.39369 | 0.38812 | 0.38014 | 693.4201 | 771.5488 | 811.6974 | 786.1857 | 0.085228 | 0.10891 | 0.10261 | 0.1072 | 0.046564 | 0.044113 | 0.044583 | 0.044784 | 155.0784 | 213.4388 | 214.5837 | 221.704 | 84.7265 | 86.4519 | 93.2391 | 92.6186
8 | 1 | 23 | 2093.378 | 2197.3303 | 2295.3352 | 2331.3421 | 80 | 63 | 0 | 0 | 0 | 0 | 0 | 0 | 0 | 0 | 0 | 0 | 407.3781 | 386.3495 | 415.2928 | 446.8608 | 0 | 0 | 0 | 0 | 12.1155 | 24.6269 | 19.3931 | 25.1858 | 3.4415 | 2.7386 | 3.2599 | 23.7807 | 1590.4429 | 1720.6153 | 1857.3894 | 1835.5147 | 0.37177 | 0.39333 | 0.38899 | 0.37327 | 591.2753 | 676.7661 | 722.5025 | 685.1412 | 0.084743 | 0.1086 | 0.10242 | 0.107 | 0.046204 | 0.043655 | 0.044337 | 0.04441 | 134.7789 | 186.8652 | 190.2327 | 196.402 | 73.485 | 75.1132 | 82.3511 | 81.515
8 | 1 | 24 | 1929.2011 | 2019.6392 | 2103.6341 | 2131.1411 | 80 | 63 | 0 | 0 | 0 | 0 | 0 | 0 | 0 | 0 | 0 | 0 | 388.327 | 370.8404 | 396.0599 | 427.8701 | 0 | 0 | 0 | 0 | 2.9872 | 14.0737 | 30.2268 | 25.0092 | 0 | 5.5357 | 2.6798 | 15.5738 | 1457.8868 | 1566.1894 | 1674.6676 | 1662.6881 | 0.36952 | 0.39289 | 0.39083 | 0.37129 | 538.7243 | 615.3394 | 654.5147 | 617.3424 | 0.0848 | 0.10848 | 0.10225 | 0.10687 | 0.046074 | 0.043446 | 0.044018 | 0.044049 | 123.6295 | 169.8943 | 171.23 | 177.6965 | 67.1708 | 68.0443 | 73.7156 | 73.2397
8 | 2 | 1 | 1808.2225 | 1884.0756 | 1952.3608 | 1968.8525 | 80 | 63 | 0 | 0 | 0 | 0 | 0 | 0 | 0 | 0 | 0 | 0 | 344.4465 | 330.5209 | 350.432 | 381.0857 | 0 | 0 | 0 | 0 | -2.1929 | 35.4528 | 45.3982 | 26.7766 | -0.19363 | 2.3255 | 5.927 | 0.21647 | 1386.1626 | 1452.7764 | 1550.6036 | 1560.7737 | 0.37223 | 0.39077 | 0.38906 | 0.37051 | 515.978 | 567.708 | 603.2749 | 578.2774 | 0.084816 | 0.10844 | 0.10218 | 0.10669 | 0.046064 | 0.043434 | 0.043926 | 0.043911 | 117.5689 | 157.5401 | 158.4471 | 166.513 | 63.8516 | 63.0992 | 68.1116 | 68.5348
8 | 2 | 2 | 1732.5452 | 1797.9823 | 1855.1577 | 1863.8918 | 80 | 63 | 0 | 0 | 0 | 0 | 0 | 0 | 0 | 0 | 0 | 0 | 268.8613 | 254.7961 | 267.4206 | 297.3581 | 0 | 0 | 0 | 0 | -1.8147 | 48.0931 | 36.085 | 0.066551 | -0.50977 | 4.4447 | 11.457 | 0.40308 | 1386.0084 | 1427.6485 | 1540.1951 | 1566.0641 | 0.3725 | 0.38904 | 0.38716 | 0.37014 | 516.2815 | 555.4181 | 596.2961 | 579.6587 | 0.084844 | 0.1084 | 0.10211 | 0.10658 | 0.046038 | 0.043367 | 0.043849 | 0.043715 | 117.5948 | 154.7628 | 157.2701 | 166.9092 | 63.8097 | 61.9128 | 67.5355 | 68.461
8 | 2 | 3 | 1691.6982 | 1747.8774 | 1795.0066 | 1796.1963 | 80 | 63 | 0 | 0 | 0 | 0 | 0 | 0 | 0 | 0 | 0 | 0 | 245.2668 | 235.4512 | 243.8593 | 273.7845 | 0 | 0 | 0 | 0 | -0.24575 | 4.0862 | 40.6881 | -1.4785 | -0.31151 | 7.4269 | 16.8119 | 0.23544 | 1366.9887 | 1437.913 | 1493.6472 | 1523.6549 | 0.3732 | 0.38992 | 0.38586 | 0.37025 | 510.1665 | 560.6724 | 576.3461 | 564.1377 | 0.084803 | 0.10837 | 0.10201 | 0.1065 | 0.046018 | 0.043369 | 0.043779 | 0.043635 | 115.9246 | 155.8195 | 152.3679 | 162.276 | 62.9056 | 62.3602 | 65.3908 | 66.485
8 | 2 | 4 | 1712.6435 | 1762.508 | 1802.2478 | 1796.6394 | 80 | 63 | 0 | 0 | 0 | 0 | 0 | 0 | 0 | 0 | 0 | 0 | 216.2201 | 202.4599 | 211.8153 | 238.6242 | 0 | 0 | 0 | 0 | -1.8147 | 61.8022 | 10.5458 | 2.0037 | -0.26371 | 19.8679 | 17.1181 | 0.22268 | 1418.5018 | 1415.378 | 1562.7686 | 1555.7889 | 0.37386 | 0.38754 | 0.38853 | 0.36998 | 530.3232 | 548.5169 | 607.1858 | 575.6178 | 0.084707 | 0.10837 | 0.10199 | 0.10653 | 0.046031 | 0.043494 | 0.043855 | 0.043704 | 120.1569 | 153.3781 | 159.3871 | 165.7339 | 65.2951 | 61.561 | 68.5354 | 67.9948
8 | 2 | 5 | 1795.8914 | 1842.919 | 1878.6402 | 1867.7158 | 80 | 63 | 0 | 0 | 0 | 0 | 0 | 0 | 0 | 0 | 0 | 0 | 172.3481 | 156.6182 | 165.4442 | 187.6532 | 0 | 0 | 0 | 0 | 4.1492 | 35.2834 | 30.8328 | -17.2681 | 0.26666 | 29.4206 | 14.1208 | 7.1175 | 1539.1274 | 1558.5968 | 1668.2424 | 1690.2132 | 0.37065 | 0.39036 | 0.39029 | 0.37126 | 570.4773 | 608.4204 | 651.0952 | 627.5053 | 0.084637 | 0.10838 | 0.10205 | 0.10654 | 0.046102 | 0.043611 | 0.043949 | 0.043811 | 130.2668 | 168.9188 | 170.2395 | 180.0685 | 70.9576 | 67.972 | 73.318 | 74.0494
8 | 2 | 6 | 1905.1745 | 1950.7598 | 1984.0359 | 1968.832 | 80 | 63 | 0 | 0 | 0 | 0 | 0 | 0 | 0 | 0 | 0 | 0 | 392.8094 | 375.6497 | 383.1023 | 402.894 | 0 | 0 | 0 | 0 | -0.25633 | 36.9073 | 70.7969 | -20.9793 | 1.0272 | 1.7427 | 13.2075 | 3.3189 | 1431.5942 | 1473.4602 | 1516.9292 | 1583.5984 | 0.37177 | 0.38885 | 0.38239 | 0.37131 | 532.2273 | 572.9481 | 580.0569 | 588.012 | 0.084769 | 0.10841 | 0.10205 | 0.10664 | 0.046165 | 0.043693 | 0.043948 | 0.043733 | 121.3554 | 159.7448 | 154.8045 | 168.8733 | 66.0895 | 64.3796 | 66.666 | 69.2553
8 | 2 | 7 | 2063.0592 | 2112.1769 | 2148.8186 | 2133.9491 | 80 | 63 | 0 | 0 | 0 | 0 | 0 | 0 | 0 | 0 | 0 | 0 | 760.9625 | 749.8587 | 757.7699 | 778.0915 | 0 | 0 | 0 | 0 | -3.5486 | -20.9003 | -17.5613 | -1.6691 | 1.4774 | -3.6878 | -0.72976 | -2.6512 | 1224.1679 | 1323.9063 | 1409.3398 | 1360.1779 | 0.3667 | 0.37732 | 0.37117 | 0.37991 | 448.9036 | 499.537 | 523.1053 | 516.7485 | 0.085289 | 0.10894 | 0.10217 | 0.1068 | 0.046408 | 0.043285 | 0.043121 | 0.043537 | 104.4075 | 144.2318 | 143.9886 | 145.2731 | 56.8114 | 57.3049 | 60.7723 | 59.2176
8 | 2 | 8 | 2214.9052 | 2269.9384 | 2313.499 | 2303.0812 | 80 | 63 | 0 | 0 | 0 | 0 | 0 | 0 | 0 | 0 | 0 | 0 | 1079.2237 | 1126.5305 | 1189.7338 | 1255.7336 | 0 | 0 | 0 | 0 | -1.6491 | -37.756 | -41.8024 | 10.018 | -1.4294 | -6.9679 | -7.2006 | -7.3173 | 1058.76 | 1125.1318 | 1172.7681 | 1044.6469 | 0.37186 | 0.38691 | 0.38697 | 0.38173 | 393.7078 | 435.329 | 453.8261 | 398.7735 | 0.086048 | 0.10993 | 0.10332 | 0.10848 | 0.047141 | 0.046137 | 0.045213 | 0.047111 | 91.1038 | 123.6835 | 121.1753 | 113.3261 | 49.911 | 51.9102 | 53.0242 | 49.2142
8 | 2 | 9 | 2355.0613 | 2419.419 | 2473.8121 | 2471.3662 | 80 | 63 | 0 | 0 | 0 | 0 | 0 | 0 | 0 | 0 | 0 | 0 | 1352.9378 | 1465.7971 | 1591.8511 | 1708.3223 | 0 | 0 | 0 | 0 | -3.4647 | -66.0466 | -69.9849 | -60.607 | -4.7613 | -21.6701 | -28.005 | -30.7752 | 930.3495 | 978.3386 | 979.9509 | 854.4262 | 0.37575 | 0.32651 | 0.32636 | 0.067785 | 349.5765 | 319.4371 | 319.8174 | 57.9177 | 0.086627 | 0.11025 | 0.10393 | 0.10937 | 0.047944 | 0.046558 | 0.047019 | 0.050476 | 80.5935 | 107.859 | 101.845 | 93.4451 | 44.6051 | 45.5497 | 46.0761 | 43.1277
8 | 2 | 10 | 2495.0421 | 2565.5526 | 2625.4042 | 2624.2101 | 80 | 63 | 0 | 0 | 0 | 0 | 0 | 0 | 0 | 0 | 0 | 0 | 1507.9444 | 1669.2241 | 1841.7864 | 1995.9202 | 0 | 0 | 0 | 0 | -6.0562 | -59.3006 | -70.6744 | -85.7854 | -4.8122 | -27.8222 | -28.065 | -32.7978 | 917.966 | 920.4513 | 882.3573 | 746.8731 | 0.38219 | 0.32795 | 0.328 | 0.071605 | 350.8406 | 301.8615 | 289.4129 | 53.4798 | 0.086682 | 0.11001 | 0.10395 | 0.10914 | 0.048049 | 0.046576 | 0.047181 | 0.04993 | 79.5709 | 101.2593 | 91.7224 | 81.5116 | 44.107 | 42.8713 | 41.6305 | 37.2912
8 | 2 | 11 | 2601.3947 | 2676.4868 | 2739.3823 | 2736.9916 | 80 | 63 | 0 | 0 | 0 | 0 | 0 | 0 | 0 | 0 | 0 | 0 | 1462.1795 | 1647.0129 | 1842.3042 | 2015.2826 | 0 | 0 | 0 | 0 | -5.0941 | -71.7556 | -86.1333 | -86.4 | -3.7949 | -13.23 | -19.0324 | -35.164 | 1068.1041 | 1051.4595 | 1002.2437 | 843.2729 | 0.37921 | 0.32752 | 0.328 | 0.071605 | 405.0334 | 344.3749 | 328.7356 | 60.3826 | 0.086614 | 0.11117 | 0.10391 | 0.10928 | 0.047962 | 0.04728 | 0.047112 | 0.050803 | 92.5132 | 116.892 | 104.1417 | 92.15 | 51.2288 | 49.7133 | 47.2177 | 42.8412
8 | 2 | 12 | 2683.8128 | 2763.385 | 2829.7365 | 2827.4029 | 80 | 63 | 0 | 0 | 0 | 0 | 0 | 0 | 0 | 0 | 0 | 0 | 1478.0326 | 1673.5285 | 1879.316 | 2061.7869 | 0 | 0 | 0 | 0 | -5.0941 | -66.7578 | -82.3456 | -87.2346 | -2.9959 | -18.8667 | -28.2161 | -37.0075 | 1133.8701 | 1112.4811 | 1060.9823 | 889.8581 | 0.37557 | 0.32768 | 0.328 | 0.071605 | 425.8438 | 364.5423 | 348.0019 | 63.7183 | 0.086374 | 0.11126 | 0.10383 | 0.10804 | 0.047648 | 0.047235 | 0.046938 | 0.048374 | 97.9371 | 123.7758 | 110.1594 | 96.1414 | 54.0266 | 52.5475 | 49.8004 | 43.0458
8 | 2 | 13 | 2791.2245 | 2879.1359 | 2953.5976 | 2955.3385 | 80 | 63 | 0 | 0 | 0 | 0 | 0 | 0 | 0 | 0 | 0 | 0 | 1443.5909 | 1638.1472 | 1847.777 | 2036.1567 | 0 | 0 | 0 | 0 | -5.1451 | -25.6562 | -63.2035 | -59.9107 | -3.0436 | -11.6779 | -9.9681 | -34.0325 | 1275.8222 | 1215.3228 | 1178.9922 | 1013.125 | 0.37374 | 0.32755 | 0.32763 | 0.071605 | 476.8261 | 398.0818 | 386.2696 | 72.5448 | 0.085784 | 0.11016 | 0.10365 | 0.10862 | 0.047077 | 0.045624 | 0.046406 | 0.048439 | 109.4447 | 133.8842 | 122.2054 | 110.0442 | 60.0617 | 55.4482 | 54.7122 | 49.075
8 | 2 | 14 | 2862.4228 | 2956.104 | 3036.5316 | 3041.8579 | 80 | 63 | 0 | 0 | 0 | 0 | 0 | 0 | 0 | 0 | 0 | 0 | 1517.5213 | 1691.2189 | 1900.5503 | 2090.4946 | 0 | 0 | 0 | 0 | -1.309 | -13.528 | -17.355 | -23.662 | -0.26547 | -10.115 | -6.0021 | -12.1018 | 1266.4759 | 1225.528 | 1159.3384 | 987.1271 | 0.37404 | 0.327 | 0.32733 | 0.070824 | 473.7119 | 400.7511 | 379.4877 | 69.9124 | 0.085308 | 0.10986 | 0.10322 | 0.10818 | 0.0466 | 0.04481 | 0.045226 | 0.046933 | 108.0401 | 134.6323 | 119.6723 | 106.7888 | 59.0176 | 54.9163 | 52.4328 | 46.3288
8 | 2 | 15 | 2924.382 | 3024.339 | 3111.1801 | 3120.4252 | 80 | 63 | 0 | 0 | 0 | 0 | 0 | 0 | 0 | 0 | 0 | 0 | 1631.5083 | 1768.2632 | 1971.4836 | 2153.2851 | 0 | 0 | 0 | 0 | 0.18905 | -12.4511 | -2.2535 | -8.4467 | -0.83898 | -6.4092 | -3.3656 | -9.0564 | 1213.5237 | 1211.9359 | 1145.3156 | 984.6432 | 0.38108 | 0.31254 | 0.31233 | 0.32609 | 462.4446 | 378.7776 | 357.7214 | 321.083 | 0.085092 | 0.10961 | 0.10276 | 0.10742 | 0.046482 | 0.044583 | 0.04432 | 0.044688 | 103.2611 | 132.8432 | 117.6869 | 105.7687 | 56.4066 | 54.0323 | 50.76 | 44.0022
8 | 2 | 16 | 2948.1882 | 3057.6643 | 3155.1054 | 3172.8668 | 80 | 63 | 0 | 0 | 0 | 0 | 0 | 0 | 0 | 0 | 0 | 0 | 1595.3592 | 1690.4758 | 1882.0176 | 2044.5768 | 0 | 0 | 0 | 0 | -2.7065 | -15.4572 | -6.1725 | 1.7713 | -0.13591 | -0.94807 | -0.030407 | -6.5376 | 1275.6714 | 1320.5939 | 1279.2907 | 1133.0562 | 0.38915 | 0.32585 | 0.31944 | 0.31698 | 496.4219 | 430.3176 | 408.6625 | 359.1568 | 0.085606 | 0.10991 | 0.10235 | 0.10672 | 0.046748 | 0.04446 | 0.04375 | 0.043751 | 109.2056 | 145.1502 | 130.934 | 120.9212 | 59.6352 | 58.7136 | 55.9685 | 49.5725
8 | 2 | 17 | 2892.227 | 3008.7537 | 3114.6063 | 3140.6491 | 80 | 63 | 0 | 0 | 0 | 0 | 0 | 0 | 0 | 0 | 0 | 0 | 1465.4852 | 1514.9549 | 1662.8122 | 1783.6095 | 0 | 0 | 0 | 0 | -2.9753 | -18.4663 | -6.0611 | 4.6331 | -0.59012 | -2.053 | -1.5591 | 2.4858 | 1350.3072 | 1451.3181 | 1459.4144 | 1349.9208 | 0.39 | 0.39598 | 0.39187 | 0.36712 | 526.6242 | 574.6883 | 571.895 | 495.5853 | 0.085827 | 0.10955 | 0.10254 | 0.10683 | 0.046843 | 0.044192 | 0.044018 | 0.043867 | 115.8927 | 158.993 | 149.6446 | 144.2144 | 63.2528 | 64.1362 | 64.2407 | 59.2173
8 | 2 | 18 | 2792.1183 | 2914.2122 | 3027.3263 | 3061.7994 | 80 | 63 | 0 | 0 | 0 | 0 | 0 | 0 | 0 | 0 | 0 | 0 | 1084.5636 | 1082.4258 | 1166.3991 | 1233.6228 | 0 | 0 | 0 | 0 | -2.9753 | -10.7998 | -9.3153 | 0 | 0.27471 | -2.4719 | -2.634 | 3.6599 | 1630.2553 | 1782.0582 | 1872.8766 | 1824.5167 | 0.3917 | 0.40014 | 0.39346 | 0.38236 | 638.579 | 713.0815 | 736.9092 | 697.6212 | 0.085776 | 0.10964 | 0.10308 | 0.10741 | 0.046823 | 0.044435 | 0.044742 | 0.044663 | 139.8373 | 195.3796 | 193.0513 | 195.9628 | 76.3342 | 79.1853 | 83.796 | 81.4876
8 | 2 | 19 | 2674.0487 | 2796.6773 | 2911.4125 | 2949.7947 | 80 | 63 | 0 | 0 | 0 | 0 | 0 | 0 | 0 | 0 | 0 | 0 | 630.9711 | 597.6777 | 645.282 | 681.2899 | 0 | 0 | 0 | 0 | 1.7633 | 4.5233 | -6.8988 | 18.4522 | 1.8769 | 2.8531 | 5.8453 | 20.6823 | 1959.4375 | 2128.6231 | 2267.184 | 2229.3702 | 0.39028 | 0.3992 | 0.39311 | 0.38685 | 764.7365 | 849.7559 | 891.2618 | 862.4332 | 0.086042 | 0.1097 | 0.10346 | 0.10761 | 0.046942 | 0.044958 | 0.045396 | 0.045312 | 168.5941 | 233.5014 | 234.562 | 239.9111 | 91.9803 | 95.6988 | 102.9211 | 101.018
8 | 2 | 20 | 2666.8124 | 2792.0522 | 2909.455 | 2949.8342 | 80 | 63 | 0 | 0 | 0 | 0 | 0 | 0 | 0 | 0 | 0 | 0 | 582.4129 | 566.4624 | 608.9681 | 643.1835 | 0 | 0 | 0 | 0 | 2.4962 | 18.0842 | 23.7179 | 88.3751 | 2.4412 | 5.8958 | 3.6199 | 28.3606 | 1999.462 | 2138.6099 | 2273.1491 | 2189.915 | 0.39125 | 0.40133 | 0.39529 | 0.38828 | 782.2828 | 858.291 | 898.5626 | 850.2912 | 0.08605 | 0.10956 | 0.10339 | 0.10757 | 0.046961 | 0.044867 | 0.045381 | 0.045288 | 172.0536 | 234.3126 | 235.0264 | 235.5793 | 93.8963 | 95.953 | 103.1588 | 99.1762
8 | 2 | 21 | 2559.2267 | 2681.8691 | 2796.9263 | 2837.2391 | 80 | 63 | 0 | 0 | 0 | 0 | 0 | 0 | 0 | 0 | 0 | 0 | 567.8377 | 549.0309 | 589.3881 | 626.3233 | 0 | 0 | 0 | 0 | 3.8079 | 3.4771 | 3.3704 | 72.5679 | 2.6484 | 9.8469 | 7.9662 | 28.1444 | 1904.9327 | 2056.5142 | 2196.2014 | 2110.2035 | 0.3882 | 0.39886 | 0.39319 | 0.38634 | 739.4954 | 820.2645 | 863.5327 | 815.2616 | 0.085945 | 0.10921 | 0.10308 | 0.10744 | 0.046939 | 0.044517 | 0.045143 | 0.045146 | 163.7199 | 224.593 | 226.3843 | 226.7154 | 89.4165 | 91.5492 | 99.1442 | 95.2678
8 | 2 | 22 | 2332.931 | 2448.0023 | 2556.4914 | 2596.1814 | 80 | 63 | 0 | 0 | 0 | 0 | 0 | 0 | 0 | 0 | 0 | 0 | 547.0163 | 524.5225 | 563.8839 | 601.7916 | 0 | 0 | 0 | 0 | 5.9594 | 14.3311 | 24.3732 | 33.952 | 3.0303 | 7.0538 | 4.1641 | 29.4882 | 1696.925 | 1839.0949 | 1964.0703 | 1930.9495 | 0.38109 | 0.39369 | 0.38812 | 0.38014 | 646.6799 | 724.0421 | 762.3006 | 734.0394 | 0.085228 | 0.10891 | 0.10261 | 0.1072 | 0.046564 | 0.044113 | 0.044583 | 0.044784 | 144.6253 | 200.2966 | 201.5249 | 206.9988 | 79.0155 | 81.1288 | 87.5649 | 86.4754
8 | 2 | 23 | 2096.2466 | 2200.3669 | 2298.5351 | 2334.6163 | 80 | 63 | 0 | 0 | 0 | 0 | 0 | 0 | 0 | 0 | 0 | 0 | 525.9351 | 500.1518 | 539.3654 | 576.6502 | 0 | 0 | 0 | 0 | 12.1155 | 24.6269 | 19.3931 | 25.1858 | 3.4415 | 2.7386 | 3.2599 | 23.7807 | 1474.7545 | 1609.8496 | 1736.5168 | 1708.9996 | 0.37177 | 0.39333 | 0.38899 | 0.37327 | 548.2661 | 633.1989 | 675.4844 | 637.917 | 0.084743 | 0.1086 | 0.10242 | 0.107 | 0.046204 | 0.043655 | 0.044337 | 0.04441 | 124.9751 | 174.8356 | 177.853 | 182.8648 | 68.1397 | 70.2777 | 76.992 | 75.8965
8 | 2 | 24 | 1932.8392 | 2023.4904 | 2107.6925 | 2135.2937 | 80 | 63 | 0 | 0 | 0 | 0 | 0 | 0 | 0 | 0 | 0 | 0 | 508.5873 | 484.47 | 522.6234 | 557.7983 | 0 | 0 | 0 | 0 | 2.9872 | 14.0737 | 30.2268 | 25.0092 | 0 | 5.5357 | 2.6798 | 15.5738 | 1341.2647 | 1456.4111 | 1552.1625 | 1536.9125 | 0.36952 | 0.39289 | 0.39083 | 0.37129 | 495.6296 | 572.2087 | 606.6357 | 570.643 | 0.0848 | 0.10848 | 0.10225 | 0.10687 | 0.046074 | 0.043446 | 0.044018 | 0.044049 | 113.7399 | 157.986 | 158.7042 | 164.2545 | 61.7975 | 63.2749 | 68.3232 | 67.6994
8 | 3 | 1 | 1803.8148 | 1879.4097 | 1947.4438 | 1963.8214 | 80 | 63 | 0 | 0 | 0 | 0 | 0 | 0 | 0 | 0 | 0 | 0 | 489.9686 | 467.3544 | 503.3476 | 537.917 | 0 | 0 | 0 | 0 | -2.1929 | 35.4528 | 45.3982 | 26.7766 | -0.19363 | 2.3255 | 5.927 | 0.21647 | 1236.2327 | 1311.277 | 1392.7711 | 1398.9113 | 0.37223 | 0.39077 | 0.38906 | 0.37051 | 460.1688 | 512.4136 | 541.8689 | 518.3063 | 0.084816 | 0.10844 | 0.10218 | 0.10669 | 0.046064 | 0.043434 | 0.043926 | 0.043911 | 104.8524 | 142.1958 | 142.3191 | 149.2445 | 56.9453 | 56.9534 | 61.1787 | 61.4273
8 | 3 | 2 | 1728.1375 | 1793.3164 | 1850.2408 | 1858.8607 | 80 | 63 | 0 | 0 | 0 | 0 | 0 | 0 | 0 | 0 | 0 | 0 | 473.606 | 450.1503 | 485.227 | 519.306 | 0 | 0 | 0 | 0 | -1.8147 | 48.0931 | 36.085 | 0.066551 | -0.50977 | 4.4447 | 11.457 | 0.40308 | 1176.856 | 1227.6284 | 1317.4718 | 1339.0851 | 0.3725 | 0.38904 | 0.38716 | 0.37014 | 438.3732 | 477.6015 | 510.0674 | 495.6453 | 0.084844 | 0.1084 | 0.10211 | 0.10658 | 0.046038 | 0.043367 | 0.043849 | 0.043715 | 99.8494 | 133.0798 | 134.5277 | 142.718 | 54.1807 | 53.2386 | 57.7693 | 58.5385
8 | 3 | 3 | 1687.7802 | 1743.7299 | 1790.6359 | 1791.7242 | 80 | 63 | 0 | 0 | 0 | 0 | 0 | 0 | 0 | 0 | 0 | 0 | 454.429 | 431.6447 | 466.4629 | 497.6162 | 0 | 0 | 0 | 0 | -0.24575 | 4.0862 | 40.6881 | -1.4785 | -0.31151 | 7.4269 | 16.8119 | 0.23544 | 1153.9085 | 1237.572 | 1266.673 | 1295.351 | 0.3732 | 0.38992 | 0.38586 | 0.37025 | 430.644 | 482.5553 | 488.7647 | 479.6075 | 0.084803 | 0.10837 | 0.10201 | 0.1065 | 0.046018 | 0.043369 | 0.043779 | 0.043635 | 97.8547 | 134.1096 | 129.2141 | 137.9606 | 53.1002 | 53.6717 | 55.454 | 56.523
8 | 3 | 4 | 1702.3588 | 1751.6208 | 1790.7749 | 1784.9002 | 80 | 63 | 0 | 0 | 0 | 0 | 0 | 0 | 0 | 0 | 0 | 0 | 424.7602 | 407.389 | 439.7281 | 466.3816 | 0 | 0 | 0 | 0 | -1.8147 | 61.8022 | 10.5458 | 2.0037 | -0.26371 | 19.8679 | 17.1181 | 0.22268 | 1199.677 | 1199.5616 | 1323.3829 | 1316.2922 | 0.37386 | 0.38754 | 0.38853 | 0.36998 | 448.513 | 464.8793 | 514.1767 | 487.0077 | 0.084707 | 0.10837 | 0.10199 | 0.10653 | 0.046031 | 0.043494 | 0.043855 | 0.043704 | 101.621 | 129.991 | 134.9721 | 140.2209 | 55.2223 | 52.1742 | 58.0371 | 57.5278
8 | 3 | 5 | 1782.1784 | 1828.4027 | 1863.3431 | 1852.0635 | 80 | 63 | 0 | 0 | 0 | 0 | 0 | 0 | 0 | 0 | 0 | 0 | 392.4956 | 381.2428 | 409.743 | 432.9864 | 0 | 0 | 0 | 0 | 4.1492 | 35.2834 | 30.8328 | -17.2681 | 0.26666 | 29.4206 | 14.1208 | 7.1175 | 1305.2669 | 1319.4559 | 1408.6465 | 1429.2277 | 0.37065 | 0.39036 | 0.39029 | 0.37126 | 483.7969 | 515.0683 | 549.7779 | 530.6123 | 0.084637 | 0.10838 | 0.10205 | 0.10654 | 0.046102 | 0.043611 | 0.043949 | 0.043811 | 110.4736 | 143.001 | 143.7485 | 152.2641 | 60.1761 | 57.5428 | 61.9089 | 62.6154
8 | 3 | 6 | 1879.9874 | 1924.0972 | 1955.939 | 1940.0828 | 80 | 63 | 0 | 0 | 0 | 0 | 0 | 0 | 0 | 0 | 0 | 0 | 520.5142 | 513.2634 | 539.9629 | 560.9491 | 0 | 0 | 0 | 0 | -0.25633 | 36.9073 | 70.7969 | -20.9793 | 1.0272 | 1.7427 | 13.2075 | 3.3189 | 1278.7023 | 1309.1838 | 1331.9718 | 1396.794 | 0.37177 | 0.38885 | 0.38239 | 0.37131 | 475.3863 | 509.07 | 509.3313 | 518.649 | 0.084769 | 0.10841 | 0.10205 | 0.10664 | 0.046165 | 0.043693 | 0.043948 | 0.043733 | 108.3948 | 141.9348 | 135.9294 | 148.9527 | 59.0313 | 57.2019 | 58.5375 | 61.0858
8 | 3 | 7 | 2023.5995 | 2070.4054 | 2104.8003 | 2088.9087 | 80 | 63 | 0 | 0 | 0 | 0 | 0 | 0 | 0 | 0 | 0 | 0 | 916.0334 | 917.9581 | 945.9798 | 969.6792 | 0 | 0 | 0 | 0 | -3.5486 | -20.9003 | -17.5613 | -1.6691 | 1.4774 | -3.6878 | -0.72976 | -2.6512 | 1029.6373 | 1114.0354 | 1177.1115 | 1123.5498 | 0.3667 | 0.37732 | 0.37117 | 0.37991 | 377.569 | 420.3484 | 436.909 | 426.8505 | 0.085289 | 0.10894 | 0.10217 | 0.1068 | 0.046408 | 0.043285 | 0.043121 | 0.043537 | 87.8163 | 121.3676 | 120.2625 | 120.0001 | 47.7836 | 48.2207 | 50.7583 | 48.9156
8 | 3 | 8 | 2193.2163 | 2246.9789 | 2289.3045 | 2278.3249 | 80 | 63 | 0 | 0 | 0 | 0 | 0 | 0 | 0 | 0 | 0 | 0 | 1212.379 | 1270.5145 | 1347.0494 | 1414.0717 | 0 | 0 | 0 | 0 | -1.6491 | -37.756 | -41.8024 | 10.018 | -1.4294 | -6.9679 | -7.2006 | -7.3173 | 903.9158 | 958.1882 | 991.2581 | 861.5525 | 0.37186 | 0.38691 | 0.38697 | 0.38173 | 336.1278 | 370.7362 | 383.5871 | 328.8808 | 0.086048 | 0.10993 | 0.10332 | 0.10848 | 0.047141 | 0.046137 | 0.045213 | 0.047111 | 77.7799 | 105.3317 | 102.4209 | 93.4635 | 42.6115 | 44.2079 | 44.8176 | 40.5885
8 | 3 | 9 | 2360.5185 | 2425.1959 | 2479.8997 | 2477.5952 | 80 | 63 | 0 | 0 | 0 | 0 | 0 | 0 | 0 | 0 | 0 | 0 | 1411.2229 | 1526.9812 | 1662.2798 | 1780.9767 | 0 | 0 | 0 | 0 | -3.4647 | -66.0466 | -69.9849 | -60.607 | -4.7613 | -21.6701 | -28.005 | -30.7752 | 877.5216 | 922.9315 | 915.6097 | 788.0008 | 0.37575 | 0.32651 | 0.32636 | 0.067785 | 329.7266 | 301.3461 | 298.819 | 53.415 | 0.086627 | 0.11025 | 0.10393 | 0.10937 | 0.047944 | 0.046558 | 0.047019 | 0.050476 | 76.0172 | 101.7505 | 95.1581 | 86.1804 | 42.0723 | 42.97 | 43.0508 | 39.7749
8 | 3 | 10 | 2498.6802 | 2569.4039 | 2629.4626 | 2628.3628 | 80 | 63 | 0 | 0 | 0 | 0 | 0 | 0 | 0 | 0 | 0 | 0 | 1516.6906 | 1681.4952 | 1862.3739 | 2022.2728 | 0 | 0 | 0 | 0 | -6.0562 | -59.3006 | -70.6744 | -85.7854 | -4.8122 | -27.8222 | -28.065 | -32.7978 | 912.8579 | 912.0315 | 865.8282 | 724.6732 | 0.38219 | 0.32795 | 0.328 | 0.071605 | 348.8883 | 299.1003 | 283.9914 | 51.8902 | 0.086682 | 0.11001 | 0.10395 | 0.10914 | 0.048049 | 0.046576 | 0.047181 | 0.04993 | 79.1281 | 100.3331 | 90.0042 | 79.0888 | 43.8616 | 42.4792 | 40.8506 | 36.1828
8 | 3 | 11 | 2615.7373 | 2691.6697 | 2755.3818 | 2753.3627 | 80 | 63 | 0 | 0 | 0 | 0 | 0 | 0 | 0 | 0 | 0 | 0 | 1583.7924 | 1778.2277 | 1985.0973 | 2167.5432 | 0 | 0 | 0 | 0 | -5.0941 | -71.7556 | -86.1333 | -86.4 | -3.7949 | -13.23 | -19.0324 | -35.164 | 960.8338 | 935.4276 | 875.4502 | 707.3835 | 0.37921 | 0.32752 | 0.328 | 0.071605 | 364.3557 | 306.3721 | 287.1474 | 50.6522 | 0.086614 | 0.11117 | 0.10391 | 0.10928 | 0.047962 | 0.04728 | 0.047112 | 0.050803 | 83.2221 | 103.9926 | 90.9667 | 77.3004 | 46.0838 | 44.2273 | 41.2442 | 35.9375
8 | 3 | 12 | 2709.3496 | 2790.418 | 2858.2235 | 2856.5514 | 80 | 63 | 0 | 0 | 0 | 0 | 0 | 0 | 0 | 0 | 0 | 0 | 1504.2972 | 1711.1793 | 1931.1992 | 2123.5783 | 0 | 0 | 0 | 0 | -5.0941 | -66.7578 | -82.3456 | -87.2346 | -2.9959 | -18.8667 | -28.2161 | -37.0075 | 1133.1424 | 1101.8632 | 1037.5861 | 857.2152 | 0.37557 | 0.32768 | 0.328 | 0.071605 | 425.5705 | 361.063 | 340.3279 | 61.3809 | 0.086374 | 0.11126 | 0.10383 | 0.10804 | 0.047648 | 0.047235 | 0.046938 | 0.048374 | 97.8742 | 122.5944 | 107.7303 | 92.6146 | 53.992 | 52.046 | 48.7023 | 41.4667
8 | 3 | 13 | 2827.3259 | 2917.3524 | 2993.8697 | 2996.5457 | 80 | 63 | 0 | 0 | 0 | 0 | 0 | 0 | 0 | 0 | 0 | 0 | 1530.6891 | 1738.719 | 1967.6467 | 2164.3226 | 0 | 0 | 0 | 0 | -5.1451 | -25.6562 | -63.2035 | -59.9107 | -3.0436 | -11.6779 | -9.9681 | -34.0325 | 1224.8254 | 1152.9675 | 1099.3946 | 926.1663 | 0.37374 | 0.32755 | 0.32763 | 0.071605 | 457.7665 | 377.6572 | 360.1912 | 66.3181 | 0.085784 | 0.11016 | 0.10365 | 0.10862 | 0.047077 | 0.045624 | 0.046406 | 0.048439 | 105.07 | 127.015 | 113.9549 | 100.5989 | 57.661 | 52.6033 | 51.0184 | 44.8628
8 | 3 | 14 | 2901.7426 | 2997.7273 | 3080.3938 | 3086.7386 | 80 | 63 | 0 | 0 | 0 | 0 | 0 | 0 | 0 | 0 | 0 | 0 | 1558.8877 | 1746.0876 | 1973.6199 | 2166.6061 | 0 | 0 | 0 | 0 | -1.309 | -13.528 | -17.355 | -23.662 | -0.26547 | -10.115 | -6.0021 | -12.1018 | 1264.4294 | 1212.2827 | 1130.1311 | 955.8963 | 0.37404 | 0.327 | 0.32733 | 0.070824 | 472.9464 | 396.4198 | 369.9272 | 67.7006 | 0.085308 | 0.10986 | 0.10322 | 0.10818 | 0.0466 | 0.04481 | 0.045226 | 0.046933 | 107.8655 | 133.1772 | 116.6574 | 103.4102 | 58.9222 | 54.3228 | 51.1118 | 44.863
8 | 3 | 15 | 2969.159 | 3071.7392 | 3161.13 | 3171.5349 | 80 | 63 | 0 | 0 | 0 | 0 | 0 | 0 | 0 | 0 | 0 | 0 | 1500.5741 | 1646.3194 | 1863.0147 | 2044.4745 | 0 | 0 | 0 | 0 | 0.18905 | -12.4511 | -2.2535 | -8.4467 | -0.83898 | -6.4092 | -3.3656 | -9.0564 | 1389.2348 | 1381.2801 | 1303.7344 | 1144.5635 | 0.38108 | 0.31254 | 0.31233 | 0.32609 | 529.4039 | 431.7043 | 407.201 | 373.2315 | 0.085092 | 0.10961 | 0.10276 | 0.10742 | 0.046482 | 0.044583 | 0.04432 | 0.044688 | 118.2128 | 151.4054 | 133.9653 | 122.9471 | 64.5739 | 61.5822 | 57.7811 | 51.1488
8 | 3 | 16 | 2989.8168 | 3101.7318 | 3201.5432 | 3220.3829 | 80 | 63 | 0 | 0 | 0 | 0 | 0 | 0 | 0 | 0 | 0 | 0 | 1622.6583 | 1730.2108 | 1922.4669 | 2081.0071 | 0 | 0 | 0 | 0 | -2.7065 | -15.4572 | -6.1725 | 1.7713 | -0.13591 | -0.94807 | -0.030407 | -6.5376 | 1290.0009 | 1324.9263 | 1285.2792 | 1144.1421 | 0.38915 | 0.32585 | 0.31944 | 0.31698 | 501.9982 | 431.7294 | 410.5755 | 362.6708 | 0.085606 | 0.10991 | 0.10235 | 0.10672 | 0.046748 | 0.04446 | 0.04375 | 0.043751 | 110.4323 | 145.6264 | 131.5469 | 122.1043 | 60.3051 | 58.9062 | 56.2305 | 50.0575
8 | 3 | 17 | 2940.0125 | 3059.3387 | 3167.9122 | 3195.1928 | 80 | 63 | 0 | 0 | 0 | 0 | 0 | 0 | 0 | 0 | 0 | 0 | 1520.3763 | 1589.6289 | 1734.4618 | 1853.1518 | 0 | 0 | 0 | 0 | -2.9753 | -18.4663 | -6.0611 | 4.6331 | -0.59012 | -2.053 | -1.5591 | 2.4858 | 1343.2016 | 1427.2291 | 1441.0707 | 1334.9221 | 0.39 | 0.39598 | 0.39187 | 0.36712 | 523.853 | 565.1496 | 564.7067 | 490.079 | 0.085827 | 0.10955 | 0.10254 | 0.10683 | 0.046843 | 0.044192 | 0.044018 | 0.043867 | 115.2829 | 156.354 | 147.7637 | 142.612 | 62.9199 | 63.0717 | 63.4333 | 58.5594
8 | 3 | 18 | 2826.6806 | 2950.7993 | 3065.8814 | 3101.2498 | 80 | 63 | 0 | 0 | 0 | 0 | 0 | 0 | 0 | 0 | 0 | 0 | 1067.0828 | 1067.2985 | 1149.0358 | 1213.7076 | 0 | 0 | 0 | 0 | -2.9753 | -10.7998 | -9.3153 | 0 | 0.27471 | -2.4719 | -2.634 | 3.6599 | 1682.2984 | 1833.7725 | 1928.795 | 1883.8823 | 0.3917 | 0.40014 | 0.39346 | 0.38236 | 658.9645 | 733.7748 | 758.9111 | 720.3202 | 0.085776 | 0.10964 | 0.10308 | 0.10741 | 0.046823 | 0.044435 | 0.044742 | 0.044663 | 144.3014 | 201.0494 | 198.8152 | 202.339 | 78.7711 | 81.4832 | 86.2979 | 84.139
8 | 3 | 19 | 2715.7473 | 2840.8188 | 2957.9284 | 2997.3906 | 80 | 63 | 0 | 0 | 0 | 0 | 0 | 0 | 0 | 0 | 0 | 0 | 621.8492 | 585.9236 | 634.4724 | 669.5753 | 0 | 0 | 0 | 0 | 1.7633 | 4.5233 | -6.8988 | 18.4522 | 1.8769 | 2.8531 | 5.8453 | 20.6823 | 2010.2579 | 2184.5188 | 2324.5095 | 2288.6808 | 0.39028 | 0.3992 | 0.39311 | 0.38685 | 784.5709 | 872.0697 | 913.7973 | 885.3775 | 0.086042 | 0.1097 | 0.10346 | 0.10761 | 0.046942 | 0.044958 | 0.045396 | 0.045312 | 172.9668 | 239.633 | 240.4928 | 246.2937 | 94.3659 | 98.2118 | 105.5234 | 103.7056
8 | 3 | 20 | 2670.8003 | 2796.2738 | 2913.9036 | 2954.3861 | 80 | 63 | 0 | 0 | 0 | 0 | 0 | 0 | 0 | 0 | 0 | 0 | 589.9611 | 565.3439 | 611.9892 | 647.1486 | 0 | 0 | 0 | 0 | 2.4962 | 18.0842 | 23.7179 | 88.3751 | 2.4412 | 5.8958 | 3.6199 | 28.3606 | 1995.9018 | 2143.9499 | 2274.5767 | 2190.5018 | 0.39125 | 0.40133 | 0.39529 | 0.38828 | 780.8899 | 860.4341 | 899.1269 | 850.519 | 0.08605 | 0.10956 | 0.10339 | 0.10757 | 0.046961 | 0.044867 | 0.045381 | 0.045288 | 171.7472 | 234.8977 | 235.174 | 235.6425 | 93.7291 | 96.1926 | 103.2236 | 99.2028
8 | 3 | 21 | 2562.1652 | 2684.9797 | 2800.2042 | 2840.5932 | 80 | 63 | 0 | 0 | 0 | 0 | 0 | 0 | 0 | 0 | 0 | 0 | 616.5505 | 596.037 | 641.1438 | 679.6977 | 0 | 0 | 0 | 0 | 3.8079 | 3.4771 | 3.3704 | 72.5679 | 2.6484 | 9.8469 | 7.9662 | 28.1444 | 1859.1584 | 2012.6187 | 2147.7237 | 2060.1832 | 0.3882 | 0.39886 | 0.39319 | 0.38634 | 721.7258 | 802.7563 | 844.4715 | 795.9366 | 0.085945 | 0.10921 | 0.10308 | 0.10744 | 0.046939 | 0.044517 | 0.045143 | 0.045146 | 159.7859 | 219.7991 | 221.3872 | 221.3413 | 87.2679 | 89.5951 | 96.9557 | 93.0096
8 | 3 | 22 | 2361.1965 | 2477.9237 | 2588.0222 | 2628.4444 | 80 | 63 | 0 | 0 | 0 | 0 | 0 | 0 | 0 | 0 | 0 | 0 | 578.5868 | 547.9841 | 591.158 | 633.6966 | 0 | 0 | 0 | 0 | 5.9594 | 14.3311 | 24.3732 | 33.952 | 3.0303 | 7.0538 | 4.1641 | 29.4882 | 1693.6201 | 1845.5548 | 1968.327 | 1931.3076 | 0.38109 | 0.39369 | 0.38812 | 0.38014 | 645.4204 | 726.5853 | 763.9528 | 734.1755 | 0.085228 | 0.10891 | 0.10261 | 0.1072 | 0.046564 | 0.044113 | 0.044583 | 0.044784 | 144.3436 | 201.0002 | 201.9617 | 207.0372 | 78.8616 | 81.4138 | 87.7547 | 86.4914
8 | 3 | 23 | 2156.1358 | 2263.7647 | 2365.3431 | 2402.9756 | 80 | 63 | 0 | 0 | 0 | 0 | 0 | 0 | 0 | 0 | 0 | 0 | 550.0967 | 516.7987 | 557.8485 | 601.1932 | 0 | 0 | 0 | 0 | 12.1155 | 24.6269 | 19.3931 | 25.1858 | 3.4415 | 2.7386 | 3.2599 | 23.7807 | 1510.482 | 1656.6006 | 1784.8416 | 1752.8158 | 0.37177 | 0.39333 | 0.38899 | 0.37327 | 561.5484 | 651.5873 | 694.2822 | 654.2722 | 0.084743 | 0.1086 | 0.10242 | 0.107 | 0.046204 | 0.043655 | 0.044337 | 0.04441 | 128.0028 | 179.9129 | 182.8024 | 187.5531 | 69.7905 | 72.3186 | 79.1346 | 77.8424
8 | 3 | 24 | 1967.4015 | 2060.0775 | 2146.2476 | 2174.744 | 80 | 63 | 0 | 0 | 0 | 0 | 0 | 0 | 0 | 0 | 0 | 0 | 542.7618 | 512.6853 | 552.633 | 594.3684 | 0 | 0 | 0 | 0 | 2.9872 | 14.0737 | 30.2268 | 25.0092 | 0 | 5.5357 | 2.6798 | 15.5738 | 1341.6525 | 1464.7829 | 1560.708 | 1539.7927 | 0.36952 | 0.39289 | 0.39083 | 0.37129 | 495.7729 | 575.4979 | 609.9755 | 571.7124 | 0.0848 | 0.10848 | 0.10225 | 0.10687 | 0.046074 | 0.043446 | 0.044018 | 0.044049 | 113.7728 | 158.8941 | 159.5779 | 164.5623 | 61.8154 | 63.6386 | 68.6994 | 67.8263
8 | 4 | 1 | 1833.7594 | 1911.1086 | 1980.8478 | 1998.001 | 80 | 63 | 0 | 0 | 0 | 0 | 0 | 0 | 0 | 0 | 0 | 0 | 529.9766 | 502.9974 | 542.1236 | 581.0429 | 0 | 0 | 0 | 0 | -2.1929 | 35.4528 | 45.3982 | 26.7766 | -0.19363 | 2.3255 | 5.927 | 0.21647 | 1226.1694 | 1307.3329 | 1387.3991 | 1389.965 | 0.37223 | 0.39077 | 0.38906 | 0.37051 | 456.4229 | 510.8724 | 539.7789 | 514.9916 | 0.084816 | 0.10844 | 0.10218 | 0.10669 | 0.046064 | 0.043434 | 0.043926 | 0.043911 | 103.9989 | 141.7681 | 141.7702 | 148.2901 | 56.4818 | 56.7821 | 60.9427 | 61.0345
8 | 4 | 2 | 1740.2413 | 1806.1292 | 1863.7429 | 1872.6763 | 80 | 63 | 0 | 0 | 0 | 0 | 0 | 0 | 0 | 0 | 0 | 0 | 510.9701 | 484.6024 | 523.4022 | 559.5673 | 0 | 0 | 0 | 0 | -1.8147 | 48.0931 | 36.085 | 0.066551 | -0.50977 | 4.4447 | 11.457 | 0.40308 | 1151.5957 | 1205.9891 | 1292.7987 | 1312.6394 | 0.3725 | 0.38904 | 0.38716 | 0.37014 | 428.9639 | 469.1829 | 500.515 | 485.8568 | 0.084844 | 0.1084 | 0.10211 | 0.10658 | 0.046038 | 0.043367 | 0.043849 | 0.043715 | 97.7062 | 130.734 | 132.0083 | 139.8995 | 53.0177 | 52.3001 | 56.6875 | 57.3825
8 | 4 | 3 | 1677.0757 | 1732.3982 | 1778.6948 | 1779.5058 | 80 | 63 | 0 | 0 | 0 | 0 | 0 | 0 | 0 | 0 | 0 | 0 | 490.5508 | 464.7345 | 503.8072 | 536.1275 | 0 | 0 | 0 | 0 | -0.24575 | 4.0862 | 40.6881 | -1.4785 | -0.31151 | 7.4269 | 16.8119 | 0.23544 | 1107.0822 | 1193.1505 | 1217.3876 | 1244.6213 | 0.3732 | 0.38992 | 0.38586 | 0.37025 | 413.1682 | 465.2344 | 469.7472 | 460.8247 | 0.084803 | 0.10837 | 0.10201 | 0.1065 | 0.046018 | 0.043369 | 0.043779 | 0.043635 | 93.8837 | 129.2958 | 124.1865 | 132.5577 | 50.9453 | 51.7452 | 53.2963 | 54.3094
8 | 4 | 4 | 1668.4262 | 1715.7002 | 1752.9223 | 1746.1686 | 80 | 63 | 0 | 0 | 0 | 0 | 0 | 0 | 0 | 0 | 0 | 0 | 484.1559 | 462.7873 | 502.0534 | 530.1185 | 0 | 0 | 0 | 0 | -1.8147 | 61.8022 | 10.5458 | 2.0037 | -0.26371 | 19.8679 | 17.1181 | 0.22268 | 1106.3487 | 1108.2428 | 1223.2049 | 1213.8237 | 0.37386 | 0.38754 | 0.38853 | 0.36998 | 413.6212 | 429.4895 | 475.2544 | 449.096 | 0.084707 | 0.10837 | 0.10199 | 0.10653 | 0.046031 | 0.043494 | 0.043855 | 0.043704 | 93.7154 | 120.0952 | 124.755 | 129.3053 | 50.9263 | 48.2023 | 53.6438 | 53.0495
8 | 4 | 5 | 1690.8054 | 1731.6765 | 1761.4141 | 1747.7677 | 80 | 63 | 0 | 0 | 0 | 0 | 0 | 0 | 0 | 0 | 0 | 0 | 479.448 | 461.1622 | 499.607 | 526.0971 | 0 | 0 | 0 | 0 | 4.1492 | 35.2834 | 30.8328 | -17.2681 | 0.26666 | 29.4206 | 14.1208 | 7.1175 | 1126.9415 | 1142.8103 | 1216.8534 | 1231.8212 | 0.37065 | 0.39036 | 0.39029 | 0.37126 | 417.7006 | 446.1122 | 474.9234 | 457.3236 | 0.084637 | 0.10838 | 0.10205 | 0.10654 | 0.046102 | 0.043611 | 0.043949 | 0.043811 | 95.3807 | 123.8564 | 124.1765 | 131.2332 | 51.9548 | 49.8391 | 53.4798 | 53.9669
8 | 4 | 6 | 1673.5935 | 1705.6115 | 1725.7013 | 1704.4989 | 80 | 63 | 0 | 0 | 0 | 0 | 0 | 0 | 0 | 0 | 0 | 0 | 522.9762 | 506.1158 | 543.6477 | 567.6062 | 0 | 0 | 0 | 0 | -0.25633 | 36.9073 | 70.7969 | -20.9793 | 1.0272 | 1.7427 | 13.2075 | 3.3189 | 1069.8464 | 1097.8457 | 1098.0492 | 1154.5531 | 0.37177 | 0.38885 | 0.38239 | 0.37131 | 397.7394 | 426.8922 | 419.8818 | 428.7016 | 0.084769 | 0.10841 | 0.10205 | 0.10664 | 0.046165 | 0.043693 | 0.043948 | 0.043733 | 90.6902 | 119.0226 | 112.0573 | 123.1204 | 49.3895 | 47.9679 | 48.257 | 50.4919
8 | 4 | 7 | 1755.0775 | 1786.1519 | 1805.257 | 1782.4101 | 80 | 63 | 0 | 0 | 0 | 0 | 0 | 0 | 0 | 0 | 0 | 0 | 978.3073 | 971.3757 | 1012.3837 | 1039.1249 | 0 | 0 | 0 | 0 | -3.5486 | -20.9003 | -17.5613 | -1.6691 | 1.4774 | -3.6878 | -0.72976 | -2.6512 | 698.8413 | 776.3642 | 811.1644 | 747.6055 | 0.3667 | 0.37732 | 0.37117 | 0.37991 | 256.2658 | 292.9382 | 301.0802 | 284.0246 | 0.085289 | 0.10894 | 0.10217 | 0.1068 | 0.046408 | 0.043285 | 0.043121 | 0.043537 | 59.6032 | 84.5803 | 82.8746 | 79.8476 | 32.4319 | 33.6047 | 34.9783 | 32.5483
8 | 4 | 8 | 1912.3806 | 1949.6903 | 1976.025 | 1957.7712 | 80 | 63 | 0 | 0 | 0 | 0 | 0 | 0 | 0 | 0 | 0 | 0 | 1395.521 | 1447.8222 | 1540.4663 | 1611.9731 | 0 | 0 | 0 | 0 | -1.6491 | -37.756 | -41.8024 | 10.018 | -1.4294 | -6.9679 | -7.2006 | -7.3173 | 439.9381 | 483.592 | 484.5617 | 343.0974 | 0.37186 | 0.38691 | 0.38697 | 0.38173 | 163.5943 | 187.1084 | 187.5108 | 130.9707 | 0.086048 | 0.10993 | 0.10332 | 0.10848 | 0.047141 | 0.046137 | 0.045213 | 0.047111 | 37.8557 | 53.1603 | 50.0669 | 37.2201 | 20.7391 | 22.3115 | 21.9084 | 16.1636
8 | 4 | 9 | 2083.251 | 2131.6844 | 2170.6006 | 2161.1143 | 80 | 63 | 0 | 0 | 0 | 0 | 0 | 0 | 0 | 0 | 0 | 0 | 1688.4536 | 1805.2846 | 1963.7304 | 2088.1234 | 0 | 0 | 0 | 0 | -3.4647 | -66.0466 | -69.9849 | -60.607 | -4.7613 | -21.6701 | -28.005 | -30.7752 | 323.0234 | 351.1166 | 304.86 | 164.3731 | 0.37575 | 0.32651 | 0.32636 | 0.067785 | 121.3752 | 114.643 | 99.4943 | 11.1421 | 0.086627 | 0.11025 | 0.10393 | 0.10937 | 0.047944 | 0.046558 | 0.047019 | 0.050476 | 27.9826 | 38.7096 | 31.6837 | 17.9768 | 15.4872 | 16.3474 | 14.3341 | 8.2968
8 | 4 | 10 | 2258.3537 | 2314.9977 | 2361.3722 | 2354.0474 | 80 | 63 | 0 | 0 | 0 | 0 | 0 | 0 | 0 | 0 | 0 | 0 | 1859.5742 | 2024.5197 | 2235.6941 | 2401.6727 | 0 | 0 | 0 | 0 | -6.0562 | -59.3006 | -70.6744 | -85.7854 | -4.8122 | -27.8222 | -28.065 | -32.7978 | 329.6479 | 314.6008 | 224.4176 | 70.9578 | 0.38219 | 0.32795 | 0.328 | 0.071605 | 125.9892 | 103.1732 | 73.6089 | 5.0809 | 0.086682 | 0.11001 | 0.10395 | 0.10914 | 0.048049 | 0.046576 | 0.047181 | 0.04993 | 28.5744 | 34.6094 | 23.3285 | 7.7441 | 15.8391 | 14.653 | 10.5882 | 3.5429
8 | 4 | 11 | 2382.4072 | 2444.6698 | 2495.0961 | 2487.0332 | 80 | 63 | 0 | 0 | 0 | 0 | 0 | 0 | 0 | 0 | 0 | 0 | 1841.8788 | 2034.1153 | 2269.4722 | 2461.3324 | 0 | 0 | 0 | 0 | -5.0941 | -71.7556 | -86.1333 | -86.4 | -3.7949 | -13.23 | -19.0324 | -35.164 | 469.4173 | 432.5401 | 330.7895 | 147.2647 | 0.37921 | 0.32752 | 0.328 | 0.071605 | 178.0067 | 141.6659 | 108.4989 | 10.5449 | 0.086614 | 0.11117 | 0.10391 | 0.10928 | 0.047962 | 0.04728 | 0.047112 | 0.050803 | 40.6583 | 48.086 | 34.3718 | 16.0926 | 22.5144 | 20.4506 | 15.5842 | 7.4816
8 | 4 | 12 | 2474.9701 | 2542.3072 | 2596.7671 | 2589.024 | 80 | 63 | 0 | 0 | 0 | 0 | 0 | 0 | 0 | 0 | 0 | 0 | 1844.3541 | 2050.3656 | 2296.4271 | 2501.4141 | 0 | 0 | 0 | 0 | -5.0941 | -66.7578 | -82.3456 | -87.2346 | -2.9959 | -18.8667 | -28.2161 | -37.0075 | 558.7059 | 514.5661 | 410.9017 | 211.852 | 0.37557 | 0.32768 | 0.328 | 0.071605 | 209.8313 | 168.6151 | 134.7756 | 15.1697 | 0.086374 | 0.11126 | 0.10383 | 0.10804 | 0.047648 | 0.047235 | 0.046938 | 0.048374 | 48.2578 | 57.2511 | 42.663 | 22.8888 | 26.6212 | 24.3053 | 19.2869 | 10.2481
8 | 4 | 13 | 2556.1453 | 2630.2844 | 2691.3606 | 2687.0125 | 80 | 63 | 0 | 0 | 0 | 0 | 0 | 0 | 0 | 0 | 0 | 0 | 1885.84 | 2092.6022 | 2343.7377 | 2555.0652 | 0 | 0 | 0 | 0 | -5.1451 | -25.6562 | -63.2035 | -59.9107 | -3.0436 | -11.6779 | -9.9681 | -34.0325 | 598.4939 | 512.0163 | 420.7946 | 225.8906 | 0.37374 | 0.32755 | 0.32763 | 0.071605 | 223.6812 | 167.7121 | 137.8636 | 16.1749 | 0.085784 | 0.11016 | 0.10365 | 0.10862 | 0.047077 | 0.045624 | 0.046406 | 0.048439 | 51.341 | 56.4055 | 43.6164 | 24.5359 | 28.1752 | 23.3604 | 19.5273 | 10.942
8 | 4 | 14 | 2628.8828 | 2708.8819 | 2776.0117 | 2775.2888 | 80 | 63 | 0 | 0 | 0 | 0 | 0 | 0 | 0 | 0 | 0 | 0 | 1896.6813 | 2089.1709 | 2336.0708 | 2543.1578 | 0 | 0 | 0 | 0 | -1.309 | -13.528 | -17.355 | -23.662 | -0.26547 | -10.115 | -6.0021 | -12.1018 | 653.7761 | 580.3539 | 463.298 | 267.8948 | 0.37404 | 0.327 | 0.32733 | 0.070824 | 244.538 | 189.7774 | 151.6519 | 18.9734 | 0.085308 | 0.10986 | 0.10322 | 0.10818 | 0.0466 | 0.04481 | 0.045226 | 0.046933 | 55.7721 | 63.7557 | 47.8238 | 28.9812 | 30.4659 | 26.0059 | 20.9533 | 12.5731
8 | 4 | 15 | 2676.9892 | 2762.4524 | 2835.2069 | 2838.044 | 80 | 63 | 0 | 0 | 0 | 0 | 0 | 0 | 0 | 0 | 0 | 0 | 1905.2949 | 2074.073 | 2304.3011 | 2496.6315 | 0 | 0 | 0 | 0 | 0.18905 | -12.4511 | -2.2535 | -8.4467 | -0.83898 | -6.4092 | -3.3656 | -9.0564 | 692.3442 | 644.2396 | 536.5249 | 358.9156 | 0.38108 | 0.31254 | 0.31233 | 0.32609 | 263.8357 | 201.3502 | 167.5752 | 117.039 | 0.085092 | 0.10961 | 0.10276 | 0.10742 | 0.046482 | 0.044583 | 0.04432 | 0.044688 | 58.9129 | 70.6167 | 55.1306 | 38.5541 | 32.1813 | 28.7224 | 23.7786 | 16.0394
8 | 4 | 16 | 2693.3092 | 2787.853 | 2870.7812 | 2881.9407 | 80 | 63 | 0 | 0 | 0 | 0 | 0 | 0 | 0 | 0 | 0 | 0 | 1732.7355 | 1857.096 | 2051.8284 | 2214.1327 | 0 | 0 | 0 | 0 | -2.7065 | -15.4572 | -6.1725 | 1.7713 | -0.13591 | -0.94807 | -0.030407 | -6.5376 | 883.416 | 884.1624 | 825.1558 | 672.5743 | 0.38915 | 0.32585 | 0.31944 | 0.31698 | 343.7775 | 288.1057 | 263.5915 | 213.193 | 0.085606 | 0.10991 | 0.10235 | 0.10672 | 0.046748 | 0.04446 | 0.04375 | 0.043751 | 75.626 | 97.1808 | 84.4538 | 71.778 | 41.298 | 39.3098 | 36.1003 | 29.4259
8 | 4 | 17 | 2658.2673 | 2761.0872 | 2853.6181 | 2873.6009 | 80 | 63 | 0 | 0 | 0 | 0 | 0 | 0 | 0 | 0 | 0 | 0 | 1459.0254 | 1524.9838 | 1667.2225 | 1784.3588 | 0 | 0 | 0 | 0 | -2.9753 | -18.4663 | -6.0611 | 4.6331 | -0.59012 | -2.053 | -1.5591 | 2.4858 | 1122.8072 | 1193.6227 | 1194.0159 | 1082.1232 | 0.39 | 0.39598 | 0.39187 | 0.36712 | 437.8985 | 472.6469 | 467.8943 | 397.271 | 0.085827 | 0.10955 | 0.10254 | 0.10683 | 0.046843 | 0.044192 | 0.044018 | 0.043867 | 96.3671 | 130.7623 | 122.4314 | 115.6051 | 52.596 | 52.7482 | 52.5584 | 47.4698
8 | 4 | 18 | 2568.933 | 2677.9515 | 2778.3574 | 2807.0495 | 80 | 63 | 0 | 0 | 0 | 0 | 0 | 0 | 0 | 0 | 0 | 0 | 1041.1095 | 1040.2064 | 1121.0034 | 1185.5751 | 0 | 0 | 0 | 0 | -2.9753 | -10.7998 | -9.3153 | 0 | 0.27471 | -2.4719 | -2.634 | 3.6599 | 1450.5241 | 1588.0167 | 1669.3033 | 1617.8145 | 0.3917 | 0.40014 | 0.39346 | 0.38236 | 568.1774 | 635.4368 | 656.8105 | 618.5867 | 0.085776 | 0.10964 | 0.10308 | 0.10741 | 0.046823 | 0.044435 | 0.044742 | 0.044663 | 124.4206 | 174.1055 | 172.0675 | 173.7619 | 67.9186 | 70.5631 | 74.6877 | 72.2557
8 | 4 | 19 | 2465.346 | 2575.7475 | 2678.5992 | 2711.5755 | 80 | 63 | 0 | 0 | 0 | 0 | 0 | 0 | 0 | 0 | 0 | 0 | 688.7386 | 666.906 | 712.1566 | 753.0923 | 0 | 0 | 0 | 0 | 1.7633 | 4.5233 | -6.8988 | 18.4522 | 1.8769 | 2.8531 | 5.8453 | 20.6823 | 1692.9672 | 1838.465 | 1967.4961 | 1919.3487 | 0.39028 | 0.3992 | 0.39311 | 0.38685 | 660.7375 | 733.9235 | 773.4503 | 742.5012 | 0.086042 | 0.1097 | 0.10346 | 0.10761 | 0.046942 | 0.044958 | 0.045396 | 0.045312 | 145.6665 | 201.6723 | 203.5564 | 206.5485 | 79.4716 | 82.6539 | 89.3164 | 86.9702
8 | 4 | 20 | 2464.4064 | 2577.7881 | 2683.6658 | 2718.8023 | 80 | 63 | 0 | 0 | 0 | 0 | 0 | 0 | 0 | 0 | 0 | 0 | 645.3536 | 633.2906 | 673.8138 | 717.3561 | 0 | 0 | 0 | 0 | 2.4962 | 18.0842 | 23.7179 | 88.3751 | 2.4412 | 5.8958 | 3.6199 | 28.3606 | 1734.1153 | 1857.5175 | 1982.5143 | 1884.7105 | 0.39125 | 0.40133 | 0.39529 | 0.38828 | 678.4668 | 745.4799 | 783.6763 | 731.7876 | 0.08605 | 0.10956 | 0.10339 | 0.10757 | 0.046961 | 0.044867 | 0.045381 | 0.045288 | 149.2205 | 203.5153 | 204.9769 | 202.7471 | 81.4354 | 83.3413 | 89.9693 | 85.3542
8 | 4 | 21 | 2375.5711 | 2487.4539 | 2592.0536 | 2627.6094 | 80 | 63 | 0 | 0 | 0 | 0 | 0 | 0 | 0 | 0 | 0 | 0 | 607.6154 | 586.2631 | 625.1977 | 671.7148 | 0 | 0 | 0 | 0 | 3.8079 | 3.4771 | 3.3704 | 72.5679 | 2.6484 | 9.8469 | 7.9662 | 28.1444 | 1681.4993 | 1824.8667 | 1955.5193 | 1855.1823 | 0.3882 | 0.39886 | 0.39319 | 0.38634 | 652.7585 | 727.8693 | 768.898 | 716.736 | 0.085945 | 0.10921 | 0.10308 | 0.10744 | 0.046939 | 0.044517 | 0.045143 | 0.045146 | 144.5169 | 199.2946 | 201.5748 | 199.3165 | 78.9287 | 81.237 | 88.279 | 83.7545
8 | 4 | 22 | 2182.6482 | 2288.9151 | 2388.8471 | 2424.6444 | 80 | 63 | 0 | 0 | 0 | 0 | 0 | 0 | 0 | 0 | 0 | 0 | 577.7085 | 546.4761 | 585.1005 | 634.5944 | 0 | 0 | 0 | 0 | 5.9594 | 14.3311 | 24.3732 | 33.952 | 3.0303 | 7.0538 | 4.1641 | 29.4882 | 1515.9501 | 1658.0542 | 1775.2093 | 1726.6098 | 0.38109 | 0.39369 | 0.38812 | 0.38014 | 577.7123 | 652.7673 | 688.9994 | 656.3608 | 0.085228 | 0.10891 | 0.10261 | 0.1072 | 0.046564 | 0.044113 | 0.044583 | 0.044784 | 129.2012 | 180.5794 | 182.1467 | 185.0935 | 70.5886 | 73.1425 | 79.1449 | 77.3243
8 | 4 | 23 | 2016.6975 | 2116.1573 | 2209.796 | 2243.8167 | 80 | 63 | 0 | 0 | 0 | 0 | 0 | 0 | 0 | 0 | 0 | 0 | 556.919 | 520.1561 | 558.8146 | 609.0355 | 0 | 0 | 0 | 0 | 12.1155 | 24.6269 | 19.3931 | 25.1858 | 3.4415 | 2.7386 | 3.2599 | 23.7807 | 1364.2214 | 1505.6358 | 1628.3284 | 1585.8147 | 0.37177 | 0.39333 | 0.38899 | 0.37327 | 507.1735 | 592.2087 | 633.4004 | 591.9359 | 0.084743 | 0.1086 | 0.10242 | 0.107 | 0.046204 | 0.043655 | 0.044337 | 0.04441 | 115.6082 | 163.5176 | 166.7725 | 169.6838 | 63.0326 | 65.7283 | 72.1952 | 70.4259
8 | 4 | 24 | 1852.5905 | 1938.5402 | 2018.1729 | 2043.6955 | 80 | 63 | 0 | 0 | 0 | 0 | 0 | 0 | 0 | 0 | 0 | 0 | 554.1746 | 519.0526 | 556.9861 | 606.7032 | 0 | 0 | 0 | 0 | 2.9872 | 14.0737 | 30.2268 | 25.0092 | 0 | 5.5357 | 2.6798 | 15.5738 | 1215.4286 | 1336.8784 | 1428.2802 | 1396.4094 | 0.36952 | 0.39289 | 0.39083 | 0.37129 | 449.1301 | 525.2455 | 558.2185 | 518.4753 | 0.0848 | 0.10848 | 0.10225 | 0.10687 | 0.046074 | 0.043446 | 0.044018 | 0.044049 | 103.0689 | 145.0195 | 146.0376 | 149.2385 | 55.9997 | 58.0817 | 62.8701 | 61.5104
8 | 5 | 1 | 1730.9123 | 1802.2361 | 1866.1192 | 1880.6084 | 80 | 63 | 0 | 0 | 0 | 0 | 0 | 0 | 0 | 0 | 0 | 0 | 572.5245 | 546.1689 | 583.1443 | 631.1056 | 0 | 0 | 0 | 0 | -2.1929 | 35.4528 | 45.3982 | 26.7766 | -0.19363 | 2.3255 | 5.927 | 0.21647 | 1080.7743 | 1155.2889 | 1231.6497 | 1222.5097 | 0.37223 | 0.39077 | 0.38906 | 0.37051 | 402.3018 | 451.4574 | 479.1833 | 452.9483 | 0.084816 | 0.10844 | 0.10218 | 0.10669 | 0.046064 | 0.043434 | 0.043926 | 0.043911 | 91.667 | 125.2803 | 125.8551 | 130.4249 | 49.7843 | 50.1783 | 54.1013 | 53.6814
8 | 5 | 2 | 1645.37 | 1705.6999 | 1757.9115 | 1764.3876 | 80 | 63 | 0 | 0 | 0 | 0 | 0 | 0 | 0 | 0 | 0 | 0 | 544.1943 | 517.4825 | 552.4282 | 599.16 | 0 | 0 | 0 | 0 | -1.8147 | 48.0931 | 36.085 | 0.066551 | -0.50977 | 4.4447 | 11.457 | 0.40308 | 1023.5002 | 1072.6797 | 1157.9414 | 1164.758 | 0.3725 | 0.38904 | 0.38716 | 0.37014 | 381.2489 | 417.3196 | 448.3041 | 431.1204 | 0.084844 | 0.1084 | 0.10211 | 0.10658 | 0.046038 | 0.043367 | 0.043849 | 0.043715 | 86.8381 | 116.2827 | 118.238 | 124.1385 | 47.1204 | 46.5189 | 50.7742 | 50.9178
8 | 5 | 3 | 1595.7775 | 1646.3371 | 1688.0045 | 1686.7097 | 80 | 63 | 0 | 0 | 0 | 0 | 0 | 0 | 0 | 0 | 0 | 0 | 536.1585 | 517.0253 | 549.3949 | 593.4896 | 0 | 0 | 0 | 0 | -0.24575 | 4.0862 | 40.6881 | -1.4785 | -0.31151 | 7.4269 | 16.8119 | 0.23544 | 980.1762 | 1054.7987 | 1081.1096 | 1094.4632 | 0.3732 | 0.38992 | 0.38586 | 0.37025 | 365.8063 | 411.2881 | 417.1623 | 405.2282 | 0.084803 | 0.10837 | 0.10201 | 0.1065 | 0.046018 | 0.043369 | 0.043779 | 0.043635 | 83.1218 | 114.3033 | 110.2847 | 116.5652 | 45.1054 | 45.7451 | 47.3302 | 47.7572
8 | 5 | 4 | 1575.0242 | 1616.8262 | 1648.7299 | 1639.5569 | 80 | 63 | 0 | 0 | 0 | 0 | 0 | 0 | 0 | 0 | 0 | 0 | 525.2257 | 518.8817 | 547.1531 | 586.8473 | 0 | 0 | 0 | 0 | -1.8147 | 61.8022 | 10.5458 | 2.0037 | -0.26371 | 19.8679 | 17.1181 | 0.22268 | 971.8769 | 953.2744 | 1073.9129 | 1050.4833 | 0.37386 | 0.38754 | 0.38853 | 0.36998 | 363.3474 | 369.4329 | 417.2496 | 388.6625 | 0.084707 | 0.10837 | 0.10199 | 0.10653 | 0.046031 | 0.043494 | 0.043855 | 0.043704 | 82.3247 | 103.302 | 109.5286 | 111.9051 | 44.7365 | 41.4621 | 47.0965 | 45.9108
8 | 5 | 5 | 1583.6904 | 1618.2861 | 1641.9246 | 1625.5037 | 80 | 63 | 0 | 0 | 0 | 0 | 0 | 0 | 0 | 0 | 0 | 0 | 489.4999 | 486.932 | 511.7638 | 548.4949 | 0 | 0 | 0 | 0 | 4.1492 | 35.2834 | 30.8328 | -17.2681 | 0.26666 | 29.4206 | 14.1208 | 7.1175 | 1009.7746 | 1003.6502 | 1085.2072 | 1087.1594 | 0.37065 | 0.39036 | 0.39029 | 0.37126 | 374.2728 | 391.7891 | 423.5434 | 403.6167 | 0.084637 | 0.10838 | 0.10205 | 0.10654 | 0.046102 | 0.043611 | 0.043949 | 0.043811 | 85.4641 | 108.7744 | 110.7424 | 115.8216 | 46.5531 | 43.7702 | 47.694 | 47.6292
8 | 5 | 6 | 1573.335 | 1599.4793 | 1613.8603 | 1590.0611 | 80 | 63 | 0 | 0 | 0 | 0 | 0 | 0 | 0 | 0 | 0 | 0 | 538.8335 | 539.1214 | 558.9396 | 595.5264 | 0 | 0 | 0 | 0 | -0.25633 | 36.9073 | 70.7969 | -20.9793 | 1.0272 | 1.7427 | 13.2075 | 3.3189 | 953.7307 | 958.7079 | 970.9164 | 1012.195 | 0.37177 | 0.38885 | 0.38239 | 0.37131 | 354.5708 | 372.7891 | 371.2677 | 375.842 | 0.084769 | 0.10841 | 0.10205 | 0.10664 | 0.046165 | 0.043693 | 0.043948 | 0.043733 | 80.8472 | 103.9381 | 99.0832 | 107.9394 | 44.029 | 41.8886 | 42.6698 | 44.2662
8 | 5 | 7 | 1619.1374 | 1642.2476 | 1653.6123 | 1627.2442 | 80 | 63 | 0 | 0 | 0 | 0 | 0 | 0 | 0 | 0 | 0 | 0 | 855.7199 | 863.1596 | 882.3675 | 920.8713 | 0 | 0 | 0 | 0 | -3.5486 | -20.9003 | -17.5613 | -1.6691 | 1.4774 | -3.6878 | -0.72976 | -2.6512 | 685.4886 | 740.676 | 789.5358 | 710.6932 | 0.3667 | 0.37732 | 0.37117 | 0.37991 | 251.3693 | 279.4723 | 293.0524 | 270.0012 | 0.085289 | 0.10894 | 0.10217 | 0.1068 | 0.046408 | 0.043285 | 0.043121 | 0.043537 | 58.4643 | 80.6923 | 80.6649 | 75.9052 | 31.8123 | 32.0599 | 34.0457 | 30.9412
8 | 5 | 8 | 1730.4041 | 1757.0525 | 1773.0255 | 1750.0581 | 80 | 63 | 0 | 0 | 0 | 0 | 0 | 0 | 0 | 0 | 0 | 0 | 1266.1021 | 1328.3411 | 1399.7781 | 1483.7689 | 0 | 0 | 0 | 0 | -1.6491 | -37.756 | -41.8024 | 10.018 | -1.4294 | -6.9679 | -7.2006 | -7.3173 | 387.3805 | 410.4354 | 422.2505 | 263.5885 | 0.37186 | 0.38691 | 0.38697 | 0.38173 | 144.0503 | 158.8031 | 163.3983 | 100.6197 | 0.086048 | 0.10993 | 0.10332 | 0.10848 | 0.047141 | 0.046137 | 0.045213 | 0.047111 | 33.3332 | 45.1183 | 43.6287 | 28.5948 | 18.2615 | 18.9362 | 19.0912 | 12.4179
8 | 5 | 9 | 1825.2236 | 1858.5403 | 1882.7644 | 1866.5946 | 80 | 63 | 0 | 0 | 0 | 0 | 0 | 0 | 0 | 0 | 0 | 0 | 1566.3726 | 1694.3657 | 1832.7187 | 1968.5929 | 0 | 0 | 0 | 0 | -3.4647 | -66.0466 | -69.9849 | -60.607 | -4.7613 | -21.6701 | -28.005 | -30.7752 | 187.077 | 188.8913 | 148.0355 | -10.6161 | 0.37575 | 0.32651 | 0.32636 | 0.067785 | 70.2937 | 61.6749 | 48.313 | -0.71962 | 0.086627 | 0.11025 | 0.10393 | 0.10937 | 0.047944 | 0.046558 | 0.047019 | 0.050476 | 16.206 | 20.8247 | 15.3851 | -1.161 | 8.9693 | 8.7944 | 6.9604 | -0.53585
8 | 5 | 10 | 1945.3346 | 1983.6401 | 2012.1912 | 1996.7585 | 80 | 63 | 0 | 0 | 0 | 0 | 0 | 0 | 0 | 0 | 0 | 0 | 1748.2694 | 1926.1417 | 2114.0672 | 2282.4299 | 0 | 0 | 0 | 0 | -6.0562 | -59.3006 | -70.6744 | -85.7854 | -4.8122 | -27.8222 | -28.065 | -32.7978 | 127.9335 | 81.6212 | -3.1365 | -167.0882 | 0.38219 | 0.32795 | 0.328 | 0.071605 | 48.8953 | 26.7676 | -1.0288 | -11.9643 | 0.086682 | 0.11001 | 0.10395 | 0.10914 | 0.048049 | 0.046576 | 0.047181 | 0.04993 | 11.0895 | 8.9792 | -0.32604 | -18.2355 | 6.147 | 3.8016 | -0.14798 | -8.3427
8 | 5 | 11 | 2046.5798 | 2089.1677 | 2120.4719 | 2103.7103 | 80 | 63 | 0 | 0 | 0 | 0 | 0 | 0 | 0 | 0 | 0 | 0 | 1821.8121 | 2019.3881 | 2243.7028 | 2438.4517 | 0 | 0 | 0 | 0 | -5.0941 | -71.7556 | -86.1333 | -86.4 | -3.7949 | -13.23 | -19.0324 | -35.164 | 153.6566 | 91.7652 | -18.0652 | -213.1774 | 0.37921 | 0.32752 | 0.328 | 0.071605 | 58.2678 | 30.055 | -5.9254 | -15.2646 | 0.086614 | 0.11117 | 0.10391 | 0.10928 | 0.047962 | 0.04728 | 0.047112 | 0.050803 | 13.3089 | 10.2017 | -1.8771 | -23.2953 | 7.3697 | 4.3387 | -0.85109 | -10.8301
8 | 5 | 12 | 2112.8362 | 2158.9574 | 2192.7973 | 2175.6741 | 80 | 63 | 0 | 0 | 0 | 0 | 0 | 0 | 0 | 0 | 0 | 0 | 1870.6784 | 2067.7171 | 2315.8787 | 2526.5704 | 0 | 0 | 0 | 0 | -5.0941 | -66.7578 | -82.3456 | -87.2346 | -2.9959 | -18.8667 | -28.2161 | -37.0075 | 170.2478 | 113.8648 | -12.5196 | -226.6542 | 0.37557 | 0.32768 | 0.328 | 0.071605 | 63.9394 | 37.3117 | -4.1064 | -16.2296 | 0.086374 | 0.11126 | 0.10383 | 0.10804 | 0.047648 | 0.047235 | 0.046938 | 0.048374 | 14.705 | 12.6687 | -1.2999 | -24.488 | 8.112 | 5.3784 | -0.58765 | -10.9641
8 | 5 | 13 | 2198.559 | 2251.7488 | 2292.4639 | 2278.8535 | 80 | 63 | 0 | 0 | 0 | 0 | 0 | 0 | 0 | 0 | 0 | 0 | 1915.6949 | 2116.8918 | 2376.4396 | 2599.2263 | 0 | 0 | 0 | 0 | -5.1451 | -25.6562 | -63.2035 | -59.9107 | -3.0436 | -11.6779 | -9.9681 | -34.0325 | 211.0528 | 109.191 | -10.804 | -226.4296 | 0.37374 | 0.32755 | 0.32763 | 0.071605 | 78.8789 | 35.7658 | -3.5397 | -16.2135 | 0.085784 | 0.11016 | 0.10365 | 0.10862 | 0.047077 | 0.045624 | 0.046406 | 0.048439 | 18.1049 | 12.0289 | -1.1199 | -24.5945 | 9.9357 | 4.9818 | -0.50137 | -10.9681
8 | 5 | 14 | 2253.4558 | 2311.4601 | 2357.213 | 2346.7658 | 80 | 63 | 0 | 0 | 0 | 0 | 0 | 0 | 0 | 0 | 0 | 0 | 1912.7905 | 2103.7359 | 2357.2442 | 2577.39 | 0 | 0 | 0 | 0 | -1.309 | -13.528 | -17.355 | -23.662 | -0.26547 | -10.115 | -6.0021 | -12.1018 | 262.2398 | 168.3672 | 23.3259 | -194.8605 | 0.37404 | 0.327 | 0.32733 | 0.070824 | 98.088 | 55.0565 | 7.6353 | -13.8008 | 0.085308 | 0.10986 | 0.10322 | 0.10818 | 0.0466 | 0.04481 | 0.045226 | 0.046933 | 22.3711 | 18.4962 | 2.4078 | -21.0803 | 12.2203 | 7.5446 | 1.055 | -9.1454
8 | 5 | 15 | 2300.9324 | 2364.3641 | 2415.7059 | 2408.8023 | 80 | 63 | 0 | 0 | 0 | 0 | 0 | 0 | 0 | 0 | 0 | 0 | 1878.9236 | 2050.5989 | 2280.9743 | 2483.9843 | 0 | 0 | 0 | 0 | 0.18905 | -12.4511 | -2.2535 | -8.4467 | -0.83898 | -6.4092 | -3.3656 | -9.0564 | 342.6588 | 269.6255 | 140.3507 | -57.6789 | 0.38108 | 0.31254 | 0.31233 | 0.32609 | 130.579 | 84.2686 | 43.8363 | -18.8086 | 0.085092 | 0.10961 | 0.10276 | 0.10742 | 0.046482 | 0.044583 | 0.04432 | 0.044688 | 29.1575 | 29.5543 | 14.4217 | -6.1958 | 15.9273 | 12.0208 | 6.2203 | -2.5776
8 | 5 | 16 | 2326.6276 | 2399.6892 | 2461.7384 | 2463.4001 | 80 | 63 | 0 | 0 | 0 | 0 | 0 | 0 | 0 | 0 | 0 | 0 | 1751.5947 | 1886.0266 | 2073.8423 | 2244.4493 | 0 | 0 | 0 | 0 | -2.7065 | -15.4572 | -6.1725 | 1.7713 | -0.13591 | -0.94807 | -0.030407 | -6.5376 | 497.8753 | 467.0678 | 394.0991 | 223.717 | 0.38915 | 0.32585 | 0.31944 | 0.31698 | 193.746 | 152.1948 | 125.8928 | 70.9139 | 0.085606 | 0.10991 | 0.10235 | 0.10672 | 0.046748 | 0.04446 | 0.04375 | 0.043751 | 42.6213 | 51.3367 | 40.3356 | 23.8754 | 23.2747 | 20.7658 | 17.2417 | 9.7879
8 | 5 | 17 | 2321.7402 | 2404.8445 | 2478.2135 | 2489.4794 | 80 | 63 | 0 | 0 | 0 | 0 | 0 | 0 | 0 | 0 | 0 | 0 | 1448.9745 | 1531.2854 | 1665.2156 | 1792.1732 | 0 | 0 | 0 | 0 | -2.9753 | -18.4663 | -6.0611 | 4.6331 | -0.59012 | -2.053 | -1.5591 | 2.4858 | 796.3311 | 831.0784 | 820.6181 | 690.1874 | 0.39 | 0.39598 | 0.39187 | 0.36712 | 310.5718 | 329.0878 | 321.5724 | 253.3828 | 0.085827 | 0.10955 | 0.10254 | 0.10683 | 0.046843 | 0.044192 | 0.044018 | 0.043867 | 68.3467 | 91.0453 | 84.1441 | 73.7339 | 37.3027 | 36.7268 | 36.1221 | 30.2766
8 | 5 | 18 | 2276.7632 | 2368.6646 | 2452.4343 | 2473.5586 | 80 | 63 | 0 | 0 | 0 | 0 | 0 | 0 | 0 | 0 | 0 | 0 | 1073.426 | 1098.9666 | 1169.9308 | 1246.9173 | 0 | 0 | 0 | 0 | -2.9753 | -10.7998 | -9.3153 | 0 | 0.27471 | -2.4719 | -2.634 | 3.6599 | 1126.0378 | 1219.9697 | 1294.4529 | 1222.9814 | 0.3917 | 0.40014 | 0.39346 | 0.38236 | 441.0745 | 488.1647 | 509.3204 | 467.6185 | 0.085776 | 0.10964 | 0.10308 | 0.10741 | 0.046823 | 0.044435 | 0.044742 | 0.044663 | 96.5874 | 133.7539 | 133.4289 | 131.3547 | 52.725 | 54.2091 | 57.9162 | 54.6215
8 | 5 | 19 | 2217.4634 | 2313.3425 | 2402.0797 | 2428.6353 | 80 | 63 | 0 | 0 | 0 | 0 | 0 | 0 | 0 | 0 | 0 | 0 | 731.8904 | 722.2445 | 756.7239 | 811.8542 | 0 | 0 | 0 | 0 | 1.7633 | 4.5233 | -6.8988 | 18.4522 | 1.8769 | 2.8531 | 5.8453 | 20.6823 | 1401.9328 | 1520.7216 | 1646.4093 | 1577.6466 | 0.39028 | 0.3992 | 0.39311 | 0.38685 | 547.1515 | 607.0789 | 647.2266 | 610.3135 | 0.086042 | 0.1097 | 0.10346 | 0.10761 | 0.046942 | 0.044958 | 0.045396 | 0.045312 | 120.6253 | 166.8171 | 170.3369 | 169.7766 | 65.8098 | 68.3687 | 74.7404 | 71.4869
8 | 5 | 20 | 2270.0463 | 2372.0413 | 2466.8521 | 2496.9542 | 80 | 63 | 0 | 0 | 0 | 0 | 0 | 0 | 0 | 0 | 0 | 0 | 646.1699 | 630.5758 | 663.6522 | 720.2723 | 0 | 0 | 0 | 0 | 2.4962 | 18.0842 | 23.7179 | 88.3751 | 2.4412 | 5.8958 | 3.6199 | 28.3606 | 1538.939 | 1654.4854 | 1775.8621 | 1659.9461 | 0.39125 | 0.40133 | 0.39529 | 0.38828 | 602.1048 | 663.9967 | 701.9879 | 644.517 | 0.08605 | 0.10956 | 0.10339 | 0.10757 | 0.046961 | 0.044867 | 0.045381 | 0.045288 | 132.4256 | 181.2705 | 183.6107 | 178.5681 | 72.2698 | 74.2318 | 80.5912 | 75.1752
8 | 5 | 21 | 2194.9239 | 2296.2233 | 2390.537 | 2421.4136 | 80 | 63 | 0 | 0 | 0 | 0 | 0 | 0 | 0 | 0 | 0 | 0 | 597.4422 | 580.3388 | 610.6114 | 665.2688 | 0 | 0 | 0 | 0 | 3.8079 | 3.4771 | 3.3704 | 72.5679 | 2.6484 | 9.8469 | 7.9662 | 28.1444 | 1511.0254 | 1639.5606 | 1768.5889 | 1655.4326 | 0.3882 | 0.39886 | 0.39319 | 0.38634 | 586.5805 | 653.9577 | 695.3981 | 639.5642 | 0.085945 | 0.10921 | 0.10308 | 0.10744 | 0.046939 | 0.044517 | 0.045143 | 0.045146 | 129.8655 | 179.0573 | 182.306 | 177.8558 | 70.9267 | 72.9878 | 79.8403 | 74.7366
8 | 5 | 22 | 2032.0157 | 2129.4576 | 2220.8125 | 2252.7081 | 80 | 63 | 0 | 0 | 0 | 0 | 0 | 0 | 0 | 0 | 0 | 0 | 560.0252 | 539.0612 | 568.6295 | 621.5309 | 0 | 0 | 0 | 0 | 5.9594 | 14.3311 | 24.3732 | 33.952 | 3.0303 | 7.0538 | 4.1641 | 29.4882 | 1383.0008 | 1506.0116 | 1623.6458 | 1567.737 | 0.38109 | 0.39369 | 0.38812 | 0.38014 | 527.0467 | 592.9089 | 630.1741 | 595.9662 | 0.085228 | 0.10891 | 0.10261 | 0.1072 | 0.046564 | 0.044113 | 0.044583 | 0.044784 | 117.8702 | 164.0204 | 166.5954 | 168.0622 | 64.398 | 66.4354 | 72.3877 | 70.2093
8 | 5 | 23 | 1836.4701 | 1925.3712 | 2008.7477 | 2038.1001 | 80 | 63 | 0 | 0 | 0 | 0 | 0 | 0 | 0 | 0 | 0 | 0 | 531.9184 | 508.589 | 535.8658 | 589.61 | 0 | 0 | 0 | 0 | 12.1155 | 24.6269 | 19.3931 | 25.1858 | 3.4415 | 2.7386 | 3.2599 | 23.7807 | 1208.9946 | 1326.4167 | 1450.2289 | 1399.5236 | 0.37177 | 0.39333 | 0.38899 | 0.37327 | 449.4652 | 521.7168 | 564.1218 | 522.3991 | 0.084743 | 0.1086 | 0.10242 | 0.107 | 0.046204 | 0.043655 | 0.044337 | 0.04441 | 102.4538 | 144.0537 | 148.5316 | 149.7505 | 55.8605 | 57.9045 | 64.2988 | 62.1527
8 | 5 | 24 | 1700.7685 | 1777.8237 | 1848.8116 | 1870.4017 | 80 | 63 | 0 | 0 | 0 | 0 | 0 | 0 | 0 | 0 | 0 | 0 | 519.7856 | 500.4679 | 523.9348 | 578.7372 | 0 | 0 | 0 | 0 | 2.9872 | 14.0737 | 30.2268 | 25.0092 | 0 | 5.5357 | 2.6798 | 15.5738 | 1097.9956 | 1194.7464 | 1291.9702 | 1251.0816 | 0.36952 | 0.39289 | 0.39083 | 0.37129 | 405.7358 | 469.4033 | 504.944 | 464.5163 | 0.0848 | 0.10848 | 0.10225 | 0.10687 | 0.046074 | 0.043446 | 0.044018 | 0.044049 | 93.1106 | 129.6016 | 132.1002 | 133.7069 | 50.5891 | 51.9066 | 56.87 | 55.1088
8 | 6 | 1 | 1640.2389 | 1706.2505 | 1764.9706 | 1777.1112 | 80 | 63 | 0 | 0 | 0 | 0 | 0 | 0 | 0 | 0 | 0 | 0 | 518.2847 | 501.6842 | 523.2575 | 578.7447 | 0 | 0 | 0 | 0 | -2.1929 | 35.4528 | 45.3982 | 26.7766 | -0.19363 | 2.3255 | 5.927 | 0.21647 | 1044.3407 | 1103.7881 | 1190.388 | 1171.3734 | 0.37223 | 0.39077 | 0.38906 | 0.37051 | 388.74 | 431.3322 | 463.1301 | 434.0019 | 0.084816 | 0.10844 | 0.10218 | 0.10669 | 0.046064 | 0.043434 | 0.043926 | 0.043911 | 88.5769 | 119.6955 | 121.6388 | 124.9693 | 48.1061 | 47.9414 | 52.2888 | 51.4359
8 | 6 | 2 | 1576.8053 | 1633.1182 | 1681.4258 | 1686.1259 | 80 | 63 | 0 | 0 | 0 | 0 | 0 | 0 | 0 | 0 | 0 | 0 | 506.5141 | 490.1295 | 510.3846 | 565.9335 | 0 | 0 | 0 | 0 | -1.8147 | 48.0931 | 36.085 | 0.066551 | -0.50977 | 4.4447 | 11.457 | 0.40308 | 992.6156 | 1027.451 | 1123.4992 | 1119.7227 | 0.3725 | 0.38904 | 0.38716 | 0.37014 | 369.7446 | 399.7237 | 434.9697 | 414.4512 | 0.084844 | 0.1084 | 0.10211 | 0.10658 | 0.046038 | 0.043367 | 0.043849 | 0.043715 | 84.2177 | 111.3798 | 114.7211 | 119.3387 | 45.6985 | 44.5575 | 49.2639 | 48.949
8 | 6 | 3 | 1555.0584 | 1603.2325 | 1642.5813 | 1640.2318 | 80 | 63 | 0 | 0 | 0 | 0 | 0 | 0 | 0 | 0 | 0 | 0 | 476.9595 | 458.4997 | 476.8106 | 532.2641 | 0 | 0 | 0 | 0 | -0.24575 | 4.0862 | 40.6881 | -1.4785 | -0.31151 | 7.4269 | 16.8119 | 0.23544 | 998.6562 | 1070.2196 | 1108.2707 | 1109.2108 | 0.3732 | 0.38992 | 0.38586 | 0.37025 | 372.7031 | 417.3011 | 427.6428 | 410.6885 | 0.084803 | 0.10837 | 0.10201 | 0.1065 | 0.046018 | 0.043369 | 0.043779 | 0.043635 | 84.6889 | 115.9744 | 113.0554 | 118.1358 | 45.9558 | 46.4139 | 48.5193 | 48.4007
8 | 6 | 4 | 1593.2848 | 1636.1566 | 1669.1001 | 1660.4001 | 80 | 63 | 0 | 0 | 0 | 0 | 0 | 0 | 0 | 0 | 0 | 0 | 445.6188 | 427.3498 | 443.7028 | 497.2261 | 0 | 0 | 0 | 0 | -1.8147 | 61.8022 | 10.5458 | 2.0037 | -0.26371 | 19.8679 | 17.1181 | 0.22268 | 1069.7445 | 1064.1367 | 1197.7335 | 1160.9477 | 0.37386 | 0.38754 | 0.38853 | 0.36998 | 399.9363 | 412.3965 | 465.3579 | 429.5326 | 0.084707 | 0.10837 | 0.10199 | 0.10653 | 0.046031 | 0.043494 | 0.043855 | 0.043704 | 90.6148 | 115.3157 | 122.1571 | 123.6725 | 49.2414 | 46.284 | 52.5267 | 50.7385
8 | 6 | 5 | 1699.341 | 1740.7122 | 1770.9358 | 1757.5105 | 80 | 63 | 0 | 0 | 0 | 0 | 0 | 0 | 0 | 0 | 0 | 0 | 445.1909 | 428.0365 | 444.2693 | 497.2518 | 0 | 0 | 0 | 0 | 4.1492 | 35.2834 | 30.8328 | -17.2681 | 0.26666 | 29.4206 | 14.1208 | 7.1175 | 1169.7342 | 1184.9717 | 1281.7129 | 1270.4093 | 0.37065 | 0.39036 | 0.39029 | 0.37126 | 433.5617 | 462.5705 | 500.2373 | 471.6497 | 0.084637 | 0.10838 | 0.10205 | 0.10654 | 0.046102 | 0.043611 | 0.043949 | 0.043811 | 99.0025 | 128.4258 | 130.7953 | 135.3443 | 53.9277 | 51.6778 | 56.3303 | 55.6575
8 | 6 | 6 | 1836.3298 | 1877.8819 | 1907.2379 | 1890.2508 | 80 | 63 | 0 | 0 | 0 | 0 | 0 | 0 | 0 | 0 | 0 | 0 | 535.2699 | 518.6426 | 533.715 | 584.5003 | 0 | 0 | 0 | 0 | -0.25633 | 36.9073 | 70.7969 | -20.9793 | 1.0272 | 1.7427 | 13.2075 | 3.3189 | 1220.2891 | 1257.5893 | 1289.5185 | 1323.4109 | 0.37177 | 0.38885 | 0.38239 | 0.37131 | 453.6699 | 489.0077 | 493.0976 | 491.4008 | 0.084769 | 0.10841 | 0.10205 | 0.10664 | 0.046165 | 0.043693 | 0.043948 | 0.043733 | 103.4432 | 136.3412 | 131.597 | 141.1272 | 56.3346 | 54.9476 | 56.6717 | 57.8766
8 | 6 | 7 | 1973.925 | 2017.8207 | 2049.3871 | 2032.2088 | 80 | 63 | 0 | 0 | 0 | 0 | 0 | 0 | 0 | 0 | 0 | 0 | 809.1127 | 794.134 | 812.5304 | 862.7932 | 0 | 0 | 0 | 0 | -3.5486 | -20.9003 | -17.5613 | -1.6691 | 1.4774 | -3.6878 | -0.72976 | -2.6512 | 1086.8834 | 1185.2748 | 1255.1477 | 1173.7359 | 0.3667 | 0.37732 | 0.37117 | 0.37991 | 398.5612 | 447.2285 | 465.8738 | 445.9169 | 0.085289 | 0.10894 | 0.10217 | 0.1068 | 0.046408 | 0.043285 | 0.043121 | 0.043537 | 92.6987 | 129.1287 | 128.2352 | 125.3602 | 50.4402 | 51.3043 | 54.1233 | 51.1006
8 | 6 | 8 | 2092.4681 | 2140.3283 | 2176.9172 | 2163.3281 | 80 | 63 | 0 | 0 | 0 | 0 | 0 | 0 | 0 | 0 | 0 | 0 | 1176.9185 | 1205.5149 | 1274.9358 | 1367.402 | 0 | 0 | 0 | 0 | -1.6491 | -37.756 | -41.8024 | 10.018 | -1.4294 | -6.9679 | -7.2006 | -7.3173 | 838.6281 | 916.5373 | 950.9844 | 793.2254 | 0.37186 | 0.38691 | 0.38697 | 0.38173 | 311.8501 | 354.6209 | 368.0024 | 302.7982 | 0.086048 | 0.10993 | 0.10332 | 0.10848 | 0.047141 | 0.046137 | 0.045213 | 0.047111 | 72.162 | 100.7531 | 98.2596 | 86.0512 | 39.5337 | 42.2862 | 42.9967 | 37.3695
8 | 6 | 9 | 2196.4529 | 2251.5183 | 2296.8802 | 2290.326 | 80 | 63 | 0 | 0 | 0 | 0 | 0 | 0 | 0 | 0 | 0 | 0 | 1446.0535 | 1526.1141 | 1662.2725 | 1804.6287 | 0 | 0 | 0 | 0 | -3.4647 | -66.0466 | -69.9849 | -60.607 | -4.7613 | -21.6701 | -28.005 | -30.7752 | 678.6253 | 750.1209 | 732.5975 | 577.0796 | 0.37575 | 0.32651 | 0.32636 | 0.067785 | 254.9918 | 244.9218 | 239.091 | 39.1176 | 0.086627 | 0.11025 | 0.10393 | 0.10937 | 0.047944 | 0.046558 | 0.047019 | 0.050476 | 58.7874 | 82.6987 | 76.1379 | 63.1129 | 32.5363 | 34.9243 | 34.4458 | 29.1285
8 | 6 | 10 | 2291.1668 | 2349.7332 | 2397.9761 | 2391.5012 | 80 | 63 | 0 | 0 | 0 | 0 | 0 | 0 | 0 | 0 | 0 | 0 | 1643.0773 | 1768.3178 | 1959.1627 | 2138.985 | 0 | 0 | 0 | 0 | -6.0562 | -59.3006 | -70.6744 | -85.7854 | -4.8122 | -27.8222 | -28.065 | -32.7978 | 578.9579 | 605.5382 | 537.5529 | 371.0994 | 0.38219 | 0.32795 | 0.328 | 0.071605 | 221.2739 | 198.5859 | 176.3172 | 26.5726 | 0.086682 | 0.11001 | 0.10395 | 0.10914 | 0.048049 | 0.046576 | 0.047181 | 0.04993 | 50.185 | 66.6156 | 55.8794 | 40.5007 | 27.8181 | 28.2038 | 25.3623 | 18.5289
8 | 6 | 11 | 2339.6592 | 2399.4174 | 2447.4095 | 2438.2394 | 80 | 63 | 0 | 0 | 0 | 0 | 0 | 0 | 0 | 0 | 0 | 0 | 1766.3622 | 1920.0493 | 2145.315 | 2349.2593 | 0 | 0 | 0 | 0 | -5.0941 | -71.7556 | -86.1333 | -86.4 | -3.7949 | -13.23 | -19.0324 | -35.164 | 502.186 | 501.3536 | 407.2602 | 210.544 | 0.37921 | 0.32752 | 0.328 | 0.071605 | 190.4329 | 164.2038 | 133.5812 | 15.076 | 0.086614 | 0.11117 | 0.10391 | 0.10928 | 0.047962 | 0.04728 | 0.047112 | 0.050803 | 43.4966 | 55.7361 | 42.3178 | 23.0075 | 24.086 | 23.7042 | 19.1869 | 10.6964
8 | 6 | 12 | 2395.351 | 2458.0235 | 2507.9499 | 2498.1445 | 80 | 63 | 0 | 0 | 0 | 0 | 0 | 0 | 0 | 0 | 0 | 0 | 1811.1906 | 1985.7402 | 2239.7258 | 2468.6989 | 0 | 0 | 0 | 0 | -5.0941 | -66.7578 | -82.3456 | -87.2346 | -2.9959 | -18.8667 | -28.2161 | -37.0075 | 512.2504 | 494.9079 | 378.7859 | 153.6877 | 0.37557 | 0.32768 | 0.328 | 0.071605 | 192.3841 | 162.1734 | 124.2417 | 11.0048 | 0.086374 | 0.11126 | 0.10383 | 0.10804 | 0.047648 | 0.047235 | 0.046938 | 0.048374 | 44.2452 | 55.0639 | 39.3285 | 16.6046 | 24.4077 | 23.3767 | 17.7795 | 7.4345
8 | 6 | 13 | 2446.2317 | 2513.9316 | 2568.7493 | 2561.5541 | 80 | 63 | 0 | 0 | 0 | 0 | 0 | 0 | 0 | 0 | 0 | 0 | 1813.8915 | 1991.9686 | 2255.2197 | 2492.1333 | 0 | 0 | 0 | 0 | -5.1451 | -25.6562 | -63.2035 | -59.9107 | -3.0436 | -11.6779 | -9.9681 | -34.0325 | 560.5289 | 496.297 | 386.7012 | 163.364 | 0.37374 | 0.32755 | 0.32763 | 0.071605 | 209.4922 | 162.5632 | 126.6937 | 11.6977 | 0.085784 | 0.11016 | 0.10365 | 0.10862 | 0.047077 | 0.045624 | 0.046406 | 0.048439 | 48.0842 | 54.6738 | 40.0825 | 17.7444 | 26.388 | 22.6432 | 17.9452 | 7.9132
8 | 6 | 14 | 2476.3612 | 2547.4247 | 2605.8699 | 2601.1963 | 80 | 63 | 0 | 0 | 0 | 0 | 0 | 0 | 0 | 0 | 0 | 0 | 1811.3094 | 1977.2507 | 2234.0408 | 2463.3979 | 0 | 0 | 0 | 0 | -1.309 | -13.528 | -17.355 | -23.662 | -0.26547 | -10.115 | -6.0021 | -12.1018 | 586.6263 | 530.8169 | 395.1861 | 173.5622 | 0.37404 | 0.327 | 0.32733 | 0.070824 | 219.4213 | 173.5786 | 129.3568 | 12.2924 | 0.085308 | 0.10986 | 0.10322 | 0.10818 | 0.0466 | 0.04481 | 0.045226 | 0.046933 | 50.0437 | 58.3137 | 40.7929 | 18.7762 | 27.3367 | 23.7861 | 17.8729 | 8.1458
8 | 6 | 15 | 2505.5772 | 2580.9982 | 2643.9925 | 2642.3896 | 80 | 63 | 0 | 0 | 0 | 0 | 0 | 0 | 0 | 0 | 0 | 0 | 1765.0089 | 1910.7491 | 2147.4455 | 2359.2279 | 0 | 0 | 0 | 0 | 0.18905 | -12.4511 | -2.2535 | -8.4467 | -0.83898 | -6.4092 | -3.3656 | -9.0564 | 661.2183 | 626.1094 | 502.1661 | 300.6649 | 0.38108 | 0.31254 | 0.31233 | 0.32609 | 251.9743 | 195.6838 | 156.8437 | 98.044 | 0.085092 | 0.10961 | 0.10276 | 0.10742 | 0.046482 | 0.044583 | 0.04432 | 0.044688 | 56.2644 | 68.6294 | 51.6001 | 32.2969 | 30.7345 | 27.9141 | 22.2558 | 13.4363
8 | 6 | 16 | 2504.0565 | 2587.5128 | 2659.6649 | 2665.9223 | 80 | 63 | 0 | 0 | 0 | 0 | 0 | 0 | 0 | 0 | 0 | 0 | 1741.624 | 1869.581 | 2071.7665 | 2254.2986 | 0 | 0 | 0 | 0 | -2.7065 | -15.4572 | -6.1725 | 1.7713 | -0.13591 | -0.94807 | -0.030407 | -6.5376 | 685.2748 | 671.3371 | 594.1013 | 416.39 | 0.38915 | 0.32585 | 0.31944 | 0.31698 | 266.6717 | 218.7563 | 189.7824 | 131.9876 | 0.085606 | 0.10991 | 0.10235 | 0.10672 | 0.046748 | 0.04446 | 0.04375 | 0.043751 | 58.6639 | 73.7886 | 60.8056 | 44.4377 | 32.0353 | 29.8476 | 25.9917 | 18.2175
8 | 6 | 17 | 2459.2895 | 2550.4522 | 2631.6533 | 2646.4821 | 80 | 63 | 0 | 0 | 0 | 0 | 0 | 0 | 0 | 0 | 0 | 0 | 1524.6768 | 1603.9323 | 1747.3903 | 1882.1402 | 0 | 0 | 0 | 0 | -2.9753 | -18.4663 | -6.0611 | 4.6331 | -0.59012 | -2.053 | -1.5591 | 2.4858 | 858.1781 | 904.0392 | 891.8832 | 757.223 | 0.39 | 0.39598 | 0.39187 | 0.36712 | 334.6923 | 357.9786 | 349.4988 | 277.993 | 0.085827 | 0.10955 | 0.10254 | 0.10683 | 0.046843 | 0.044192 | 0.044018 | 0.043867 | 73.6548 | 99.0382 | 91.4514 | 80.8954 | 40.1999 | 39.951 | 39.2591 | 33.2173
8 | 6 | 18 | 2376.6019 | 2474.3524 | 2563.807 | 2587.5173 | 80 | 63 | 0 | 0 | 0 | 0 | 0 | 0 | 0 | 0 | 0 | 0 | 1061.85 | 1068.725 | 1141.6679 | 1219.8482 | 0 | 0 | 0 | 0 | -2.9753 | -10.7998 | -9.3153 | 0 | 0.27471 | -2.4719 | -2.634 | 3.6599 | 1237.4524 | 1355.8992 | 1434.0884 | 1364.0091 | 0.3917 | 0.40014 | 0.39346 | 0.38236 | 484.7162 | 542.5562 | 564.2619 | 521.5418 | 0.085776 | 0.10964 | 0.10308 | 0.10741 | 0.046823 | 0.044435 | 0.044742 | 0.044663 | 106.1441 | 148.6568 | 147.8221 | 146.5018 | 57.9418 | 60.2491 | 64.1638 | 60.9201
8 | 6 | 19 | 2306.6675 | 2407.7728 | 2501.5893 | 2530.4554 | 80 | 63 | 0 | 0 | 0 | 0 | 0 | 0 | 0 | 0 | 0 | 0 | 659.4887 | 638.9561 | 674.6807 | 724.8505 | 0 | 0 | 0 | 0 | 1.7633 | 4.5233 | -6.8988 | 18.4522 | 1.8769 | 2.8531 | 5.8453 | 20.6823 | 1563.5387 | 1698.4402 | 1827.962 | 1766.4704 | 0.39028 | 0.3992 | 0.39311 | 0.38685 | 610.2236 | 678.025 | 718.5975 | 683.3601 | 0.086042 | 0.1097 | 0.10346 | 0.10761 | 0.046942 | 0.044958 | 0.045396 | 0.045312 | 134.5302 | 186.3121 | 189.1202 | 190.0967 | 73.3959 | 76.3586 | 82.9822 | 80.043
8 | 6 | 20 | 2371.3542 | 2479.2844 | 2579.8637 | 2612.5899 | 80 | 63 | 0 | 0 | 0 | 0 | 0 | 0 | 0 | 0 | 0 | 0 | 640.6911 | 624.4231 | 657.7784 | 714.0263 | 0 | 0 | 0 | 0 | 2.4962 | 18.0842 | 23.7179 | 88.3751 | 2.4412 | 5.8958 | 3.6199 | 28.3606 | 1645.7257 | 1767.8813 | 1894.7476 | 1781.8279 | 0.39125 | 0.40133 | 0.39529 | 0.38828 | 643.8847 | 709.5061 | 748.9827 | 691.8408 | 0.08605 | 0.10956 | 0.10339 | 0.10757 | 0.046961 | 0.044867 | 0.045381 | 0.045288 | 141.6146 | 193.6945 | 195.9025 | 191.6795 | 77.2846 | 79.3196 | 85.9864 | 80.6949
8 | 6 | 21 | 2288.6058 | 2395.3936 | 2495.0416 | 2528.3448 | 80 | 63 | 0 | 0 | 0 | 0 | 0 | 0 | 0 | 0 | 0 | 0 | 580.441 | 555.9074 | 586.3042 | 643.3374 | 0 | 0 | 0 | 0 | 3.8079 | 3.4771 | 3.3704 | 72.5679 | 2.6484 | 9.8469 | 7.9662 | 28.1444 | 1621.7084 | 1763.1622 | 1897.4007 | 1784.2951 | 0.3882 | 0.39886 | 0.39319 | 0.38634 | 629.5477 | 703.2577 | 746.0461 | 689.3493 | 0.085945 | 0.10921 | 0.10308 | 0.10744 | 0.046939 | 0.044517 | 0.045143 | 0.045146 | 139.3782 | 192.5559 | 195.5839 | 191.7005 | 76.1221 | 78.4901 | 85.6553 | 80.5542
8 | 6 | 22 | 2095.7529 | 2196.9289 | 2291.913 | 2325.4596 | 80 | 63 | 0 | 0 | 0 | 0 | 0 | 0 | 0 | 0 | 0 | 0 | 557.4147 | 535.8477 | 564.978 | 618.5387 | 0 | 0 | 0 | 0 | 5.9594 | 14.3311 | 24.3732 | 33.952 | 3.0303 | 7.0538 | 4.1641 | 29.4882 | 1449.3485 | 1576.6964 | 1698.3979 | 1643.4807 | 0.38109 | 0.39369 | 0.38812 | 0.38014 | 552.3311 | 620.7371 | 659.1871 | 624.7597 | 0.085228 | 0.10891 | 0.10261 | 0.1072 | 0.046564 | 0.044113 | 0.044583 | 0.044784 | 123.5249 | 171.7187 | 174.2654 | 176.182 | 67.4874 | 69.5535 | 75.7204 | 73.6014
8 | 6 | 23 | 1904.4751 | 1997.3603 | 2084.6091 | 2115.723 | 80 | 63 | 0 | 0 | 0 | 0 | 0 | 0 | 0 | 0 | 0 | 0 | 557.8444 | 538.3219 | 565.5986 | 620.667 | 0 | 0 | 0 | 0 | 12.1155 | 24.6269 | 19.3931 | 25.1858 | 3.4415 | 2.7386 | 3.2599 | 23.7807 | 1251.0736 | 1368.6729 | 1496.3575 | 1446.0895 | 0.37177 | 0.39333 | 0.38899 | 0.37327 | 465.1088 | 538.3374 | 582.0653 | 539.7807 | 0.084743 | 0.1086 | 0.10242 | 0.107 | 0.046204 | 0.043655 | 0.044337 | 0.04441 | 106.0197 | 148.6429 | 153.2561 | 154.7331 | 57.8048 | 59.7492 | 66.344 | 64.2207
8 | 6 | 24 | 1757.9991 | 1838.4072 | 1912.6538 | 1935.7263 | 80 | 63 | 0 | 0 | 0 | 0 | 0 | 0 | 0 | 0 | 0 | 0 | 523.1307 | 501.769 | 526.5366 | 581.4026 | 0 | 0 | 0 | 0 | 2.9872 | 14.0737 | 30.2268 | 25.0092 | 0 | 5.5357 | 2.6798 | 15.5738 | 1151.8811 | 1254.0288 | 1353.2106 | 1313.7407 | 0.36952 | 0.39289 | 0.39083 | 0.37129 | 425.6478 | 492.6948 | 528.8788 | 487.7812 | 0.0848 | 0.10848 | 0.10225 | 0.10687 | 0.046074 | 0.043446 | 0.044018 | 0.044049 | 97.6801 | 136.0323 | 138.3619 | 140.4035 | 53.0718 | 54.4822 | 59.5657 | 57.8689
8 | 7 | 1 | 1665.1461 | 1732.6169 | 1792.7553 | 1805.541 | 80 | 63 | 0 | 0 | 0 | 0 | 0 | 0 | 0 | 0 | 0 | 0 | 472.9021 | 449.1332 | 470.0671 | 524.7117 | 0 | 0 | 0 | 0 | -2.1929 | 35.4528 | 45.3982 | 26.7766 | -0.19363 | 2.3255 | 5.927 | 0.21647 | 1114.6305 | 1182.7054 | 1271.363 | 1253.8362 | 0.37223 | 0.39077 | 0.38906 | 0.37051 | 414.9042 | 462.1711 | 494.6341 | 464.555 | 0.084816 | 0.10844 | 0.10218 | 0.10669 | 0.046064 | 0.043434 | 0.043926 | 0.043911 | 94.5386 | 128.2534 | 129.9131 | 133.767 | 51.3439 | 51.3691 | 55.8457 | 55.0569
8 | 7 | 2 | 1606.61 | 1664.669 | 1714.6737 | 1720.1458 | 80 | 63 | 0 | 0 | 0 | 0 | 0 | 0 | 0 | 0 | 0 | 0 | 458.3524 | 436.517 | 455.3198 | 509.7378 | 0 | 0 | 0 | 0 | -1.8147 | 48.0931 | 36.085 | 0.066551 | -0.50977 | 4.4447 | 11.457 | 0.40308 | 1070.582 | 1112.6143 | 1211.8119 | 1209.9384 | 0.3725 | 0.38904 | 0.38716 | 0.37014 | 398.7867 | 432.856 | 469.1605 | 447.8433 | 0.084844 | 0.1084 | 0.10211 | 0.10658 | 0.046038 | 0.043367 | 0.043849 | 0.043715 | 90.8327 | 120.6118 | 123.7387 | 128.9537 | 49.288 | 48.2507 | 53.1363 | 52.8928
8 | 7 | 3 | 1578.8462 | 1628.4139 | 1669.1172 | 1667.3839 | 80 | 63 | 0 | 0 | 0 | 0 | 0 | 0 | 0 | 0 | 0 | 0 | 430.1111 | 411.7039 | 428.0831 | 479.4771 | 0 | 0 | 0 | 0 | -0.24575 | 4.0862 | 40.6881 | -1.4785 | -0.31151 | 7.4269 | 16.8119 | 0.23544 | 1069.2924 | 1142.1968 | 1183.5341 | 1189.1498 | 0.3732 | 0.38992 | 0.38586 | 0.37025 | 399.0649 | 445.3665 | 456.6843 | 440.2862 | 0.084803 | 0.10837 | 0.10201 | 0.1065 | 0.046018 | 0.043369 | 0.043779 | 0.043635 | 90.6791 | 123.7742 | 120.7331 | 126.6497 | 49.2063 | 49.5354 | 51.8143 | 51.8888
8 | 7 | 4 | 1601.8204 | 1645.1923 | 1678.6218 | 1670.1429 | 80 | 63 | 0 | 0 | 0 | 0 | 0 | 0 | 0 | 0 | 0 | 0 | 410.0052 | 393.6672 | 409.2006 | 457.4124 | 0 | 0 | 0 | 0 | -1.8147 | 61.8022 | 10.5458 | 2.0037 | -0.26371 | 19.8679 | 17.1181 | 0.22268 | 1113.8937 | 1106.855 | 1241.7573 | 1210.5041 | 0.37386 | 0.38754 | 0.38853 | 0.36998 | 416.442 | 428.9516 | 482.4626 | 447.8678 | 0.084707 | 0.10837 | 0.10199 | 0.10653 | 0.046031 | 0.043494 | 0.043855 | 0.043704 | 94.3545 | 119.9448 | 126.6471 | 128.9516 | 51.2737 | 48.142 | 54.4574 | 52.9044
8 | 7 | 5 | 1701.9996 | 1743.5266 | 1773.9016 | 1760.5451 | 80 | 63 | 0 | 0 | 0 | 0 | 0 | 0 | 0 | 0 | 0 | 0 | 395.3147 | 383.3451 | 397.4006 | 442.4965 | 0 | 0 | 0 | 0 | 4.1492 | 35.2834 | 30.8328 | -17.2681 | 0.26666 | 29.4206 | 14.1208 | 7.1175 | 1222.269 | 1232.4774 | 1331.5473 | 1328.1992 | 0.37065 | 0.39036 | 0.39029 | 0.37126 | 453.0338 | 481.1151 | 519.6871 | 493.1047 | 0.084637 | 0.10838 | 0.10205 | 0.10654 | 0.046102 | 0.043611 | 0.043949 | 0.043811 | 103.4489 | 133.5744 | 135.8807 | 141.501 | 56.3497 | 53.7496 | 58.5205 | 58.1893
8 | 7 | 6 | 1810.3032 | 1850.3305 | 1878.2045 | 1860.5433 | 80 | 63 | 0 | 0 | 0 | 0 | 0 | 0 | 0 | 0 | 0 | 0 | 578.7853 | 575.5077 | 588.0574 | 628.9075 | 0 | 0 | 0 | 0 | -0.25633 | 36.9073 | 70.7969 | -20.9793 | 1.0272 | 1.7427 | 13.2075 | 3.3189 | 1150.7471 | 1173.1729 | 1206.1428 | 1249.2962 | 0.37177 | 0.38885 | 0.38239 | 0.37131 | 427.8161 | 456.1828 | 461.2156 | 463.881 | 0.084769 | 0.10841 | 0.10205 | 0.10664 | 0.046165 | 0.043693 | 0.043948 | 0.043733 | 97.5481 | 127.1892 | 123.0884 | 133.2237 | 53.1242 | 51.2592 | 53.0075 | 54.6353
8 | 7 | 7 | 1936.984 | 1978.7155 | 2008.1785 | 1990.0433 | 80 | 63 | 0 | 0 | 0 | 0 | 0 | 0 | 0 | 0 | 0 | 0 | 979.7419 | 987.3649 | 1004.4718 | 1044.9438 | 0 | 0 | 0 | 0 | -3.5486 | -20.9003 | -17.5613 | -1.6691 | 1.4774 | -3.6878 | -0.72976 | -2.6512 | 879.3132 | 952.9387 | 1021.9977 | 949.4198 | 0.3667 | 0.37732 | 0.37117 | 0.37991 | 322.445 | 359.5633 | 379.3354 | 360.6964 | 0.085289 | 0.10894 | 0.10217 | 0.1068 | 0.046408 | 0.043285 | 0.043121 | 0.043537 | 74.9954 | 103.8171 | 104.4149 | 101.4023 | 40.8073 | 41.2477 | 44.0697 | 41.3346
8 | 7 | 8 | 2065.392 | 2111.6659 | 2146.7131 | 2132.4227 | 80 | 63 | 0 | 0 | 0 | 0 | 0 | 0 | 0 | 0 | 0 | 0 | 1357.6946 | 1429.5206 | 1503.9077 | 1590.3169 | 0 | 0 | 0 | 0 | -1.6491 | -37.756 | -41.8024 | 10.018 | -1.4294 | -6.9679 | -7.2006 | -7.3173 | 630.7759 | 663.8692 | 691.8084 | 539.4051 | 0.37186 | 0.38691 | 0.38697 | 0.38173 | 234.5587 | 256.8602 | 267.7091 | 205.9073 | 0.086048 | 0.10993 | 0.10332 | 0.10848 | 0.047141 | 0.046137 | 0.045213 | 0.047111 | 54.2768 | 72.9778 | 71.4805 | 58.5161 | 29.7354 | 30.6289 | 31.2786 | 25.4118
8 | 7 | 9 | 2178.8219 | 2232.8544 | 2277.2124 | 2270.2016 | 80 | 63 | 0 | 0 | 0 | 0 | 0 | 0 | 0 | 0 | 0 | 0 | 1675.2582 | 1821.6643 | 1961.7642 | 2104.9732 | 0 | 0 | 0 | 0 | -3.4647 | -66.0466 | -69.9849 | -60.607 | -4.7613 | -21.6701 | -28.005 | -30.7752 | 431.7896 | 435.9069 | 413.438 | 256.6107 | 0.37575 | 0.32651 | 0.32636 | 0.067785 | 162.2439 | 142.3278 | 134.9299 | 17.3945 | 0.086627 | 0.11025 | 0.10393 | 0.10937 | 0.047944 | 0.046558 | 0.047019 | 0.050476 | 37.4047 | 48.0575 | 42.9681 | 28.0645 | 20.7019 | 20.295 | 19.4393 | 12.9526
8 | 7 | 10 | 2274.3055 | 2331.8841 | 2379.1668 | 2372.2552 | 80 | 63 | 0 | 0 | 0 | 0 | 0 | 0 | 0 | 0 | 0 | 0 | 1836.7435 | 2034.6931 | 2223.1764 | 2409.0317 | 0 | 0 | 0 | 0 | -6.0562 | -59.3006 | -70.6744 | -85.7854 | -4.8122 | -27.8222 | -28.065 | -32.7978 | 368.4303 | 321.3138 | 254.7299 | 81.8067 | 0.38219 | 0.32795 | 0.328 | 0.071605 | 140.8116 | 105.3747 | 83.5513 | 5.8578 | 0.086682 | 0.11001 | 0.10395 | 0.10914 | 0.048049 | 0.046576 | 0.047181 | 0.04993 | 31.9362 | 35.3479 | 26.4796 | 8.9281 | 17.7026 | 14.9656 | 12.0184 | 4.0846
8 | 7 | 11 | 2337.9101 | 2397.5658 | 2445.4584 | 2436.2429 | 80 | 63 | 0 | 0 | 0 | 0 | 0 | 0 | 0 | 0 | 0 | 0 | 1883.6527 | 2112.2819 | 2335.6908 | 2550.4536 | 0 | 0 | 0 | 0 | -5.0941 | -71.7556 | -86.1333 | -86.4 | -3.7949 | -13.23 | -19.0324 | -35.164 | 383.1463 | 307.2695 | 214.9332 | 7.3532 | 0.37921 | 0.32752 | 0.328 | 0.071605 | 145.2921 | 100.6372 | 70.498 | 0.52653 | 0.086614 | 0.11117 | 0.10391 | 0.10928 | 0.047962 | 0.04728 | 0.047112 | 0.050803 | 33.186 | 34.1595 | 22.3334 | 0.80354 | 18.3766 | 14.5278 | 10.1259 | 0.37357
8 | 7 | 12 | 2350.3641 | 2410.4011 | 2457.7659 | 2446.7952 | 80 | 63 | 0 | 0 | 0 | 0 | 0 | 0 | 0 | 0 | 0 | 0 | 1927.1459 | 2166.9979 | 2412.6595 | 2639.4728 | 0 | 0 | 0 | 0 | -5.0941 | -66.7578 | -82.3456 | -87.2346 | -2.9959 | -18.8667 | -28.2161 | -37.0075 | 351.3082 | 266.0278 | 155.6681 | -68.4354 | 0.37557 | 0.32768 | 0.328 | 0.071605 | 131.9396 | 87.1731 | 51.0591 | -4.9003 | 0.086374 | 0.11126 | 0.10383 | 0.10804 | 0.047648 | 0.047235 | 0.046938 | 0.048374 | 30.3439 | 29.5985 | 16.1627 | -7.3939 | 16.7391 | 12.5657 | 7.3068 | -3.3105
8 | 7 | 13 | 2399.9855 | 2464.976 | 2517.1604 | 2508.7674 | 80 | 63 | 0 | 0 | 0 | 0 | 0 | 0 | 0 | 0 | 0 | 0 | 1942.6927 | 2180.212 | 2433.3742 | 2661.9562 | 0 | 0 | 0 | 0 | -5.1451 | -25.6562 | -63.2035 | -59.9107 | -3.0436 | -11.6779 | -9.9681 | -34.0325 | 385.4814 | 259.0979 | 156.9578 | -59.2456 | 0.37374 | 0.32755 | 0.32763 | 0.071605 | 144.0699 | 84.8681 | 51.4236 | -4.2423 | 0.085784 | 0.11016 | 0.10365 | 0.10862 | 0.047077 | 0.045624 | 0.046406 | 0.048439 | 33.068 | 28.5431 | 16.2691 | -6.4352 | 18.1473 | 11.8211 | 7.2838 | -2.8698
8 | 7 | 14 | 2435.5722 | 2504.246 | 2560.3686 | 2554.6386 | 80 | 63 | 0 | 0 | 0 | 0 | 0 | 0 | 0 | 0 | 0 | 0 | 1953.767 | 2174.5846 | 2422.9952 | 2645.6997 | 0 | 0 | 0 | 0 | -1.309 | -13.528 | -17.355 | -23.662 | -0.26547 | -10.115 | -6.0021 | -12.1018 | 403.3796 | 290.3043 | 160.7305 | -55.2974 | 0.37404 | 0.327 | 0.32733 | 0.070824 | 150.8799 | 94.9303 | 52.6121 | -3.9164 | 0.085308 | 0.10986 | 0.10322 | 0.10818 | 0.0466 | 0.04481 | 0.045226 | 0.046933 | 34.4114 | 31.8918 | 16.5913 | -5.9821 | 18.7974 | 13.0086 | 7.2693 | -2.5953
8 | 7 | 15 | 2462.9691 | 2535.8939 | 2596.462 | 2593.7556 | 80 | 63 | 0 | 0 | 0 | 0 | 0 | 0 | 0 | 0 | 0 | 0 | 1917.585 | 2110.1782 | 2342.2697 | 2550.2838 | 0 | 0 | 0 | 0 | 0.18905 | -12.4511 | -2.2535 | -8.4467 | -0.83898 | -6.4092 | -3.3656 | -9.0564 | 466.0341 | 381.5759 | 259.8114 | 60.9748 | 0.38108 | 0.31254 | 0.31233 | 0.32609 | 177.5943 | 119.2575 | 81.148 | 19.8833 | 0.085092 | 0.10961 | 0.10276 | 0.10742 | 0.046482 | 0.044583 | 0.04432 | 0.044688 | 39.6558 | 41.8255 | 26.6969 | 6.5498 | 21.662 | 17.012 | 11.5148 | 2.7249
8 | 7 | 16 | 2458.0901 | 2538.8534 | 2608.3882 | 2613.455 | 80 | 63 | 0 | 0 | 0 | 0 | 0 | 0 | 0 | 0 | 0 | 0 | 1770.4245 | 1915.758 | 2112.5571 | 2289.7989 | 0 | 0 | 0 | 0 | -2.7065 | -15.4572 | -6.1725 | 1.7713 | -0.13591 | -0.94807 | -0.030407 | -6.5376 | 610.508 | 576.5008 | 502.034 | 328.4223 | 0.38915 | 0.32585 | 0.31944 | 0.31698 | 237.5765 | 187.8537 | 160.372 | 104.1035 | 0.085606 | 0.10991 | 0.10235 | 0.10672 | 0.046748 | 0.04446 | 0.04375 | 0.043751 | 52.2634 | 63.3648 | 51.3826 | 35.0496 | 28.5401 | 25.6312 | 21.9638 | 14.3688
8 | 7 | 17 | 2429.3449 | 2518.7533 | 2598.2493 | 2612.3025 | 80 | 63 | 0 | 0 | 0 | 0 | 0 | 0 | 0 | 0 | 0 | 0 | 1515.9387 | 1595.3265 | 1738.1015 | 1868.3734 | 0 | 0 | 0 | 0 | -2.9753 | -18.4663 | -6.0611 | 4.6331 | -0.59012 | -2.053 | -1.5591 | 2.4858 | 836.9716 | 880.946 | 867.768 | 736.8101 | 0.39 | 0.39598 | 0.39187 | 0.36712 | 326.4217 | 348.8342 | 340.0489 | 270.499 | 0.085827 | 0.10955 | 0.10254 | 0.10683 | 0.046843 | 0.044192 | 0.044018 | 0.043867 | 71.8347 | 96.5083 | 88.9787 | 78.7147 | 39.2065 | 38.9305 | 38.1975 | 32.3218
8 | 7 | 18 | 2363.4486 | 2460.4286 | 2549.1342 | 2572.5038 | 80 | 63 | 0 | 0 | 0 | 0 | 0 | 0 | 0 | 0 | 0 | 0 | 1061.6641 | 1067.8524 | 1142.573 | 1215.0453 | 0 | 0 | 0 | 0 | -2.9753 | -10.7998 | -9.3153 | 0 | 0.27471 | -2.4719 | -2.634 | 3.6599 | 1224.4851 | 1342.8479 | 1418.5105 | 1353.7986 | 0.3917 | 0.40014 | 0.39346 | 0.38236 | 479.6369 | 537.3338 | 558.1326 | 517.6377 | 0.085776 | 0.10964 | 0.10308 | 0.10741 | 0.046823 | 0.044435 | 0.044742 | 0.044663 | 105.0318 | 147.2259 | 146.2164 | 145.4052 | 57.3347 | 59.6691 | 63.4668 | 60.4641
8 | 7 | 19 | 2310.1657 | 2411.4759 | 2505.4916 | 2534.4484 | 80 | 63 | 0 | 0 | 0 | 0 | 0 | 0 | 0 | 0 | 0 | 0 | 609.0723 | 583.1268 | 620.0575 | 662.9654 | 0 | 0 | 0 | 0 | 1.7633 | 4.5233 | -6.8988 | 18.4522 | 1.8769 | 2.8531 | 5.8453 | 20.6823 | 1617.4533 | 1757.9727 | 1886.4876 | 1832.3484 | 0.39028 | 0.3992 | 0.39311 | 0.38685 | 631.2656 | 701.7906 | 741.6047 | 708.8451 | 0.086042 | 0.1097 | 0.10346 | 0.10761 | 0.046942 | 0.044958 | 0.045396 | 0.045312 | 139.1691 | 192.8426 | 195.1753 | 197.1861 | 75.9268 | 79.0351 | 85.639 | 83.0281
8 | 7 | 20 | 2378.7704 | 2487.1351 | 2588.1367 | 2621.055 | 80 | 63 | 0 | 0 | 0 | 0 | 0 | 0 | 0 | 0 | 0 | 0 | 575.4532 | 563.25 | 596.5274 | 640.3281 | 0 | 0 | 0 | 0 | 2.4962 | 18.0842 | 23.7179 | 88.3751 | 2.4412 | 5.8958 | 3.6199 | 28.3606 | 1718.3798 | 1836.9051 | 1964.2715 | 1863.9911 | 0.39125 | 0.40133 | 0.39529 | 0.38828 | 672.3104 | 737.2075 | 776.4651 | 723.7428 | 0.08605 | 0.10956 | 0.10339 | 0.10757 | 0.046961 | 0.044867 | 0.045381 | 0.045288 | 147.8665 | 201.2569 | 203.0908 | 200.5182 | 80.6965 | 82.4164 | 89.1415 | 84.4159
8 | 7 | 21 | 2300.4297 | 2407.9103 | 2508.2315 | 2541.8409 | 80 | 63 | 0 | 0 | 0 | 0 | 0 | 0 | 0 | 0 | 0 | 0 | 575.1162 | 577.2548 | 607.9175 | 645.5631 | 0 | 0 | 0 | 0 | 3.8079 | 3.4771 | 3.3704 | 72.5679 | 2.6484 | 9.8469 | 7.9662 | 28.1444 | 1638.8571 | 1754.3315 | 1888.9773 | 1795.5655 | 0.3882 | 0.39886 | 0.39319 | 0.38634 | 636.2048 | 699.7355 | 742.7341 | 693.7035 | 0.085945 | 0.10921 | 0.10308 | 0.10744 | 0.046939 | 0.044517 | 0.045143 | 0.045146 | 140.852 | 191.5915 | 194.7156 | 192.9114 | 76.9271 | 78.097 | 85.275 | 81.0631
8 | 7 | 22 | 2114.2934 | 2216.5556 | 2312.5954 | 2346.6222 | 80 | 63 | 0 | 0 | 0 | 0 | 0 | 0 | 0 | 0 | 0 | 0 | 527.4681 | 528.1186 | 557.9134 | 590.5666 | 0 | 0 | 0 | 0 | 5.9594 | 14.3311 | 24.3732 | 33.952 | 3.0303 | 7.0538 | 4.1641 | 29.4882 | 1497.8356 | 1604.0521 | 1726.1448 | 1692.6154 | 0.38109 | 0.39369 | 0.38812 | 0.38014 | 570.8091 | 631.5069 | 669.9563 | 643.438 | 0.085228 | 0.10891 | 0.10261 | 0.1072 | 0.046564 | 0.044113 | 0.044583 | 0.044784 | 127.6574 | 174.698 | 177.1124 | 181.4493 | 69.7451 | 70.7603 | 76.9574 | 75.8019
8 | 7 | 23 | 1911.8913 | 2005.211 | 2092.882 | 2124.188 | 80 | 63 | 0 | 0 | 0 | 0 | 0 | 0 | 0 | 0 | 0 | 0 | 517.5718 | 523.3046 | 554.3818 | 580.3754 | 0 | 0 | 0 | 0 | 12.1155 | 24.6269 | 19.3931 | 25.1858 | 3.4415 | 2.7386 | 3.2599 | 23.7807 | 1298.7625 | 1391.5409 | 1515.8472 | 1494.8461 | 0.37177 | 0.39333 | 0.38899 | 0.37327 | 482.838 | 547.332 | 589.6466 | 557.9801 | 0.084743 | 0.1086 | 0.10242 | 0.107 | 0.046204 | 0.043655 | 0.044337 | 0.04441 | 110.061 | 151.1265 | 155.2522 | 159.9501 | 60.0082 | 60.7475 | 67.2082 | 66.386
8 | 7 | 24 | 1758.7687 | 1839.2218 | 1913.5123 | 1936.6047 | 80 | 63 | 0 | 0 | 0 | 0 | 0 | 0 | 0 | 0 | 0 | 0 | 488.683 | 497.131 | 526.807 | 548.6867 | 0 | 0 | 0 | 0 | 2.9872 | 14.0737 | 30.2268 | 25.0092 | 0 | 5.5357 | 2.6798 | 15.5738 | 1187.0985 | 1259.4815 | 1353.7987 | 1347.335 | 0.36952 | 0.39289 | 0.39083 | 0.37129 | 438.6615 | 494.8371 | 529.1087 | 500.2544 | 0.0848 | 0.10848 | 0.10225 | 0.10687 | 0.046074 | 0.043446 | 0.044018 | 0.044049 | 100.6665 | 136.6238 | 138.422 | 143.9938 | 54.6944 | 54.7191 | 59.5916 | 59.3487
8 | 8 | 1 | 1667.4549 | 1735.061 | 1795.3308 | 1808.1763 | 80 | 63 | 0 | 0 | 0 | 0 | 0 | 0 | 0 | 0 | 0 | 0 | 458.9371 | 469.0955 | 495.9302 | 516.3615 | 0 | 0 | 0 | 0 | -2.1929 | 35.4528 | 45.3982 | 26.7766 | -0.19363 | 2.3255 | 5.927 | 0.21647 | 1130.9044 | 1165.1873 | 1248.0754 | 1264.8218 | 0.37223 | 0.39077 | 0.38906 | 0.37051 | 420.9619 | 455.3255 | 485.5739 | 468.6252 | 0.084816 | 0.10844 | 0.10218 | 0.10669 | 0.046064 | 0.043434 | 0.043926 | 0.043911 | 95.9189 | 126.3537 | 127.5335 | 134.939 | 52.0935 | 50.6082 | 54.8228 | 55.5393
8 | 8 | 2 | 1614.376 | 1672.89 | 1723.3368 | 1729.0101 | 80 | 63 | 0 | 0 | 0 | 0 | 0 | 0 | 0 | 0 | 0 | 0 | 440.1118 | 455.6614 | 479.3031 | 497.9627 | 0 | 0 | 0 | 0 | -1.8147 | 48.0931 | 36.085 | 0.066551 | -0.50977 | 4.4447 | 11.457 | 0.40308 | 1096.5886 | 1101.6909 | 1196.4918 | 1230.5777 | 0.3725 | 0.38904 | 0.38716 | 0.37014 | 408.474 | 428.6063 | 463.2292 | 455.4827 | 0.084844 | 0.1084 | 0.10211 | 0.10658 | 0.046038 | 0.043367 | 0.043849 | 0.043715 | 93.0392 | 119.4277 | 122.1744 | 131.1535 | 50.4853 | 47.777 | 52.4645 | 53.7951
8 | 8 | 3 | 1589.6207 | 1639.8196 | 1681.1364 | 1679.6822 | 80 | 63 | 0 | 0 | 0 | 0 | 0 | 0 | 0 | 0 | 0 | 0 | 410.3342 | 430.0247 | 449.8701 | 466.7643 | 0 | 0 | 0 | 0 | -0.24575 | 4.0862 | 40.6881 | -1.4785 | -0.31151 | 7.4269 | 16.8119 | 0.23544 | 1099.8437 | 1135.2817 | 1173.7663 | 1214.1609 | 0.3732 | 0.38992 | 0.38586 | 0.37025 | 410.4668 | 442.6702 | 452.9152 | 449.5466 | 0.084803 | 0.10837 | 0.10201 | 0.1065 | 0.046018 | 0.043369 | 0.043779 | 0.043635 | 93.2699 | 123.0249 | 119.7366 | 129.3135 | 50.6122 | 49.2355 | 51.3866 | 52.9802
8 | 8 | 4 | 1604.3391 | 1647.8586 | 1681.4315 | 1673.0178 | 80 | 63 | 0 | 0 | 0 | 0 | 0 | 0 | 0 | 0 | 0 | 0 | 389.9637 | 413.2256 | 430.4289 | 445.8191 | 0 | 0 | 0 | 0 | -1.8147 | 61.8022 | 10.5458 | 2.0037 | -0.26371 | 19.8679 | 17.1181 | 0.22268 | 1136.4539 | 1089.9629 | 1223.3387 | 1224.9724 | 0.37386 | 0.38754 | 0.38853 | 0.36998 | 424.8764 | 422.4053 | 475.3063 | 453.2208 | 0.084707 | 0.10837 | 0.10199 | 0.10653 | 0.046031 | 0.043494 | 0.043855 | 0.043704 | 96.2655 | 118.1143 | 124.7686 | 130.4929 | 52.3121 | 47.4073 | 53.6496 | 53.5367
8 | 8 | 5 | 1695.0732 | 1736.1943 | 1766.1749 | 1752.6391 | 80 | 63 | 0 | 0 | 0 | 0 | 0 | 0 | 0 | 0 | 0 | 0 | 348.1938 | 369.5436 | 384.3893 | 398.2518 | 0 | 0 | 0 | 0 | 4.1492 | 35.2834 | 30.8328 | -17.2681 | 0.26666 | 29.4206 | 14.1208 | 7.1175 | 1262.4635 | 1238.9468 | 1336.832 | 1364.5379 | 0.37065 | 0.39036 | 0.39029 | 0.37126 | 467.9319 | 483.6405 | 521.7496 | 506.5957 | 0.084637 | 0.10838 | 0.10205 | 0.10654 | 0.046102 | 0.043611 | 0.043949 | 0.043811 | 106.8509 | 134.2755 | 136.42 | 145.3723 | 58.2027 | 54.0317 | 58.7528 | 59.7813
8 | 8 | 6 | 1794.1415 | 1833.2219 | 1860.1757 | 1842.0959 | 80 | 63 | 0 | 0 | 0 | 0 | 0 | 0 | 0 | 0 | 0 | 0 | 485.1444 | 505.9737 | 517.1132 | 530.3521 | 0 | 0 | 0 | 0 | -0.25633 | 36.9073 | 70.7969 | -20.9793 | 1.0272 | 1.7427 | 13.2075 | 3.3189 | 1228.2263 | 1225.5983 | 1259.0582 | 1329.4041 | 0.37177 | 0.38885 | 0.38239 | 0.37131 | 456.6207 | 476.5682 | 481.4499 | 493.6262 | 0.084769 | 0.10841 | 0.10205 | 0.10664 | 0.046165 | 0.043693 | 0.043948 | 0.043733 | 104.116 | 132.8729 | 128.4885 | 141.7663 | 56.7011 | 53.5498 | 55.333 | 58.1387
8 | 8 | 7 | 1939.2229 | 1981.0855 | 2010.676 | 1992.5988 | 80 | 63 | 0 | 0 | 0 | 0 | 0 | 0 | 0 | 0 | 0 | 0 | 895.1479 | 917.4638 | 928.8988 | 946.3149 | 0 | 0 | 0 | 0 | -3.5486 | -20.9003 | -17.5613 | -1.6691 | 1.4774 | -3.6878 | -0.72976 | -2.6512 | 966.1461 | 1025.2098 | 1100.0682 | 1050.6042 | 0.3667 | 0.37732 | 0.37117 | 0.37991 | 354.2867 | 386.8327 | 408.3128 | 399.1376 | 0.085289 | 0.10894 | 0.10217 | 0.1068 | 0.046408 | 0.043285 | 0.043121 | 0.043537 | 82.4012 | 111.6906 | 112.3911 | 112.2092 | 44.837 | 44.3759 | 47.4361 | 45.7398
8 | 8 | 8 | 2080.6442 | 2127.8116 | 2163.7273 | 2149.8319 | 80 | 63 | 0 | 0 | 0 | 0 | 0 | 0 | 0 | 0 | 0 | 0 | 1173.6502 | 1239.1603 | 1306.4376 | 1372.9845 | 0 | 0 | 0 | 0 | -1.6491 | -37.756 | -41.8024 | 10.018 | -1.4294 | -6.9679 | -7.2006 | -7.3173 | 830.0725 | 870.3752 | 906.2927 | 774.1467 | 0.37186 | 0.38691 | 0.38697 | 0.38173 | 308.6686 | 336.7602 | 350.7081 | 295.5153 | 0.086048 | 0.10993 | 0.10332 | 0.10848 | 0.047141 | 0.046137 | 0.045213 | 0.047111 | 71.4258 | 95.6786 | 93.6419 | 83.9815 | 39.1304 | 40.1565 | 40.9761 | 36.4707
8 | 8 | 9 | 2203.4493 | 2258.9246 | 2304.6849 | 2298.3119 | 80 | 63 | 0 | 0 | 0 | 0 | 0 | 0 | 0 | 0 | 0 | 0 | 1381.665 | 1505.0268 | 1638.8028 | 1760.0266 | 0 | 0 | 0 | 0 | -3.4647 | -66.0466 | -69.9849 | -60.607 | -4.7613 | -21.6701 | -28.005 | -30.7752 | 750.0102 | 778.6145 | 763.8719 | 629.6676 | 0.37575 | 0.32651 | 0.32636 | 0.067785 | 281.8145 | 254.2252 | 249.2977 | 42.6823 | 0.086627 | 0.11025 | 0.10393 | 0.10937 | 0.047944 | 0.046558 | 0.047019 | 0.050476 | 64.9713 | 85.84 | 79.3882 | 68.8642 | 35.9588 | 36.2509 | 35.9163 | 31.7829
8 | 8 | 10 | 2308.9377 | 2368.5452 | 2417.8 | 2411.7854 | 80 | 63 | 0 | 0 | 0 | 0 | 0 | 0 | 0 | 0 | 0 | 0 | 1557.3454 | 1731.7358 | 1917.5536 | 2081.2679 | 0 | 0 | 0 | 0 | -6.0562 | -59.3006 | -70.6744 | -85.7854 | -4.8122 | -27.8222 | -28.065 | -32.7978 | 682.4606 | 660.9323 | 598.9858 | 449.1007 | 0.38219 | 0.32795 | 0.328 | 0.071605 | 260.8319 | 216.7524 | 196.4672 | 32.1579 | 0.086682 | 0.11001 | 0.10395 | 0.10914 | 0.048049 | 0.046576 | 0.047181 | 0.04993 | 59.1568 | 72.7095 | 62.2655 | 49.0136 | 32.7913 | 30.7839 | 28.2607 | 22.4235
8 | 8 | 11 | 2383.2468 | 2445.5586 | 2496.0326 | 2487.9915 | 80 | 63 | 0 | 0 | 0 | 0 | 0 | 0 | 0 | 0 | 0 | 0 | 1632.6406 | 1838.2638 | 2055.0099 | 2243.976 | 0 | 0 | 0 | 0 | -5.0941 | -71.7556 | -86.1333 | -86.4 | -3.7949 | -13.23 | -19.0324 | -35.164 | 679.4952 | 629.2803 | 546.1884 | 365.5794 | 0.37921 | 0.32752 | 0.328 | 0.071605 | 257.6699 | 206.1024 | 179.1496 | 26.1773 | 0.086614 | 0.11117 | 0.10391 | 0.10928 | 0.047962 | 0.04728 | 0.047112 | 0.050803 | 58.8541 | 69.9579 | 56.7536 | 39.9493 | 32.5902 | 29.7526 | 25.732 | 18.5727
8 | 8 | 12 | 2439.7782 | 2505.0535 | 2557.5096 | 2548.8549 | 80 | 63 | 0 | 0 | 0 | 0 | 0 | 0 | 0 | 0 | 0 | 0 | 1654.5909 | 1877.3401 | 2110.345 | 2312.6194 | 0 | 0 | 0 | 0 | -5.0941 | -66.7578 | -82.3456 | -87.2346 | -2.9959 | -18.8667 | -28.2161 | -37.0075 | 713.2773 | 650.3379 | 557.7263 | 360.4777 | 0.37557 | 0.32768 | 0.328 | 0.071605 | 267.8831 | 213.1054 | 182.9341 | 25.812 | 0.086374 | 0.11126 | 0.10383 | 0.10804 | 0.047648 | 0.047235 | 0.046938 | 0.048374 | 61.6087 | 72.3572 | 57.9075 | 38.9465 | 33.9862 | 30.7184 | 26.1786 | 17.4377
8 | 8 | 13 | 2504.9316 | 2576.0704 | 2634.2304 | 2628.5558 | 80 | 63 | 0 | 0 | 0 | 0 | 0 | 0 | 0 | 0 | 0 | 0 | 1655.3343 | 1880.2079 | 2116.9431 | 2323.0263 | 0 | 0 | 0 | 0 | -5.1451 | -25.6562 | -63.2035 | -59.9107 | -3.0436 | -11.6779 | -9.9681 | -34.0325 | 777.7859 | 670.1965 | 590.459 | 399.4727 | 0.37374 | 0.32755 | 0.32763 | 0.071605 | 290.6899 | 219.5244 | 193.4502 | 28.6042 | 0.085784 | 0.11016 | 0.10365 | 0.10862 | 0.047077 | 0.045624 | 0.046406 | 0.048439 | 66.7213 | 73.8312 | 61.2025 | 43.3902 | 36.6157 | 30.5772 | 27.4008 | 19.3501
8 | 8 | 14 | 2560.9478 | 2636.9668 | 2700.2283 | 2697.7458 | 80 | 63 | 0 | 0 | 0 | 0 | 0 | 0 | 0 | 0 | 0 | 0 | 1650.1329 | 1860.2308 | 2091.645 | 2294.3181 | 0 | 0 | 0 | 0 | -1.309 | -13.528 | -17.355 | -23.662 | -0.26547 | -10.115 | -6.0021 | -12.1018 | 832.3893 | 737.3789 | 631.9404 | 439.1914 | 0.37404 | 0.327 | 0.32733 | 0.070824 | 311.3464 | 241.1249 | 206.8538 | 31.1054 | 0.085308 | 0.10986 | 0.10322 | 0.10818 | 0.0466 | 0.04481 | 0.045226 | 0.046933 | 71.0092 | 81.0059 | 65.2318 | 47.5123 | 38.7892 | 33.0422 | 28.5804 | 20.6125
8 | 8 | 15 | 2585.6161 | 2665.7262 | 2733.2779 | 2733.7483 | 80 | 63 | 0 | 0 | 0 | 0 | 0 | 0 | 0 | 0 | 0 | 0 | 1607.2509 | 1787.4113 | 2001.0587 | 2190.7053 | 0 | 0 | 0 | 0 | 0.18905 | -12.4511 | -2.2535 | -8.4467 | -0.83898 | -6.4092 | -3.3656 | -9.0564 | 899.0152 | 834.1752 | 737.8383 | 560.5461 | 0.38108 | 0.31254 | 0.31233 | 0.32609 | 342.593 | 260.7125 | 230.4522 | 182.7889 | 0.085092 | 0.10961 | 0.10276 | 0.10742 | 0.046482 | 0.044583 | 0.04432 | 0.044688 | 76.499 | 91.436 | 75.8166 | 60.2129 | 41.7877 | 37.1904 | 32.7008 | 25.05
8 | 8 | 16 | 2597.7383 | 2686.6831 | 2764.1694 | 2772.8534 | 80 | 63 | 0 | 0 | 0 | 0 | 0 | 0 | 0 | 0 | 0 | 0 | 1492.5136 | 1623.6309 | 1800.7468 | 1966.8172 | 0 | 0 | 0 | 0 | -2.7065 | -15.4572 | -6.1725 | 1.7713 | -0.13591 | -0.94807 | -0.030407 | -6.5376 | 1028.0671 | 1016.4574 | 969.6256 | 810.8025 | 0.38915 | 0.32585 | 0.31944 | 0.31698 | 400.0678 | 331.2143 | 309.7416 | 257.0087 | 0.085606 | 0.10991 | 0.10235 | 0.10672 | 0.046748 | 0.04446 | 0.04375 | 0.043751 | 88.0091 | 111.7217 | 99.2401 | 86.5298 | 48.0602 | 45.1917 | 42.4208 | 35.4735
8 | 8 | 17 | 2556.3297 | 2653.1775 | 2739.9041 | 2757.2464 | 80 | 63 | 0 | 0 | 0 | 0 | 0 | 0 | 0 | 0 | 0 | 0 | 1301.3664 | 1375.7821 | 1499.3295 | 1624.6437 | 0 | 0 | 0 | 0 | -2.9753 | -18.4663 | -6.0611 | 4.6331 | -0.59012 | -2.053 | -1.5591 | 2.4858 | 1178.5287 | 1234.9147 | 1248.1948 | 1125.4838 | 0.39 | 0.39598 | 0.39187 | 0.36712 | 459.63 | 488.9976 | 489.1252 | 413.1896 | 0.085827 | 0.10955 | 0.10254 | 0.10683 | 0.046843 | 0.044192 | 0.044018 | 0.043867 | 101.1495 | 135.2859 | 127.9867 | 120.2374 | 55.2061 | 54.573 | 54.9432 | 49.3719
8 | 8 | 18 | 2478.4695 | 2582.1881 | 2677.443 | 2703.7919 | 80 | 63 | 0 | 0 | 0 | 0 | 0 | 0 | 0 | 0 | 0 | 0 | 951.9056 | 966.1459 | 1024.1127 | 1093.8536 | 0 | 0 | 0 | 0 | -2.9753 | -10.7998 | -9.3153 | 0 | 0.27471 | -2.4719 | -2.634 | 3.6599 | 1449.2645 | 1566.3139 | 1665.2796 | 1606.2784 | 0.3917 | 0.40014 | 0.39346 | 0.38236 | 567.684 | 626.7526 | 655.2273 | 614.1757 | 0.085776 | 0.10964 | 0.10308 | 0.10741 | 0.046823 | 0.044435 | 0.044742 | 0.044663 | 124.3126 | 171.7261 | 171.6527 | 172.5228 | 67.8596 | 69.5988 | 74.5077 | 71.7405
8 | 8 | 19 | 2405.4568 | 2512.3496 | 2611.7912 | 2643.2162 | 80 | 63 | 0 | 0 | 0 | 0 | 0 | 0 | 0 | 0 | 0 | 0 | 488.8973 | 462.7391 | 489.7909 | 529.4616 | 0 | 0 | 0 | 0 | 1.7633 | 4.5233 | -6.8988 | 18.4522 | 1.8769 | 2.8531 | 5.8453 | 20.6823 | 1832.9193 | 1979.2341 | 2123.0539 | 2074.6201 | 0.39028 | 0.3992 | 0.39311 | 0.38685 | 715.3585 | 790.1191 | 834.6023 | 802.568 | 0.086042 | 0.1097 | 0.10346 | 0.10761 | 0.046942 | 0.044958 | 0.045396 | 0.045312 | 157.7082 | 217.1141 | 219.6503 | 223.2578 | 86.0412 | 88.9826 | 96.3781 | 94.006
8 | 8 | 20 | 2455.5209 | 2568.3821 | 2673.7539 | 2708.6602 | 80 | 63 | 0 | 0 | 0 | 0 | 0 | 0 | 0 | 0 | 0 | 0 | 417.6214 | 390.6367 | 420.4988 | 456.3698 | 0 | 0 | 0 | 0 | 2.4962 | 18.0842 | 23.7179 | 88.3751 | 2.4412 | 5.8958 | 3.6199 | 28.3606 | 1952.9621 | 2090.7654 | 2225.9174 | 2135.5548 | 0.39125 | 0.40133 | 0.39529 | 0.38828 | 764.0899 | 839.0895 | 879.8922 | 829.1844 | 0.08605 | 0.10956 | 0.10339 | 0.10757 | 0.046961 | 0.044867 | 0.045381 | 0.045288 | 168.0523 | 229.0706 | 230.143 | 229.7315 | 91.7127 | 93.8064 | 101.0153 | 96.7144
8 | 8 | 21 | 2375.0813 | 2486.9354 | 2591.5073 | 2627.0504 | 80 | 63 | 0 | 0 | 0 | 0 | 0 | 0 | 0 | 0 | 0 | 0 | 404.7527 | 384.5354 | 413.334 | 444.0764 | 0 | 0 | 0 | 0 | 3.8079 | 3.4771 | 3.3704 | 72.5679 | 2.6484 | 9.8469 | 7.9662 | 28.1444 | 1883.8722 | 2026.076 | 2166.8367 | 2082.2617 | 0.3882 | 0.39886 | 0.39319 | 0.38634 | 731.3197 | 808.1239 | 851.9866 | 804.4665 | 0.085945 | 0.10921 | 0.10308 | 0.10744 | 0.046939 | 0.044517 | 0.045143 | 0.045146 | 161.9099 | 221.2688 | 223.3573 | 223.7134 | 88.428 | 90.1942 | 97.8186 | 94.0063
8 | 8 | 22 | 2164.7375 | 2269.955 | 2368.8671 | 2404.2005 | 80 | 63 | 0 | 0 | 0 | 0 | 0 | 0 | 0 | 0 | 0 | 0 | 421.1483 | 410.3004 | 436.5124 | 467.0348 | 0 | 0 | 0 | 0 | 5.9594 | 14.3311 | 24.3732 | 33.952 | 3.0303 | 7.0538 | 4.1641 | 29.4882 | 1654.5995 | 1775.2698 | 1903.8175 | 1873.7255 | 0.38109 | 0.39369 | 0.38812 | 0.38014 | 630.5501 | 698.9144 | 738.9151 | 712.286 | 0.085228 | 0.10891 | 0.10261 | 0.1072 | 0.046564 | 0.044113 | 0.044583 | 0.044784 | 141.018 | 193.3454 | 195.3426 | 200.8643 | 77.0447 | 78.3133 | 84.8787 | 83.9127
8 | 8 | 23 | 1951.0012 | 2046.6122 | 2136.5101 | 2168.8292 | 80 | 63 | 0 | 0 | 0 | 0 | 0 | 0 | 0 | 0 | 0 | 0 | 439.0368 | 436.2161 | 460.1158 | 491.0955 | 0 | 0 | 0 | 0 | 12.1155 | 24.6269 | 19.3931 | 25.1858 | 3.4415 | 2.7386 | 3.2599 | 23.7807 | 1416.4073 | 1520.0307 | 1653.7413 | 1628.7672 | 0.37177 | 0.39333 | 0.38899 | 0.37327 | 526.5745 | 597.8706 | 643.2858 | 607.9687 | 0.084743 | 0.1086 | 0.10242 | 0.107 | 0.046204 | 0.043655 | 0.044337 | 0.04441 | 120.0306 | 165.0809 | 169.3752 | 174.2798 | 65.4439 | 66.3567 | 73.322 | 72.3334
8 | 8 | 24 | 1802.0764 | 1885.0668 | 1961.8232 | 1986.0374 | 80 | 63 | 0 | 0 | 0 | 0 | 0 | 0 | 0 | 0 | 0 | 0 | 432.0908 | 435.543 | 456.883 | 486.1988 | 0 | 0 | 0 | 0 | 2.9872 | 14.0737 | 30.2268 | 25.0092 | 0 | 5.5357 | 2.6798 | 15.5738 | 1286.9984 | 1366.9145 | 1472.0336 | 1459.2556 | 0.36952 | 0.39289 | 0.39083 | 0.37129 | 475.5769 | 537.0464 | 575.3187 | 541.8096 | 0.0848 | 0.10848 | 0.10225 | 0.10687 | 0.046074 | 0.043446 | 0.044018 | 0.044049 | 109.1381 | 148.2777 | 150.5112 | 155.9551 | 59.2972 | 59.3866 | 64.7961 | 64.2787
8 | 9 | 1 | 1689.1437 | 1758.0205 | 1819.5253 | 1832.9326 | 80 | 63 | 0 | 0 | 0 | 0 | 0 | 0 | 0 | 0 | 0 | 0 | 397.1793 | 405.3781 | 423.2563 | 449.1221 | 0 | 0 | 0 | 0 | -2.1929 | 35.4528 | 45.3982 | 26.7766 | -0.19363 | 2.3255 | 5.927 | 0.21647 | 1214.3509 | 1251.8641 | 1344.9439 | 1356.8174 | 0.37223 | 0.39077 | 0.38906 | 0.37051 | 452.0237 | 489.1966 | 523.2613 | 502.7102 | 0.084816 | 0.10844 | 0.10218 | 0.10669 | 0.046064 | 0.043434 | 0.043926 | 0.043911 | 102.9965 | 135.753 | 137.4319 | 144.7537 | 55.9374 | 54.3729 | 59.0778 | 59.5789
8 | 9 | 2 | 1633.4062 | 1693.0351 | 1744.5655 | 1750.7317 | 80 | 63 | 0 | 0 | 0 | 0 | 0 | 0 | 0 | 0 | 0 | 0 | 364.5231 | 377.2228 | 392.5072 | 414.2584 | 0 | 0 | 0 | 0 | -1.8147 | 48.0931 | 36.085 | 0.066551 | -0.50977 | 4.4447 | 11.457 | 0.40308 | 1191.2076 | 1200.2746 | 1304.5164 | 1336.0037 | 0.3725 | 0.38904 | 0.38716 | 0.37014 | 443.7191 | 466.9597 | 505.0516 | 494.5048 | 0.084844 | 0.1084 | 0.10211 | 0.10658 | 0.046038 | 0.043367 | 0.043849 | 0.043715 | 101.0671 | 130.1145 | 133.2048 | 142.3896 | 54.8414 | 52.0523 | 57.2013 | 58.4038
8 | 9 | 3 | 1608.1611 | 1659.4462 | 1701.8188 | 1700.8448 | 80 | 63 | 0 | 0 | 0 | 0 | 0 | 0 | 0 | 0 | 0 | 0 | 337.5103 | 350.7379 | 364.9174 | 383.9653 | 0 | 0 | 0 | 0 | -0.24575 | 4.0862 | 40.6881 | -1.4785 | -0.31151 | 7.4269 | 16.8119 | 0.23544 | 1191.2081 | 1234.1952 | 1279.4014 | 1318.1225 | 0.3732 | 0.38992 | 0.38586 | 0.37025 | 444.5644 | 481.2386 | 493.6761 | 488.0387 | 0.084803 | 0.10837 | 0.10201 | 0.1065 | 0.046018 | 0.043369 | 0.043779 | 0.043635 | 101.0179 | 133.7436 | 130.5125 | 140.3859 | 54.8166 | 53.5253 | 56.0113 | 57.5166
8 | 9 | 4 | 1628.8965 | 1673.8547 | 1708.8259 | 1701.0483 | 80 | 63 | 0 | 0 | 0 | 0 | 0 | 0 | 0 | 0 | 0 | 0 | 306.6672 | 317.941 | 331.6092 | 348.2331 | 0 | 0 | 0 | 0 | -1.8147 | 61.8022 | 10.5458 | 2.0037 | -0.26371 | 19.8679 | 17.1181 | 0.22268 | 1244.3077 | 1211.2436 | 1349.5528 | 1350.5888 | 0.37386 | 0.38754 | 0.38853 | 0.36998 | 465.1988 | 469.4065 | 524.3446 | 499.6969 | 0.084707 | 0.10837 | 0.10199 | 0.10653 | 0.046031 | 0.043494 | 0.043855 | 0.043704 | 105.4015 | 131.257 | 137.6412 | 143.8745 | 57.2767 | 52.6823 | 59.1848 | 59.0267
8 | 9 | 5 | 1713.1239 | 1755.3026 | 1786.311 | 1773.2427 | 80 | 63 | 0 | 0 | 0 | 0 | 0 | 0 | 0 | 0 | 0 | 0 | 262.2528 | 271.1996 | 282.6298 | 297.444 | 0 | 0 | 0 | 0 | 4.1492 | 35.2834 | 30.8328 | -17.2681 | 0.26666 | 29.4206 | 14.1208 | 7.1175 | 1366.4552 | 1356.3989 | 1458.7276 | 1485.9492 | 0.37065 | 0.39036 | 0.39029 | 0.37126 | 506.4763 | 529.4896 | 569.324 | 551.6707 | 0.084637 | 0.10838 | 0.10205 | 0.10654 | 0.046102 | 0.043611 | 0.043949 | 0.043811 | 115.6524 | 147.0049 | 148.8591 | 158.307 | 62.997 | 59.1539 | 64.11 | 65.1004
8 | 9 | 6 | 1818.6989 | 1859.218 | 1887.5701 | 1870.1263 | 80 | 63 | 0 | 0 | 0 | 0 | 0 | 0 | 0 | 0 | 0 | 0 | 411.9638 | 422.8768 | 430.0731 | 443.7185 | 0 | 0 | 0 | 0 | -0.25633 | 36.9073 | 70.7969 | -20.9793 | 1.0272 | 1.7427 | 13.2075 | 3.3189 | 1325.9643 | 1334.6913 | 1373.4927 | 1444.0683 | 0.37177 | 0.38885 | 0.38239 | 0.37131 | 492.957 | 518.9885 | 525.2084 | 536.2026 | 0.084769 | 0.10841 | 0.10205 | 0.10664 | 0.046165 | 0.043693 | 0.043948 | 0.043733 | 112.4012 | 144.7002 | 140.1666 | 153.994 | 61.2131 | 58.3164 | 60.3622 | 63.1533
8 | 9 | 7 | 1964.34 | 2007.6741 | 2038.6947 | 2021.2681 | 80 | 63 | 0 | 0 | 0 | 0 | 0 | 0 | 0 | 0 | 0 | 0 | 790.5648 | 807.9455 | 818.7035 | 836.5611 | 0 | 0 | 0 | 0 | -3.5486 | -20.9003 | -17.5613 | -1.6691 | 1.4774 | -3.6878 | -0.72976 | -2.6512 | 1095.8463 | 1161.3167 | 1238.2822 | 1189.0273 | 0.3667 | 0.37732 | 0.37117 | 0.37991 | 401.8479 | 438.1886 | 459.6138 | 451.7263 | 0.085289 | 0.10894 | 0.10217 | 0.1068 | 0.046408 | 0.043285 | 0.043121 | 0.043537 | 93.4631 | 126.5186 | 126.5121 | 126.9934 | 50.8562 | 50.2673 | 53.3961 | 51.7663
8 | 9 | 8 | 2103.2425 | 2151.734 | 2188.9364 | 2175.6264 | 80 | 63 | 0 | 0 | 0 | 0 | 0 | 0 | 0 | 0 | 0 | 0 | 1135.7653 | 1201.2212 | 1267.1568 | 1332.6556 | 0 | 0 | 0 | 0 | -1.6491 | -37.756 | -41.8024 | 10.018 | -1.4294 | -6.9679 | -7.2006 | -7.3173 | 890.5557 | 932.2366 | 970.7826 | 840.2701 | 0.37186 | 0.38691 | 0.38697 | 0.38173 | 331.1597 | 360.6952 | 375.6637 | 320.7566 | 0.086048 | 0.10993 | 0.10332 | 0.10848 | 0.047141 | 0.046137 | 0.045213 | 0.047111 | 76.6303 | 102.4789 | 100.3053 | 91.1547 | 41.9817 | 43.0106 | 43.8919 | 39.5859
8 | 9 | 9 | 2233.044 | 2290.2532 | 2337.6986 | 2332.0923 | 80 | 63 | 0 | 0 | 0 | 0 | 0 | 0 | 0 | 0 | 0 | 0 | 1364.8602 | 1489.0126 | 1621.8314 | 1742.2736 | 0 | 0 | 0 | 0 | -3.4647 | -66.0466 | -69.9849 | -60.607 | -4.7613 | -21.6701 | -28.005 | -30.7752 | 796.4099 | 825.9574 | 813.8571 | 681.2009 | 0.37575 | 0.32651 | 0.32636 | 0.067785 | 299.249 | 269.6831 | 265.6109 | 46.1755 | 0.086627 | 0.11025 | 0.10393 | 0.10937 | 0.047944 | 0.046558 | 0.047019 | 0.050476 | 68.9907 | 91.0594 | 84.5831 | 74.5002 | 38.1834 | 38.4551 | 38.2666 | 34.3841
8 | 9 | 10 | 2350.2165 | 2412.2424 | 2463.8475 | 2458.9021 | 80 | 63 | 0 | 0 | 0 | 0 | 0 | 0 | 0 | 0 | 0 | 0 | 1537.8048 | 1712.3858 | 1896.8871 | 2059.5265 | 0 | 0 | 0 | 0 | -6.0562 | -59.3006 | -70.6744 | -85.7854 | -4.8122 | -27.8222 | -28.065 | -32.7978 | 743.28 | 723.9794 | 665.6999 | 517.9588 | 0.38219 | 0.32795 | 0.328 | 0.071605 | 284.0767 | 237.4287 | 218.3494 | 37.0884 | 0.086682 | 0.11001 | 0.10395 | 0.10914 | 0.048049 | 0.046576 | 0.047181 | 0.04993 | 64.4288 | 79.6454 | 69.2005 | 56.5285 | 35.7136 | 33.7204 | 31.4084 | 25.8616
8 | 9 | 11 | 2432.7814 | 2497.9951 | 2551.2897 | 2544.5316 | 80 | 63 | 0 | 0 | 0 | 0 | 0 | 0 | 0 | 0 | 0 | 0 | 1618.2951 | 1827.3305 | 2042.318 | 2229.917 | 0 | 0 | 0 | 0 | -5.0941 | -71.7556 | -86.1333 | -86.4 | -3.7949 | -13.23 | -19.0324 | -35.164 | 743.3752 | 692.6502 | 614.1374 | 436.1786 | 0.37921 | 0.32752 | 0.328 | 0.071605 | 281.8937 | 226.8574 | 201.4369 | 31.2326 | 0.086614 | 0.11117 | 0.10391 | 0.10928 | 0.047962 | 0.04728 | 0.047112 | 0.050803 | 64.387 | 77.0028 | 63.8141 | 47.6641 | 35.654 | 32.7487 | 28.9333 | 22.1594
8 | 9 | 12 | 2495.8194 | 2564.3779 | 2620.025 | 2612.8219 | 80 | 63 | 0 | 0 | 0 | 0 | 0 | 0 | 0 | 0 | 0 | 0 | 1653.7158 | 1882.267 | 2113.2519 | 2315.2672 | 0 | 0 | 0 | 0 | -5.0941 | -66.7578 | -82.3456 | -87.2346 | -2.9959 | -18.8667 | -28.2161 | -37.0075 | 770.1935 | 704.7355 | 617.3349 | 421.7968 | 0.37557 | 0.32768 | 0.328 | 0.071605 | 289.259 | 230.9306 | 202.4856 | 30.2028 | 0.086374 | 0.11126 | 0.10383 | 0.10804 | 0.047648 | 0.047235 | 0.046938 | 0.048374 | 66.5248 | 78.4096 | 64.0965 | 45.5715 | 36.6982 | 33.2879 | 28.9765 | 20.4039
8 | 9 | 13 | 2578.9535 | 2654.429 | 2716.8039 | 2713.0465 | 80 | 63 | 0 | 0 | 0 | 0 | 0 | 0 | 0 | 0 | 0 | 0 | 1673.0164 | 1901.6227 | 2135.9719 | 2345.4015 | 0 | 0 | 0 | 0 | -5.1451 | -25.6562 | -63.2035 | -59.9107 | -3.0436 | -11.6779 | -9.9681 | -34.0325 | 834.1258 | 727.1403 | 654.0036 | 461.5883 | 0.37374 | 0.32755 | 0.32763 | 0.071605 | 311.7464 | 238.1765 | 214.2692 | 33.052 | 0.085784 | 0.11016 | 0.10365 | 0.10862 | 0.047077 | 0.045624 | 0.046406 | 0.048439 | 71.5543 | 80.1043 | 67.789 | 50.1371 | 39.268 | 33.1752 | 30.3496 | 22.359
8 | 9 | 14 | 2650.8515 | 2732.1376 | 2800.5183 | 2800.3645 | 80 | 63 | 0 | 0 | 0 | 0 | 0 | 0 | 0 | 0 | 0 | 0 | 1664.775 | 1877.0483 | 2104.3112 | 2308.9922 | 0 | 0 | 0 | 0 | -1.309 | -13.528 | -17.355 | -23.662 | -0.26547 | -10.115 | -6.0021 | -12.1018 | 907.6511 | 815.7323 | 719.5643 | 527.1361 | 0.37404 | 0.327 | 0.32733 | 0.070824 | 339.4972 | 266.7467 | 235.5359 | 37.334 | 0.085308 | 0.10986 | 0.10322 | 0.10818 | 0.0466 | 0.04481 | 0.045226 | 0.046933 | 77.4296 | 89.6136 | 74.2768 | 57.0263 | 42.2964 | 36.5532 | 32.5433 | 24.74
8 | 9 | 15 | 2689.3028 | 2775.4875 | 2848.9431 | 2852.0992 | 80 | 63 | 0 | 0 | 0 | 0 | 0 | 0 | 0 | 0 | 0 | 0 | 1630.9659 | 1814.3878 | 2025.2758 | 2216.3877 | 0 | 0 | 0 | 0 | 0.18905 | -12.4511 | -2.2535 | -8.4467 | -0.83898 | -6.4092 | -3.3656 | -9.0564 | 978.9868 | 916.9599 | 829.2864 | 653.2146 | 0.38108 | 0.31254 | 0.31233 | 0.32609 | 373.0683 | 286.586 | 259.0146 | 213.0072 | 0.085092 | 0.10961 | 0.10276 | 0.10742 | 0.046482 | 0.044583 | 0.04432 | 0.044688 | 83.3039 | 100.5102 | 85.2134 | 70.1672 | 45.5049 | 40.8812 | 36.7537 | 29.1912
8 | 9 | 16 | 2704.7833 | 2799.9994 | 2883.5809 | 2895.0376 | 80 | 63 | 0 | 0 | 0 | 0 | 0 | 0 | 0 | 0 | 0 | 0 | 1543.6586 | 1685.3871 | 1861.6173 | 2024.9147 | 0 | 0 | 0 | 0 | -2.7065 | -15.4572 | -6.1725 | 1.7713 | -0.13591 | -0.94807 | -0.030407 | -6.5376 | 1083.9671 | 1068.0176 | 1028.1665 | 874.8892 | 0.38915 | 0.32585 | 0.31944 | 0.31698 | 421.821 | 348.0152 | 328.4422 | 277.3229 | 0.085606 | 0.10991 | 0.10235 | 0.10672 | 0.046748 | 0.04446 | 0.04375 | 0.043751 | 92.7945 | 117.3888 | 105.2317 | 93.3693 | 50.6734 | 47.484 | 44.9819 | 38.2774
8 | 9 | 17 | 2663.2347 | 2766.3457 | 2859.1594 | 2879.2709 | 80 | 63 | 0 | 0 | 0 | 0 | 0 | 0 | 0 | 0 | 0 | 0 | 1340.3832 | 1425.5215 | 1547.3955 | 1671.4396 | 0 | 0 | 0 | 0 | -2.9753 | -18.4663 | -6.0611 | 4.6331 | -0.59012 | -2.053 | -1.5591 | 2.4858 | 1246.4169 | 1298.3434 | 1319.3841 | 1200.7124 | 0.39 | 0.39598 | 0.39187 | 0.36712 | 486.1067 | 514.1139 | 517.0219 | 440.8077 | 0.085827 | 0.10955 | 0.10254 | 0.10683 | 0.046843 | 0.044192 | 0.044018 | 0.043867 | 106.9761 | 142.2345 | 135.2863 | 128.2742 | 58.3862 | 57.376 | 58.0769 | 52.6719
8 | 9 | 18 | 2581.4566 | 2691.2087 | 2792.3277 | 2821.3442 | 80 | 63 | 0 | 0 | 0 | 0 | 0 | 0 | 0 | 0 | 0 | 0 | 996.877 | 1018.2361 | 1074.7382 | 1145.4406 | 0 | 0 | 0 | 0 | -2.9753 | -10.7998 | -9.3153 | 0 | 0.27471 | -2.4719 | -2.634 | 3.6599 | 1507.2802 | 1623.2444 | 1729.5388 | 1672.2437 | 0.3917 | 0.40014 | 0.39346 | 0.38236 | 590.4091 | 649.533 | 680.511 | 639.3982 | 0.085776 | 0.10964 | 0.10308 | 0.10741 | 0.046823 | 0.044435 | 0.044742 | 0.044663 | 129.2889 | 177.9677 | 178.2764 | 179.6079 | 70.5761 | 72.1285 | 77.3828 | 74.6867
8 | 9 | 19 | 2496.0602 | 2608.2611 | 2712.8617 | 2746.6335 | 80 | 63 | 0 | 0 | 0 | 0 | 0 | 0 | 0 | 0 | 0 | 0 | 542.8892 | 527.5757 | 552.707 | 597.3452 | 0 | 0 | 0 | 0 | 1.7633 | 4.5233 | -6.8988 | 18.4522 | 1.8769 | 2.8531 | 5.8453 | 20.6823 | 1869.5308 | 2010.309 | 2161.2082 | 2110.1538 | 0.39028 | 0.3992 | 0.39311 | 0.38685 | 729.6474 | 802.5244 | 849.6013 | 816.3142 | 0.086042 | 0.1097 | 0.10346 | 0.10761 | 0.046942 | 0.044958 | 0.045396 | 0.045312 | 160.8584 | 220.5229 | 223.5977 | 227.0818 | 87.7598 | 90.3797 | 98.1102 | 95.6161
8 | 9 | 20 | 2517.9988 | 2634.5203 | 2743.4496 | 2779.9742 | 80 | 63 | 0 | 0 | 0 | 0 | 0 | 0 | 0 | 0 | 0 | 0 | 514.186 | 505.2085 | 531.4885 | 574.3054 | 0 | 0 | 0 | 0 | 2.4962 | 18.0842 | 23.7179 | 88.3751 | 2.4412 | 5.8958 | 3.6199 | 28.3606 | 1918.8754 | 2042.3319 | 2184.6234 | 2088.9331 | 0.39125 | 0.40133 | 0.39529 | 0.38828 | 750.7536 | 819.6516 | 863.5689 | 811.0823 | 0.08605 | 0.10956 | 0.10339 | 0.10757 | 0.046961 | 0.044867 | 0.045381 | 0.045288 | 165.1191 | 223.7641 | 225.8735 | 224.7162 | 90.1119 | 91.6333 | 99.1413 | 94.603
8 | 9 | 21 | 2417.5495 | 2531.8916 | 2638.8817 | 2675.5248 | 80 | 63 | 0 | 0 | 0 | 0 | 0 | 0 | 0 | 0 | 0 | 0 | 493.3337 | 488.8959 | 512.5994 | 552.957 | 0 | 0 | 0 | 0 | 3.8079 | 3.4771 | 3.3704 | 72.5679 | 2.6484 | 9.8469 | 7.9662 | 28.1444 | 1837.7595 | 1966.6717 | 2114.9456 | 2021.8555 | 0.3882 | 0.39886 | 0.39319 | 0.38634 | 713.4187 | 784.4298 | 831.5834 | 781.129 | 0.085945 | 0.10921 | 0.10308 | 0.10744 | 0.046939 | 0.044517 | 0.045143 | 0.045146 | 157.9467 | 214.7812 | 218.0084 | 217.2235 | 86.2634 | 87.5497 | 95.476 | 91.2792
8 | 9 | 22 | 2203.5675 | 2311.0599 | 2412.183 | 2448.5222 | 80 | 63 | 0 | 0 | 0 | 0 | 0 | 0 | 0 | 0 | 0 | 0 | 453.8765 | 443.7368 | 467.0741 | 506.0129 | 0 | 0 | 0 | 0 | 5.9594 | 14.3311 | 24.3732 | 33.952 | 3.0303 | 7.0538 | 4.1641 | 29.4882 | 1660.7014 | 1782.9383 | 1916.5717 | 1879.0691 | 0.38109 | 0.39369 | 0.38812 | 0.38014 | 632.8755 | 701.9335 | 743.8653 | 714.3173 | 0.085228 | 0.10891 | 0.10261 | 0.1072 | 0.046564 | 0.044113 | 0.044583 | 0.044784 | 141.5381 | 194.1806 | 196.6513 | 201.4372 | 77.3288 | 78.6515 | 85.4473 | 84.152
8 | 9 | 23 | 1988.6419 | 2086.4581 | 2178.4993 | 2211.7933 | 80 | 63 | 0 | 0 | 0 | 0 | 0 | 0 | 0 | 0 | 0 | 0 | 435.0426 | 420.3743 | 445.4371 | 482.2575 | 0 | 0 | 0 | 0 | 12.1155 | 24.6269 | 19.3931 | 25.1858 | 3.4415 | 2.7386 | 3.2599 | 23.7807 | 1458.0422 | 1575.7183 | 1710.4092 | 1680.5693 | 0.37177 | 0.39333 | 0.38899 | 0.37327 | 542.053 | 619.7741 | 665.3289 | 627.3048 | 0.084743 | 0.1086 | 0.10242 | 0.107 | 0.046204 | 0.043655 | 0.044337 | 0.04441 | 123.5589 | 171.1288 | 175.1791 | 179.8227 | 67.3676 | 68.7877 | 75.8345 | 74.6339
8 | 9 | 24 | 1831.1815 | 1915.877 | 1994.2906 | 2019.2587 | 80 | 63 | 0 | 0 | 0 | 0 | 0 | 0 | 0 | 0 | 0 | 0 | 423.742 | 408.8072 | 433.816 | 469.3299 | 0 | 0 | 0 | 0 | 2.9872 | 14.0737 | 30.2268 | 25.0092 | 0 | 5.5357 | 2.6798 | 15.5738 | 1324.4523 | 1424.4605 | 1527.5681 | 1509.3459 | 0.36952 | 0.39289 | 0.39083 | 0.37129 | 489.417 | 559.6556 | 597.0234 | 560.4078 | 0.0848 | 0.10848 | 0.10225 | 0.10687 | 0.046074 | 0.043446 | 0.044018 | 0.044049 | 112.3142 | 154.5201 | 156.1895 | 161.3084 | 61.0229 | 61.8867 | 67.2406 | 66.4851
8 | 10 | 1 | 1730.8423 | 1802.162 | 1866.0411 | 1880.5285 | 80 | 63 | 0 | 0 | 0 | 0 | 0 | 0 | 0 | 0 | 0 | 0 | 387.1671 | 376.383 | 398.4171 | 429.967 | 0 | 0 | 0 | 0 | -2.1929 | 35.4528 | 45.3982 | 26.7766 | -0.19363 | 2.3255 | 5.927 | 0.21647 | 1266.0618 | 1325.0007 | 1416.2989 | 1423.5684 | 0.37223 | 0.39077 | 0.38906 | 0.37051 | 471.2722 | 517.7765 | 551.0226 | 527.4419 | 0.084816 | 0.10844 | 0.10218 | 0.10669 | 0.046064 | 0.043434 | 0.043926 | 0.043911 | 107.3824 | 143.684 | 144.7233 | 151.8751 | 58.3193 | 57.5495 | 62.2122 | 62.51
8 | 10 | 2 | 1661.8116 | 1723.1047 | 1776.2525 | 1783.1545 | 80 | 63 | 0 | 0 | 0 | 0 | 0 | 0 | 0 | 0 | 0 | 0 | 347.9298 | 344.5507 | 362.8629 | 388.9539 | 0 | 0 | 0 | 0 | -1.8147 | 48.0931 | 36.085 | 0.066551 | -0.50977 | 4.4447 | 11.457 | 0.40308 | 1236.2062 | 1263.0163 | 1365.8477 | 1393.7309 | 0.3725 | 0.38904 | 0.38716 | 0.37014 | 460.4809 | 491.369 | 528.7964 | 515.8718 | 0.084844 | 0.1084 | 0.10211 | 0.10658 | 0.046038 | 0.043367 | 0.043849 | 0.043715 | 104.8849 | 136.916 | 139.4674 | 148.5421 | 56.9131 | 54.7732 | 59.8906 | 60.9274
8 | 10 | 3 | 1624.8126 | 1677.0732 | 1720.3939 | 1719.8512 | 80 | 63 | 0 | 0 | 0 | 0 | 0 | 0 | 0 | 0 | 0 | 0 | 306.6049 | 309.1926 | 323.6987 | 345.1662 | 0 | 0 | 0 | 0 | -0.24575 | 4.0862 | 40.6881 | -1.4785 | -0.31151 | 7.4269 | 16.8119 | 0.23544 | 1238.7649 | 1293.3675 | 1339.1951 | 1375.928 | 0.3732 | 0.38992 | 0.38586 | 0.37025 | 462.3128 | 504.3111 | 516.7484 | 509.4414 | 0.084803 | 0.10837 | 0.10201 | 0.1065 | 0.046018 | 0.043369 | 0.043779 | 0.043635 | 105.0508 | 140.1558 | 136.6121 | 146.5424 | 57.0051 | 56.0915 | 58.629 | 60.039
8 | 10 | 4 | 1642.4695 | 1688.2229 | 1723.9669 | 1716.5409 | 80 | 63 | 0 | 0 | 0 | 0 | 0 | 0 | 0 | 0 | 0 | 0 | 256.1053 | 259.2029 | 270.8407 | 288.5532 | 0 | 0 | 0 | 0 | -1.8147 | 61.8022 | 10.5458 | 2.0037 | -0.26371 | 19.8679 | 17.1181 | 0.22268 | 1308.4426 | 1284.3499 | 1425.4624 | 1425.7614 | 0.37386 | 0.38754 | 0.38853 | 0.36998 | 489.1763 | 497.7382 | 553.8379 | 527.5096 | 0.084707 | 0.10837 | 0.10199 | 0.10653 | 0.046031 | 0.043494 | 0.043855 | 0.043704 | 110.8342 | 139.1792 | 145.3832 | 151.8824 | 60.2289 | 55.862 | 62.5138 | 62.3121
8 | 10 | 5 | 1729.9153 | 1773.0777 | 1805.0422 | 1792.4089 | 80 | 63 | 0 | 0 | 0 | 0 | 0 | 0 | 0 | 0 | 0 | 0 | 221.2243 | 226.8164 | 235.7338 | 250.523 | 0 | 0 | 0 | 0 | 4.1492 | 35.2834 | 30.8328 | -17.2681 | 0.26666 | 29.4206 | 14.1208 | 7.1175 | 1424.2751 | 1418.5573 | 1524.3548 | 1552.0365 | 0.37065 | 0.39036 | 0.39029 | 0.37126 | 527.9073 | 553.754 | 594.9375 | 576.2061 | 0.084637 | 0.10838 | 0.10205 | 0.10654 | 0.046102 | 0.043611 | 0.043949 | 0.043811 | 120.5461 | 153.7415 | 155.5562 | 165.3477 | 65.6626 | 61.8647 | 66.9942 | 67.9957
8 | 10 | 6 | 1832.132 | 1873.4381 | 1902.5551 | 1885.4593 | 80 | 63 | 0 | 0 | 0 | 0 | 0 | 0 | 0 | 0 | 0 | 0 | 347.871 | 354.4147 | 359.2909 | 373.5883 | 0 | 0 | 0 | 0 | -0.25633 | 36.9073 | 70.7969 | -20.9793 | 1.0272 | 1.7427 | 13.2075 | 3.3189 | 1403.4901 | 1417.3735 | 1459.2599 | 1529.5313 | 0.37177 | 0.38885 | 0.38239 | 0.37131 | 521.779 | 551.139 | 558.0048 | 567.9362 | 0.084769 | 0.10841 | 0.10205 | 0.10664 | 0.046165 | 0.043693 | 0.043948 | 0.043733 | 118.973 | 153.6642 | 148.9193 | 163.1077 | 64.7921 | 61.929 | 64.1315 | 66.8908
8 | 10 | 7 | 1970.6367 | 2014.3398 | 2045.7189 | 2028.4554 | 80 | 63 | 0 | 0 | 0 | 0 | 0 | 0 | 0 | 0 | 0 | 0 | 735.1237 | 739.8508 | 746.4535 | 765.3814 | 0 | 0 | 0 | 0 | -3.5486 | -20.9003 | -17.5613 | -1.6691 | 1.4774 | -3.6878 | -0.72976 | -2.6512 | 1157.5841 | 1236.077 | 1317.5565 | 1267.3944 | 0.3667 | 0.37732 | 0.37117 | 0.37991 | 424.4872 | 466.3972 | 489.038 | 481.4989 | 0.085289 | 0.10894 | 0.10217 | 0.1068 | 0.046408 | 0.043285 | 0.043121 | 0.043537 | 98.7287 | 134.6633 | 134.6114 | 135.3634 | 53.7213 | 53.5032 | 56.8145 | 55.1782
8 | 10 | 8 | 2118.9145 | 2168.324 | 2206.4189 | 2193.5148 | 80 | 63 | 0 | 0 | 0 | 0 | 0 | 0 | 0 | 0 | 0 | 0 | 1106.7144 | 1162.608 | 1227.9152 | 1294.7076 | 0 | 0 | 0 | 0 | -1.6491 | -37.756 | -41.8024 | 10.018 | -1.4294 | -6.9679 | -7.2006 | -7.3173 | 935.2786 | 987.44 | 1027.5067 | 896.1064 | 0.37186 | 0.38691 | 0.38697 | 0.38173 | 347.7903 | 382.0541 | 397.6143 | 342.071 | 0.086048 | 0.10993 | 0.10332 | 0.10848 | 0.047141 | 0.046137 | 0.045213 | 0.047111 | 80.4786 | 108.5473 | 106.1662 | 97.212 | 44.0899 | 45.5575 | 46.4565 | 42.2164
8 | 10 | 9 | 2250.745 | 2308.9911 | 2357.4444 | 2352.2966 | 80 | 63 | 0 | 0 | 0 | 0 | 0 | 0 | 0 | 0 | 0 | 0 | 1387.4123 | 1511.9545 | 1643.78 | 1765.1202 | 0 | 0 | 0 | 0 | -3.4647 | -66.0466 | -69.9849 | -60.607 | -4.7613 | -21.6701 | -28.005 | -30.7752 | 791.5586 | 821.7534 | 811.6543 | 678.5586 | 0.37575 | 0.32651 | 0.32636 | 0.067785 | 297.4262 | 268.3105 | 264.892 | 45.9964 | 0.086627 | 0.11025 | 0.10393 | 0.10937 | 0.047944 | 0.046558 | 0.047019 | 0.050476 | 68.5705 | 90.5959 | 84.3542 | 74.2112 | 37.9508 | 38.2594 | 38.163 | 34.2507
8 | 10 | 10 | 2378.5519 | 2442.2379 | 2495.4564 | 2491.245 | 80 | 63 | 0 | 0 | 0 | 0 | 0 | 0 | 0 | 0 | 0 | 0 | 1575.9021 | 1754.4239 | 1936.4888 | 2101.5181 | 0 | 0 | 0 | 0 | -6.0562 | -59.3006 | -70.6744 | -85.7854 | -4.8122 | -27.8222 | -28.065 | -32.7978 | 733.5182 | 711.9368 | 657.7071 | 508.3101 | 0.38219 | 0.32795 | 0.328 | 0.071605 | 280.3458 | 233.4793 | 215.7277 | 36.3975 | 0.086682 | 0.11001 | 0.10395 | 0.10914 | 0.048049 | 0.046576 | 0.047181 | 0.04993 | 63.5826 | 78.3205 | 68.3697 | 55.4755 | 35.2446 | 33.1595 | 31.0313 | 25.3798
8 | 10 | 11 | 2469.9323 | 2537.3226 | 2592.7325 | 2586.9367 | 80 | 63 | 0 | 0 | 0 | 0 | 0 | 0 | 0 | 0 | 0 | 0 | 1637.848 | 1849.2045 | 2062.8125 | 2253.8161 | 0 | 0 | 0 | 0 | -5.0941 | -71.7556 | -86.1333 | -86.4 | -3.7949 | -13.23 | -19.0324 | -35.164 | 760.9732 | 710.1036 | 635.0857 | 454.6845 | 0.37921 | 0.32752 | 0.328 | 0.071605 | 288.567 | 232.5738 | 208.3079 | 32.5577 | 0.086614 | 0.11117 | 0.10391 | 0.10928 | 0.047962 | 0.04728 | 0.047112 | 0.050803 | 65.9113 | 78.9431 | 65.9908 | 49.6864 | 36.4981 | 33.5739 | 29.9202 | 23.0995
8 | 10 | 12 | 2533.46 | 2604.2238 | 2662.0141 | 2655.786 | 80 | 63 | 0 | 0 | 0 | 0 | 0 | 0 | 0 | 0 | 0 | 0 | 1664.9299 | 1892.8537 | 2122.3795 | 2327.3467 | 0 | 0 | 0 | 0 | -5.0941 | -66.7578 | -82.3456 | -87.2346 | -2.9959 | -18.8667 | -28.2161 | -37.0075 | 796.6201 | 733.9947 | 650.1964 | 452.6814 | 0.37557 | 0.32768 | 0.328 | 0.071605 | 299.1839 | 240.5184 | 213.2642 | 32.4142 | 0.086374 | 0.11126 | 0.10383 | 0.10804 | 0.047648 | 0.047235 | 0.046938 | 0.048374 | 68.8074 | 81.665 | 67.5085 | 48.9083 | 37.9573 | 34.6699 | 30.5189 | 21.8979
8 | 10 | 13 | 2615.5447 | 2693.1639 | 2757.6223 | 2754.8127 | 80 | 63 | 0 | 0 | 0 | 0 | 0 | 0 | 0 | 0 | 0 | 0 | 1654.0338 | 1885.1676 | 2117.5842 | 2326.0444 | 0 | 0 | 0 | 0 | -5.1451 | -25.6562 | -63.2035 | -59.9107 | -3.0436 | -11.6779 | -9.9681 | -34.0325 | 889.6996 | 782.3303 | 713.2097 | 522.7116 | 0.37374 | 0.32755 | 0.32763 | 0.071605 | 332.5165 | 256.2541 | 233.6667 | 37.4288 | 0.085784 | 0.11016 | 0.10365 | 0.10862 | 0.047077 | 0.045624 | 0.046406 | 0.048439 | 76.3217 | 86.1843 | 73.9259 | 56.7762 | 41.8843 | 35.6932 | 33.0971 | 25.3197
8 | 10 | 14 | 2683.035 | 2766.2066 | 2836.4198 | 2837.0996 | 80 | 63 | 0 | 0 | 0 | 0 | 0 | 0 | 0 | 0 | 0 | 0 | 1634.8672 | 1855.2927 | 2079.4796 | 2281.5248 | 0 | 0 | 0 | 0 | -1.309 | -13.528 | -17.355 | -23.662 | -0.26547 | -10.115 | -6.0021 | -12.1018 | 969.7423 | 871.5568 | 780.2973 | 591.3386 | 0.37404 | 0.327 | 0.32733 | 0.070824 | 362.7218 | 285.0015 | 255.4157 | 41.8811 | 0.085308 | 0.10986 | 0.10322 | 0.10818 | 0.0466 | 0.04481 | 0.045226 | 0.046933 | 82.7265 | 95.7463 | 80.5459 | 63.9718 | 45.1898 | 39.0548 | 35.2901 | 27.7532
8 | 10 | 15 | 2717.7082 | 2805.557 | 2880.6301 | 2884.5219 | 80 | 63 | 0 | 0 | 0 | 0 | 0 | 0 | 0 | 0 | 0 | 0 | 1558.8405 | 1747.1037 | 1953.287 | 2139.6937 | 0 | 0 | 0 | 0 | 0.18905 | -12.4511 | -2.2535 | -8.4467 | -0.83898 | -6.4092 | -3.3656 | -9.0564 | 1079.5177 | 1014.3135 | 932.9622 | 762.3313 | 0.38108 | 0.31254 | 0.31233 | 0.32609 | 411.3782 | 317.0128 | 291.3961 | 248.5892 | 0.085092 | 0.10961 | 0.10276 | 0.10742 | 0.046482 | 0.044583 | 0.04432 | 0.044688 | 91.8583 | 111.1814 | 95.8666 | 81.8884 | 50.1778 | 45.2216 | 41.3486 | 34.0674
8 | 10 | 16 | 2724.0234 | 2820.3667 | 2905.0437 | 2916.9988 | 80 | 63 | 0 | 0 | 0 | 0 | 0 | 0 | 0 | 0 | 0 | 0 | 1455.3063 | 1594.373 | 1765.4713 | 1926.5325 | 0 | 0 | 0 | 0 | -2.7065 | -15.4572 | -6.1725 | 1.7713 | -0.13591 | -0.94807 | -0.030407 | -6.5376 | 1191.5595 | 1179.399 | 1145.7753 | 995.2325 | 0.38915 | 0.32585 | 0.31944 | 0.31698 | 463.6901 | 384.3091 | 366.0117 | 315.4694 | 0.085606 | 0.10991 | 0.10235 | 0.10672 | 0.046748 | 0.04446 | 0.04375 | 0.043751 | 102.0051 | 129.6311 | 117.2688 | 106.2124 | 55.7031 | 52.4361 | 50.1272 | 43.5425
8 | 10 | 17 | 2674.9887 | 2778.7883 | 2872.2713 | 2892.6872 | 80 | 63 | 0 | 0 | 0 | 0 | 0 | 0 | 0 | 0 | 0 | 0 | 1194.2939 | 1268.2481 | 1382.3114 | 1503.1511 | 0 | 0 | 0 | 0 | -2.9753 | -18.4663 | -6.0611 | 4.6331 | -0.59012 | -2.053 | -1.5591 | 2.4858 | 1404.2601 | 1468.0595 | 1497.5801 | 1382.4171 | 0.39 | 0.39598 | 0.39187 | 0.36712 | 547.6661 | 581.3175 | 586.8509 | 507.5154 | 0.085827 | 0.10955 | 0.10254 | 0.10683 | 0.046843 | 0.044192 | 0.044018 | 0.043867 | 120.5233 | 160.827 | 153.5581 | 147.686 | 65.7801 | 64.8761 | 65.9207 | 60.6428
8 | 10 | 18 | 2561.7267 | 2670.323 | 2770.3185 | 2798.824 | 80 | 63 | 0 | 0 | 0 | 0 | 0 | 0 | 0 | 0 | 0 | 0 | 771.7843 | 778.8665 | 826.6624 | 893.7418 | 0 | 0 | 0 | 0 | -2.9753 | -10.7998 | -9.3153 | 0 | 0.27471 | -2.4719 | -2.634 | 3.6599 | 1712.643 | 1841.7282 | 1955.6055 | 1901.4223 | 0.3917 | 0.40014 | 0.39346 | 0.38236 | 670.8507 | 736.9582 | 769.4601 | 727.0268 | 0.085776 | 0.10964 | 0.10308 | 0.10741 | 0.046823 | 0.044435 | 0.044742 | 0.044663 | 146.9042 | 201.9217 | 201.5788 | 204.2229 | 80.1919 | 81.8367 | 87.4974 | 84.9224
8 | 10 | 19 | 2460.1687 | 2570.2669 | 2672.8237 | 2705.6659 | 80 | 63 | 0 | 0 | 0 | 0 | 0 | 0 | 0 | 0 | 0 | 0 | 375.1726 | 354.0894 | 371.0833 | 408.108 | 0 | 0 | 0 | 0 | 1.7633 | 4.5233 | -6.8988 | 18.4522 | 1.8769 | 2.8531 | 5.8453 | 20.6823 | 2001.3559 | 2145.8011 | 2302.794 | 2258.4233 | 0.39028 | 0.3992 | 0.39311 | 0.38685 | 781.0965 | 856.6134 | 905.2606 | 873.6724 | 0.086042 | 0.1097 | 0.10346 | 0.10761 | 0.046942 | 0.044958 | 0.045396 | 0.045312 | 172.2009 | 235.3858 | 238.2462 | 243.0376 | 93.948 | 96.4711 | 104.5376 | 102.3345
8 | 10 | 20 | 2485.3256 | 2599.933 | 2707.0018 | 2742.6801 | 80 | 63 | 0 | 0 | 0 | 0 | 0 | 0 | 0 | 0 | 0 | 0 | 341.2527 | 327.9483 | 344.5473 | 379.0835 | 0 | 0 | 0 | 0 | 2.4962 | 18.0842 | 23.7179 | 88.3751 | 2.4412 | 5.8958 | 3.6199 | 28.3606 | 2059.1355 | 2185.0047 | 2335.1167 | 2246.8609 | 0.39125 | 0.40133 | 0.39529 | 0.38828 | 805.6299 | 876.9107 | 923.058 | 872.4019 | 0.08605 | 0.10956 | 0.10339 | 0.10757 | 0.046961 | 0.044867 | 0.045381 | 0.045288 | 177.1885 | 239.3958 | 241.4334 | 241.7053 | 96.6987 | 98.0346 | 105.9709 | 101.7552
8 | 10 | 21 | 2381.448 | 2493.6751 | 2598.6096 | 2634.3176 | 80 | 63 | 0 | 0 | 0 | 0 | 0 | 0 | 0 | 0 | 0 | 0 | 333.4636 | 326.8407 | 339.5849 | 373.9494 | 0 | 0 | 0 | 0 | 3.8079 | 3.4771 | 3.3704 | 72.5679 | 2.6484 | 9.8469 | 7.9662 | 28.1444 | 1961.5281 | 2090.5105 | 2247.688 | 2159.6558 | 0.3882 | 0.39886 | 0.39319 | 0.38634 | 761.4657 | 833.8243 | 883.7769 | 834.3671 | 0.085945 | 0.10921 | 0.10308 | 0.10744 | 0.046939 | 0.044517 | 0.045143 | 0.045146 | 168.5841 | 228.3057 | 231.6915 | 232.0284 | 92.0731 | 93.0626 | 101.4685 | 97.5004
8 | 10 | 22 | 2201.1188 | 2308.4677 | 2409.4514 | 2445.7271 | 80 | 63 | 0 | 0 | 0 | 0 | 0 | 0 | 0 | 0 | 0 | 0 | 323.1091 | 318.2031 | 328.4979 | 363.681 | 0 | 0 | 0 | 0 | 5.9594 | 14.3311 | 24.3732 | 33.952 | 3.0303 | 7.0538 | 4.1641 | 29.4882 | 1789.02 | 1905.8798 | 2052.4162 | 2018.6059 | 0.38109 | 0.39369 | 0.38812 | 0.38014 | 681.7763 | 750.3349 | 796.5897 | 767.3614 | 0.085228 | 0.10891 | 0.10261 | 0.1072 | 0.046564 | 0.044113 | 0.044583 | 0.044784 | 152.4744 | 207.5702 | 210.5897 | 216.3956 | 83.3038 | 84.0749 | 91.5037 | 90.401
8 | 10 | 23 | 2008.3018 | 2107.2697 | 2200.4304 | 2234.2337 | 80 | 63 | 0 | 0 | 0 | 0 | 0 | 0 | 0 | 0 | 0 | 0 | 309.0067 | 304.1614 | 311.179 | 348.9942 | 0 | 0 | 0 | 0 | 12.1155 | 24.6269 | 19.3931 | 25.1858 | 3.4415 | 2.7386 | 3.2599 | 23.7807 | 1603.7381 | 1712.7429 | 1866.5984 | 1836.2729 | 0.37177 | 0.39333 | 0.38899 | 0.37327 | 596.218 | 673.6697 | 726.0847 | 685.4242 | 0.084743 | 0.1086 | 0.10242 | 0.107 | 0.046204 | 0.043655 | 0.044337 | 0.04441 | 135.9056 | 186.0102 | 191.1759 | 196.4831 | 74.0993 | 74.7695 | 82.7594 | 81.5487
8 | 10 | 24 | 1846.9933 | 1932.6152 | 2011.9292 | 2037.3068 | 80 | 63 | 0 | 0 | 0 | 0 | 0 | 0 | 0 | 0 | 0 | 0 | 297.1631 | 294.7684 | 299.2389 | 337.336 | 0 | 0 | 0 | 0 | 2.9872 | 14.0737 | 30.2268 | 25.0092 | 0 | 5.5357 | 2.6798 | 15.5738 | 1466.843 | 1555.2375 | 1679.7837 | 1659.3878 | 0.36952 | 0.39289 | 0.39083 | 0.37129 | 542.0338 | 611.0365 | 656.5142 | 616.1171 | 0.0848 | 0.10848 | 0.10225 | 0.10687 | 0.046074 | 0.043446 | 0.044018 | 0.044049 | 124.389 | 168.7063 | 171.7531 | 177.3438 | 67.5834 | 67.5684 | 73.9408 | 73.0943
8 | 11 | 1 | 1737.6288 | 1809.3461 | 1873.6117 | 1888.2748 | 80 | 63 | 0 | 0 | 0 | 0 | 0 | 0 | 0 | 0 | 0 | 0 | 286.016 | 287.6623 | 291.0584 | 326.3217 | 0 | 0 | 0 | 0 | -2.1929 | 35.4528 | 45.3982 | 26.7766 | -0.19363 | 2.3255 | 5.927 | 0.21647 | 1373.9994 | 1420.9056 | 1531.2281 | 1534.96 | 0.37223 | 0.39077 | 0.38906 | 0.37051 | 511.4504 | 555.2537 | 595.7368 | 568.7133 | 0.084816 | 0.10844 | 0.10218 | 0.10669 | 0.046064 | 0.043434 | 0.043926 | 0.043911 | 116.5372 | 154.084 | 156.4672 | 163.759 | 63.2913 | 61.715 | 67.2605 | 67.4013
8 | 11 | 2 | 1659.153 | 1720.2903 | 1773.2867 | 1780.1198 | 80 | 63 | 0 | 0 | 0 | 0 | 0 | 0 | 0 | 0 | 0 | 0 | 255.6029 | 263.2861 | 266.3308 | 293.4258 | 0 | 0 | 0 | 0 | -1.8147 | 48.0931 | 36.085 | 0.066551 | -0.50977 | 4.4447 | 11.457 | 0.40308 | 1325.8745 | 1341.4665 | 1459.414 | 1486.2244 | 0.3725 | 0.38904 | 0.38716 | 0.37014 | 493.8819 | 521.8895 | 565.0211 | 550.1071 | 0.084844 | 0.1084 | 0.10211 | 0.10658 | 0.046038 | 0.043367 | 0.043849 | 0.043715 | 112.4928 | 145.4203 | 149.0215 | 158.4 | 61.0413 | 58.1754 | 63.9933 | 64.9708
8 | 11 | 3 | 1611.7993 | 1663.2975 | 1705.8772 | 1704.9974 | 80 | 63 | 0 | 0 | 0 | 0 | 0 | 0 | 0 | 0 | 0 | 0 | 211.5277 | 221.2863 | 221.7151 | 244.6942 | 0 | 0 | 0 | 0 | -0.24575 | 4.0862 | 40.6881 | -1.4785 | -0.31151 | 7.4269 | 16.8119 | 0.23544 | 1320.8288 | 1367.498 | 1426.6621 | 1461.5463 | 0.3732 | 0.38992 | 0.38586 | 0.37025 | 492.9394 | 533.2162 | 550.4989 | 541.1418 | 0.084803 | 0.10837 | 0.10201 | 0.1065 | 0.046018 | 0.043369 | 0.043779 | 0.043635 | 112.0101 | 148.189 | 145.5347 | 155.6611 | 60.7814 | 59.3064 | 62.4582 | 63.7749
8 | 11 | 4 | 1599.3017 | 1642.526 | 1675.8121 | 1667.268 | 80 | 63 | 0 | 0 | 0 | 0 | 0 | 0 | 0 | 0 | 0 | 0 | 159.5302 | 166.9754 | 165.7944 | 184.8735 | 0 | 0 | 0 | 0 | -1.8147 | 61.8022 | 10.5458 | 2.0037 | -0.26371 | 19.8679 | 17.1181 | 0.22268 | 1361.8499 | 1330.8805 | 1482.3538 | 1480.1681 | 0.37386 | 0.38754 | 0.38853 | 0.36998 | 509.1432 | 515.7707 | 575.942 | 547.6392 | 0.084707 | 0.10837 | 0.10199 | 0.10653 | 0.046031 | 0.043494 | 0.043855 | 0.043704 | 115.3581 | 144.2215 | 151.1856 | 157.6782 | 62.6873 | 57.8858 | 65.0088 | 64.6899
8 | 11 | 5 | 1623.36 | 1660.2798 | 1686.1771 | 1670.7837 | 80 | 63 | 0 | 0 | 0 | 0 | 0 | 0 | 0 | 0 | 0 | 0 | 132.866 | 136.7534 | 135.5802 | 153.2512 | 0 | 0 | 0 | 0 | 4.1492 | 35.2834 | 30.8328 | -17.2681 | 0.26666 | 29.4206 | 14.1208 | 7.1175 | 1406.0781 | 1395.8224 | 1505.6433 | 1527.6831 | 0.37065 | 0.39036 | 0.39029 | 0.37126 | 521.1626 | 544.8791 | 587.6347 | 567.1647 | 0.084637 | 0.10838 | 0.10205 | 0.10654 | 0.046102 | 0.043611 | 0.043949 | 0.043811 | 119.0059 | 151.2775 | 153.6467 | 162.7532 | 64.8237 | 60.8732 | 66.1719 | 66.9288
8 | 11 | 6 | 1639.1012 | 1669.0985 | 1687.2242 | 1665.1285 | 80 | 63 | 0 | 0 | 0 | 0 | 0 | 0 | 0 | 0 | 0 | 0 | 219.566 | 211.8324 | 211.0417 | 228.1042 | 0 | 0 | 0 | 0 | -0.25633 | 36.9073 | 70.7969 | -20.9793 | 1.0272 | 1.7427 | 13.2075 | 3.3189 | 1338.7643 | 1355.6162 | 1392.1782 | 1454.6846 | 0.37177 | 0.38885 | 0.38239 | 0.37131 | 497.7157 | 527.125 | 532.3535 | 540.1446 | 0.084769 | 0.10841 | 0.10205 | 0.10664 | 0.046165 | 0.043693 | 0.043948 | 0.043733 | 113.4863 | 146.9688 | 142.0735 | 155.1261 | 61.8041 | 59.2307 | 61.1834 | 63.6176
8 | 11 | 7 | 1703.8638 | 1731.9378 | 1748.1268 | 1723.9533 | 80 | 63 | 0 | 0 | 0 | 0 | 0 | 0 | 0 | 0 | 0 | 0 | 675.6923 | 665.568 | 671.5843 | 692.8505 | 0 | 0 | 0 | 0 | -3.5486 | -20.9003 | -17.5613 | -1.6691 | 1.4774 | -3.6878 | -0.72976 | -2.6512 | 950.2427 | 1027.9579 | 1094.8336 | 1035.4231 | 0.3667 | 0.37732 | 0.37117 | 0.37991 | 348.4549 | 387.8696 | 406.3699 | 393.3701 | 0.085289 | 0.10894 | 0.10217 | 0.1068 | 0.046408 | 0.043285 | 0.043121 | 0.043537 | 81.0448 | 111.99 | 111.8563 | 110.5878 | 44.099 | 44.4949 | 47.2104 | 45.0789
8 | 11 | 8 | 1834.7205 | 1867.4804 | 1889.3931 | 1869.1278 | 80 | 63 | 0 | 0 | 0 | 0 | 0 | 0 | 0 | 0 | 0 | 0 | 1076.716 | 1126.4258 | 1191.4835 | 1259.0894 | 0 | 0 | 0 | 0 | -1.6491 | -37.756 | -41.8024 | 10.018 | -1.4294 | -6.9679 | -7.2006 | -7.3173 | 681.0831 | 722.7785 | 746.9126 | 607.3377 | 0.37186 | 0.38691 | 0.38697 | 0.38173 | 253.2658 | 279.6529 | 289.0328 | 231.8392 | 0.086048 | 0.10993 | 0.10332 | 0.10848 | 0.047141 | 0.046137 | 0.045213 | 0.047111 | 58.6056 | 79.4536 | 77.1741 | 65.8856 | 32.1069 | 33.3468 | 33.7701 | 28.6122
8 | 11 | 9 | 1964.1722 | 2005.6293 | 2037.7651 | 2025.1944 | 80 | 63 | 0 | 0 | 0 | 0 | 0 | 0 | 0 | 0 | 0 | 0 | 1349.9849 | 1467.0319 | 1597.3629 | 1717.8137 | 0 | 0 | 0 | 0 | -3.4647 | -66.0466 | -69.9849 | -60.607 | -4.7613 | -21.6701 | -28.005 | -30.7752 | 542.4133 | 563.3142 | 538.392 | 398.763 | 0.37575 | 0.32651 | 0.32636 | 0.067785 | 203.8104 | 183.9276 | 175.71 | 27.0303 | 0.086627 | 0.11025 | 0.10393 | 0.10937 | 0.047944 | 0.046558 | 0.047019 | 0.050476 | 46.9877 | 62.1038 | 55.9544 | 43.6111 | 26.0057 | 26.2269 | 25.3145 | 20.1278
8 | 11 | 10 | 2087.0817 | 2133.6916 | 2170.3139 | 2158.5527 | 80 | 63 | 0 | 0 | 0 | 0 | 0 | 0 | 0 | 0 | 0 | 0 | 1523.5834 | 1694.1658 | 1876.0456 | 2038.2237 | 0 | 0 | 0 | 0 | -6.0562 | -59.3006 | -70.6744 | -85.7854 | -4.8122 | -27.8222 | -28.065 | -32.7978 | 494.3667 | 463.6486 | 393.0077 | 238.9121 | 0.38219 | 0.32795 | 0.328 | 0.071605 | 188.9437 | 152.0533 | 128.9064 | 17.1073 | 0.086682 | 0.11001 | 0.10395 | 0.10914 | 0.048049 | 0.046576 | 0.047181 | 0.04993 | 42.8525 | 51.0062 | 40.8538 | 26.0742 | 23.7537 | 21.5951 | 18.5425 | 11.9288
8 | 11 | 11 | 2180.2112 | 2230.6279 | 2269.5411 | 2256.2408 | 80 | 63 | 0 | 0 | 0 | 0 | 0 | 0 | 0 | 0 | 0 | 0 | 1577.3199 | 1781.0262 | 1994.5194 | 2182.1174 | 0 | 0 | 0 | 0 | -5.0941 | -71.7556 | -86.1333 | -86.4 | -3.7949 | -13.23 | -19.0324 | -35.164 | 531.7802 | 471.5873 | 380.1874 | 195.6874 | 0.37921 | 0.32752 | 0.328 | 0.071605 | 201.6552 | 154.4547 | 124.7014 | 14.0122 | 0.086614 | 0.11117 | 0.10391 | 0.10928 | 0.047962 | 0.04728 | 0.047112 | 0.050803 | 46.0598 | 52.4269 | 39.5047 | 21.384 | 25.5054 | 22.2968 | 17.9114 | 9.9416
8 | 11 | 12 | 2240.4506 | 2294.0482 | 2335.1545 | 2321.3368 | 80 | 63 | 0 | 0 | 0 | 0 | 0 | 0 | 0 | 0 | 0 | 0 | 1633.3787 | 1853.2836 | 2085.4951 | 2286.6337 | 0 | 0 | 0 | 0 | -5.0941 | -66.7578 | -82.3456 | -87.2346 | -2.9959 | -18.8667 | -28.2161 | -37.0075 | 535.1619 | 463.3891 | 360.2212 | 158.9452 | 0.37557 | 0.32768 | 0.328 | 0.071605 | 200.989 | 151.8452 | 118.1524 | 11.3813 | 0.086374 | 0.11126 | 0.10383 | 0.10804 | 0.047648 | 0.047235 | 0.046938 | 0.048374 | 46.2242 | 51.5571 | 37.401 | 17.1726 | 25.4994 | 21.888 | 16.9081 | 7.6888
8 | 11 | 13 | 2306.8634 | 2366.3982 | 2413.2802 | 2402.4751 | 80 | 63 | 0 | 0 | 0 | 0 | 0 | 0 | 0 | 0 | 0 | 0 | 1646.6063 | 1863.6996 | 2102.8612 | 2307.2399 | 0 | 0 | 0 | 0 | -5.1451 | -25.6562 | -63.2035 | -59.9107 | -3.0436 | -11.6779 | -9.9681 | -34.0325 | 588.4457 | 477.0326 | 383.5907 | 189.1784 | 0.37374 | 0.32755 | 0.32763 | 0.071605 | 219.9258 | 156.2531 | 125.6746 | 13.5461 | 0.085784 | 0.11016 | 0.10365 | 0.10862 | 0.047077 | 0.045624 | 0.046406 | 0.048439 | 50.479 | 52.5516 | 39.7601 | 20.5483 | 27.7022 | 21.7643 | 17.8009 | 9.1637
8 | 11 | 14 | 2364.4187 | 2428.924 | 2480.9951 | 2473.422 | 80 | 63 | 0 | 0 | 0 | 0 | 0 | 0 | 0 | 0 | 0 | 0 | 1646.1259 | 1846.2086 | 2081.215 | 2278.5486 | 0 | 0 | 0 | 0 | -1.309 | -13.528 | -17.355 | -23.662 | -0.26547 | -10.115 | -6.0021 | -12.1018 | 639.8673 | 543.3582 | 423.1372 | 230.6372 | 0.37404 | 0.327 | 0.32733 | 0.070824 | 239.3356 | 177.6797 | 138.506 | 16.3347 | 0.085308 | 0.10986 | 0.10322 | 0.10818 | 0.0466 | 0.04481 | 0.045226 | 0.046933 | 54.5856 | 59.6915 | 43.6782 | 24.9507 | 29.8177 | 24.3481 | 19.137 | 10.8245
8 | 11 | 15 | 2400.981 | 2470.2741 | 2527.3127 | 2523.0005 | 80 | 63 | 0 | 0 | 0 | 0 | 0 | 0 | 0 | 0 | 0 | 0 | 1547.9562 | 1711.2208 | 1922.8342 | 2099.8039 | 0 | 0 | 0 | 0 | 0.18905 | -12.4511 | -2.2535 | -8.4467 | -0.83898 | -6.4092 | -3.3656 | -9.0564 | 773.6747 | 714.9135 | 610.0975 | 440.6997 | 0.38108 | 0.31254 | 0.31233 | 0.32609 | 294.8288 | 223.4386 | 190.5544 | 143.7081 | 0.085092 | 0.10961 | 0.10276 | 0.10742 | 0.046482 | 0.044583 | 0.04432 | 0.044688 | 65.8335 | 78.3634 | 62.6906 | 47.3392 | 35.9617 | 31.8733 | 27.0393 | 19.6942
8 | 11 | 16 | 2417.9307 | 2496.3413 | 2563.5894 | 2567.616 | 80 | 63 | 0 | 0 | 0 | 0 | 0 | 0 | 0 | 0 | 0 | 0 | 1462.6701 | 1583.0023 | 1761.8987 | 1918.0512 | 0 | 0 | 0 | 0 | -2.7065 | -15.4572 | -6.1725 | 1.7713 | -0.13591 | -0.94807 | -0.030407 | -6.5376 | 878.103 | 866.7443 | 807.8936 | 654.331 | 0.38915 | 0.32585 | 0.31944 | 0.31698 | 341.7099 | 282.43 | 258.0772 | 207.4102 | 0.085606 | 0.10991 | 0.10235 | 0.10672 | 0.046748 | 0.04446 | 0.04375 | 0.043751 | 75.1712 | 95.2663 | 82.687 | 69.831 | 41.0496 | 38.5354 | 35.345 | 28.6277
8 | 11 | 17 | 2396.2519 | 2483.7215 | 2561.3332 | 2574.5292 | 80 | 63 | 0 | 0 | 0 | 0 | 0 | 0 | 0 | 0 | 0 | 0 | 1196.4071 | 1255.2799 | 1375.3771 | 1493.0136 | 0 | 0 | 0 | 0 | -2.9753 | -18.4663 | -6.0611 | 4.6331 | -0.59012 | -2.053 | -1.5591 | 2.4858 | 1123.4102 | 1185.9609 | 1193.5763 | 1074.3967 | 0.39 | 0.39598 | 0.39187 | 0.36712 | 438.1336 | 469.613 | 467.7221 | 394.4344 | 0.085827 | 0.10955 | 0.10254 | 0.10683 | 0.046843 | 0.044192 | 0.044018 | 0.043867 | 96.4188 | 129.9229 | 122.3863 | 114.7797 | 52.6242 | 52.4097 | 52.539 | 47.1308
8 | 11 | 18 | 2336.1627 | 2431.5441 | 2518.696 | 2541.3588 | 80 | 63 | 0 | 0 | 0 | 0 | 0 | 0 | 0 | 0 | 0 | 0 | 862.8386 | 871.1021 | 921.3995 | 986.1143 | 0 | 0 | 0 | 0 | -2.9753 | -10.7998 | -9.3153 | 0 | 0.27471 | -2.4719 | -2.634 | 3.6599 | 1396.0246 | 1510.7137 | 1609.2458 | 1551.5846 | 0.3917 | 0.40014 | 0.39346 | 0.38236 | 546.8297 | 604.5044 | 633.1801 | 593.263 | 0.085776 | 0.10964 | 0.10308 | 0.10741 | 0.046823 | 0.044435 | 0.044742 | 0.044663 | 119.7458 | 165.6302 | 165.8769 | 166.6484 | 65.3667 | 67.1282 | 72.0007 | 69.2977
8 | 11 | 19 | 2280.1512 | 2379.7029 | 2472.0095 | 2500.1889 | 80 | 63 | 0 | 0 | 0 | 0 | 0 | 0 | 0 | 0 | 0 | 0 | 424.429 | 412.0877 | 429.4493 | 466.1793 | 0 | 0 | 0 | 0 | 1.7633 | 4.5233 | -6.8988 | 18.4522 | 1.8769 | 2.8531 | 5.8453 | 20.6823 | 1772.082 | 1897.2388 | 2043.6138 | 1994.875 | 0.39028 | 0.3992 | 0.39311 | 0.38685 | 691.6147 | 757.3863 | 803.3732 | 771.7186 | 0.086042 | 0.1097 | 0.10346 | 0.10761 | 0.046942 | 0.044958 | 0.045396 | 0.045312 | 152.4737 | 208.1195 | 211.4315 | 214.6762 | 83.1854 | 85.2962 | 92.7719 | 90.3925
8 | 11 | 20 | 2319.231 | 2424.1075 | 2521.7189 | 2553.095 | 80 | 63 | 0 | 0 | 0 | 0 | 0 | 0 | 0 | 0 | 0 | 0 | 404.0435 | 395.2992 | 416.015 | 450.5692 | 0 | 0 | 0 | 0 | 2.4962 | 18.0842 | 23.7179 | 88.3751 | 2.4412 | 5.8958 | 3.6199 | 28.3606 | 1830.2501 | 1941.8283 | 2078.3662 | 1985.7902 | 0.39125 | 0.40133 | 0.39529 | 0.38828 | 716.0792 | 779.3164 | 821.566 | 771.0344 | 0.08605 | 0.10956 | 0.10339 | 0.10757 | 0.046961 | 0.044867 | 0.045381 | 0.045288 | 157.4929 | 212.7526 | 214.8873 | 213.6207 | 85.95 | 87.124 | 94.3192 | 89.9319
8 | 11 | 21 | 2234.3137 | 2337.9208 | 2434.4773 | 2466.3742 | 80 | 63 | 0 | 0 | 0 | 0 | 0 | 0 | 0 | 0 | 0 | 0 | 422.183 | 419.0483 | 439.535 | 473.2869 | 0 | 0 | 0 | 0 | 3.8079 | 3.4771 | 3.3704 | 72.5679 | 2.6484 | 9.8469 | 7.9662 | 28.1444 | 1725.6743 | 1842.5485 | 1983.6057 | 1892.375 | 0.3882 | 0.39886 | 0.39319 | 0.38634 | 669.9073 | 734.9218 | 779.9413 | 731.1051 | 0.085945 | 0.10921 | 0.10308 | 0.10744 | 0.046939 | 0.044517 | 0.045143 | 0.045146 | 148.3135 | 201.2257 | 204.4699 | 203.3124 | 81.0022 | 82.0241 | 89.5469 | 85.4337
8 | 11 | 22 | 2073.0846 | 2172.9325 | 2266.6259 | 2299.5853 | 80 | 63 | 0 | 0 | 0 | 0 | 0 | 0 | 0 | 0 | 0 | 0 | 391.0128 | 390.0353 | 406.8786 | 439.798 | 0 | 0 | 0 | 0 | 5.9594 | 14.3311 | 24.3732 | 33.952 | 3.0303 | 7.0538 | 4.1641 | 29.4882 | 1593.0821 | 1698.5124 | 1831.2101 | 1796.3471 | 0.38109 | 0.39369 | 0.38812 | 0.38014 | 607.1065 | 668.6955 | 710.7345 | 682.871 | 0.085228 | 0.10891 | 0.10261 | 0.1072 | 0.046564 | 0.044113 | 0.044583 | 0.044784 | 135.775 | 184.9857 | 187.8927 | 192.5693 | 74.1802 | 74.9272 | 81.6416 | 80.4474
8 | 11 | 23 | 1897.4787 | 1989.954 | 2076.8044 | 2107.7371 | 80 | 63 | 0 | 0 | 0 | 0 | 0 | 0 | 0 | 0 | 0 | 0 | 354.0775 | 350.1379 | 364.5453 | 397.5135 | 0 | 0 | 0 | 0 | 12.1155 | 24.6269 | 19.3931 | 25.1858 | 3.4415 | 2.7386 | 3.2599 | 23.7807 | 1447.8442 | 1549.4507 | 1689.6061 | 1661.2571 | 0.37177 | 0.39333 | 0.38899 | 0.37327 | 538.2617 | 609.4423 | 657.2367 | 620.0962 | 0.084743 | 0.1086 | 0.10242 | 0.107 | 0.046204 | 0.043655 | 0.044337 | 0.04441 | 122.6947 | 168.276 | 173.0485 | 177.7563 | 66.8964 | 67.641 | 74.9121 | 73.7763
8 | 11 | 24 | 1755.0606 | 1835.2965 | 1909.3758 | 1932.3722 | 80 | 63 | 0 | 0 | 0 | 0 | 0 | 0 | 0 | 0 | 0 | 0 | 342.8399 | 338.8389 | 350.9073 | 385.7402 | 0 | 0 | 0 | 0 | 2.9872 | 14.0737 | 30.2268 | 25.0092 | 0 | 5.5357 | 2.6798 | 15.5738 | 1329.2335 | 1413.8483 | 1525.5619 | 1506.0491 | 0.36952 | 0.39289 | 0.39083 | 0.37129 | 491.1838 | 555.4862 | 596.2393 | 559.1837 | 0.0848 | 0.10848 | 0.10225 | 0.10687 | 0.046074 | 0.043446 | 0.044018 | 0.044049 | 112.7196 | 153.3689 | 155.9843 | 160.956 | 61.2432 | 61.4257 | 67.1523 | 66.3399
8 | 12 | 1 | 1656.2606 | 1723.2109 | 1782.8433 | 1795.3989 | 80 | 63 | 0 | 0 | 0 | 0 | 0 | 0 | 0 | 0 | 0 | 0 | 335.5462 | 335.7964 | 346.6997 | 379.2942 | 0 | 0 | 0 | 0 | -2.1929 | 35.4528 | 45.3982 | 26.7766 | -0.19363 | 2.3255 | 5.927 | 0.21647 | 1243.101 | 1286.6363 | 1384.8185 | 1389.1116 | 0.37223 | 0.39077 | 0.38906 | 0.37051 | 462.7254 | 502.7846 | 538.7749 | 514.6754 | 0.084816 | 0.10844 | 0.10218 | 0.10669 | 0.046064 | 0.043434 | 0.043926 | 0.043911 | 105.4349 | 139.5237 | 141.5065 | 148.199 | 57.2617 | 55.8832 | 60.8294 | 60.997
8 | 12 | 2 | 1590.0985 | 1647.1902 | 1696.2546 | 1701.2991 | 80 | 63 | 0 | 0 | 0 | 0 | 0 | 0 | 0 | 0 | 0 | 0 | 295.3608 | 300.9988 | 308.0641 | 336.4802 | 0 | 0 | 0 | 0 | -1.8147 | 48.0931 | 36.085 | 0.066551 | -0.50977 | 4.4447 | 11.457 | 0.40308 | 1217.0621 | 1230.6537 | 1340.6485 | 1364.3492 | 0.3725 | 0.38904 | 0.38716 | 0.37014 | 453.3498 | 478.7785 | 519.0403 | 504.9965 | 0.084844 | 0.1084 | 0.10211 | 0.10658 | 0.046038 | 0.043367 | 0.043849 | 0.043715 | 103.2607 | 133.4077 | 136.8943 | 145.4106 | 56.0317 | 53.3698 | 58.7856 | 59.643
8 | 12 | 3 | 1536.3081 | 1583.3836 | 1621.6648 | 1618.8297 | 80 | 63 | 0 | 0 | 0 | 0 | 0 | 0 | 0 | 0 | 0 | 0 | 269.6816 | 283.1595 | 287.2874 | 310.92 | 0 | 0 | 0 | 0 | -0.24575 | 4.0862 | 40.6881 | -1.4785 | -0.31151 | 7.4269 | 16.8119 | 0.23544 | 1187.1837 | 1225.7109 | 1276.8774 | 1309.1526 | 0.3732 | 0.38992 | 0.38586 | 0.37025 | 443.0625 | 477.9304 | 492.7022 | 484.7176 | 0.084803 | 0.10837 | 0.10201 | 0.1065 | 0.046018 | 0.043369 | 0.043779 | 0.043635 | 100.6766 | 132.8242 | 130.2551 | 139.4305 | 54.6314 | 53.1573 | 55.9008 | 57.1252
8 | 12 | 4 | 1511.4968 | 1549.5771 | 1577.8635 | 1567.045 | 80 | 63 | 0 | 0 | 0 | 0 | 0 | 0 | 0 | 0 | 0 | 0 | 222.8974 | 237.7744 | 239.4451 | 258.6554 | 0 | 0 | 0 | 0 | -1.8147 | 61.8022 | 10.5458 | 2.0037 | -0.26371 | 19.8679 | 17.1181 | 0.22268 | 1210.6778 | 1167.1325 | 1310.7545 | 1306.1633 | 0.37386 | 0.38754 | 0.38853 | 0.36998 | 452.6258 | 452.3117 | 509.2702 | 483.2602 | 0.084707 | 0.10837 | 0.10199 | 0.10653 | 0.046031 | 0.043494 | 0.043855 | 0.043704 | 102.5528 | 126.4769 | 133.6842 | 139.1419 | 55.7287 | 50.7637 | 57.4833 | 57.0851
8 | 12 | 5 | 1525.9701 | 1557.1842 | 1577.536 | 1559.6201 | 80 | 63 | 0 | 0 | 0 | 0 | 0 | 0 | 0 | 0 | 0 | 0 | 187.8255 | 204.5246 | 204.0478 | 219.8605 | 0 | 0 | 0 | 0 | 4.1492 | 35.2834 | 30.8328 | -17.2681 | 0.26666 | 29.4206 | 14.1208 | 7.1175 | 1253.7287 | 1224.9556 | 1328.5346 | 1349.9101 | 0.37065 | 0.39036 | 0.39029 | 0.37126 | 464.6943 | 478.1788 | 518.5113 | 501.165 | 0.084637 | 0.10838 | 0.10205 | 0.10654 | 0.046102 | 0.043611 | 0.043949 | 0.043811 | 106.1116 | 132.7592 | 135.5733 | 143.814 | 57.8 | 53.4215 | 58.3881 | 59.1405
8 | 12 | 6 | 1520.0224 | 1543.0433 | 1554.3887 | 1529.2086 | 80 | 63 | 0 | 0 | 0 | 0 | 0 | 0 | 0 | 0 | 0 | 0 | 347.93 | 366.527 | 366.4476 | 379.9419 | 0 | 0 | 0 | 0 | -0.25633 | 36.9073 | 70.7969 | -20.9793 | 1.0272 | 1.7427 | 13.2075 | 3.3189 | 1091.3215 | 1074.8665 | 1103.9368 | 1166.927 | 0.37177 | 0.38885 | 0.38239 | 0.37131 | 405.7233 | 417.9568 | 422.1332 | 433.2962 | 0.084769 | 0.10841 | 0.10205 | 0.10664 | 0.046165 | 0.043693 | 0.043948 | 0.043733 | 92.5107 | 116.5314 | 112.6581 | 124.4399 | 50.3809 | 46.9639 | 48.5158 | 51.0331
8 | 12 | 7 | 1582.1963 | 1603.1423 | 1612.4036 | 1585.0787 | 80 | 63 | 0 | 0 | 0 | 0 | 0 | 0 | 0 | 0 | 0 | 0 | 827.1209 | 844.3177 | 850.8444 | 868.2547 | 0 | 0 | 0 | 0 | -3.5486 | -20.9003 | -17.5613 | -1.6691 | 1.4774 | -3.6878 | -0.72976 | -2.6512 | 677.1466 | 720.4127 | 779.8502 | 721.1443 | 0.3667 | 0.37732 | 0.37117 | 0.37991 | 248.3103 | 271.8265 | 289.4574 | 273.9717 | 0.085289 | 0.10894 | 0.10217 | 0.1068 | 0.046408 | 0.043285 | 0.043121 | 0.043537 | 57.7529 | 78.4847 | 79.6753 | 77.0214 | 31.4251 | 31.1829 | 33.628 | 31.3962
8 | 12 | 8 | 1696.1218 | 1720.7617 | 1734.7826 | 1710.9272 | 80 | 63 | 0 | 0 | 0 | 0 | 0 | 0 | 0 | 0 | 0 | 0 | 1154.4494 | 1221.8588 | 1288.2176 | 1354.3975 | 0 | 0 | 0 | 0 | -1.6491 | -37.756 | -41.8024 | 10.018 | -1.4294 | -6.9679 | -7.2006 | -7.3173 | 464.7508 | 480.6269 | 495.568 | 353.829 | 0.37186 | 0.38691 | 0.38697 | 0.38173 | 172.821 | 185.9612 | 191.7699 | 135.0673 | 0.086048 | 0.10993 | 0.10332 | 0.10848 | 0.047141 | 0.046137 | 0.045213 | 0.047111 | 39.9907 | 52.8344 | 51.2041 | 38.3843 | 21.9088 | 22.1747 | 22.4061 | 16.6692
8 | 12 | 9 | 1831.6603 | 1865.3541 | 1889.9447 | 1873.9416 | 80 | 63 | 0 | 0 | 0 | 0 | 0 | 0 | 0 | 0 | 0 | 0 | 1376.9059 | 1502.8192 | 1636.3209 | 1757.3206 | 0 | 0 | 0 | 0 | -3.4647 | -66.0466 | -69.9849 | -60.607 | -4.7613 | -21.6701 | -28.005 | -30.7752 | 382.9804 | 387.2516 | 351.6136 | 208.0032 | 0.37575 | 0.32651 | 0.32636 | 0.067785 | 143.9039 | 126.4414 | 114.7529 | 14.0996 | 0.086627 | 0.11025 | 0.10393 | 0.10937 | 0.047944 | 0.046558 | 0.047019 | 0.050476 | 33.1765 | 42.6934 | 36.5427 | 22.7485 | 18.3618 | 18.0297 | 16.5324 | 10.4991
8 | 12 | 10 | 1956.179 | 1995.1199 | 2024.2885 | 2009.1366 | 80 | 63 | 0 | 0 | 0 | 0 | 0 | 0 | 0 | 0 | 0 | 0 | 1499.1179 | 1671.1739 | 1853.9605 | 2015.0613 | 0 | 0 | 0 | 0 | -6.0562 | -59.3006 | -70.6744 | -85.7854 | -4.8122 | -27.8222 | -28.065 | -32.7978 | 387.9294 | 348.0688 | 269.0675 | 112.6585 | 0.38219 | 0.32795 | 0.328 | 0.071605 | 148.2641 | 114.149 | 88.254 | 8.0669 | 0.086682 | 0.11001 | 0.10395 | 0.10914 | 0.048049 | 0.046576 | 0.047181 | 0.04993 | 33.6264 | 38.2912 | 27.97 | 12.2952 | 18.6395 | 16.2118 | 12.6949 | 5.625
8 | 12 | 11 | 2065.5401 | 2109.2388 | 2141.6225 | 2125.3521 | 80 | 63 | 0 | 0 | 0 | 0 | 0 | 0 | 0 | 0 | 0 | 0 | 1606.1 | 1808.1438 | 2023.5821 | 2209.9189 | 0 | 0 | 0 | 0 | -5.0941 | -71.7556 | -86.1333 | -86.4 | -3.7949 | -13.23 | -19.0324 | -35.164 | 388.329 | 323.0805 | 223.2061 | 36.9971 | 0.37921 | 0.32752 | 0.328 | 0.071605 | 147.2574 | 105.8156 | 73.2115 | 2.6492 | 0.086614 | 0.11117 | 0.10391 | 0.10928 | 0.047962 | 0.04728 | 0.047112 | 0.050803 | 33.6349 | 35.9172 | 23.193 | 4.0429 | 18.6252 | 15.2753 | 10.5157 | 1.8796
8 | 12 | 12 | 2157.4033 | 2206.1355 | 2242.5131 | 2226.5443 | 80 | 63 | 0 | 0 | 0 | 0 | 0 | 0 | 0 | 0 | 0 | 0 | 1650.2293 | 1865.9471 | 2100.9618 | 2300.7117 | 0 | 0 | 0 | 0 | -5.0941 | -66.7578 | -82.3456 | -87.2346 | -2.9959 | -18.8667 | -28.2161 | -37.0075 | 435.264 | 362.813 | 252.1131 | 50.0746 | 0.37557 | 0.32768 | 0.328 | 0.071605 | 163.4706 | 118.888 | 82.693 | 3.5856 | 0.086374 | 0.11126 | 0.10383 | 0.10804 | 0.047648 | 0.047235 | 0.046938 | 0.048374 | 37.5956 | 40.3669 | 26.1763 | 5.4101 | 20.7395 | 17.1373 | 11.8337 | 2.4223
8 | 12 | 13 | 2249.4929 | 2305.6666 | 2349.2819 | 2336.9908 | 80 | 63 | 0 | 0 | 0 | 0 | 0 | 0 | 0 | 0 | 0 | 0 | 1635.6078 | 1848.7992 | 2088.6102 | 2292.455 | 0 | 0 | 0 | 0 | -5.1451 | -25.6562 | -63.2035 | -59.9107 | -3.0436 | -11.6779 | -9.9681 | -34.0325 | 542.0737 | 431.2014 | 333.8434 | 138.479 | 0.37374 | 0.32755 | 0.32763 | 0.071605 | 202.5948 | 141.241 | 109.3761 | 9.9158 | 0.085784 | 0.11016 | 0.10365 | 0.10862 | 0.047077 | 0.045624 | 0.046406 | 0.048439 | 46.5011 | 47.5027 | 34.6037 | 15.0414 | 25.5191 | 19.6732 | 15.4923 | 6.7078
8 | 12 | 14 | 2335.4536 | 2398.2619 | 2448.6838 | 2440.3604 | 80 | 63 | 0 | 0 | 0 | 0 | 0 | 0 | 0 | 0 | 0 | 0 | 1647.0925 | 1845.48 | 2077.9793 | 2278.0724 | 0 | 0 | 0 | 0 | -1.309 | -13.528 | -17.355 | -23.662 | -0.26547 | -10.115 | -6.0021 | -12.1018 | 609.9356 | 513.4248 | 394.0616 | 198.0518 | 0.37404 | 0.327 | 0.32733 | 0.070824 | 228.1399 | 167.8913 | 128.9887 | 14.0269 | 0.085308 | 0.10986 | 0.10322 | 0.10818 | 0.0466 | 0.04481 | 0.045226 | 0.046933 | 52.0322 | 56.4031 | 40.6769 | 21.4255 | 28.4229 | 23.0067 | 17.822 | 9.2952
8 | 12 | 15 | 2419.9413 | 2490.3452 | 2548.4633 | 2544.6423 | 80 | 63 | 0 | 0 | 0 | 0 | 0 | 0 | 0 | 0 | 0 | 0 | 1598.0167 | 1772.4637 | 1984.6271 | 2172.0676 | 0 | 0 | 0 | 0 | 0.18905 | -12.4511 | -2.2535 | -8.4467 | -0.83898 | -6.4092 | -3.3656 | -9.0564 | 742.5745 | 673.7417 | 569.4553 | 390.0778 | 0.38108 | 0.31254 | 0.31233 | 0.32609 | 282.9772 | 210.5707 | 177.8605 | 127.2007 | 0.085092 | 0.10961 | 0.10276 | 0.10742 | 0.046482 | 0.044583 | 0.04432 | 0.044688 | 63.1871 | 73.8505 | 58.5144 | 41.9015 | 34.5161 | 30.0377 | 25.2381 | 17.432
8 | 12 | 16 | 2469.5642 | 2550.9998 | 2621.1879 | 2626.5519 | 80 | 63 | 0 | 0 | 0 | 0 | 0 | 0 | 0 | 0 | 0 | 0 | 1475.7203 | 1612.7872 | 1784.3025 | 1947.6791 | 0 | 0 | 0 | 0 | -2.7065 | -15.4572 | -6.1725 | 1.7713 | -0.13591 | -0.94807 | -0.030407 | -6.5376 | 916.6862 | 891.6178 | 843.0883 | 683.639 | 0.38915 | 0.32585 | 0.31944 | 0.31698 | 356.7244 | 290.5351 | 269.32 | 216.7003 | 0.085606 | 0.10991 | 0.10235 | 0.10672 | 0.046748 | 0.04446 | 0.04375 | 0.043751 | 78.4742 | 98.0002 | 86.2892 | 72.9588 | 42.8533 | 39.6413 | 36.8848 | 29.91
8 | 12 | 17 | 2495.5309 | 2588.8168 | 2672.0815 | 2687.849 | 80 | 63 | 0 | 0 | 0 | 0 | 0 | 0 | 0 | 0 | 0 | 0 | 1309.7948 | 1400.9046 | 1515.5515 | 1638.2292 | 0 | 0 | 0 | 0 | -2.9753 | -18.4663 | -6.0611 | 4.6331 | -0.59012 | -2.053 | -1.5591 | 2.4858 | 1109.3015 | 1145.4315 | 1164.1502 | 1042.5009 | 0.39 | 0.39598 | 0.39187 | 0.36712 | 432.6312 | 453.5643 | 456.191 | 382.7248 | 0.085827 | 0.10955 | 0.10254 | 0.10683 | 0.046843 | 0.044192 | 0.044018 | 0.043867 | 95.2079 | 125.4829 | 119.369 | 111.3722 | 51.9633 | 50.6186 | 51.2437 | 45.7316
8 | 12 | 18 | 2450.274 | 2552.3407 | 2645.9901 | 2671.6087 | 80 | 63 | 0 | 0 | 0 | 0 | 0 | 0 | 0 | 0 | 0 | 0 | 873.0091 | 899.5652 | 944.7258 | 1010.3661 | 0 | 0 | 0 | 0 | -2.9753 | -10.7998 | -9.3153 | 0 | 0.27471 | -2.4719 | -2.634 | 3.6599 | 1499.9655 | 1603.0473 | 1713.2137 | 1657.5827 | 0.3917 | 0.40014 | 0.39346 | 0.38236 | 587.5439 | 641.4512 | 674.0877 | 633.7924 | 0.085776 | 0.10964 | 0.10308 | 0.10741 | 0.046823 | 0.044435 | 0.044742 | 0.044663 | 128.6615 | 175.7534 | 176.5936 | 178.0332 | 70.2336 | 71.231 | 76.6524 | 74.0319
8 | 12 | 19 | 2357.3215 | 2461.3943 | 2558.0951 | 2588.2733 | 80 | 63 | 0 | 0 | 0 | 0 | 0 | 0 | 0 | 0 | 0 | 0 | 398.5848 | 391.7814 | 404.0969 | 442.0911 | 0 | 0 | 0 | 0 | 1.7633 | 4.5233 | -6.8988 | 18.4522 | 1.8769 | 2.8531 | 5.8453 | 20.6823 | 1875.0965 | 1999.2365 | 2155.0517 | 2107.0477 | 0.39028 | 0.3992 | 0.39311 | 0.38685 | 731.8196 | 798.1042 | 847.1811 | 815.1126 | 0.086042 | 0.1097 | 0.10346 | 0.10761 | 0.046942 | 0.044958 | 0.045396 | 0.045312 | 161.3373 | 219.3082 | 222.9608 | 226.7475 | 88.0211 | 89.8819 | 97.8307 | 95.4753
8 | 12 | 20 | 2395.6317 | 2504.9843 | 2606.9459 | 2640.301 | 80 | 63 | 0 | 0 | 0 | 0 | 0 | 0 | 0 | 0 | 0 | 0 | 368.7192 | 362.0426 | 376.1176 | 413.5539 | 0 | 0 | 0 | 0 | 2.4962 | 18.0842 | 23.7179 | 88.3751 | 2.4412 | 5.8958 | 3.6199 | 28.3606 | 1941.9751 | 2055.9617 | 2203.4905 | 2110.0113 | 0.39125 | 0.40133 | 0.39529 | 0.38828 | 759.7913 | 825.1217 | 871.027 | 819.2665 | 0.08605 | 0.10956 | 0.10339 | 0.10757 | 0.046961 | 0.044867 | 0.045381 | 0.045288 | 167.1068 | 225.2574 | 227.8242 | 226.9837 | 91.1967 | 92.2449 | 99.9976 | 95.5576
8 | 12 | 21 | 2294.4827 | 2401.6149 | 2501.5975 | 2535.0529 | 80 | 63 | 0 | 0 | 0 | 0 | 0 | 0 | 0 | 0 | 0 | 0 | 439.1583 | 434.7285 | 450.8888 | 494.2231 | 0 | 0 | 0 | 0 | 3.8079 | 3.4771 | 3.3704 | 72.5679 | 2.6484 | 9.8469 | 7.9662 | 28.1444 | 1768.8681 | 1890.5624 | 2039.372 | 1940.1175 | 0.3882 | 0.39886 | 0.39319 | 0.38634 | 686.6751 | 754.0727 | 801.8683 | 749.5501 | 0.085945 | 0.10921 | 0.10308 | 0.10744 | 0.046939 | 0.044517 | 0.045143 | 0.045146 | 152.0258 | 206.4693 | 210.2183 | 208.4417 | 83.0297 | 84.1615 | 92.0644 | 87.589
8 | 12 | 22 | 2098.7614 | 2200.1136 | 2295.269 | 2328.8935 | 80 | 63 | 0 | 0 | 0 | 0 | 0 | 0 | 0 | 0 | 0 | 0 | 470.7805 | 473.5157 | 487.7158 | 533.6354 | 0 | 0 | 0 | 0 | 5.9594 | 14.3311 | 24.3732 | 33.952 | 3.0303 | 7.0538 | 4.1641 | 29.4882 | 1538.9912 | 1642.2131 | 1779.016 | 1731.8179 | 0.38109 | 0.39369 | 0.38812 | 0.38014 | 586.493 | 646.5307 | 690.4768 | 658.3406 | 0.085228 | 0.10891 | 0.10261 | 0.1072 | 0.046564 | 0.044113 | 0.044583 | 0.044784 | 131.165 | 178.8542 | 182.5373 | 185.6518 | 71.6615 | 72.4437 | 79.3146 | 77.5575
8 | 12 | 23 | 1889.4329 | 1981.4368 | 2067.829 | 2098.5533 | 80 | 63 | 0 | 0 | 0 | 0 | 0 | 0 | 0 | 0 | 0 | 0 | 449.4849 | 454.6124 | 467.1608 | 510.4309 | 0 | 0 | 0 | 0 | 12.1155 | 24.6269 | 19.3931 | 25.1858 | 3.4415 | 2.7386 | 3.2599 | 23.7807 | 1344.3909 | 1436.459 | 1578.0153 | 1539.1559 | 0.37177 | 0.39333 | 0.38899 | 0.37327 | 499.8011 | 564.9995 | 613.8292 | 574.5196 | 0.084743 | 0.1086 | 0.10242 | 0.107 | 0.046204 | 0.043655 | 0.044337 | 0.04441 | 113.9277 | 156.0047 | 161.6194 | 164.6913 | 62.1164 | 62.7084 | 69.9645 | 68.3538
8 | 12 | 24 | 1757.6492 | 1838.0368 | 1912.2635 | 1935.327 | 80 | 63 | 0 | 0 | 0 | 0 | 0 | 0 | 0 | 0 | 0 | 0 | 464.845 | 472.9748 | 485.7719 | 528.9257 | 0 | 0 | 0 | 0 | 2.9872 | 14.0737 | 30.2268 | 25.0092 | 0 | 5.5357 | 2.6798 | 15.5738 | 1209.817 | 1282.4527 | 1393.5851 | 1365.8183 | 0.36952 | 0.39289 | 0.39083 | 0.37129 | 447.0565 | 503.8622 | 544.6585 | 507.1171 | 0.0848 | 0.10848 | 0.10225 | 0.10687 | 0.046074 | 0.043446 | 0.044018 | 0.044049 | 102.5931 | 139.1156 | 142.4901 | 145.9691 | 55.7412 | 55.7171 | 61.3429 | 60.1629
8 | 13 | 1 | 1654.5815 | 1721.4334 | 1780.9702 | 1793.4823 | 80 | 63 | 0 | 0 | 0 | 0 | 0 | 0 | 0 | 0 | 0 | 0 | 475.7066 | 488.1383 | 501.8771 | 542.2904 | 0 | 0 | 0 | 0 | -2.1929 | 35.4528 | 45.3982 | 26.7766 | -0.19363 | 2.3255 | 5.927 | 0.21647 | 1101.2614 | 1132.5168 | 1227.768 | 1224.1988 | 0.37223 | 0.39077 | 0.38906 | 0.37051 | 409.9278 | 442.5587 | 477.6731 | 453.5741 | 0.084816 | 0.10844 | 0.10218 | 0.10669 | 0.046064 | 0.043434 | 0.043926 | 0.043911 | 93.4047 | 122.8109 | 125.4584 | 130.6051 | 50.728 | 49.1892 | 53.9308 | 53.7555
8 | 13 | 2 | 1597.3047 | 1654.8187 | 1704.2934 | 1709.5245 | 80 | 63 | 0 | 0 | 0 | 0 | 0 | 0 | 0 | 0 | 0 | 0 | 449.482 | 467.2229 | 478.6847 | 514.8655 | 0 | 0 | 0 | 0 | -1.8147 | 48.0931 | 36.085 | 0.066551 | -0.50977 | 4.4447 | 11.457 | 0.40308 | 1070.1473 | 1072.0581 | 1178.0668 | 1194.1894 | 0.3725 | 0.38904 | 0.38716 | 0.37014 | 398.6247 | 417.0778 | 456.0958 | 442.014 | 0.084844 | 0.1084 | 0.10211 | 0.10658 | 0.046038 | 0.043367 | 0.043849 | 0.043715 | 90.7958 | 116.2153 | 120.293 | 127.2752 | 49.268 | 46.4919 | 51.6566 | 52.2044
8 | 13 | 3 | 1569.0512 | 1618.0451 | 1658.1907 | 1656.2036 | 80 | 63 | 0 | 0 | 0 | 0 | 0 | 0 | 0 | 0 | 0 | 0 | 402.2954 | 423.5312 | 430.4435 | 463.8907 | 0 | 0 | 0 | 0 | -0.24575 | 4.0862 | 40.6881 | -1.4785 | -0.31151 | 7.4269 | 16.8119 | 0.23544 | 1087.3131 | 1120.0006 | 1170.2471 | 1193.556 | 0.3732 | 0.38992 | 0.38586 | 0.37025 | 405.7903 | 436.7117 | 451.5573 | 441.9176 | 0.084803 | 0.10837 | 0.10201 | 0.1065 | 0.046018 | 0.043369 | 0.043779 | 0.043635 | 92.2073 | 121.3689 | 119.3776 | 127.119 | 50.0356 | 48.5728 | 51.2326 | 52.0811
8 | 13 | 4 | 1594.7541 | 1637.712 | 1670.7391 | 1662.0771 | 80 | 63 | 0 | 0 | 0 | 0 | 0 | 0 | 0 | 0 | 0 | 0 | 354.0361 | 379.2105 | 382.0996 | 411.6003 | 0 | 0 | 0 | 0 | -1.8147 | 61.8022 | 10.5458 | 2.0037 | -0.26371 | 19.8679 | 17.1181 | 0.22268 | 1162.7964 | 1113.8314 | 1260.9756 | 1248.2505 | 0.37386 | 0.38754 | 0.38853 | 0.36998 | 434.7248 | 431.6553 | 489.9295 | 461.8333 | 0.084707 | 0.10837 | 0.10199 | 0.10653 | 0.046031 | 0.043494 | 0.043855 | 0.043704 | 98.4969 | 120.7008 | 128.6072 | 132.9726 | 53.5247 | 48.4454 | 55.3002 | 54.5541
8 | 13 | 5 | 1682.9694 | 1723.3814 | 1752.6729 | 1738.8235 | 80 | 63 | 0 | 0 | 0 | 0 | 0 | 0 | 0 | 0 | 0 | 0 | 312.6448 | 342.9714 | 343.3517 | 366.9439 | 0 | 0 | 0 | 0 | 4.1492 | 35.2834 | 30.8328 | -17.2681 | 0.26666 | 29.4206 | 14.1208 | 7.1175 | 1285.9087 | 1252.706 | 1364.3675 | 1382.0302 | 0.37065 | 0.39036 | 0.39029 | 0.37126 | 476.6218 | 489.0116 | 532.4964 | 513.0899 | 0.084637 | 0.10838 | 0.10205 | 0.10654 | 0.046102 | 0.043611 | 0.043949 | 0.043811 | 108.8352 | 135.7668 | 139.2299 | 147.2359 | 59.2836 | 54.6318 | 59.9629 | 60.5477
8 | 13 | 6 | 1791.6928 | 1830.6297 | 1857.4441 | 1839.3008 | 80 | 63 | 0 | 0 | 0 | 0 | 0 | 0 | 0 | 0 | 0 | 0 | 381.4828 | 410.0141 | 409.5945 | 427.5414 | 0 | 0 | 0 | 0 | -0.25633 | 36.9073 | 70.7969 | -20.9793 | 1.0272 | 1.7427 | 13.2075 | 3.3189 | 1329.4391 | 1318.9658 | 1363.8452 | 1429.4198 | 0.37177 | 0.38885 | 0.38239 | 0.37131 | 494.2488 | 512.8736 | 521.5193 | 530.7634 | 0.084769 | 0.10841 | 0.10205 | 0.10664 | 0.046165 | 0.043693 | 0.043948 | 0.043733 | 112.6958 | 142.9953 | 139.1821 | 152.4319 | 61.3736 | 57.6293 | 59.9382 | 62.5127
8 | 13 | 7 | 1954.0552 | 1996.7869 | 2027.2219 | 2009.5289 | 80 | 63 | 0 | 0 | 0 | 0 | 0 | 0 | 0 | 0 | 0 | 0 | 653.7093 | 676.9238 | 683.1371 | 702.2495 | 0 | 0 | 0 | 0 | -3.5486 | -20.9003 | -17.5613 | -1.6691 | 1.4774 | -3.6878 | -0.72976 | -2.6512 | 1222.4171 | 1281.4511 | 1362.3758 | 1311.5997 | 0.3667 | 0.37732 | 0.37117 | 0.37991 | 448.2615 | 483.5178 | 505.6736 | 498.293 | 0.085289 | 0.10894 | 0.10217 | 0.1068 | 0.046408 | 0.043285 | 0.043121 | 0.043537 | 104.2582 | 139.6066 | 139.1904 | 140.0847 | 56.7301 | 55.4672 | 58.7471 | 57.1027
8 | 13 | 8 | 2135.0062 | 2185.3585 | 2224.3696 | 2211.8823 | 80 | 63 | 0 | 0 | 0 | 0 | 0 | 0 | 0 | 0 | 0 | 0 | 963.7635 | 1028.5765 | 1091.3977 | 1154.7949 | 0 | 0 | 0 | 0 | -1.6491 | -37.756 | -41.8024 | 10.018 | -1.4294 | -6.9679 | -7.2006 | -7.3173 | 1094.3212 | 1138.5059 | 1181.9749 | 1054.3867 | 0.37186 | 0.38691 | 0.38697 | 0.38173 | 406.9315 | 440.5036 | 457.3888 | 402.4914 | 0.086048 | 0.10993 | 0.10332 | 0.10848 | 0.047141 | 0.046137 | 0.045213 | 0.047111 | 94.1638 | 125.1537 | 122.1265 | 114.3827 | 51.5874 | 52.5272 | 53.4405 | 49.6731
8 | 13 | 9 | 2296.7813 | 2357.7245 | 2408.7992 | 2404.8438 | 80 | 63 | 0 | 0 | 0 | 0 | 0 | 0 | 0 | 0 | 0 | 0 | 1324.1252 | 1442.7322 | 1571.4426 | 1688.5304 | 0 | 0 | 0 | 0 | -3.4647 | -66.0466 | -69.9849 | -60.607 | -4.7613 | -21.6701 | -28.005 | -30.7752 | 900.882 | 939.7091 | 935.3464 | 807.6956 | 0.37575 | 0.32651 | 0.32636 | 0.067785 | 338.5042 | 306.8242 | 305.2603 | 54.75 | 0.086627 | 0.11025 | 0.10393 | 0.10937 | 0.047944 | 0.046558 | 0.047019 | 0.050476 | 78.0409 | 103.6002 | 97.2093 | 88.3344 | 43.1923 | 43.7512 | 43.9788 | 40.769
8 | 13 | 10 | 2443.4086 | 2510.8942 | 2567.8057 | 2565.2742 | 80 | 63 | 0 | 0 | 0 | 0 | 0 | 0 | 0 | 0 | 0 | 0 | 1525.8646 | 1692.1671 | 1870.2737 | 2027.692 | 0 | 0 | 0 | 0 | -6.0562 | -59.3006 | -70.6744 | -85.7854 | -4.8122 | -27.8222 | -28.065 | -32.7978 | 848.4124 | 842.8499 | 796.2715 | 656.1654 | 0.38219 | 0.32795 | 0.328 | 0.071605 | 324.2576 | 276.4122 | 261.1768 | 46.9847 | 0.086682 | 0.11001 | 0.10395 | 0.10914 | 0.048049 | 0.046576 | 0.047181 | 0.04993 | 73.5418 | 92.7224 | 82.7736 | 71.612 | 40.7651 | 39.2569 | 37.5689 | 32.7622
8 | 13 | 11 | 2565.2933 | 2638.2703 | 2699.1102 | 2695.7844 | 80 | 63 | 0 | 0 | 0 | 0 | 0 | 0 | 0 | 0 | 0 | 0 | 1527.508 | 1726.0934 | 1933.6861 | 2115.2494 | 0 | 0 | 0 | 0 | -5.0941 | -71.7556 | -86.1333 | -86.4 | -3.7949 | -13.23 | -19.0324 | -35.164 | 966.6742 | 934.1625 | 870.5897 | 702.099 | 0.37921 | 0.32752 | 0.328 | 0.071605 | 366.5704 | 305.9577 | 285.5532 | 50.2738 | 0.086614 | 0.11117 | 0.10391 | 0.10928 | 0.047962 | 0.04728 | 0.047112 | 0.050803 | 83.728 | 103.852 | 90.4617 | 76.723 | 46.364 | 44.1675 | 41.0153 | 35.6691
8 | 13 | 12 | 2661.984 | 2740.2774 | 2805.3859 | 2802.4869 | 80 | 63 | 0 | 0 | 0 | 0 | 0 | 0 | 0 | 0 | 0 | 0 | 1583.0529 | 1796.6375 | 2018.7913 | 2213.5601 | 0 | 0 | 0 | 0 | -5.0941 | -66.7578 | -82.3456 | -87.2346 | -2.9959 | -18.8667 | -28.2161 | -37.0075 | 1007.0211 | 966.2645 | 897.1563 | 713.1689 | 0.37557 | 0.32768 | 0.328 | 0.071605 | 378.2035 | 316.6295 | 294.267 | 51.0665 | 0.086374 | 0.11126 | 0.10383 | 0.10804 | 0.047648 | 0.047235 | 0.046938 | 0.048374 | 86.9806 | 107.5076 | 93.1498 | 77.0517 | 47.9825 | 45.6411 | 42.1108 | 34.4987
8 | 13 | 13 | 2762.959 | 2849.2145 | 2922.0667 | 2923.0755 | 80 | 63 | 0 | 0 | 0 | 0 | 0 | 0 | 0 | 0 | 0 | 0 | 1601.6753 | 1814.286 | 2037.4011 | 2235.9646 | 0 | 0 | 0 | 0 | -5.1451 | -25.6562 | -63.2035 | -59.9107 | -3.0436 | -11.6779 | -9.9681 | -34.0325 | 1089.4723 | 1009.2625 | 957.8372 | 781.0541 | 0.37374 | 0.32755 | 0.32763 | 0.071605 | 407.1796 | 330.5863 | 313.8132 | 55.9274 | 0.085784 | 0.11016 | 0.10365 | 0.10862 | 0.047077 | 0.045624 | 0.046406 | 0.048439 | 93.4589 | 111.1839 | 99.2821 | 84.837 | 51.289 | 46.0468 | 44.4493 | 37.8336
8 | 13 | 14 | 2838.5651 | 2930.8485 | 3009.9177 | 3014.626 | 80 | 63 | 0 | 0 | 0 | 0 | 0 | 0 | 0 | 0 | 0 | 0 | 1554.3199 | 1757.2563 | 1976.4629 | 2173.6979 | 0 | 0 | 0 | 0 | -1.309 | -13.528 | -17.355 | -23.662 | -0.26547 | -10.115 | -6.0021 | -12.1018 | 1205.8197 | 1134.2351 | 1056.8119 | 876.6919 | 0.37404 | 0.327 | 0.32733 | 0.070824 | 451.024 | 370.898 | 345.9275 | 62.091 | 0.085308 | 0.10986 | 0.10322 | 0.10818 | 0.0466 | 0.04481 | 0.045226 | 0.046933 | 102.8657 | 124.6032 | 109.089 | 94.8418 | 56.191 | 50.8255 | 47.7959 | 41.1457
8 | 13 | 15 | 2900.7342 | 2999.3057 | 3084.8003 | 3093.4329 | 80 | 63 | 0 | 0 | 0 | 0 | 0 | 0 | 0 | 0 | 0 | 0 | 1526.2396 | 1701.4072 | 1901.0659 | 2084.7983 | 0 | 0 | 0 | 0 | 0.18905 | -12.4511 | -2.2535 | -8.4467 | -0.83898 | -6.4092 | -3.3656 | -9.0564 | 1295.1445 | 1253.7587 | 1189.3535 | 1026.1377 | 0.38108 | 0.31254 | 0.31233 | 0.32609 | 493.5483 | 391.8489 | 371.4759 | 334.6139 | 0.085092 | 0.10961 | 0.10276 | 0.10742 | 0.046482 | 0.044583 | 0.04432 | 0.044688 | 110.2064 | 137.4275 | 122.2121 | 110.226 | 60.2005 | 55.8969 | 52.7118 | 45.8565
8 | 13 | 16 | 2922.7913 | 3030.7795 | 3126.7744 | 3143.878 | 80 | 63 | 0 | 0 | 0 | 0 | 0 | 0 | 0 | 0 | 0 | 0 | 1396.7551 | 1523.9336 | 1685.1774 | 1841.6992 | 0 | 0 | 0 | 0 | -2.7065 | -15.4572 | -6.1725 | 1.7713 | -0.13591 | -0.94807 | -0.030407 | -6.5376 | 1448.8785 | 1460.2511 | 1447.8 | 1306.9451 | 0.38915 | 0.32585 | 0.31944 | 0.31698 | 563.8247 | 475.8252 | 462.4918 | 414.2762 | 0.085606 | 0.10991 | 0.10235 | 0.10672 | 0.046748 | 0.04446 | 0.04375 | 0.043751 | 124.0332 | 160.5003 | 148.1807 | 139.4788 | 67.7323 | 64.9227 | 63.3407 | 57.1803
8 | 13 | 17 | 2875.9954 | 2991.5711 | 3096.4995 | 3122.1219 | 80 | 63 | 0 | 0 | 0 | 0 | 0 | 0 | 0 | 0 | 0 | 0 | 1155.7797 | 1229.1003 | 1339.1103 | 1455.3572 | 0 | 0 | 0 | 0 | -2.9753 | -18.4663 | -6.0611 | 4.6331 | -0.59012 | -2.053 | -1.5591 | 2.4858 | 1643.7811 | 1719.9901 | 1765.0094 | 1659.6458 | 0.39 | 0.39598 | 0.39187 | 0.36712 | 641.08 | 681.0762 | 691.6473 | 609.2921 | 0.085827 | 0.10955 | 0.10254 | 0.10683 | 0.046843 | 0.044192 | 0.044018 | 0.043867 | 141.0807 | 188.4262 | 180.9796 | 177.3028 | 77.0001 | 76.0093 | 77.6925 | 72.8041
8 | 13 | 18 | 2787.3608 | 2909.1759 | 3022.0192 | 3056.369 | 80 | 63 | 0 | 0 | 0 | 0 | 0 | 0 | 0 | 0 | 0 | 0 | 692.5476 | 705.9815 | 754.3033 | 817.2704 | 0 | 0 | 0 | 0 | -2.9753 | -10.7998 | -9.3153 | 0 | 0.27471 | -2.4719 | -2.634 | 3.6599 | 2017.5137 | 2153.4662 | 2279.6652 | 2235.4387 | 0.3917 | 0.40014 | 0.39346 | 0.38236 | 790.2701 | 861.6986 | 896.9659 | 854.7411 | 0.085776 | 0.10964 | 0.10308 | 0.10741 | 0.046823 | 0.044435 | 0.044742 | 0.044663 | 173.0549 | 236.0997 | 234.982 | 240.098 | 94.467 | 95.6887 | 101.9965 | 99.8404
8 | 13 | 19 | 2672.4396 | 2794.9738 | 2909.6174 | 2947.9579 | 80 | 63 | 0 | 0 | 0 | 0 | 0 | 0 | 0 | 0 | 0 | 0 | 435.6632 | 415.3556 | 439.4336 | 478.5605 | 0 | 0 | 0 | 0 | 1.7633 | 4.5233 | -6.8988 | 18.4522 | 1.8769 | 2.8531 | 5.8453 | 20.6823 | 2153.1362 | 2309.2418 | 2471.2374 | 2430.2629 | 0.39028 | 0.3992 | 0.39311 | 0.38685 | 840.3339 | 921.8597 | 971.4781 | 940.1486 | 0.086042 | 0.1097 | 0.10346 | 0.10761 | 0.046942 | 0.044958 | 0.045396 | 0.045312 | 185.2604 | 253.3146 | 255.6732 | 261.5299 | 101.0729 | 103.8191 | 112.1843 | 110.121
8 | 13 | 20 | 2677.0271 | 2802.8654 | 2920.8498 | 2961.4936 | 80 | 63 | 0 | 0 | 0 | 0 | 0 | 0 | 0 | 0 | 0 | 0 | 464.1846 | 443.3474 | 472.5924 | 511.831 | 0 | 0 | 0 | 0 | 2.4962 | 18.0842 | 23.7179 | 88.3751 | 2.4412 | 5.8958 | 3.6199 | 28.3606 | 2127.9051 | 2272.538 | 2420.9196 | 2332.9269 | 0.39125 | 0.40133 | 0.39529 | 0.38828 | 832.5358 | 912.0406 | 956.9754 | 905.8192 | 0.08605 | 0.10956 | 0.10339 | 0.10757 | 0.046961 | 0.044867 | 0.045381 | 0.045288 | 183.1061 | 248.9862 | 250.3047 | 250.9638 | 99.9281 | 101.962 | 109.8648 | 105.6529
8 | 13 | 21 | 2534.5294 | 2655.7249 | 2769.3758 | 2809.0489 | 80 | 63 | 0 | 0 | 0 | 0 | 0 | 0 | 0 | 0 | 0 | 0 | 517.6419 | 507.6257 | 537.5695 | 576.4898 | 0 | 0 | 0 | 0 | 3.8079 | 3.4771 | 3.3704 | 72.5679 | 2.6484 | 9.8469 | 7.9662 | 28.1444 | 1930.4311 | 2071.7751 | 2220.4695 | 2131.8468 | 0.3882 | 0.39886 | 0.39319 | 0.38634 | 749.3939 | 826.3515 | 873.0747 | 823.6233 | 0.085945 | 0.10921 | 0.10308 | 0.10744 | 0.046939 | 0.044517 | 0.045143 | 0.045146 | 165.9114 | 226.2596 | 228.8858 | 229.0407 | 90.6134 | 92.2285 | 100.2397 | 96.2449
8 | 13 | 22 | 2296.06 | 2408.9711 | 2515.3608 | 2554.0957 | 80 | 63 | 0 | 0 | 0 | 0 | 0 | 0 | 0 | 0 | 0 | 0 | 481.9611 | 467.7903 | 495.5341 | 534.9307 | 0 | 0 | 0 | 0 | 5.9594 | 14.3311 | 24.3732 | 33.952 | 3.0303 | 7.0538 | 4.1641 | 29.4882 | 1725.1092 | 1856.796 | 1991.2894 | 1955.7248 | 0.38109 | 0.39369 | 0.38812 | 0.38014 | 657.4206 | 731.0109 | 772.865 | 743.4576 | 0.085228 | 0.10891 | 0.10261 | 0.1072 | 0.046564 | 0.044113 | 0.044583 | 0.044784 | 147.0274 | 202.2245 | 204.3178 | 209.6547 | 80.3279 | 81.9097 | 88.7785 | 87.5849
8 | 13 | 23 | 2062.7338 | 2164.8907 | 2261.1507 | 2296.3639 | 80 | 63 | 0 | 0 | 0 | 0 | 0 | 0 | 0 | 0 | 0 | 0 | 465.4444 | 451.7386 | 478.0154 | 517.1179 | 0 | 0 | 0 | 0 | 12.1155 | 24.6269 | 19.3931 | 25.1858 | 3.4415 | 2.7386 | 3.2599 | 23.7807 | 1501.7324 | 1622.7866 | 1760.4824 | 1730.2795 | 0.37177 | 0.39333 | 0.38899 | 0.37327 | 558.2956 | 638.2874 | 684.8068 | 645.8601 | 0.084743 | 0.1086 | 0.10242 | 0.107 | 0.046204 | 0.043655 | 0.044337 | 0.04441 | 127.2613 | 176.2406 | 180.3076 | 185.1417 | 69.3862 | 70.8425 | 78.0546 | 76.8415
8 | 13 | 24 | 1878.827 | 1966.3138 | 2047.4404 | 2073.6426 | 80 | 63 | 0 | 0 | 0 | 0 | 0 | 0 | 0 | 0 | 0 | 0 | 397.1907 | 373.0987 | 397.6394 | 436.2487 | 0 | 0 | 0 | 0 | 2.9872 | 14.0737 | 30.2268 | 25.0092 | 0 | 5.5357 | 2.6798 | 15.5738 | 1398.6491 | 1510.6058 | 1616.8945 | 1596.811 | 0.36952 | 0.39289 | 0.39083 | 0.37129 | 516.8345 | 593.5012 | 631.9351 | 592.8828 | 0.0848 | 0.10848 | 0.10225 | 0.10687 | 0.046074 | 0.043446 | 0.044018 | 0.044049 | 118.6061 | 163.8648 | 165.3228 | 170.656 | 64.4414 | 65.6294 | 71.1726 | 70.3379
8 | 14 | 1 | 1762.466 | 1835.6385 | 1901.3182 | 1916.6247 | 80 | 63 | 0 | 0 | 0 | 0 | 0 | 0 | 0 | 0 | 0 | 0 | 328.6581 | 298.1863 | 321.6577 | 356.0708 | 0 | 0 | 0 | 0 | -2.1929 | 35.4528 | 45.3982 | 26.7766 | -0.19363 | 2.3255 | 5.927 | 0.21647 | 1356.1945 | 1436.6739 | 1528.3354 | 1533.5608 | 0.37223 | 0.39077 | 0.38906 | 0.37051 | 504.8228 | 561.4155 | 594.6113 | 568.1949 | 0.084816 | 0.10844 | 0.10218 | 0.10669 | 0.046064 | 0.043434 | 0.043926 | 0.043911 | 115.0271 | 155.7939 | 156.1716 | 163.6097 | 62.4712 | 62.3998 | 67.1335 | 67.3399
8 | 14 | 2 | 1691.4764 | 1754.5074 | 1809.3443 | 1817.0146 | 80 | 63 | 0 | 0 | 0 | 0 | 0 | 0 | 0 | 0 | 0 | 0 | 267.794 | 234.0079 | 255.264 | 286.059 | 0 | 0 | 0 | 0 | -1.8147 | 48.0931 | 36.085 | 0.066551 | -0.50977 | 4.4447 | 11.457 | 0.40308 | 1346.0068 | 1404.9618 | 1506.5384 | 1530.486 | 0.3725 | 0.38904 | 0.38716 | 0.37014 | 501.3811 | 546.592 | 583.2656 | 566.49 | 0.084844 | 0.1084 | 0.10211 | 0.10658 | 0.046038 | 0.043367 | 0.043849 | 0.043715 | 114.2009 | 152.3034 | 153.8334 | 163.1173 | 61.9681 | 60.929 | 66.0597 | 66.9057
8 | 14 | 3 | 1650.0696 | 1703.8099 | 1748.5688 | 1748.6803 | 80 | 63 | 0 | 0 | 0 | 0 | 0 | 0 | 0 | 0 | 0 | 0 | 212.01 | 178.7324 | 195.9228 | 223.8219 | 0 | 0 | 0 | 0 | -0.24575 | 4.0862 | 40.6881 | -1.4785 | -0.31151 | 7.4269 | 16.8119 | 0.23544 | 1358.6169 | 1450.5643 | 1495.1459 | 1526.1014 | 0.3732 | 0.38992 | 0.38586 | 0.37025 | 507.0421 | 565.6055 | 576.9244 | 565.0435 | 0.084803 | 0.10837 | 0.10201 | 0.1065 | 0.046018 | 0.043369 | 0.043779 | 0.043635 | 115.2146 | 157.1905 | 152.5208 | 162.5365 | 62.5204 | 62.9089 | 65.4564 | 66.5918
8 | 14 | 4 | 1663.1789 | 1710.1455 | 1747.0688 | 1740.1792 | 80 | 63 | 0 | 0 | 0 | 0 | 0 | 0 | 0 | 0 | 0 | 0 | 172.063 | 142.6821 | 155.9707 | 180.8432 | 0 | 0 | 0 | 0 | -1.8147 | 61.8022 | 10.5458 | 2.0037 | -0.26371 | 19.8679 | 17.1181 | 0.22268 | 1413.1943 | 1422.7933 | 1563.4341 | 1557.1096 | 0.37386 | 0.38754 | 0.38853 | 0.36998 | 528.3389 | 551.3907 | 607.4443 | 576.1064 | 0.084707 | 0.10837 | 0.10199 | 0.10653 | 0.046031 | 0.043494 | 0.043855 | 0.043704 | 119.7073 | 154.1816 | 159.455 | 165.8745 | 65.0508 | 61.8835 | 68.5645 | 68.0526
8 | 14 | 5 | 1751.0444 | 1795.4447 | 1828.6123 | 1816.5263 | 80 | 63 | 0 | 0 | 0 | 0 | 0 | 0 | 0 | 0 | 0 | 0 | 143.8882 | 118.2102 | 128.9294 | 150.686 | 0 | 0 | 0 | 0 | 4.1492 | 35.2834 | 30.8328 | -17.2681 | 0.26666 | 29.4206 | 14.1208 | 7.1175 | 1522.7403 | 1549.5305 | 1654.7293 | 1675.9908 | 0.37065 | 0.39036 | 0.39029 | 0.37126 | 564.4034 | 604.8812 | 645.8212 | 622.2251 | 0.084637 | 0.10838 | 0.10205 | 0.10654 | 0.046102 | 0.043611 | 0.043949 | 0.043811 | 128.8798 | 167.9362 | 168.8606 | 178.5533 | 70.2021 | 67.5766 | 72.7241 | 73.4263
8 | 14 | 6 | 1858.0187 | 1900.8414 | 1931.4324 | 1915.0071 | 80 | 63 | 0 | 0 | 0 | 0 | 0 | 0 | 0 | 0 | 0 | 0 | 133.8076 | 109.4768 | 116.4917 | 137.616 | 0 | 0 | 0 | 0 | -0.25633 | 36.9073 | 70.7969 | -20.9793 | 1.0272 | 1.7427 | 13.2075 | 3.3189 | 1643.4403 | 1689.7147 | 1730.9363 | 1795.0514 | 0.37177 | 0.38885 | 0.38239 | 0.37131 | 610.9858 | 657.0376 | 661.8909 | 666.5275 | 0.084769 | 0.10841 | 0.10205 | 0.10664 | 0.046165 | 0.043693 | 0.043948 | 0.043733 | 139.3135 | 183.19 | 176.6442 | 191.4224 | 75.8694 | 73.8284 | 76.0711 | 78.5028
8 | 14 | 7 | 2010.7261 | 2056.7778 | 2090.4397 | 2074.2146 | 80 | 63 | 0 | 0 | 0 | 0 | 0 | 0 | 0 | 0 | 0 | 0 | 190.4578 | 178.8934 | 186.8269 | 207.1225 | 0 | 0 | 0 | 0 | -3.5486 | -20.9003 | -17.5613 | -1.6691 | 1.4774 | -3.6878 | -0.72976 | -2.6512 | 1742.3394 | 1839.4725 | 1921.9038 | 1871.4124 | 0.3667 | 0.37732 | 0.37117 | 0.37991 | 638.9176 | 694.0707 | 713.3539 | 710.9728 | 0.085289 | 0.10894 | 0.10217 | 0.1068 | 0.046408 | 0.043285 | 0.043121 | 0.043537 | 148.6016 | 200.3997 | 196.356 | 199.8752 | 80.8587 | 79.621 | 82.8746 | 81.4751
8 | 14 | 8 | 2190.0679 | 2243.6461 | 2285.7924 | 2274.7313 | 80 | 63 | 0 | 0 | 0 | 0 | 0 | 0 | 0 | 0 | 0 | 0 | 415.4026 | 455.3163 | 506.2441 | 561.9266 | 0 | 0 | 0 | 0 | -1.6491 | -37.756 | -41.8024 | 10.018 | -1.4294 | -6.9679 | -7.2006 | -7.3173 | 1697.7438 | 1770.0536 | 1828.5513 | 1710.1039 | 0.37186 | 0.38691 | 0.38697 | 0.38173 | 631.3186 | 684.8582 | 707.5945 | 652.7986 | 0.086048 | 0.10993 | 0.10332 | 0.10848 | 0.047141 | 0.046137 | 0.045213 | 0.047111 | 146.0869 | 194.5785 | 188.9335 | 185.5166 | 80.0333 | 81.6649 | 82.6741 | 80.5645
8 | 14 | 9 | 2354.5016 | 2418.8265 | 2473.1877 | 2470.7274 | 80 | 63 | 0 | 0 | 0 | 0 | 0 | 0 | 0 | 0 | 0 | 0 | 924.362 | 1022.5313 | 1129.1866 | 1229.9054 | 0 | 0 | 0 | 0 | -3.4647 | -66.0466 | -69.9849 | -60.607 | -4.7613 | -21.6701 | -28.005 | -30.7752 | 1358.3656 | 1421.0119 | 1441.9909 | 1332.2043 | 0.37575 | 0.32651 | 0.32636 | 0.067785 | 510.4025 | 463.9742 | 470.6091 | 90.3041 | 0.086627 | 0.11025 | 0.10393 | 0.10937 | 0.047944 | 0.046558 | 0.047019 | 0.050476 | 117.6714 | 156.6625 | 149.8643 | 145.6978 | 65.1261 | 66.1597 | 67.8006 | 67.2439
8 | 14 | 10 | 2518.55 | 2590.4378 | 2651.6279 | 2651.0427 | 80 | 63 | 0 | 0 | 0 | 0 | 0 | 0 | 0 | 0 | 0 | 0 | 1109.577 | 1255.0576 | 1405.8584 | 1541.2445 | 0 | 0 | 0 | 0 | -6.0562 | -59.3006 | -70.6744 | -85.7854 | -4.8122 | -27.8222 | -28.065 | -32.7978 | 1339.8413 | 1359.5029 | 1344.5089 | 1228.3814 | 0.38219 | 0.32795 | 0.328 | 0.071605 | 512.0785 | 445.8483 | 440.9985 | 87.9582 | 0.086682 | 0.11001 | 0.10395 | 0.10914 | 0.048049 | 0.046576 | 0.047181 | 0.04993 | 116.1397 | 149.5596 | 139.7638 | 134.062 | 64.3776 | 63.3208 | 63.4352 | 61.3328
8 | 14 | 11 | 2654.2875 | 2732.4784 | 2798.3856 | 2797.365 | 80 | 63 | 0 | 0 | 0 | 0 | 0 | 0 | 0 | 0 | 0 | 0 | 1026.2675 | 1192.7978 | 1363.3635 | 1514.6354 | 0 | 0 | 0 | 0 | -5.0941 | -71.7556 | -86.1333 | -86.4 | -3.7949 | -13.23 | -19.0324 | -35.164 | 1556.909 | 1561.6662 | 1540.1877 | 1404.2936 | 0.37921 | 0.32752 | 0.328 | 0.071605 | 590.3921 | 511.4783 | 505.1811 | 100.5544 | 0.086614 | 0.11117 | 0.10391 | 0.10928 | 0.047962 | 0.04728 | 0.047112 | 0.050803 | 134.8508 | 173.6123 | 160.0386 | 153.4564 | 74.673 | 73.8361 | 72.5614 | 71.343
8 | 14 | 12 | 2747.48 | 2830.7823 | 2900.759 | 2900.0745 | 80 | 63 | 0 | 0 | 0 | 0 | 0 | 0 | 0 | 0 | 0 | 0 | 817.4823 | 987.8503 | 1162.5286 | 1317.1543 | 0 | 0 | 0 | 0 | -5.0941 | -66.7578 | -82.3456 | -87.2346 | -2.9959 | -18.8667 | -28.2161 | -37.0075 | 1858.0877 | 1865.5566 | 1848.7922 | 1707.1623 | 0.37557 | 0.32768 | 0.328 | 0.071605 | 697.8357 | 611.3131 | 606.4033 | 122.2413 | 0.086374 | 0.11126 | 0.10383 | 0.10804 | 0.047648 | 0.047235 | 0.046938 | 0.048374 | 160.4908 | 207.5637 | 191.956 | 184.444 | 88.5341 | 88.1187 | 86.7787 | 82.5819
8 | 14 | 13 | 2863.4273 | 2955.5689 | 3034.1418 | 3037.7529 | 80 | 63 | 0 | 0 | 0 | 0 | 0 | 0 | 0 | 0 | 0 | 0 | 1272.5694 | 1458.557 | 1648.5721 | 1815.6416 | 0 | 0 | 0 | 0 | -5.1451 | -25.6562 | -63.2035 | -59.9107 | -3.0436 | -11.6779 | -9.9681 | -34.0325 | 1519.0466 | 1471.3459 | 1458.7413 | 1316.0545 | 0.37374 | 0.32755 | 0.32763 | 0.071605 | 567.7288 | 481.9428 | 477.9229 | 94.2361 | 0.085784 | 0.11016 | 0.10365 | 0.10862 | 0.047077 | 0.045624 | 0.046406 | 0.048439 | 130.3093 | 162.0887 | 151.202 | 142.948 | 71.512 | 67.129 | 67.6942 | 63.7486
8 | 14 | 14 | 2938.8236 | 3036.9807 | 3121.7586 | 3129.0639 | 80 | 63 | 0 | 0 | 0 | 0 | 0 | 0 | 0 | 0 | 0 | 0 | 1018.2412 | 1193.9913 | 1380.2628 | 1542.3642 | 0 | 0 | 0 | 0 | -1.309 | -13.528 | -17.355 | -23.662 | -0.26547 | -10.115 | -6.0021 | -12.1018 | 1842.1568 | 1803.6323 | 1764.8529 | 1622.4634 | 0.37404 | 0.327 | 0.32733 | 0.070824 | 689.0392 | 589.7928 | 577.6915 | 114.9096 | 0.085308 | 0.10986 | 0.10322 | 0.10818 | 0.0466 | 0.04481 | 0.045226 | 0.046933 | 157.1501 | 198.1409 | 182.1763 | 175.5204 | 85.8442 | 80.8214 | 79.8181 | 76.1469
8 | 14 | 15 | 2972.7272 | 3075.5164 | 3165.1103 | 3175.6077 | 80 | 63 | 0 | 0 | 0 | 0 | 0 | 0 | 0 | 0 | 0 | 0 | 1230.5526 | 1387.1957 | 1571.3313 | 1725.5278 | 0 | 0 | 0 | 0 | 0.18905 | -12.4511 | -2.2535 | -8.4467 | -0.83898 | -6.4092 | -3.3656 | -9.0564 | 1662.8245 | 1644.181 | 1599.3982 | 1467.583 | 0.38108 | 0.31254 | 0.31233 | 0.32609 | 633.6623 | 513.8712 | 499.547 | 478.5652 | 0.085092 | 0.10961 | 0.10276 | 0.10742 | 0.046482 | 0.044583 | 0.04432 | 0.044688 | 141.493 | 180.2226 | 164.3462 | 157.6453 | 77.2908 | 73.3033 | 70.8848 | 65.5841
8 | 14 | 16 | 2984.0098 | 3095.5846 | 3195.0653 | 3213.7546 | 80 | 63 | 0 | 0 | 0 | 0 | 0 | 0 | 0 | 0 | 0 | 0 | 1269.4354 | 1382.1041 | 1546.8198 | 1676.4307 | 0 | 0 | 0 | 0 | -2.7065 | -15.4572 | -6.1725 | 1.7713 | -0.13591 | -0.94807 | -0.030407 | -6.5376 | 1637.4168 | 1666.8857 | 1654.4485 | 1542.0902 | 0.38915 | 0.32585 | 0.31944 | 0.31698 | 637.1935 | 543.1574 | 528.5046 | 488.8127 | 0.085606 | 0.10991 | 0.10235 | 0.10672 | 0.046748 | 0.04446 | 0.04375 | 0.043751 | 140.1733 | 183.2121 | 169.331 | 164.5738 | 76.5461 | 74.1097 | 72.3815 | 67.4681
8 | 14 | 17 | 2941.2019 | 3060.5977 | 3169.239 | 3196.5504 | 80 | 63 | 0 | 0 | 0 | 0 | 0 | 0 | 0 | 0 | 0 | 0 | 1162.3951 | 1214.1222 | 1339.6549 | 1432.1687 | 0 | 0 | 0 | 0 | -2.9753 | -18.4663 | -6.0611 | 4.6331 | -0.59012 | -2.053 | -1.5591 | 2.4858 | 1702.3722 | 1803.9948 | 1837.2043 | 1757.2628 | 0.39 | 0.39598 | 0.39187 | 0.36712 | 663.9307 | 714.3401 | 719.9381 | 645.1294 | 0.085827 | 0.10955 | 0.10254 | 0.10683 | 0.046843 | 0.044192 | 0.044018 | 0.043867 | 146.1094 | 197.629 | 188.3823 | 187.7314 | 79.7447 | 79.7216 | 80.8703 | 77.0863
8 | 14 | 18 | 2829.6191 | 2953.91 | 3069.1594 | 3104.6038 | 80 | 63 | 0 | 0 | 0 | 0 | 0 | 0 | 0 | 0 | 0 | 0 | 745.8345 | 720.8509 | 783.574 | 832.8934 | 0 | 0 | 0 | 0 | -2.9753 | -10.7998 | -9.3153 | 0 | 0.27471 | -2.4719 | -2.634 | 3.6599 | 2006.4851 | 2183.3307 | 2297.5347 | 2268.0506 | 0.3917 | 0.40014 | 0.39346 | 0.38236 | 785.9501 | 873.6487 | 903.9969 | 867.2106 | 0.085776 | 0.10964 | 0.10308 | 0.10741 | 0.046823 | 0.044435 | 0.044742 | 0.044663 | 172.1089 | 239.374 | 236.8239 | 243.6007 | 93.9506 | 97.0158 | 102.796 | 101.297
8 | 14 | 19 | 2739.605 | 2866.0742 | 2984.5423 | 3024.6225 | 80 | 63 | 0 | 0 | 0 | 0 | 0 | 0 | 0 | 0 | 0 | 0 | 475.9824 | 440.9519 | 480.0482 | 512.5369 | 0 | 0 | 0 | 0 | 1.7633 | 4.5233 | -6.8988 | 18.4522 | 1.8769 | 2.8531 | 5.8453 | 20.6823 | 2179.9825 | 2354.7459 | 2505.5475 | 2472.951 | 0.39028 | 0.3992 | 0.39311 | 0.38685 | 850.8116 | 940.0251 | 984.9659 | 956.6626 | 0.086042 | 0.1097 | 0.10346 | 0.10761 | 0.046942 | 0.044958 | 0.045396 | 0.045312 | 187.5703 | 258.3062 | 259.223 | 266.1238 | 102.3331 | 105.8649 | 113.7418 | 112.0553
8 | 14 | 20 | 2765.2518 | 2896.2588 | 3019.2667 | 3062.1957 | 80 | 63 | 0 | 0 | 0 | 0 | 0 | 0 | 0 | 0 | 0 | 0 | 503.4881 | 474.0214 | 513.3177 | 550.1706 | 0 | 0 | 0 | 0 | 2.4962 | 18.0842 | 23.7179 | 88.3751 | 2.4412 | 5.8958 | 3.6199 | 28.3606 | 2176.8262 | 2335.2574 | 2478.6112 | 2395.2894 | 0.39125 | 0.40133 | 0.39529 | 0.38828 | 851.676 | 937.2118 | 979.7806 | 930.0331 | 0.08605 | 0.10956 | 0.10339 | 0.10757 | 0.046961 | 0.044867 | 0.045381 | 0.045288 | 187.3158 | 255.8579 | 256.2696 | 257.6724 | 102.2255 | 104.776 | 112.4829 | 108.4772
8 | 14 | 21 | 2605.7528 | 2731.1209 | 2848.8273 | 2890.3453 | 80 | 63 | 0 | 0 | 0 | 0 | 0 | 0 | 0 | 0 | 0 | 0 | 448.2829 | 410.2758 | 446.3284 | 485.617 | 0 | 0 | 0 | 0 | 3.8079 | 3.4771 | 3.3704 | 72.5679 | 2.6484 | 9.8469 | 7.9662 | 28.1444 | 2071.0136 | 2244.5211 | 2391.1622 | 2304.016 | 0.3882 | 0.39886 | 0.39319 | 0.38634 | 803.968 | 895.2533 | 940.19 | 890.1396 | 0.085945 | 0.10921 | 0.10308 | 0.10744 | 0.046939 | 0.044517 | 0.045143 | 0.045146 | 177.9938 | 245.1253 | 246.4808 | 247.5381 | 97.2123 | 99.9186 | 107.9454 | 104.0177
8 | 14 | 22 | 2358.8177 | 2475.4056 | 2585.3687 | 2625.7292 | 80 | 63 | 0 | 0 | 0 | 0 | 0 | 0 | 0 | 0 | 0 | 0 | 329.2774 | 271.3877 | 306.4207 | 342.5134 | 0 | 0 | 0 | 0 | 5.9594 | 14.3311 | 24.3732 | 33.952 | 3.0303 | 7.0538 | 4.1641 | 29.4882 | 1940.5506 | 2119.6331 | 2250.4107 | 2219.7756 | 0.38109 | 0.39369 | 0.38812 | 0.38014 | 739.523 | 834.4885 | 873.4359 | 843.8349 | 0.085228 | 0.10891 | 0.10261 | 0.1072 | 0.046564 | 0.044113 | 0.044583 | 0.044784 | 165.389 | 230.8502 | 230.9051 | 237.9611 | 90.3597 | 93.5043 | 100.331 | 99.4102
8 | 14 | 23 | 2123.2527 | 2228.9552 | 2328.6611 | 2365.4419 | 80 | 63 | 0 | 0 | 0 | 0 | 0 | 0 | 0 | 0 | 0 | 0 | 272.7562 | 210.1937 | 245.5286 | 275.4721 | 0 | 0 | 0 | 0 | 12.1155 | 24.6269 | 19.3931 | 25.1858 | 3.4415 | 2.7386 | 3.2599 | 23.7807 | 1754.9394 | 1928.396 | 2060.4795 | 2041.0033 | 0.37177 | 0.39333 | 0.38899 | 0.37327 | 652.4298 | 758.4921 | 801.5021 | 761.8438 | 0.084743 | 0.1086 | 0.10242 | 0.107 | 0.046204 | 0.043655 | 0.044337 | 0.04441 | 148.7188 | 209.4309 | 211.0331 | 218.3895 | 81.0854 | 84.1838 | 91.3555 | 90.6408
8 | 14 | 24 | 1935.148 | 2025.9345 | 2110.268 | 2137.9291 | 80 | 63 | 0 | 0 | 0 | 0 | 0 | 0 | 0 | 0 | 0 | 0 | 255.7556 | 195.9263 | 231.1765 | 256.3407 | 0 | 0 | 0 | 0 | 2.9872 | 14.0737 | 30.2268 | 25.0092 | 0 | 5.5357 | 2.6798 | 15.5738 | 1596.4052 | 1747.3989 | 1846.185 | 1841.0054 | 0.36952 | 0.39289 | 0.39083 | 0.37129 | 589.9102 | 686.5347 | 721.5492 | 683.5502 | 0.0848 | 0.10848 | 0.10225 | 0.10687 | 0.046074 | 0.043446 | 0.044018 | 0.044049 | 135.3759 | 189.5512 | 188.7671 | 196.7538 | 73.5529 | 75.917 | 81.2655 | 81.0944
8 | 15 | 1 | 1814.3794 | 1890.5932 | 1959.2289 | 1975.8801 | 80 | 63 | 0 | 0 | 0 | 0 | 0 | 0 | 0 | 0 | 0 | 0 | 243.1831 | 187.419 | 222.2274 | 243.0262 | 0 | 0 | 0 | 0 | -2.1929 | 35.4528 | 45.3982 | 26.7766 | -0.19363 | 2.3255 | 5.927 | 0.21647 | 1493.5828 | 1602.3959 | 1685.6764 | 1705.8608 | 0.37223 | 0.39077 | 0.38906 | 0.37051 | 555.9635 | 626.1754 | 655.8261 | 632.0332 | 0.084816 | 0.10844 | 0.10218 | 0.10669 | 0.046064 | 0.043434 | 0.043926 | 0.043911 | 126.6798 | 173.7649 | 172.2494 | 181.9918 | 68.7998 | 69.5977 | 74.0448 | 74.9057
8 | 15 | 2 | 1735.9035 | 1801.5373 | 1858.904 | 1867.7251 | 80 | 63 | 0 | 0 | 0 | 0 | 0 | 0 | 0 | 0 | 0 | 0 | 224.1045 | 171.8313 | 204.8522 | 222.1848 | 0 | 0 | 0 | 0 | -1.8147 | 48.0931 | 36.085 | 0.066551 | -0.50977 | 4.4447 | 11.457 | 0.40308 | 1434.1235 | 1514.1683 | 1606.5098 | 1645.0706 | 0.3725 | 0.38904 | 0.38716 | 0.37014 | 534.2041 | 589.0782 | 621.9702 | 608.902 | 0.084844 | 0.1084 | 0.10211 | 0.10658 | 0.046038 | 0.043367 | 0.043849 | 0.043715 | 121.6771 | 164.1418 | 164.0415 | 175.3296 | 66.0249 | 65.6649 | 70.4433 | 71.9148
8 | 15 | 3 | 1692.9576 | 1749.2105 | 1796.4114 | 1797.6338 | 80 | 63 | 0 | 0 | 0 | 0 | 0 | 0 | 0 | 0 | 0 | 0 | 192.3949 | 148.9522 | 176.1152 | 191.6867 | 0 | 0 | 0 | 0 | -0.24575 | 4.0862 | 40.6881 | -1.4785 | -0.31151 | 7.4269 | 16.8119 | 0.23544 | 1421.1199 | 1525.7452 | 1562.7962 | 1607.1901 | 0.3732 | 0.38992 | 0.38586 | 0.37025 | 530.3685 | 594.92 | 603.0282 | 595.0669 | 0.084803 | 0.10837 | 0.10201 | 0.1065 | 0.046018 | 0.043369 | 0.043779 | 0.043635 | 120.515 | 165.3375 | 159.4218 | 171.1728 | 65.3966 | 66.1694 | 68.4181 | 70.1301
8 | 15 | 4 | 1705.2973 | 1754.7314 | 1794.0529 | 1788.2542 | 80 | 63 | 0 | 0 | 0 | 0 | 0 | 0 | 0 | 0 | 0 | 0 | 172.6086 | 143.173 | 163.5017 | 177.952 | 0 | 0 | 0 | 0 | -1.8147 | 61.8022 | 10.5458 | 2.0037 | -0.26371 | 19.8679 | 17.1181 | 0.22268 | 1454.7671 | 1466.8883 | 1602.8872 | 1608.0759 | 0.37386 | 0.38754 | 0.38853 | 0.36998 | 543.8814 | 568.4793 | 622.7731 | 594.9632 | 0.084707 | 0.10837 | 0.10199 | 0.10653 | 0.046031 | 0.043494 | 0.043855 | 0.043704 | 123.2288 | 158.96 | 163.4788 | 171.3038 | 66.9644 | 63.8014 | 70.2948 | 70.28
8 | 15 | 5 | 1793.0928 | 1839.9565 | 1875.5184 | 1864.5215 | 80 | 63 | 0 | 0 | 0 | 0 | 0 | 0 | 0 | 0 | 0 | 0 | 167.9033 | 147.7715 | 163.6506 | 177.9463 | 0 | 0 | 0 | 0 | 4.1492 | 35.2834 | 30.8328 | -17.2681 | 0.26666 | 29.4206 | 14.1208 | 7.1175 | 1540.7736 | 1564.481 | 1666.9142 | 1696.7258 | 0.37065 | 0.39036 | 0.39029 | 0.37126 | 571.0874 | 610.7174 | 650.5768 | 629.9232 | 0.084637 | 0.10838 | 0.10205 | 0.10654 | 0.046102 | 0.043611 | 0.043949 | 0.043811 | 130.4061 | 169.5565 | 170.104 | 180.7623 | 71.0335 | 68.2286 | 73.2596 | 74.3347
8 | 15 | 6 | 1905.8041 | 1951.4264 | 1984.7383 | 1969.5507 | 80 | 63 | 0 | 0 | 0 | 0 | 0 | 0 | 0 | 0 | 0 | 0 | 199.9784 | 178.9743 | 187.9361 | 203.9753 | 0 | 0 | 0 | 0 | -0.25633 | 36.9073 | 70.7969 | -20.9793 | 1.0272 | 1.7427 | 13.2075 | 3.3189 | 1625.0549 | 1670.8021 | 1712.7979 | 1783.2358 | 0.37177 | 0.38885 | 0.38239 | 0.37131 | 604.1506 | 649.6836 | 654.9549 | 662.1402 | 0.084769 | 0.10841 | 0.10205 | 0.10664 | 0.046165 | 0.043693 | 0.043948 | 0.043733 | 137.7549 | 181.1396 | 174.7932 | 190.1624 | 75.0207 | 73.002 | 75.274 | 77.9861
8 | 15 | 7 | 2056.6925 | 2105.4372 | 2141.7164 | 2126.6819 | 80 | 63 | 0 | 0 | 0 | 0 | 0 | 0 | 0 | 0 | 0 | 0 | 674.7275 | 662.3766 | 670.5546 | 690.0381 | 0 | 0 | 0 | 0 | -3.5486 | -20.9003 | -17.5613 | -1.6691 | 1.4774 | -3.6878 | -0.72976 | -2.6512 | 1304.0361 | 1404.6487 | 1489.4528 | 1440.9642 | 0.3667 | 0.37732 | 0.37117 | 0.37991 | 478.1913 | 530.0028 | 552.8409 | 547.4402 | 0.085289 | 0.10894 | 0.10217 | 0.1068 | 0.046408 | 0.043285 | 0.043121 | 0.043537 | 111.2194 | 153.0282 | 152.1736 | 153.9014 | 60.5179 | 60.7998 | 64.2268 | 62.7348
8 | 15 | 8 | 2233.3757 | 2289.491 | 2334.1033 | 2324.164 | 80 | 63 | 0 | 0 | 0 | 0 | 0 | 0 | 0 | 0 | 0 | 0 | 1037.8513 | 1087.166 | 1150.4342 | 1214.1185 | 0 | 0 | 0 | 0 | -1.6491 | -37.756 | -41.8024 | 10.018 | -1.4294 | -6.9679 | -7.2006 | -7.3173 | 1118.6029 | 1184.0489 | 1232.6721 | 1107.3447 | 0.37186 | 0.38691 | 0.38697 | 0.38173 | 415.9608 | 458.1248 | 477.0071 | 422.7071 | 0.086048 | 0.10993 | 0.10332 | 0.10848 | 0.047141 | 0.046137 | 0.045213 | 0.047111 | 96.2532 | 130.1601 | 127.3648 | 120.1277 | 52.732 | 54.6284 | 55.7327 | 52.168
8 | 15 | 9 | 2416 | 2483.9278 | 2541.7908 | 2540.9234 | 80 | 63 | 0 | 0 | 0 | 0 | 0 | 0 | 0 | 0 | 0 | 0 | 1351.022 | 1468.9542 | 1598.4947 | 1716.8449 | 0 | 0 | 0 | 0 | -3.4647 | -66.0466 | -69.9849 | -60.607 | -4.7613 | -21.6701 | -28.005 | -30.7752 | 993.204 | 1039.6904 | 1041.2859 | 915.4607 | 0.37575 | 0.32651 | 0.32636 | 0.067785 | 373.1939 | 339.469 | 339.8348 | 62.055 | 0.086627 | 0.11025 | 0.10393 | 0.10937 | 0.047944 | 0.046558 | 0.047019 | 0.050476 | 86.0384 | 114.6229 | 108.2195 | 100.1202 | 47.6186 | 48.4061 | 48.96 | 46.2085
8 | 15 | 10 | 2582.777 | 2658.4276 | 2723.2748 | 2724.3532 | 80 | 63 | 0 | 0 | 0 | 0 | 0 | 0 | 0 | 0 | 0 | 0 | 1535.3702 | 1704.8329 | 1883.7158 | 2044.3588 | 0 | 0 | 0 | 0 | -6.0562 | -59.3006 | -70.6744 | -85.7854 | -4.8122 | -27.8222 | -28.065 | -32.7978 | 978.2752 | 977.7174 | 938.2984 | 798.5776 | 0.38219 | 0.32795 | 0.328 | 0.071605 | 373.8903 | 320.6419 | 307.7616 | 57.1821 | 0.086682 | 0.11001 | 0.10395 | 0.10914 | 0.048049 | 0.046576 | 0.047181 | 0.04993 | 84.7985 | 107.5592 | 97.5376 | 87.1545 | 47.0048 | 45.5386 | 44.2698 | 39.8728
8 | 15 | 11 | 2690.6688 | 2770.9911 | 2838.9699 | 2838.8916 | 80 | 63 | 0 | 0 | 0 | 0 | 0 | 0 | 0 | 0 | 0 | 0 | 1612.7875 | 1810.3806 | 2013.2619 | 2195.0112 | 0 | 0 | 0 | 0 | -5.0941 | -71.7556 | -86.1333 | -86.4 | -3.7949 | -13.23 | -19.0324 | -35.164 | 1006.7703 | 982.5961 | 930.8736 | 765.4444 | 0.37921 | 0.32752 | 0.328 | 0.071605 | 381.7752 | 321.8207 | 305.3263 | 54.8096 | 0.086614 | 0.11117 | 0.10391 | 0.10928 | 0.047962 | 0.04728 | 0.047112 | 0.050803 | 87.2009 | 109.2364 | 96.7257 | 83.6451 | 48.2871 | 46.4574 | 43.8554 | 38.8872
8 | 15 | 12 | 2786.7998 | 2872.4057 | 2944.6212 | 2944.9552 | 80 | 63 | 0 | 0 | 0 | 0 | 0 | 0 | 0 | 0 | 0 | 0 | 1463.6641 | 1669.0105 | 1879.4476 | 2065.2354 | 0 | 0 | 0 | 0 | -5.0941 | -66.7578 | -82.3456 | -87.2346 | -2.9959 | -18.8667 | -28.2161 | -37.0075 | 1251.2257 | 1226.0198 | 1175.7354 | 1003.9619 | 0.37557 | 0.32768 | 0.328 | 0.071605 | 469.9186 | 401.7471 | 385.6409 | 71.8887 | 0.086374 | 0.11126 | 0.10383 | 0.10804 | 0.047648 | 0.047235 | 0.046938 | 0.048374 | 108.0736 | 136.4082 | 122.074 | 108.4694 | 59.6184 | 57.9105 | 55.1867 | 48.5654
8 | 15 | 13 | 2896.3804 | 2990.4525 | 3070.9018 | 3075.3665 | 80 | 63 | 0 | 0 | 0 | 0 | 0 | 0 | 0 | 0 | 0 | 0 | 1361.4114 | 1571.3313 | 1787.5015 | 1976.2663 | 0 | 0 | 0 | 0 | -5.1451 | -25.6562 | -63.2035 | -59.9107 | -3.0436 | -11.6779 | -9.9681 | -34.0325 | 1463.1577 | 1393.4552 | 1356.5719 | 1193.0434 | 0.37374 | 0.32755 | 0.32763 | 0.071605 | 546.8409 | 456.4295 | 444.4494 | 85.4279 | 0.085784 | 0.11016 | 0.10365 | 0.10862 | 0.047077 | 0.045624 | 0.046406 | 0.048439 | 125.515 | 153.5079 | 140.6119 | 129.5867 | 68.8809 | 63.5753 | 62.9529 | 57.7901
8 | 15 | 14 | 2978.913 | 3079.4188 | 3166.4794 | 3174.823 | 80 | 63 | 0 | 0 | 0 | 0 | 0 | 0 | 0 | 0 | 0 | 0 | 1364.5519 | 1557.626 | 1763.8941 | 1941.9031 | 0 | 0 | 0 | 0 | -1.309 | -13.528 | -17.355 | -23.662 | -0.26547 | -10.115 | -6.0021 | -12.1018 | 1535.9355 | 1482.4357 | 1425.9423 | 1268.6837 | 0.37404 | 0.327 | 0.32733 | 0.070824 | 574.5004 | 484.7606 | 466.7555 | 89.8535 | 0.085308 | 0.10986 | 0.10322 | 0.10818 | 0.0466 | 0.04481 | 0.045226 | 0.046933 | 131.0271 | 162.8553 | 147.1924 | 137.248 | 71.5744 | 66.4285 | 64.4903 | 59.543
8 | 15 | 15 | 3027.0892 | 3133.0633 | 3225.7526 | 3237.6581 | 80 | 63 | 0 | 0 | 0 | 0 | 0 | 0 | 0 | 0 | 0 | 0 | 1285.8984 | 1460.7788 | 1659.3401 | 1824.8816 | 0 | 0 | 0 | 0 | 0.18905 | -12.4511 | -2.2535 | -8.4467 | -0.83898 | -6.4092 | -3.3656 | -9.0564 | 1661.8407 | 1628.1448 | 1572.0316 | 1430.2797 | 0.38108 | 0.31254 | 0.31233 | 0.32609 | 633.2874 | 508.8592 | 490.9995 | 466.4009 | 0.085092 | 0.10961 | 0.10276 | 0.10742 | 0.046482 | 0.044583 | 0.04432 | 0.044688 | 141.4093 | 178.4649 | 161.5342 | 153.6383 | 77.2451 | 72.5883 | 69.6719 | 63.917
8 | 15 | 16 | 3036.133 | 3150.7615 | 3253.2101 | 3273.2495 | 80 | 63 | 0 | 0 | 0 | 0 | 0 | 0 | 0 | 0 | 0 | 0 | 1082.5855 | 1200.9792 | 1368.0469 | 1501.9679 | 0 | 0 | 0 | 0 | -2.7065 | -15.4572 | -6.1725 | 1.7713 | -0.13591 | -0.94807 | -0.030407 | -6.5376 | 1876.3899 | 1903.1875 | 1891.3661 | 1776.0479 | 0.38915 | 0.32585 | 0.31944 | 0.31698 | 730.1889 | 620.1567 | 604.1866 | 562.9727 | 0.085606 | 0.10991 | 0.10235 | 0.10672 | 0.046748 | 0.04446 | 0.04375 | 0.043751 | 160.6309 | 209.1847 | 193.5792 | 189.542 | 87.7176 | 84.6157 | 82.7466 | 77.704
8 | 15 | 17 | 2970.0271 | 3091.1117 | 3201.3943 | 3229.4523 | 80 | 63 | 0 | 0 | 0 | 0 | 0 | 0 | 0 | 0 | 0 | 0 | 1021.2746 | 1071.814 | 1198.9271 | 1300.8942 | 0 | 0 | 0 | 0 | -2.9753 | -18.4663 | -6.0611 | 4.6331 | -0.59012 | -2.053 | -1.5591 | 2.4858 | 1872.3179 | 1976.817 | 2010.0873 | 1921.4392 | 0.39 | 0.39598 | 0.39187 | 0.36712 | 730.2101 | 782.7737 | 787.6851 | 705.4022 | 0.085827 | 0.10955 | 0.10254 | 0.10683 | 0.046843 | 0.044192 | 0.044018 | 0.043867 | 160.6953 | 216.5618 | 206.1093 | 205.2707 | 87.7055 | 87.3589 | 88.4803 | 84.2883
8 | 15 | 18 | 2857.4647 | 2983.387 | 3100.222 | 3136.3877 | 80 | 63 | 0 | 0 | 0 | 0 | 0 | 0 | 0 | 0 | 0 | 0 | 603.3098 | 576.1629 | 641.3062 | 699.206 | 0 | 0 | 0 | 0 | -2.9753 | -10.7998 | -9.3153 | 0 | 0.27471 | -2.4719 | -2.634 | 3.6599 | 2176.8555 | 2357.4959 | 2470.8651 | 2433.5218 | 0.3917 | 0.40014 | 0.39346 | 0.38236 | 852.685 | 943.34 | 972.1961 | 930.48 | 0.085776 | 0.10964 | 0.10308 | 0.10741 | 0.046823 | 0.044435 | 0.044742 | 0.044663 | 186.7226 | 258.4689 | 254.6904 | 261.3732 | 101.928 | 104.7548 | 110.5511 | 108.6873
8 | 15 | 19 | 2763.3229 | 2891.1816 | 3011.0001 | 3051.6947 | 80 | 63 | 0 | 0 | 0 | 0 | 0 | 0 | 0 | 0 | 0 | 0 | 442.4637 | 402.8427 | 441.278 | 476.0271 | 0 | 0 | 0 | 0 | 1.7633 | 4.5233 | -6.8988 | 18.4522 | 1.8769 | 2.8531 | 5.8453 | 20.6823 | 2237.219 | 2417.9625 | 2570.7756 | 2536.5331 | 0.39028 | 0.3992 | 0.39311 | 0.38685 | 873.1501 | 965.2615 | 1010.608 | 981.2593 | 0.086042 | 0.1097 | 0.10346 | 0.10761 | 0.046942 | 0.044958 | 0.045396 | 0.045312 | 192.495 | 265.2408 | 265.9714 | 272.9661 | 105.0199 | 108.707 | 116.7029 | 114.9363
8 | 15 | 20 | 2769.1697 | 2900.4063 | 3023.6373 | 3066.6678 | 80 | 63 | 0 | 0 | 0 | 0 | 0 | 0 | 0 | 0 | 0 | 0 | 515.3021 | 499.7357 | 536.5431 | 569.1836 | 0 | 0 | 0 | 0 | 2.4962 | 18.0842 | 23.7179 | 88.3751 | 2.4412 | 5.8958 | 3.6199 | 28.3606 | 2168.9303 | 2313.6906 | 2459.7565 | 2380.7485 | 0.39125 | 0.40133 | 0.39529 | 0.38828 | 848.5867 | 928.5564 | 972.3274 | 924.3872 | 0.08605 | 0.10956 | 0.10339 | 0.10757 | 0.046961 | 0.044867 | 0.045381 | 0.045288 | 186.6363 | 253.495 | 254.3202 | 256.1082 | 101.8547 | 103.8084 | 111.6273 | 107.8187
8 | 15 | 21 | 2632.4091 | 2759.3389 | 2878.5631 | 2920.7715 | 80 | 63 | 0 | 0 | 0 | 0 | 0 | 0 | 0 | 0 | 0 | 0 | 484.0153 | 465.5771 | 502.3774 | 532.2473 | 0 | 0 | 0 | 0 | 3.8079 | 3.4771 | 3.3704 | 72.5679 | 2.6484 | 9.8469 | 7.9662 | 28.1444 | 2061.9374 | 2217.4378 | 2364.849 | 2287.8119 | 0.3882 | 0.39886 | 0.39319 | 0.38634 | 800.4447 | 884.4508 | 929.8439 | 883.8793 | 0.085945 | 0.10921 | 0.10308 | 0.10744 | 0.046939 | 0.044517 | 0.045143 | 0.045146 | 177.2138 | 242.1675 | 243.7684 | 245.7972 | 96.7862 | 98.713 | 106.7575 | 103.2862
8 | 15 | 22 | 2380.5066 | 2498.3651 | 2609.5631 | 2650.4854 | 80 | 63 | 0 | 0 | 0 | 0 | 0 | 0 | 0 | 0 | 0 | 0 | 384.9862 | 348.129 | 385.2745 | 412.2787 | 0 | 0 | 0 | 0 | 5.9594 | 14.3311 | 24.3732 | 33.952 | 3.0303 | 7.0538 | 4.1641 | 29.4882 | 1906.5307 | 2065.8512 | 2195.7515 | 2174.7665 | 0.38109 | 0.39369 | 0.38812 | 0.38014 | 726.5584 | 813.3148 | 852.2214 | 826.725 | 0.085228 | 0.10891 | 0.10261 | 0.1072 | 0.046564 | 0.044113 | 0.044583 | 0.044784 | 162.4896 | 224.9928 | 225.2967 | 233.1361 | 88.7756 | 91.1318 | 97.8941 | 97.3945
8 | 15 | 23 | 2132.0682 | 2238.2871 | 2338.495 | 2375.5041 | 80 | 63 | 0 | 0 | 0 | 0 | 0 | 0 | 0 | 0 | 0 | 0 | 358.0188 | 313.1138 | 353.477 | 377.4514 | 0 | 0 | 0 | 0 | 12.1155 | 24.6269 | 19.3931 | 25.1858 | 3.4415 | 2.7386 | 3.2599 | 23.7807 | 1678.4924 | 1834.8078 | 1962.3651 | 1949.0862 | 0.37177 | 0.39333 | 0.38899 | 0.37327 | 624.0093 | 721.6812 | 763.3367 | 727.5339 | 0.084743 | 0.1086 | 0.10242 | 0.107 | 0.046204 | 0.043655 | 0.044337 | 0.04441 | 142.2405 | 199.2669 | 200.9843 | 208.5543 | 77.5533 | 80.0982 | 87.0054 | 86.5587
8 | 15 | 24 | 1953.5486 | 2045.4131 | 2130.7943 | 2158.932 | 80 | 63 | 0 | 0 | 0 | 0 | 0 | 0 | 0 | 0 | 0 | 0 | 344.2764 | 294.3694 | 336.3569 | 359.3486 | 0 | 0 | 0 | 0 | 2.9872 | 14.0737 | 30.2268 | 25.0092 | 0 | 5.5357 | 2.6798 | 15.5738 | 1526.285 | 1668.4343 | 1761.5308 | 1759.0005 | 0.36952 | 0.39289 | 0.39083 | 0.37129 | 563.999 | 655.5103 | 688.4637 | 653.1024 | 0.0848 | 0.10848 | 0.10225 | 0.10687 | 0.046074 | 0.043446 | 0.044018 | 0.044049 | 129.4297 | 180.9855 | 180.1115 | 187.9897 | 70.3221 | 72.4864 | 77.5392 | 77.4822
8 | 16 | 1 | 1827.8824 | 1904.8873 | 1974.2919 | 1991.2928 | 80 | 63 | 0 | 0 | 0 | 0 | 0 | 0 | 0 | 0 | 0 | 0 | 311.3721 | 258.548 | 298.9696 | 321.1677 | 0 | 0 | 0 | 0 | -2.1929 | 35.4528 | 45.3982 | 26.7766 | -0.19363 | 2.3255 | 5.927 | 0.21647 | 1438.8969 | 1545.561 | 1623.9971 | 1643.1321 | 0.37223 | 0.39077 | 0.38906 | 0.37051 | 535.6075 | 603.9658 | 631.8293 | 608.7918 | 0.084816 | 0.10844 | 0.10218 | 0.10669 | 0.046064 | 0.043434 | 0.043926 | 0.043911 | 122.0416 | 167.6017 | 165.9468 | 175.2995 | 66.2807 | 67.1292 | 71.3355 | 72.1512
8 | 16 | 2 | 1739.0519 | 1804.8702 | 1862.4161 | 1871.3187 | 80 | 63 | 0 | 0 | 0 | 0 | 0 | 0 | 0 | 0 | 0 | 0 | 258.6035 | 206.5553 | 242.6762 | 262.2557 | 0 | 0 | 0 | 0 | -1.8147 | 48.0931 | 36.085 | 0.066551 | -0.50977 | 4.4447 | 11.457 | 0.40308 | 1402.7729 | 1482.7771 | 1572.1979 | 1608.5934 | 0.3725 | 0.38904 | 0.38716 | 0.37014 | 522.5262 | 576.8656 | 608.6861 | 595.4004 | 0.084844 | 0.1084 | 0.10211 | 0.10658 | 0.046038 | 0.043367 | 0.043849 | 0.043715 | 119.0171 | 160.7389 | 160.5379 | 171.4419 | 64.5815 | 64.3036 | 68.9387 | 70.3202
8 | 16 | 3 | 1709.609 | 1766.8375 | 1814.9865 | 1816.6402 | 80 | 63 | 0 | 0 | 0 | 0 | 0 | 0 | 0 | 0 | 0 | 0 | 217.9051 | 166.5832 | 199.127 | 215.1408 | 0 | 0 | 0 | 0 | -0.24575 | 4.0862 | 40.6881 | -1.4785 | -0.31151 | 7.4269 | 16.8119 | 0.23544 | 1412.2611 | 1525.7411 | 1558.3595 | 1602.7425 | 0.3732 | 0.38992 | 0.38586 | 0.37025 | 527.0624 | 594.9185 | 601.3163 | 593.4201 | 0.084803 | 0.10837 | 0.10201 | 0.1065 | 0.046018 | 0.043369 | 0.043779 | 0.043635 | 119.7638 | 165.337 | 158.9692 | 170.6991 | 64.9889 | 66.1692 | 68.2238 | 69.9361
8 | 16 | 4 | 1714.6724 | 1764.6558 | 1804.5111 | 1798.9553 | 80 | 63 | 0 | 0 | 0 | 0 | 0 | 0 | 0 | 0 | 0 | 0 | 167.3896 | 126.1541 | 150.8251 | 163.2644 | 0 | 0 | 0 | 0 | -1.8147 | 61.8022 | 10.5458 | 2.0037 | -0.26371 | 19.8679 | 17.1181 | 0.22268 | 1469.3613 | 1493.8316 | 1626.0221 | 1633.4646 | 0.37386 | 0.38754 | 0.38853 | 0.36998 | 549.3376 | 578.9209 | 631.7618 | 604.3566 | 0.084707 | 0.10837 | 0.10199 | 0.10653 | 0.046031 | 0.043494 | 0.043855 | 0.043704 | 124.4651 | 161.8797 | 165.8384 | 174.0084 | 67.6362 | 64.9733 | 71.3093 | 71.3896
8 | 16 | 5 | 1808.0651 | 1855.806 | 1892.2204 | 1881.6113 | 80 | 63 | 0 | 0 | 0 | 0 | 0 | 0 | 0 | 0 | 0 | 0 | 129.3222 | 94.8389 | 112.4979 | 124.5113 | 0 | 0 | 0 | 0 | 4.1492 | 35.2834 | 30.8328 | -17.2681 | 0.26666 | 29.4206 | 14.1208 | 7.1175 | 1594.327 | 1633.263 | 1734.7689 | 1767.2505 | 0.37065 | 0.39036 | 0.39029 | 0.37126 | 590.937 | 637.5674 | 677.0596 | 656.106 | 0.084637 | 0.10838 | 0.10205 | 0.10654 | 0.046102 | 0.043611 | 0.043949 | 0.043811 | 134.9387 | 177.0111 | 177.0284 | 188.2757 | 73.5025 | 71.2282 | 76.2418 | 77.4244
8 | 16 | 6 | 1915.809 | 1962.0174 | 1995.899 | 1980.9705 | 80 | 63 | 0 | 0 | 0 | 0 | 0 | 0 | 0 | 0 | 0 | 0 | 237.7821 | 208.528 | 221.0696 | 233.1775 | 0 | 0 | 0 | 0 | -0.25633 | 36.9073 | 70.7969 | -20.9793 | 1.0272 | 1.7427 | 13.2075 | 3.3189 | 1597.2561 | 1651.8394 | 1690.825 | 1765.4535 | 0.37177 | 0.38885 | 0.38239 | 0.37131 | 593.8158 | 642.31 | 646.5527 | 655.5373 | 0.084769 | 0.10841 | 0.10205 | 0.10664 | 0.046165 | 0.043693 | 0.043948 | 0.043733 | 135.3985 | 179.0837 | 172.5508 | 188.2661 | 73.7373 | 72.1735 | 74.3083 | 77.2084
8 | 16 | 7 | 2067.6069 | 2116.991 | 2153.8917 | 2139.1399 | 80 | 63 | 0 | 0 | 0 | 0 | 0 | 0 | 0 | 0 | 0 | 0 | 758.2306 | 740.2514 | 753.5548 | 770.7393 | 0 | 0 | 0 | 0 | -3.5486 | -20.9003 | -17.5613 | -1.6691 | 1.4774 | -3.6878 | -0.72976 | -2.6512 | 1231.4474 | 1338.3277 | 1418.6278 | 1372.7209 | 0.3667 | 0.37732 | 0.37117 | 0.37991 | 451.573 | 504.9785 | 526.5527 | 521.5137 | 0.085289 | 0.10894 | 0.10217 | 0.1068 | 0.046408 | 0.043285 | 0.043121 | 0.043537 | 105.0284 | 145.8029 | 144.9376 | 146.6127 | 57.1492 | 57.9291 | 61.1728 | 59.7637
8 | 16 | 8 | 2243.3805 | 2300.082 | 2345.264 | 2335.5838 | 80 | 63 | 0 | 0 | 0 | 0 | 0 | 0 | 0 | 0 | 0 | 0 | 1111.5668 | 1159.0712 | 1224.8926 | 1289.5888 | 0 | 0 | 0 | 0 | -1.6491 | -37.756 | -41.8024 | 10.018 | -1.4294 | -6.9679 | -7.2006 | -7.3173 | 1054.8922 | 1122.7347 | 1169.3744 | 1043.2943 | 0.37186 | 0.38691 | 0.38697 | 0.38173 | 392.2695 | 434.4015 | 452.5128 | 398.2571 | 0.086048 | 0.10993 | 0.10332 | 0.10848 | 0.047141 | 0.046137 | 0.045213 | 0.047111 | 90.771 | 123.42 | 120.8246 | 113.1793 | 49.7286 | 51.7996 | 52.8708 | 49.1505
8 | 16 | 9 | 2403.6164 | 2470.8186 | 2527.9765 | 2526.7883 | 80 | 63 | 0 | 0 | 0 | 0 | 0 | 0 | 0 | 0 | 0 | 0 | 1363.7445 | 1480.2899 | 1610.5579 | 1728.8589 | 0 | 0 | 0 | 0 | -3.4647 | -66.0466 | -69.9849 | -60.607 | -4.7613 | -21.6701 | -28.005 | -30.7752 | 968.0978 | 1015.2455 | 1015.4084 | 889.3117 | 0.37575 | 0.32651 | 0.32636 | 0.067785 | 363.7603 | 331.4875 | 331.3894 | 60.2824 | 0.086627 | 0.11025 | 0.10393 | 0.10937 | 0.047944 | 0.046558 | 0.047019 | 0.050476 | 83.8636 | 111.9279 | 105.5301 | 97.2604 | 46.4149 | 47.268 | 47.7433 | 44.8886
8 | 16 | 10 | 2558.4994 | 2632.7277 | 2696.1926 | 2696.6422 | 80 | 63 | 0 | 0 | 0 | 0 | 0 | 0 | 0 | 0 | 0 | 0 | 1463.5098 | 1629.7189 | 1807.8801 | 1965.343 | 0 | 0 | 0 | 0 | -6.0562 | -59.3006 | -70.6744 | -85.7854 | -4.8122 | -27.8222 | -28.065 | -32.7978 | 1025.858 | 1027.1316 | 987.0519 | 849.8824 | 0.38219 | 0.32795 | 0.328 | 0.071605 | 392.0761 | 336.8473 | 323.7527 | 60.8558 | 0.086682 | 0.11001 | 0.10395 | 0.10914 | 0.048049 | 0.046576 | 0.047181 | 0.04993 | 88.9231 | 112.9953 | 102.6056 | 92.7537 | 49.2911 | 47.8401 | 46.5701 | 42.4345
8 | 16 | 11 | 2678.635 | 2758.2523 | 2825.5458 | 2825.1559 | 80 | 63 | 0 | 0 | 0 | 0 | 0 | 0 | 0 | 0 | 0 | 0 | 1617.5432 | 1816.0432 | 2024.417 | 2206.5032 | 0 | 0 | 0 | 0 | -5.0941 | -71.7556 | -86.1333 | -86.4 | -3.7949 | -13.23 | -19.0324 | -35.164 | 989.9807 | 964.1947 | 906.2945 | 740.2166 | 0.37921 | 0.32752 | 0.328 | 0.071605 | 375.4084 | 315.7939 | 297.2643 | 53.0032 | 0.086614 | 0.11117 | 0.10391 | 0.10928 | 0.047962 | 0.04728 | 0.047112 | 0.050803 | 85.7466 | 107.1907 | 94.1717 | 80.8883 | 47.4818 | 45.5874 | 42.6974 | 37.6056
8 | 16 | 12 | 2776.2353 | 2861.2222 | 2932.8362 | 2932.8965 | 80 | 63 | 0 | 0 | 0 | 0 | 0 | 0 | 0 | 0 | 0 | 0 | 1630.3001 | 1842.543 | 2063.4063 | 2254.9619 | 0 | 0 | 0 | 0 | -5.0941 | -66.7578 | -82.3456 | -87.2346 | -2.9959 | -18.8667 | -28.2161 | -37.0075 | 1074.0251 | 1041.3037 | 979.9916 | 802.1767 | 0.37557 | 0.32768 | 0.328 | 0.071605 | 403.368 | 341.2186 | 321.437 | 57.4399 | 0.086374 | 0.11126 | 0.10383 | 0.10804 | 0.047648 | 0.047235 | 0.046938 | 0.048374 | 92.768 | 115.8565 | 101.7504 | 86.6682 | 51.1751 | 49.1855 | 45.9989 | 38.8043
8 | 16 | 13 | 2883.0872 | 2976.3806 | 3056.0729 | 3060.1933 | 80 | 63 | 0 | 0 | 0 | 0 | 0 | 0 | 0 | 0 | 0 | 0 | 1640.6597 | 1855.9691 | 2086.5169 | 2282.3736 | 0 | 0 | 0 | 0 | -5.1451 | -25.6562 | -63.2035 | -59.9107 | -3.0436 | -11.6779 | -9.9681 | -34.0325 | 1170.6161 | 1094.7455 | 1042.7276 | 871.7629 | 0.37374 | 0.32755 | 0.32763 | 0.071605 | 437.5063 | 358.5864 | 341.6256 | 62.4226 | 0.085784 | 0.11016 | 0.10365 | 0.10862 | 0.047077 | 0.045624 | 0.046406 | 0.048439 | 100.4197 | 120.601 | 108.0812 | 94.6896 | 55.109 | 49.9469 | 48.3887 | 42.2275
8 | 16 | 14 | 2952.8863 | 3051.8673 | 3137.446 | 3145.1155 | 80 | 63 | 0 | 0 | 0 | 0 | 0 | 0 | 0 | 0 | 0 | 0 | 1453.7135 | 1651.7773 | 1878.8447 | 2066.389 | 0 | 0 | 0 | 0 | -1.309 | -13.528 | -17.355 | -23.662 | -0.26547 | -10.115 | -6.0021 | -12.1018 | 1420.7473 | 1360.733 | 1281.9584 | 1114.4903 | 0.37404 | 0.327 | 0.32733 | 0.070824 | 531.4154 | 444.9635 | 419.625 | 78.9328 | 0.085308 | 0.10986 | 0.10322 | 0.10818 | 0.0466 | 0.04481 | 0.045226 | 0.046933 | 121.2007 | 149.4855 | 132.3297 | 120.5671 | 66.2066 | 60.9749 | 57.9784 | 52.3063
8 | 16 | 15 | 2993.1567 | 3097.1428 | 3187.9 | 3198.9265 | 80 | 63 | 0 | 0 | 0 | 0 | 0 | 0 | 0 | 0 | 0 | 0 | 1451.7126 | 1616.2796 | 1830.8671 | 2000.6719 | 0 | 0 | 0 | 0 | 0.18905 | -12.4511 | -2.2535 | -8.4467 | -0.83898 | -6.4092 | -3.3656 | -9.0564 | 1462.094 | 1436.7234 | 1362.652 | 1215.7577 | 0.38108 | 0.31254 | 0.31233 | 0.32609 | 557.1688 | 449.0325 | 425.603 | 396.4473 | 0.085092 | 0.10961 | 0.10276 | 0.10742 | 0.046482 | 0.044583 | 0.04432 | 0.044688 | 124.4125 | 157.4827 | 140.0193 | 130.5947 | 67.9606 | 64.0541 | 60.3923 | 54.3304
8 | 16 | 16 | 3005.7686 | 3118.6181 | 3219.3378 | 3238.5907 | 80 | 63 | 0 | 0 | 0 | 0 | 0 | 0 | 0 | 0 | 0 | 0 | 1383.1377 | 1502.2475 | 1689.5295 | 1831.5401 | 0 | 0 | 0 | 0 | -2.7065 | -15.4572 | -6.1725 | 1.7713 | -0.13591 | -0.94807 | -0.030407 | -6.5376 | 1545.4733 | 1569.7759 | 1536.0112 | 1411.8169 | 0.38915 | 0.32585 | 0.31944 | 0.31698 | 601.4141 | 511.514 | 490.6704 | 447.5185 | 0.085606 | 0.10991 | 0.10235 | 0.10672 | 0.046748 | 0.04446 | 0.04375 | 0.043751 | 132.3023 | 172.5385 | 157.2091 | 150.6708 | 72.2479 | 69.7922 | 67.1999 | 61.7685
8 | 16 | 17 | 2940.7821 | 3060.1534 | 3168.7707 | 3196.0712 | 80 | 63 | 0 | 0 | 0 | 0 | 0 | 0 | 0 | 0 | 0 | 0 | 1261.933 | 1319.2039 | 1455.7536 | 1555.4141 | 0 | 0 | 0 | 0 | -2.9753 | -18.4663 | -6.0611 | 4.6331 | -0.59012 | -2.053 | -1.5591 | 2.4858 | 1602.4145 | 1698.4688 | 1720.6374 | 1633.5383 | 0.39 | 0.39598 | 0.39187 | 0.36712 | 624.9469 | 672.5543 | 674.2594 | 599.7075 | 0.085827 | 0.10955 | 0.10254 | 0.10683 | 0.046843 | 0.044192 | 0.044018 | 0.043867 | 137.5303 | 186.0686 | 176.4298 | 174.5137 | 75.0623 | 75.0583 | 75.7393 | 71.6588
8 | 16 | 18 | 2838.7843 | 2963.6122 | 3079.3835 | 3115.0654 | 80 | 63 | 0 | 0 | 0 | 0 | 0 | 0 | 0 | 0 | 0 | 0 | 822.1367 | 798.2095 | 869.0462 | 923.4958 | 0 | 0 | 0 | 0 | -2.9753 | -10.7998 | -9.3153 | 0 | 0.27471 | -2.4719 | -2.634 | 3.6599 | 1939.3482 | 2115.6745 | 2222.2867 | 2187.9097 | 0.3917 | 0.40014 | 0.39346 | 0.38236 | 759.6522 | 846.5764 | 874.3895 | 836.5679 | 0.085776 | 0.10964 | 0.10308 | 0.10741 | 0.046823 | 0.044435 | 0.044742 | 0.044663 | 166.3501 | 231.9563 | 229.0676 | 234.9931 | 90.807 | 94.0095 | 99.4293 | 97.7177
8 | 16 | 19 | 2718.196 | 2843.411 | 2960.66 | 3000.1856 | 80 | 63 | 0 | 0 | 0 | 0 | 0 | 0 | 0 | 0 | 0 | 0 | 507.119 | 469.3065 | 511.7961 | 546.209 | 0 | 0 | 0 | 0 | 1.7633 | 4.5233 | -6.8988 | 18.4522 | 1.8769 | 2.8531 | 5.8453 | 20.6823 | 2127.4369 | 2303.728 | 2449.9174 | 2414.8421 | 0.39028 | 0.3992 | 0.39311 | 0.38685 | 830.3039 | 919.6586 | 963.0969 | 934.1831 | 0.086042 | 0.1097 | 0.10346 | 0.10761 | 0.046942 | 0.044958 | 0.045396 | 0.045312 | 183.0492 | 252.7097 | 253.4675 | 259.8704 | 99.8665 | 103.5712 | 111.2164 | 109.4222
8 | 16 | 20 | 2726.2818 | 2855.0057 | 2975.7947 | 3017.7143 | 80 | 63 | 0 | 0 | 0 | 0 | 0 | 0 | 0 | 0 | 0 | 0 | 527.7142 | 503.8111 | 544.8701 | 578.6501 | 0 | 0 | 0 | 0 | 2.4962 | 18.0842 | 23.7179 | 88.3751 | 2.4412 | 5.8958 | 3.6199 | 28.3606 | 2113.6301 | 2264.2147 | 2403.5868 | 2322.3284 | 0.39125 | 0.40133 | 0.39529 | 0.38828 | 826.9507 | 908.7001 | 950.1239 | 901.7041 | 0.08605 | 0.10956 | 0.10339 | 0.10757 | 0.046961 | 0.044867 | 0.045381 | 0.045288 | 181.8778 | 248.0742 | 248.5126 | 249.8237 | 99.2578 | 101.5885 | 109.0782 | 105.1729
8 | 16 | 21 | 2601.2751 | 2726.3809 | 2843.8323 | 2885.2343 | 80 | 63 | 0 | 0 | 0 | 0 | 0 | 0 | 0 | 0 | 0 | 0 | 521.0319 | 503.19 | 541.3031 | 574.0865 | 0 | 0 | 0 | 0 | 3.8079 | 3.4771 | 3.3704 | 72.5679 | 2.6484 | 9.8469 | 7.9662 | 28.1444 | 1993.7868 | 2146.8669 | 2291.1925 | 2210.4356 | 0.3882 | 0.39886 | 0.39319 | 0.38634 | 773.9886 | 856.3027 | 900.8826 | 853.9855 | 0.085945 | 0.10921 | 0.10308 | 0.10744 | 0.046939 | 0.044517 | 0.045143 | 0.045146 | 171.3565 | 234.4604 | 236.1759 | 237.4841 | 93.5873 | 95.5714 | 103.4324 | 99.7929
8 | 16 | 22 | 2389.9517 | 2508.3636 | 2620.0994 | 2661.2664 | 80 | 63 | 0 | 0 | 0 | 0 | 0 | 0 | 0 | 0 | 0 | 0 | 503.8471 | 481.9285 | 519.8433 | 553.2959 | 0 | 0 | 0 | 0 | 5.9594 | 14.3311 | 24.3732 | 33.952 | 3.0303 | 7.0538 | 4.1641 | 29.4882 | 1797.115 | 1942.0502 | 2071.7189 | 2044.5303 | 0.38109 | 0.39369 | 0.38812 | 0.38014 | 684.8612 | 764.575 | 804.0815 | 777.2164 | 0.085228 | 0.10891 | 0.10261 | 0.1072 | 0.046564 | 0.044113 | 0.044583 | 0.044784 | 153.1643 | 211.5095 | 212.5703 | 219.1747 | 83.6807 | 85.6705 | 92.3643 | 91.562
8 | 16 | 23 | 2127.8703 | 2233.8433 | 2333.8122 | 2370.7126 | 80 | 63 | 0 | 0 | 0 | 0 | 0 | 0 | 0 | 0 | 0 | 0 | 450.5508 | 417.2053 | 455.5874 | 488.2041 | 0 | 0 | 0 | 0 | 12.1155 | 24.6269 | 19.3931 | 25.1858 | 3.4415 | 2.7386 | 3.2599 | 23.7807 | 1581.7625 | 1726.2725 | 1855.5718 | 1833.5419 | 0.37177 | 0.39333 | 0.38899 | 0.37327 | 588.0482 | 678.9913 | 721.7954 | 684.4048 | 0.084743 | 0.1086 | 0.10242 | 0.107 | 0.046204 | 0.043655 | 0.044337 | 0.04441 | 134.0433 | 187.4795 | 190.0466 | 196.1909 | 73.0839 | 75.3601 | 82.2705 | 81.4274
8 | 16 | 24 | 1938.7862 | 2029.7858 | 2114.3265 | 2142.0817 | 80 | 63 | 0 | 0 | 0 | 0 | 0 | 0 | 0 | 0 | 0 | 0 | 412.8629 | 378.4163 | 415.6459 | 445.2382 | 0 | 0 | 0 | 0 | 2.9872 | 14.0737 | 30.2268 | 25.0092 | 0 | 5.5357 | 2.6798 | 15.5738 | 1442.936 | 1568.7601 | 1665.774 | 1656.2606 | 0.36952 | 0.39289 | 0.39083 | 0.37129 | 533.1996 | 616.3494 | 651.0388 | 614.956 | 0.0848 | 0.10848 | 0.10225 | 0.10687 | 0.046074 | 0.043446 | 0.044018 | 0.044049 | 122.3617 | 170.1732 | 170.3206 | 177.0096 | 66.4819 | 68.1559 | 73.3242 | 72.9566
8 | 17 | 1 | 1816.1285 | 1892.4447 | 1961.1801 | 1977.8765 | 80 | 63 | 0 | 0 | 0 | 0 | 0 | 0 | 0 | 0 | 0 | 0 | 363.8012 | 333.8378 | 366.7834 | 392.3153 | 0 | 0 | 0 | 0 | -2.1929 | 35.4528 | 45.3982 | 26.7766 | -0.19363 | 2.3255 | 5.927 | 0.21647 | 1374.7139 | 1457.8287 | 1543.0715 | 1558.5682 | 0.37223 | 0.39077 | 0.38906 | 0.37051 | 511.7163 | 569.6823 | 600.3445 | 577.4603 | 0.084816 | 0.10844 | 0.10218 | 0.10669 | 0.046064 | 0.043434 | 0.043926 | 0.043911 | 116.5978 | 158.088 | 157.6774 | 166.2777 | 63.3242 | 63.3187 | 67.7808 | 68.438
8 | 17 | 2 | 1741.5006 | 1807.4624 | 1865.1477 | 1874.1138 | 80 | 63 | 0 | 0 | 0 | 0 | 0 | 0 | 0 | 0 | 0 | 0 | 299.0422 | 273.3941 | 301.7775 | 321.314 | 0 | 0 | 0 | 0 | -1.8147 | 48.0931 | 36.085 | 0.066551 | -0.50977 | 4.4447 | 11.457 | 0.40308 | 1364.7829 | 1418.5306 | 1515.8282 | 1552.3302 | 0.3725 | 0.38904 | 0.38716 | 0.37014 | 508.3751 | 551.8709 | 586.8623 | 574.5753 | 0.084844 | 0.1084 | 0.10211 | 0.10658 | 0.046038 | 0.043367 | 0.043849 | 0.043715 | 115.7939 | 153.7743 | 154.782 | 165.4454 | 62.8325 | 61.5174 | 66.467 | 67.8606
8 | 17 | 3 | 1695.966 | 1752.3952 | 1799.7674 | 1801.0677 | 80 | 63 | 0 | 0 | 0 | 0 | 0 | 0 | 0 | 0 | 0 | 0 | 228.7387 | 204.9027 | 228.705 | 242.9721 | 0 | 0 | 0 | 0 | -0.24575 | 4.0862 | 40.6881 | -1.4785 | -0.31151 | 7.4269 | 16.8119 | 0.23544 | 1387.7846 | 1472.9794 | 1513.5623 | 1559.3387 | 0.3732 | 0.38992 | 0.38586 | 0.37025 | 517.9276 | 574.3456 | 584.0306 | 577.3497 | 0.084803 | 0.10837 | 0.10201 | 0.1065 | 0.046018 | 0.043369 | 0.043779 | 0.043635 | 117.6881 | 159.6195 | 154.3994 | 166.0765 | 63.8626 | 63.881 | 66.2626 | 68.0421
8 | 17 | 4 | 1708.3057 | 1757.9161 | 1797.4089 | 1791.6882 | 80 | 63 | 0 | 0 | 0 | 0 | 0 | 0 | 0 | 0 | 0 | 0 | 185.7944 | 163.4014 | 183.5325 | 195.7042 | 0 | 0 | 0 | 0 | -1.8147 | 61.8022 | 10.5458 | 2.0037 | -0.26371 | 19.8679 | 17.1181 | 0.22268 | 1444.5897 | 1449.8446 | 1586.2125 | 1593.7576 | 0.37386 | 0.38754 | 0.38853 | 0.36998 | 540.0765 | 561.8742 | 616.2945 | 589.6656 | 0.084707 | 0.10837 | 0.10199 | 0.10653 | 0.046031 | 0.043494 | 0.043855 | 0.043704 | 122.3668 | 157.1131 | 161.7782 | 169.7786 | 66.4959 | 63.0601 | 69.5635 | 69.6542
8 | 17 | 5 | 1797.0108 | 1844.104 | 1879.889 | 1868.9936 | 80 | 63 | 0 | 0 | 0 | 0 | 0 | 0 | 0 | 0 | 0 | 0 | 136.8937 | 113.8107 | 129.0789 | 141.0824 | 0 | 0 | 0 | 0 | 4.1492 | 35.2834 | 30.8328 | -17.2681 | 0.26666 | 29.4206 | 14.1208 | 7.1175 | 1575.7012 | 1602.5894 | 1705.8565 | 1738.0617 | 0.37065 | 0.39036 | 0.39029 | 0.37126 | 584.0333 | 625.5935 | 665.7755 | 645.2695 | 0.084637 | 0.10838 | 0.10205 | 0.10654 | 0.046102 | 0.043611 | 0.043949 | 0.043811 | 133.3623 | 173.6867 | 174.0779 | 185.1661 | 72.6438 | 69.8905 | 74.9711 | 76.1456
8 | 17 | 6 | 1899.2975 | 1944.5385 | 1977.4799 | 1962.1238 | 80 | 63 | 0 | 0 | 0 | 0 | 0 | 0 | 0 | 0 | 0 | 0 | 180.19 | 157.3118 | 168.3265 | 180.4169 | 0 | 0 | 0 | 0 | -0.25633 | 36.9073 | 70.7969 | -20.9793 | 1.0272 | 1.7427 | 13.2075 | 3.3189 | 1638.3367 | 1685.5768 | 1725.1491 | 1799.3673 | 0.37177 | 0.38885 | 0.38239 | 0.37131 | 609.0884 | 655.4286 | 659.6779 | 668.13 | 0.084769 | 0.10841 | 0.10205 | 0.10664 | 0.046165 | 0.043693 | 0.043948 | 0.043733 | 138.8808 | 182.7413 | 176.0536 | 191.8827 | 75.6338 | 73.6476 | 75.8168 | 78.6915
8 | 17 | 7 | 2057.8819 | 2106.6963 | 2143.0432 | 2128.0395 | 80 | 63 | 0 | 0 | 0 | 0 | 0 | 0 | 0 | 0 | 0 | 0 | 654.6401 | 641.7684 | 651.5007 | 668.3001 | 0 | 0 | 0 | 0 | -3.5486 | -20.9003 | -17.5613 | -1.6691 | 1.4774 | -3.6878 | -0.72976 | -2.6512 | 1325.3129 | 1426.5159 | 1509.8335 | 1464.0597 | 0.3667 | 0.37732 | 0.37117 | 0.37991 | 485.9936 | 538.2537 | 560.4056 | 556.2145 | 0.085289 | 0.10894 | 0.10217 | 0.1068 | 0.046408 | 0.043285 | 0.043121 | 0.043537 | 113.034 | 155.4105 | 154.2558 | 156.3681 | 61.5053 | 61.7463 | 65.1057 | 63.7403
8 | 17 | 8 | 2247.4384 | 2304.3777 | 2349.7907 | 2340.2156 | 80 | 63 | 0 | 0 | 0 | 0 | 0 | 0 | 0 | 0 | 0 | 0 | 1015.0563 | 1063.8427 | 1127.9672 | 1192.0452 | 0 | 0 | 0 | 0 | -1.6491 | -37.756 | -41.8024 | 10.018 | -1.4294 | -6.9679 | -7.2006 | -7.3173 | 1155.4606 | 1222.2589 | 1270.8265 | 1145.4697 | 0.37186 | 0.38691 | 0.38697 | 0.38173 | 429.6666 | 472.9088 | 491.7717 | 437.2606 | 0.086048 | 0.10993 | 0.10332 | 0.10848 | 0.047141 | 0.046137 | 0.045213 | 0.047111 | 99.4247 | 134.3605 | 131.307 | 124.2636 | 54.4695 | 56.3913 | 57.4577 | 53.9641
8 | 17 | 9 | 2405.7153 | 2473.0405 | 2530.3179 | 2529.1841 | 80 | 63 | 0 | 0 | 0 | 0 | 0 | 0 | 0 | 0 | 0 | 0 | 1331.5904 | 1448.2243 | 1576.8334 | 1693.8386 | 0 | 0 | 0 | 0 | -3.4647 | -66.0466 | -69.9849 | -60.607 | -4.7613 | -21.6701 | -28.005 | -30.7752 | 1002.3509 | 1049.533 | 1051.4743 | 926.7278 | 0.37575 | 0.32651 | 0.32636 | 0.067785 | 376.6308 | 342.6827 | 343.1599 | 62.8187 | 0.086627 | 0.11025 | 0.10393 | 0.10937 | 0.047944 | 0.046558 | 0.047019 | 0.050476 | 86.8308 | 115.708 | 109.2784 | 101.3524 | 48.0572 | 48.8644 | 49.439 | 46.7772
8 | 17 | 10 | 2561.4379 | 2635.8384 | 2699.4705 | 2699.9963 | 80 | 63 | 0 | 0 | 0 | 0 | 0 | 0 | 0 | 0 | 0 | 0 | 1475.3264 | 1642.3038 | 1817.3742 | 1972.3135 | 0 | 0 | 0 | 0 | -6.0562 | -59.3006 | -70.6744 | -85.7854 | -4.8122 | -27.8222 | -28.065 | -32.7978 | 1016.9799 | 1017.6574 | 980.8358 | 846.2659 | 0.38219 | 0.32795 | 0.328 | 0.071605 | 388.683 | 333.7402 | 321.7139 | 60.5969 | 0.086682 | 0.11001 | 0.10395 | 0.10914 | 0.048049 | 0.046576 | 0.047181 | 0.04993 | 88.1535 | 111.953 | 101.9594 | 92.359 | 48.8645 | 47.3988 | 46.2768 | 42.2539
8 | 17 | 11 | 2687.1706 | 2767.288 | 2835.0675 | 2834.8987 | 80 | 63 | 0 | 0 | 0 | 0 | 0 | 0 | 0 | 0 | 0 | 0 | 1490.9667 | 1683.032 | 1880.9951 | 2054.5682 | 0 | 0 | 0 | 0 | -5.0941 | -71.7556 | -86.1333 | -86.4 | -3.7949 | -13.23 | -19.0324 | -35.164 | 1125.0928 | 1106.2415 | 1059.2381 | 901.8944 | 0.37921 | 0.32752 | 0.328 | 0.071605 | 426.644 | 362.3172 | 347.4298 | 64.5801 | 0.086614 | 0.11117 | 0.10391 | 0.10928 | 0.047962 | 0.04728 | 0.047112 | 0.050803 | 97.4493 | 122.9822 | 110.0639 | 98.5559 | 53.9621 | 52.3034 | 49.9029 | 45.8194
8 | 17 | 12 | 2770.6381 | 2855.2971 | 2926.5924 | 2926.5078 | 80 | 63 | 0 | 0 | 0 | 0 | 0 | 0 | 0 | 0 | 0 | 0 | 1440.9024 | 1649.1024 | 1863.865 | 2050.368 | 0 | 0 | 0 | 0 | -5.0941 | -66.7578 | -82.3456 | -87.2346 | -2.9959 | -18.8667 | -28.2161 | -37.0075 | 1257.8257 | 1228.8193 | 1173.2892 | 1000.382 | 0.37557 | 0.32768 | 0.328 | 0.071605 | 472.3974 | 402.6645 | 384.8385 | 71.6323 | 0.086374 | 0.11126 | 0.10383 | 0.10804 | 0.047648 | 0.047235 | 0.046938 | 0.048374 | 108.6436 | 136.7197 | 121.82 | 108.0826 | 59.9329 | 58.0427 | 55.0719 | 48.3922
8 | 17 | 13 | 2868.8146 | 2961.2717 | 3040.1514 | 3043.9021 | 80 | 63 | 0 | 0 | 0 | 0 | 0 | 0 | 0 | 0 | 0 | 0 | 1427.3177 | 1625.546 | 1838.7953 | 2021.417 | 0 | 0 | 0 | 0 | -5.1451 | -25.6562 | -63.2035 | -59.9107 | -3.0436 | -11.6779 | -9.9681 | -34.0325 | 1369.6855 | 1310.0597 | 1274.5277 | 1116.4283 | 0.37374 | 0.32755 | 0.32763 | 0.071605 | 511.9066 | 429.1131 | 417.5696 | 79.9418 | 0.085784 | 0.11016 | 0.10365 | 0.10862 | 0.047077 | 0.045624 | 0.046406 | 0.048439 | 117.4966 | 144.3208 | 132.1079 | 121.2648 | 64.4805 | 59.7705 | 59.1456 | 54.0789
8 | 17 | 14 | 2920.2131 | 3017.2799 | 3100.9982 | 3107.8214 | 80 | 63 | 0 | 0 | 0 | 0 | 0 | 0 | 0 | 0 | 0 | 0 | 1433.3683 | 1622.1281 | 1837.4608 | 2021.1738 | 0 | 0 | 0 | 0 | -1.309 | -13.528 | -17.355 | -23.662 | -0.26547 | -10.115 | -6.0021 | -12.1018 | 1408.4193 | 1355.7948 | 1286.8945 | 1122.4113 | 0.37404 | 0.327 | 0.32733 | 0.070824 | 526.8043 | 443.3487 | 421.2408 | 79.4938 | 0.085308 | 0.10986 | 0.10322 | 0.10818 | 0.0466 | 0.04481 | 0.045226 | 0.046933 | 120.149 | 148.943 | 132.8392 | 121.424 | 65.6321 | 60.7536 | 58.2017 | 52.678
8 | 17 | 15 | 2954.8164 | 3056.5563 | 3145.1304 | 3155.1638 | 80 | 63 | 0 | 0 | 0 | 0 | 0 | 0 | 0 | 0 | 0 | 0 | 1387.2607 | 1543.714 | 1737.9245 | 1903.1574 | 0 | 0 | 0 | 0 | 0.18905 | -12.4511 | -2.2535 | -8.4467 | -0.83898 | -6.4092 | -3.3656 | -9.0564 | 1488.2056 | 1468.7025 | 1412.825 | 1269.5096 | 0.38108 | 0.31254 | 0.31233 | 0.32609 | 567.1193 | 459.0273 | 441.2738 | 413.9753 | 0.085092 | 0.10961 | 0.10276 | 0.10742 | 0.046482 | 0.044583 | 0.04432 | 0.044688 | 126.6344 | 160.988 | 145.1749 | 136.3686 | 69.1743 | 65.4798 | 62.616 | 56.7325
8 | 17 | 16 | 2955.6044 | 3065.515 | 3163.3783 | 3181.3319 | 80 | 63 | 0 | 0 | 0 | 0 | 0 | 0 | 0 | 0 | 0 | 0 | 1334.6182 | 1441.3928 | 1601.0551 | 1738.5842 | 0 | 0 | 0 | 0 | -2.7065 | -15.4572 | -6.1725 | 1.7713 | -0.13591 | -0.94807 | -0.030407 | -6.5376 | 1543.8286 | 1577.5274 | 1568.5262 | 1447.5139 | 0.38915 | 0.32585 | 0.31944 | 0.31698 | 600.7741 | 514.0398 | 501.0572 | 458.8338 | 0.085606 | 0.10991 | 0.10235 | 0.10672 | 0.046748 | 0.04446 | 0.04375 | 0.043751 | 132.1616 | 173.3905 | 160.5369 | 154.4805 | 72.171 | 70.1369 | 68.6224 | 63.3303
8 | 17 | 17 | 2890.9677 | 3007.4206 | 3113.2015 | 3139.2117 | 80 | 63 | 0 | 0 | 0 | 0 | 0 | 0 | 0 | 0 | 0 | 0 | 1302.5627 | 1370.3797 | 1488.9916 | 1594.2897 | 0 | 0 | 0 | 0 | -2.9753 | -18.4663 | -6.0611 | 4.6331 | -0.59012 | -2.053 | -1.5591 | 2.4858 | 1511.9704 | 1594.5601 | 1631.8301 | 1537.8031 | 0.39 | 0.39598 | 0.39187 | 0.36712 | 589.6734 | 631.4088 | 639.4589 | 564.561 | 0.085827 | 0.10955 | 0.10254 | 0.10683 | 0.046843 | 0.044192 | 0.044018 | 0.043867 | 129.7678 | 174.6853 | 167.3237 | 164.2862 | 70.8256 | 70.4664 | 71.8302 | 67.4592
8 | 17 | 18 | 2757.1363 | 2877.1808 | 2988.303 | 3021.87 | 80 | 63 | 0 | 0 | 0 | 0 | 0 | 0 | 0 | 0 | 0 | 0 | 864.0452 | 874.0934 | 930.3369 | 989.2406 | 0 | 0 | 0 | 0 | -2.9753 | -10.7998 | -9.3153 | 0 | 0.27471 | -2.4719 | -2.634 | 3.6599 | 1815.7917 | 1953.3591 | 2069.9155 | 2028.9695 | 0.3917 | 0.40014 | 0.39346 | 0.38236 | 711.2545 | 781.6267 | 814.4369 | 775.7956 | 0.085776 | 0.10964 | 0.10308 | 0.10741 | 0.046823 | 0.044435 | 0.044742 | 0.044663 | 155.7519 | 214.1605 | 213.3615 | 217.9221 | 85.0217 | 86.797 | 92.6119 | 90.619
8 | 17 | 19 | 2641.2356 | 2761.9417 | 2874.8086 | 2912.3408 | 80 | 63 | 0 | 0 | 0 | 0 | 0 | 0 | 0 | 0 | 0 | 0 | 495.7257 | 476.8029 | 508.0856 | 544.5873 | 0 | 0 | 0 | 0 | 1.7633 | 4.5233 | -6.8988 | 18.4522 | 1.8769 | 2.8531 | 5.8453 | 20.6823 | 2061.8697 | 2214.7624 | 2367.7766 | 2328.619 | 0.39028 | 0.3992 | 0.39311 | 0.38685 | 804.7141 | 884.1431 | 930.8062 | 900.8276 | 0.086042 | 0.1097 | 0.10346 | 0.10761 | 0.046942 | 0.044958 | 0.045396 | 0.045312 | 177.4076 | 242.9506 | 244.9692 | 250.5916 | 96.7887 | 99.5715 | 107.4876 | 105.5152
8 | 17 | 20 | 2641.8352 | 2765.6118 | 2881.5923 | 2921.3245 | 80 | 63 | 0 | 0 | 0 | 0 | 0 | 0 | 0 | 0 | 0 | 0 | 521.5864 | 508.2945 | 541.2163 | 578.4328 | 0 | 0 | 0 | 0 | 2.4962 | 18.0842 | 23.7179 | 88.3751 | 2.4412 | 5.8958 | 3.6199 | 28.3606 | 2035.3113 | 2170.3372 | 2313.0382 | 2226.1561 | 0.39125 | 0.40133 | 0.39529 | 0.38828 | 796.3088 | 871.0242 | 914.3305 | 864.3627 | 0.08605 | 0.10956 | 0.10339 | 0.10757 | 0.046961 | 0.044867 | 0.045381 | 0.045288 | 175.1384 | 237.7887 | 239.1506 | 239.478 | 95.5798 | 97.3765 | 104.969 | 100.8175
8 | 17 | 21 | 2521.0963 | 2641.5048 | 2754.3908 | 2793.716 | 80 | 63 | 0 | 0 | 0 | 0 | 0 | 0 | 0 | 0 | 0 | 0 | 519.6591 | 513.2815 | 542.408 | 580.1428 | 0 | 0 | 0 | 0 | 3.8079 | 3.4771 | 3.3704 | 72.5679 | 2.6484 | 9.8469 | 7.9662 | 28.1444 | 1914.9809 | 2051.8993 | 2200.6461 | 2112.8608 | 0.3882 | 0.39886 | 0.39319 | 0.38634 | 743.3961 | 818.4238 | 865.2803 | 816.2882 | 0.085945 | 0.10921 | 0.10308 | 0.10744 | 0.046939 | 0.044517 | 0.045143 | 0.045146 | 164.5835 | 224.089 | 226.8424 | 227.0009 | 89.8882 | 91.3437 | 99.3448 | 95.3878
8 | 17 | 22 | 2328.8031 | 2443.6326 | 2551.8866 | 2591.4697 | 80 | 63 | 0 | 0 | 0 | 0 | 0 | 0 | 0 | 0 | 0 | 0 | 470.9954 | 461.8742 | 488.1208 | 524.574 | 0 | 0 | 0 | 0 | 5.9594 | 14.3311 | 24.3732 | 33.952 | 3.0303 | 7.0538 | 4.1641 | 29.4882 | 1768.8181 | 1897.3736 | 2035.2286 | 2003.4555 | 0.38109 | 0.39369 | 0.38812 | 0.38014 | 674.0776 | 746.9861 | 789.9188 | 761.6021 | 0.085228 | 0.10891 | 0.10261 | 0.1072 | 0.046564 | 0.044113 | 0.044583 | 0.044784 | 150.7526 | 206.6438 | 208.8262 | 214.7715 | 82.3631 | 83.6997 | 90.7374 | 89.7225
8 | 17 | 23 | 2110.6592 | 2215.6238 | 2314.6127 | 2351.0673 | 80 | 63 | 0 | 0 | 0 | 0 | 0 | 0 | 0 | 0 | 0 | 0 | 454.727 | 446.3969 | 472.6483 | 506.2561 | 0 | 0 | 0 | 0 | 12.1155 | 24.6269 | 19.3931 | 25.1858 | 3.4415 | 2.7386 | 3.2599 | 23.7807 | 1560.3752 | 1678.8614 | 1819.3115 | 1795.8446 | 0.37177 | 0.39333 | 0.38899 | 0.37327 | 580.0971 | 660.3432 | 707.6906 | 670.3336 | 0.084743 | 0.1086 | 0.10242 | 0.107 | 0.046204 | 0.043655 | 0.044337 | 0.04441 | 132.2309 | 182.3305 | 186.3328 | 192.1573 | 72.0958 | 73.2904 | 80.6629 | 79.7533
8 | 17 | 24 | 1931.5099 | 2022.0832 | 2106.2096 | 2133.7764 | 80 | 63 | 0 | 0 | 0 | 0 | 0 | 0 | 0 | 0 | 0 | 0 | 434.5862 | 427.8099 | 452.2174 | 484.5476 | 0 | 0 | 0 | 0 | 2.9872 | 14.0737 | 30.2268 | 25.0092 | 0 | 5.5357 | 2.6798 | 15.5738 | 1413.9365 | 1511.664 | 1621.0856 | 1608.6459 | 0.36952 | 0.39289 | 0.39083 | 0.37129 | 522.4836 | 593.9169 | 633.5731 | 597.277 | 0.0848 | 0.10848 | 0.10225 | 0.10687 | 0.046074 | 0.043446 | 0.044018 | 0.044049 | 119.9025 | 163.9796 | 165.7514 | 171.9209 | 65.1458 | 65.6754 | 71.3571 | 70.8592
8 | 18 | 1 | 1803.8848 | 1879.4837 | 1947.5219 | 1963.9012 | 80 | 63 | 0 | 0 | 0 | 0 | 0 | 0 | 0 | 0 | 0 | 0 | 389.4901 | 383.5743 | 403.9953 | 434.8308 | 0 | 0 | 0 | 0 | -2.1929 | 35.4528 | 45.3982 | 26.7766 | -0.19363 | 2.3255 | 5.927 | 0.21647 | 1336.7812 | 1395.1312 | 1492.2014 | 1502.0773 | 0.37223 | 0.39077 | 0.38906 | 0.37051 | 497.5965 | 545.1817 | 580.5531 | 556.53 | 0.084816 | 0.10844 | 0.10218 | 0.10669 | 0.046064 | 0.043434 | 0.043926 | 0.043911 | 113.3805 | 151.289 | 152.4793 | 160.2509 | 61.5769 | 60.5955 | 65.5462 | 65.9574
8 | 18 | 2 | 1724.6393 | 1789.6132 | 1846.3384 | 1854.8678 | 80 | 63 | 0 | 0 | 0 | 0 | 0 | 0 | 0 | 0 | 0 | 0 | 351.8616 | 349.6167 | 366.1924 | 394.5474 | 0 | 0 | 0 | 0 | -1.8147 | 48.0931 | 36.085 | 0.066551 | -0.50977 | 4.4447 | 11.457 | 0.40308 | 1295.1022 | 1324.4587 | 1432.6041 | 1459.8507 | 0.3725 | 0.38904 | 0.38716 | 0.37014 | 482.4194 | 515.2728 | 554.6415 | 540.3452 | 0.084844 | 0.1084 | 0.10211 | 0.10658 | 0.046038 | 0.043367 | 0.043849 | 0.043715 | 109.8819 | 143.5766 | 146.2839 | 155.5891 | 59.6245 | 57.4378 | 62.8177 | 63.8178
8 | 18 | 3 | 1675.6764 | 1730.917 | 1777.1339 | 1777.9086 | 80 | 63 | 0 | 0 | 0 | 0 | 0 | 0 | 0 | 0 | 0 | 0 | 327.9174 | 331.6816 | 345.4219 | 370.2724 | 0 | 0 | 0 | 0 | -0.24575 | 4.0862 | 40.6881 | -1.4785 | -0.31151 | 7.4269 | 16.8119 | 0.23544 | 1268.3163 | 1324.7222 | 1374.2119 | 1408.8792 | 0.3732 | 0.38992 | 0.38586 | 0.37025 | 473.3415 | 516.537 | 530.2602 | 521.6417 | 0.084803 | 0.10837 | 0.10201 | 0.1065 | 0.046018 | 0.043369 | 0.043779 | 0.043635 | 107.5569 | 143.5536 | 140.1842 | 150.0519 | 58.3649 | 57.4513 | 60.162 | 61.4768
8 | 18 | 4 | 1661.6397 | 1708.5161 | 1745.3517 | 1738.4223 | 80 | 63 | 0 | 0 | 0 | 0 | 0 | 0 | 0 | 0 | 0 | 0 | 310.3876 | 317.6305 | 330.5712 | 351.5679 | 0 | 0 | 0 | 0 | -1.8147 | 61.8022 | 10.5458 | 2.0037 | -0.26371 | 19.8679 | 17.1181 | 0.22268 | 1273.3305 | 1246.2155 | 1387.1166 | 1384.628 | 0.37386 | 0.38754 | 0.38853 | 0.36998 | 476.0492 | 482.9595 | 538.9393 | 512.2909 | 0.084707 | 0.10837 | 0.10199 | 0.10653 | 0.046031 | 0.043494 | 0.043855 | 0.043704 | 107.8599 | 135.0467 | 141.4723 | 147.5006 | 58.6127 | 54.2034 | 60.8321 | 60.5144
8 | 18 | 5 | 1671.3554 | 1711.087 | 1739.7171 | 1725.5669 | 80 | 63 | 0 | 0 | 0 | 0 | 0 | 0 | 0 | 0 | 0 | 0 | 294.3928 | 306.2768 | 318.4996 | 334.8919 | 0 | 0 | 0 | 0 | 4.1492 | 35.2834 | 30.8328 | -17.2681 | 0.26666 | 29.4206 | 14.1208 | 7.1175 | 1292.5466 | 1277.1062 | 1376.2639 | 1400.8256 | 0.37065 | 0.39036 | 0.39029 | 0.37126 | 479.0821 | 498.5365 | 537.1394 | 520.0678 | 0.084637 | 0.10838 | 0.10205 | 0.10654 | 0.046102 | 0.043611 | 0.043949 | 0.043811 | 109.397 | 138.4112 | 140.4439 | 149.2383 | 59.5896 | 55.6959 | 60.4858 | 61.3711
8 | 18 | 6 | 1668.4861 | 1700.2049 | 1720.0038 | 1698.6692 | 80 | 63 | 0 | 0 | 0 | 0 | 0 | 0 | 0 | 0 | 0 | 0 | 393.8267 | 412.824 | 422.9265 | 437.1824 | 0 | 0 | 0 | 0 | -0.25633 | 36.9073 | 70.7969 | -20.9793 | 1.0272 | 1.7427 | 13.2075 | 3.3189 | 1193.8886 | 1185.731 | 1213.073 | 1279.1472 | 0.37177 | 0.38885 | 0.38239 | 0.37131 | 443.8549 | 461.0659 | 463.8657 | 474.9651 | 0.084769 | 0.10841 | 0.10205 | 0.10664 | 0.046165 | 0.043693 | 0.043948 | 0.043733 | 101.2052 | 128.5507 | 123.7956 | 136.4069 | 55.1159 | 51.8079 | 53.3121 | 55.9408
8 | 18 | 7 | 1758.7156 | 1790.0031 | 1809.3155 | 1786.5627 | 80 | 63 | 0 | 0 | 0 | 0 | 0 | 0 | 0 | 0 | 0 | 0 | 872.135 | 898.6893 | 908.5488 | 926.1975 | 0 | 0 | 0 | 0 | -3.5486 | -20.9003 | -17.5613 | -1.6691 | 1.4774 | -3.6878 | -0.72976 | -2.6512 | 808.6518 | 852.9019 | 919.0577 | 864.6855 | 0.3667 | 0.37732 | 0.37117 | 0.37991 | 296.5334 | 321.8174 | 341.1271 | 328.5048 | 0.085289 | 0.10894 | 0.10217 | 0.1068 | 0.046408 | 0.043285 | 0.043121 | 0.043537 | 68.9687 | 92.9186 | 93.8978 | 92.3523 | 37.528 | 36.9176 | 39.6308 | 37.6455
8 | 18 | 8 | 1925.6738 | 1963.7622 | 1990.8539 | 1972.9444 | 80 | 63 | 0 | 0 | 0 | 0 | 0 | 0 | 0 | 0 | 0 | 0 | 1205.5225 | 1281.9363 | 1349.4567 | 1416.3571 | 0 | 0 | 0 | 0 | -1.6491 | -37.756 | -41.8024 | 10.018 | -1.4294 | -6.9679 | -7.2006 | -7.3173 | 643.2298 | 663.5498 | 690.4002 | 553.8865 | 0.37186 | 0.38691 | 0.38697 | 0.38173 | 239.1898 | 256.7366 | 267.1642 | 211.4353 | 0.086048 | 0.10993 | 0.10332 | 0.10848 | 0.047141 | 0.046137 | 0.045213 | 0.047111 | 55.3484 | 72.9427 | 71.335 | 60.0871 | 30.3225 | 30.6142 | 31.215 | 26.0941
8 | 18 | 9 | 2107.9483 | 2157.8287 | 2198.1511 | 2189.3045 | 80 | 63 | 0 | 0 | 0 | 0 | 0 | 0 | 0 | 0 | 0 | 0 | 1415.5396 | 1544.0142 | 1678.036 | 1799.691 | 0 | 0 | 0 | 0 | -3.4647 | -66.0466 | -69.9849 | -60.607 | -4.7613 | -21.6701 | -28.005 | -30.7752 | 620.6347 | 638.5312 | 618.1049 | 480.9957 | 0.37575 | 0.32651 | 0.32636 | 0.067785 | 233.2019 | 208.4866 | 201.7251 | 32.6045 | 0.086627 | 0.11025 | 0.10393 | 0.10937 | 0.047944 | 0.046558 | 0.047019 | 0.050476 | 53.7638 | 70.3962 | 64.2388 | 52.6045 | 29.756 | 29.7289 | 29.0625 | 24.2786
8 | 18 | 10 | 2276.4044 | 2334.106 | 2381.5082 | 2374.651 | 80 | 63 | 0 | 0 | 0 | 0 | 0 | 0 | 0 | 0 | 0 | 0 | 1560.8481 | 1732.0468 | 1915.6711 | 2079.0692 | 0 | 0 | 0 | 0 | -6.0562 | -59.3006 | -70.6744 | -85.7854 | -4.8122 | -27.8222 | -28.065 | -32.7978 | 646.4247 | 626.182 | 564.5766 | 414.1649 | 0.38219 | 0.32795 | 0.328 | 0.071605 | 247.0592 | 205.3561 | 185.1809 | 29.6563 | 0.086682 | 0.11001 | 0.10395 | 0.10914 | 0.048049 | 0.046576 | 0.047181 | 0.04993 | 56.0332 | 68.8866 | 58.6886 | 45.2008 | 31.0598 | 29.1653 | 26.6373 | 20.6792
8 | 18 | 11 | 2401.2276 | 2464.5927 | 2516.0906 | 2508.5152 | 80 | 63 | 0 | 0 | 0 | 0 | 0 | 0 | 0 | 0 | 0 | 0 | 1648.7345 | 1845.6501 | 2061.1037 | 2250.5139 | 0 | 0 | 0 | 0 | -5.0941 | -71.7556 | -86.1333 | -86.4 | -3.7949 | -13.23 | -19.0324 | -35.164 | 681.382 | 640.9282 | 560.1526 | 379.5653 | 0.37921 | 0.32752 | 0.328 | 0.071605 | 258.3854 | 209.9174 | 183.7299 | 27.1788 | 0.086614 | 0.11117 | 0.10391 | 0.10928 | 0.047962 | 0.04728 | 0.047112 | 0.050803 | 59.0175 | 71.2528 | 58.2046 | 41.4776 | 32.6807 | 30.3033 | 26.3899 | 19.2832
8 | 18 | 12 | 2504.9847 | 2574.0802 | 2630.2491 | 2623.2835 | 80 | 63 | 0 | 0 | 0 | 0 | 0 | 0 | 0 | 0 | 0 | 0 | 1682.6411 | 1885.7624 | 2116.4271 | 2319.4165 | 0 | 0 | 0 | 0 | -5.0941 | -66.7578 | -82.3456 | -87.2346 | -2.9959 | -18.8667 | -28.2161 | -37.0075 | 750.4335 | 710.9423 | 624.3837 | 428.1091 | 0.37557 | 0.32768 | 0.328 | 0.071605 | 281.8378 | 232.9645 | 204.7977 | 30.6547 | 0.086374 | 0.11126 | 0.10383 | 0.10804 | 0.047648 | 0.047235 | 0.046938 | 0.048374 | 64.8181 | 79.1002 | 64.8284 | 46.2535 | 35.7566 | 33.581 | 29.3073 | 20.7092
8 | 18 | 13 | 2578.6737 | 2654.1327 | 2716.4917 | 2712.7271 | 80 | 63 | 0 | 0 | 0 | 0 | 0 | 0 | 0 | 0 | 0 | 0 | 1697.7252 | 1896.2934 | 2133.6678 | 2346.0423 | 0 | 0 | 0 | 0 | -5.1451 | -25.6562 | -63.2035 | -59.9107 | -3.0436 | -11.6779 | -9.9681 | -34.0325 | 809.1371 | 732.1733 | 655.9955 | 460.628 | 0.37374 | 0.32755 | 0.32763 | 0.071605 | 302.4071 | 239.8251 | 214.9218 | 32.9833 | 0.085784 | 0.11016 | 0.10365 | 0.10862 | 0.047077 | 0.045624 | 0.046406 | 0.048439 | 69.4107 | 80.6588 | 67.9955 | 50.0328 | 38.0916 | 33.4048 | 30.442 | 22.3125
8 | 18 | 14 | 2646.7237 | 2727.7679 | 2795.9136 | 2795.6528 | 80 | 63 | 0 | 0 | 0 | 0 | 0 | 0 | 0 | 0 | 0 | 0 | 1729.0389 | 1917.7226 | 2151.443 | 2363.9314 | 0 | 0 | 0 | 0 | -1.309 | -13.528 | -17.355 | -23.662 | -0.26547 | -10.115 | -6.0021 | -12.1018 | 839.2593 | 770.6883 | 667.8277 | 467.4852 | 0.37404 | 0.327 | 0.32733 | 0.070824 | 313.916 | 252.0172 | 218.6009 | 33.1092 | 0.085308 | 0.10986 | 0.10322 | 0.10818 | 0.0466 | 0.04481 | 0.045226 | 0.046933 | 71.5953 | 84.6652 | 68.9363 | 50.5732 | 39.1094 | 34.5348 | 30.2035 | 21.9404
8 | 18 | 15 | 2686.8541 | 2772.8953 | 2846.2115 | 2849.3041 | 80 | 63 | 0 | 0 | 0 | 0 | 0 | 0 | 0 | 0 | 0 | 0 | 1645.8358 | 1810.1999 | 2023.171 | 2221.1206 | 0 | 0 | 0 | 0 | 0.18905 | -12.4511 | -2.2535 | -8.4467 | -0.83898 | -6.4092 | -3.3656 | -9.0564 | 961.6682 | 918.5556 | 828.6596 | 645.6866 | 0.38108 | 0.31254 | 0.31233 | 0.32609 | 366.4685 | 287.0847 | 258.8189 | 210.5524 | 0.085092 | 0.10961 | 0.10276 | 0.10742 | 0.046482 | 0.044583 | 0.04432 | 0.044688 | 81.8303 | 100.6851 | 85.1489 | 69.3586 | 44.6999 | 40.9524 | 36.7259 | 28.8548
8 | 18 | 16 | 2699.536 | 2794.4447 | 2877.7274 | 2889.0482 | 80 | 63 | 0 | 0 | 0 | 0 | 0 | 0 | 0 | 0 | 0 | 0 | 1650.5063 | 1780.3665 | 1955.9469 | 2125.5383 | 0 | 0 | 0 | 0 | -2.7065 | -15.4572 | -6.1725 | 1.7713 | -0.13591 | -0.94807 | -0.030407 | -6.5376 | 971.8721 | 967.4834 | 927.9835 | 768.2761 | 0.38915 | 0.32585 | 0.31944 | 0.31698 | 378.1997 | 315.256 | 296.4393 | 243.5286 | 0.085606 | 0.10991 | 0.10235 | 0.10672 | 0.046748 | 0.04446 | 0.04375 | 0.043751 | 83.1984 | 106.3388 | 94.9781 | 81.9914 | 45.4331 | 43.0143 | 40.5989 | 33.6129
8 | 18 | 17 | 2657.0079 | 2759.7541 | 2852.2133 | 2872.1634 | 80 | 63 | 0 | 0 | 0 | 0 | 0 | 0 | 0 | 0 | 0 | 0 | 1471.8954 | 1558.8012 | 1680.2311 | 1805.6042 | 0 | 0 | 0 | 0 | -2.9753 | -18.4663 | -6.0611 | 4.6331 | -0.59012 | -2.053 | -1.5591 | 2.4858 | 1108.6779 | 1158.4721 | 1179.6024 | 1059.4403 | 0.39 | 0.39598 | 0.39187 | 0.36712 | 432.388 | 458.7281 | 462.2462 | 388.9436 | 0.085827 | 0.10955 | 0.10254 | 0.10683 | 0.046843 | 0.044192 | 0.044018 | 0.043867 | 95.1544 | 126.9115 | 120.9534 | 113.1818 | 51.9341 | 51.1949 | 51.9239 | 46.4747
8 | 18 | 18 | 2564.5253 | 2673.2855 | 2773.4404 | 2802.0183 | 80 | 63 | 0 | 0 | 0 | 0 | 0 | 0 | 0 | 0 | 0 | 0 | 893.9962 | 911.597 | 963.4647 | 1030.5092 | 0 | 0 | 0 | 0 | -2.9753 | -10.7998 | -9.3153 | 0 | 0.27471 | -2.4719 | -2.634 | 3.6599 | 1593.2296 | 1711.9602 | 1821.9251 | 1767.8493 | 0.3917 | 0.40014 | 0.39346 | 0.38236 | 624.0759 | 685.0322 | 716.8617 | 675.9539 | 0.085776 | 0.10964 | 0.10308 | 0.10741 | 0.046823 | 0.044435 | 0.044742 | 0.044663 | 136.6614 | 187.6943 | 187.7993 | 189.8764 | 74.6006 | 76.0705 | 81.5163 | 78.9567
8 | 18 | 19 | 2474.1615 | 2585.0794 | 2688.4331 | 2721.6377 | 80 | 63 | 0 | 0 | 0 | 0 | 0 | 0 | 0 | 0 | 0 | 0 | 491.5235 | 486.42 | 506.7913 | 549.5418 | 0 | 0 | 0 | 0 | 1.7633 | 4.5233 | -6.8988 | 18.4522 | 1.8769 | 2.8531 | 5.8453 | 20.6823 | 1898.9978 | 2028.283 | 2182.6953 | 2132.9614 | 0.39028 | 0.3992 | 0.39311 | 0.38685 | 741.1478 | 809.6997 | 858.0481 | 825.1374 | 0.086042 | 0.1097 | 0.10346 | 0.10761 | 0.046942 | 0.044958 | 0.045396 | 0.045312 | 163.3938 | 222.4945 | 225.8208 | 229.5362 | 89.1431 | 91.1877 | 99.0856 | 96.6495
8 | 18 | 20 | 2491.0627 | 2606.0061 | 2713.4016 | 2749.2285 | 80 | 63 | 0 | 0 | 0 | 0 | 0 | 0 | 0 | 0 | 0 | 0 | 516.9714 | 521.2307 | 538.4766 | 585.7151 | 0 | 0 | 0 | 0 | 2.4962 | 18.0842 | 23.7179 | 88.3751 | 2.4412 | 5.8958 | 3.6199 | 28.3606 | 1889.1538 | 1997.7955 | 2147.5873 | 2046.7777 | 0.39125 | 0.40133 | 0.39529 | 0.38828 | 739.1251 | 801.7778 | 848.9287 | 794.7144 | 0.08605 | 0.10956 | 0.10339 | 0.10757 | 0.046961 | 0.044867 | 0.045381 | 0.045288 | 162.5616 | 218.8845 | 222.0442 | 220.1814 | 88.7162 | 89.6351 | 97.4606 | 92.6939
8 | 18 | 21 | 2365.916 | 2477.2332 | 2581.2832 | 2616.5889 | 80 | 63 | 0 | 0 | 0 | 0 | 0 | 0 | 0 | 0 | 0 | 0 | 499.6081 | 497.516 | 513.3002 | 564.2813 | 0 | 0 | 0 | 0 | 3.8079 | 3.4771 | 3.3704 | 72.5679 | 2.6484 | 9.8469 | 7.9662 | 28.1444 | 1779.8516 | 1903.3931 | 2056.6463 | 1951.5952 | 0.3882 | 0.39886 | 0.39319 | 0.38634 | 690.9389 | 759.1904 | 808.6605 | 753.9844 | 0.085945 | 0.10921 | 0.10308 | 0.10744 | 0.046939 | 0.044517 | 0.045143 | 0.045146 | 152.9698 | 207.8706 | 211.9989 | 209.6749 | 83.5453 | 84.7327 | 92.8442 | 88.1072
8 | 18 | 22 | 2201.5385 | 2308.9121 | 2409.9197 | 2446.2063 | 80 | 63 | 0 | 0 | 0 | 0 | 0 | 0 | 0 | 0 | 0 | 0 | 487.1375 | 477.4019 | 492.5964 | 548.0738 | 0 | 0 | 0 | 0 | 5.9594 | 14.3311 | 24.3732 | 33.952 | 3.0303 | 7.0538 | 4.1641 | 29.4882 | 1625.4114 | 1747.1254 | 1888.786 | 1834.6923 | 0.38109 | 0.39369 | 0.38812 | 0.38014 | 619.4268 | 687.8342 | 733.0811 | 697.4477 | 0.085228 | 0.10891 | 0.10261 | 0.1072 | 0.046564 | 0.044113 | 0.044583 | 0.044784 | 138.5304 | 190.2802 | 193.8003 | 196.68 | 75.6855 | 77.0717 | 84.2085 | 82.1646
8 | 18 | 23 | 2015.5081 | 2114.8982 | 2208.4692 | 2242.4591 | 80 | 63 | 0 | 0 | 0 | 0 | 0 | 0 | 0 | 0 | 0 | 0 | 450.6292 | 431.5842 | 448.2522 | 502.6181 | 0 | 0 | 0 | 0 | 12.1155 | 24.6269 | 19.3931 | 25.1858 | 3.4415 | 2.7386 | 3.2599 | 23.7807 | 1469.3218 | 1592.9485 | 1737.564 | 1690.8744 | 0.37177 | 0.39333 | 0.38899 | 0.37327 | 546.2464 | 626.5512 | 675.8918 | 631.1514 | 0.084743 | 0.1086 | 0.10242 | 0.107 | 0.046204 | 0.043655 | 0.044337 | 0.04441 | 124.5147 | 173.0001 | 177.9603 | 180.9253 | 67.8887 | 69.5399 | 77.0384 | 75.0916
8 | 18 | 24 | 1853.6399 | 1939.6512 | 2019.3436 | 2044.8934 | 80 | 63 | 0 | 0 | 0 | 0 | 0 | 0 | 0 | 0 | 0 | 0 | 427.0531 | 402.3742 | 421.2779 | 472.7668 | 0 | 0 | 0 | 0 | 2.9872 | 14.0737 | 30.2268 | 25.0092 | 0 | 5.5357 | 2.6798 | 15.5738 | 1343.5996 | 1454.6677 | 1565.1591 | 1531.5437 | 0.36952 | 0.39289 | 0.39083 | 0.37129 | 496.4924 | 571.5237 | 611.7152 | 568.6496 | 0.0848 | 0.10848 | 0.10225 | 0.10687 | 0.046074 | 0.043446 | 0.044018 | 0.044049 | 113.9379 | 157.7969 | 160.033 | 163.6807 | 61.9051 | 63.1991 | 68.8953 | 67.4629
8 | 19 | 1 | 1737.349 | 1809.0499 | 1873.2995 | 1887.9554 | 80 | 63 | 0 | 0 | 0 | 0 | 0 | 0 | 0 | 0 | 0 | 0 | 414.3445 | 396.4551 | 412.3688 | 461.86 | 0 | 0 | 0 | 0 | -2.1929 | 35.4528 | 45.3982 | 26.7766 | -0.19363 | 2.3255 | 5.927 | 0.21647 | 1245.391 | 1311.8165 | 1409.6055 | 1399.1023 | 0.37223 | 0.39077 | 0.38906 | 0.37051 | 463.5779 | 512.6244 | 548.4185 | 518.3771 | 0.084816 | 0.10844 | 0.10218 | 0.10669 | 0.046064 | 0.043434 | 0.043926 | 0.043911 | 105.6292 | 142.2543 | 144.0393 | 149.2649 | 57.3672 | 56.9768 | 61.9181 | 61.4357
8 | 19 | 2 | 1652.9961 | 1713.7728 | 1766.4186 | 1773.0922 | 80 | 63 | 0 | 0 | 0 | 0 | 0 | 0 | 0 | 0 | 0 | 0 | 370.144 | 357.7986 | 368.712 | 415.0389 | 0 | 0 | 0 | 0 | -1.8147 | 48.0931 | 36.085 | 0.066551 | -0.50977 | 4.4447 | 11.457 | 0.40308 | 1205.1766 | 1240.4364 | 1350.1646 | 1357.5837 | 0.3725 | 0.38904 | 0.38716 | 0.37014 | 448.9225 | 482.5844 | 522.7246 | 502.4924 | 0.084844 | 0.1084 | 0.10211 | 0.10658 | 0.046038 | 0.043367 | 0.043849 | 0.043715 | 102.2522 | 134.4682 | 137.866 | 144.6896 | 55.4845 | 53.794 | 59.2029 | 59.3472
8 | 19 | 3 | 1583.114 | 1632.9317 | 1673.8781 | 1672.2553 | 80 | 63 | 0 | 0 | 0 | 0 | 0 | 0 | 0 | 0 | 0 | 0 | 340.1317 | 332.3205 | 339.9687 | 383.503 | 0 | 0 | 0 | 0 | -0.24575 | 4.0862 | 40.6881 | -1.4785 | -0.31151 | 7.4269 | 16.8119 | 0.23544 | 1163.5395 | 1226.0981 | 1276.4093 | 1289.9953 | 0.3732 | 0.38992 | 0.38586 | 0.37025 | 434.2383 | 478.0814 | 492.5216 | 477.6246 | 0.084803 | 0.10837 | 0.10201 | 0.1065 | 0.046018 | 0.043369 | 0.043779 | 0.043635 | 98.6715 | 132.8662 | 130.2073 | 137.3902 | 53.5434 | 53.1741 | 55.8803 | 56.2893
8 | 19 | 4 | 1567.538 | 1608.9015 | 1640.3789 | 1631.012 | 80 | 63 | 0 | 0 | 0 | 0 | 0 | 0 | 0 | 0 | 0 | 0 | 314.9457 | 312.0096 | 317.2289 | 357.3463 | 0 | 0 | 0 | 0 | -1.8147 | 61.8022 | 10.5458 | 2.0037 | -0.26371 | 19.8679 | 17.1181 | 0.22268 | 1174.6707 | 1152.2217 | 1295.4861 | 1271.4394 | 0.37386 | 0.38754 | 0.38853 | 0.36998 | 439.1642 | 446.5331 | 503.3379 | 470.4129 | 0.084707 | 0.10837 | 0.10199 | 0.10653 | 0.046031 | 0.043494 | 0.043855 | 0.043704 | 99.5028 | 124.861 | 132.1269 | 135.4429 | 54.0713 | 50.1152 | 56.8137 | 55.5675
8 | 19 | 5 | 1563.7507 | 1597.1782 | 1619.6813 | 1602.7439 | 80 | 63 | 0 | 0 | 0 | 0 | 0 | 0 | 0 | 0 | 0 | 0 | 255.6287 | 252.247 | 253.9664 | 290.5642 | 0 | 0 | 0 | 0 | 4.1492 | 35.2834 | 30.8328 | -17.2681 | 0.26666 | 29.4206 | 14.1208 | 7.1175 | 1223.7061 | 1217.2272 | 1320.7612 | 1322.3302 | 0.37065 | 0.39036 | 0.39029 | 0.37126 | 453.5664 | 475.1619 | 515.4774 | 490.9258 | 0.084637 | 0.10838 | 0.10205 | 0.10654 | 0.046102 | 0.043611 | 0.043949 | 0.043811 | 103.5706 | 131.9216 | 134.78 | 140.8757 | 56.4159 | 53.0845 | 58.0465 | 57.9322
8 | 19 | 6 | 1550.2469 | 1575.0385 | 1588.1049 | 1563.7076 | 80 | 63 | 0 | 0 | 0 | 0 | 0 | 0 | 0 | 0 | 0 | 0 | 294.9618 | 291.0143 | 291.0067 | 325.2761 | 0 | 0 | 0 | 0 | -0.25633 | 36.9073 | 70.7969 | -20.9793 | 1.0272 | 1.7427 | 13.2075 | 3.3189 | 1174.5143 | 1182.3743 | 1213.0939 | 1256.0919 | 0.37177 | 0.38885 | 0.38239 | 0.37131 | 436.652 | 459.7607 | 463.8737 | 466.4043 | 0.084769 | 0.10841 | 0.10205 | 0.10664 | 0.046165 | 0.043693 | 0.043948 | 0.043733 | 99.5629 | 128.1868 | 123.7977 | 133.9484 | 54.2215 | 51.6612 | 53.313 | 54.9325
8 | 19 | 7 | 1601.5764 | 1623.6578 | 1634.0225 | 1607.1996 | 80 | 63 | 0 | 0 | 0 | 0 | 0 | 0 | 0 | 0 | 0 | 0 | 779.8405 | 783.0201 | 787.111 | 820.639 | 0 | 0 | 0 | 0 | -3.5486 | -20.9003 | -17.5613 | -1.6691 | 1.4774 | -3.6878 | -0.72976 | -2.6512 | 743.807 | 802.2258 | 865.2026 | 790.8809 | 0.3667 | 0.37732 | 0.37117 | 0.37991 | 272.7548 | 302.6962 | 321.1376 | 300.4655 | 0.085289 | 0.10894 | 0.10217 | 0.1068 | 0.046408 | 0.043285 | 0.043121 | 0.043537 | 63.4382 | 87.3978 | 88.3955 | 84.4696 | 34.5187 | 34.7241 | 37.3085 | 34.4323
8 | 19 | 8 | 1753.2124 | 1781.1971 | 1798.4687 | 1776.0921 | 80 | 63 | 0 | 0 | 0 | 0 | 0 | 0 | 0 | 0 | 0 | 0 | 1168.9186 | 1226.9104 | 1284.6425 | 1360.6769 | 0 | 0 | 0 | 0 | -1.6491 | -37.756 | -41.8024 | 10.018 | -1.4294 | -6.9679 | -7.2006 | -7.3173 | 507.3723 | 536.0106 | 562.8293 | 412.7145 | 0.37186 | 0.38691 | 0.38697 | 0.38173 | 188.6702 | 207.3899 | 217.798 | 157.5457 | 0.086048 | 0.10993 | 0.10332 | 0.10848 | 0.047141 | 0.046137 | 0.045213 | 0.047111 | 43.6582 | 58.9226 | 58.1538 | 44.7724 | 23.918 | 24.7299 | 25.4471 | 19.4433
8 | 19 | 9 | 1897.8463 | 1935.4177 | 1963.7768 | 1949.4881 | 80 | 63 | 0 | 0 | 0 | 0 | 0 | 0 | 0 | 0 | 0 | 0 | 1430.6822 | 1540.8178 | 1662.0816 | 1783.6341 | 0 | 0 | 0 | 0 | -3.4647 | -66.0466 | -69.9849 | -60.607 | -4.7613 | -21.6701 | -28.005 | -30.7752 | 395.3901 | 419.3166 | 399.6851 | 257.2362 | 0.37575 | 0.32651 | 0.32636 | 0.067785 | 148.5668 | 136.911 | 130.4415 | 17.4369 | 0.086627 | 0.11025 | 0.10393 | 0.10937 | 0.047944 | 0.046558 | 0.047019 | 0.050476 | 34.2515 | 46.2284 | 41.5388 | 28.1329 | 18.9568 | 19.5226 | 18.7927 | 12.9842
8 | 19 | 10 | 2056.6473 | 2101.4743 | 2136.3635 | 2123.8141 | 80 | 63 | 0 | 0 | 0 | 0 | 0 | 0 | 0 | 0 | 0 | 0 | 1575.8138 | 1727.0023 | 1897.8225 | 2056.6313 | 0 | 0 | 0 | 0 | -6.0562 | -59.3006 | -70.6744 | -85.7854 | -4.8122 | -27.8222 | -28.065 | -32.7978 | 411.7019 | 398.5948 | 337.2805 | 185.7659 | 0.38219 | 0.32795 | 0.328 | 0.071605 | 157.3497 | 130.719 | 110.6279 | 13.3018 | 0.086682 | 0.11001 | 0.10395 | 0.10914 | 0.048049 | 0.046576 | 0.047181 | 0.04993 | 35.687 | 43.8496 | 35.0608 | 20.274 | 19.7817 | 18.5651 | 15.9132 | 9.2753
8 | 19 | 11 | 2177.5525 | 2227.8135 | 2266.5753 | 2253.2062 | 80 | 63 | 0 | 0 | 0 | 0 | 0 | 0 | 0 | 0 | 0 | 0 | 1673.9041 | 1852.456 | 2054.3374 | 2234.8216 | 0 | 0 | 0 | 0 | -5.0941 | -71.7556 | -86.1333 | -86.4 | -3.7949 | -13.23 | -19.0324 | -35.164 | 432.5373 | 397.3431 | 317.4036 | 139.9485 | 0.37921 | 0.32752 | 0.328 | 0.071605 | 164.0215 | 130.1382 | 104.1083 | 10.021 | 0.086614 | 0.11117 | 0.10391 | 0.10928 | 0.047962 | 0.04728 | 0.047112 | 0.050803 | 37.464 | 44.1731 | 32.9809 | 15.2931 | 20.7455 | 18.7865 | 14.9535 | 7.1099
8 | 19 | 12 | 2280.4001 | 2336.3381 | 2379.7192 | 2366.9363 | 80 | 63 | 0 | 0 | 0 | 0 | 0 | 0 | 0 | 0 | 0 | 0 | 1758.831 | 1959.1516 | 2190.1676 | 2396.5183 | 0 | 0 | 0 | 0 | -5.0941 | -66.7578 | -82.3456 | -87.2346 | -2.9959 | -18.8667 | -28.2161 | -37.0075 | 449.6591 | 399.811 | 300.1134 | 94.6601 | 0.37557 | 0.32768 | 0.328 | 0.071605 | 168.877 | 131.0117 | 98.4371 | 6.7781 | 0.086374 | 0.11126 | 0.10383 | 0.10804 | 0.047648 | 0.047235 | 0.046938 | 0.048374 | 38.8389 | 44.4834 | 31.1601 | 10.2272 | 21.4254 | 18.8849 | 14.0867 | 4.5791
8 | 19 | 13 | 2382.8443 | 2446.8305 | 2498.0389 | 2489.2019 | 80 | 63 | 0 | 0 | 0 | 0 | 0 | 0 | 0 | 0 | 0 | 0 | 1820.6647 | 2020.3993 | 2259.3429 | 2475.1237 | 0 | 0 | 0 | 0 | -5.1451 | -25.6562 | -63.2035 | -59.9107 | -3.0436 | -11.6779 | -9.9681 | -34.0325 | 490.3683 | 400.7653 | 311.8677 | 108.0214 | 0.37374 | 0.32755 | 0.32763 | 0.071605 | 183.2704 | 131.2716 | 102.1762 | 7.7349 | 0.085784 | 0.11016 | 0.10365 | 0.10862 | 0.047077 | 0.045624 | 0.046406 | 0.048439 | 42.0656 | 44.1497 | 32.3258 | 11.7331 | 23.085 | 18.2846 | 14.4725 | 5.2325
8 | 19 | 14 | 2470.3443 | 2541.0552 | 2599.1578 | 2594.3285 | 80 | 63 | 0 | 0 | 0 | 0 | 0 | 0 | 0 | 0 | 0 | 0 | 1814.9253 | 2009.2467 | 2241.7006 | 2453.5828 | 0 | 0 | 0 | 0 | -1.309 | -13.528 | -17.355 | -23.662 | -0.26547 | -10.115 | -6.0021 | -12.1018 | 576.9935 | 492.4515 | 380.8144 | 176.5094 | 0.37404 | 0.327 | 0.32733 | 0.070824 | 215.8183 | 161.033 | 124.6524 | 12.5011 | 0.085308 | 0.10986 | 0.10322 | 0.10818 | 0.0466 | 0.04481 | 0.045226 | 0.046933 | 49.222 | 54.099 | 39.3094 | 19.095 | 26.8878 | 22.0669 | 17.2229 | 8.2841
8 | 19 | 15 | 2549.3048 | 2627.2875 | 2692.7717 | 2692.3015 | 80 | 63 | 0 | 0 | 0 | 0 | 0 | 0 | 0 | 0 | 0 | 0 | 1811.1574 | 1986.2768 | 2200.2034 | 2402.2868 | 0 | 0 | 0 | 0 | 0.18905 | -12.4511 | -2.2535 | -8.4467 | -0.83898 | -6.4092 | -3.3656 | -9.0564 | 658.7973 | 596.871 | 498.1874 | 307.5178 | 0.38108 | 0.31254 | 0.31233 | 0.32609 | 251.0518 | 186.5456 | 155.601 | 100.2787 | 0.085092 | 0.10961 | 0.10276 | 0.10742 | 0.046482 | 0.044583 | 0.04432 | 0.044688 | 56.0584 | 65.4245 | 51.1913 | 33.0331 | 30.622 | 26.6106 | 22.0795 | 13.7425
8 | 19 | 16 | 2602.9157 | 2692.1637 | 2769.9449 | 2778.763 | 80 | 63 | 0 | 0 | 0 | 0 | 0 | 0 | 0 | 0 | 0 | 0 | 1694.3363 | 1831.4915 | 2007.1109 | 2181.4374 | 0 | 0 | 0 | 0 | -2.7065 | -15.4572 | -6.1725 | 1.7713 | -0.13591 | -0.94807 | -0.030407 | -6.5376 | 831.4218 | 814.0775 | 769.037 | 602.0919 | 0.38915 | 0.32585 | 0.31944 | 0.31698 | 323.5441 | 265.2685 | 245.6647 | 190.8514 | 0.085606 | 0.10991 | 0.10235 | 0.10672 | 0.046748 | 0.04446 | 0.04375 | 0.043751 | 71.175 | 89.4776 | 78.7101 | 64.256 | 38.8674 | 36.1939 | 33.6451 | 26.3422
8 | 19 | 17 | 2613.0005 | 2713.1685 | 2803.1219 | 2821.9321 | 80 | 63 | 0 | 0 | 0 | 0 | 0 | 0 | 0 | 0 | 0 | 0 | 1479.1403 | 1562.4257 | 1682.4112 | 1814.0201 | 0 | 0 | 0 | 0 | -2.9753 | -18.4663 | -6.0611 | 4.6331 | -0.59012 | -2.053 | -1.5591 | 2.4858 | 1057.4256 | 1108.2621 | 1128.3309 | 1000.7931 | 0.39 | 0.39598 | 0.39187 | 0.36712 | 412.3994 | 438.8461 | 442.1546 | 367.413 | 0.085827 | 0.10955 | 0.10254 | 0.10683 | 0.046843 | 0.044192 | 0.044018 | 0.043867 | 90.7556 | 121.411 | 115.6962 | 106.9165 | 49.5333 | 48.976 | 49.667 | 43.902
8 | 19 | 18 | 2556.2695 | 2664.5461 | 2764.2309 | 2792.595 | 80 | 63 | 0 | 0 | 0 | 0 | 0 | 0 | 0 | 0 | 0 | 0 | 924.3669 | 943.9259 | 993.6936 | 1070.9205 | 0 | 0 | 0 | 0 | -2.9753 | -10.7998 | -9.3153 | 0 | 0.27471 | -2.4719 | -2.634 | 3.6599 | 1554.6032 | 1670.8919 | 1782.4866 | 1718.0146 | 0.3917 | 0.40014 | 0.39346 | 0.38236 | 608.9457 | 668.5989 | 701.3441 | 656.8991 | 0.085776 | 0.10964 | 0.10308 | 0.10741 | 0.046823 | 0.044435 | 0.044742 | 0.044663 | 133.3481 | 183.1917 | 183.7341 | 184.5239 | 72.7919 | 74.2457 | 79.7518 | 76.7309
8 | 19 | 19 | 2490.533 | 2602.4102 | 2706.696 | 2740.3247 | 80 | 63 | 0 | 0 | 0 | 0 | 0 | 0 | 0 | 0 | 0 | 0 | 584.3098 | 568.086 | 594.8936 | 650.6244 | 0 | 0 | 0 | 0 | 1.7633 | 4.5233 | -6.8988 | 18.4522 | 1.8769 | 2.8531 | 5.8453 | 20.6823 | 1822.5831 | 1963.9478 | 2112.8559 | 2050.5658 | 0.39028 | 0.3992 | 0.39311 | 0.38685 | 711.3244 | 784.0168 | 830.5933 | 793.2626 | 0.086042 | 0.1097 | 0.10346 | 0.10761 | 0.046942 | 0.044958 | 0.045396 | 0.045312 | 156.8189 | 215.4372 | 218.5952 | 220.6693 | 85.556 | 88.2954 | 95.9152 | 92.916
8 | 19 | 20 | 2517.0193 | 2633.4835 | 2742.357 | 2778.8562 | 80 | 63 | 0 | 0 | 0 | 0 | 0 | 0 | 0 | 0 | 0 | 0 | 539.2611 | 510.9979 | 541.1604 | 595.2148 | 0 | 0 | 0 | 0 | 2.4962 | 18.0842 | 23.7179 | 88.3751 | 2.4412 | 5.8958 | 3.6199 | 28.3606 | 1892.8209 | 2035.5056 | 2173.8588 | 2066.9058 | 0.39125 | 0.40133 | 0.39529 | 0.38828 | 740.5599 | 816.912 | 859.3137 | 802.5296 | 0.08605 | 0.10956 | 0.10339 | 0.10757 | 0.046961 | 0.044867 | 0.045381 | 0.045288 | 162.8771 | 223.0162 | 224.7605 | 222.3467 | 88.8884 | 91.3271 | 98.6528 | 93.6054
8 | 19 | 21 | 2380.9583 | 2493.1567 | 2598.0632 | 2633.7585 | 80 | 63 | 0 | 0 | 0 | 0 | 0 | 0 | 0 | 0 | 0 | 0 | 505.5831 | 475.6321 | 504.2772 | 556.8142 | 0 | 0 | 0 | 0 | 3.8079 | 3.4771 | 3.3704 | 72.5679 | 2.6484 | 9.8469 | 7.9662 | 28.1444 | 1788.9188 | 1941.2006 | 2082.4494 | 1976.232 | 0.3882 | 0.39886 | 0.39319 | 0.38634 | 694.4588 | 774.2704 | 818.8061 | 763.5027 | 0.085945 | 0.10921 | 0.10308 | 0.10744 | 0.046939 | 0.044517 | 0.045143 | 0.045146 | 153.7491 | 211.9995 | 214.6587 | 212.3218 | 83.9709 | 86.4158 | 94.009 | 89.2195
8 | 19 | 22 | 2182.6482 | 2288.9151 | 2388.8471 | 2424.6444 | 80 | 63 | 0 | 0 | 0 | 0 | 0 | 0 | 0 | 0 | 0 | 0 | 489.4743 | 462.8454 | 488.2142 | 540.9789 | 0 | 0 | 0 | 0 | 5.9594 | 14.3311 | 24.3732 | 33.952 | 3.0303 | 7.0538 | 4.1641 | 29.4882 | 1604.1843 | 1741.6849 | 1872.0956 | 1820.2252 | 0.38109 | 0.39369 | 0.38812 | 0.38014 | 611.3374 | 685.6923 | 726.6031 | 691.9482 | 0.085228 | 0.10891 | 0.10261 | 0.1072 | 0.046564 | 0.044113 | 0.044583 | 0.044784 | 136.7212 | 189.6877 | 192.0878 | 195.1291 | 74.6971 | 76.8317 | 83.4644 | 81.5167
8 | 19 | 23 | 1955.409 | 2051.2782 | 2141.4271 | 2173.8603 | 80 | 63 | 0 | 0 | 0 | 0 | 0 | 0 | 0 | 0 | 0 | 0 | 458.6068 | 434.7607 | 456.1048 | 508.3091 | 0 | 0 | 0 | 0 | 12.1155 | 24.6269 | 19.3931 | 25.1858 | 3.4415 | 2.7386 | 3.2599 | 23.7807 | 1401.2451 | 1526.152 | 1662.6693 | 1616.5846 | 0.37177 | 0.39333 | 0.38899 | 0.37327 | 520.9377 | 600.2783 | 646.7586 | 603.4213 | 0.084743 | 0.1086 | 0.10242 | 0.107 | 0.046204 | 0.043655 | 0.044337 | 0.04441 | 118.7457 | 165.7457 | 170.2896 | 172.9763 | 64.7433 | 66.6239 | 73.7178 | 71.7924
8 | 19 | 24 | 1800.5372 | 1883.4374 | 1960.1062 | 1984.2805 | 80 | 63 | 0 | 0 | 0 | 0 | 0 | 0 | 0 | 0 | 0 | 0 | 422.3285 | 394.0117 | 413.1022 | 466.2231 | 0 | 0 | 0 | 0 | 2.9872 | 14.0737 | 30.2268 | 25.0092 | 0 | 5.5357 | 2.6798 | 15.5738 | 1295.2215 | 1406.8164 | 1514.0974 | 1477.4745 | 0.36952 | 0.39289 | 0.39083 | 0.37129 | 478.6155 | 552.7234 | 591.7586 | 548.5742 | 0.0848 | 0.10848 | 0.10225 | 0.10687 | 0.046074 | 0.043446 | 0.044018 | 0.044049 | 109.8354 | 152.6061 | 154.8121 | 157.9022 | 59.6761 | 61.1202 | 66.6476 | 65.0812
8 | 20 | 1 | 1698.0991 | 1767.5006 | 1829.5153 | 1843.1545 | 80 | 63 | 0 | 0 | 0 | 0 | 0 | 0 | 0 | 0 | 0 | 0 | 422.9941 | 393.1193 | 414.3974 | 465.6092 | 0 | 0 | 0 | 0 | -2.1929 | 35.4528 | 45.3982 | 26.7766 | -0.19363 | 2.3255 | 5.927 | 0.21647 | 1197.4916 | 1273.603 | 1363.7927 | 1350.5523 | 0.37223 | 0.39077 | 0.38906 | 0.37051 | 445.748 | 497.6916 | 530.5946 | 500.3889 | 0.084816 | 0.10844 | 0.10218 | 0.10669 | 0.046064 | 0.043434 | 0.043926 | 0.043911 | 101.5665 | 138.1104 | 139.358 | 144.0853 | 55.1608 | 55.3171 | 59.9058 | 59.3038
8 | 20 | 2 | 1640.7524 | 1700.8117 | 1752.7604 | 1759.1169 | 80 | 63 | 0 | 0 | 0 | 0 | 0 | 0 | 0 | 0 | 0 | 0 | 413.0082 | 383.4856 | 405.1347 | 454.0212 | 0 | 0 | 0 | 0 | -1.8147 | 48.0931 | 36.085 | 0.066551 | -0.50977 | 4.4447 | 11.457 | 0.40308 | 1150.0687 | 1201.7884 | 1300.0838 | 1304.6261 | 0.3725 | 0.38904 | 0.38716 | 0.37014 | 428.3951 | 467.5486 | 503.3355 | 482.8908 | 0.084844 | 0.1084 | 0.10211 | 0.10658 | 0.046038 | 0.043367 | 0.043849 | 0.043715 | 97.5767 | 130.2786 | 132.7522 | 139.0454 | 52.9474 | 52.118 | 57.0069 | 57.0322
8 | 20 | 3 | 1608.0912 | 1659.3722 | 1701.7407 | 1700.7649 | 80 | 63 | 0 | 0 | 0 | 0 | 0 | 0 | 0 | 0 | 0 | 0 | 398.6346 | 376.0001 | 393.9697 | 441.4254 | 0 | 0 | 0 | 0 | -0.24575 | 4.0862 | 40.6881 | -1.4785 | -0.31151 | 7.4269 | 16.8119 | 0.23544 | 1130.0138 | 1208.8589 | 1250.271 | 1260.5826 | 0.3732 | 0.38992 | 0.38586 | 0.37025 | 421.7264 | 471.3595 | 482.4357 | 466.7344 | 0.084803 | 0.10837 | 0.10201 | 0.1065 | 0.046018 | 0.043369 | 0.043779 | 0.043635 | 95.8284 | 130.9981 | 127.5409 | 134.2576 | 52.0006 | 52.4265 | 54.7359 | 55.0058
8 | 20 | 4 | 1624.3489 | 1669.0406 | 1703.7528 | 1695.8575 | 80 | 63 | 0 | 0 | 0 | 0 | 0 | 0 | 0 | 0 | 0 | 0 | 390.5743 | 368.9669 | 386.4212 | 432.7478 | 0 | 0 | 0 | 0 | -1.8147 | 61.8022 | 10.5458 | 2.0037 | -0.26371 | 19.8679 | 17.1181 | 0.22268 | 1155.853 | 1155.4036 | 1289.6677 | 1260.8834 | 0.37386 | 0.38754 | 0.38853 | 0.36998 | 432.1289 | 447.7662 | 501.0773 | 466.5073 | 0.084707 | 0.10837 | 0.10199 | 0.10653 | 0.046031 | 0.043494 | 0.043855 | 0.043704 | 97.9088 | 125.2058 | 131.5335 | 134.3184 | 53.2051 | 50.2536 | 56.5585 | 55.1062
8 | 20 | 5 | 1744.8876 | 1788.9271 | 1821.7442 | 1809.4987 | 80 | 63 | 0 | 0 | 0 | 0 | 0 | 0 | 0 | 0 | 0 | 0 | 384.9384 | 358.36 | 379.2338 | 423.0942 | 0 | 0 | 0 | 0 | 4.1492 | 35.2834 | 30.8328 | -17.2681 | 0.26666 | 29.4206 | 14.1208 | 7.1175 | 1275.5332 | 1302.8631 | 1397.5568 | 1396.5551 | 0.37065 | 0.39036 | 0.39029 | 0.37126 | 472.7761 | 508.5911 | 545.4498 | 518.4824 | 0.084637 | 0.10838 | 0.10205 | 0.10654 | 0.046102 | 0.043611 | 0.043949 | 0.043811 | 107.957 | 141.2027 | 142.6168 | 148.7833 | 58.8053 | 56.8192 | 61.4216 | 61.184
8 | 20 | 6 | 1862.9162 | 1906.0258 | 1936.8957 | 1920.5972 | 80 | 63 | 0 | 0 | 0 | 0 | 0 | 0 | 0 | 0 | 0 | 0 | 471.317 | 446.7463 | 469.1484 | 507.2735 | 0 | 0 | 0 | 0 | -0.25633 | 36.9073 | 70.7969 | -20.9793 | 1.0272 | 1.7427 | 13.2075 | 3.3189 | 1310.8283 | 1357.6296 | 1383.7429 | 1430.984 | 0.37177 | 0.38885 | 0.38239 | 0.37131 | 487.3299 | 527.9079 | 529.1279 | 531.3442 | 0.084769 | 0.10841 | 0.10205 | 0.10664 | 0.046165 | 0.043693 | 0.043948 | 0.043733 | 111.1181 | 147.187 | 141.2127 | 152.5987 | 60.5144 | 59.3186 | 60.8127 | 62.5811
8 | 20 | 7 | 2020.1713 | 2066.7763 | 2100.976 | 2084.9956 | 80 | 63 | 0 | 0 | 0 | 0 | 0 | 0 | 0 | 0 | 0 | 0 | 956.7684 | 944.0753 | 969.3998 | 1002.7292 | 0 | 0 | 0 | 0 | -3.5486 | -20.9003 | -17.5613 | -1.6691 | 1.4774 | -3.6878 | -0.72976 | -2.6512 | 985.474 | 1084.2891 | 1149.8672 | 1086.5867 | 0.3667 | 0.37732 | 0.37117 | 0.37991 | 361.3743 | 409.1245 | 426.7967 | 412.8078 | 0.085289 | 0.10894 | 0.10217 | 0.1068 | 0.046408 | 0.043285 | 0.043121 | 0.043537 | 84.0497 | 118.1269 | 117.479 | 116.0523 | 45.734 | 46.9331 | 49.5835 | 47.3064
8 | 20 | 8 | 2201.1222 | 2255.348 | 2298.1238 | 2287.349 | 80 | 63 | 0 | 0 | 0 | 0 | 0 | 0 | 0 | 0 | 0 | 0 | 1306.7751 | 1366.8797 | 1445.5566 | 1523.5778 | 0 | 0 | 0 | 0 | -1.6491 | -37.756 | -41.8024 | 10.018 | -1.4294 | -6.9679 | -7.2006 | -7.3173 | 817.4256 | 870.1922 | 901.5701 | 761.0705 | 0.37186 | 0.38691 | 0.38697 | 0.38173 | 303.9658 | 336.6894 | 348.8806 | 290.5237 | 0.086048 | 0.10993 | 0.10332 | 0.10848 | 0.047141 | 0.046137 | 0.045213 | 0.047111 | 70.3376 | 95.6585 | 93.154 | 82.563 | 38.5342 | 40.148 | 40.7626 | 35.8547
8 | 20 | 9 | 2375.9806 | 2441.5638 | 2497.1481 | 2495.2441 | 80 | 63 | 0 | 0 | 0 | 0 | 0 | 0 | 0 | 0 | 0 | 0 | 1476.3082 | 1595.7076 | 1736.3353 | 1864.2502 | 0 | 0 | 0 | 0 | -3.4647 | -66.0466 | -69.9849 | -60.607 | -4.7613 | -21.6701 | -28.005 | -30.7752 | 827.8984 | 870.5729 | 858.8026 | 722.3761 | 0.37575 | 0.32651 | 0.32636 | 0.067785 | 311.0808 | 284.2505 | 280.2794 | 48.9666 | 0.086627 | 0.11025 | 0.10393 | 0.10937 | 0.047944 | 0.046558 | 0.047019 | 0.050476 | 71.7185 | 95.9782 | 89.2542 | 79.0033 | 39.6931 | 40.5323 | 40.3798 | 36.4624
8 | 20 | 10 | 2538 | 2611.0273 | 2673.3249 | 2673.2435 | 80 | 63 | 0 | 0 | 0 | 0 | 0 | 0 | 0 | 0 | 0 | 0 | 1591.8971 | 1761.6342 | 1949.9663 | 2115.316 | 0 | 0 | 0 | 0 | -6.0562 | -59.3006 | -70.6744 | -85.7854 | -4.8122 | -27.8222 | -28.065 | -32.7978 | 876.9713 | 873.5159 | 822.098 | 676.5107 | 0.38219 | 0.32795 | 0.328 | 0.071605 | 335.1726 | 286.4691 | 269.6479 | 48.4415 | 0.086682 | 0.11001 | 0.10395 | 0.10914 | 0.048049 | 0.046576 | 0.047181 | 0.04993 | 76.0174 | 96.0959 | 85.4584 | 73.8324 | 42.1373 | 40.6852 | 38.7874 | 33.778
8 | 20 | 11 | 2668.2803 | 2747.291 | 2813.9949 | 2813.3368 | 80 | 63 | 0 | 0 | 0 | 0 | 0 | 0 | 0 | 0 | 0 | 0 | 1666.0075 | 1865.2583 | 2083.184 | 2272.6932 | 0 | 0 | 0 | 0 | -5.0941 | -71.7556 | -86.1333 | -86.4 | -3.7949 | -13.23 | -19.0324 | -35.164 | 931.1618 | 904.0182 | 835.9766 | 662.2075 | 0.37921 | 0.32752 | 0.328 | 0.071605 | 353.1038 | 296.0848 | 274.2001 | 47.4174 | 0.086614 | 0.11117 | 0.10391 | 0.10928 | 0.047962 | 0.04728 | 0.047112 | 0.050803 | 80.6521 | 100.5008 | 86.8651 | 72.3638 | 44.6607 | 42.7423 | 39.3846 | 33.6424
8 | 20 | 12 | 2780.7829 | 2866.0363 | 2937.9092 | 2938.0874 | 80 | 63 | 0 | 0 | 0 | 0 | 0 | 0 | 0 | 0 | 0 | 0 | 1689.8584 | 1897.0236 | 2131.4969 | 2336.2072 | 0 | 0 | 0 | 0 | -5.0941 | -66.7578 | -82.3456 | -87.2346 | -2.9959 | -18.8667 | -28.2161 | -37.0075 | 1019.0146 | 991.6372 | 916.9741 | 726.1222 | 0.37557 | 0.32768 | 0.328 | 0.071605 | 382.7079 | 324.9437 | 300.7672 | 51.994 | 0.086374 | 0.11126 | 0.10383 | 0.10804 | 0.047648 | 0.047235 | 0.046938 | 0.048374 | 88.0165 | 110.3306 | 95.2074 | 78.4512 | 48.554 | 46.8395 | 43.041 | 35.1253
8 | 20 | 13 | 2900.3684 | 2994.6741 | 3075.3504 | 3079.9184 | 80 | 63 | 0 | 0 | 0 | 0 | 0 | 0 | 0 | 0 | 0 | 0 | 1740.4009 | 1938.5362 | 2178.9042 | 2393.5043 | 0 | 0 | 0 | 0 | -5.1451 | -25.6562 | -63.2035 | -59.9107 | -3.0436 | -11.6779 | -9.9681 | -34.0325 | 1088.156 | 1030.472 | 969.6179 | 780.3573 | 0.37374 | 0.32755 | 0.32763 | 0.071605 | 406.6877 | 337.5335 | 317.6729 | 55.8775 | 0.085784 | 0.11016 | 0.10365 | 0.10862 | 0.047077 | 0.045624 | 0.046406 | 0.048439 | 93.346 | 113.5204 | 100.5032 | 84.7613 | 51.227 | 47.0145 | 44.996 | 37.7999
8 | 20 | 14 | 3004.1 | 3106.0814 | 3194.5762 | 3203.5722 | 80 | 63 | 0 | 0 | 0 | 0 | 0 | 0 | 0 | 0 | 0 | 0 | 1721.5661 | 1900.2226 | 2135.0987 | 2348.449 | 0 | 0 | 0 | 0 | -1.309 | -13.528 | -17.355 | -23.662 | -0.26547 | -10.115 | -6.0021 | -12.1018 | 1204.1084 | 1166.5017 | 1082.8346 | 890.887 | 0.37404 | 0.327 | 0.32733 | 0.070824 | 450.3839 | 381.4493 | 354.4456 | 63.0963 | 0.085308 | 0.10986 | 0.10322 | 0.10818 | 0.0466 | 0.04481 | 0.045226 | 0.046933 | 102.7197 | 128.1479 | 111.7752 | 96.3774 | 56.1113 | 52.2713 | 48.9728 | 41.8119
8 | 20 | 15 | 3069.6274 | 3178.0936 | 3273.205 | 3286.2123 | 80 | 63 | 0 | 0 | 0 | 0 | 0 | 0 | 0 | 0 | 0 | 0 | 1705.6546 | 1854.9005 | 2075.3397 | 2273.8594 | 0 | 0 | 0 | 0 | 0.18905 | -12.4511 | -2.2535 | -8.4467 | -0.83898 | -6.4092 | -3.3656 | -9.0564 | 1284.6227 | 1279.0533 | 1203.4845 | 1029.8561 | 0.38108 | 0.31254 | 0.31233 | 0.32609 | 489.5387 | 399.7544 | 375.8895 | 335.8265 | 0.085092 | 0.10961 | 0.10276 | 0.10742 | 0.046482 | 0.044583 | 0.04432 | 0.044688 | 109.3111 | 140.2001 | 123.6641 | 110.6254 | 59.7114 | 57.0246 | 53.3381 | 46.0227
8 | 20 | 16 | 3099.8703 | 3218.2328 | 3324.3106 | 3346.001 | 80 | 63 | 0 | 0 | 0 | 0 | 0 | 0 | 0 | 0 | 0 | 0 | 1561.7852 | 1665.7177 | 1852.6467 | 2020.4116 | 0 | 0 | 0 | 0 | -2.7065 | -15.4572 | -6.1725 | 1.7713 | -0.13591 | -0.94807 | -0.030407 | -6.5376 | 1460.9275 | 1505.9204 | 1477.8669 | 1330.3557 | 0.38915 | 0.32585 | 0.31944 | 0.31698 | 568.5135 | 490.7066 | 472.0965 | 421.6969 | 0.085606 | 0.10991 | 0.10235 | 0.10672 | 0.046748 | 0.04446 | 0.04375 | 0.043751 | 125.0647 | 165.52 | 151.258 | 141.9772 | 68.2955 | 66.9532 | 64.6561 | 58.2045
8 | 20 | 17 | 3057.622 | 3183.8385 | 3299.1087 | 3329.4357 | 80 | 63 | 0 | 0 | 0 | 0 | 0 | 0 | 0 | 0 | 0 | 0 | 1301.6147 | 1342.6634 | 1474.0633 | 1595.1151 | 0 | 0 | 0 | 0 | -2.9753 | -18.4663 | -6.0611 | 4.6331 | -0.59012 | -2.053 | -1.5591 | 2.4858 | 1679.5727 | 1798.6943 | 1832.6657 | 1727.2017 | 0.39 | 0.39598 | 0.39187 | 0.36712 | 655.0389 | 712.2413 | 718.1595 | 634.0934 | 0.085827 | 0.10955 | 0.10254 | 0.10683 | 0.046843 | 0.044192 | 0.044018 | 0.043867 | 144.1526 | 197.0484 | 187.9169 | 184.5199 | 78.6767 | 79.4874 | 80.6706 | 75.7676
8 | 20 | 18 | 2947.7184 | 3078.9282 | 3200.9022 | 3239.4057 | 80 | 63 | 0 | 0 | 0 | 0 | 0 | 0 | 0 | 0 | 0 | 0 | 733.9526 | 699.9606 | 761.2796 | 822.7852 | 0 | 0 | 0 | 0 | -2.9753 | -10.7998 | -9.3153 | 0 | 0.27471 | -2.4719 | -2.634 | 3.6599 | 2136.4664 | 2329.2393 | 2451.572 | 2412.9606 | 0.3917 | 0.40014 | 0.39346 | 0.38236 | 836.8644 | 932.0333 | 964.605 | 922.6183 | 0.085776 | 0.10964 | 0.10308 | 0.10741 | 0.046823 | 0.044435 | 0.044742 | 0.044663 | 183.2582 | 255.3709 | 252.7017 | 259.1648 | 100.0368 | 103.4992 | 109.6879 | 107.769
8 | 20 | 19 | 2830.9081 | 2962.7264 | 3086.3932 | 3128.8384 | 80 | 63 | 0 | 0 | 0 | 0 | 0 | 0 | 0 | 0 | 0 | 0 | 431.9039 | 382.7931 | 420.9843 | 460.1155 | 0 | 0 | 0 | 0 | 1.7633 | 4.5233 | -6.8988 | 18.4522 | 1.8769 | 2.8531 | 5.8453 | 20.6823 | 2315.3641 | 2509.5568 | 2666.4624 | 2629.5884 | 0.39028 | 0.3992 | 0.39311 | 0.38685 | 903.6488 | 1001.8264 | 1048.2238 | 1017.2578 | 0.086042 | 0.1097 | 0.10346 | 0.10761 | 0.046942 | 0.044958 | 0.045396 | 0.045312 | 199.2188 | 275.2883 | 275.8711 | 282.9801 | 108.6882 | 112.8249 | 121.0467 | 119.1529
8 | 20 | 20 | 2778.405 | 2910.1826 | 3033.9395 | 3077.2092 | 80 | 63 | 0 | 0 | 0 | 0 | 0 | 0 | 0 | 0 | 0 | 0 | 483.4163 | 449.7697 | 485.9607 | 527.1699 | 0 | 0 | 0 | 0 | 2.4962 | 18.0842 | 23.7179 | 88.3751 | 2.4412 | 5.8958 | 3.6199 | 28.3606 | 2210.0512 | 2373.4329 | 2520.6411 | 2433.3036 | 0.39125 | 0.40133 | 0.39529 | 0.38828 | 864.6752 | 952.5328 | 996.3947 | 944.7931 | 0.08605 | 0.10956 | 0.10339 | 0.10757 | 0.046961 | 0.044867 | 0.045381 | 0.045288 | 190.1748 | 260.0405 | 260.6152 | 261.7618 | 103.7858 | 106.4888 | 114.3903 | 110.1988
8 | 20 | 21 | 2618.1364 | 2744.2301 | 2862.6416 | 2904.4803 | 80 | 63 | 0 | 0 | 0 | 0 | 0 | 0 | 0 | 0 | 0 | 0 | 492.8207 | 462.4977 | 496.9758 | 539.6003 | 0 | 0 | 0 | 0 | 3.8079 | 3.4771 | 3.3704 | 72.5679 | 2.6484 | 9.8469 | 7.9662 | 28.1444 | 2038.8594 | 2205.4084 | 2354.3291 | 2264.1677 | 0.3882 | 0.39886 | 0.39319 | 0.38634 | 791.4858 | 879.6527 | 925.7075 | 874.7445 | 0.085945 | 0.10921 | 0.10308 | 0.10744 | 0.046939 | 0.044517 | 0.045143 | 0.045146 | 175.2303 | 240.8538 | 242.684 | 243.2569 | 95.703 | 98.1774 | 106.2826 | 102.2187
8 | 20 | 22 | 2357.2085 | 2473.7021 | 2583.5736 | 2623.8924 | 80 | 63 | 0 | 0 | 0 | 0 | 0 | 0 | 0 | 0 | 0 | 0 | 478.826 | 447.4323 | 480.6131 | 523.7865 | 0 | 0 | 0 | 0 | 5.9594 | 14.3311 | 24.3732 | 33.952 | 3.0303 | 7.0538 | 4.1641 | 29.4882 | 1789.3929 | 1941.885 | 2074.4233 | 2036.6657 | 0.38109 | 0.39369 | 0.38812 | 0.38014 | 681.9184 | 764.51 | 805.1311 | 774.2268 | 0.085228 | 0.10891 | 0.10261 | 0.1072 | 0.046564 | 0.044113 | 0.044583 | 0.044784 | 152.5062 | 211.4915 | 212.8478 | 218.3316 | 83.3212 | 85.6632 | 92.4849 | 91.2098
8 | 20 | 23 | 2097.1561 | 2201.3297 | 2299.5497 | 2335.6545 | 80 | 63 | 0 | 0 | 0 | 0 | 0 | 0 | 0 | 0 | 0 | 0 | 465.8614 | 426.658 | 459.6274 | 506.351 | 0 | 0 | 0 | 0 | 12.1155 | 24.6269 | 19.3931 | 25.1858 | 3.4415 | 2.7386 | 3.2599 | 23.7807 | 1535.7377 | 1684.3062 | 1817.2694 | 1780.3369 | 0.37177 | 0.39333 | 0.38899 | 0.37327 | 570.9377 | 662.4848 | 706.8962 | 664.545 | 0.084743 | 0.1086 | 0.10242 | 0.107 | 0.046204 | 0.043655 | 0.044337 | 0.04441 | 130.143 | 182.9219 | 186.1237 | 190.4979 | 70.9574 | 73.5281 | 80.5723 | 79.0646
8 | 20 | 24 | 1914.2987 | 2003.8638 | 2087.0101 | 2114.1311 | 80 | 63 | 0 | 0 | 0 | 0 | 0 | 0 | 0 | 0 | 0 | 0 | 496.9769 | 466.2159 | 498.5061 | 545.2167 | 0 | 0 | 0 | 0 | 2.9872 | 14.0737 | 30.2268 | 25.0092 | 0 | 5.5357 | 2.6798 | 15.5738 | 1334.3346 | 1455.0385 | 1555.5974 | 1528.3314 | 0.36952 | 0.39289 | 0.39083 | 0.37129 | 493.0688 | 571.6694 | 607.9782 | 567.4569 | 0.0848 | 0.10848 | 0.10225 | 0.10687 | 0.046074 | 0.043446 | 0.044018 | 0.044049 | 113.1522 | 157.8371 | 159.0554 | 163.3374 | 61.4782 | 63.2152 | 68.4744 | 67.3214
8 | 21 | 1 | 1801.5759 | 1877.0396 | 1944.9464 | 1961.2659 | 80 | 63 | 0 | 0 | 0 | 0 | 0 | 0 | 0 | 0 | 0 | 0 | 509.6995 | 483.7045 | 514.9366 | 561.7421 | 0 | 0 | 0 | 0 | -2.1929 | 35.4528 | 45.3982 | 26.7766 | -0.19363 | 2.3255 | 5.927 | 0.21647 | 1214.263 | 1292.5569 | 1378.6845 | 1372.5307 | 0.37223 | 0.39077 | 0.38906 | 0.37051 | 451.9909 | 505.0983 | 536.3884 | 508.5321 | 0.084816 | 0.10844 | 0.10218 | 0.10669 | 0.046064 | 0.043434 | 0.043926 | 0.043911 | 102.989 | 140.1658 | 140.8797 | 146.4301 | 55.9333 | 56.1403 | 60.5599 | 60.2689
8 | 21 | 2 | 1713.3751 | 1777.6891 | 1833.7729 | 1842.0105 | 80 | 63 | 0 | 0 | 0 | 0 | 0 | 0 | 0 | 0 | 0 | 0 | 486.5055 | 465.6482 | 495.5055 | 537.2974 | 0 | 0 | 0 | 0 | -1.8147 | 48.0931 | 36.085 | 0.066551 | -0.50977 | 4.4447 | 11.457 | 0.40308 | 1149.194 | 1196.5032 | 1290.7255 | 1304.2435 | 0.3725 | 0.38904 | 0.38716 | 0.37014 | 428.0693 | 465.4924 | 499.7123 | 482.7492 | 0.084844 | 0.1084 | 0.10211 | 0.10658 | 0.046038 | 0.043367 | 0.043849 | 0.043715 | 97.5024 | 129.7057 | 131.7966 | 139.0047 | 52.9072 | 51.8888 | 56.5966 | 57.0154
8 | 21 | 3 | 1673.9973 | 1729.1395 | 1775.2607 | 1775.992 | 80 | 63 | 0 | 0 | 0 | 0 | 0 | 0 | 0 | 0 | 0 | 0 | 459.2018 | 440.7193 | 471.5237 | 506.1786 | 0 | 0 | 0 | 0 | -0.24575 | 4.0862 | 40.6881 | -1.4785 | -0.31151 | 7.4269 | 16.8119 | 0.23544 | 1135.3528 | 1213.907 | 1246.2371 | 1271.0565 | 0.3732 | 0.38992 | 0.38586 | 0.37025 | 423.7189 | 473.3278 | 480.8792 | 470.6124 | 0.084803 | 0.10837 | 0.10201 | 0.1065 | 0.046018 | 0.043369 | 0.043779 | 0.043635 | 96.2812 | 131.5451 | 127.1294 | 135.3731 | 52.2463 | 52.6454 | 54.5593 | 55.4629
8 | 21 | 4 | 1682.6989 | 1730.8091 | 1768.8438 | 1762.4598 | 80 | 63 | 0 | 0 | 0 | 0 | 0 | 0 | 0 | 0 | 0 | 0 | 440.6763 | 426.4921 | 455.2895 | 487.2508 | 0 | 0 | 0 | 0 | -1.8147 | 61.8022 | 10.5458 | 2.0037 | -0.26371 | 19.8679 | 17.1181 | 0.22268 | 1164.1009 | 1159.6468 | 1285.8904 | 1272.9826 | 0.37386 | 0.38754 | 0.38853 | 0.36998 | 435.2125 | 449.4106 | 499.6097 | 470.9838 | 0.084707 | 0.10837 | 0.10199 | 0.10653 | 0.046031 | 0.043494 | 0.043855 | 0.043704 | 98.6074 | 125.6657 | 131.1483 | 135.6073 | 53.5847 | 50.4381 | 56.3928 | 55.635
8 | 21 | 5 | 1782.0385 | 1828.2546 | 1863.187 | 1851.9038 | 80 | 63 | 0 | 0 | 0 | 0 | 0 | 0 | 0 | 0 | 0 | 0 | 417.4598 | 407.0049 | 434.4505 | 462.345 | 0 | 0 | 0 | 0 | 4.1492 | 35.2834 | 30.8328 | -17.2681 | 0.26666 | 29.4206 | 14.1208 | 7.1175 | 1280.1628 | 1293.5457 | 1383.7829 | 1399.7093 | 0.37065 | 0.39036 | 0.39029 | 0.37126 | 474.4921 | 504.9539 | 540.074 | 519.6534 | 0.084637 | 0.10838 | 0.10205 | 0.10654 | 0.046102 | 0.043611 | 0.043949 | 0.043811 | 108.3489 | 140.1929 | 141.2112 | 149.1194 | 59.0187 | 56.4128 | 60.8162 | 61.3222
8 | 21 | 6 | 1904.125 | 1949.6489 | 1982.8652 | 1967.6341 | 80 | 63 | 0 | 0 | 0 | 0 | 0 | 0 | 0 | 0 | 0 | 0 | 478.6535 | 474.4044 | 498.9284 | 521.7692 | 0 | 0 | 0 | 0 | -0.25633 | 36.9073 | 70.7969 | -20.9793 | 1.0272 | 1.7427 | 13.2075 | 3.3189 | 1344.7007 | 1373.5946 | 1399.9324 | 1463.5253 | 0.37177 | 0.38885 | 0.38239 | 0.37131 | 499.9227 | 534.1158 | 535.3187 | 543.4272 | 0.084769 | 0.10841 | 0.10205 | 0.10664 | 0.046165 | 0.043693 | 0.043948 | 0.043733 | 113.9895 | 148.9179 | 142.8649 | 156.0688 | 62.0781 | 60.0162 | 61.5242 | 64.0042
8 | 21 | 7 | 2057.0423 | 2105.8075 | 2142.1066 | 2127.0812 | 80 | 63 | 0 | 0 | 0 | 0 | 0 | 0 | 0 | 0 | 0 | 0 | 920.8803 | 921.7011 | 945.4538 | 966.8513 | 0 | 0 | 0 | 0 | -3.5486 | -20.9003 | -17.5613 | -1.6691 | 1.4774 | -3.6878 | -0.72976 | -2.6512 | 1058.2332 | 1145.6945 | 1214.9439 | 1164.5502 | 0.3667 | 0.37732 | 0.37117 | 0.37991 | 388.0552 | 432.294 | 450.9513 | 442.4271 | 0.085289 | 0.10894 | 0.10217 | 0.1068 | 0.046408 | 0.043285 | 0.043121 | 0.043537 | 90.2552 | 124.8167 | 124.1277 | 124.3792 | 49.1106 | 49.591 | 52.3897 | 50.7007
8 | 21 | 8 | 2224.7701 | 2280.3813 | 2324.5035 | 2314.3413 | 80 | 63 | 0 | 0 | 0 | 0 | 0 | 0 | 0 | 0 | 0 | 0 | 1226.6527 | 1287.8374 | 1364.797 | 1432.2979 | 0 | 0 | 0 | 0 | -1.6491 | -37.756 | -41.8024 | 10.018 | -1.4294 | -6.9679 | -7.2006 | -7.3173 | 921.1959 | 974.2678 | 1008.7096 | 879.3427 | 0.37186 | 0.38691 | 0.38697 | 0.38173 | 342.5535 | 376.9576 | 390.3403 | 335.6718 | 0.086048 | 0.10993 | 0.10332 | 0.10848 | 0.047141 | 0.046137 | 0.045213 | 0.047111 | 79.2668 | 107.0993 | 104.224 | 95.3934 | 43.4261 | 44.9497 | 45.6067 | 41.4266
8 | 21 | 9 | 2397.1097 | 2463.9308 | 2520.7182 | 2519.3615 | 80 | 63 | 0 | 0 | 0 | 0 | 0 | 0 | 0 | 0 | 0 | 0 | 1419.351 | 1543.3991 | 1680.0904 | 1801.6705 | 0 | 0 | 0 | 0 | -3.4647 | -66.0466 | -69.9849 | -60.607 | -4.7613 | -21.6701 | -28.005 | -30.7752 | 905.9848 | 945.2485 | 938.6176 | 809.0732 | 0.37575 | 0.32651 | 0.32636 | 0.067785 | 340.4215 | 308.6328 | 306.3279 | 54.8434 | 0.086627 | 0.11025 | 0.10393 | 0.10937 | 0.047944 | 0.046558 | 0.047019 | 0.050476 | 78.4829 | 104.2109 | 97.5493 | 88.485 | 43.4369 | 44.0091 | 44.1326 | 40.8385
8 | 21 | 10 | 2546.6755 | 2620.2111 | 2683.0027 | 2683.146 | 80 | 63 | 0 | 0 | 0 | 0 | 0 | 0 | 0 | 0 | 0 | 0 | 1562.1321 | 1734.0201 | 1916.0571 | 2079.3735 | 0 | 0 | 0 | 0 | -6.0562 | -59.3006 | -70.6744 | -85.7854 | -4.8122 | -27.8222 | -28.065 | -32.7978 | 915.4118 | 910.3138 | 865.685 | 722.3557 | 0.38219 | 0.32795 | 0.328 | 0.071605 | 349.8643 | 298.5369 | 283.9444 | 51.7243 | 0.086682 | 0.11001 | 0.10395 | 0.10914 | 0.048049 | 0.046576 | 0.047181 | 0.04993 | 79.3494 | 100.1441 | 89.9893 | 78.8358 | 43.9843 | 42.3992 | 40.8439 | 36.0671
8 | 21 | 11 | 2669.6796 | 2748.7722 | 2815.5558 | 2814.9339 | 80 | 63 | 0 | 0 | 0 | 0 | 0 | 0 | 0 | 0 | 0 | 0 | 1626.0879 | 1826.8383 | 2036.6105 | 2227.7965 | 0 | 0 | 0 | 0 | -5.0941 | -71.7556 | -86.1333 | -86.4 | -3.7949 | -13.23 | -19.0324 | -35.164 | 972.4807 | 943.9195 | 884.111 | 708.7014 | 0.37921 | 0.32752 | 0.328 | 0.071605 | 368.7723 | 309.1534 | 289.9882 | 50.7466 | 0.086614 | 0.11117 | 0.10391 | 0.10928 | 0.047962 | 0.04728 | 0.047112 | 0.050803 | 84.2309 | 104.9367 | 91.8667 | 77.4445 | 46.6424 | 44.6288 | 41.6523 | 36.0045
8 | 21 | 12 | 2795.0556 | 2881.1451 | 2953.8307 | 2954.3786 | 80 | 63 | 0 | 0 | 0 | 0 | 0 | 0 | 0 | 0 | 0 | 0 | 1680.8448 | 1892.6712 | 2115.7774 | 2325.7317 | 0 | 0 | 0 | 0 | -5.0941 | -66.7578 | -82.3456 | -87.2346 | -2.9959 | -18.8667 | -28.2161 | -37.0075 | 1042.3008 | 1011.0984 | 948.6151 | 752.8889 | 0.37557 | 0.32768 | 0.328 | 0.071605 | 391.4534 | 331.3208 | 311.1455 | 53.9106 | 0.086374 | 0.11126 | 0.10383 | 0.10804 | 0.047648 | 0.047235 | 0.046938 | 0.048374 | 90.0278 | 112.4958 | 98.4926 | 81.3431 | 49.6635 | 47.7588 | 44.5261 | 36.4201
8 | 21 | 13 | 2929.4734 | 3025.4843 | 3107.8179 | 3113.1398 | 80 | 63 | 0 | 0 | 0 | 0 | 0 | 0 | 0 | 0 | 0 | 0 | 1689.5022 | 1898.7967 | 2124.5792 | 2340.2006 | 0 | 0 | 0 | 0 | -5.1451 | -25.6562 | -63.2035 | -59.9107 | -3.0436 | -11.6779 | -9.9681 | -34.0325 | 1168.1599 | 1101.0216 | 1056.4103 | 866.8823 | 0.37374 | 0.32755 | 0.32763 | 0.071605 | 436.5883 | 360.6422 | 346.1084 | 62.0731 | 0.085784 | 0.11016 | 0.10365 | 0.10862 | 0.047077 | 0.045624 | 0.046406 | 0.048439 | 100.209 | 121.2924 | 109.4995 | 94.1595 | 54.9933 | 50.2333 | 49.0237 | 41.9911
8 | 21 | 14 | 3035.0941 | 3138.8913 | 3229.1509 | 3238.9498 | 80 | 63 | 0 | 0 | 0 | 0 | 0 | 0 | 0 | 0 | 0 | 0 | 1706.4713 | 1903.5039 | 2126.6024 | 2337.1642 | 0 | 0 | 0 | 0 | -1.309 | -13.528 | -17.355 | -23.662 | -0.26547 | -10.115 | -6.0021 | -12.1018 | 1250.1973 | 1196.0303 | 1125.9056 | 937.5493 | 0.37404 | 0.327 | 0.32733 | 0.070824 | 467.623 | 391.1052 | 368.5441 | 66.4011 | 0.085308 | 0.10986 | 0.10322 | 0.10818 | 0.0466 | 0.04481 | 0.045226 | 0.046933 | 106.6514 | 131.3918 | 116.2212 | 101.4254 | 58.259 | 53.5945 | 50.9207 | 44.0019
8 | 21 | 15 | 3111.4659 | 3222.3833 | 3319.877 | 3333.968 | 80 | 63 | 0 | 0 | 0 | 0 | 0 | 0 | 0 | 0 | 0 | 0 | 1753.7091 | 1924.7047 | 2138.4904 | 2334.0037 | 0 | 0 | 0 | 0 | 0.18905 | -12.4511 | -2.2535 | -8.4467 | -0.83898 | -6.4092 | -3.3656 | -9.0564 | 1278.4067 | 1253.5388 | 1187.0057 | 1017.4674 | 0.38108 | 0.31254 | 0.31233 | 0.32609 | 487.17 | 391.7801 | 370.7426 | 331.7867 | 0.085092 | 0.10961 | 0.10276 | 0.10742 | 0.046482 | 0.044583 | 0.04432 | 0.044688 | 108.7822 | 137.4034 | 121.9708 | 109.2947 | 59.4225 | 55.8871 | 52.6077 | 45.4691
8 | 21 | 16 | 3143.3879 | 3264.2999 | 3372.8557 | 3395.6732 | 80 | 63 | 0 | 0 | 0 | 0 | 0 | 0 | 0 | 0 | 0 | 0 | 1699.4156 | 1828.6666 | 2014.8799 | 2180.1611 | 0 | 0 | 0 | 0 | -2.7065 | -15.4572 | -6.1725 | 1.7713 | -0.13591 | -0.94807 | -0.030407 | -6.5376 | 1366.8146 | 1389.0386 | 1364.1787 | 1220.2784 | 0.38915 | 0.32585 | 0.31944 | 0.31698 | 531.8899 | 452.6205 | 435.7795 | 386.8046 | 0.085606 | 0.10991 | 0.10235 | 0.10672 | 0.046748 | 0.04446 | 0.04375 | 0.043751 | 117.008 | 152.6731 | 139.6222 | 130.2296 | 63.8959 | 61.7566 | 59.6823 | 53.3885
8 | 21 | 17 | 3100.44 | 3229.165 | 3346.8733 | 3378.3093 | 80 | 63 | 0 | 0 | 0 | 0 | 0 | 0 | 0 | 0 | 0 | 0 | 1482.8982 | 1552.7711 | 1687.6198 | 1807.7503 | 0 | 0 | 0 | 0 | -2.9753 | -18.4663 | -6.0611 | 4.6331 | -0.59012 | -2.053 | -1.5591 | 2.4858 | 1541.1073 | 1633.9132 | 1666.8737 | 1563.4401 | 0.39 | 0.39598 | 0.39187 | 0.36712 | 601.0369 | 646.9917 | 653.1913 | 573.9729 | 0.085827 | 0.10955 | 0.10254 | 0.10683 | 0.046843 | 0.044192 | 0.044018 | 0.043867 | 132.2685 | 178.9964 | 170.917 | 167.025 | 72.1905 | 72.2054 | 73.3727 | 68.5838
8 | 21 | 18 | 2968.7775 | 3101.2211 | 3224.3943 | 3263.4432 | 80 | 63 | 0 | 0 | 0 | 0 | 0 | 0 | 0 | 0 | 0 | 0 | 920.5496 | 915.2542 | 984.5589 | 1045.3498 | 0 | 0 | 0 | 0 | -2.9753 | -10.7998 | -9.3153 | 0 | 0.27471 | -2.4719 | -2.634 | 3.6599 | 1970.9285 | 2136.2387 | 2251.7847 | 2214.4336 | 0.3917 | 0.40014 | 0.39346 | 0.38236 | 772.0224 | 854.8051 | 885.9959 | 846.7096 | 0.085776 | 0.10964 | 0.10308 | 0.10741 | 0.046823 | 0.044435 | 0.044742 | 0.044663 | 169.059 | 234.2109 | 232.1081 | 237.8419 | 92.2857 | 94.9232 | 100.7491 | 98.9023
8 | 21 | 19 | 2857.9142 | 2991.3147 | 3116.5193 | 3159.6639 | 80 | 63 | 0 | 0 | 0 | 0 | 0 | 0 | 0 | 0 | 0 | 0 | 540.0206 | 503.6337 | 548.7424 | 585.0234 | 0 | 0 | 0 | 0 | 1.7633 | 4.5233 | -6.8988 | 18.4522 | 1.8769 | 2.8531 | 5.8453 | 20.6823 | 2234.2535 | 2417.3045 | 2568.8304 | 2535.506 | 0.39028 | 0.3992 | 0.39311 | 0.38685 | 871.9927 | 964.9988 | 1009.8433 | 980.862 | 0.086042 | 0.1097 | 0.10346 | 0.10761 | 0.046942 | 0.044958 | 0.045396 | 0.045312 | 192.2399 | 265.1686 | 265.7702 | 272.8555 | 104.8807 | 108.6774 | 116.6146 | 114.8898
8 | 21 | 20 | 2838.5041 | 2973.8027 | 3100.9816 | 3145.808 | 80 | 63 | 0 | 0 | 0 | 0 | 0 | 0 | 0 | 0 | 0 | 0 | 553.1927 | 528.5349 | 571.0694 | 606.6629 | 0 | 0 | 0 | 0 | 2.4962 | 18.0842 | 23.7179 | 88.3751 | 2.4412 | 5.8958 | 3.6199 | 28.3606 | 2200.374 | 2358.2878 | 2502.5745 | 2422.4094 | 0.39125 | 0.40133 | 0.39529 | 0.38828 | 860.889 | 946.4546 | 989.2531 | 940.5631 | 0.08605 | 0.10956 | 0.10339 | 0.10757 | 0.046961 | 0.044867 | 0.045381 | 0.045288 | 189.3421 | 258.3812 | 258.7472 | 260.5898 | 103.3313 | 105.8093 | 113.5704 | 109.7054
8 | 21 | 21 | 2650.5997 | 2778.5953 | 2898.8553 | 2941.5349 | 80 | 63 | 0 | 0 | 0 | 0 | 0 | 0 | 0 | 0 | 0 | 0 | 609.3782 | 600.9368 | 642.1702 | 676.8738 | 0 | 0 | 0 | 0 | 3.8079 | 3.4771 | 3.3704 | 72.5679 | 2.6484 | 9.8469 | 7.9662 | 28.1444 | 1954.7652 | 2101.3345 | 2245.3483 | 2163.9488 | 0.3882 | 0.39886 | 0.39319 | 0.38634 | 758.8404 | 838.1416 | 882.8569 | 836.0257 | 0.085945 | 0.10921 | 0.10308 | 0.10744 | 0.046939 | 0.044517 | 0.045143 | 0.045146 | 168.0028 | 229.4878 | 231.4503 | 232.4896 | 91.7556 | 93.5444 | 101.3628 | 97.6942
8 | 21 | 22 | 2394.3594 | 2513.0295 | 2625.0164 | 2666.2975 | 80 | 63 | 0 | 0 | 0 | 0 | 0 | 0 | 0 | 0 | 0 | 0 | 605.8685 | 597.5189 | 638.4166 | 672.9341 | 0 | 0 | 0 | 0 | 5.9594 | 14.3311 | 24.3732 | 33.952 | 3.0303 | 7.0538 | 4.1641 | 29.4882 | 1699.5013 | 1831.1258 | 1958.0625 | 1929.9232 | 0.38109 | 0.39369 | 0.38812 | 0.38014 | 647.6617 | 720.9047 | 759.9689 | 733.6492 | 0.085228 | 0.10891 | 0.10261 | 0.1072 | 0.046564 | 0.044113 | 0.044583 | 0.044784 | 144.8449 | 199.4287 | 200.9085 | 206.8888 | 79.1355 | 80.7773 | 87.2971 | 86.4294
8 | 21 | 23 | 2133.1876 | 2239.4721 | 2339.7438 | 2376.7818 | 80 | 63 | 0 | 0 | 0 | 0 | 0 | 0 | 0 | 0 | 0 | 0 | 558.2377 | 542.1273 | 582.6005 | 615.8151 | 0 | 0 | 0 | 0 | 12.1155 | 24.6269 | 19.3931 | 25.1858 | 3.4415 | 2.7386 | 3.2599 | 23.7807 | 1479.3928 | 1606.9793 | 1734.4903 | 1712.0002 | 0.37177 | 0.39333 | 0.38899 | 0.37327 | 549.9905 | 632.0699 | 674.6962 | 639.037 | 0.084743 | 0.1086 | 0.10242 | 0.107 | 0.046204 | 0.043655 | 0.044337 | 0.04441 | 125.3682 | 174.5239 | 177.6455 | 183.1858 | 68.354 | 70.1524 | 76.9021 | 76.0298
8 | 21 | 24 | 1934.6583 | 2025.4161 | 2109.7217 | 2137.3701 | 80 | 63 | 0 | 0 | 0 | 0 | 0 | 0 | 0 | 0 | 0 | 0 | 566.2668 | 554.9203 | 593.0493 | 627.6308 | 0 | 0 | 0 | 0 | 2.9872 | 14.0737 | 30.2268 | 25.0092 | 0 | 5.5357 | 2.6798 | 15.5738 | 1285.4042 | 1387.8864 | 1483.7659 | 1469.1564 | 0.36952 | 0.39289 | 0.39083 | 0.37129 | 474.9878 | 545.286 | 579.9041 | 545.4857 | 0.0848 | 0.10848 | 0.10225 | 0.10687 | 0.046074 | 0.043446 | 0.044018 | 0.044049 | 109.0029 | 150.5527 | 151.7108 | 157.0132 | 59.2238 | 60.2977 | 65.3125 | 64.7148
8 | 22 | 1 | 1806.8233 | 1882.5944 | 1950.7999 | 1967.2553 | 80 | 63 | 0 | 0 | 0 | 0 | 0 | 0 | 0 | 0 | 0 | 0 | 607.9997 | 608.1724 | 644.3211 | 680.0631 | 0 | 0 | 0 | 0 | -2.1929 | 35.4528 | 45.3982 | 26.7766 | -0.19363 | 2.3255 | 5.927 | 0.21647 | 1121.2101 | 1173.6437 | 1255.1536 | 1260.1991 | 0.37223 | 0.39077 | 0.38906 | 0.37051 | 417.3534 | 458.63 | 488.3277 | 466.9125 | 0.084816 | 0.10844 | 0.10218 | 0.10669 | 0.046064 | 0.043434 | 0.043926 | 0.043911 | 95.0966 | 127.2707 | 128.2568 | 134.4458 | 51.647 | 50.9755 | 55.1337 | 55.3363
8 | 22 | 2 | 1730.4463 | 1795.7604 | 1852.8163 | 1861.4961 | 80 | 63 | 0 | 0 | 0 | 0 | 0 | 0 | 0 | 0 | 0 | 0 | 623.1474 | 621.5126 | 655.893 | 697.5294 | 0 | 0 | 0 | 0 | -1.8147 | 48.0931 | 36.085 | 0.066551 | -0.50977 | 4.4447 | 11.457 | 0.40308 | 1029.6234 | 1058.7101 | 1149.3814 | 1163.4971 | 0.3725 | 0.38904 | 0.38716 | 0.37014 | 383.5298 | 411.8849 | 444.9901 | 430.6537 | 0.084844 | 0.1084 | 0.10211 | 0.10658 | 0.046038 | 0.043367 | 0.043849 | 0.043715 | 87.3576 | 114.7684 | 117.3639 | 124.0041 | 47.4023 | 45.9131 | 50.3988 | 50.8627
8 | 22 | 3 | 1692.3978 | 1748.618 | 1795.787 | 1796.9949 | 80 | 63 | 0 | 0 | 0 | 0 | 0 | 0 | 0 | 0 | 0 | 0 | 616.362 | 614.8806 | 646.3206 | 691.0885 | 0 | 0 | 0 | 0 | -0.24575 | 4.0862 | 40.6881 | -1.4785 | -0.31151 | 7.4269 | 16.8119 | 0.23544 | 996.5931 | 1059.2242 | 1091.9664 | 1107.1494 | 0.3732 | 0.38992 | 0.38586 | 0.37025 | 371.9332 | 413.0137 | 421.3516 | 409.9253 | 0.084803 | 0.10837 | 0.10201 | 0.1065 | 0.046018 | 0.043369 | 0.043779 | 0.043635 | 84.514 | 114.7829 | 111.3922 | 117.9163 | 45.8609 | 45.937 | 47.8055 | 48.3107
8 | 22 | 4 | 1705.9969 | 1755.472 | 1794.8333 | 1789.0528 | 80 | 63 | 0 | 0 | 0 | 0 | 0 | 0 | 0 | 0 | 0 | 0 | 601.5368 | 604.9356 | 633.8044 | 676.8463 | 0 | 0 | 0 | 0 | -1.8147 | 61.8022 | 10.5458 | 2.0037 | -0.26371 | 19.8679 | 17.1181 | 0.22268 | 1026.5385 | 1005.8663 | 1133.3651 | 1109.9802 | 0.37386 | 0.38754 | 0.38853 | 0.36998 | 383.7832 | 389.8144 | 440.3487 | 410.6755 | 0.084707 | 0.10837 | 0.10199 | 0.10653 | 0.046031 | 0.043494 | 0.043855 | 0.043704 | 86.9549 | 109.0012 | 115.5922 | 118.2431 | 47.2526 | 43.7495 | 49.7038 | 48.511
8 | 22 | 5 | 1808.6948 | 1856.4725 | 1892.9228 | 1882.33 | 80 | 63 | 0 | 0 | 0 | 0 | 0 | 0 | 0 | 0 | 0 | 0 | 564.7817 | 567.7336 | 594.6977 | 635.402 | 0 | 0 | 0 | 0 | 4.1492 | 35.2834 | 30.8328 | -17.2681 | 0.26666 | 29.4206 | 14.1208 | 7.1175 | 1159.4972 | 1161.0349 | 1253.2714 | 1257.0786 | 0.37065 | 0.39036 | 0.39029 | 0.37126 | 429.7674 | 453.2265 | 489.1369 | 466.7006 | 0.084637 | 0.10838 | 0.10205 | 0.10654 | 0.046102 | 0.043611 | 0.043949 | 0.043811 | 98.1361 | 125.8316 | 127.8929 | 133.9241 | 53.4557 | 50.6339 | 55.0803 | 55.0734
8 | 22 | 6 | 1950.861 | 1999.1229 | 2035.0004 | 2020.9799 | 80 | 63 | 0 | 0 | 0 | 0 | 0 | 0 | 0 | 0 | 0 | 0 | 605.1625 | 608.3173 | 632.7659 | 670.0718 | 0 | 0 | 0 | 0 | -0.25633 | 36.9073 | 70.7969 | -20.9793 | 1.0272 | 1.7427 | 13.2075 | 3.3189 | 1264.9276 | 1289.1557 | 1318.2301 | 1368.5685 | 0.37177 | 0.38885 | 0.38239 | 0.37131 | 470.2652 | 501.2821 | 504.0766 | 508.1685 | 0.084769 | 0.10841 | 0.10205 | 0.10664 | 0.046165 | 0.043693 | 0.043948 | 0.043733 | 107.2272 | 139.7635 | 134.527 | 145.9427 | 58.3954 | 56.3268 | 57.9335 | 59.8515
8 | 22 | 7 | 2093.2837 | 2144.1721 | 2182.5348 | 2168.4481 | 80 | 63 | 0 | 0 | 0 | 0 | 0 | 0 | 0 | 0 | 0 | 0 | 1046.5424 | 1054.3786 | 1082.5045 | 1116.3428 | 0 | 0 | 0 | 0 | -3.5486 | -20.9003 | -17.5613 | -1.6691 | 1.4774 | -3.6878 | -0.72976 | -2.6512 | 968.8124 | 1051.3816 | 1118.3214 | 1056.4257 | 0.3667 | 0.37732 | 0.37117 | 0.37991 | 355.2645 | 396.7079 | 415.0878 | 401.3492 | 0.085289 | 0.10894 | 0.10217 | 0.1068 | 0.046408 | 0.043285 | 0.043121 | 0.043537 | 82.6286 | 114.5418 | 114.256 | 112.831 | 44.9608 | 45.5087 | 48.2232 | 45.9933
8 | 22 | 8 | 2255.8341 | 2313.2652 | 2359.1563 | 2349.7987 | 80 | 63 | 0 | 0 | 0 | 0 | 0 | 0 | 0 | 0 | 0 | 0 | 1364.1552 | 1430.382 | 1511.188 | 1595.3614 | 0 | 0 | 0 | 0 | -1.6491 | -37.756 | -41.8024 | 10.018 | -1.4294 | -6.9679 | -7.2006 | -7.3173 | 814.7575 | 864.6072 | 896.9713 | 751.7365 | 0.37186 | 0.38691 | 0.38697 | 0.38173 | 302.9736 | 334.5284 | 347.101 | 286.9607 | 0.086048 | 0.10993 | 0.10332 | 0.10848 | 0.047141 | 0.046137 | 0.045213 | 0.047111 | 70.108 | 95.0446 | 92.6788 | 81.5504 | 38.4085 | 39.8903 | 40.5547 | 35.415
8 | 22 | 9 | 2414.181 | 2482.0021 | 2539.7616 | 2538.847 | 80 | 63 | 0 | 0 | 0 | 0 | 0 | 0 | 0 | 0 | 0 | 0 | 1625.1932 | 1761.339 | 1901.6922 | 2044.8831 | 0 | 0 | 0 | 0 | -3.4647 | -66.0466 | -69.9849 | -60.607 | -4.7613 | -21.6701 | -28.005 | -30.7752 | 717.2137 | 745.3799 | 736.0592 | 585.3462 | 0.37575 | 0.32651 | 0.32636 | 0.067785 | 269.4913 | 243.3738 | 240.2208 | 39.678 | 0.086627 | 0.11025 | 0.10393 | 0.10937 | 0.047944 | 0.046558 | 0.047019 | 0.050476 | 62.1302 | 82.176 | 76.4977 | 64.0169 | 34.3864 | 34.7035 | 34.6086 | 29.5457
8 | 22 | 10 | 2563.9566 | 2638.5046 | 2702.2802 | 2702.8712 | 80 | 63 | 0 | 0 | 0 | 0 | 0 | 0 | 0 | 0 | 0 | 0 | 1762.04 | 1943.1667 | 2131.0782 | 2317.8964 | 0 | 0 | 0 | 0 | -6.0562 | -59.3006 | -70.6744 | -85.7854 | -4.8122 | -27.8222 | -28.065 | -32.7978 | 732.785 | 719.4608 | 669.9415 | 503.558 | 0.38219 | 0.32795 | 0.328 | 0.071605 | 280.0656 | 235.9468 | 219.7406 | 36.0573 | 0.086682 | 0.11001 | 0.10395 | 0.10914 | 0.048049 | 0.046576 | 0.047181 | 0.04993 | 63.519 | 79.1483 | 69.6414 | 54.9569 | 35.2093 | 33.5099 | 31.6085 | 25.1425
8 | 22 | 11 | 2682.1332 | 2761.9554 | 2829.4482 | 2829.1488 | 80 | 63 | 0 | 0 | 0 | 0 | 0 | 0 | 0 | 0 | 0 | 0 | 1867.5535 | 2069.0362 | 2289.455 | 2503.7665 | 0 | 0 | 0 | 0 | -5.0941 | -71.7556 | -86.1333 | -86.4 | -3.7949 | -13.23 | -19.0324 | -35.164 | 743.4687 | 714.9048 | 645.1588 | 446.9463 | 0.37921 | 0.32752 | 0.328 | 0.071605 | 281.9291 | 234.1462 | 211.6119 | 32.0036 | 0.086614 | 0.11117 | 0.10391 | 0.10928 | 0.047962 | 0.04728 | 0.047112 | 0.050803 | 64.3951 | 79.4768 | 67.0375 | 48.8408 | 35.6585 | 33.8009 | 30.3947 | 22.7064
8 | 22 | 12 | 2779.5236 | 2864.7031 | 2936.5044 | 2936.6499 | 80 | 63 | 0 | 0 | 0 | 0 | 0 | 0 | 0 | 0 | 0 | 0 | 1938.5566 | 2148.7964 | 2389.9565 | 2616.9475 | 0 | 0 | 0 | 0 | -5.0941 | -66.7578 | -82.3456 | -87.2346 | -2.9959 | -18.8667 | -28.2161 | -37.0075 | 769.0569 | 738.5313 | 657.1096 | 443.9445 | 0.37557 | 0.32768 | 0.328 | 0.071605 | 288.8321 | 242.0049 | 215.5318 | 31.7886 | 0.086374 | 0.11126 | 0.10383 | 0.10804 | 0.047648 | 0.047235 | 0.046938 | 0.048374 | 66.4266 | 82.1697 | 68.2262 | 47.9643 | 36.644 | 34.8842 | 30.8434 | 21.4753
8 | 22 | 13 | 2866.5757 | 2958.9017 | 3037.6539 | 3041.3466 | 80 | 63 | 0 | 0 | 0 | 0 | 0 | 0 | 0 | 0 | 0 | 0 | 1986.5582 | 2192.6701 | 2444.5663 | 2673.7375 | 0 | 0 | 0 | 0 | -5.1451 | -25.6562 | -63.2035 | -59.9107 | -3.0436 | -11.6779 | -9.9681 | -34.0325 | 808.2062 | 740.5656 | 666.2592 | 461.5523 | 0.37374 | 0.32755 | 0.32763 | 0.071605 | 302.0592 | 242.574 | 218.2844 | 33.0495 | 0.085784 | 0.11016 | 0.10365 | 0.10862 | 0.047077 | 0.045624 | 0.046406 | 0.048439 | 69.3309 | 81.5833 | 69.0594 | 50.1332 | 38.0478 | 33.7877 | 30.9183 | 22.3572
8 | 22 | 14 | 2948.8284 | 3047.5717 | 3132.9193 | 3140.4837 | 80 | 63 | 0 | 0 | 0 | 0 | 0 | 0 | 0 | 0 | 0 | 0 | 2070.5972 | 2262.2019 | 2515.121 | 2739.481 | 0 | 0 | 0 | 0 | -1.309 | -13.528 | -17.355 | -23.662 | -0.26547 | -10.115 | -6.0021 | -12.1018 | 799.8057 | 746.0127 | 641.1554 | 436.7664 | 0.37404 | 0.327 | 0.32733 | 0.070824 | 299.1588 | 243.9482 | 209.8702 | 30.9336 | 0.085308 | 0.10986 | 0.10322 | 0.10818 | 0.0466 | 0.04481 | 0.045226 | 0.046933 | 68.2296 | 81.9544 | 66.183 | 47.25 | 37.2708 | 33.4291 | 28.9972 | 20.4987
8 | 22 | 15 | 3026.2497 | 3132.1746 | 3224.8161 | 3236.6998 | 80 | 63 | 0 | 0 | 0 | 0 | 0 | 0 | 0 | 0 | 0 | 0 | 2040.3548 | 2207.0021 | 2443.4003 | 2649.5136 | 0 | 0 | 0 | 0 | 0.18905 | -12.4511 | -2.2535 | -8.4467 | -0.83898 | -6.4092 | -3.3656 | -9.0564 | 906.5448 | 881.0328 | 787.0349 | 604.6893 | 0.38108 | 0.31254 | 0.31233 | 0.32609 | 345.4624 | 275.3574 | 245.818 | 197.1836 | 0.085092 | 0.10961 | 0.10276 | 0.10742 | 0.046482 | 0.044583 | 0.04432 | 0.044688 | 77.1397 | 96.5721 | 80.8718 | 64.9547 | 42.1377 | 39.2795 | 34.8811 | 27.0226
8 | 22 | 16 | 3043.2693 | 3158.3159 | 3261.1709 | 3281.3951 | 80 | 63 | 0 | 0 | 0 | 0 | 0 | 0 | 0 | 0 | 0 | 0 | 1889.4542 | 2013.68 | 2215.032 | 2391.1196 | 0 | 0 | 0 | 0 | -2.7065 | -15.4572 | -6.1725 | 1.7713 | -0.13591 | -0.94807 | -0.030407 | -6.5376 | 1076.6575 | 1098.0412 | 1052.3418 | 895.0418 | 0.38915 | 0.32585 | 0.31944 | 0.31698 | 418.9765 | 357.7985 | 336.1649 | 283.7109 | 0.085606 | 0.10991 | 0.10235 | 0.10672 | 0.046748 | 0.04446 | 0.04375 | 0.043751 | 92.1687 | 120.6888 | 107.706 | 95.52 | 50.3317 | 48.8189 | 46.0396 | 39.1591
8 | 22 | 17 | 2980.2418 | 3101.9249 | 3212.7891 | 3241.1117 | 80 | 63 | 0 | 0 | 0 | 0 | 0 | 0 | 0 | 0 | 0 | 0 | 1595.2984 | 1657.261 | 1799.02 | 1928.7067 | 0 | 0 | 0 | 0 | -2.9753 | -18.4663 | -6.0611 | 4.6331 | -0.59012 | -2.053 | -1.5591 | 2.4858 | 1308.5088 | 1402.1831 | 1421.3893 | 1305.2861 | 0.39 | 0.39598 | 0.39187 | 0.36712 | 510.3227 | 555.232 | 556.9943 | 479.1989 | 0.085827 | 0.10955 | 0.10254 | 0.10683 | 0.046843 | 0.044192 | 0.044018 | 0.043867 | 112.3053 | 153.6102 | 145.7457 | 139.446 | 61.2948 | 61.9649 | 62.5669 | 57.2593
8 | 22 | 18 | 2868.729 | 2995.3111 | 3112.7875 | 3149.245 | 80 | 63 | 0 | 0 | 0 | 0 | 0 | 0 | 0 | 0 | 0 | 0 | 1003.1948 | 1004.415 | 1072.0852 | 1147.3534 | 0 | 0 | 0 | 0 | -2.9753 | -10.7998 | -9.3153 | 0 | 0.27471 | -2.4719 | -2.634 | 3.6599 | 1788.2348 | 1941.1679 | 2052.6516 | 1998.2317 | 0.3917 | 0.40014 | 0.39346 | 0.38236 | 700.4604 | 776.7485 | 807.6442 | 764.0428 | 0.085776 | 0.10964 | 0.10308 | 0.10741 | 0.046823 | 0.044435 | 0.044742 | 0.044663 | 153.3882 | 212.8239 | 211.582 | 214.6207 | 83.7314 | 86.2553 | 91.8395 | 89.2462
8 | 22 | 19 | 2784.9417 | 2914.067 | 3035.1165 | 3076.3711 | 80 | 63 | 0 | 0 | 0 | 0 | 0 | 0 | 0 | 0 | 0 | 0 | 687.8956 | 661.5648 | 702.7165 | 760.17 | 0 | 0 | 0 | 0 | 1.7633 | 4.5233 | -6.8988 | 18.4522 | 1.8769 | 2.8531 | 5.8453 | 20.6823 | 2013.4059 | 2182.1258 | 2333.4535 | 2277.0665 | 0.39028 | 0.3992 | 0.39311 | 0.38685 | 785.7995 | 871.1144 | 917.3133 | 880.8845 | 0.086042 | 0.1097 | 0.10346 | 0.10761 | 0.046942 | 0.044958 | 0.045396 | 0.045312 | 173.2377 | 239.3705 | 241.4182 | 245.0439 | 94.5137 | 98.1042 | 105.9294 | 103.1793
8 | 22 | 20 | 2740.3446 | 2869.8924 | 2991.4821 | 3033.7659 | 80 | 63 | 0 | 0 | 0 | 0 | 0 | 0 | 0 | 0 | 0 | 0 | 639.3686 | 608.8562 | 648.1051 | 705.0928 | 0 | 0 | 0 | 0 | 2.4962 | 18.0842 | 23.7179 | 88.3751 | 2.4412 | 5.8958 | 3.6199 | 28.3606 | 2016.0386 | 2174.0562 | 2316.0392 | 2211.9374 | 0.39125 | 0.40133 | 0.39529 | 0.38828 | 788.7684 | 872.5167 | 915.5168 | 858.8419 | 0.08605 | 0.10956 | 0.10339 | 0.10757 | 0.046961 | 0.044867 | 0.045381 | 0.045288 | 173.48 | 238.1962 | 239.4609 | 237.9484 | 94.6748 | 97.5434 | 105.1052 | 100.1736
8 | 22 | 21 | 2579.7261 | 2703.5695 | 2819.7939 | 2860.6378 | 80 | 63 | 0 | 0 | 0 | 0 | 0 | 0 | 0 | 0 | 0 | 0 | 630.919 | 599.2843 | 637.7756 | 695.4654 | 0 | 0 | 0 | 0 | 3.8079 | 3.4771 | 3.3704 | 72.5679 | 2.6484 | 9.8469 | 7.9662 | 28.1444 | 1862.3508 | 2027.9612 | 2170.6817 | 2064.4601 | 0.3882 | 0.39886 | 0.39319 | 0.38634 | 722.9651 | 808.8758 | 853.4985 | 797.5889 | 0.085945 | 0.10921 | 0.10308 | 0.10744 | 0.046939 | 0.044517 | 0.045143 | 0.045146 | 160.0602 | 221.4747 | 223.7537 | 221.8008 | 87.4178 | 90.2781 | 97.9921 | 93.2027
8 | 22 | 22 | 2316.9792 | 2431.1159 | 2538.6967 | 2577.9735 | 80 | 63 | 0 | 0 | 0 | 0 | 0 | 0 | 0 | 0 | 0 | 0 | 638.4438 | 609.3371 | 647.7285 | 704.929 | 0 | 0 | 0 | 0 | 5.9594 | 14.3311 | 24.3732 | 33.952 | 3.0303 | 7.0538 | 4.1641 | 29.4882 | 1589.5458 | 1737.394 | 1862.431 | 1809.6043 | 0.38109 | 0.39369 | 0.38812 | 0.38014 | 605.7588 | 684.0029 | 722.8521 | 687.9107 | 0.085228 | 0.10891 | 0.10261 | 0.1072 | 0.046564 | 0.044113 | 0.044583 | 0.044784 | 135.4736 | 189.2203 | 191.0961 | 193.9905 | 74.0155 | 76.6424 | 83.0335 | 81.0411
8 | 22 | 23 | 2078.4057 | 2181.4808 | 2278.6332 | 2314.2523 | 80 | 63 | 0 | 0 | 0 | 0 | 0 | 0 | 0 | 0 | 0 | 0 | 635.7945 | 614.4132 | 650.9263 | 705.0884 | 0 | 0 | 0 | 0 | 12.1155 | 24.6269 | 19.3931 | 25.1858 | 3.4415 | 2.7386 | 3.2599 | 23.7807 | 1347.0542 | 1476.7021 | 1605.0539 | 1560.1973 | 0.37177 | 0.39333 | 0.38899 | 0.37327 | 500.7912 | 580.8283 | 624.3469 | 582.3737 | 0.084743 | 0.1086 | 0.10242 | 0.107 | 0.046204 | 0.043655 | 0.044337 | 0.04441 | 114.1534 | 160.3753 | 164.3887 | 166.9428 | 62.2394 | 64.4652 | 71.1633 | 69.2882
8 | 22 | 24 | 1903.0345 | 1991.9396 | 2074.4446 | 2101.2738 | 80 | 63 | 0 | 0 | 0 | 0 | 0 | 0 | 0 | 0 | 0 | 0 | 628.6304 | 614.89 | 648.7582 | 700.3639 | 0 | 0 | 0 | 0 | 2.9872 | 14.0737 | 30.2268 | 25.0092 | 0 | 5.5357 | 2.6798 | 15.5738 | 1191.4169 | 1294.4403 | 1392.7798 | 1360.327 | 0.36952 | 0.39289 | 0.39083 | 0.37129 | 440.2572 | 508.572 | 544.3437 | 505.0782 | 0.0848 | 0.10848 | 0.10225 | 0.10687 | 0.046074 | 0.043446 | 0.044018 | 0.044049 | 101.0327 | 140.416 | 142.4077 | 145.3823 | 54.8934 | 56.2379 | 61.3075 | 59.921
8 | 23 | 1 | 1797.3781 | 1872.5959 | 1940.2636 | 1956.4743 | 80 | 63 | 0 | 0 | 0 | 0 | 0 | 0 | 0 | 0 | 0 | 0 | 626.5039 | 618.5079 | 650.0303 | 700.7476 | 0 | 0 | 0 | 0 | -2.1929 | 35.4528 | 45.3982 | 26.7766 | -0.19363 | 2.3255 | 5.927 | 0.21647 | 1093.2608 | 1153.3098 | 1238.9081 | 1228.7337 | 0.37223 | 0.39077 | 0.38906 | 0.37051 | 406.9497 | 450.684 | 482.0073 | 455.2543 | 0.084816 | 0.10844 | 0.10218 | 0.10669 | 0.046064 | 0.043434 | 0.043926 | 0.043911 | 92.7261 | 125.0657 | 126.5968 | 131.0889 | 50.3595 | 50.0923 | 54.4201 | 53.9547
8 | 23 | 2 | 1716.6634 | 1781.17 | 1837.4411 | 1845.7639 | 80 | 63 | 0 | 0 | 0 | 0 | 0 | 0 | 0 | 0 | 0 | 0 | 613.7474 | 609.9113 | 638.908 | 688.5451 | 0 | 0 | 0 | 0 | -1.8147 | 48.0931 | 36.085 | 0.066551 | -0.50977 | 4.4447 | 11.457 | 0.40308 | 1025.2404 | 1055.721 | 1150.9912 | 1156.7491 | 0.3725 | 0.38904 | 0.38716 | 0.37014 | 381.8972 | 410.722 | 445.6134 | 428.156 | 0.084844 | 0.1084 | 0.10211 | 0.10658 | 0.046038 | 0.043367 | 0.043849 | 0.043715 | 86.9857 | 114.4443 | 117.5283 | 123.2849 | 47.2005 | 45.7835 | 50.4694 | 50.5677
8 | 23 | 3 | 1681.2036 | 1736.768 | 1783.2996 | 1784.2175 | 80 | 63 | 0 | 0 | 0 | 0 | 0 | 0 | 0 | 0 | 0 | 0 | 586.3415 | 582.6001 | 608.0741 | 658.8491 | 0 | 0 | 0 | 0 | -0.24575 | 4.0862 | 40.6881 | -1.4785 | -0.31151 | 7.4269 | 16.8119 | 0.23544 | 1015.4194 | 1079.6547 | 1117.7254 | 1126.6115 | 0.3732 | 0.38992 | 0.38586 | 0.37025 | 378.9592 | 420.98 | 431.291 | 417.1312 | 0.084803 | 0.10837 | 0.10201 | 0.1065 | 0.046018 | 0.043369 | 0.043779 | 0.043635 | 86.1105 | 116.9968 | 114.0199 | 119.9891 | 46.7272 | 46.8231 | 48.9332 | 49.16
8 | 23 | 4 | 1703.4082 | 1752.7317 | 1791.9456 | 1786.098 | 80 | 63 | 0 | 0 | 0 | 0 | 0 | 0 | 0 | 0 | 0 | 0 | 532.6693 | 524.1188 | 546.9242 | 596.9359 | 0 | 0 | 0 | 0 | -1.8147 | 61.8022 | 10.5458 | 2.0037 | -0.26371 | 19.8679 | 17.1181 | 0.22268 | 1092.8173 | 1083.9427 | 1217.3575 | 1186.9359 | 0.37386 | 0.38754 | 0.38853 | 0.36998 | 408.5623 | 420.0722 | 472.9825 | 439.1479 | 0.084707 | 0.10837 | 0.10199 | 0.10653 | 0.046031 | 0.043494 | 0.043855 | 0.043704 | 92.5692 | 117.462 | 124.1586 | 126.441 | 50.3035 | 47.1454 | 53.3873 | 51.8743
8 | 23 | 5 | 1804.8468 | 1852.3991 | 1888.6302 | 1877.9378 | 80 | 63 | 0 | 0 | 0 | 0 | 0 | 0 | 0 | 0 | 0 | 0 | 497.2727 | 491.5343 | 511.0959 | 558.7918 | 0 | 0 | 0 | 0 | 4.1492 | 35.2834 | 30.8328 | -17.2681 | 0.26666 | 29.4206 | 14.1208 | 7.1175 | 1223.1582 | 1233.1608 | 1332.5807 | 1329.2965 | 0.37065 | 0.39036 | 0.39029 | 0.37126 | 453.3633 | 481.3818 | 520.0904 | 493.5121 | 0.084637 | 0.10838 | 0.10205 | 0.10654 | 0.046102 | 0.043611 | 0.043949 | 0.043811 | 103.5242 | 133.6485 | 135.9862 | 141.6179 | 56.3906 | 53.7794 | 58.5659 | 58.2374
8 | 23 | 6 | 1944.1444 | 1992.0129 | 2027.5079 | 2013.3134 | 80 | 63 | 0 | 0 | 0 | 0 | 0 | 0 | 0 | 0 | 0 | 0 | 543.8728 | 542.3116 | 558.0636 | 603.5506 | 0 | 0 | 0 | 0 | -0.25633 | 36.9073 | 70.7969 | -20.9793 | 1.0272 | 1.7427 | 13.2075 | 3.3189 | 1319.5008 | 1348.0513 | 1385.4399 | 1427.4232 | 0.37177 | 0.38885 | 0.38239 | 0.37131 | 490.5541 | 524.1834 | 529.7769 | 530.022 | 0.084769 | 0.10841 | 0.10205 | 0.10664 | 0.046165 | 0.043693 | 0.043948 | 0.043733 | 111.8533 | 146.1486 | 141.3859 | 152.2189 | 60.9148 | 58.9001 | 60.8873 | 62.4253
8 | 23 | 7 | 2080.3403 | 2130.4705 | 2168.0962 | 2153.6742 | 80 | 63 | 0 | 0 | 0 | 0 | 0 | 0 | 0 | 0 | 0 | 0 | 1013.0578 | 1021.6131 | 1038.3984 | 1080.9044 | 0 | 0 | 0 | 0 | -3.5486 | -20.9003 | -17.5613 | -1.6691 | 1.4774 | -3.6878 | -0.72976 | -2.6512 | 989.3536 | 1070.4454 | 1147.9888 | 1077.0901 | 0.3667 | 0.37732 | 0.37117 | 0.37991 | 362.797 | 403.901 | 426.0995 | 409.1999 | 0.085289 | 0.10894 | 0.10217 | 0.1068 | 0.046408 | 0.043285 | 0.043121 | 0.043537 | 84.3805 | 116.6187 | 117.2871 | 115.038 | 45.9141 | 46.3339 | 49.5025 | 46.8929
8 | 23 | 8 | 2223.8606 | 2279.4185 | 2323.4889 | 2313.3032 | 80 | 63 | 0 | 0 | 0 | 0 | 0 | 0 | 0 | 0 | 0 | 0 | 1332.6157 | 1402.1302 | 1472.5379 | 1559.1021 | 0 | 0 | 0 | 0 | -1.6491 | -37.756 | -41.8024 | 10.018 | -1.4294 | -6.9679 | -7.2006 | -7.3173 | 814.3234 | 859.0121 | 899.9541 | 751.5003 | 0.37186 | 0.38691 | 0.38697 | 0.38173 | 302.8122 | 332.3636 | 348.2552 | 286.8705 | 0.086048 | 0.10993 | 0.10332 | 0.10848 | 0.047141 | 0.046137 | 0.045213 | 0.047111 | 70.0706 | 94.4295 | 92.987 | 81.5248 | 38.388 | 39.6322 | 40.6895 | 35.4038
8 | 23 | 9 | 2364.7164 | 2429.6396 | 2484.5825 | 2482.3868 | 80 | 63 | 0 | 0 | 0 | 0 | 0 | 0 | 0 | 0 | 0 | 0 | 1568.2919 | 1697.785 | 1830.4713 | 1973.8401 | 0 | 0 | 0 | 0 | -3.4647 | -66.0466 | -69.9849 | -60.607 | -4.7613 | -21.6701 | -28.005 | -30.7752 | 724.6505 | 756.5714 | 752.1011 | 599.929 | 0.37575 | 0.32651 | 0.32636 | 0.067785 | 272.2856 | 247.0279 | 245.4562 | 40.6665 | 0.086627 | 0.11025 | 0.10393 | 0.10937 | 0.047944 | 0.046558 | 0.047019 | 0.050476 | 62.7744 | 83.4098 | 78.1649 | 65.6118 | 34.743 | 35.2246 | 35.3629 | 30.2818
8 | 23 | 10 | 2478.6705 | 2548.2219 | 2607.1413 | 2605.5231 | 80 | 63 | 0 | 0 | 0 | 0 | 0 | 0 | 0 | 0 | 0 | 0 | 1683.4453 | 1858.1536 | 2036.3643 | 2218.2117 | 0 | 0 | 0 | 0 | -6.0562 | -59.3006 | -70.6744 | -85.7854 | -4.8122 | -27.8222 | -28.065 | -32.7978 | 726.0935 | 714.1911 | 669.5165 | 505.8946 | 0.38219 | 0.32795 | 0.328 | 0.071605 | 277.5082 | 234.2186 | 219.6012 | 36.2246 | 0.086682 | 0.11001 | 0.10395 | 0.10914 | 0.048049 | 0.046576 | 0.047181 | 0.04993 | 62.939 | 78.5685 | 69.5973 | 55.2119 | 34.8878 | 33.2645 | 31.5884 | 25.2592
8 | 23 | 11 | 2608.7409 | 2684.2634 | 2747.5772 | 2745.3768 | 80 | 63 | 0 | 0 | 0 | 0 | 0 | 0 | 0 | 0 | 0 | 0 | 1728.9278 | 1917.7968 | 2124.9454 | 2332.6045 | 0 | 0 | 0 | 0 | -5.0941 | -71.7556 | -86.1333 | -86.4 | -3.7949 | -13.23 | -19.0324 | -35.164 | 808.702 | 788.4522 | 727.7974 | 534.3363 | 0.37921 | 0.32752 | 0.328 | 0.071605 | 306.6661 | 258.2346 | 238.7173 | 38.2611 | 0.086614 | 0.11117 | 0.10391 | 0.10928 | 0.047962 | 0.04728 | 0.047112 | 0.050803 | 70.0453 | 87.6532 | 75.6243 | 58.3904 | 38.7872 | 37.2783 | 34.288 | 27.1461
8 | 23 | 12 | 2680.1746 | 2759.5338 | 2825.6781 | 2823.2502 | 80 | 63 | 0 | 0 | 0 | 0 | 0 | 0 | 0 | 0 | 0 | 0 | 1748.0247 | 1946.3041 | 2171.9675 | 2392.0091 | 0 | 0 | 0 | 0 | -5.0941 | -66.7578 | -82.3456 | -87.2346 | -2.9959 | -18.8667 | -28.2161 | -37.0075 | 860.2399 | 835.8542 | 764.2723 | 555.4832 | 0.37557 | 0.32768 | 0.328 | 0.071605 | 323.0774 | 273.8961 | 250.6811 | 39.7754 | 0.086374 | 0.11126 | 0.10383 | 0.10804 | 0.047648 | 0.047235 | 0.046938 | 0.048374 | 74.3025 | 92.998 | 79.3527 | 60.0151 | 40.9887 | 39.4812 | 35.8734 | 26.8708
8 | 23 | 13 | 2787.0266 | 2874.6921 | 2948.9148 | 2950.547 | 80 | 63 | 0 | 0 | 0 | 0 | 0 | 0 | 0 | 0 | 0 | 0 | 1843.2493 | 2051.3669 | 2290.9291 | 2515.8254 | 0 | 0 | 0 | 0 | -5.1451 | -25.6562 | -63.2035 | -59.9107 | -3.0436 | -11.6779 | -9.9681 | -34.0325 | 871.966 | 797.6593 | 731.1573 | 528.6648 | 0.37374 | 0.32755 | 0.32763 | 0.071605 | 325.8888 | 261.2751 | 239.5468 | 37.855 | 0.085784 | 0.11016 | 0.10365 | 0.10862 | 0.047077 | 0.045624 | 0.046406 | 0.048439 | 74.8004 | 87.873 | 75.7862 | 57.4228 | 41.0494 | 36.3926 | 33.93 | 25.6081
8 | 23 | 14 | 2857.3154 | 2950.6974 | 3030.8342 | 3036.0282 | 80 | 63 | 0 | 0 | 0 | 0 | 0 | 0 | 0 | 0 | 0 | 0 | 1873.7673 | 2071.8891 | 2309.2705 | 2528.7614 | 0 | 0 | 0 | 0 | -1.309 | -13.528 | -17.355 | -23.662 | -0.26547 | -10.115 | -6.0021 | -12.1018 | 905.1226 | 839.4512 | 744.9208 | 543.0306 | 0.37404 | 0.327 | 0.32733 | 0.070824 | 338.5515 | 274.5029 | 243.8358 | 38.4597 | 0.085308 | 0.10986 | 0.10322 | 0.10818 | 0.0466 | 0.04481 | 0.045226 | 0.046933 | 77.2139 | 92.2192 | 76.8942 | 58.7458 | 42.1786 | 37.6161 | 33.6901 | 25.486
8 | 23 | 15 | 2917.3156 | 3016.8586 | 3103.2974 | 3112.3595 | 80 | 63 | 0 | 0 | 0 | 0 | 0 | 0 | 0 | 0 | 0 | 0 | 1866.2136 | 2047.6637 | 2267.1706 | 2471.3913 | 0 | 0 | 0 | 0 | 0.18905 | -12.4511 | -2.2535 | -8.4467 | -0.83898 | -6.4092 | -3.3656 | -9.0564 | 971.752 | 925.0552 | 841.7459 | 658.4713 | 0.38108 | 0.31254 | 0.31233 | 0.32609 | 370.3112 | 289.1161 | 262.9061 | 214.7214 | 0.085092 | 0.10961 | 0.10276 | 0.10742 | 0.046482 | 0.044583 | 0.04432 | 0.044688 | 82.6883 | 101.3975 | 86.4936 | 70.7319 | 45.1686 | 41.2421 | 37.3059 | 29.4261
8 | 23 | 16 | 2945.9494 | 3055.2943 | 3152.6079 | 3170.3113 | 80 | 63 | 0 | 0 | 0 | 0 | 0 | 0 | 0 | 0 | 0 | 0 | 1760.6592 | 1907.2067 | 2090.5918 | 2264.1735 | 0 | 0 | 0 | 0 | -2.7065 | -15.4572 | -6.1725 | 1.7713 | -0.13591 | -0.94807 | -0.030407 | -6.5376 | 1108.1325 | 1101.4929 | 1068.219 | 910.904 | 0.38915 | 0.32585 | 0.31944 | 0.31698 | 431.2249 | 358.9232 | 341.2367 | 288.7389 | 0.085606 | 0.10991 | 0.10235 | 0.10672 | 0.046748 | 0.04446 | 0.04375 | 0.043751 | 94.8632 | 121.0682 | 109.331 | 97.2128 | 51.8031 | 48.9724 | 46.7342 | 39.8531
8 | 23 | 17 | 2882.0823 | 2998.0146 | 3103.2895 | 3129.0696 | 80 | 63 | 0 | 0 | 0 | 0 | 0 | 0 | 0 | 0 | 0 | 0 | 1491.1445 | 1577.5432 | 1703.22 | 1827.8487 | 0 | 0 | 0 | 0 | -2.9753 | -18.4663 | -6.0611 | 4.6331 | -0.59012 | -2.053 | -1.5591 | 2.4858 | 1314.5031 | 1377.9906 | 1407.6898 | 1294.1019 | 0.39 | 0.39598 | 0.39187 | 0.36712 | 512.6605 | 545.6523 | 551.6259 | 475.093 | 0.085827 | 0.10955 | 0.10254 | 0.10683 | 0.046843 | 0.044192 | 0.044018 | 0.043867 | 112.8198 | 150.9599 | 144.3409 | 138.2511 | 61.5756 | 60.8958 | 61.9639 | 56.7687
8 | 23 | 18 | 2754.5476 | 2874.4404 | 2985.4153 | 3018.9152 | 80 | 63 | 0 | 0 | 0 | 0 | 0 | 0 | 0 | 0 | 0 | 0 | 895.5104 | 912.0544 | 965.3036 | 1030.0287 | 0 | 0 | 0 | 0 | -2.9753 | -10.7998 | -9.3153 | 0 | 0.27471 | -2.4719 | -2.634 | 3.6599 | 1781.7378 | 1912.6577 | 2032.0611 | 1985.2266 | 0.3917 | 0.40014 | 0.39346 | 0.38236 | 697.9155 | 765.3403 | 799.5426 | 759.0701 | 0.085776 | 0.10964 | 0.10308 | 0.10741 | 0.046823 | 0.044435 | 0.044742 | 0.044663 | 152.8309 | 209.6982 | 209.4596 | 213.2239 | 83.4272 | 84.9885 | 90.9182 | 88.6653
8 | 23 | 19 | 2661.2453 | 2783.1237 | 2897.13 | 2935.1805 | 80 | 63 | 0 | 0 | 0 | 0 | 0 | 0 | 0 | 0 | 0 | 0 | 554.3233 | 546.4435 | 574.0514 | 618.9398 | 0 | 0 | 0 | 0 | 1.7633 | 4.5233 | -6.8988 | 18.4522 | 1.8769 | 2.8531 | 5.8453 | 20.6823 | 2023.2818 | 2166.3039 | 2324.1321 | 2277.1062 | 0.39028 | 0.3992 | 0.39311 | 0.38685 | 789.6539 | 864.7982 | 913.6489 | 880.8999 | 0.086042 | 0.1097 | 0.10346 | 0.10761 | 0.046942 | 0.044958 | 0.045396 | 0.045312 | 174.0874 | 237.6349 | 240.4538 | 245.0481 | 94.9773 | 97.3929 | 105.5063 | 103.1811
8 | 23 | 20 | 2653.2393 | 2777.684 | 2894.3139 | 2934.3415 | 80 | 63 | 0 | 0 | 0 | 0 | 0 | 0 | 0 | 0 | 0 | 0 | 502.0214 | 488.4388 | 515.7459 | 558.319 | 0 | 0 | 0 | 0 | 2.4962 | 18.0842 | 23.7179 | 88.3751 | 2.4412 | 5.8958 | 3.6199 | 28.3606 | 2066.2805 | 2202.2652 | 2351.2302 | 2259.2869 | 0.39125 | 0.40133 | 0.39529 | 0.38828 | 808.4254 | 883.8379 | 929.4276 | 877.2266 | 0.08605 | 0.10956 | 0.10339 | 0.10757 | 0.046961 | 0.044867 | 0.045381 | 0.045288 | 177.8033 | 241.2869 | 243.0994 | 243.042 | 97.0342 | 98.8091 | 106.7022 | 102.3179
8 | 23 | 21 | 2502.8357 | 2622.1743 | 2734.0206 | 2772.8728 | 80 | 63 | 0 | 0 | 0 | 0 | 0 | 0 | 0 | 0 | 0 | 0 | 460.1299 | 446.3352 | 470.8839 | 511.5961 | 0 | 0 | 0 | 0 | 3.8079 | 3.4771 | 3.3704 | 72.5679 | 2.6484 | 9.8469 | 7.9662 | 28.1444 | 1956.2495 | 2099.5152 | 2251.8 | 2160.5644 | 0.3882 | 0.39886 | 0.39319 | 0.38634 | 759.4166 | 837.416 | 885.3937 | 834.7181 | 0.085945 | 0.10921 | 0.10308 | 0.10744 | 0.046939 | 0.044517 | 0.045143 | 0.045146 | 168.1304 | 229.2891 | 232.1154 | 232.126 | 91.8253 | 93.4634 | 101.6541 | 97.5414
8 | 23 | 22 | 2286.5449 | 2398.8986 | 2504.7464 | 2543.2349 | 80 | 63 | 0 | 0 | 0 | 0 | 0 | 0 | 0 | 0 | 0 | 0 | 397.8828 | 387.0856 | 406.6484 | 443.3383 | 0 | 0 | 0 | 0 | 5.9594 | 14.3311 | 24.3732 | 33.952 | 3.0303 | 7.0538 | 4.1641 | 29.4882 | 1799.6724 | 1927.4281 | 2069.5608 | 2036.4564 | 0.38109 | 0.39369 | 0.38812 | 0.38014 | 685.8358 | 758.8184 | 803.2439 | 774.1472 | 0.085228 | 0.10891 | 0.10261 | 0.1072 | 0.046564 | 0.044113 | 0.044583 | 0.044784 | 153.3823 | 209.917 | 212.3489 | 218.3092 | 83.7998 | 85.0255 | 92.2681 | 91.2004
8 | 23 | 23 | 2057.2766 | 2159.1138 | 2255.0631 | 2290.1349 | 80 | 63 | 0 | 0 | 0 | 0 | 0 | 0 | 0 | 0 | 0 | 0 | 344.7606 | 341.3516 | 355.198 | 387.3075 | 0 | 0 | 0 | 0 | 12.1155 | 24.6269 | 19.3931 | 25.1858 | 3.4415 | 2.7386 | 3.2599 | 23.7807 | 1616.959 | 1727.3967 | 1877.2121 | 1853.8609 | 0.37177 | 0.39333 | 0.38899 | 0.37327 | 601.1331 | 679.4335 | 730.2133 | 691.9892 | 0.084743 | 0.1086 | 0.10242 | 0.107 | 0.046204 | 0.043655 | 0.044337 | 0.04441 | 137.0259 | 187.6016 | 192.263 | 198.3651 | 74.7102 | 75.4092 | 83.23 | 82.3298
8 | 23 | 24 | 1881.0658 | 1968.6839 | 2049.9379 | 2076.1981 | 80 | 63 | 0 | 0 | 0 | 0 | 0 | 0 | 0 | 0 | 0 | 0 | 306.5992 | 310.8539 | 320.3726 | 347.8848 | 0 | 0 | 0 | 0 | 2.9872 | 14.0737 | 30.2268 | 25.0092 | 0 | 5.5357 | 2.6798 | 15.5738 | 1491.4794 | 1575.2206 | 1696.6588 | 1687.7304 | 0.36952 | 0.39289 | 0.39083 | 0.37129 | 551.1375 | 618.8876 | 663.1095 | 626.6404 | 0.0848 | 0.10848 | 0.10225 | 0.10687 | 0.046074 | 0.043446 | 0.044018 | 0.044049 | 126.4782 | 170.874 | 173.4785 | 180.3729 | 68.7185 | 68.4366 | 74.6836 | 74.3428
8 | 24 | 1 | 1765.1946 | 1838.5269 | 1904.3621 | 1919.7392 | 80 | 63 | 0 | 0 | 0 | 0 | 0 | 0 | 0 | 0 | 0 | 0 | 280.6786 | 288.5155 | 295.1583 | 320.5788 | 0 | 0 | 0 | 0 | -2.1929 | 35.4528 | 45.3982 | 26.7766 | -0.19363 | 2.3255 | 5.927 | 0.21647 | 1406.9026 | 1449.2332 | 1557.8786 | 1572.1674 | 0.37223 | 0.39077 | 0.38906 | 0.37051 | 523.6981 | 566.3233 | 606.1053 | 582.4989 | 0.084816 | 0.10844 | 0.10218 | 0.10669 | 0.046064 | 0.043434 | 0.043926 | 0.043911 | 119.3279 | 157.1558 | 159.1905 | 167.7285 | 64.807 | 62.9453 | 68.4312 | 69.0351
8 | 24 | 2 | 1694.6947 | 1757.9143 | 1812.9345 | 1820.6882 | 80 | 63 | 0 | 0 | 0 | 0 | 0 | 0 | 0 | 0 | 0 | 0 | 247.9058 | 259.8842 | 264.0709 | 285.3034 | 0 | 0 | 0 | 0 | -1.8147 | 48.0931 | 36.085 | 0.066551 | -0.50977 | 4.4447 | 11.457 | 0.40308 | 1369.1134 | 1382.4924 | 1501.3216 | 1534.9151 | 0.3725 | 0.38904 | 0.38716 | 0.37014 | 509.9882 | 537.8504 | 581.2459 | 568.1293 | 0.084844 | 0.1084 | 0.10211 | 0.10658 | 0.046038 | 0.043367 | 0.043849 | 0.043715 | 116.1613 | 149.8677 | 153.3007 | 163.5893 | 63.0319 | 59.9545 | 65.8309 | 67.0993
8 | 24 | 3 | 1663.013 | 1717.5116 | 1763.0074 | 1763.4542 | 80 | 63 | 0 | 0 | 0 | 0 | 0 | 0 | 0 | 0 | 0 | 0 | 225.9436 | 244.0792 | 246.0312 | 263.1149 | 0 | 0 | 0 | 0 | -0.24575 | 4.0862 | 40.6881 | -1.4785 | -0.31151 | 7.4269 | 16.8119 | 0.23544 | 1357.6266 | 1398.9192 | 1459.4761 | 1501.5823 | 0.3732 | 0.38992 | 0.38586 | 0.37025 | 506.6725 | 545.4679 | 563.1607 | 555.9653 | 0.084803 | 0.10837 | 0.10201 | 0.1065 | 0.046018 | 0.043369 | 0.043779 | 0.043635 | 115.1306 | 151.594 | 148.8821 | 159.9251 | 62.4748 | 60.6691 | 63.8948 | 65.5219
8 | 24 | 4 | 1684.448 | 1732.6606 | 1770.795 | 1764.4563 | 80 | 63 | 0 | 0 | 0 | 0 | 0 | 0 | 0 | 0 | 0 | 0 | 194.9324 | 213.3559 | 212.863 | 228.6822 | 0 | 0 | 0 | 0 | -1.8147 | 61.8022 | 10.5458 | 2.0037 | -0.26371 | 19.8679 | 17.1181 | 0.22268 | 1411.594 | 1374.6346 | 1530.2681 | 1533.5478 | 0.37386 | 0.38754 | 0.38853 | 0.36998 | 527.7407 | 532.7272 | 594.5583 | 567.3889 | 0.084707 | 0.10837 | 0.10199 | 0.10653 | 0.046031 | 0.043494 | 0.043855 | 0.043704 | 119.5718 | 148.9629 | 156.0724 | 163.3646 | 64.9771 | 59.7889 | 67.11 | 67.0228
8 | 24 | 5 | 1773.3629 | 1819.0708 | 1853.5092 | 1842.0013 | 80 | 63 | 0 | 0 | 0 | 0 | 0 | 0 | 0 | 0 | 0 | 0 | 173.8668 | 189.7314 | 189.2333 | 203.6333 | 0 | 0 | 0 | 0 | 4.1492 | 35.2834 | 30.8328 | -17.2681 | 0.26666 | 29.4206 | 14.1208 | 7.1175 | 1515.0803 | 1501.6353 | 1619.3223 | 1648.5185 | 0.37065 | 0.39036 | 0.39029 | 0.37126 | 561.5642 | 586.1847 | 632.0022 | 612.0258 | 0.084637 | 0.10838 | 0.10205 | 0.10654 | 0.046102 | 0.043611 | 0.043949 | 0.043811 | 128.2315 | 162.7454 | 165.2474 | 175.6265 | 69.849 | 65.4878 | 71.168 | 72.2227
8 | 24 | 6 | 1914.2698 | 1960.388 | 1994.1819 | 1979.2136 | 80 | 63 | 0 | 0 | 0 | 0 | 0 | 0 | 0 | 0 | 0 | 0 | 234.6972 | 250.3858 | 250.2391 | 263.2914 | 0 | 0 | 0 | 0 | -0.25633 | 36.9073 | 70.7969 | -20.9793 | 1.0272 | 1.7427 | 13.2075 | 3.3189 | 1598.8018 | 1608.3523 | 1659.9384 | 1733.5827 | 0.37177 | 0.38885 | 0.38239 | 0.37131 | 594.3905 | 625.4002 | 634.7421 | 643.7033 | 0.084769 | 0.10841 | 0.10205 | 0.10664 | 0.046165 | 0.043693 | 0.043948 | 0.043733 | 135.5295 | 174.3691 | 169.3988 | 184.8675 | 73.8087 | 70.2734 | 72.9509 | 75.8146
8 | 24 | 7 | 2045.1484 | 2093.2168 | 2128.8387 | 2113.5052 | 80 | 63 | 0 | 0 | 0 | 0 | 0 | 0 | 0 | 0 | 0 | 0 | 665.8945 | 671.6486 | 677.715 | 694.9263 | 0 | 0 | 0 | 0 | -3.5486 | -20.9003 | -17.5613 | -1.6691 | 1.4774 | -3.6878 | -0.72976 | -2.6512 | 1301.3251 | 1383.1563 | 1469.4147 | 1422.8992 | 0.3667 | 0.37732 | 0.37117 | 0.37991 | 477.1972 | 521.8933 | 545.4033 | 540.5771 | 0.085289 | 0.10894 | 0.10217 | 0.1068 | 0.046408 | 0.043285 | 0.043121 | 0.043537 | 110.9881 | 150.6867 | 150.1263 | 151.972 | 60.3921 | 59.8695 | 63.3628 | 61.9483
8 | 24 | 8 | 2193.4262 | 2247.2011 | 2289.5386 | 2278.5645 | 80 | 63 | 0 | 0 | 0 | 0 | 0 | 0 | 0 | 0 | 0 | 0 | 1087.3315 | 1143.0563 | 1209.8076 | 1276.3199 | 0 | 0 | 0 | 0 | -1.6491 | -37.756 | -41.8024 | 10.018 | -1.4294 | -6.9679 | -7.2006 | -7.3173 | 1029.1732 | 1085.8686 | 1128.7341 | 999.5439 | 0.37186 | 0.38691 | 0.38697 | 0.38173 | 382.7057 | 420.1375 | 436.7862 | 381.5563 | 0.086048 | 0.10993 | 0.10332 | 0.10848 | 0.047141 | 0.046137 | 0.045213 | 0.047111 | 88.558 | 119.3674 | 116.6255 | 108.4332 | 48.5162 | 50.0987 | 51.0333 | 47.0894
8 | 24 | 9 | 2330.504 | 2393.4229 | 2446.4177 | 2443.3358 | 80 | 63 | 0 | 0 | 0 | 0 | 0 | 0 | 0 | 0 | 0 | 0 | 1373.4135 | 1493.2806 | 1624.7514 | 1744.093 | 0 | 0 | 0 | 0 | -3.4647 | -66.0466 | -69.9849 | -60.607 | -4.7613 | -21.6701 | -28.005 | -30.7752 | 885.3164 | 924.8591 | 919.6562 | 790.625 | 0.37575 | 0.32651 | 0.32636 | 0.067785 | 332.6554 | 301.9755 | 300.1396 | 53.5929 | 0.086627 | 0.11025 | 0.10393 | 0.10937 | 0.047944 | 0.046558 | 0.047019 | 0.050476 | 76.6924 | 101.9631 | 95.5787 | 86.4674 | 42.446 | 43.0598 | 43.2411 | 39.9073
8 | 24 | 10 | 2466.7066 | 2535.5572 | 2593.7953 | 2591.8673 | 80 | 63 | 0 | 0 | 0 | 0 | 0 | 0 | 0 | 0 | 0 | 0 | 1532.8413 | 1706.6809 | 1885.564 | 2043.6163 | 0 | 0 | 0 | 0 | -6.0562 | -59.3006 | -70.6744 | -85.7854 | -4.8122 | -27.8222 | -28.065 | -32.7978 | 864.7337 | 852.999 | 806.9707 | 666.8342 | 0.38219 | 0.32795 | 0.328 | 0.071605 | 330.4955 | 279.7406 | 264.6862 | 47.7487 | 0.086682 | 0.11001 | 0.10395 | 0.10914 | 0.048049 | 0.046576 | 0.047181 | 0.04993 | 74.9566 | 93.8389 | 83.8858 | 72.7764 | 41.5493 | 39.7296 | 38.0737 | 33.2949
8 | 24 | 11 | 2560.3958 | 2633.0859 | 2693.6469 | 2690.1943 | 80 | 63 | 0 | 0 | 0 | 0 | 0 | 0 | 0 | 0 | 0 | 0 | 1606.5999 | 1812.1355 | 2020.7285 | 2203.1439 | 0 | 0 | 0 | 0 | -5.0941 | -71.7556 | -86.1333 | -86.4 | -3.7949 | -13.23 | -19.0324 | -35.164 | 882.6849 | 842.936 | 778.0841 | 608.6143 | 0.37921 | 0.32752 | 0.328 | 0.071605 | 334.721 | 276.0792 | 255.2114 | 43.5798 | 0.086614 | 0.11117 | 0.10391 | 0.10928 | 0.047962 | 0.04728 | 0.047112 | 0.050803 | 76.4533 | 93.7102 | 80.8496 | 66.5073 | 42.3356 | 39.8543 | 36.6571 | 30.9197
8 | 24 | 12 | 2646.452 | 2723.8354 | 2788.0595 | 2784.7582 | 80 | 63 | 0 | 0 | 0 | 0 | 0 | 0 | 0 | 0 | 0 | 0 | 1656.4669 | 1878.9751 | 2104.9493 | 2303.3957 | 0 | 0 | 0 | 0 | -5.0941 | -66.7578 | -82.3456 | -87.2346 | -2.9959 | -18.8667 | -28.2161 | -37.0075 | 918.0751 | 867.4849 | 793.672 | 605.6046 | 0.37557 | 0.32768 | 0.328 | 0.071605 | 344.7984 | 284.261 | 260.3242 | 43.3643 | 0.086374 | 0.11126 | 0.10383 | 0.10804 | 0.047648 | 0.047235 | 0.046938 | 0.048374 | 79.298 | 96.5172 | 82.4052 | 65.4303 | 43.7444 | 40.9752 | 37.2534 | 29.2954
8 | 24 | 13 | 2742.8093 | 2827.8844 | 2899.5893 | 2900.0761 | 80 | 63 | 0 | 0 | 0 | 0 | 0 | 0 | 0 | 0 | 0 | 0 | 1637.9641 | 1861.2765 | 2088.6872 | 2290.5545 | 0 | 0 | 0 | 0 | -5.1451 | -25.6562 | -63.2035 | -59.9107 | -3.0436 | -11.6779 | -9.9681 | -34.0325 | 1033.0339 | 940.9419 | 884.0737 | 703.4648 | 0.37374 | 0.32755 | 0.32763 | 0.071605 | 386.0863 | 308.2077 | 289.6463 | 50.3716 | 0.085784 | 0.11016 | 0.10365 | 0.10862 | 0.047077 | 0.045624 | 0.046406 | 0.048439 | 88.6174 | 103.6575 | 91.6364 | 76.4093 | 48.632 | 42.9298 | 41.0262 | 34.0753
8 | 24 | 14 | 2810.2996 | 2900.9271 | 2978.3868 | 2982.363 | 80 | 63 | 0 | 0 | 0 | 0 | 0 | 0 | 0 | 0 | 0 | 0 | 1634.2605 | 1842.7411 | 2062.2995 | 2260.9882 | 0 | 0 | 0 | 0 | -1.309 | -13.528 | -17.355 | -23.662 | -0.26547 | -10.115 | -6.0021 | -12.1018 | 1097.6136 | 1018.8288 | 939.4444 | 757.1386 | 0.37404 | 0.327 | 0.32733 | 0.070824 | 410.5507 | 333.1599 | 307.5095 | 53.6237 | 0.085308 | 0.10986 | 0.10322 | 0.10818 | 0.0466 | 0.04481 | 0.045226 | 0.046933 | 93.6349 | 111.9251 | 96.9738 | 81.9083 | 51.1486 | 45.6541 | 42.4877 | 35.5347
8 | 24 | 15 | 2870.4397 | 2967.2364 | 3051.0061 | 3058.854 | 80 | 63 | 0 | 0 | 0 | 0 | 0 | 0 | 0 | 0 | 0 | 0 | 1585.2294 | 1761.5534 | 1963.955 | 2155.3221 | 0 | 0 | 0 | 0 | 0.18905 | -12.4511 | -2.2535 | -8.4467 | -0.83898 | -6.4092 | -3.3656 | -9.0564 | 1205.8603 | 1161.5432 | 1092.6702 | 921.035 | 0.38108 | 0.31254 | 0.31233 | 0.32609 | 459.5243 | 363.0279 | 341.2784 | 300.3409 | 0.085092 | 0.10961 | 0.10276 | 0.10742 | 0.046482 | 0.044583 | 0.04432 | 0.044688 | 102.6091 | 127.3196 | 112.2774 | 98.936 | 56.0504 | 51.7856 | 48.4268 | 41.1597
8 | 24 | 16 | 2861.2929 | 2965.6782 | 3058.1714 | 3073.682 | 80 | 63 | 0 | 0 | 0 | 0 | 0 | 0 | 0 | 0 | 0 | 0 | 1454.6516 | 1598.9125 | 1764.6844 | 1931.3242 | 0 | 0 | 0 | 0 | -2.7065 | -15.4572 | -6.1725 | 1.7713 | -0.13591 | -0.94807 | -0.030407 | -6.5376 | 1329.4836 | 1320.1709 | 1299.6899 | 1147.1241 | 0.38915 | 0.32585 | 0.31944 | 0.31698 | 517.3627 | 430.1798 | 415.1789 | 363.6161 | 0.085606 | 0.10991 | 0.10235 | 0.10672 | 0.046748 | 0.04446 | 0.04375 | 0.043751 | 113.8123 | 145.1037 | 133.0218 | 122.4225 | 62.1508 | 58.6948 | 56.861 | 50.1879
8 | 24 | 17 | 2791.9686 | 2902.6215 | 3002.7654 | 3026.2113 | 80 | 63 | 0 | 0 | 0 | 0 | 0 | 0 | 0 | 0 | 0 | 0 | 1285.6582 | 1387.4584 | 1497.0704 | 1618.3391 | 0 | 0 | 0 | 0 | -2.9753 | -18.4663 | -6.0611 | 4.6331 | -0.59012 | -2.053 | -1.5591 | 2.4858 | 1429.8757 | 1472.6824 | 1513.3152 | 1400.7532 | 0.39 | 0.39598 | 0.39187 | 0.36712 | 557.6562 | 583.1481 | 593.0169 | 514.247 | 0.085827 | 0.10955 | 0.10254 | 0.10683 | 0.046843 | 0.044192 | 0.044018 | 0.043867 | 122.7218 | 161.3335 | 155.1715 | 149.6449 | 66.98 | 65.0804 | 66.6134 | 61.4472
8 | 24 | 18 | 2657.2976 | 2771.4929 | 2876.9303 | 2907.9113 | 80 | 63 | 0 | 0 | 0 | 0 | 0 | 0 | 0 | 0 | 0 | 0 | 783.3934 | 817.5007 | 853.402 | 916.5413 | 0 | 0 | 0 | 0 | -2.9753 | -10.7998 | -9.3153 | 0 | 0.27471 | -2.4719 | -2.634 | 3.6599 | 1796.6048 | 1904.2639 | 2035.4777 | 1987.7101 | 0.3917 | 0.40014 | 0.39346 | 0.38236 | 703.7389 | 761.9816 | 800.8869 | 760.0197 | 0.085776 | 0.10964 | 0.10308 | 0.10741 | 0.046823 | 0.044435 | 0.044742 | 0.044663 | 154.1061 | 208.7779 | 209.8118 | 213.4906 | 84.1233 | 84.6155 | 91.0711 | 88.7762
8 | 24 | 19 | 2564.8349 | 2681.065 | 2789.5816 | 2825.1349 | 80 | 63 | 0 | 0 | 0 | 0 | 0 | 0 | 0 | 0 | 0 | 0 | 512.5979 | 528.6082 | 538.097 | 586.7577 | 0 | 0 | 0 | 0 | 1.7633 | 4.5233 | -6.8988 | 18.4522 | 1.8769 | 2.8531 | 5.8453 | 20.6823 | 1968.5968 | 2082.0803 | 2252.5381 | 2199.2427 | 0.39028 | 0.3992 | 0.39311 | 0.38685 | 768.3112 | 831.1758 | 885.5043 | 850.7783 | 0.086042 | 0.1097 | 0.10346 | 0.10761 | 0.046942 | 0.044958 | 0.045396 | 0.045312 | 169.3822 | 228.3959 | 233.0467 | 236.669 | 92.4102 | 93.6064 | 102.2562 | 99.6529
8 | 24 | 20 | 2552.9109 | 2671.4778 | 2782.3949 | 2819.8238 | 80 | 63 | 0 | 0 | 0 | 0 | 0 | 0 | 0 | 0 | 0 | 0 | 503.2588 | 523.4967 | 530.8455 | 579.2659 | 0 | 0 | 0 | 0 | 2.4962 | 18.0842 | 23.7179 | 88.3751 | 2.4412 | 5.8958 | 3.6199 | 28.3606 | 1964.7146 | 2061.0011 | 2224.2116 | 2123.8223 | 0.39125 | 0.40133 | 0.39529 | 0.38828 | 768.6881 | 827.1442 | 879.2179 | 824.6289 | 0.08605 | 0.10956 | 0.10339 | 0.10757 | 0.046961 | 0.044867 | 0.045381 | 0.045288 | 169.0636 | 225.8095 | 229.9666 | 228.4694 | 92.2646 | 92.471 | 100.9379 | 96.183
8 | 24 | 21 | 2419.3686 | 2533.8173 | 2640.9109 | 2677.6011 | 80 | 63 | 0 | 0 | 0 | 0 | 0 | 0 | 0 | 0 | 0 | 0 | 424.9933 | 437.6466 | 443.6922 | 487.7585 | 0 | 0 | 0 | 0 | 3.8079 | 3.4771 | 3.3704 | 72.5679 | 2.6484 | 9.8469 | 7.9662 | 28.1444 | 1907.9189 | 2019.8466 | 2185.882 | 2089.1304 | 0.3882 | 0.39886 | 0.39319 | 0.38634 | 740.6546 | 805.6393 | 859.4751 | 807.1201 | 0.085945 | 0.10921 | 0.10308 | 0.10744 | 0.046939 | 0.044517 | 0.045143 | 0.045146 | 163.9766 | 220.5885 | 225.3205 | 224.4513 | 89.5567 | 89.9169 | 98.6783 | 94.3164
8 | 24 | 22 | 2251.213 | 2361.4968 | 2465.3328 | 2502.9061 | 80 | 63 | 0 | 0 | 0 | 0 | 0 | 0 | 0 | 0 | 0 | 0 | 331.5726 | 331.8335 | 337.9415 | 376.7366 | 0 | 0 | 0 | 0 | 5.9594 | 14.3311 | 24.3732 | 33.952 | 3.0303 | 7.0538 | 4.1641 | 29.4882 | 1830.6508 | 1945.2784 | 2098.8541 | 2062.7293 | 0.38109 | 0.39369 | 0.38812 | 0.38014 | 697.6414 | 765.846 | 814.6133 | 784.1347 | 0.085228 | 0.10891 | 0.10261 | 0.1072 | 0.046564 | 0.044113 | 0.044583 | 0.044784 | 156.0225 | 211.8611 | 215.3545 | 221.1257 | 85.2423 | 85.8129 | 93.5741 | 92.377
8 | 24 | 23 | 2047.2018 | 2148.4487 | 2243.8244 | 2278.6352 | 80 | 63 | 0 | 0 | 0 | 0 | 0 | 0 | 0 | 0 | 0 | 0 | 272.0775 | 265.1391 | 272.2784 | 305.845 | 0 | 0 | 0 | 0 | 12.1155 | 24.6269 | 19.3931 | 25.1858 | 3.4415 | 2.7386 | 3.2599 | 23.7807 | 1679.5673 | 1792.9442 | 1948.8929 | 1923.8237 | 0.37177 | 0.39333 | 0.38899 | 0.37327 | 624.4089 | 705.2151 | 758.0962 | 718.1042 | 0.084743 | 0.1086 | 0.10242 | 0.107 | 0.046204 | 0.043655 | 0.044337 | 0.04441 | 142.3316 | 194.7203 | 199.6045 | 205.8512 | 77.6029 | 78.2707 | 86.4081 | 85.4368
8 | 24 | 24 | 1873.6496 | 1960.8332 | 2041.665 | 2067.7331 | 80 | 63 | 0 | 0 | 0 | 0 | 0 | 0 | 0 | 0 | 0 | 0 | 237.7085 | 226.5238 | 233.8221 | 264.8956 | 0 | 0 | 0 | 0 | 2.9872 | 14.0737 | 30.2268 | 25.0092 | 0 | 5.5357 | 2.6798 | 15.5738 | 1552.9539 | 1651.7001 | 1774.9364 | 1762.2546 | 0.36952 | 0.39289 | 0.39083 | 0.37129 | 573.8539 | 648.9356 | 693.703 | 654.3107 | 0.0848 | 0.10848 | 0.10225 | 0.10687 | 0.046074 | 0.043446 | 0.044018 | 0.044049 | 131.6912 | 179.1702 | 181.4822 | 188.3375 | 71.5509 | 71.7593 | 78.1293 | 77.6255
8 | 25 | 1 | 1763.3756 | 1836.6013 | 1902.3329 | 1917.6629 | 80 | 63 | 0 | 0 | 0 | 0 | 0 | 0 | 0 | 0 | 0 | 0 | 238.377 | 233.9123 | 239.5262 | 268.7634 | 0 | 0 | 0 | 0 | -2.1929 | 35.4528 | 45.3982 | 26.7766 | -0.19363 | 2.3255 | 5.927 | 0.21647 | 1447.3851 | 1501.9108 | 1611.4814 | 1621.9064 | 0.37223 | 0.39077 | 0.38906 | 0.37051 | 538.7671 | 586.9084 | 626.96 | 600.9275 | 0.084816 | 0.10844 | 0.10218 | 0.10669 | 0.046064 | 0.043434 | 0.043926 | 0.043911 | 122.7615 | 162.8682 | 164.6679 | 173.035 | 66.6717 | 65.2333 | 70.7857 | 71.2192
8 | 25 | 2 | 1687.0686 | 1749.8414 | 1804.4274 | 1811.9835 | 80 | 63 | 0 | 0 | 0 | 0 | 0 | 0 | 0 | 0 | 0 | 0 | 220.6953 | 219.9623 | 222.3067 | 251.0238 | 0 | 0 | 0 | 0 | -1.8147 | 48.0931 | 36.085 | 0.066551 | -0.50977 | 4.4447 | 11.457 | 0.40308 | 1388.6978 | 1414.3414 | 1534.5787 | 1560.4901 | 0.3725 | 0.38904 | 0.38716 | 0.37014 | 517.2833 | 550.2411 | 594.1216 | 577.5956 | 0.084844 | 0.1084 | 0.10211 | 0.10658 | 0.046038 | 0.043367 | 0.043849 | 0.043715 | 117.823 | 153.3202 | 156.6966 | 166.3151 | 63.9335 | 61.3357 | 67.2892 | 68.2173
8 | 25 | 3 | 1640.0647 | 1693.2189 | 1737.4081 | 1737.2604 | 80 | 63 | 0 | 0 | 0 | 0 | 0 | 0 | 0 | 0 | 0 | 0 | 212.9411 | 216.9939 | 217.8451 | 244.487 | 0 | 0 | 0 | 0 | -0.24575 | 4.0862 | 40.6881 | -1.4785 | -0.31151 | 7.4269 | 16.8119 | 0.23544 | 1347.6809 | 1401.7119 | 1462.063 | 1494.0165 | 0.3732 | 0.38992 | 0.38586 | 0.37025 | 502.9607 | 546.5569 | 564.1588 | 553.164 | 0.084803 | 0.10837 | 0.10201 | 0.1065 | 0.046018 | 0.043369 | 0.043779 | 0.043635 | 114.2872 | 151.8966 | 149.146 | 159.1193 | 62.0171 | 60.7902 | 64.008 | 65.1918
8 | 25 | 4 | 1632.6746 | 1677.8541 | 1713.0404 | 1705.3607 | 80 | 63 | 0 | 0 | 0 | 0 | 0 | 0 | 0 | 0 | 0 | 0 | 166.4829 | 164.6782 | 164.1707 | 189.6428 | 0 | 0 | 0 | 0 | -1.8147 | 61.8022 | 10.5458 | 2.0037 | -0.26371 | 19.8679 | 17.1181 | 0.22268 | 1388.2701 | 1368.5057 | 1521.2058 | 1513.4915 | 0.37386 | 0.38754 | 0.38853 | 0.36998 | 519.0208 | 530.352 | 591.0373 | 559.9684 | 0.084707 | 0.10837 | 0.10199 | 0.10653 | 0.046031 | 0.043494 | 0.043855 | 0.043704 | 117.5961 | 148.2987 | 155.1481 | 161.228 | 63.9035 | 59.5223 | 66.7126 | 66.1463
8 | 25 | 5 | 1657.8523 | 1696.7929 | 1724.6541 | 1710.1542 | 80 | 63 | 0 | 0 | 0 | 0 | 0 | 0 | 0 | 0 | 0 | 0 | 139.8617 | 136.6111 | 134.0591 | 159.4997 | 0 | 0 | 0 | 0 | 4.1492 | 35.2834 | 30.8328 | -17.2681 | 0.26666 | 29.4206 | 14.1208 | 7.1175 | 1433.5747 | 1432.4777 | 1545.6413 | 1560.805 | 0.37065 | 0.39036 | 0.39029 | 0.37126 | 531.3542 | 559.188 | 603.2454 | 579.4615 | 0.084637 | 0.10838 | 0.10205 | 0.10654 | 0.046102 | 0.043611 | 0.043949 | 0.043811 | 121.3332 | 155.2502 | 157.7284 | 166.2819 | 66.0914 | 62.4718 | 67.9298 | 68.3799
8 | 25 | 6 | 1672.8938 | 1704.8709 | 1724.9208 | 1703.7003 | 80 | 63 | 0 | 0 | 0 | 0 | 0 | 0 | 0 | 0 | 0 | 0 | 172.3621 | 170.2721 | 167.1573 | 194.4489 | 0 | 0 | 0 | 0 | -0.25633 | 36.9073 | 70.7969 | -20.9793 | 1.0272 | 1.7427 | 13.2075 | 3.3189 | 1419.7609 | 1432.9488 | 1473.7591 | 1526.9118 | 0.37177 | 0.38885 | 0.38239 | 0.37131 | 527.828 | 557.1954 | 563.5492 | 566.9635 | 0.084769 | 0.10841 | 0.10205 | 0.10664 | 0.046165 | 0.043693 | 0.043948 | 0.043733 | 120.3523 | 155.3528 | 150.399 | 162.8283 | 65.5433 | 62.6095 | 64.7687 | 66.7763
8 | 25 | 7 | 1743.3935 | 1773.7834 | 1792.2232 | 1769.0736 | 80 | 63 | 0 | 0 | 0 | 0 | 0 | 0 | 0 | 0 | 0 | 0 | 493.6679 | 492.2479 | 495.7792 | 525.054 | 0 | 0 | 0 | 0 | -3.5486 | -20.9003 | -17.5613 | -1.6691 | 1.4774 | -3.6878 | -0.72976 | -2.6512 | 1171.7967 | 1243.1236 | 1314.735 | 1248.34 | 0.3667 | 0.37732 | 0.37117 | 0.37991 | 429.699 | 469.056 | 487.9908 | 474.2599 | 0.085289 | 0.10894 | 0.10217 | 0.1068 | 0.046408 | 0.043285 | 0.043121 | 0.043537 | 99.9408 | 135.431 | 134.3231 | 133.3283 | 54.3809 | 53.8082 | 56.6928 | 54.3486
8 | 25 | 8 | 1886.284 | 1922.0648 | 1946.9136 | 1927.9838 | 80 | 63 | 0 | 0 | 0 | 0 | 0 | 0 | 0 | 0 | 0 | 0 | 795.9231 | 848.8835 | 911.0007 | 984.57 | 0 | 0 | 0 | 0 | -1.6491 | -37.756 | -41.8024 | 10.018 | -1.4294 | -6.9679 | -7.2006 | -7.3173 | 1013.4394 | 1054.9052 | 1084.9159 | 940.7131 | 0.37186 | 0.38691 | 0.38697 | 0.38173 | 376.855 | 408.1574 | 419.8299 | 359.0988 | 0.086048 | 0.10993 | 0.10332 | 0.10848 | 0.047141 | 0.046137 | 0.045213 | 0.047111 | 87.2041 | 115.9636 | 112.098 | 102.0511 | 47.7745 | 48.6701 | 49.0522 | 44.3178
8 | 25 | 9 | 2029.3787 | 2074.656 | 2110.5047 | 2099.6229 | 80 | 63 | 0 | 0 | 0 | 0 | 0 | 0 | 0 | 0 | 0 | 0 | 1204.4485 | 1323.3044 | 1451.6859 | 1575.3062 | 0 | 0 | 0 | 0 | -3.4647 | -66.0466 | -69.9849 | -60.607 | -4.7613 | -21.6701 | -28.005 | -30.7752 | 753.1562 | 776.0683 | 756.8086 | 615.699 | 0.37575 | 0.32651 | 0.32636 | 0.067785 | 282.9966 | 253.3939 | 246.9926 | 41.7355 | 0.086627 | 0.11025 | 0.10393 | 0.10937 | 0.047944 | 0.046558 | 0.047019 | 0.050476 | 65.2438 | 85.5593 | 78.6541 | 67.3365 | 36.1097 | 36.1323 | 35.5842 | 31.0778
8 | 25 | 10 | 2151.9384 | 2202.348 | 2242.6632 | 2232.5819 | 80 | 63 | 0 | 0 | 0 | 0 | 0 | 0 | 0 | 0 | 0 | 0 | 1362.9095 | 1532.1368 | 1711.1363 | 1872.6684 | 0 | 0 | 0 | 0 | -6.0562 | -59.3006 | -70.6744 | -85.7854 | -4.8122 | -27.8222 | -28.065 | -32.7978 | 719.8972 | 694.334 | 630.2663 | 478.4967 | 0.38219 | 0.32795 | 0.328 | 0.071605 | 275.14 | 227.7065 | 206.7272 | 34.2628 | 0.086682 | 0.11001 | 0.10395 | 0.10914 | 0.048049 | 0.046576 | 0.047181 | 0.04993 | 62.4019 | 76.384 | 65.5172 | 52.2218 | 34.5901 | 32.3396 | 29.7366 | 23.8912
8 | 25 | 11 | 2251.9943 | 2306.6165 | 2349.617 | 2338.1761 | 80 | 63 | 0 | 0 | 0 | 0 | 0 | 0 | 0 | 0 | 0 | 0 | 1430.9937 | 1621.6186 | 1831.049 | 2010.7772 | 0 | 0 | 0 | 0 | -5.0941 | -71.7556 | -86.1333 | -86.4 | -3.7949 | -13.23 | -19.0324 | -35.164 | 749.8895 | 706.9835 | 623.7336 | 448.9629 | 0.37921 | 0.32752 | 0.328 | 0.071605 | 284.364 | 231.5519 | 204.5844 | 32.148 | 0.086614 | 0.11117 | 0.10391 | 0.10928 | 0.047962 | 0.04728 | 0.047112 | 0.050803 | 64.9513 | 78.5962 | 64.8112 | 49.0611 | 35.9665 | 33.4264 | 29.3854 | 22.8089
8 | 25 | 12 | 2334.972 | 2394.1072 | 2440.5956 | 2429.2262 | 80 | 63 | 0 | 0 | 0 | 0 | 0 | 0 | 0 | 0 | 0 | 0 | 1419.8576 | 1619.3725 | 1846.2849 | 2036.5638 | 0 | 0 | 0 | 0 | -5.0941 | -66.7578 | -82.3456 | -87.2346 | -2.9959 | -18.8667 | -28.2161 | -37.0075 | 843.2044 | 797.3593 | 704.8725 | 516.9045 | 0.37557 | 0.32768 | 0.328 | 0.071605 | 316.6794 | 261.2819 | 231.198 | 37.0129 | 0.086374 | 0.11126 | 0.10383 | 0.10804 | 0.047648 | 0.047235 | 0.046938 | 0.048374 | 72.8311 | 88.715 | 73.1853 | 55.847 | 40.177 | 37.6629 | 33.0853 | 25.0046
8 | 25 | 13 | 2394.2485 | 2458.9028 | 2510.7606 | 2502.2189 | 80 | 63 | 0 | 0 | 0 | 0 | 0 | 0 | 0 | 0 | 0 | 0 | 1317.6729 | 1509.9203 | 1737.4191 | 1924.1664 | 0 | 0 | 0 | 0 | -5.1451 | -25.6562 | -63.2035 | -59.9107 | -3.0436 | -11.6779 | -9.9681 | -34.0325 | 1004.7642 | 923.3165 | 846.5131 | 671.9957 | 0.37374 | 0.32755 | 0.32763 | 0.071605 | 375.5208 | 302.4345 | 277.3405 | 48.1182 | 0.085784 | 0.11016 | 0.10365 | 0.10862 | 0.047077 | 0.045624 | 0.046406 | 0.048439 | 86.1923 | 101.7158 | 87.7431 | 72.9912 | 47.3012 | 42.1256 | 39.2832 | 32.5509
8 | 25 | 14 | 2438.3008 | 2507.1344 | 2563.4124 | 2557.7531 | 80 | 63 | 0 | 0 | 0 | 0 | 0 | 0 | 0 | 0 | 0 | 0 | 1493.2031 | 1667.4363 | 1885.8301 | 2062.1262 | 0 | 0 | 0 | 0 | -1.309 | -13.528 | -17.355 | -23.662 | -0.26547 | -10.115 | -6.0021 | -12.1018 | 866.6722 | 800.341 | 700.9395 | 531.3907 | 0.37404 | 0.327 | 0.32733 | 0.070824 | 324.1695 | 261.7137 | 229.4394 | 37.6353 | 0.085308 | 0.10986 | 0.10322 | 0.10818 | 0.0466 | 0.04481 | 0.045226 | 0.046933 | 73.9338 | 87.9227 | 72.3542 | 57.4866 | 40.3868 | 35.8636 | 31.701 | 24.9397
8 | 25 | 15 | 2459.6109 | 2532.3388 | 2592.7158 | 2589.9223 | 80 | 63 | 0 | 0 | 0 | 0 | 0 | 0 | 0 | 0 | 0 | 0 | 1415.8262 | 1564.8051 | 1754.9942 | 1911.4588 | 0 | 0 | 0 | 0 | 0.18905 | -12.4511 | -2.2535 | -8.4467 | -0.83898 | -6.4092 | -3.3656 | -9.0564 | 964.4346 | 923.3939 | 843.3407 | 695.9666 | 0.38108 | 0.31254 | 0.31233 | 0.32609 | 367.5228 | 288.5969 | 263.4043 | 226.9482 | 0.085092 | 0.10961 | 0.10276 | 0.10742 | 0.046482 | 0.044583 | 0.04432 | 0.044688 | 82.0657 | 101.2154 | 86.6575 | 74.7596 | 44.8285 | 41.1681 | 37.3766 | 31.1017
8 | 25 | 16 | 2470.2638 | 2551.7404 | 2621.9683 | 2627.3504 | 80 | 63 | 0 | 0 | 0 | 0 | 0 | 0 | 0 | 0 | 0 | 0 | 1216.5579 | 1328.5385 | 1483.8601 | 1615.3212 | 0 | 0 | 0 | 0 | -2.7065 | -15.4572 | -6.1725 | 1.7713 | -0.13591 | -0.94807 | -0.030407 | -6.5376 | 1176.5483 | 1176.6072 | 1144.3111 | 1016.7955 | 0.38915 | 0.32585 | 0.31944 | 0.31698 | 457.8486 | 383.3993 | 365.544 | 322.3044 | 0.085606 | 0.10991 | 0.10235 | 0.10672 | 0.046748 | 0.04446 | 0.04375 | 0.043751 | 100.72 | 129.3242 | 117.119 | 108.5137 | 55.0014 | 52.3119 | 50.0632 | 44.4859
8 | 25 | 17 | 2481.1183 | 2573.5599 | 2656.0039 | 2671.3981 | 80 | 63 | 0 | 0 | 0 | 0 | 0 | 0 | 0 | 0 | 0 | 0 | 1008.0376 | 1061.0577 | 1172.2427 | 1271.0377 | 0 | 0 | 0 | 0 | -2.9753 | -18.4663 | -6.0611 | 4.6331 | -0.59012 | -2.053 | -1.5591 | 2.4858 | 1396.646 | 1470.0215 | 1491.3814 | 1393.2415 | 0.39 | 0.39598 | 0.39187 | 0.36712 | 544.6965 | 582.0944 | 584.4218 | 511.4893 | 0.085827 | 0.10955 | 0.10254 | 0.10683 | 0.046843 | 0.044192 | 0.044018 | 0.043867 | 119.8698 | 161.042 | 152.9225 | 148.8424 | 65.4235 | 64.9628 | 65.6479 | 61.1177
8 | 25 | 18 | 2411.0941 | 2510.8655 | 2602.284 | 2626.8877 | 80 | 63 | 0 | 0 | 0 | 0 | 0 | 0 | 0 | 0 | 0 | 0 | 554.1089 | 544.0115 | 586.4633 | 635.1821 | 0 | 0 | 0 | 0 | -2.9753 | -10.7998 | -9.3153 | 0 | 0.27471 | -2.4719 | -2.634 | 3.6599 | 1779.6858 | 1917.1257 | 2027.77 | 1988.0457 | 0.3917 | 0.40014 | 0.39346 | 0.38236 | 697.1117 | 767.1281 | 797.8542 | 760.1481 | 0.085776 | 0.10964 | 0.10308 | 0.10741 | 0.046823 | 0.044435 | 0.044742 | 0.044663 | 152.6549 | 210.188 | 209.0173 | 213.5267 | 83.3311 | 85.187 | 90.7262 | 88.7912
8 | 25 | 19 | 2365.8571 | 2470.43 | 2567.6168 | 2598.0161 | 80 | 63 | 0 | 0 | 0 | 0 | 0 | 0 | 0 | 0 | 0 | 0 | 392.6417 | 376.1739 | 398.8486 | 434.1169 | 0 | 0 | 0 | 0 | 1.7633 | 4.5233 | -6.8988 | 18.4522 | 1.8769 | 2.8531 | 5.8453 | 20.6823 | 1889.5752 | 2023.8797 | 2169.8217 | 2124.7646 | 0.39028 | 0.3992 | 0.39311 | 0.38685 | 737.4704 | 807.9419 | 852.9873 | 821.9664 | 0.086042 | 0.1097 | 0.10346 | 0.10761 | 0.046942 | 0.044958 | 0.045396 | 0.045312 | 162.583 | 222.0115 | 224.4889 | 228.6541 | 88.7008 | 90.9898 | 98.5012 | 96.2781
8 | 25 | 20 | 2386.0466 | 2494.8376 | 2596.2535 | 2629.3603 | 80 | 63 | 0 | 0 | 0 | 0 | 0 | 0 | 0 | 0 | 0 | 0 | 380.1618 | 362.1937 | 386.6844 | 418.7127 | 0 | 0 | 0 | 0 | 2.4962 | 18.0842 | 23.7179 | 88.3751 | 2.4412 | 5.8958 | 3.6199 | 28.3606 | 1920.9475 | 2045.6639 | 2182.2314 | 2093.9119 | 0.39125 | 0.40133 | 0.39529 | 0.38828 | 751.5643 | 820.9889 | 862.6233 | 813.0155 | 0.08605 | 0.10956 | 0.10339 | 0.10757 | 0.046961 | 0.044867 | 0.045381 | 0.045288 | 165.2974 | 224.1292 | 225.6262 | 225.2518 | 90.2092 | 91.7828 | 99.0328 | 94.8285
8 | 25 | 21 | 2287.2065 | 2393.9124 | 2493.4807 | 2526.7476 | 80 | 63 | 0 | 0 | 0 | 0 | 0 | 0 | 0 | 0 | 0 | 0 | 337.5672 | 315.2556 | 338.9629 | 368.7217 | 0 | 0 | 0 | 0 | 3.8079 | 3.4771 | 3.3704 | 72.5679 | 2.6484 | 9.8469 | 7.9662 | 28.1444 | 1863.183 | 2002.3328 | 2143.1811 | 2057.3136 | 0.3882 | 0.39886 | 0.39319 | 0.38634 | 723.2881 | 798.6536 | 842.6854 | 794.8279 | 0.085945 | 0.10921 | 0.10308 | 0.10744 | 0.046939 | 0.044517 | 0.045143 | 0.045146 | 160.1318 | 218.6758 | 220.9189 | 221.033 | 87.4568 | 89.1372 | 96.7507 | 92.88
8 | 25 | 22 | 2151.3044 | 2255.7349 | 2353.8821 | 2388.8676 | 80 | 63 | 0 | 0 | 0 | 0 | 0 | 0 | 0 | 0 | 0 | 0 | 287.7029 | 265.9849 | 285.2643 | 313.765 | 0 | 0 | 0 | 0 | 5.9594 | 14.3311 | 24.3732 | 33.952 | 3.0303 | 7.0538 | 4.1641 | 29.4882 | 1774.6118 | 1905.3651 | 2040.0806 | 2011.6623 | 0.38109 | 0.39369 | 0.38812 | 0.38014 | 676.2855 | 750.1323 | 791.802 | 764.7219 | 0.085228 | 0.10891 | 0.10261 | 0.1072 | 0.046564 | 0.044113 | 0.044583 | 0.044784 | 151.2464 | 207.5142 | 209.324 | 215.6512 | 82.6329 | 84.0522 | 90.9537 | 90.09
8 | 25 | 23 | 1979.7564 | 2077.0521 | 2168.5873 | 2201.6512 | 80 | 63 | 0 | 0 | 0 | 0 | 0 | 0 | 0 | 0 | 0 | 0 | 218.6782 | 196.1917 | 209.9394 | 236.5941 | 0 | 0 | 0 | 0 | 12.1155 | 24.6269 | 19.3931 | 25.1858 | 3.4415 | 2.7386 | 3.2599 | 23.7807 | 1665.5211 | 1790.4949 | 1935.9949 | 1916.0906 | 0.37177 | 0.39333 | 0.38899 | 0.37327 | 619.187 | 704.2517 | 753.0791 | 715.2177 | 0.084743 | 0.1086 | 0.10242 | 0.107 | 0.046204 | 0.043655 | 0.044337 | 0.04441 | 141.1413 | 194.4543 | 198.2835 | 205.0237 | 76.9539 | 78.1637 | 85.8363 | 85.0934
8 | 25 | 24 | 1821.0367 | 1905.1379 | 1982.9738 | 2007.6792 | 80 | 63 | 0 | 0 | 0 | 0 | 0 | 0 | 0 | 0 | 0 | 0 | 176.1339 | 153.0929 | 165.2888 | 188.2028 | 0 | 0 | 0 | 0 | 2.9872 | 14.0737 | 30.2268 | 25.0092 | 0 | 5.5357 | 2.6798 | 15.5738 | 1561.9155 | 1669.4356 | 1784.7785 | 1778.8935 | 0.36952 | 0.39289 | 0.39083 | 0.37129 | 577.1654 | 655.9037 | 697.5496 | 660.4886 | 0.0848 | 0.10848 | 0.10225 | 0.10687 | 0.046074 | 0.043446 | 0.044018 | 0.044049 | 132.4512 | 181.0941 | 182.4885 | 190.1157 | 71.9638 | 72.5299 | 78.5625 | 78.3584
8 | 26 | 1 | 1710.063 | 1780.1653 | 1842.8613 | 1856.8104 | 80 | 63 | 0 | 0 | 0 | 0 | 0 | 0 | 0 | 0 | 0 | 0 | 127.3163 | 99.359 | 113.2923 | 128.6108 | 0 | 0 | 0 | 0 | -2.1929 | 35.4528 | 45.3982 | 26.7766 | -0.19363 | 2.3255 | 5.927 | 0.21647 | 1505.1332 | 1580.0281 | 1678.2438 | 1701.2065 | 0.37223 | 0.39077 | 0.38906 | 0.37051 | 560.2629 | 617.4347 | 652.9344 | 630.3088 | 0.084816 | 0.10844 | 0.10218 | 0.10669 | 0.046064 | 0.043434 | 0.043926 | 0.043911 | 127.6595 | 171.3393 | 171.4899 | 181.4952 | 69.3318 | 68.6262 | 73.7183 | 74.7013
8 | 26 | 2 | 1636.9044 | 1696.7383 | 1748.4679 | 1754.7247 | 80 | 63 | 0 | 0 | 0 | 0 | 0 | 0 | 0 | 0 | 0 | 0 | 114.3587 | 86.9208 | 99.8379 | 113.6269 | 0 | 0 | 0 | 0 | -1.8147 | 48.0931 | 36.085 | 0.066551 | -0.50977 | 4.4447 | 11.457 | 0.40308 | 1444.8702 | 1494.2798 | 1601.088 | 1640.6282 | 0.3725 | 0.38904 | 0.38716 | 0.37014 | 538.2072 | 581.3407 | 619.8711 | 607.2577 | 0.084844 | 0.1084 | 0.10211 | 0.10658 | 0.046038 | 0.043367 | 0.043849 | 0.043715 | 122.5889 | 161.9858 | 163.4879 | 174.8561 | 66.5196 | 64.8024 | 70.2055 | 71.7206
8 | 26 | 3 | 1591.3698 | 1641.6711 | 1683.0876 | 1681.6786 | 80 | 63 | 0 | 0 | 0 | 0 | 0 | 0 | 0 | 0 | 0 | 0 | 109.6874 | 87.0094 | 98.0745 | 111.73 | 0 | 0 | 0 | 0 | -0.24575 | 4.0862 | 40.6881 | -1.4785 | -0.31151 | 7.4269 | 16.8119 | 0.23544 | 1402.2396 | 1480.1485 | 1527.5131 | 1571.1916 | 0.3732 | 0.38992 | 0.38586 | 0.37025 | 523.3223 | 577.141 | 589.4137 | 581.7383 | 0.084803 | 0.10837 | 0.10201 | 0.1065 | 0.046018 | 0.043369 | 0.043779 | 0.043635 | 118.9139 | 160.3964 | 155.8226 | 167.3388 | 64.5278 | 64.1919 | 66.8734 | 68.5593
8 | 26 | 4 | 1569.567 | 1611.0493 | 1642.6423 | 1633.3279 | 80 | 63 | 0 | 0 | 0 | 0 | 0 | 0 | 0 | 0 | 0 | 0 | 120.0847 | 99.0961 | 110.8068 | 124.1508 | 0 | 0 | 0 | 0 | -1.8147 | 61.8022 | 10.5458 | 2.0037 | -0.26371 | 19.8679 | 17.1181 | 0.22268 | 1371.5607 | 1367.2831 | 1504.1716 | 1506.9508 | 0.37386 | 0.38754 | 0.38853 | 0.36998 | 512.7738 | 529.8782 | 584.419 | 557.5484 | 0.084707 | 0.10837 | 0.10199 | 0.10653 | 0.046031 | 0.043494 | 0.043855 | 0.043704 | 116.1807 | 148.1663 | 153.4108 | 160.5313 | 63.1343 | 59.4691 | 65.9656 | 65.8604
8 | 26 | 5 | 1578.3032 | 1612.5833 | 1635.915 | 1619.3546 | 80 | 63 | 0 | 0 | 0 | 0 | 0 | 0 | 0 | 0 | 0 | 0 | 131.3796 | 111.2903 | 124.2933 | 136.8742 | 0 | 0 | 0 | 0 | 4.1492 | 35.2834 | 30.8328 | -17.2681 | 0.26666 | 29.4206 | 14.1208 | 7.1175 | 1362.5077 | 1373.589 | 1466.6681 | 1492.631 | 0.37065 | 0.39036 | 0.39029 | 0.37126 | 505.0132 | 536.2 | 572.4231 | 554.1513 | 0.084637 | 0.10838 | 0.10205 | 0.10654 | 0.046102 | 0.043611 | 0.043949 | 0.043811 | 115.3183 | 148.8679 | 149.6694 | 159.0189 | 62.815 | 59.9036 | 64.459 | 65.3931
8 | 26 | 6 | 1571.306 | 1597.3315 | 1611.597 | 1587.7452 | 80 | 63 | 0 | 0 | 0 | 0 | 0 | 0 | 0 | 0 | 0 | 0 | 197.2735 | 180.8287 | 194.336 | 206.5145 | 0 | 0 | 0 | 0 | -0.25633 | 36.9073 | 70.7969 | -20.9793 | 1.0272 | 1.7427 | 13.2075 | 3.3189 | 1293.2617 | 1314.8529 | 1333.2566 | 1398.8911 | 0.37177 | 0.38885 | 0.38239 | 0.37131 | 480.7991 | 511.2744 | 509.8226 | 519.4276 | 0.084769 | 0.10841 | 0.10205 | 0.10664 | 0.046165 | 0.043693 | 0.043948 | 0.043733 | 109.629 | 142.5494 | 136.0605 | 149.1763 | 59.7034 | 57.4496 | 58.5939 | 61.1776
8 | 26 | 7 | 1624.2447 | 1647.6542 | 1659.3097 | 1633.0739 | 80 | 63 | 0 | 0 | 0 | 0 | 0 | 0 | 0 | 0 | 0 | 0 | 545.1337 | 525.5128 | 542.2535 | 558.8451 | 0 | 0 | 0 | 0 | -3.5486 | -20.9003 | -17.5613 | -1.6691 | 1.4774 | -3.6878 | -0.72976 | -2.6512 | 1001.1822 | 1083.7294 | 1135.3472 | 1078.5491 | 0.3667 | 0.37732 | 0.37117 | 0.37991 | 367.1345 | 408.9134 | 421.4074 | 409.7542 | 0.085289 | 0.10894 | 0.10217 | 0.1068 | 0.046408 | 0.043285 | 0.043121 | 0.043537 | 85.3894 | 118.0659 | 115.9955 | 115.1938 | 46.463 | 46.9089 | 48.9574 | 46.9565
8 | 26 | 8 | 1745.4464 | 1772.9761 | 1789.8056 | 1767.2278 | 80 | 63 | 0 | 0 | 0 | 0 | 0 | 0 | 0 | 0 | 0 | 0 | 810.8707 | 844.6326 | 902.1942 | 962.8889 | 0 | 0 | 0 | 0 | -1.6491 | -37.756 | -41.8024 | 10.018 | -1.4294 | -6.9679 | -7.2006 | -7.3173 | 857.6542 | 910.0674 | 936.6144 | 801.6382 | 0.37186 | 0.38691 | 0.38697 | 0.38173 | 318.9251 | 352.1176 | 362.4416 | 306.0096 | 0.086048 | 0.10993 | 0.10332 | 0.10848 | 0.047141 | 0.046137 | 0.045213 | 0.047111 | 73.7992 | 100.0419 | 96.7749 | 86.9638 | 40.4306 | 41.9877 | 42.347 | 37.7659
8 | 26 | 9 | 1875.178 | 1911.4213 | 1938.4897 | 1923.6138 | 80 | 63 | 0 | 0 | 0 | 0 | 0 | 0 | 0 | 0 | 0 | 0 | 1025.4849 | 1109.9316 | 1213.245 | 1319.0291 | 0 | 0 | 0 | 0 | -3.4647 | -66.0466 | -69.9849 | -60.607 | -4.7613 | -21.6701 | -28.005 | -30.7752 | 777.919 | 826.2064 | 823.2345 | 695.967 | 0.37575 | 0.32651 | 0.32636 | 0.067785 | 292.3011 | 269.7644 | 268.6714 | 47.1765 | 0.086627 | 0.11025 | 0.10393 | 0.10937 | 0.047944 | 0.046558 | 0.047019 | 0.050476 | 67.3889 | 91.0869 | 85.5577 | 76.1151 | 37.2969 | 38.4667 | 38.7075 | 35.1294
8 | 26 | 10 | 1968.0029 | 2007.6365 | 2037.4784 | 2022.6328 | 80 | 63 | 0 | 0 | 0 | 0 | 0 | 0 | 0 | 0 | 0 | 0 | 1277.5341 | 1400.8553 | 1542.626 | 1677.4596 | 0 | 0 | 0 | 0 | -6.0562 | -59.3006 | -70.6744 | -85.7854 | -4.8122 | -27.8222 | -28.065 | -32.7978 | 621.3372 | 630.904 | 593.5918 | 463.7563 | 0.38219 | 0.32795 | 0.328 | 0.071605 | 237.471 | 206.9047 | 194.6979 | 33.2073 | 0.086682 | 0.11001 | 0.10395 | 0.10914 | 0.048049 | 0.046576 | 0.047181 | 0.04993 | 53.8586 | 69.4061 | 61.7048 | 50.613 | 29.8544 | 29.3853 | 28.0062 | 23.1553
8 | 26 | 11 | 2042.9417 | 2085.3164 | 2116.4134 | 2099.5576 | 80 | 63 | 0 | 0 | 0 | 0 | 0 | 0 | 0 | 0 | 0 | 0 | 1360.528 | 1493.452 | 1650.709 | 1798.8 | 0 | 0 | 0 | 0 | -5.0941 | -71.7556 | -86.1333 | -86.4 | -3.7949 | -13.23 | -19.0324 | -35.164 | 611.3026 | 613.8501 | 570.8701 | 422.3216 | 0.37921 | 0.32752 | 0.328 | 0.071605 | 231.8107 | 201.0487 | 187.2452 | 30.2403 | 0.086614 | 0.11117 | 0.10391 | 0.10928 | 0.047962 | 0.04728 | 0.047112 | 0.050803 | 52.9476 | 68.2425 | 59.3183 | 46.1499 | 29.3195 | 29.023 | 26.8949 | 21.4554
8 | 26 | 12 | 2106.8893 | 2152.662 | 2186.1633 | 2168.8861 | 80 | 63 | 0 | 0 | 0 | 0 | 0 | 0 | 0 | 0 | 0 | 0 | 1405.3732 | 1535.0607 | 1698.88 | 1842.1509 | 0 | 0 | 0 | 0 | -5.0941 | -66.7578 | -82.3456 | -87.2346 | -2.9959 | -18.8667 | -28.2161 | -37.0075 | 629.6061 | 640.2258 | 597.8451 | 450.9773 | 0.37557 | 0.32768 | 0.328 | 0.071605 | 236.459 | 209.7918 | 196.093 | 32.2922 | 0.086374 | 0.11126 | 0.10383 | 0.10804 | 0.047648 | 0.047235 | 0.046938 | 0.048374 | 54.3817 | 71.2322 | 62.0729 | 48.7242 | 29.9995 | 30.2408 | 28.0617 | 21.8155
8 | 26 | 13 | 2196.3202 | 2249.3787 | 2289.9664 | 2276.298 | 80 | 63 | 0 | 0 | 0 | 0 | 0 | 0 | 0 | 0 | 0 | 0 | 1461.5245 | 1590.2071 | 1772.5024 | 1920.3547 | 0 | 0 | 0 | 0 | -5.1451 | -25.6562 | -63.2035 | -59.9107 | -3.0436 | -11.6779 | -9.9681 | -34.0325 | 662.9843 | 633.5056 | 590.6357 | 449.8865 | 0.37374 | 0.32755 | 0.32763 | 0.071605 | 247.7839 | 207.5062 | 193.5081 | 32.2141 | 0.085784 | 0.11016 | 0.10365 | 0.10862 | 0.047077 | 0.045624 | 0.046406 | 0.048439 | 56.8732 | 69.7892 | 61.2208 | 48.866 | 31.2112 | 28.9032 | 27.409 | 21.7921
8 | 26 | 14 | 2277.3835 | 2336.7897 | 2383.905 | 2374.0775 | 80 | 63 | 0 | 0 | 0 | 0 | 0 | 0 | 0 | 0 | 0 | 0 | 1450.2548 | 1575.2419 | 1759.8753 | 1914.8287 | 0 | 0 | 0 | 0 | -1.309 | -13.528 | -17.355 | -23.662 | -0.26547 | -10.115 | -6.0021 | -12.1018 | 748.7031 | 722.1907 | 647.3868 | 495.0126 | 0.37404 | 0.327 | 0.32733 | 0.070824 | 280.0444 | 236.1584 | 211.9099 | 35.0588 | 0.085308 | 0.10986 | 0.10322 | 0.10818 | 0.0466 | 0.04481 | 0.045226 | 0.046933 | 63.8701 | 79.3374 | 66.8263 | 53.5512 | 34.8895 | 32.3616 | 29.279 | 23.2324
8 | 26 | 15 | 2319.263 | 2383.7686 | 2436.1541 | 2429.7253 | 80 | 63 | 0 | 0 | 0 | 0 | 0 | 0 | 0 | 0 | 0 | 0 | 1398.8662 | 1483.843 | 1645.1751 | 1787.529 | 0 | 0 | 0 | 0 | 0.18905 | -12.4511 | -2.2535 | -8.4467 | -0.83898 | -6.4092 | -3.3656 | -9.0564 | 841.0467 | 855.7858 | 796.5981 | 659.6995 | 0.38108 | 0.31254 | 0.31233 | 0.32609 | 320.5026 | 267.4667 | 248.8049 | 215.1219 | 0.085092 | 0.10961 | 0.10276 | 0.10742 | 0.046482 | 0.044583 | 0.04432 | 0.044688 | 71.5663 | 93.8047 | 81.8545 | 70.8638 | 39.0932 | 38.1539 | 35.305 | 29.481
8 | 26 | 16 | 2361.6796 | 2436.7947 | 2500.8398 | 2503.4094 | 80 | 63 | 0 | 0 | 0 | 0 | 0 | 0 | 0 | 0 | 0 | 0 | 1223.1087 | 1270.0598 | 1419.8185 | 1549.6199 | 0 | 0 | 0 | 0 | -2.7065 | -15.4572 | -6.1725 | 1.7713 | -0.13591 | -0.94807 | -0.030407 | -6.5376 | 1061.4133 | 1120.1402 | 1087.2243 | 958.5558 | 0.38915 | 0.32585 | 0.31944 | 0.31698 | 413.0443 | 364.9995 | 347.3079 | 303.8436 | 0.085606 | 0.10991 | 0.10235 | 0.10672 | 0.046748 | 0.04446 | 0.04375 | 0.043751 | 90.8637 | 123.1178 | 111.2762 | 102.2983 | 49.619 | 49.8014 | 47.5657 | 41.9379
8 | 26 | 17 | 2378.0613 | 2464.4651 | 2541.0411 | 2553.7659 | 80 | 63 | 0 | 0 | 0 | 0 | 0 | 0 | 0 | 0 | 0 | 0 | 1026.7424 | 1028.8966 | 1140.6539 | 1238.3153 | 0 | 0 | 0 | 0 | -2.9753 | -18.4663 | -6.0611 | 4.6331 | -0.59012 | -2.053 | -1.5591 | 2.4858 | 1274.8842 | 1393.0878 | 1408.0074 | 1308.3317 | 0.39 | 0.39598 | 0.39187 | 0.36712 | 497.209 | 551.6305 | 551.7504 | 480.317 | 0.085827 | 0.10955 | 0.10254 | 0.10683 | 0.046843 | 0.044192 | 0.044018 | 0.043867 | 109.4194 | 152.6138 | 144.3735 | 139.7713 | 59.7197 | 61.5629 | 61.9779 | 57.3929
8 | 26 | 18 | 2343.3689 | 2439.1725 | 2526.7348 | 2549.5843 | 80 | 63 | 0 | 0 | 0 | 0 | 0 | 0 | 0 | 0 | 0 | 0 | 637.5695 | 605.2491 | 665.8905 | 720.6864 | 0 | 0 | 0 | 0 | -2.9753 | -10.7998 | -9.3153 | 0 | 0.27471 | -2.4719 | -2.634 | 3.6599 | 1628.5 | 1784.1951 | 1872.7936 | 1825.238 | 0.3917 | 0.40014 | 0.39346 | 0.38236 | 637.8915 | 713.9366 | 736.8766 | 697.897 | 0.085776 | 0.10964 | 0.10308 | 0.10741 | 0.046823 | 0.044435 | 0.044742 | 0.044663 | 139.6867 | 195.6139 | 193.0427 | 196.0403 | 76.252 | 79.2803 | 83.7923 | 81.5198
8 | 26 | 19 | 2340.3902 | 2443.4711 | 2539.2078 | 2568.9474 | 80 | 63 | 0 | 0 | 0 | 0 | 0 | 0 | 0 | 0 | 0 | 0 | 475.9441 | 435.4124 | 476.2134 | 514.0423 | 0 | 0 | 0 | 0 | 1.7633 | 4.5233 | -6.8988 | 18.4522 | 1.8769 | 2.8531 | 5.8453 | 20.6823 | 1780.8059 | 1937.6822 | 2064.0479 | 2015.7706 | 0.39028 | 0.3992 | 0.39311 | 0.38685 | 695.0195 | 773.5315 | 811.4062 | 779.802 | 0.086042 | 0.1097 | 0.10346 | 0.10761 | 0.046942 | 0.044958 | 0.045396 | 0.045312 | 153.2243 | 212.556 | 213.5456 | 216.9248 | 83.5949 | 87.1145 | 93.6995 | 91.3393
8 | 26 | 20 | 2383.9477 | 2492.6158 | 2593.9121 | 2626.9645 | 80 | 63 | 0 | 0 | 0 | 0 | 0 | 0 | 0 | 0 | 0 | 0 | 441.3227 | 412.1063 | 446.6852 | 480.7271 | 0 | 0 | 0 | 0 | 2.4962 | 18.0842 | 23.7179 | 88.3751 | 2.4412 | 5.8958 | 3.6199 | 28.3606 | 1857.6876 | 1993.5294 | 2119.8892 | 2029.5017 | 0.39125 | 0.40133 | 0.39529 | 0.38828 | 726.8141 | 800.0657 | 837.9798 | 788.0066 | 0.08605 | 0.10956 | 0.10339 | 0.10757 | 0.046961 | 0.044867 | 0.045381 | 0.045288 | 159.8539 | 218.4171 | 219.1805 | 218.3229 | 87.2385 | 89.4437 | 96.2036 | 91.9115
8 | 26 | 21 | 2264.1183 | 2369.4716 | 2467.7252 | 2500.3941 | 80 | 63 | 0 | 0 | 0 | 0 | 0 | 0 | 0 | 0 | 0 | 0 | 415.1765 | 398.1453 | 426.9939 | 457.0521 | 0 | 0 | 0 | 0 | 3.8079 | 3.4771 | 3.3704 | 72.5679 | 2.6484 | 9.8469 | 7.9662 | 28.1444 | 1762.4855 | 1895.0023 | 2029.3946 | 1942.6298 | 0.3882 | 0.39886 | 0.39319 | 0.38634 | 684.1974 | 755.8436 | 797.9453 | 750.5207 | 0.085945 | 0.10921 | 0.10308 | 0.10744 | 0.046939 | 0.044517 | 0.045143 | 0.045146 | 151.4773 | 206.9542 | 209.1898 | 208.7116 | 82.7301 | 84.3592 | 91.6139 | 87.7025
8 | 26 | 22 | 2068.8867 | 2168.4888 | 2261.9431 | 2294.7938 | 80 | 63 | 0 | 0 | 0 | 0 | 0 | 0 | 0 | 0 | 0 | 0 | 409.8881 | 405.1768 | 430.6103 | 456.4357 | 0 | 0 | 0 | 0 | 5.9594 | 14.3311 | 24.3732 | 33.952 | 3.0303 | 7.0538 | 4.1641 | 29.4882 | 1570.009 | 1678.9272 | 1802.7956 | 1774.9178 | 0.38109 | 0.39369 | 0.38812 | 0.38014 | 598.3136 | 660.9849 | 699.7062 | 674.7248 | 0.085228 | 0.10891 | 0.10261 | 0.1072 | 0.046564 | 0.044113 | 0.044583 | 0.044784 | 133.8085 | 182.8527 | 184.9772 | 190.2721 | 73.1058 | 74.0633 | 80.3748 | 79.4877
8 | 26 | 23 | 1875.0203 | 1966.1798 | 2051.7514 | 2082.1024 | 80 | 63 | 0 | 0 | 0 | 0 | 0 | 0 | 0 | 0 | 0 | 0 | 374.5426 | 378.0995 | 398.5428 | 420.6087 | 0 | 0 | 0 | 0 | 12.1155 | 24.6269 | 19.3931 | 25.1858 | 3.4415 | 2.7386 | 3.2599 | 23.7807 | 1404.9206 | 1497.7149 | 1630.5556 | 1612.5271 | 0.37177 | 0.39333 | 0.38899 | 0.37327 | 522.3041 | 589.0932 | 634.2668 | 601.9068 | 0.084743 | 0.1086 | 0.10242 | 0.107 | 0.046204 | 0.043655 | 0.044337 | 0.04441 | 119.0572 | 162.6574 | 167.0006 | 172.5421 | 64.9131 | 65.3825 | 72.294 | 71.6122
8 | 26 | 24 | 1731.4827 | 1810.3373 | 1883.0741 | 1905.4597 | 80 | 63 | 0 | 0 | 0 | 0 | 0 | 0 | 0 | 0 | 0 | 0 | 347.2042 | 355.9711 | 372.8258 | 392.3965 | 0 | 0 | 0 | 0 | 2.9872 | 14.0737 | 30.2268 | 25.0092 | 0 | 5.5357 | 2.6798 | 15.5738 | 1301.2912 | 1371.7568 | 1477.3417 | 1472.4803 | 0.36952 | 0.39289 | 0.39083 | 0.37129 | 480.8584 | 538.9489 | 577.3933 | 546.7199 | 0.0848 | 0.10848 | 0.10225 | 0.10687 | 0.046074 | 0.043446 | 0.044018 | 0.044049 | 110.3501 | 148.803 | 151.054 | 157.3684 | 59.9558 | 59.597 | 65.0297 | 64.8612
8 | 27 | 1 | 1645.1363 | 1711.4349 | 1770.4339 | 1782.7013 | 80 | 63 | 0 | 0 | 0 | 0 | 0 | 0 | 0 | 0 | 0 | 0 | 343.9421 | 358.0024 | 370.2254 | 392.4807 | 0 | 0 | 0 | 0 | -2.1929 | 35.4528 | 45.3982 | 26.7766 | -0.19363 | 2.3255 | 5.927 | 0.21647 | 1223.5808 | 1252.6542 | 1348.8833 | 1363.2276 | 0.37223 | 0.39077 | 0.38906 | 0.37051 | 455.4593 | 489.5053 | 524.794 | 505.0852 | 0.084816 | 0.10844 | 0.10218 | 0.10669 | 0.046064 | 0.043434 | 0.043926 | 0.043911 | 103.7793 | 135.8387 | 137.8345 | 145.4375 | 56.3625 | 54.4072 | 59.2509 | 59.8604
8 | 27 | 2 | 1598.1443 | 1655.7074 | 1705.23 | 1710.4828 | 80 | 63 | 0 | 0 | 0 | 0 | 0 | 0 | 0 | 0 | 0 | 0 | 327.4494 | 348.3646 | 355.5418 | 377.9146 | 0 | 0 | 0 | 0 | -1.8147 | 48.0931 | 36.085 | 0.066551 | -0.50977 | 4.4447 | 11.457 | 0.40308 | 1193.0194 | 1191.805 | 1302.1463 | 1332.0986 | 0.3725 | 0.38904 | 0.38716 | 0.37014 | 444.394 | 463.6647 | 504.134 | 493.0594 | 0.084844 | 0.1084 | 0.10211 | 0.10658 | 0.046038 | 0.043367 | 0.043849 | 0.043715 | 101.2208 | 129.1964 | 132.9628 | 141.9734 | 54.9248 | 51.685 | 57.0973 | 58.2331
8 | 27 | 3 | 1578.6363 | 1628.1917 | 1668.8831 | 1667.1443 | 80 | 63 | 0 | 0 | 0 | 0 | 0 | 0 | 0 | 0 | 0 | 0 | 318.9245 | 346.2585 | 350.3041 | 371.5828 | 0 | 0 | 0 | 0 | -0.24575 | 4.0862 | 40.6881 | -1.4785 | -0.31151 | 7.4269 | 16.8119 | 0.23544 | 1180.269 | 1207.42 | 1261.079 | 1296.8045 | 0.3732 | 0.38992 | 0.38586 | 0.37025 | 440.4819 | 470.7984 | 486.6061 | 480.1457 | 0.084803 | 0.10837 | 0.10201 | 0.1065 | 0.046018 | 0.043369 | 0.043779 | 0.043635 | 100.0902 | 130.8421 | 128.6435 | 138.1154 | 54.3132 | 52.3641 | 55.2091 | 56.5864
8 | 27 | 4 | 1609.8663 | 1653.7096 | 1687.5972 | 1679.3267 | 80 | 63 | 0 | 0 | 0 | 0 | 0 | 0 | 0 | 0 | 0 | 0 | 298.8311 | 328.4337 | 330.3627 | 350.1888 | 0 | 0 | 0 | 0 | -1.8147 | 61.8022 | 10.5458 | 2.0037 | -0.26371 | 19.8679 | 17.1181 | 0.22268 | 1233.1136 | 1180.6057 | 1329.5706 | 1326.9116 | 0.37386 | 0.38754 | 0.38853 | 0.36998 | 461.0137 | 457.5331 | 516.5809 | 490.9367 | 0.084707 | 0.10837 | 0.10199 | 0.10653 | 0.046031 | 0.043494 | 0.043855 | 0.043704 | 104.4533 | 127.9369 | 135.6032 | 141.3522 | 56.7615 | 51.3497 | 58.3084 | 57.9919
8 | 27 | 5 | 1717.4617 | 1759.8945 | 1791.1499 | 1778.194 | 80 | 63 | 0 | 0 | 0 | 0 | 0 | 0 | 0 | 0 | 0 | 0 | 272.7651 | 301.2936 | 302.7176 | 320.1307 | 0 | 0 | 0 | 0 | 4.1492 | 35.2834 | 30.8328 | -17.2681 | 0.26666 | 29.4206 | 14.1208 | 7.1175 | 1360.2806 | 1330.8969 | 1443.4787 | 1468.2138 | 0.37065 | 0.39036 | 0.39029 | 0.37126 | 504.1877 | 519.5345 | 563.3726 | 545.0862 | 0.084637 | 0.10838 | 0.10205 | 0.10654 | 0.046102 | 0.043611 | 0.043949 | 0.043811 | 115.1298 | 144.241 | 147.303 | 156.4176 | 62.7123 | 58.0417 | 63.4398 | 64.3234
8 | 27 | 6 | 1875.02 | 1918.8387 | 1950.3977 | 1934.4128 | 80 | 63 | 0 | 0 | 0 | 0 | 0 | 0 | 0 | 0 | 0 | 0 | 326.6401 | 354.7041 | 355.2409 | 371.5937 | 0 | 0 | 0 | 0 | -0.25633 | 36.9073 | 70.7969 | -20.9793 | 1.0272 | 1.7427 | 13.2075 | 3.3189 | 1467.6091 | 1462.4847 | 1511.1525 | 1580.4795 | 0.37177 | 0.38885 | 0.38239 | 0.37131 | 545.6166 | 568.6803 | 577.848 | 586.8539 | 0.084769 | 0.10841 | 0.10205 | 0.10664 | 0.046165 | 0.043693 | 0.043948 | 0.043733 | 124.4083 | 158.5549 | 154.215 | 168.5407 | 67.7522 | 63.9 | 66.4121 | 69.1189
8 | 27 | 7 | 2019.5416 | 2066.1098 | 2100.2736 | 2084.2768 | 80 | 63 | 0 | 0 | 0 | 0 | 0 | 0 | 0 | 0 | 0 | 0 | 813.7464 | 841.5797 | 846.4954 | 864.3588 | 0 | 0 | 0 | 0 | -3.5486 | -20.9003 | -17.5613 | -1.6691 | 1.4774 | -3.6878 | -0.72976 | -2.6512 | 1127.8664 | 1186.1182 | 1272.0692 | 1224.2383 | 0.3667 | 0.37732 | 0.37117 | 0.37991 | 413.5897 | 447.5467 | 472.1545 | 465.1034 | 0.085289 | 0.10894 | 0.10217 | 0.1068 | 0.046408 | 0.043285 | 0.043121 | 0.043537 | 96.1941 | 129.2206 | 129.964 | 130.7541 | 52.3422 | 51.3408 | 54.853 | 53.2993
8 | 27 | 8 | 2188.039 | 2241.4982 | 2283.529 | 2272.4154 | 80 | 63 | 0 | 0 | 0 | 0 | 0 | 0 | 0 | 0 | 0 | 0 | 1159.8927 | 1237.2059 | 1303.9157 | 1370.6146 | 0 | 0 | 0 | 0 | -1.6491 | -37.756 | -41.8024 | 10.018 | -1.4294 | -6.9679 | -7.2006 | -7.3173 | 951.2248 | 986.0162 | 1028.6163 | 899.1 | 0.37186 | 0.38691 | 0.38697 | 0.38173 | 353.72 | 381.5033 | 398.0437 | 343.2138 | 0.086048 | 0.10993 | 0.10332 | 0.10848 | 0.047141 | 0.046137 | 0.045213 | 0.047111 | 81.8507 | 108.3908 | 106.2809 | 97.5368 | 44.8417 | 45.4918 | 46.5067 | 42.3574
8 | 27 | 9 | 2343.6572 | 2407.3467 | 2461.0905 | 2458.3492 | 80 | 63 | 0 | 0 | 0 | 0 | 0 | 0 | 0 | 0 | 0 | 0 | 1361.6889 | 1492.4462 | 1624.348 | 1744.0496 | 0 | 0 | 0 | 0 | -3.4647 | -66.0466 | -69.9849 | -60.607 | -4.7613 | -21.6701 | -28.005 | -30.7752 | 910.1942 | 939.6172 | 934.7323 | 805.6819 | 0.37575 | 0.32651 | 0.32636 | 0.067785 | 342.0032 | 306.7942 | 305.0598 | 54.6135 | 0.086627 | 0.11025 | 0.10393 | 0.10937 | 0.047944 | 0.046558 | 0.047019 | 0.050476 | 78.8475 | 103.5901 | 97.1455 | 88.1142 | 43.6388 | 43.7469 | 43.95 | 40.6673
8 | 27 | 10 | 2483.7778 | 2553.6285 | 2612.8387 | 2611.3528 | 80 | 63 | 0 | 0 | 0 | 0 | 0 | 0 | 0 | 0 | 0 | 0 | 1527.2583 | 1700.6412 | 1881.1069 | 2040.4513 | 0 | 0 | 0 | 0 | -6.0562 | -59.3006 | -70.6744 | -85.7854 | -4.8122 | -27.8222 | -28.065 | -32.7978 | 887.3879 | 877.1101 | 830.4713 | 689.4847 | 0.38219 | 0.32795 | 0.328 | 0.071605 | 339.1538 | 287.6478 | 272.3943 | 49.3706 | 0.086682 | 0.11001 | 0.10395 | 0.10914 | 0.048049 | 0.046576 | 0.047181 | 0.04993 | 76.9203 | 96.4913 | 86.3288 | 75.2484 | 42.6378 | 40.8527 | 39.1824 | 34.4258
8 | 27 | 11 | 2625.9521 | 2702.4829 | 2766.7767 | 2765.0221 | 80 | 63 | 0 | 0 | 0 | 0 | 0 | 0 | 0 | 0 | 0 | 0 | 1609.8158 | 1810.1389 | 2019.8039 | 2203.0435 | 0 | 0 | 0 | 0 | -5.0941 | -71.7556 | -86.1333 | -86.4 | -3.7949 | -13.23 | -19.0324 | -35.164 | 945.0252 | 914.3296 | 852.1384 | 683.5426 | 0.37921 | 0.32752 | 0.328 | 0.071605 | 358.3609 | 299.462 | 279.5011 | 48.9451 | 0.086614 | 0.11117 | 0.10391 | 0.10928 | 0.047962 | 0.04728 | 0.047112 | 0.050803 | 81.8528 | 101.6471 | 88.5444 | 74.6952 | 45.3256 | 43.2298 | 40.146 | 34.7263
8 | 27 | 12 | 2708.0903 | 2789.0849 | 2856.8187 | 2855.1139 | 80 | 63 | 0 | 0 | 0 | 0 | 0 | 0 | 0 | 0 | 0 | 0 | 1616.1024 | 1825.7415 | 2044.4762 | 2236.1739 | 0 | 0 | 0 | 0 | -5.0941 | -66.7578 | -82.3456 | -87.2346 | -2.9959 | -18.8667 | -28.2161 | -37.0075 | 1020.0779 | 985.968 | 922.9043 | 743.1822 | 0.37557 | 0.32768 | 0.328 | 0.071605 | 383.1072 | 323.086 | 302.7123 | 53.2156 | 0.086374 | 0.11126 | 0.10383 | 0.10804 | 0.047648 | 0.047235 | 0.046938 | 0.048374 | 88.1084 | 109.6998 | 95.8231 | 80.2944 | 48.6047 | 46.5717 | 43.3193 | 35.9505
8 | 27 | 13 | 2808.9953 | 2897.9479 | 2973.4214 | 2975.6227 | 80 | 63 | 0 | 0 | 0 | 0 | 0 | 0 | 0 | 0 | 0 | 0 | 1558.7875 | 1756.7147 | 1963.8357 | 2148.8403 | 0 | 0 | 0 | 0 | -5.1451 | -25.6562 | -63.2035 | -59.9107 | -3.0436 | -11.6779 | -9.9681 | -34.0325 | 1178.3965 | 1115.5672 | 1082.7574 | 920.7256 | 0.37374 | 0.32755 | 0.32763 | 0.071605 | 440.4142 | 365.4066 | 354.7404 | 65.9285 | 0.085784 | 0.11016 | 0.10365 | 0.10862 | 0.047077 | 0.045624 | 0.046406 | 0.048439 | 101.0871 | 122.8948 | 112.2304 | 100.0079 | 55.4752 | 50.8969 | 50.2463 | 44.5992
8 | 27 | 14 | 2879.8439 | 2974.5456 | 3055.9652 | 3061.7428 | 80 | 63 | 0 | 0 | 0 | 0 | 0 | 0 | 0 | 0 | 0 | 0 | 1575.8805 | 1759.6049 | 1958.404 | 2139.7666 | 0 | 0 | 0 | 0 | -1.309 | -13.528 | -17.355 | -23.662 | -0.26547 | -10.115 | -6.0021 | -12.1018 | 1225.5379 | 1175.5837 | 1120.9183 | 957.7399 | 0.37404 | 0.327 | 0.32733 | 0.070824 | 458.3994 | 384.4191 | 366.9116 | 67.8311 | 0.085308 | 0.10986 | 0.10322 | 0.10818 | 0.0466 | 0.04481 | 0.045226 | 0.046933 | 104.5478 | 129.1456 | 115.7064 | 103.6097 | 57.1099 | 52.6783 | 50.6952 | 44.9495
8 | 27 | 15 | 2922.1432 | 3021.9689 | 3108.6826 | 3117.8697 | 80 | 63 | 0 | 0 | 0 | 0 | 0 | 0 | 0 | 0 | 0 | 0 | 1556.9857 | 1724.651 | 1916.3679 | 2096.6672 | 0 | 0 | 0 | 0 | 0.18905 | -12.4511 | -2.2535 | -8.4467 | -0.83898 | -6.4092 | -3.3656 | -9.0564 | 1285.8074 | 1253.1781 | 1197.9338 | 1038.7056 | 0.38108 | 0.31254 | 0.31233 | 0.32609 | 489.9902 | 391.6674 | 374.1558 | 338.7122 | 0.085092 | 0.10961 | 0.10276 | 0.10742 | 0.046482 | 0.044583 | 0.04432 | 0.044688 | 109.4119 | 137.3639 | 123.0937 | 111.576 | 59.7665 | 55.871 | 53.092 | 46.4182
8 | 27 | 16 | 2942.5911 | 3051.7393 | 3148.8616 | 3166.4781 | 80 | 63 | 0 | 0 | 0 | 0 | 0 | 0 | 0 | 0 | 0 | 0 | 1465.4283 | 1591.5244 | 1746.7941 | 1901.5657 | 0 | 0 | 0 | 0 | -2.7065 | -15.4572 | -6.1725 | 1.7713 | -0.13591 | -0.94807 | -0.030407 | -6.5376 | 1400.0052 | 1413.6202 | 1408.2704 | 1269.6786 | 0.38915 | 0.32585 | 0.31944 | 0.31698 | 544.8058 | 460.6304 | 449.8643 | 402.4635 | 0.085606 | 0.10991 | 0.10235 | 0.10672 | 0.046748 | 0.04446 | 0.04375 | 0.043751 | 119.8494 | 155.375 | 144.1349 | 135.5017 | 65.4475 | 62.8495 | 61.6113 | 55.5498
8 | 27 | 17 | 2909.6481 | 3027.1954 | 3134.04 | 3160.534 | 80 | 63 | 0 | 0 | 0 | 0 | 0 | 0 | 0 | 0 | 0 | 0 | 1268.2818 | 1346.4373 | 1450.884 | 1566.1182 | 0 | 0 | 0 | 0 | -2.9753 | -18.4663 | -6.0611 | 4.6331 | -0.59012 | -2.053 | -1.5591 | 2.4858 | 1564.9317 | 1638.2773 | 1690.7761 | 1587.2969 | 0.39 | 0.39598 | 0.39187 | 0.36712 | 610.3285 | 648.7198 | 662.5578 | 582.7313 | 0.085827 | 0.10955 | 0.10254 | 0.10683 | 0.046843 | 0.044192 | 0.044018 | 0.043867 | 134.3133 | 179.4745 | 173.3679 | 169.5737 | 73.3065 | 72.3983 | 74.4249 | 69.6303
8 | 27 | 18 | 2799.5345 | 2922.0629 | 3035.5993 | 3070.2645 | 80 | 63 | 0 | 0 | 0 | 0 | 0 | 0 | 0 | 0 | 0 | 0 | 563.3549 | 569.1094 | 607.206 | 665.0535 | 0 | 0 | 0 | 0 | -2.9753 | -10.7998 | -9.3153 | 0 | 0.27471 | -2.4719 | -2.634 | 3.6599 | 2158.8802 | 2303.2252 | 2440.3426 | 2401.5511 | 0.3917 | 0.40014 | 0.39346 | 0.38236 | 845.644 | 921.6239 | 960.1866 | 918.2557 | 0.085776 | 0.10964 | 0.10308 | 0.10741 | 0.046823 | 0.044435 | 0.044742 | 0.044663 | 185.1808 | 252.5188 | 251.5442 | 257.9394 | 101.0863 | 102.3433 | 109.1855 | 107.2594
8 | 27 | 19 | 2727.0815 | 2852.817 | 2970.5719 | 3010.3277 | 80 | 63 | 0 | 0 | 0 | 0 | 0 | 0 | 0 | 0 | 0 | 0 | 382.9617 | 365.5209 | 385.5453 | 423.7969 | 0 | 0 | 0 | 0 | 1.7633 | 4.5233 | -6.8988 | 18.4522 | 1.8769 | 2.8531 | 5.8453 | 20.6823 | 2260.4796 | 2416.9197 | 2586.0801 | 2547.3963 | 0.39028 | 0.3992 | 0.39311 | 0.38685 | 882.2283 | 964.8452 | 1016.6244 | 985.4618 | 0.086042 | 0.1097 | 0.10346 | 0.10761 | 0.046942 | 0.044958 | 0.045396 | 0.045312 | 194.4964 | 265.1264 | 267.5548 | 274.1351 | 106.1118 | 108.6601 | 117.3977 | 115.4286
8 | 27 | 20 | 2736.5665 | 2865.893 | 2987.2675 | 3029.4535 | 80 | 63 | 0 | 0 | 0 | 0 | 0 | 0 | 0 | 0 | 0 | 0 | 336.6294 | 327.9472 | 342.2944 | 375.9679 | 0 | 0 | 0 | 0 | 2.4962 | 18.0842 | 23.7179 | 88.3751 | 2.4412 | 5.8958 | 3.6199 | 28.3606 | 2314.9997 | 2450.9658 | 2617.6354 | 2536.75 | 0.39125 | 0.40133 | 0.39529 | 0.38828 | 905.7359 | 983.6492 | 1034.736 | 984.9588 | 0.08605 | 0.10956 | 0.10339 | 0.10757 | 0.046961 | 0.044867 | 0.045381 | 0.045288 | 199.2056 | 268.5353 | 270.6436 | 272.89 | 108.7142 | 109.9675 | 118.7921 | 114.8836
8 | 27 | 21 | 2550.6911 | 2672.8334 | 2787.4046 | 2827.4963 | 80 | 63 | 0 | 0 | 0 | 0 | 0 | 0 | 0 | 0 | 0 | 0 | 336.1227 | 348.9484 | 357.2942 | 384.8866 | 0 | 0 | 0 | 0 | 3.8079 | 3.4771 | 3.3704 | 72.5679 | 2.6484 | 9.8469 | 7.9662 | 28.1444 | 2128.112 | 2247.561 | 2418.7736 | 2341.8974 | 0.3882 | 0.39886 | 0.39319 | 0.38634 | 826.1337 | 896.4658 | 951.0467 | 904.7748 | 0.085945 | 0.10921 | 0.10308 | 0.10744 | 0.046939 | 0.044517 | 0.045143 | 0.045146 | 182.9012 | 245.4573 | 249.327 | 251.608 | 99.8924 | 100.0539 | 109.1919 | 105.7279
8 | 27 | 22 | 2303.756 | 2417.118 | 2523.9459 | 2562.8802 | 80 | 63 | 0 | 0 | 0 | 0 | 0 | 0 | 0 | 0 | 0 | 0 | 347.2213 | 375.055 | 378.0814 | 404.749 | 0 | 0 | 0 | 0 | 5.9594 | 14.3311 | 24.3732 | 33.952 | 3.0303 | 7.0538 | 4.1641 | 29.4882 | 1867.5451 | 1957.6782 | 2117.3273 | 2094.691 | 0.38109 | 0.39369 | 0.38812 | 0.38014 | 711.7014 | 770.7277 | 821.7832 | 796.2847 | 0.085228 | 0.10891 | 0.10261 | 0.1072 | 0.046564 | 0.044113 | 0.044583 | 0.044784 | 159.1669 | 213.2116 | 217.25 | 224.552 | 86.9602 | 86.3599 | 94.3977 | 93.8084
8 | 27 | 23 | 2066.0921 | 2168.4457 | 2264.897 | 2300.1971 | 80 | 63 | 0 | 0 | 0 | 0 | 0 | 0 | 0 | 0 | 0 | 0 | 320.1882 | 353.0491 | 353.9918 | 375.9846 | 0 | 0 | 0 | 0 | 12.1155 | 24.6269 | 19.3931 | 25.1858 | 3.4415 | 2.7386 | 3.2599 | 23.7807 | 1650.3468 | 1725.0311 | 1888.2522 | 1875.246 | 0.37177 | 0.39333 | 0.38899 | 0.37327 | 613.5457 | 678.503 | 734.5077 | 699.9717 | 0.084743 | 0.1086 | 0.10242 | 0.107 | 0.046204 | 0.043655 | 0.044337 | 0.04441 | 139.8553 | 187.3447 | 193.3937 | 200.6533 | 76.2528 | 75.3059 | 83.7195 | 83.2795
8 | 27 | 24 | 1888.8318 | 1976.9048 | 2058.6011 | 2085.0625 | 80 | 63 | 0 | 0 | 0 | 0 | 0 | 0 | 0 | 0 | 0 | 0 | 317.1099 | 355.0042 | 355.7951 | 374.1369 | 0 | 0 | 0 | 0 | 2.9872 | 14.0737 | 30.2268 | 25.0092 | 0 | 5.5357 | 2.6798 | 15.5738 | 1488.7347 | 1539.2913 | 1669.8995 | 1670.3427 | 0.36952 | 0.39289 | 0.39083 | 0.37129 | 550.1233 | 604.7714 | 652.6511 | 620.1845 | 0.0848 | 0.10848 | 0.10225 | 0.10687 | 0.046074 | 0.043446 | 0.044018 | 0.044049 | 126.2454 | 166.9765 | 170.7424 | 178.5146 | 68.5921 | 66.8756 | 73.5057 | 73.5769
8 | 28 | 1 | 1779.2574 | 1853.4136 | 1920.0495 | 1935.7909 | 80 | 63 | 0 | 0 | 0 | 0 | 0 | 0 | 0 | 0 | 0 | 0 | 305.5743 | 345.1155 | 344.0462 | 362.3005 | 0 | 0 | 0 | 0 | -2.1929 | 35.4528 | 45.3982 | 26.7766 | -0.19363 | 2.3255 | 5.927 | 0.21647 | 1396.0696 | 1407.5198 | 1524.6781 | 1546.4973 | 0.37223 | 0.39077 | 0.38906 | 0.37051 | 519.6657 | 550.0228 | 593.1884 | 572.9879 | 0.084816 | 0.10844 | 0.10218 | 0.10669 | 0.046064 | 0.043434 | 0.043926 | 0.043911 | 118.4091 | 152.6324 | 155.7979 | 164.9899 | 64.308 | 61.1336 | 66.9728 | 67.9079
8 | 28 | 2 | 1711.9758 | 1776.2078 | 1832.212 | 1840.4133 | 80 | 63 | 0 | 0 | 0 | 0 | 0 | 0 | 0 | 0 | 0 | 0 | 287.0384 | 322.5317 | 321.1353 | 339.8634 | 0 | 0 | 0 | 0 | -1.8147 | 48.0931 | 36.085 | 0.066551 | -0.50977 | 4.4447 | 11.457 | 0.40308 | 1347.2619 | 1338.1384 | 1463.5347 | 1500.0803 | 0.3725 | 0.38904 | 0.38716 | 0.37014 | 501.8486 | 520.5948 | 566.6165 | 555.2357 | 0.084844 | 0.1084 | 0.10211 | 0.10658 | 0.046038 | 0.043367 | 0.043849 | 0.043715 | 114.3074 | 145.0595 | 149.4422 | 159.8767 | 62.0259 | 58.031 | 64.174 | 65.5765
8 | 28 | 3 | 1674.2072 | 1729.3617 | 1775.4949 | 1776.2316 | 80 | 63 | 0 | 0 | 0 | 0 | 0 | 0 | 0 | 0 | 0 | 0 | 281.8437 | 315.9871 | 314.5175 | 333.5984 | 0 | 0 | 0 | 0 | -0.24575 | 4.0862 | 40.6881 | -1.4785 | -0.31151 | 7.4269 | 16.8119 | 0.23544 | 1312.9208 | 1338.8614 | 1403.4774 | 1443.8763 | 0.3732 | 0.38992 | 0.38586 | 0.37025 | 489.9881 | 522.0501 | 541.5527 | 534.5994 | 0.084803 | 0.10837 | 0.10201 | 0.1065 | 0.046018 | 0.043369 | 0.043779 | 0.043635 | 111.3394 | 145.0858 | 143.1696 | 153.7792 | 60.4175 | 58.0645 | 61.4432 | 63.0039
8 | 28 | 4 | 1686.5469 | 1734.8825 | 1773.1364 | 1766.852 | 80 | 63 | 0 | 0 | 0 | 0 | 0 | 0 | 0 | 0 | 0 | 0 | 274.0229 | 307.2539 | 305.9357 | 324.2868 | 0 | 0 | 0 | 0 | -1.8147 | 61.8022 | 10.5458 | 2.0037 | -0.26371 | 19.8679 | 17.1181 | 0.22268 | 1334.6024 | 1282.9585 | 1439.5367 | 1440.3389 | 0.37386 | 0.38754 | 0.38853 | 0.36998 | 498.9565 | 497.199 | 559.3062 | 532.9031 | 0.084707 | 0.10837 | 0.10199 | 0.10653 | 0.046031 | 0.043494 | 0.043855 | 0.043704 | 113.0501 | 139.0284 | 146.8187 | 153.4353 | 61.4331 | 55.8015 | 63.131 | 62.9492
8 | 28 | 5 | 1783.9975 | 1830.3283 | 1865.3723 | 1854.1398 | 80 | 63 | 0 | 0 | 0 | 0 | 0 | 0 | 0 | 0 | 0 | 0 | 261.6712 | 294.9458 | 294.1412 | 310.018 | 0 | 0 | 0 | 0 | 4.1492 | 35.2834 | 30.8328 | -17.2681 | 0.26666 | 29.4206 | 14.1208 | 7.1175 | 1437.9103 | 1407.6785 | 1526.2775 | 1554.2724 | 0.37065 | 0.39036 | 0.39029 | 0.37126 | 532.9612 | 549.5073 | 595.6879 | 577.0362 | 0.084637 | 0.10838 | 0.10205 | 0.10654 | 0.046102 | 0.043611 | 0.043949 | 0.043811 | 121.7001 | 152.5625 | 155.7524 | 165.5859 | 66.2913 | 61.3903 | 67.0787 | 68.0937
8 | 28 | 6 | 1932.8802 | 1980.0888 | 2014.9424 | 2000.4561 | 80 | 63 | 0 | 0 | 0 | 0 | 0 | 0 | 0 | 0 | 0 | 0 | 290.4698 | 315.0973 | 314.2944 | 330.3921 | 0 | 0 | 0 | 0 | -0.25633 | 36.9073 | 70.7969 | -20.9793 | 1.0272 | 1.7427 | 13.2075 | 3.3189 | 1561.6396 | 1563.3415 | 1616.6436 | 1687.7244 | 0.37177 | 0.38885 | 0.38239 | 0.37131 | 580.5746 | 607.898 | 618.1866 | 626.6755 | 0.084769 | 0.10841 | 0.10205 | 0.10664 | 0.046165 | 0.043693 | 0.043948 | 0.043733 | 132.3793 | 169.4892 | 164.9805 | 179.9772 | 72.0931 | 68.3068 | 71.0482 | 73.8091
8 | 28 | 7 | 2081.3898 | 2131.5814 | 2169.2669 | 2154.8721 | 80 | 63 | 0 | 0 | 0 | 0 | 0 | 0 | 0 | 0 | 0 | 0 | 757.8313 | 768.2939 | 773.5638 | 792.925 | 0 | 0 | 0 | 0 | -3.5486 | -20.9003 | -17.5613 | -1.6691 | 1.4774 | -3.6878 | -0.72976 | -2.6512 | 1245.6297 | 1324.8756 | 1413.994 | 1366.2674 | 0.3667 | 0.37732 | 0.37117 | 0.37991 | 456.7736 | 499.9028 | 524.8328 | 519.062 | 0.085289 | 0.10894 | 0.10217 | 0.1068 | 0.046408 | 0.043285 | 0.043121 | 0.043537 | 106.2379 | 144.3374 | 144.4641 | 145.9234 | 57.8074 | 57.3468 | 60.973 | 59.4828
8 | 28 | 8 | 2251.3564 | 2308.5252 | 2354.1613 | 2344.6877 | 80 | 63 | 0 | 0 | 0 | 0 | 0 | 0 | 0 | 0 | 0 | 0 | 1099.0129 | 1157.983 | 1226.6609 | 1295.9224 | 0 | 0 | 0 | 0 | -1.6491 | -37.756 | -41.8024 | 10.018 | -1.4294 | -6.9679 | -7.2006 | -7.3173 | 1075.422 | 1132.2661 | 1176.5034 | 1046.0646 | 0.37186 | 0.38691 | 0.38697 | 0.38173 | 399.9037 | 438.0894 | 455.2715 | 399.3146 | 0.086048 | 0.10993 | 0.10332 | 0.10848 | 0.047141 | 0.046137 | 0.045213 | 0.047111 | 92.5376 | 124.4678 | 121.5612 | 113.4799 | 50.6964 | 52.2393 | 53.1931 | 49.281
8 | 28 | 9 | 2423.3462 | 2491.7044 | 2549.9857 | 2549.3086 | 80 | 63 | 0 | 0 | 0 | 0 | 0 | 0 | 0 | 0 | 0 | 0 | 1384.4868 | 1508.4593 | 1643.9952 | 1766.719 | 0 | 0 | 0 | 0 | -3.4647 | -66.0466 | -69.9849 | -60.607 | -4.7613 | -21.6701 | -28.005 | -30.7752 | 967.0854 | 1007.9618 | 1003.9803 | 873.9718 | 0.37575 | 0.32651 | 0.32636 | 0.067785 | 363.3799 | 329.1094 | 327.6597 | 59.2426 | 0.086627 | 0.11025 | 0.10393 | 0.10937 | 0.047944 | 0.046558 | 0.047019 | 0.050476 | 83.7759 | 111.1249 | 104.3424 | 95.5827 | 46.3664 | 46.9289 | 47.2059 | 44.1143
8 | 28 | 10 | 2592.2221 | 2668.4261 | 2733.8111 | 2735.1342 | 80 | 63 | 0 | 0 | 0 | 0 | 0 | 0 | 0 | 0 | 0 | 0 | 1546.0987 | 1718.3101 | 1901.6666 | 2063.3712 | 0 | 0 | 0 | 0 | -6.0562 | -59.3006 | -70.6744 | -85.7854 | -4.8122 | -27.8222 | -28.065 | -32.7978 | 976.9918 | 974.2387 | 930.884 | 790.3462 | 0.38219 | 0.32795 | 0.328 | 0.071605 | 373.3998 | 319.5011 | 305.3297 | 56.5927 | 0.086682 | 0.11001 | 0.10395 | 0.10914 | 0.048049 | 0.046576 | 0.047181 | 0.04993 | 84.6873 | 107.1765 | 96.7668 | 86.2561 | 46.9431 | 45.3766 | 43.92 | 39.4618
8 | 28 | 11 | 2737.9645 | 2821.0577 | 2891.7294 | 2892.8762 | 80 | 63 | 0 | 0 | 0 | 0 | 0 | 0 | 0 | 0 | 0 | 0 | 1592.5615 | 1788.6596 | 1995.7111 | 2176.7619 | 0 | 0 | 0 | 0 | -5.0941 | -71.7556 | -86.1333 | -86.4 | -3.7949 | -13.23 | -19.0324 | -35.164 | 1074.292 | 1054.3837 | 1001.184 | 837.6783 | 0.37921 | 0.32752 | 0.328 | 0.071605 | 407.3799 | 345.3327 | 328.3881 | 59.9819 | 0.086614 | 0.11117 | 0.10391 | 0.10928 | 0.047962 | 0.04728 | 0.047112 | 0.050803 | 93.0492 | 117.2171 | 104.0315 | 91.5386 | 51.5255 | 49.8516 | 47.1678 | 42.5569
8 | 28 | 12 | 2864.4599 | 2954.6156 | 3031.2531 | 3033.5986 | 80 | 63 | 0 | 0 | 0 | 0 | 0 | 0 | 0 | 0 | 0 | 0 | 1568.543 | 1774.4063 | 1991.1623 | 2180.1366 | 0 | 0 | 0 | 0 | -5.0941 | -66.7578 | -82.3456 | -87.2346 | -2.9959 | -18.8667 | -28.2161 | -37.0075 | 1224.0069 | 1202.8338 | 1150.6525 | 977.7042 | 0.37557 | 0.32768 | 0.328 | 0.071605 | 459.6961 | 394.1495 | 377.4137 | 70.0085 | 0.086374 | 0.11126 | 0.10383 | 0.10804 | 0.047648 | 0.047235 | 0.046938 | 0.048374 | 105.7226 | 133.8285 | 119.4697 | 105.6324 | 58.3215 | 56.8153 | 54.0094 | 47.2952
8 | 28 | 13 | 3004.8247 | 3105.2501 | 3191.8742 | 3199.1478 | 80 | 63 | 0 | 0 | 0 | 0 | 0 | 0 | 0 | 0 | 0 | 0 | 1547.1084 | 1750.2627 | 1964.1219 | 2150.7774 | 0 | 0 | 0 | 0 | -5.1451 | -25.6562 | -63.2035 | -59.9107 | -3.0436 | -11.6779 | -9.9681 | -34.0325 | 1385.9049 | 1329.3214 | 1300.9239 | 1142.3136 | 0.37374 | 0.32755 | 0.32763 | 0.071605 | 517.9684 | 435.4223 | 426.2177 | 81.7954 | 0.085784 | 0.11016 | 0.10365 | 0.10862 | 0.047077 | 0.045624 | 0.046406 | 0.048439 | 118.888 | 146.4427 | 134.8439 | 124.0765 | 65.2441 | 60.6493 | 60.3705 | 55.3328
8 | 28 | 14 | 3100.5804 | 3208.2142 | 3302.2026 | 3313.6977 | 80 | 63 | 0 | 0 | 0 | 0 | 0 | 0 | 0 | 0 | 0 | 0 | 1243.5927 | 1431.9894 | 1630.787 | 1806.0476 | 0 | 0 | 0 | 0 | -1.309 | -13.528 | -17.355 | -23.662 | -0.26547 | -10.115 | -6.0021 | -12.1018 | 1778.5622 | 1736.8678 | 1694.7727 | 1543.4139 | 0.37404 | 0.327 | 0.32733 | 0.070824 | 665.2523 | 567.9606 | 554.752 | 109.311 | 0.085308 | 0.10986 | 0.10322 | 0.10818 | 0.0466 | 0.04481 | 0.045226 | 0.046933 | 151.725 | 190.8063 | 174.9423 | 166.9687 | 82.8807 | 77.8296 | 76.6486 | 72.4369
8 | 28 | 15 | 3177.1621 | 3291.9284 | 3393.1628 | 3408.9555 | 80 | 63 | 0 | 0 | 0 | 0 | 0 | 0 | 0 | 0 | 0 | 0 | 1226.6565 | 1383.9525 | 1553.1118 | 1706.6974 | 0 | 0 | 0 | 0 | 0.18905 | -12.4511 | -2.2535 | -8.4467 | -0.83898 | -6.4092 | -3.3656 | -9.0564 | 1871.1556 | 1863.8361 | 1845.6701 | 1719.7612 | 0.38108 | 0.31254 | 0.31233 | 0.32609 | 713.0523 | 582.522 | 576.4662 | 560.7981 | 0.085092 | 0.10961 | 0.10276 | 0.10742 | 0.046482 | 0.044583 | 0.04432 | 0.044688 | 159.2204 | 204.2996 | 189.6519 | 184.7339 | 86.9744 | 83.0962 | 81.7995 | 76.8535
8 | 28 | 16 | 3213.3519 | 3338.3629 | 3450.9024 | 3475.5322 | 80 | 63 | 0 | 0 | 0 | 0 | 0 | 0 | 0 | 0 | 0 | 0 | 1065.9079 | 1196.2771 | 1342.2564 | 1478.9887 | 0 | 0 | 0 | 0 | -2.7065 | -15.4572 | -6.1725 | 1.7713 | -0.13591 | -0.94807 | -0.030407 | -6.5376 | 2070.2864 | 2095.491 | 2114.8489 | 2001.3097 | 0.38915 | 0.32585 | 0.31944 | 0.31698 | 805.6428 | 682.8191 | 675.577 | 634.3763 | 0.085606 | 0.10991 | 0.10235 | 0.10672 | 0.046748 | 0.04446 | 0.04375 | 0.043751 | 177.2297 | 230.3213 | 216.4525 | 213.5822 | 96.7819 | 93.1655 | 92.5239 | 87.5595
8 | 28 | 17 | 3159.6296 | 3291.8222 | 3412.9008 | 3445.87 | 80 | 63 | 0 | 0 | 0 | 0 | 0 | 0 | 0 | 0 | 0 | 0 | 925.1679 | 992.1059 | 1090.1103 | 1190.2769 | 0 | 0 | 0 | 0 | -2.9753 | -18.4663 | -6.0611 | 4.6331 | -0.59012 | -2.053 | -1.5591 | 2.4858 | 2158.0271 | 2257.2356 | 2330.4107 | 2248.4742 | 0.39 | 0.39598 | 0.39187 | 0.36712 | 841.6376 | 893.813 | 913.2089 | 825.4639 | 0.085827 | 0.10955 | 0.10254 | 0.10683 | 0.046843 | 0.044192 | 0.044018 | 0.043867 | 185.2168 | 247.2819 | 238.9544 | 240.2084 | 101.089 | 99.7511 | 102.5804 | 98.6344
8 | 28 | 18 | 3044.0589 | 3180.9129 | 3308.3725 | 3349.3715 | 80 | 63 | 0 | 0 | 0 | 0 | 0 | 0 | 0 | 0 | 0 | 0 | 294.2082 | 273.13 | 306.1315 | 349.4788 | 0 | 0 | 0 | 0 | -2.9753 | -10.7998 | -9.3153 | 0 | 0.27471 | -2.4719 | -2.634 | 3.6599 | 2672.5513 | 2858.0546 | 3014.1904 | 2996.2328 | 0.3917 | 0.40014 | 0.39346 | 0.38236 | 1046.8515 | 1143.6361 | 1185.975 | 1145.6379 | 0.085776 | 0.10964 | 0.10308 | 0.10741 | 0.046823 | 0.044435 | 0.044742 | 0.044663 | 229.2416 | 313.3487 | 310.6949 | 321.8113 | 125.1382 | 126.997 | 134.8605 | 133.8194
8 | 28 | 19 | 2947.958 | 3086.6337 | 3216.9654 | 3262.4424 | 80 | 63 | 0 | 0 | 0 | 0 | 0 | 0 | 0 | 0 | 0 | 0 | 236.4727 | 194.2289 | 218.3094 | 245.6878 | 0 | 0 | 0 | 0 | 1.7633 | 4.5233 | -6.8988 | 18.4522 | 1.8769 | 2.8531 | 5.8453 | 20.6823 | 2627.8451 | 2822.0283 | 2999.7095 | 2977.62 | 0.39028 | 0.3992 | 0.39311 | 0.38685 | 1025.605 | 1126.5664 | 1179.2279 | 1151.8941 | 0.086042 | 0.1097 | 0.10346 | 0.10761 | 0.046942 | 0.044958 | 0.045396 | 0.045312 | 226.1053 | 309.5652 | 310.3488 | 320.4331 | 123.3568 | 126.873 | 136.1748 | 134.923
8 | 28 | 20 | 2904.3403 | 3043.4959 | 3174.4235 | 3220.9552 | 80 | 63 | 0 | 0 | 0 | 0 | 0 | 0 | 0 | 0 | 0 | 0 | 311.0526 | 281.9025 | 308.3214 | 335.1921 | 0 | 0 | 0 | 0 | 2.4962 | 18.0842 | 23.7179 | 88.3751 | 2.4412 | 5.8958 | 3.6199 | 28.3606 | 2508.3502 | 2674.6134 | 2838.7643 | 2769.0275 | 0.39125 | 0.40133 | 0.39529 | 0.38828 | 981.3837 | 1073.406 | 1122.147 | 1075.1466 | 0.08605 | 0.10956 | 0.10339 | 0.10757 | 0.046961 | 0.044867 | 0.045381 | 0.045288 | 215.8434 | 293.0388 | 293.5067 | 297.8772 | 117.7941 | 120.0019 | 128.8272 | 125.4029
8 | 28 | 21 | 2712.4479 | 2844.0669 | 2967.8485 | 3012.1302 | 80 | 63 | 0 | 0 | 0 | 0 | 0 | 0 | 0 | 0 | 0 | 0 | 278.3715 | 257.9724 | 279.6072 | 302.248 | 0 | 0 | 0 | 0 | 3.8079 | 3.4771 | 3.3704 | 72.5679 | 2.6484 | 9.8469 | 7.9662 | 28.1444 | 2347.6201 | 2509.7705 | 2676.9047 | 2609.1699 | 0.3882 | 0.39886 | 0.39319 | 0.38634 | 911.3468 | 1001.051 | 1052.5422 | 1008.0335 | 0.085945 | 0.10921 | 0.10308 | 0.10744 | 0.046939 | 0.044517 | 0.045143 | 0.045146 | 201.7668 | 274.0933 | 275.9351 | 280.3232 | 110.196 | 111.7266 | 120.8448 | 117.7943
8 | 28 | 22 | 2431.5803 | 2552.431 | 2666.5372 | 2708.7825 | 80 | 63 | 0 | 0 | 0 | 0 | 0 | 0 | 0 | 0 | 0 | 0 | 229.2719 | 224.0853 | 235.6821 | 255.281 | 0 | 0 | 0 | 0 | 5.9594 | 14.3311 | 24.3732 | 33.952 | 3.0303 | 7.0538 | 4.1641 | 29.4882 | 2113.3188 | 2243.9609 | 2402.3179 | 2390.0612 | 0.38109 | 0.39369 | 0.38812 | 0.38014 | 805.3631 | 883.4357 | 932.3945 | 908.5681 | 0.085228 | 0.10891 | 0.10261 | 0.1072 | 0.046564 | 0.044113 | 0.044583 | 0.044784 | 180.1137 | 244.3908 | 246.4916 | 256.2158 | 98.4044 | 98.9888 | 107.1035 | 107.0362
8 | 28 | 23 | 2174.7462 | 2283.4655 | 2386.1035 | 2424.218 | 80 | 63 | 0 | 0 | 0 | 0 | 0 | 0 | 0 | 0 | 0 | 0 | 182.0928 | 187.8779 | 191.441 | 208.2175 | 0 | 0 | 0 | 0 | 12.1155 | 24.6269 | 19.3931 | 25.1858 | 3.4415 | 2.7386 | 3.2599 | 23.7807 | 1897.0964 | 2005.2221 | 2172.0095 | 2167.034 | 0.37177 | 0.39333 | 0.38899 | 0.37327 | 705.2792 | 788.7099 | 844.8859 | 808.8872 | 0.084743 | 0.1086 | 0.10242 | 0.107 | 0.046204 | 0.043655 | 0.044337 | 0.04441 | 160.7656 | 217.7745 | 222.456 | 231.8749 | 87.6537 | 87.5376 | 96.3004 | 96.2378
8 | 28 | 24 | 1985.4522 | 2079.1858 | 2166.3836 | 2195.3477 | 80 | 63 | 0 | 0 | 0 | 0 | 0 | 0 | 0 | 0 | 0 | 0 | 155.1037 | 159.662 | 161.5781 | 177.5269 | 0 | 0 | 0 | 0 | 2.9872 | 14.0737 | 30.2268 | 25.0092 | 0 | 5.5357 | 2.6798 | 15.5738 | 1747.3612 | 1836.9144 | 1971.8989 | 1977.2378 | 0.36952 | 0.39289 | 0.39083 | 0.37129 | 645.6921 | 721.7044 | 770.6824 | 734.1322 | 0.0848 | 0.10848 | 0.10225 | 0.10687 | 0.046074 | 0.043446 | 0.044018 | 0.044049 | 148.1771 | 199.2615 | 201.621 | 211.3134 | 80.508 | 79.8061 | 86.7992 | 87.0953
8 | 29 | 1 | 1863.2842 | 1942.3632 | 2013.7836 | 2031.7015 | 80 | 63 | 0 | 0 | 0 | 0 | 0 | 0 | 0 | 0 | 0 | 0 | 129.4322 | 129.3847 | 130.7956 | 146.6226 | 0 | 0 | 0 | 0 | -2.1929 | 35.4528 | 45.3982 | 26.7766 | -0.19363 | 2.3255 | 5.927 | 0.21647 | 1656.2385 | 1712.2002 | 1831.6627 | 1858.0858 | 0.37223 | 0.39077 | 0.38906 | 0.37051 | 616.5096 | 669.0841 | 712.6233 | 688.4336 | 0.084816 | 0.10844 | 0.10218 | 0.10669 | 0.046064 | 0.043434 | 0.043926 | 0.043911 | 140.4756 | 185.6722 | 187.1669 | 198.2321 | 76.2923 | 74.3669 | 80.4574 | 81.59
8 | 29 | 2 | 1779.9809 | 1848.197 | 1908.0734 | 1918.0362 | 80 | 63 | 0 | 0 | 0 | 0 | 0 | 0 | 0 | 0 | 0 | 0 | 127.5841 | 129.2419 | 129.1706 | 145.9253 | 0 | 0 | 0 | 0 | -1.8147 | 48.0931 | 36.085 | 0.066551 | -0.50977 | 4.4447 | 11.457 | 0.40308 | 1574.7212 | 1603.4173 | 1731.3609 | 1771.6413 | 0.3725 | 0.38904 | 0.38716 | 0.37014 | 586.5761 | 623.8 | 670.307 | 655.7505 | 0.084844 | 0.1084 | 0.10211 | 0.10658 | 0.046038 | 0.043367 | 0.043849 | 0.043715 | 133.606 | 173.8168 | 176.7901 | 188.8193 | 72.4978 | 69.5354 | 75.9178 | 77.4479
8 | 29 | 3 | 1739.9734 | 1798.9808 | 1848.8588 | 1851.299 | 80 | 63 | 0 | 0 | 0 | 0 | 0 | 0 | 0 | 0 | 0 | 0 | 111.5594 | 109.1959 | 107.8354 | 126.8021 | 0 | 0 | 0 | 0 | -0.24575 | 4.0862 | 40.6881 | -1.4785 | -0.31151 | 7.4269 | 16.8119 | 0.23544 | 1548.9713 | 1615.2717 | 1683.5234 | 1725.74 | 0.3732 | 0.38992 | 0.38586 | 0.37025 | 578.0833 | 629.8283 | 649.6126 | 638.9603 | 0.084803 | 0.10837 | 0.10201 | 0.1065 | 0.046018 | 0.043369 | 0.043779 | 0.043635 | 131.3572 | 175.039 | 171.7373 | 183.7989 | 71.28 | 70.052 | 73.7034 | 75.3031
8 | 29 | 4 | 1754.412 | 1806.7236 | 1848.8417 | 1844.3152 | 80 | 63 | 0 | 0 | 0 | 0 | 0 | 0 | 0 | 0 | 0 | 0 | 79.4655 | 67.9868 | 66.2122 | 86.7623 | 0 | 0 | 0 | 0 | -1.8147 | 61.8022 | 10.5458 | 2.0037 | -0.26371 | 19.8679 | 17.1181 | 0.22268 | 1597.0249 | 1594.0667 | 1754.9656 | 1755.3265 | 0.37386 | 0.38754 | 0.38853 | 0.36998 | 597.0661 | 617.7661 | 681.8605 | 649.4436 | 0.084707 | 0.10837 | 0.10199 | 0.10653 | 0.046031 | 0.043494 | 0.043855 | 0.043704 | 135.2791 | 172.7418 | 178.9893 | 186.99 | 73.5127 | 69.3329 | 76.9642 | 76.7155
8 | 29 | 5 | 1850.4633 | 1900.6881 | 1939.5167 | 1930.0058 | 80 | 63 | 0 | 0 | 0 | 0 | 0 | 0 | 0 | 0 | 0 | 0 | 80.159 | 66.0744 | 63.6958 | 87.1563 | 0 | 0 | 0 | 0 | 4.1492 | 35.2834 | 30.8328 | -17.2681 | 0.26666 | 29.4206 | 14.1208 | 7.1175 | 1685.8884 | 1706.9097 | 1830.8672 | 1853 | 0.37065 | 0.39036 | 0.39029 | 0.37126 | 624.8742 | 666.3164 | 714.5657 | 687.9412 | 0.084637 | 0.10838 | 0.10205 | 0.10654 | 0.046102 | 0.043611 | 0.043949 | 0.043811 | 142.6882 | 184.9928 | 186.8349 | 197.4111 | 77.7237 | 74.44 | 80.4652 | 81.1812
8 | 29 | 6 | 2004.5234 | 2055.9292 | 2094.8622 | 2082.2317 | 80 | 63 | 0 | 0 | 0 | 0 | 0 | 0 | 0 | 0 | 0 | 0 | 133.1382 | 119.8838 | 118.0152 | 139.2175 | 0 | 0 | 0 | 0 | -0.25633 | 36.9073 | 70.7969 | -20.9793 | 1.0272 | 1.7427 | 13.2075 | 3.3189 | 1790.6144 | 1834.3955 | 1892.8426 | 1960.6746 | 0.37177 | 0.38885 | 0.38239 | 0.37131 | 665.7011 | 713.2961 | 723.802 | 728.0257 | 0.084769 | 0.10841 | 0.10205 | 0.10664 | 0.046165 | 0.043693 | 0.043948 | 0.043733 | 151.7893 | 198.8755 | 193.167 | 209.0843 | 82.6637 | 80.1499 | 83.1866 | 85.746
8 | 29 | 7 | 2164.717 | 2219.7904 | 2262.2205 | 2249.9841 | 80 | 63 | 0 | 0 | 0 | 0 | 0 | 0 | 0 | 0 | 0 | 0 | 664.756 | 656.1991 | 660.6088 | 682.7729 | 0 | 0 | 0 | 0 | -3.5486 | -20.9003 | -17.5613 | -1.6691 | 1.4774 | -3.6878 | -0.72976 | -2.6512 | 1422.0321 | 1525.1793 | 1619.9027 | 1571.5315 | 0.3667 | 0.37732 | 0.37117 | 0.37991 | 521.4606 | 575.4815 | 601.26 | 597.0443 | 0.085289 | 0.10894 | 0.10217 | 0.1068 | 0.046408 | 0.043285 | 0.043121 | 0.043537 | 121.2831 | 166.1593 | 165.5013 | 167.8466 | 65.9939 | 66.0169 | 69.852 | 68.4193
8 | 29 | 8 | 2348.9563 | 2411.843 | 2463.0365 | 2456.0909 | 80 | 63 | 0 | 0 | 0 | 0 | 0 | 0 | 0 | 0 | 0 | 0 | 1086.4606 | 1145.9997 | 1213.0471 | 1280.8786 | 0 | 0 | 0 | 0 | -1.6491 | -37.756 | -41.8024 | 10.018 | -1.4294 | -6.9679 | -7.2006 | -7.3173 | 1185.5742 | 1247.5672 | 1298.9923 | 1172.5116 | 0.37186 | 0.38691 | 0.38697 | 0.38173 | 440.8645 | 482.701 | 502.6711 | 447.5833 | 0.086048 | 0.10993 | 0.10332 | 0.10848 | 0.047141 | 0.046137 | 0.045213 | 0.047111 | 102.0159 | 137.1426 | 134.2173 | 127.1972 | 55.8891 | 57.559 | 58.7312 | 55.2381
8 | 29 | 9 | 2542.3551 | 2617.6855 | 2682.7431 | 2685.1486 | 80 | 63 | 0 | 0 | 0 | 0 | 0 | 0 | 0 | 0 | 0 | 0 | 1369.3505 | 1497.7845 | 1630.2528 | 1750.4536 | 0 | 0 | 0 | 0 | -3.4647 | -66.0466 | -69.9849 | -60.607 | -4.7613 | -21.6701 | -28.005 | -30.7752 | 1101.2306 | 1144.6177 | 1150.4802 | 1026.0773 | 0.37575 | 0.32651 | 0.32636 | 0.067785 | 413.7846 | 373.7288 | 375.4715 | 69.5532 | 0.086627 | 0.11025 | 0.10393 | 0.10937 | 0.047944 | 0.046558 | 0.047019 | 0.050476 | 95.3965 | 126.1908 | 119.5679 | 112.2179 | 52.7979 | 53.2913 | 54.0942 | 51.7919
8 | 29 | 10 | 2743.6243 | 2828.6983 | 2902.7042 | 2907.9489 | 80 | 63 | 0 | 0 | 0 | 0 | 0 | 0 | 0 | 0 | 0 | 0 | 1517.439 | 1686.9928 | 1863.2748 | 2019.2034 | 0 | 0 | 0 | 0 | -6.0562 | -59.3006 | -70.6744 | -85.7854 | -4.8122 | -27.8222 | -28.065 | -32.7978 | 1157.0537 | 1165.8283 | 1138.1688 | 1007.3287 | 0.38219 | 0.32795 | 0.328 | 0.071605 | 442.2183 | 382.3328 | 373.319 | 72.1298 | 0.086682 | 0.11001 | 0.10395 | 0.10914 | 0.048049 | 0.046576 | 0.047181 | 0.04993 | 100.2954 | 128.2534 | 118.3144 | 109.937 | 55.5949 | 54.3001 | 53.6999 | 50.2957
8 | 29 | 11 | 2919.1014 | 3012.8066 | 3093.7924 | 3099.631 | 80 | 63 | 0 | 0 | 0 | 0 | 0 | 0 | 0 | 0 | 0 | 0 | 1567.3467 | 1762.041 | 1964.1548 | 2141.1742 | 0 | 0 | 0 | 0 | -5.0941 | -71.7556 | -86.1333 | -86.4 | -3.7949 | -13.23 | -19.0324 | -35.164 | 1280.6437 | 1272.7512 | 1234.8032 | 1080.0207 | 0.37921 | 0.32752 | 0.328 | 0.071605 | 485.6301 | 416.8526 | 405.0151 | 77.3349 | 0.086614 | 0.11117 | 0.10391 | 0.10928 | 0.047962 | 0.04728 | 0.047112 | 0.050803 | 110.9222 | 141.4933 | 128.3066 | 118.021 | 61.4227 | 60.1761 | 58.1741 | 54.8688
8 | 29 | 12 | 3075.6114 | 3178.1375 | 3266.798 | 3274.6129 | 80 | 63 | 0 | 0 | 0 | 0 | 0 | 0 | 0 | 0 | 0 | 0 | 1569.6958 | 1772.5129 | 1981.9557 | 2164.9589 | 0 | 0 | 0 | 0 | -5.0941 | -66.7578 | -82.3456 | -87.2346 | -2.9959 | -18.8667 | -28.2161 | -37.0075 | 1434.0056 | 1428.2491 | 1395.4041 | 1233.896 | 0.37557 | 0.32768 | 0.328 | 0.071605 | 538.5646 | 468.0145 | 457.6921 | 88.3531 | 0.086374 | 0.11126 | 0.10383 | 0.10804 | 0.047648 | 0.047235 | 0.046938 | 0.048374 | 123.861 | 158.9084 | 144.8817 | 133.3117 | 68.3275 | 67.4627 | 65.4975 | 59.6882
8 | 29 | 13 | 3202.5431 | 3314.5519 | 3412.4342 | 3424.8292 | 80 | 63 | 0 | 0 | 0 | 0 | 0 | 0 | 0 | 0 | 0 | 0 | 1473.9157 | 1672.0348 | 1876.2843 | 2055.0474 | 0 | 0 | 0 | 0 | -5.1451 | -25.6562 | -63.2035 | -59.9107 | -3.0436 | -11.6779 | -9.9681 | -34.0325 | 1656.816 | 1616.8512 | 1609.3215 | 1463.725 | 0.37374 | 0.32755 | 0.32763 | 0.071605 | 619.2188 | 529.6034 | 527.257 | 104.81 | 0.085784 | 0.11016 | 0.10365 | 0.10862 | 0.047077 | 0.045624 | 0.046406 | 0.048439 | 142.1277 | 178.118 | 166.81 | 158.9877 | 77.9977 | 73.7676 | 74.682 | 70.9017
8 | 29 | 14 | 3291.2324 | 3410.0357 | 3514.8799 | 3531.3133 | 80 | 63 | 0 | 0 | 0 | 0 | 0 | 0 | 0 | 0 | 0 | 0 | 1175.5859 | 1344.099 | 1519.9476 | 1675.5242 | 0 | 0 | 0 | 0 | -1.309 | -13.528 | -17.355 | -23.662 | -0.26547 | -10.115 | -6.0021 | -12.1018 | 2037.2211 | 2026.5796 | 2018.2894 | 1891.5529 | 0.37404 | 0.327 | 0.32733 | 0.070824 | 762.0009 | 662.6972 | 660.6492 | 133.9676 | 0.085308 | 0.10986 | 0.10322 | 0.10818 | 0.0466 | 0.04481 | 0.045226 | 0.046933 | 173.7906 | 222.6331 | 208.3372 | 204.6309 | 94.9342 | 90.8117 | 91.2801 | 88.7761
8 | 29 | 15 | 3358.369 | 3483.7514 | 3595.3038 | 3615.7902 | 80 | 63 | 0 | 0 | 0 | 0 | 0 | 0 | 0 | 0 | 0 | 0 | 1076.9723 | 1226.499 | 1383.9539 | 1524.5915 | 0 | 0 | 0 | 0 | 0.18905 | -12.4511 | -2.2535 | -8.4467 | -0.83898 | -6.4092 | -3.3656 | -9.0564 | 2202.0466 | 2213.1126 | 2216.969 | 2108.7017 | 0.38108 | 0.31254 | 0.31233 | 0.32609 | 839.1469 | 691.6847 | 692.4356 | 687.628 | 0.085092 | 0.10961 | 0.10276 | 0.10742 | 0.046482 | 0.044583 | 0.04432 | 0.044688 | 187.3765 | 242.5846 | 227.8047 | 226.5132 | 102.3548 | 98.6682 | 98.2554 | 94.2347
8 | 29 | 16 | 3371.1209 | 3505.3748 | 3626.8977 | 3655.614 | 80 | 63 | 0 | 0 | 0 | 0 | 0 | 0 | 0 | 0 | 0 | 0 | 877.0228 | 998.7972 | 1127.0363 | 1244.5773 | 0 | 0 | 0 | 0 | -2.7065 | -15.4572 | -6.1725 | 1.7713 | -0.13591 | -0.94807 | -0.030407 | -6.5376 | 2416.9405 | 2459.9829 | 2506.0643 | 2415.803 | 0.38915 | 0.32585 | 0.31944 | 0.31698 | 940.5417 | 801.5894 | 800.5486 | 765.7627 | 0.085606 | 0.10991 | 0.10235 | 0.10672 | 0.046748 | 0.04446 | 0.04375 | 0.043751 | 206.9055 | 270.3837 | 256.4929 | 257.8175 | 112.9873 | 109.3708 | 109.6394 | 105.694
8 | 29 | 17 | 3301.1669 | 3441.6516 | 3570.7893 | 3607.4246 | 80 | 63 | 0 | 0 | 0 | 0 | 0 | 0 | 0 | 0 | 0 | 0 | 702.488 | 767.3169 | 845.9258 | 922.9694 | 0 | 0 | 0 | 0 | -2.9753 | -18.4663 | -6.0611 | 4.6331 | -0.59012 | -2.053 | -1.5591 | 2.4858 | 2522.2442 | 2631.854 | 2732.4838 | 2677.3363 | 0.39 | 0.39598 | 0.39187 | 0.36712 | 983.6835 | 1042.1532 | 1070.7677 | 982.9085 | 0.085827 | 0.10955 | 0.10254 | 0.10683 | 0.046843 | 0.044192 | 0.044018 | 0.043867 | 216.4765 | 288.3216 | 280.182 | 286.0244 | 118.1501 | 116.3062 | 120.2789 | 117.4474
8 | 29 | 18 | 3177.1305 | 3321.7806 | 3456.8174 | 3501.2631 | 80 | 63 | 0 | 0 | 0 | 0 | 0 | 0 | 0 | 0 | 0 | 0 | 217.546 | 210.263 | 237.898 | 265.0311 | 0 | 0 | 0 | 0 | -2.9753 | -10.7998 | -9.3153 | 0 | 0.27471 | -2.4719 | -2.634 | 3.6599 | 2882.285 | 3061.7893 | 3230.8687 | 3232.5721 | 0.3917 | 0.40014 | 0.39346 | 0.38236 | 1129.0052 | 1225.1595 | 1271.2301 | 1236.0045 | 0.085776 | 0.10964 | 0.10308 | 0.10741 | 0.046823 | 0.044435 | 0.044742 | 0.044663 | 247.2318 | 335.6856 | 333.0296 | 347.1954 | 134.9586 | 136.0499 | 144.5551 | 144.375
8 | 29 | 19 | 3136.3012 | 3286.0111 | 3427.0671 | 3477.4226 | 80 | 63 | 0 | 0 | 0 | 0 | 0 | 0 | 0 | 0 | 0 | 0 | 227.455 | 213.6674 | 233.4192 | 246.5621 | 0 | 0 | 0 | 0 | 1.7633 | 4.5233 | -6.8988 | 18.4522 | 1.8769 | 2.8531 | 5.8453 | 20.6823 | 2825.206 | 3001.9673 | 3194.7014 | 3191.7259 | 0.39028 | 0.3992 | 0.39311 | 0.38685 | 1102.6318 | 1198.3988 | 1255.8819 | 1234.7211 | 0.086042 | 0.1097 | 0.10346 | 0.10761 | 0.046942 | 0.044958 | 0.045396 | 0.045312 | 243.0867 | 329.3038 | 330.5225 | 343.4739 | 132.6213 | 134.9627 | 145.0266 | 144.6247
8 | 29 | 20 | 3091.0743 | 3241.1699 | 3382.7302 | 3434.0987 | 80 | 63 | 0 | 0 | 0 | 0 | 0 | 0 | 0 | 0 | 0 | 0 | 322.2361 | 324.1917 | 346.705 | 359.6253 | 0 | 0 | 0 | 0 | 2.4962 | 18.0842 | 23.7179 | 88.3751 | 2.4412 | 5.8958 | 3.6199 | 28.3606 | 2683.9008 | 2829.9981 | 3008.6874 | 2957.7378 | 0.39125 | 0.40133 | 0.39529 | 0.38828 | 1050.0673 | 1135.7668 | 1189.3166 | 1148.4182 | 0.08605 | 0.10956 | 0.10339 | 0.10757 | 0.046961 | 0.044867 | 0.045381 | 0.045288 | 230.9495 | 310.0632 | 311.0755 | 318.1776 | 126.0381 | 126.9736 | 136.5386 | 133.9492
8 | 29 | 21 | 2865.6692 | 3006.2647 | 3138.7708 | 3187.0212 | 80 | 63 | 0 | 0 | 0 | 0 | 0 | 0 | 0 | 0 | 0 | 0 | 264.2056 | 262.5166 | 278.0471 | 294.7405 | 0 | 0 | 0 | 0 | 3.8079 | 3.4771 | 3.3704 | 72.5679 | 2.6484 | 9.8469 | 7.9662 | 28.1444 | 2515.0073 | 2667.4242 | 2849.3871 | 2791.5684 | 0.3882 | 0.39886 | 0.39319 | 0.38634 | 976.3265 | 1063.9331 | 1120.3612 | 1078.5019 | 0.085945 | 0.10921 | 0.10308 | 0.10744 | 0.046939 | 0.044517 | 0.045143 | 0.045146 | 216.153 | 291.3108 | 293.7146 | 299.9196 | 118.0531 | 118.7448 | 128.6313 | 126.0289
8 | 29 | 22 | 2570.4589 | 2699.446 | 2821.46 | 2867.3024 | 80 | 63 | 0 | 0 | 0 | 0 | 0 | 0 | 0 | 0 | 0 | 0 | 189.9933 | 175.5725 | 185.9877 | 207.6014 | 0 | 0 | 0 | 0 | 5.9594 | 14.3311 | 24.3732 | 33.952 | 3.0303 | 7.0538 | 4.1641 | 29.4882 | 2291.476 | 2439.4887 | 2606.9351 | 2596.2608 | 0.38109 | 0.39369 | 0.38812 | 0.38014 | 873.2569 | 960.4139 | 1011.8112 | 986.9536 | 0.085228 | 0.10891 | 0.10261 | 0.1072 | 0.046564 | 0.044113 | 0.044583 | 0.044784 | 195.2976 | 265.6858 | 267.4865 | 278.3205 | 106.7001 | 107.6142 | 116.226 | 116.2706
8 | 29 | 23 | 2310.1267 | 2426.7773 | 2537.1239 | 2578.7451 | 80 | 63 | 0 | 0 | 0 | 0 | 0 | 0 | 0 | 0 | 0 | 0 | 164.6241 | 141.7192 | 153.3989 | 175.0606 | 0 | 0 | 0 | 0 | 12.1155 | 24.6269 | 19.3931 | 25.1858 | 3.4415 | 2.7386 | 3.2599 | 23.7807 | 2049.9455 | 2194.6926 | 2361.072 | 2354.7179 | 0.37177 | 0.39333 | 0.38899 | 0.37327 | 762.1036 | 863.234 | 918.429 | 878.9438 | 0.084743 | 0.1086 | 0.10242 | 0.107 | 0.046204 | 0.043655 | 0.044337 | 0.04441 | 173.7185 | 238.3517 | 241.8196 | 251.9573 | 94.7159 | 95.8089 | 104.6829 | 104.5728
8 | 29 | 24 | 2111.7373 | 2212.8694 | 2307.2579 | 2339.493 | 80 | 63 | 0 | 0 | 0 | 0 | 0 | 0 | 0 | 0 | 0 | 0 | 162.1062 | 135.8779 | 149.8037 | 170.0016 | 0 | 0 | 0 | 0 | 2.9872 | 14.0737 | 30.2268 | 25.0092 | 0 | 5.5357 | 2.6798 | 15.5738 | 1866.6439 | 1994.3822 | 2124.5477 | 2128.9085 | 0.36952 | 0.39289 | 0.39083 | 0.37129 | 689.7699 | 783.5718 | 830.3425 | 790.4463 | 0.0848 | 0.10848 | 0.10225 | 0.10687 | 0.046074 | 0.043446 | 0.044018 | 0.044049 | 158.2923 | 216.3431 | 217.2289 | 227.5229 | 86.0039 | 86.6474 | 93.5185 | 93.7762
8 | 30 | 1 | 1984.5319 | 2070.7142 | 2149.0385 | 2170.097 | 80 | 63 | 0 | 0 | 0 | 0 | 0 | 0 | 0 | 0 | 0 | 0 | 159.5586 | 136.154 | 150.2059 | 168.0423 | 0 | 0 | 0 | 0 | -2.1929 | 35.4528 | 45.3982 | 26.7766 | -0.19363 | 2.3255 | 5.927 | 0.21647 | 1747.3599 | 1833.782 | 1947.5075 | 1975.0616 | 0.37223 | 0.39077 | 0.38906 | 0.37051 | 650.4281 | 716.5952 | 757.6936 | 731.774 | 0.084816 | 0.10844 | 0.10218 | 0.10669 | 0.046064 | 0.043434 | 0.043926 | 0.043911 | 148.2042 | 198.8566 | 199.0044 | 210.7118 | 80.4897 | 79.6477 | 85.546 | 86.7265
8 | 30 | 2 | 1891.6435 | 1966.4014 | 2032.6359 | 2045.491 | 80 | 63 | 0 | 0 | 0 | 0 | 0 | 0 | 0 | 0 | 0 | 0 | 115.4972 | 95.6525 | 104.8917 | 120.3361 | 0 | 0 | 0 | 0 | -1.8147 | 48.0931 | 36.085 | 0.066551 | -0.50977 | 4.4447 | 11.457 | 0.40308 | 1698.4708 | 1755.2112 | 1880.2022 | 1924.6853 | 0.3725 | 0.38904 | 0.38716 | 0.37014 | 632.6722 | 682.8545 | 727.9319 | 712.3978 | 0.084844 | 0.1084 | 0.10211 | 0.10658 | 0.046038 | 0.043367 | 0.043849 | 0.043715 | 144.1054 | 190.2719 | 191.9884 | 205.1306 | 78.195 | 76.1182 | 82.4443 | 84.1382
8 | 30 | 3 | 1842.0509 | 1907.0387 | 1962.7289 | 1967.8132 | 80 | 63 | 0 | 0 | 0 | 0 | 0 | 0 | 0 | 0 | 0 | 0 | 108.7127 | 95.1006 | 101.3959 | 116.0936 | 0 | 0 | 0 | 0 | -0.24575 | 4.0862 | 40.6881 | -1.4785 | -0.31151 | 7.4269 | 16.8119 | 0.23544 | 1653.8955 | 1737.4248 | 1803.833 | 1852.9626 | 0.3732 | 0.38992 | 0.38586 | 0.37025 | 617.2414 | 677.4584 | 696.0359 | 686.0648 | 0.084803 | 0.10837 | 0.10201 | 0.1065 | 0.046018 | 0.043369 | 0.043779 | 0.043635 | 140.2551 | 188.2761 | 184.0101 | 197.3487 | 76.1084 | 75.3496 | 78.9705 | 80.8545
8 | 30 | 4 | 1847.1843 | 1904.931 | 1952.3316 | 1950.2082 | 80 | 63 | 0 | 0 | 0 | 0 | 0 | 0 | 0 | 0 | 0 | 0 | 98.0056 | 91.9008 | 92.7233 | 108.8126 | 0 | 0 | 0 | 0 | -1.8147 | 61.8022 | 10.5458 | 2.0037 | -0.26371 | 19.8679 | 17.1181 | 0.22268 | 1671.2571 | 1668.3601 | 1831.9444 | 1839.1692 | 0.37386 | 0.38754 | 0.38853 | 0.36998 | 624.8187 | 646.5578 | 711.7692 | 680.4641 | 0.084707 | 0.10837 | 0.10199 | 0.10653 | 0.046031 | 0.043494 | 0.043855 | 0.043704 | 141.5671 | 180.7926 | 186.8404 | 195.9216 | 76.9297 | 72.5643 | 80.3401 | 80.3798
8 | 30 | 5 | 1946.8738 | 2002.7469 | 2047.065 | 2040.0514 | 80 | 63 | 0 | 0 | 0 | 0 | 0 | 0 | 0 | 0 | 0 | 0 | 112.4564 | 110.9755 | 110.4093 | 127.7525 | 0 | 0 | 0 | 0 | 4.1492 | 35.2834 | 30.8328 | -17.2681 | 0.26666 | 29.4206 | 14.1208 | 7.1175 | 1750.0015 | 1764.0673 | 1891.7022 | 1922.4495 | 0.37065 | 0.39036 | 0.39029 | 0.37126 | 648.6377 | 688.6287 | 738.3088 | 713.7249 | 0.084637 | 0.10838 | 0.10205 | 0.10654 | 0.046102 | 0.043611 | 0.043949 | 0.043811 | 148.1145 | 191.1875 | 193.043 | 204.81 | 80.6794 | 76.9327 | 83.1389 | 84.2238
8 | 30 | 6 | 2122.4828 | 2180.7993 | 2226.4489 | 2216.8738 | 80 | 63 | 0 | 0 | 0 | 0 | 0 | 0 | 0 | 0 | 0 | 0 | 139.2034 | 138.4791 | 137.777 | 153.5462 | 0 | 0 | 0 | 0 | -0.25633 | 36.9073 | 70.7969 | -20.9793 | 1.0272 | 1.7427 | 13.2075 | 3.3189 | 1902.5085 | 1940.6703 | 2004.6676 | 2080.988 | 0.37177 | 0.38885 | 0.38239 | 0.37131 | 707.3003 | 754.6205 | 766.5627 | 772.6997 | 0.084769 | 0.10841 | 0.10205 | 0.10664 | 0.046165 | 0.043693 | 0.043948 | 0.043733 | 161.2745 | 210.3972 | 204.5788 | 221.9144 | 87.8293 | 84.7933 | 88.1011 | 91.0076
8 | 30 | 7 | 2275.0503 | 2336.5876 | 2385.3002 | 2375.9217 | 80 | 63 | 0 | 0 | 0 | 0 | 0 | 0 | 0 | 0 | 0 | 0 | 475.5201 | 475.1339 | 478.5204 | 496.1176 | 0 | 0 | 0 | 0 | -3.5486 | -20.9003 | -17.5613 | -1.6691 | 1.4774 | -3.6878 | -0.72976 | -2.6512 | 1721.6014 | 1823.0418 | 1925.0707 | 1884.1244 | 0.3667 | 0.37732 | 0.37117 | 0.37991 | 631.3129 | 687.8711 | 714.5294 | 715.8023 | 0.085289 | 0.10894 | 0.10217 | 0.1068 | 0.046408 | 0.043285 | 0.043121 | 0.043537 | 146.8329 | 198.6097 | 196.6795 | 201.2329 | 79.8963 | 78.9098 | 83.0112 | 82.0285
8 | 30 | 8 | 2452.9228 | 2521.9005 | 2579.0139 | 2574.7613 | 80 | 63 | 0 | 0 | 0 | 0 | 0 | 0 | 0 | 0 | 0 | 0 | 837.4279 | 866.0284 | 903.5975 | 951.698 | 0 | 0 | 0 | 0 | -1.6491 | -37.756 | -41.8024 | 10.018 | -1.4294 | -6.9679 | -7.2006 | -7.3173 | 1538.5735 | 1637.596 | 1724.4194 | 1620.3625 | 0.37186 | 0.38691 | 0.38697 | 0.38173 | 572.13 | 633.6085 | 667.2986 | 618.5416 | 0.086048 | 0.10993 | 0.10332 | 0.10848 | 0.047141 | 0.046137 | 0.045213 | 0.047111 | 132.3907 | 180.0177 | 178.1741 | 175.7812 | 72.5298 | 75.5537 | 77.966 | 76.3367
8 | 30 | 9 | 2643.803 | 2725.0767 | 2795.9108 | 2800.9441 | 80 | 63 | 0 | 0 | 0 | 0 | 0 | 0 | 0 | 0 | 0 | 0 | 1169.3708 | 1250.948 | 1340.1835 | 1426.8505 | 0 | 0 | 0 | 0 | -3.4647 | -66.0466 | -69.9849 | -60.607 | -4.7613 | -21.6701 | -28.005 | -30.7752 | 1402.6582 | 1498.8454 | 1553.7172 | 1465.4758 | 0.37575 | 0.32651 | 0.32636 | 0.067785 | 527.0453 | 489.3876 | 507.0722 | 99.338 | 0.086627 | 0.11025 | 0.10393 | 0.10937 | 0.047944 | 0.046558 | 0.047019 | 0.050476 | 121.5083 | 165.2434 | 161.4758 | 160.2731 | 67.2497 | 69.7835 | 73.0539 | 73.9709
8 | 30 | 10 | 2834.9274 | 2925.3504 | 3004.5551 | 3012.1648 | 80 | 63 | 0 | 0 | 0 | 0 | 0 | 0 | 0 | 0 | 0 | 0 | 1344.0927 | 1467.1158 | 1594.5056 | 1710.8128 | 0 | 0 | 0 | 0 | -6.0562 | -59.3006 | -70.6744 | -85.7854 | -4.8122 | -27.8222 | -28.065 | -32.7978 | 1421.703 | 1482.3574 | 1508.789 | 1419.9352 | 0.38219 | 0.32795 | 0.328 | 0.071605 | 543.3655 | 486.1383 | 494.8823 | 101.6745 | 0.086682 | 0.11001 | 0.10395 | 0.10914 | 0.048049 | 0.046576 | 0.047181 | 0.04993 | 123.2356 | 163.0749 | 156.8409 | 154.9677 | 68.3109 | 69.0429 | 71.1861 | 70.8971
8 | 30 | 11 | 2992.7036 | 3090.7208 | 3175.8975 | 3183.6426 | 80 | 63 | 0 | 0 | 0 | 0 | 0 | 0 | 0 | 0 | 0 | 0 | 1319.7826 | 1455.815 | 1597.2456 | 1725.2532 | 0 | 0 | 0 | 0 | -5.0941 | -71.7556 | -86.1333 | -86.4 | -3.7949 | -13.23 | -19.0324 | -35.164 | 1601.81 | 1656.8915 | 1683.8175 | 1579.9534 | 0.37921 | 0.32752 | 0.328 | 0.071605 | 607.4189 | 542.6665 | 552.2916 | 113.1326 | 0.086614 | 0.11117 | 0.10391 | 0.10928 | 0.047962 | 0.04728 | 0.047112 | 0.050803 | 138.7399 | 184.1986 | 174.963 | 172.6519 | 76.8265 | 78.3383 | 79.3281 | 80.2671
8 | 30 | 12 | 3112.4825 | 3217.1687 | 3307.9287 | 3316.6985 | 80 | 63 | 0 | 0 | 0 | 0 | 0 | 0 | 0 | 0 | 0 | 0 | 1303.4976 | 1453.8895 | 1608.4104 | 1746.6041 | 0 | 0 | 0 | 0 | -5.0941 | -66.7578 | -82.3456 | -87.2346 | -2.9959 | -18.8667 | -28.2161 | -37.0075 | 1737.0748 | 1785.9037 | 1810.08 | 1694.3366 | 0.37557 | 0.32768 | 0.328 | 0.071605 | 652.3873 | 585.2122 | 593.7057 | 121.323 | 0.086374 | 0.11126 | 0.10383 | 0.10804 | 0.047648 | 0.047235 | 0.046938 | 0.048374 | 150.0384 | 198.7014 | 187.9366 | 183.0583 | 82.7681 | 84.3563 | 84.9616 | 81.9614
8 | 30 | 13 | 3223.9521 | 3337.2152 | 3436.3165 | 3449.266 | 80 | 63 | 0 | 0 | 0 | 0 | 0 | 0 | 0 | 0 | 0 | 0 | 1170.1263 | 1316.2355 | 1470.1423 | 1606.5127 | 0 | 0 | 0 | 0 | -5.1451 | -25.6562 | -63.2035 | -59.9107 | -3.0436 | -11.6779 | -9.9681 | -34.0325 | 1982.0144 | 1995.3137 | 2039.3458 | 1936.6965 | 0.37374 | 0.32755 | 0.32763 | 0.071605 | 740.7585 | 653.5697 | 668.1445 | 138.6771 | 0.085784 | 0.11016 | 0.10365 | 0.10862 | 0.047077 | 0.045624 | 0.046406 | 0.048439 | 170.0244 | 219.8108 | 211.3831 | 210.3612 | 93.307 | 91.0347 | 94.6376 | 93.8121
8 | 30 | 14 | 3287.5943 | 3406.1844 | 3510.8214 | 3527.1606 | 80 | 63 | 0 | 0 | 0 | 0 | 0 | 0 | 0 | 0 | 0 | 0 | 1306.334 | 1447.282 | 1616.4309 | 1756.1717 | 0 | 0 | 0 | 0 | -1.309 | -13.528 | -17.355 | -23.662 | -0.26547 | -10.115 | -6.0021 | -12.1018 | 1902.8348 | 1919.5454 | 1917.7477 | 1806.7527 | 0.37404 | 0.327 | 0.32733 | 0.070824 | 711.7351 | 627.6967 | 627.7387 | 127.9617 | 0.085308 | 0.10986 | 0.10322 | 0.10818 | 0.0466 | 0.04481 | 0.045226 | 0.046933 | 162.3264 | 210.8747 | 197.9588 | 195.457 | 88.6718 | 86.0155 | 86.7329 | 84.7962
8 | 30 | 15 | 3320.2386 | 3443.3871 | 3552.7683 | 3572.267 | 80 | 63 | 0 | 0 | 0 | 0 | 0 | 0 | 0 | 0 | 0 | 0 | 1051.9277 | 1192.3202 | 1340.6173 | 1471.8735 | 0 | 0 | 0 | 0 | 0.18905 | -12.4511 | -2.2535 | -8.4467 | -0.83898 | -6.4092 | -3.3656 | -9.0564 | 2188.9608 | 2206.9271 | 2217.7702 | 2117.8966 | 0.38108 | 0.31254 | 0.31233 | 0.32609 | 834.1602 | 689.7515 | 692.6858 | 690.6264 | 0.085092 | 0.10961 | 0.10276 | 0.10742 | 0.046482 | 0.044583 | 0.04432 | 0.044688 | 186.263 | 241.9066 | 227.887 | 227.5009 | 101.7465 | 98.3924 | 98.2909 | 94.6456
8 | 30 | 16 | 3301.9264 | 3432.1266 | 3549.7095 | 3576.6336 | 80 | 63 | 0 | 0 | 0 | 0 | 0 | 0 | 0 | 0 | 0 | 0 | 968.4656 | 1084.5994 | 1207.9695 | 1318.5935 | 0 | 0 | 0 | 0 | -2.7065 | -15.4572 | -6.1725 | 1.7713 | -0.13591 | -0.94807 | -0.030407 | -6.5376 | 2256.3032 | 2300.9324 | 2347.943 | 2262.8063 | 0.38915 | 0.32585 | 0.31944 | 0.31698 | 878.0305 | 749.7625 | 750.0376 | 717.2657 | 0.085606 | 0.10991 | 0.10235 | 0.10672 | 0.046748 | 0.04446 | 0.04375 | 0.043751 | 193.1539 | 252.902 | 240.3094 | 241.4895 | 105.4778 | 102.2994 | 102.7216 | 99.0003
8 | 30 | 17 | 3224.4163 | 3360.4045 | 3485.1721 | 3519.8193 | 80 | 63 | 0 | 0 | 0 | 0 | 0 | 0 | 0 | 0 | 0 | 0 | 800.5493 | 871.5075 | 954.9034 | 1030.3455 | 0 | 0 | 0 | 0 | -2.9753 | -18.4663 | -6.0611 | 4.6331 | -0.59012 | -2.053 | -1.5591 | 2.4858 | 2347.4324 | 2446.4163 | 2537.8889 | 2482.3549 | 0.39 | 0.39598 | 0.39187 | 0.36712 | 915.5063 | 968.7242 | 994.5126 | 911.3266 | 0.085827 | 0.10955 | 0.10254 | 0.10683 | 0.046843 | 0.044192 | 0.044018 | 0.043867 | 201.4729 | 268.0068 | 260.2287 | 265.1943 | 109.9614 | 108.1113 | 111.7132 | 108.8941
8 | 30 | 18 | 3102.199 | 3242.4592 | 3373.2294 | 3415.7342 | 80 | 63 | 0 | 0 | 0 | 0 | 0 | 0 | 0 | 0 | 0 | 0 | 395.8669 | 417.5451 | 438.1343 | 464.0458 | 0 | 0 | 0 | 0 | -2.9753 | -10.7998 | -9.3153 | 0 | 0.27471 | -2.4719 | -2.634 | 3.6599 | 2629.0326 | 2775.1858 | 2947.0444 | 2948.0285 | 0.3917 | 0.40014 | 0.39346 | 0.38236 | 1029.805 | 1110.4766 | 1159.5555 | 1127.2066 | 0.085776 | 0.10964 | 0.10308 | 0.10741 | 0.046823 | 0.044435 | 0.044742 | 0.044663 | 225.5087 | 304.2632 | 303.7737 | 316.6339 | 123.1005 | 123.3147 | 131.8563 | 131.6665
8 | 30 | 19 | 3052.6941 | 3197.5059 | 3333.8013 | 3381.9912 | 80 | 63 | 0 | 0 | 0 | 0 | 0 | 0 | 0 | 0 | 0 | 0 | 234.3702 | 257.1265 | 256.7738 | 275.5285 | 0 | 0 | 0 | 0 | 1.7633 | 4.5233 | -6.8988 | 18.4522 | 1.8769 | 2.8531 | 5.8453 | 20.6823 | 2734.6837 | 2870.0029 | 3078.081 | 3067.3281 | 0.39028 | 0.3992 | 0.39311 | 0.38685 | 1067.3024 | 1145.7181 | 1210.0368 | 1186.5977 | 0.086042 | 0.1097 | 0.10346 | 0.10761 | 0.046942 | 0.044958 | 0.045396 | 0.045312 | 235.298 | 314.8278 | 318.457 | 330.087 | 128.372 | 129.0299 | 139.7325 | 138.9879
8 | 30 | 20 | 3054.4132 | 3202.3609 | 3341.8337 | 3392.2527 | 80 | 63 | 0 | 0 | 0 | 0 | 0 | 0 | 0 | 0 | 0 | 0 | 181.4017 | 197.3143 | 196.5199 | 212.6317 | 0 | 0 | 0 | 0 | 2.4962 | 18.0842 | 23.7179 | 88.3751 | 2.4412 | 5.8958 | 3.6199 | 28.3606 | 2788.0741 | 2918.0666 | 3117.9761 | 3062.8853 | 0.39125 | 0.40133 | 0.39529 | 0.38828 | 1090.8247 | 1171.1114 | 1232.5178 | 1189.2445 | 0.08605 | 0.10956 | 0.10339 | 0.10757 | 0.046961 | 0.044867 | 0.045381 | 0.045288 | 239.9136 | 319.7122 | 322.3751 | 329.4888 | 130.9302 | 130.9249 | 141.4982 | 138.7111
8 | 30 | 21 | 2863.0106 | 3003.4504 | 3135.8051 | 3183.9866 | 80 | 63 | 0 | 0 | 0 | 0 | 0 | 0 | 0 | 0 | 0 | 0 | 99.7401 | 97.6336 | 96.8221 | 112.7321 | 0 | 0 | 0 | 0 | 3.8079 | 3.4771 | 3.3704 | 72.5679 | 2.6484 | 9.8469 | 7.9662 | 28.1444 | 2676.8141 | 2829.4927 | 3027.6463 | 2970.5421 | 0.3882 | 0.39886 | 0.39319 | 0.38634 | 1039.14 | 1128.576 | 1190.4516 | 1147.6471 | 0.085945 | 0.10921 | 0.10308 | 0.10744 | 0.046939 | 0.044517 | 0.045143 | 0.045146 | 230.0595 | 309.0104 | 312.0895 | 319.1482 | 125.6482 | 125.9596 | 136.6785 | 134.1089
8 | 30 | 22 | 2578.8546 | 2708.3335 | 2830.8256 | 2876.8855 | 80 | 63 | 0 | 0 | 0 | 0 | 0 | 0 | 0 | 0 | 0 | 0 | 57.5612 | 43.4732 | 42.266 | 60.0825 | 0 | 0 | 0 | 0 | 5.9594 | 14.3311 | 24.3732 | 33.952 | 3.0303 | 7.0538 | 4.1641 | 29.4882 | 2432.3037 | 2580.4755 | 2760.0223 | 2753.3628 | 0.38109 | 0.39369 | 0.38812 | 0.38014 | 926.9248 | 1015.9197 | 1071.2278 | 1046.6751 | 0.085228 | 0.10891 | 0.10261 | 0.1072 | 0.046564 | 0.044113 | 0.044583 | 0.044784 | 207.3001 | 281.0407 | 283.1942 | 295.1619 | 113.2576 | 113.8337 | 123.0512 | 123.3063
8 | 30 | 23 | 2313.6948 | 2430.5545 | 2541.1043 | 2582.8179 | 80 | 63 | 0 | 0 | 0 | 0 | 0 | 0 | 0 | 0 | 0 | 0 | 56.1145 | 45.6647 | 45.1771 | 59.5264 | 0 | 0 | 0 | 0 | 12.1155 | 24.6269 | 19.3931 | 25.1858 | 3.4415 | 2.7386 | 3.2599 | 23.7807 | 2162.0233 | 2294.5244 | 2473.2742 | 2474.325 | 0.37177 | 0.39333 | 0.38899 | 0.37327 | 803.7704 | 902.5006 | 962.0743 | 923.5894 | 0.084743 | 0.1086 | 0.10242 | 0.107 | 0.046204 | 0.043655 | 0.044337 | 0.04441 | 183.2163 | 249.1938 | 253.3113 | 264.7554 | 99.8944 | 100.1671 | 109.6576 | 109.8845
8 | 30 | 24 | 2114.4659 | 2215.7578 | 2310.3017 | 2342.6075 | 80 | 63 | 0 | 0 | 0 | 0 | 0 | 0 | 0 | 0 | 0 | 0 | 48.213 | 37.9669 | 37.9411 | 50.0655 | 0 | 0 | 0 | 0 | 2.9872 | 14.0737 | 30.2268 | 25.0092 | 0 | 5.5357 | 2.6798 | 15.5738 | 1983.2657 | 2095.1816 | 2239.4541 | 2251.959 | 0.36952 | 0.39289 | 0.39083 | 0.37129 | 732.8644 | 823.1749 | 875.2516 | 836.1339 | 0.0848 | 0.10848 | 0.10225 | 0.10687 | 0.046074 | 0.043446 | 0.044018 | 0.044049 | 168.1819 | 227.2774 | 228.9778 | 240.6737 | 91.3771 | 91.0267 | 98.5764 | 99.1965
8 | 31 | 1 | 1984.462 | 2070.6402 | 2148.9604 | 2170.0171 | 80 | 63 | 0 | 0 | 0 | 0 | 0 | 0 | 0 | 0 | 0 | 0 | 45.4364 | 33.8974 | 33.8974 | 45.8974 | 0 | 0 | 0 | 0 | -2.1929 | 35.4528 | 45.3982 | 26.7766 | -0.19363 | 2.3255 | 5.927 | 0.21647 | 1861.4121 | 1935.9645 | 2063.7379 | 2097.1267 | 0.37223 | 0.39077 | 0.38906 | 0.37051 | 692.8824 | 756.5255 | 802.914 | 776.9999 | 0.084816 | 0.10844 | 0.10218 | 0.10669 | 0.046064 | 0.043434 | 0.043926 | 0.043911 | 157.8776 | 209.9373 | 210.8813 | 223.7344 | 85.7433 | 84.0858 | 90.6515 | 92.0865
8 | 31 | 2 | 1903.6773 | 1979.1403 | 2046.06 | 2059.2268 | 80 | 63 | 0 | 0 | 0 | 0 | 0 | 0 | 0 | 0 | 0 | 0 | 41.048 | 26.5706 | 26.5706 | 38.5706 | 0 | 0 | 0 | 0 | -1.8147 | 48.0931 | 36.085 | 0.066551 | -0.50977 | 4.4447 | 11.457 | 0.40308 | 1784.9538 | 1837.0319 | 1971.9474 | 2020.1865 | 0.3725 | 0.38904 | 0.38716 | 0.37014 | 664.8867 | 714.6863 | 763.4516 | 747.7464 | 0.084844 | 0.1084 | 0.10211 | 0.10658 | 0.046038 | 0.043367 | 0.043849 | 0.043715 | 151.443 | 199.1415 | 201.3565 | 215.309 | 82.1766 | 79.6666 | 86.4672 | 88.3131
8 | 31 | 3 | 1852.9653 | 1918.5925 | 1974.9042 | 1980.2712 | 80 | 63 | 0 | 0 | 0 | 0 | 0 | 0 | 0 | 0 | 0 | 0 | 38.7483 | 22.7232 | 22.7232 | 34.7232 | 0 | 0 | 0 | 0 | -0.24575 | 4.0862 | 40.6881 | -1.4785 | -0.31151 | 7.4269 | 16.8119 | 0.23544 | 1734.7743 | 1821.3561 | 1894.681 | 1946.791 | 0.3732 | 0.38992 | 0.38586 | 0.37025 | 647.4258 | 710.185 | 731.091 | 720.8051 | 0.084803 | 0.10837 | 0.10201 | 0.1065 | 0.046018 | 0.043369 | 0.043779 | 0.043635 | 147.1138 | 197.3714 | 193.2776 | 207.3418 | 79.8302 | 78.9896 | 82.9477 | 84.9487
8 | 31 | 4 | 1855.0903 | 1913.3002 | 1961.1509 | 1959.2322 | 80 | 63 | 0 | 0 | 0 | 0 | 0 | 0 | 0 | 0 | 0 | 0 | 39.6566 | 24.2427 | 24.2427 | 36.2427 | 0 | 0 | 0 | 0 | -1.8147 | 61.8022 | 10.5458 | 2.0037 | -0.26371 | 19.8679 | 17.1181 | 0.22268 | 1737.5121 | 1744.3873 | 1909.2443 | 1920.7632 | 0.37386 | 0.38754 | 0.38853 | 0.36998 | 649.5889 | 676.0215 | 741.8027 | 710.6526 | 0.084707 | 0.10837 | 0.10199 | 0.10653 | 0.046031 | 0.043494 | 0.043855 | 0.043704 | 147.1793 | 189.0313 | 194.7243 | 204.6135 | 79.9794 | 75.871 | 83.7301 | 83.9458
8 | 31 | 5 | 1955.8292 | 2012.2269 | 2057.055 | 2050.2733 | 80 | 63 | 0 | 0 | 0 | 0 | 0 | 0 | 0 | 0 | 0 | 0 | 39.7899 | 24.4627 | 24.4627 | 36.4627 | 0 | 0 | 0 | 0 | 4.1492 | 35.2834 | 30.8328 | -17.2681 | 0.26666 | 29.4206 | 14.1208 | 7.1175 | 1831.6233 | 1860.0602 | 1987.6387 | 2023.9612 | 0.37065 | 0.39036 | 0.39029 | 0.37126 | 678.8908 | 726.1009 | 775.7517 | 751.4119 | 0.084637 | 0.10838 | 0.10205 | 0.10654 | 0.046102 | 0.043611 | 0.043949 | 0.043811 | 155.0227 | 201.5911 | 202.833 | 215.6246 | 84.4424 | 81.1191 | 87.3552 | 88.6711
8 | 31 | 6 | 2116.3959 | 2174.3558 | 2219.6589 | 2209.9261 | 80 | 63 | 0 | 0 | 0 | 0 | 0 | 0 | 0 | 0 | 0 | 0 | 76.0542 | 59.8842 | 59.9072 | 71.926 | 0 | 0 | 0 | 0 | -0.25633 | 36.9073 | 70.7969 | -20.9793 | 1.0272 | 1.7427 | 13.2075 | 3.3189 | 1959.5709 | 2012.8217 | 2075.7473 | 2155.6605 | 0.37177 | 0.38885 | 0.38239 | 0.37131 | 728.5145 | 782.6763 | 793.7428 | 800.4266 | 0.084769 | 0.10841 | 0.10205 | 0.10664 | 0.046165 | 0.043693 | 0.043948 | 0.043733 | 166.1117 | 218.2195 | 211.8326 | 229.8774 | 90.4636 | 87.9458 | 91.2249 | 94.2733
8 | 31 | 7 | 2278.3386 | 2340.0686 | 2388.9684 | 2379.675 | 80 | 63 | 0 | 0 | 0 | 0 | 0 | 0 | 0 | 0 | 0 | 0 | 577.2448 | 565.6086 | 571.3988 | 588.1262 | 0 | 0 | 0 | 0 | -3.5486 | -20.9003 | -17.5613 | -1.6691 | 1.4774 | -3.6878 | -0.72976 | -2.6512 | 1623.1649 | 1736.0481 | 1835.8606 | 1795.8691 | 0.3667 | 0.37732 | 0.37117 | 0.37991 | 595.2162 | 655.0466 | 681.4172 | 682.273 | 0.085289 | 0.10894 | 0.10217 | 0.1068 | 0.046408 | 0.043285 | 0.043121 | 0.043537 | 138.4374 | 189.1322 | 187.5652 | 191.8068 | 75.3281 | 75.1443 | 79.1643 | 78.1862
8 | 31 | 8 | 2475.1714 | 2545.4525 | 2603.8327 | 2600.1564 | 80 | 63 | 0 | 0 | 0 | 0 | 0 | 0 | 0 | 0 | 0 | 0 | 996.9583 | 1046.9093 | 1112.8043 | 1178.6054 | 0 | 0 | 0 | 0 | -1.6491 | -37.756 | -41.8024 | 10.018 | -1.4294 | -6.9679 | -7.2006 | -7.3173 | 1401.2916 | 1480.2672 | 1540.0315 | 1418.8503 | 0.37186 | 0.38691 | 0.38697 | 0.38173 | 521.0807 | 572.7358 | 595.946 | 541.6183 | 0.086048 | 0.10993 | 0.10332 | 0.10848 | 0.047141 | 0.046137 | 0.045213 | 0.047111 | 120.5779 | 162.7228 | 159.1224 | 153.9207 | 66.0582 | 68.295 | 69.6293 | 66.8433
8 | 31 | 9 | 2685.1517 | 2768.8479 | 2842.0365 | 2848.1407 | 80 | 63 | 0 | 0 | 0 | 0 | 0 | 0 | 0 | 0 | 0 | 0 | 1291.712 | 1408.9765 | 1540.2251 | 1659.3853 | 0 | 0 | 0 | 0 | -3.4647 | -66.0466 | -69.9849 | -60.607 | -4.7613 | -21.6701 | -28.005 | -30.7752 | 1321.6657 | 1384.5882 | 1399.8012 | 1280.1376 | 0.37575 | 0.32651 | 0.32636 | 0.067785 | 496.6126 | 452.0815 | 456.8401 | 86.7748 | 0.086627 | 0.11025 | 0.10393 | 0.10937 | 0.047944 | 0.046558 | 0.047019 | 0.050476 | 114.4921 | 152.6469 | 145.4795 | 140.0034 | 63.3665 | 64.4639 | 65.8169 | 64.6158
8 | 31 | 10 | 2901.883 | 2996.2286 | 3079.2458 | 3088.5898 | 80 | 63 | 0 | 0 | 0 | 0 | 0 | 0 | 0 | 0 | 0 | 0 | 1399.5527 | 1564.942 | 1742.1662 | 1898.864 | 0 | 0 | 0 | 0 | -6.0562 | -59.3006 | -70.6744 | -85.7854 | -4.8122 | -27.8222 | -28.065 | -32.7978 | 1433.1986 | 1455.4094 | 1435.8191 | 1308.309 | 0.38219 | 0.32795 | 0.328 | 0.071605 | 547.7591 | 477.3008 | 470.9482 | 93.6815 | 0.086682 | 0.11001 | 0.10395 | 0.10914 | 0.048049 | 0.046576 | 0.047181 | 0.04993 | 124.2321 | 160.1104 | 149.2556 | 142.7851 | 68.8633 | 67.7878 | 67.7433 | 65.3236
8 | 31 | 11 | 3074.4916 | 3177.3004 | 3267.1341 | 3276.9977 | 80 | 63 | 0 | 0 | 0 | 0 | 0 | 0 | 0 | 0 | 0 | 0 | 1470.4546 | 1661.0497 | 1861.9536 | 2037.9852 | 0 | 0 | 0 | 0 | -5.0941 | -71.7556 | -86.1333 | -86.4 | -3.7949 | -13.23 | -19.0324 | -35.164 | 1532.9259 | 1538.2363 | 1510.3461 | 1360.5765 | 0.37921 | 0.32752 | 0.328 | 0.071605 | 581.2975 | 503.8045 | 495.3931 | 97.4241 | 0.086614 | 0.11117 | 0.10391 | 0.10928 | 0.047962 | 0.04728 | 0.047112 | 0.050803 | 132.7735 | 171.0076 | 156.9378 | 148.6791 | 73.5227 | 72.7283 | 71.1555 | 69.122
8 | 31 | 12 | 3192.4514 | 3301.8226 | 3397.1361 | 3407.9773 | 80 | 63 | 0 | 0 | 0 | 0 | 0 | 0 | 0 | 0 | 0 | 0 | 1430.2303 | 1626.2083 | 1831.3334 | 2010.8294 | 0 | 0 | 0 | 0 | -5.0941 | -66.7578 | -82.3456 | -87.2346 | -2.9959 | -18.8667 | -28.2161 | -37.0075 | 1690.311 | 1698.2389 | 1676.3645 | 1521.39 | 0.37557 | 0.32768 | 0.328 | 0.071605 | 634.8244 | 556.4858 | 549.847 | 108.9391 | 0.086374 | 0.11126 | 0.10383 | 0.10804 | 0.047648 | 0.047235 | 0.046938 | 0.048374 | 145.9992 | 188.9478 | 174.0532 | 164.373 | 80.5399 | 80.2155 | 78.6853 | 73.5954
8 | 31 | 13 | 3306.2298 | 3424.3132 | 3528.0994 | 3543.1801 | 80 | 63 | 0 | 0 | 0 | 0 | 0 | 0 | 0 | 0 | 0 | 0 | 1262.617 | 1444.9873 | 1634.9715 | 1802.7878 | 0 | 0 | 0 | 0 | -5.1451 | -25.6562 | -63.2035 | -59.9107 | -3.0436 | -11.6779 | -9.9681 | -34.0325 | 1971.8014 | 1953.6599 | 1966.2995 | 1834.3355 | 0.37374 | 0.32755 | 0.32763 | 0.071605 | 736.9415 | 639.9259 | 644.2126 | 131.3476 | 0.085784 | 0.11016 | 0.10365 | 0.10862 | 0.047077 | 0.045624 | 0.046406 | 0.048439 | 169.1483 | 215.2221 | 203.8117 | 199.2429 | 92.8263 | 89.1342 | 91.2479 | 88.8538
8 | 31 | 14 | 3360.7767 | 3483.6543 | 3592.4583 | 3610.6931 | 80 | 63 | 0 | 0 | 0 | 0 | 0 | 0 | 0 | 0 | 0 | 0 | 1190.0579 | 1340.0616 | 1501.7129 | 1652.3322 | 0 | 0 | 0 | 0 | -1.309 | -13.528 | -17.355 | -23.662 | -0.26547 | -10.115 | -6.0021 | -12.1018 | 2092.2933 | 2104.2356 | 2114.1025 | 1994.1247 | 0.37404 | 0.327 | 0.32733 | 0.070824 | 782.6001 | 688.0909 | 692.0118 | 141.2322 | 0.085308 | 0.10986 | 0.10322 | 0.10818 | 0.0466 | 0.04481 | 0.045226 | 0.046933 | 178.4887 | 231.1641 | 218.2274 | 215.7272 | 97.5005 | 94.2915 | 95.6134 | 93.5901
8 | 31 | 15 | 3387.3341 | 3514.4134 | 3627.6151 | 3648.8518 | 80 | 63 | 0 | 0 | 0 | 0 | 0 | 0 | 0 | 0 | 0 | 0 | 1195.3328 | 1327.6849 | 1469.6644 | 1597.591 | 0 | 0 | 0 | 0 | 0.18905 | -12.4511 | -2.2535 | -8.4467 | -0.83898 | -6.4092 | -3.3656 | -9.0564 | 2112.6512 | 2142.5888 | 2163.5698 | 2068.7639 | 0.38108 | 0.31254 | 0.31233 | 0.32609 | 805.0804 | 669.6432 | 675.7571 | 674.6047 | 0.085092 | 0.10961 | 0.10276 | 0.10742 | 0.046482 | 0.044583 | 0.04432 | 0.044688 | 179.7697 | 234.8543 | 222.3177 | 222.2232 | 98.1995 | 95.524 | 95.8887 | 92.4499
8 | 31 | 16 | 3352.7903 | 3485.9703 | 3606.4495 | 3634.691 | 80 | 63 | 0 | 0 | 0 | 0 | 0 | 0 | 0 | 0 | 0 | 0 | 965.8167 | 1068.079 | 1194.3738 | 1307.5739 | 0 | 0 | 0 | 0 | -2.7065 | -15.4572 | -6.1725 | 1.7713 | -0.13591 | -0.94807 | -0.030407 | -6.5376 | 2309.816 | 2371.2966 | 2418.2787 | 2331.8833 | 0.38915 | 0.32585 | 0.31944 | 0.31698 | 898.8547 | 772.6908 | 772.506 | 739.1618 | 0.085606 | 0.10991 | 0.10235 | 0.10672 | 0.046748 | 0.04446 | 0.04375 | 0.043751 | 197.735 | 260.6359 | 247.5082 | 248.8615 | 107.9794 | 105.4278 | 105.7988 | 102.0225
8 | 31 | 17 | 3279.618 | 3418.8402 | 3546.7509 | 3582.828 | 80 | 63 | 0 | 0 | 0 | 0 | 0 | 0 | 0 | 0 | 0 | 0 | 629.5352 | 680.4962 | 756.0735 | 826.2667 | 0 | 0 | 0 | 0 | -2.9753 | -18.4663 | -6.0611 | 4.6331 | -0.59012 | -2.053 | -1.5591 | 2.4858 | 2573.6482 | 2695.8632 | 2798.2976 | 2749.4425 | 0.39 | 0.39598 | 0.39187 | 0.36712 | 1003.7312 | 1067.4993 | 1096.5579 | 1009.3802 | 0.085827 | 0.10955 | 0.10254 | 0.10683 | 0.046843 | 0.044192 | 0.044018 | 0.043867 | 220.8883 | 295.3339 | 286.9303 | 293.7277 | 120.5581 | 119.1348 | 123.1759 | 120.6105
8 | 31 | 18 | 3146.7661 | 3289.6373 | 3422.9451 | 3466.6044 | 80 | 63 | 0 | 0 | 0 | 0 | 0 | 0 | 0 | 0 | 0 | 0 | 264.0544 | 248.577 | 284.9243 | 309.4935 | 0 | 0 | 0 | 0 | -2.9753 | -10.7998 | -9.3153 | 0 | 0.27471 | -2.4719 | -2.634 | 3.6599 | 2805.4123 | 2991.332 | 3149.9702 | 3153.451 | 0.3917 | 0.40014 | 0.39346 | 0.38236 | 1098.8938 | 1196.9663 | 1239.3994 | 1205.7518 | 0.085776 | 0.10964 | 0.10308 | 0.10741 | 0.046823 | 0.044435 | 0.044742 | 0.044663 | 240.6379 | 327.9608 | 324.6908 | 338.6974 | 131.3592 | 132.9191 | 140.9356 | 140.8412
8 | 31 | 19 | 3056.1923 | 3201.209 | 3337.7036 | 3385.9841 | 80 | 63 | 0 | 0 | 0 | 0 | 0 | 0 | 0 | 0 | 0 | 0 | 205.6511 | 160.4663 | 191.9605 | 203.9669 | 0 | 0 | 0 | 0 | 1.7633 | 4.5233 | -6.8988 | 18.4522 | 1.8769 | 2.8531 | 5.8453 | 20.6823 | 2766.901 | 2970.3664 | 3146.7966 | 3142.8827 | 0.39028 | 0.3992 | 0.39311 | 0.38685 | 1079.8763 | 1185.7836 | 1237.0499 | 1215.826 | 0.086042 | 0.1097 | 0.10346 | 0.10761 | 0.046942 | 0.044958 | 0.045396 | 0.045312 | 238.07 | 325.8373 | 325.5663 | 338.2177 | 129.8844 | 133.542 | 142.852 | 142.4115
8 | 31 | 20 | 3028.3166 | 3174.7354 | 3312.7223 | 3362.4653 | 80 | 63 | 0 | 0 | 0 | 0 | 0 | 0 | 0 | 0 | 0 | 0 | 227.4164 | 180.8208 | 215.9214 | 227.9214 | 0 | 0 | 0 | 0 | 2.4962 | 18.0842 | 23.7179 | 88.3751 | 2.4412 | 5.8958 | 3.6199 | 28.3606 | 2715.9627 | 2906.9346 | 3069.4632 | 3017.8082 | 0.39125 | 0.40133 | 0.39529 | 0.38828 | 1062.6114 | 1166.6437 | 1213.3409 | 1171.7421 | 0.08605 | 0.10956 | 0.10339 | 0.10757 | 0.046961 | 0.044867 | 0.045381 | 0.045288 | 233.7084 | 318.4926 | 317.3592 | 324.6397 | 127.5438 | 130.4255 | 139.2966 | 136.6696
8 | 31 | 21 | 2852.376 | 2992.1928 | 3123.942 | 3171.848 | 80 | 63 | 0 | 0 | 0 | 0 | 0 | 0 | 0 | 0 | 0 | 0 | 228.0119 | 182.5566 | 217.426 | 229.426 | 0 | 0 | 0 | 0 | 3.8079 | 3.4771 | 3.3704 | 72.5679 | 2.6484 | 9.8469 | 7.9662 | 28.1444 | 2537.9078 | 2733.3122 | 2895.1793 | 2841.7098 | 0.3882 | 0.39886 | 0.39319 | 0.38634 | 985.2165 | 1090.2132 | 1138.3664 | 1097.8736 | 0.085945 | 0.10921 | 0.10308 | 0.10744 | 0.046939 | 0.044517 | 0.045143 | 0.045146 | 218.1212 | 298.5064 | 298.4348 | 305.3067 | 119.128 | 121.678 | 130.6985 | 128.2926
8 | 31 | 22 | 2606.1406 | 2737.2181 | 2861.2638 | 2908.0305 | 80 | 63 | 0 | 0 | 0 | 0 | 0 | 0 | 0 | 0 | 0 | 0 | 234.7964 | 193.6876 | 227.4716 | 239.6236 | 0 | 0 | 0 | 0 | 5.9594 | 14.3311 | 24.3732 | 33.952 | 3.0303 | 7.0538 | 4.1641 | 29.4882 | 2282.3546 | 2459.1456 | 2605.2549 | 2604.9667 | 0.38109 | 0.39369 | 0.38812 | 0.38014 | 869.7808 | 968.1528 | 1011.159 | 990.2631 | 0.085228 | 0.10891 | 0.10261 | 0.1072 | 0.046564 | 0.044113 | 0.044583 | 0.044784 | 194.5202 | 267.8266 | 267.3142 | 279.2538 | 106.2754 | 108.4814 | 116.1511 | 116.6605
8 | 31 | 23 | 2352.8047 | 2471.9557 | 2584.7324 | 2627.459 | 80 | 63 | 0 | 0 | 0 | 0 | 0 | 0 | 0 | 0 | 0 | 0 | 242.5487 | 197.02 | 232.0092 | 246.489 | 0 | 0 | 0 | 0 | 12.1155 | 24.6269 | 19.3931 | 25.1858 | 3.4415 | 2.7386 | 3.2599 | 23.7807 | 2014.699 | 2184.5701 | 2330.0702 | 2332.0035 | 0.37177 | 0.39333 | 0.38899 | 0.37327 | 749 | 859.2526 | 906.3697 | 870.4652 | 0.084743 | 0.1086 | 0.10242 | 0.107 | 0.046204 | 0.043655 | 0.044337 | 0.04441 | 170.7316 | 237.2524 | 238.6444 | 249.5268 | 93.0874 | 95.367 | 103.3084 | 103.5641
8 | 31 | 24 | 2146.7193 | 2249.9008 | 2346.2813 | 2379.4225 | 80 | 63 | 0 | 0 | 0 | 0 | 0 | 0 | 0 | 0 | 0 | 0 | 235.8778 | 188.255 | 224.5012 | 237.073 | 0 | 0 | 0 | 0 | 2.9872 | 14.0737 | 30.2268 | 25.0092 | 0 | 5.5357 | 2.6798 | 15.5738 | 1827.8543 | 1979.0365 | 2088.8735 | 2101.7665 | 0.36952 | 0.39289 | 0.39083 | 0.37129 | 675.4362 | 777.5427 | 816.3998 | 780.3687 | 0.0848 | 0.10848 | 0.10225 | 0.10687 | 0.046074 | 0.043446 | 0.044018 | 0.044049 | 155.0029 | 214.6784 | 213.5813 | 224.6222 | 84.2167 | 85.9807 | 91.9482 | 92.5806
9 | 1 | 1 | 1990.975 | 2079.476 | 2160.3139 | 2183.3046 | 80 | 63 | 0 | 0 | 0 | 0 | 0 | 0 | 0 | 0 | 0 | 0 | 219.3307 | 172.7624 | 206.6305 | 218.6565 | 0 | 0 | 0 | 0 | -2.6879 | 58.3744 | 22.1022 | 13.5432 | 0 | 16.9339 | 10.1712 | 1.354 | 1694.3322 | 1768.4053 | 1921.41 | 1949.7509 | 0.37067 | 0.37067 | 0.37608 | 0.37093 | 628.0449 | 655.4931 | 722.6059 | 723.2192 | 0.086259 | 0.10379 | 0.10553 | 0.1088 | 0.046172 | 0.043292 | 0.043731 | 0.04351 | 146.151 | 183.5419 | 202.7591 | 212.124 | 78.23 | 76.5581 | 84.0245 | 84.8336
9 | 1 | 2 | 1888.1533 | 1963.6008 | 2030.6367 | 2044.2384 | 80 | 63 | 0 | 0 | 0 | 0 | 0 | 0 | 0 | 0 | 0 | 0 | 183.7771 | 142.1429 | 169.5945 | 181.5945 | 0 | 0 | 0 | 0 | -2.0734 | 55.5376 | 21.5478 | 0.97392 | -0.28152 | 2.4412 | 0 | 0 | 1626.7311 | 1700.4791 | 1839.4944 | 1861.6699 | 0.36983 | 0.36895 | 0.37442 | 0.36801 | 601.6111 | 627.3861 | 688.7377 | 685.117 | 0.086377 | 0.10364 | 0.10534 | 0.10863 | 0.04618 | 0.042986 | 0.043509 | 0.043199 | 140.5122 | 176.2323 | 193.7756 | 202.2252 | 75.1219 | 73.097 | 80.0349 | 80.4227
9 | 1 | 3 | 1817.1838 | 1882.0669 | 1937.8758 | 1943.6265 | 80 | 63 | 0 | 0 | 0 | 0 | 0 | 0 | 0 | 0 | 0 | 0 | 150.3108 | 115.2088 | 136.1871 | 148.1871 | 0 | 0 | 0 | 0 | -3.9259 | 36.653 | 19.8316 | -5.2343 | -1.1918 | 11.2565 | 2.7372 | 0 | 1591.9907 | 1655.9486 | 1779.1199 | 1800.6737 | 0.37068 | 0.36878 | 0.37239 | 0.3659 | 590.1137 | 610.6878 | 662.5278 | 658.866 | 0.086318 | 0.10364 | 0.10532 | 0.10863 | 0.046163 | 0.043005 | 0.04349 | 0.043173 | 137.418 | 171.6303 | 187.3795 | 195.6149 | 73.4906 | 71.214 | 77.3731 | 77.7406
9 | 1 | 4 | 1779.0819 | 1834.2116 | 1879.2955 | 1876.7451 | 80 | 63 | 0 | 0 | 0 | 0 | 0 | 0 | 0 | 0 | 0 | 0 | 135.207 | 101.2165 | 119.6824 | 131.6824 | 0 | 0 | 0 | 0 | -1.8907 | 6.4241 | 17.2789 | 0 | 0 | 2.1566 | 12.7991 | 2.3245 | 1565.7655 | 1661.4144 | 1729.535 | 1742.7382 | 0.3692 | 0.37208 | 0.37262 | 0.36651 | 578.0873 | 618.1717 | 644.4551 | 638.7226 | 0.086193 | 0.10362 | 0.10531 | 0.10863 | 0.046124 | 0.043067 | 0.043562 | 0.043193 | 134.9578 | 172.1528 | 182.1454 | 189.3124 | 72.2195 | 71.5529 | 75.3428 | 75.2739
9 | 1 | 5 | 1782.7164 | 1827.952 | 1861.7518 | 1849.4702 | 80 | 63 | 0 | 0 | 0 | 0 | 0 | 0 | 0 | 0 | 0 | 0 | 128.1887 | 94.7131 | 112.0116 | 124.0116 | 0 | 0 | 0 | 0 | -1.2433 | 40.7123 | 7.107 | -26.4375 | 1.4563 | 4.6432 | 9.4288 | 9.4746 | 1574.3147 | 1624.8834 | 1733.2044 | 1742.4215 | 0.36849 | 0.37169 | 0.3739 | 0.36618 | 580.1185 | 603.9449 | 648.0408 | 638.0314 | 0.086065 | 0.1036 | 0.10532 | 0.10862 | 0.046124 | 0.043219 | 0.043708 | 0.043342 | 135.4926 | 168.3357 | 182.5342 | 189.2668 | 72.614 | 70.2257 | 75.755 | 75.5203
9 | 1 | 6 | 1797.7851 | 1835.8802 | 1861.677 | 1842.522 | 80 | 63 | 0 | 0 | 0 | 0 | 0 | 0 | 0 | 0 | 0 | 0 | 150.8795 | 121.9383 | 134.5871 | 146.6041 | 0 | 0 | 0 | 0 | -0.88368 | 7.6805 | 38.0889 | -28.8 | 7.8999 | 9.5384 | 7.4423 | 14.5738 | 1559.8894 | 1633.723 | 1681.5588 | 1710.1442 | 0.37162 | 0.37651 | 0.37574 | 0.37098 | 579.6863 | 615.1143 | 631.8241 | 634.4294 | 0.086229 | 0.10361 | 0.10528 | 0.10864 | 0.046252 | 0.043435 | 0.043955 | 0.043469 | 134.5074 | 169.2651 | 177.0397 | 185.7868 | 72.1481 | 70.9604 | 73.9135 | 74.3389
9 | 1 | 7 | 1874.4853 | 1910.1251 | 1933.2784 | 1911.184 | 80 | 63 | 0 | 0 | 0 | 0 | 0 | 0 | 0 | 0 | 0 | 0 | 669.9096 | 651.2325 | 663.2627 | 679.5841 | 0 | 0 | 0 | 0 | -5.2106 | -22.3216 | -18.4411 | -3.8599 | -1.1761 | -0.61739 | -5.5478 | -5.4702 | 1130.9624 | 1218.8316 | 1294.0046 | 1240.93 | 0.37194 | 0.38123 | 0.37528 | 0.36663 | 420.6468 | 464.6576 | 485.6188 | 454.9565 | 0.086679 | 0.10387 | 0.1053 | 0.10876 | 0.046651 | 0.043023 | 0.042913 | 0.042979 | 98.0311 | 126.5964 | 136.2638 | 134.9587 | 52.7603 | 52.4372 | 55.5302 | 53.3336
9 | 1 | 8 | 2090.8838 | 2137.1849 | 2172.0794 | 2157.1515 | 80 | 63 | 0 | 0 | 0 | 0 | 0 | 0 | 0 | 0 | 0 | 0 | 1066.536 | 1118.3231 | 1187.4914 | 1255.4076 | 0 | 0 | 0 | 0 | -3.0387 | -48.4672 | -35.5834 | -3.9518 | -5.435 | -5.4835 | -5.6518 | -7.423 | 952.8216 | 1009.8125 | 1025.8233 | 913.1188 | 0.36962 | 0.37552 | 0.37235 | 0.38036 | 352.1862 | 379.2076 | 381.9631 | 347.3176 | 0.087929 | 0.10498 | 0.10641 | 0.11048 | 0.047816 | 0.045806 | 0.04479 | 0.047676 | 83.7808 | 106.0085 | 109.1553 | 100.8804 | 45.5601 | 46.255 | 45.9461 | 43.5339
9 | 1 | 9 | 2326.327 | 2387.4561 | 2438.5678 | 2434.1033 | 80 | 63 | 0 | 0 | 0 | 0 | 0 | 0 | 0 | 0 | 0 | 0 | 1342.7923 | 1463.4518 | 1598.2418 | 1720.3924 | 0 | 0 | 0 | 0 | -4.2214 | -73.4622 | -58.3556 | -43.5997 | -5.0616 | -12.2845 | -11.0482 | -20.8813 | 912.8177 | 946.7509 | 909.7298 | 778.1919 | 0.37229 | 0.38397 | 0.38397 | 0.17588 | 339.8338 | 363.5283 | 349.3133 | 136.8647 | 0.088743 | 0.10545 | 0.10698 | 0.1107 | 0.048969 | 0.046451 | 0.046789 | 0.050406 | 81.0063 | 99.8361 | 97.3257 | 86.149 | 44.6996 | 43.978 | 42.5657 | 39.2252
9 | 1 | 10 | 2556.2015 | 2629.8427 | 2692.7697 | 2692.9407 | 80 | 63 | 0 | 0 | 0 | 0 | 0 | 0 | 0 | 0 | 0 | 0 | 1492.4521 | 1662.2879 | 1845.2792 | 2008.3601 | 0 | 0 | 0 | 0 | -2.6278 | -97.7669 | -94.1474 | -87.5427 | -7.4005 | -26.8454 | -24.718 | -39.2607 | 993.7777 | 1029.1671 | 966.3559 | 811.3839 | 0.37171 | 0.38397 | 0.38397 | 0.17588 | 369.3995 | 395.174 | 371.0562 | 142.7023 | 0.088964 | 0.10546 | 0.10707 | 0.11064 | 0.049385 | 0.0466 | 0.047417 | 0.050709 | 88.4102 | 108.5341 | 103.466 | 89.7722 | 49.0775 | 47.959 | 45.8215 | 41.1445
9 | 1 | 11 | 2752.3412 | 2836.4599 | 2908.2228 | 2910.0525 | 80 | 63 | 0 | 0 | 0 | 0 | 0 | 0 | 0 | 0 | 0 | 0 | 1410.1706 | 1592.1337 | 1785.7376 | 1957.1282 | 0 | 0 | 0 | 0 | -1.6874 | -61.9535 | -73.6715 | -86.4 | -5.8167 | -22.3128 | -23.9156 | -37.2219 | 1269.6747 | 1265.5925 | 1220.0723 | 1076.5462 | 0.37104 | 0.38397 | 0.38397 | 0.17588 | 471.0984 | 485.9554 | 468.477 | 189.3378 | 0.089005 | 0.10534 | 0.10704 | 0.11062 | 0.049395 | 0.04648 | 0.047408 | 0.050616 | 113.0072 | 133.3112 | 130.5987 | 119.09 | 62.7157 | 58.8253 | 57.8416 | 54.4901
9 | 1 | 12 | 2897.5272 | 2990.12 | 3069.2451 | 3073.0087 | 80 | 63 | 0 | 0 | 0 | 0 | 0 | 0 | 0 | 0 | 0 | 0 | 1366.7391 | 1552.3815 | 1747.8441 | 1919.7708 | 0 | 0 | 0 | 0 | -1.6344 | -43.5738 | -50.0507 | -80.0606 | -2.1677 | -22.1274 | -23.8597 | -24.4828 | 1454.5901 | 1440.4396 | 1395.3114 | 1257.7813 | 0.37287 | 0.38397 | 0.38397 | 0.17588 | 542.3693 | 553.0921 | 535.7644 | 221.2126 | 0.089101 | 0.10536 | 0.10693 | 0.11064 | 0.050768 | 0.046215 | 0.0471 | 0.050445 | 129.6056 | 151.7621 | 149.1948 | 139.1579 | 73.846 | 66.5695 | 65.7186 | 63.4483
9 | 1 | 13 | 3019.7877 | 3120.8769 | 3208.1207 | 3215.5951 | 80 | 63 | 0 | 0 | 0 | 0 | 0 | 0 | 0 | 0 | 0 | 0 | 1185.382 | 1366.8952 | 1557.3316 | 1729.051 | 0 | 0 | 0 | 0 | -3.5146 | -41.0381 | -46.8255 | -74.6685 | -2.6676 | -4.4937 | -11.5148 | -25.2206 | 1760.5879 | 1736.5134 | 1709.1295 | 1586.4332 | 0.37446 | 0.38065 | 0.38397 | 0.16813 | 659.2631 | 661.0116 | 656.2626 | 266.7274 | 0.087862 | 0.10516 | 0.10669 | 0.11042 | 0.047982 | 0.04558 | 0.046007 | 0.049124 | 154.6881 | 182.6117 | 182.3555 | 175.1802 | 84.4772 | 79.1498 | 78.632 | 77.9319
9 | 1 | 14 | 3066.9731 | 3172.2487 | 3263.892 | 3274.1612 | 80 | 63 | 0 | 0 | 0 | 0 | 0 | 0 | 0 | 0 | 0 | 0 | 1141.9507 | 1317.9185 | 1499.7204 | 1660.4688 | 0 | 0 | 0 | 0 | -2.7561 | -17.6256 | -39.2656 | -14.3077 | -3.4763 | -2.5165 | -8 | -23.9669 | 1851.2548 | 1811.4723 | 1811.4372 | 1651.9669 | 0.37539 | 0.37471 | 0.37695 | 0.16849 | 694.9347 | 678.7829 | 682.8145 | 278.3416 | 0.087336 | 0.10504 | 0.10642 | 0.11027 | 0.047207 | 0.046008 | 0.04497 | 0.047187 | 161.6814 | 190.2763 | 192.7671 | 182.1564 | 87.3921 | 83.342 | 81.4595 | 77.951
9 | 1 | 15 | 3100.0296 | 3209.5861 | 3305.6467 | 3318.7769 | 80 | 63 | 0 | 0 | 0 | 0 | 0 | 0 | 0 | 0 | 0 | 0 | 1147.5324 | 1304.6572 | 1474.6494 | 1626.3571 | 0 | 0 | 0 | 0 | -3.8872 | -4.2453 | -2.931 | -7.379 | -0.29175 | -2.3979 | -3.5888 | -7.6292 | 1876.6762 | 1848.572 | 1837.5171 | 1707.428 | 0.37558 | 0.37413 | 0.37546 | 0.16764 | 704.8363 | 691.6094 | 689.9166 | 286.2257 | 0.086647 | 0.10488 | 0.10582 | 0.10932 | 0.046537 | 0.044496 | 0.043815 | 0.044308 | 162.6085 | 193.8708 | 194.4491 | 186.6519 | 87.3353 | 82.2545 | 80.5109 | 75.6521
9 | 1 | 16 | 3092.6493 | 3210.348 | 3315.7428 | 3337.0158 | 80 | 63 | 0 | 0 | 0 | 0 | 0 | 0 | 0 | 0 | 0 | 0 | 883.4259 | 996.6841 | 1139.6882 | 1263.2034 | 0 | 0 | 0 | 0 | -2.8415 | -7.3635 | -6.7779 | 0.58192 | -2.9131 | 0.3282 | -1.5359 | -2.0737 | 2134.9779 | 2157.6992 | 2184.3685 | 2075.3042 | 0.38077 | 0.3675 | 0.37018 | 0.37865 | 812.9289 | 792.9492 | 808.6088 | 785.8193 | 0.086538 | 0.10451 | 0.10551 | 0.10874 | 0.046455 | 0.043656 | 0.043283 | 0.043258 | 184.7572 | 225.4964 | 230.464 | 225.6649 | 99.1795 | 94.1967 | 94.5457 | 89.7737
9 | 1 | 17 | 3047.5364 | 3173.3058 | 3288.1644 | 3318.3679 | 80 | 63 | 0 | 0 | 0 | 0 | 0 | 0 | 0 | 0 | 0 | 0 | 778.0067 | 833.8307 | 936.6166 | 1017.5099 | 0 | 0 | 0 | 0 | -3.486 | -8.7413 | -8.226 | -1.9787 | -3.595 | -0.60233 | -2.9933 | -1.4715 | 2196.6108 | 2285.8187 | 2362.7671 | 2304.3082 | 0.38859 | 0.37976 | 0.38475 | 0.37375 | 853.5817 | 868.0569 | 909.0759 | 861.2269 | 0.086791 | 0.10412 | 0.10576 | 0.10899 | 0.046653 | 0.043331 | 0.043873 | 0.04377 | 190.6464 | 237.9928 | 249.8745 | 251.1393 | 102.4781 | 99.0478 | 103.6606 | 100.8586
9 | 1 | 18 | 2950.7875 | 3080.9754 | 3201.7444 | 3239.1288 | 80 | 63 | 0 | 0 | 0 | 0 | 0 | 0 | 0 | 0 | 0 | 0 | 343.3851 | 327.2933 | 369.5612 | 394.9603 | 0 | 0 | 0 | 0 | -1.8672 | -12.0351 | -1.2982 | 0 | -0.70701 | 1.7648 | -3.498 | -1.3537 | 2529.9765 | 2700.9524 | 2836.9793 | 2845.5222 | 0.39913 | 0.39052 | 0.39482 | 0.38967 | 1009.7844 | 1054.7894 | 1120.1082 | 1108.8232 | 0.087139 | 0.10517 | 0.10747 | 0.10982 | 0.046926 | 0.04467 | 0.045581 | 0.045131 | 220.4604 | 284.0589 | 304.8967 | 312.5023 | 118.7209 | 120.6506 | 129.3135 | 128.4223
9 | 1 | 19 | 2873.3873 | 3006.0926 | 3130.3306 | 3172.2608 | 80 | 63 | 0 | 0 | 0 | 0 | 0 | 0 | 0 | 0 | 0 | 0 | 274.4591 | 234.9995 | 271.9406 | 284.5414 | 0 | 0 | 0 | 0 | 5.6706 | 25.4448 | 51.6896 | 74.1025 | 1.8944 | 3.8489 | 9.3719 | 37.8619 | 2511.3633 | 2678.7995 | 2797.3286 | 2775.7549 | 0.40014 | 0.39646 | 0.4013 | 0.39601 | 1004.8869 | 1062.0391 | 1122.5675 | 1099.229 | 0.087102 | 0.10515 | 0.10756 | 0.10991 | 0.046904 | 0.044715 | 0.045602 | 0.045167 | 218.7457 | 281.6627 | 300.877 | 305.0872 | 117.7937 | 119.783 | 127.5628 | 125.3717
9 | 1 | 20 | 2839.9634 | 2976.0737 | 3104.1415 | 3149.6702 | 80 | 63 | 0 | 0 | 0 | 0 | 0 | 0 | 0 | 0 | 0 | 0 | 299.9399 | 258.7812 | 299.2812 | 311.4342 | 0 | 0 | 0 | 0 | -3.0188 | 6.7469 | 7.1888 | 64.9038 | 3.2798 | 3.4215 | 12.4558 | 30.7156 | 2459.7624 | 2644.1241 | 2785.2157 | 2742.6166 | 0.39652 | 0.39181 | 0.39756 | 0.39343 | 975.3466 | 1036.0048 | 1107.2855 | 1079.0341 | 0.087025 | 0.10507 | 0.10745 | 0.10982 | 0.046854 | 0.044645 | 0.045566 | 0.045103 | 214.0609 | 277.8119 | 299.2621 | 301.1892 | 115.2489 | 118.0457 | 126.9099 | 123.7004
9 | 1 | 21 | 2695.0048 | 2826.9417 | 2951.2189 | 2996.2803 | 80 | 63 | 0 | 0 | 0 | 0 | 0 | 0 | 0 | 0 | 0 | 0 | 358.9395 | 331.5986 | 370.6064 | 384.8093 | 0 | 0 | 0 | 0 | 0.72492 | 7.6159 | 12.5257 | 50.5792 | 4.1323 | 2.9288 | 4.3553 | 31.6941 | 2251.208 | 2421.7984 | 2563.7314 | 2529.1977 | 0.39092 | 0.38892 | 0.39029 | 0.38929 | 880.037 | 941.8846 | 1000.602 | 984.5828 | 0.086886 | 0.10478 | 0.10673 | 0.1096 | 0.046799 | 0.044233 | 0.04511 | 0.044922 | 195.5994 | 253.7553 | 273.619 | 277.1886 | 105.3553 | 107.123 | 115.6503 | 113.6165
9 | 1 | 22 | 2485.8811 | 2611.8597 | 2731.24 | 2776.722 | 80 | 63 | 0 | 0 | 0 | 0 | 0 | 0 | 0 | 0 | 0 | 0 | 389.1116 | 367.0769 | 404.6597 | 421.915 | 0 | 0 | 0 | 0 | 3.2926 | 13.5684 | 28.9064 | 76.9048 | 2.2583 | 5.088 | 5.3003 | 21.6353 | 2011.2187 | 2163.1263 | 2292.3735 | 2256.2669 | 0.38531 | 0.3837 | 0.387 | 0.38422 | 774.935 | 829.9906 | 887.1505 | 866.8978 | 0.086414 | 0.10425 | 0.10608 | 0.10929 | 0.046462 | 0.043836 | 0.04449 | 0.044276 | 173.798 | 225.5069 | 243.1695 | 246.5831 | 93.4461 | 94.8235 | 101.9875 | 99.8983
9 | 1 | 23 | 2262.1299 | 2377.6626 | 2487.1745 | 2529.1436 | 80 | 63 | 0 | 0 | 0 | 0 | 0 | 0 | 0 | 0 | 0 | 0 | 356.0853 | 327.8621 | 367.3193 | 380.9912 | 0 | 0 | 0 | 0 | 9.8186 | 12.7545 | 29.5287 | 30.2799 | 4.7509 | 5.2256 | 8.1507 | 2.2545 | 1811.4751 | 1968.8204 | 2082.1758 | 2115.6179 | 0.37862 | 0.38317 | 0.38456 | 0.38119 | 685.8688 | 754.4016 | 800.72 | 806.4598 | 0.086119 | 0.10384 | 0.10584 | 0.109 | 0.046274 | 0.043543 | 0.044131 | 0.04397 | 156.0016 | 204.4338 | 220.382 | 230.593 | 83.8239 | 85.7284 | 91.8878 | 93.0241
9 | 1 | 24 | 2070.9791 | 2170.3508 | 2263.0967 | 2294.814 | 80 | 63 | 0 | 0 | 0 | 0 | 0 | 0 | 0 | 0 | 0 | 0 | 301.1886 | 259.9 | 298.4443 | 313.8071 | 0 | 0 | 0 | 0 | 14.5803 | 41.0491 | 46.1828 | 11.082 | 4.8789 | 5.8429 | 14.5478 | 1.2937 | 1670.3313 | 1800.5589 | 1903.9218 | 1968.6312 | 0.37097 | 0.3792 | 0.38104 | 0.37743 | 619.6404 | 682.7758 | 725.4771 | 743.0215 | 0.086241 | 0.10379 | 0.10559 | 0.10885 | 0.0462 | 0.043393 | 0.043821 | 0.043654 | 144.0505 | 186.883 | 201.0276 | 214.2844 | 77.1686 | 78.1314 | 83.4324 | 85.9387
9 | 2 | 1 | 1929.6165 | 2014.5228 | 2091.867 | 2113.2683 | 80 | 63 | 0 | 0 | 0 | 0 | 0 | 0 | 0 | 0 | 0 | 0 | 282.9005 | 243.4138 | 279.0655 | 294.7416 | 0 | 0 | 0 | 0 | -2.6879 | 58.3744 | 22.1022 | 13.5432 | 0 | 16.9339 | 10.1712 | 1.354 | 1569.4039 | 1632.8007 | 1780.5281 | 1803.6296 | 0.37067 | 0.37067 | 0.37608 | 0.37093 | 581.7373 | 605.2287 | 669.6229 | 669.0185 | 0.086259 | 0.10379 | 0.10553 | 0.1088 | 0.046172 | 0.043292 | 0.043731 | 0.04351 | 135.3749 | 169.4676 | 187.8924 | 196.2267 | 72.4618 | 70.6875 | 77.8636 | 78.4759
9 | 2 | 2 | 1823.3666 | 1895.0185 | 1958.3654 | 1970.289 | 80 | 63 | 0 | 0 | 0 | 0 | 0 | 0 | 0 | 0 | 0 | 0 | 295.0006 | 265.2896 | 298.499 | 313.3375 | 0 | 0 | 0 | 0 | -2.0734 | 55.5376 | 21.5478 | 0.97392 | -0.28152 | 2.4412 | 0 | 0 | 1450.7209 | 1508.7501 | 1638.3186 | 1655.9775 | 0.36983 | 0.36895 | 0.37442 | 0.36801 | 536.5175 | 556.6484 | 613.4142 | 609.4198 | 0.086377 | 0.10364 | 0.10534 | 0.10863 | 0.04618 | 0.042986 | 0.043509 | 0.043199 | 125.309 | 156.3621 | 172.5834 | 179.8817 | 66.9938 | 64.8553 | 71.2819 | 71.537
9 | 2 | 3 | 1756.2451 | 1817.5581 | 1869.8971 | 1874.0694 | 80 | 63 | 0 | 0 | 0 | 0 | 0 | 0 | 0 | 0 | 0 | 0 | 242.5622 | 208.6177 | 236.7764 | 253.6573 | 0 | 0 | 0 | 0 | -3.9259 | 36.653 | 19.8316 | -5.2343 | -1.1918 | 11.2565 | 2.7372 | 0 | 1438.8006 | 1498.031 | 1610.552 | 1625.6464 | 0.37068 | 0.36878 | 0.37239 | 0.3659 | 533.3297 | 552.4502 | 599.7547 | 594.8236 | 0.086318 | 0.10364 | 0.10532 | 0.10863 | 0.046163 | 0.043005 | 0.04349 | 0.043173 | 124.1949 | 155.263 | 169.6257 | 176.6009 | 66.4189 | 64.4228 | 70.0421 | 70.1841
9 | 2 | 4 | 1722.5509 | 1774.3687 | 1816.2337 | 1812.2191 | 80 | 63 | 0 | 0 | 0 | 0 | 0 | 0 | 0 | 0 | 0 | 0 | 193.8271 | 158.4011 | 184.0161 | 197.8263 | 0 | 0 | 0 | 0 | -1.8907 | 6.4241 | 17.2789 | 0 | 0 | 2.1566 | 12.7991 | 2.3245 | 1450.6145 | 1544.387 | 1602.1396 | 1612.0682 | 0.3692 | 0.37208 | 0.37262 | 0.36651 | 535.5731 | 574.6287 | 596.9854 | 590.8314 | 0.086193 | 0.10362 | 0.10531 | 0.10863 | 0.046124 | 0.043067 | 0.043562 | 0.043193 | 125.0326 | 160.0266 | 168.7288 | 175.1178 | 66.9083 | 66.5128 | 69.7932 | 69.6299
9 | 2 | 5 | 1722.5473 | 1764.2579 | 1794.6316 | 1780.7916 | 80 | 63 | 0 | 0 | 0 | 0 | 0 | 0 | 0 | 0 | 0 | 0 | 178.2046 | 150.2267 | 171.841 | 183.9462 | 0 | 0 | 0 | 0 | -1.2433 | 40.7123 | 7.107 | -26.4375 | 1.4563 | 4.6432 | 9.4288 | 9.4746 | 1464.1296 | 1505.6756 | 1606.2549 | 1613.8083 | 0.36849 | 0.37169 | 0.3739 | 0.36618 | 539.5164 | 559.6371 | 600.5747 | 590.9365 | 0.086065 | 0.1036 | 0.10532 | 0.10862 | 0.046124 | 0.043219 | 0.043708 | 0.043342 | 126.0096 | 155.986 | 169.1644 | 175.2965 | 67.5318 | 65.0737 | 70.2062 | 69.9459
9 | 2 | 6 | 1717.8162 | 1751.2262 | 1772.4696 | 1751.2433 | 80 | 63 | 0 | 0 | 0 | 0 | 0 | 0 | 0 | 0 | 0 | 0 | 262.8651 | 263.1681 | 277.6026 | 289.9092 | 0 | 0 | 0 | 0 | -0.88368 | 7.6805 | 38.0889 | -28.8 | 7.8999 | 9.5384 | 7.4423 | 14.5738 | 1367.9349 | 1407.8393 | 1449.3359 | 1475.5604 | 0.37162 | 0.37651 | 0.37574 | 0.37098 | 508.3521 | 530.0667 | 544.5693 | 547.4035 | 0.086229 | 0.10361 | 0.10528 | 0.10864 | 0.046252 | 0.043435 | 0.043955 | 0.043469 | 117.9554 | 145.862 | 152.5906 | 160.3021 | 63.2698 | 61.1492 | 63.706 | 64.1417
9 | 2 | 7 | 1784.0218 | 1814.3617 | 1832.364 | 1807.9264 | 80 | 63 | 0 | 0 | 0 | 0 | 0 | 0 | 0 | 0 | 0 | 0 | 683.4371 | 692.5101 | 706.7568 | 725.2164 | 0 | 0 | 0 | 0 | -5.2106 | -22.3216 | -18.4411 | -3.8599 | -1.1761 | -0.61739 | -5.5478 | -5.4702 | 1026.9714 | 1081.7906 | 1149.5962 | 1092.0401 | 0.37194 | 0.38123 | 0.37528 | 0.36663 | 381.9687 | 412.4132 | 431.4247 | 400.3697 | 0.086679 | 0.10387 | 0.1053 | 0.10876 | 0.046651 | 0.043023 | 0.042913 | 0.042979 | 89.0173 | 112.3624 | 121.057 | 118.766 | 47.9091 | 46.5414 | 49.3331 | 46.9345
9 | 2 | 8 | 1980.2707 | 2020.0914 | 2048.6875 | 2030.8946 | 80 | 63 | 0 | 0 | 0 | 0 | 0 | 0 | 0 | 0 | 0 | 0 | 1161.0664 | 1237.1292 | 1307.3764 | 1375.8243 | 0 | 0 | 0 | 0 | -3.0387 | -48.4672 | -35.5834 | -3.9518 | -5.435 | -5.4835 | -5.6518 | -7.423 | 747.6781 | 773.9129 | 782.5464 | 666.4451 | 0.36962 | 0.37552 | 0.37235 | 0.38036 | 276.3601 | 290.6219 | 291.3794 | 253.4918 | 0.087929 | 0.10498 | 0.10641 | 0.11048 | 0.047816 | 0.045806 | 0.04479 | 0.047676 | 65.7427 | 81.2441 | 83.2688 | 73.6282 | 35.751 | 35.4495 | 35.0499 | 31.7735
9 | 2 | 9 | 2192.4858 | 2245.7737 | 2289.2645 | 2281.3332 | 80 | 63 | 0 | 0 | 0 | 0 | 0 | 0 | 0 | 0 | 0 | 0 | 1319.8424 | 1462.4232 | 1595.767 | 1716.6044 | 0 | 0 | 0 | 0 | -4.2214 | -73.4622 | -58.3556 | -43.5997 | -5.0616 | -12.2845 | -11.0482 | -20.8813 | 801.9264 | 806.0971 | 762.9012 | 629.2098 | 0.37229 | 0.38397 | 0.38397 | 0.17588 | 298.5499 | 309.5208 | 292.9348 | 110.6624 | 0.088743 | 0.10545 | 0.10698 | 0.1107 | 0.048969 | 0.046451 | 0.046789 | 0.050406 | 71.1655 | 85.004 | 81.6175 | 69.6561 | 39.2694 | 37.4444 | 35.6957 | 31.7156
9 | 2 | 10 | 2412.7752 | 2478.0137 | 2532.774 | 2529.2298 | 80 | 63 | 0 | 0 | 0 | 0 | 0 | 0 | 0 | 0 | 0 | 0 | 1325.3772 | 1511.0946 | 1689.1953 | 1846.6086 | 0 | 0 | 0 | 0 | -2.6278 | -97.7669 | -94.1474 | -87.5427 | -7.4005 | -26.8454 | -24.718 | -39.2607 | 1017.4263 | 1028.5314 | 962.4441 | 809.4245 | 0.37171 | 0.38397 | 0.38397 | 0.17588 | 378.19 | 394.9299 | 369.5542 | 142.3577 | 0.088964 | 0.10546 | 0.10707 | 0.11064 | 0.049385 | 0.0466 | 0.047417 | 0.050709 | 90.5141 | 108.467 | 103.0472 | 89.5555 | 50.2453 | 47.9294 | 45.636 | 41.0452
9 | 2 | 11 | 2612.2032 | 2688.1119 | 2751.8952 | 2750.0951 | 80 | 63 | 0 | 0 | 0 | 0 | 0 | 0 | 0 | 0 | 0 | 0 | 1429.4728 | 1640.285 | 1848.2041 | 2029.9632 | 0 | 0 | 0 | 0 | -1.6874 | -61.9535 | -73.6715 | -86.4 | -5.8167 | -22.3128 | -23.9156 | -37.2219 | 1110.2345 | 1069.0932 | 1001.2782 | 843.7537 | 0.37104 | 0.38397 | 0.38397 | 0.17588 | 411.94 | 410.5047 | 384.4656 | 148.3954 | 0.089005 | 0.10534 | 0.10704 | 0.11062 | 0.049395 | 0.04648 | 0.047408 | 0.050616 | 98.8162 | 112.613 | 107.1786 | 93.338 | 54.8401 | 49.6919 | 47.4689 | 42.7071
9 | 2 | 12 | 2768.0237 | 2853.0295 | 2924.7806 | 2925.1899 | 80 | 63 | 0 | 0 | 0 | 0 | 0 | 0 | 0 | 0 | 0 | 0 | 1279.7152 | 1497.1688 | 1714.1131 | 1903.241 | 0 | 0 | 0 | 0 | -1.6344 | -43.5738 | -50.0507 | -80.0606 | -2.1677 | -22.1274 | -23.8597 | -24.4828 | 1412.1106 | 1358.5617 | 1284.578 | 1126.4922 | 0.37287 | 0.38397 | 0.38397 | 0.17588 | 526.53 | 521.6531 | 493.2455 | 198.1221 | 0.089101 | 0.10536 | 0.10693 | 0.11064 | 0.050768 | 0.046215 | 0.0471 | 0.050445 | 125.8206 | 143.1356 | 137.3546 | 124.6324 | 71.6895 | 62.7855 | 60.5031 | 56.8255
9 | 2 | 13 | 2887.2758 | 2980.6017 | 3060.3003 | 3064.3422 | 80 | 63 | 0 | 0 | 0 | 0 | 0 | 0 | 0 | 0 | 0 | 0 | 1436.0528 | 1647.3497 | 1860.7516 | 2047.6878 | 0 | 0 | 0 | 0 | -3.5146 | -41.0381 | -46.8255 | -74.6685 | -2.6676 | -4.4937 | -11.5148 | -25.2206 | 1377.4052 | 1315.7837 | 1257.8889 | 1116.5436 | 0.37446 | 0.38065 | 0.38397 | 0.16813 | 515.778 | 500.859 | 482.9976 | 187.7248 | 0.087862 | 0.10516 | 0.10669 | 0.11042 | 0.047982 | 0.04558 | 0.046007 | 0.049124 | 121.0211 | 138.3678 | 134.2104 | 123.2932 | 66.0912 | 59.9731 | 57.8718 | 54.849
9 | 2 | 14 | 2974.9004 | 3074.7819 | 3161.1825 | 3169.0669 | 80 | 63 | 0 | 0 | 0 | 0 | 0 | 0 | 0 | 0 | 0 | 0 | 1302.7844 | 1483.1048 | 1672.9721 | 1851.3836 | 0 | 0 | 0 | 0 | -2.7561 | -17.6256 | -39.2656 | -14.3077 | -3.4763 | -2.5165 | -8 | -23.9669 | 1598.3484 | 1548.8192 | 1535.476 | 1355.9578 | 0.37539 | 0.37471 | 0.37695 | 0.16849 | 599.9972 | 580.3633 | 578.792 | 228.4667 | 0.087336 | 0.10504 | 0.10642 | 0.11027 | 0.047207 | 0.046008 | 0.04497 | 0.047187 | 139.5935 | 162.6874 | 163.4002 | 149.5165 | 75.4531 | 71.2579 | 69.0497 | 63.9833
9 | 2 | 15 | 3016.7025 | 3121.3772 | 3212.6931 | 3223.6649 | 80 | 63 | 0 | 0 | 0 | 0 | 0 | 0 | 0 | 0 | 0 | 0 | 1349.7255 | 1513.8367 | 1686.6094 | 1841.1247 | 0 | 0 | 0 | 0 | -3.8872 | -4.2453 | -2.931 | -7.379 | -0.29175 | -2.3979 | -3.5888 | -7.6292 | 1591.156 | 1551.1836 | 1532.6034 | 1397.5484 | 0.37558 | 0.37413 | 0.37546 | 0.16764 | 597.6015 | 580.3469 | 575.4333 | 234.2789 | 0.086647 | 0.10488 | 0.10582 | 0.10932 | 0.046537 | 0.044496 | 0.043815 | 0.044308 | 137.869 | 162.6819 | 162.1827 | 152.7766 | 74.048 | 69.0218 | 67.1511 | 61.9221
9 | 2 | 16 | 3029.3318 | 3143.321 | 3245.1106 | 3264.7435 | 80 | 63 | 0 | 0 | 0 | 0 | 0 | 0 | 0 | 0 | 0 | 0 | 1389.385 | 1523.1371 | 1672.0663 | 1800.0158 | 0 | 0 | 0 | 0 | -2.8415 | -7.3635 | -6.7779 | 0.58192 | -2.9131 | 0.3282 | -1.5359 | -2.0737 | 1565.7014 | 1564.2192 | 1581.358 | 1466.2195 | 0.38077 | 0.3675 | 0.37018 | 0.37865 | 596.1673 | 574.8467 | 585.3866 | 555.1878 | 0.086538 | 0.10451 | 0.10551 | 0.10874 | 0.046455 | 0.043656 | 0.043283 | 0.043258 | 135.493 | 163.4731 | 166.8428 | 159.4341 | 72.734 | 68.2877 | 68.4457 | 63.4259
9 | 2 | 17 | 3008.2166 | 3131.6824 | 3244.3021 | 3273.4872 | 80 | 63 | 0 | 0 | 0 | 0 | 0 | 0 | 0 | 0 | 0 | 0 | 1152.5893 | 1229.6412 | 1337.9254 | 1426.4532 | 0 | 0 | 0 | 0 | -3.486 | -8.7413 | -8.226 | -1.9787 | -3.595 | -0.60233 | -2.9933 | -1.4715 | 1782.7083 | 1848.3849 | 1917.596 | 1850.4842 | 0.38859 | 0.37976 | 0.38475 | 0.37375 | 692.7432 | 701.9381 | 737.7961 | 691.6118 | 0.086791 | 0.10412 | 0.10576 | 0.10899 | 0.046653 | 0.043331 | 0.043873 | 0.04377 | 154.7233 | 192.4484 | 202.7954 | 201.6785 | 83.1684 | 80.0932 | 84.1298 | 80.995
9 | 2 | 18 | 2933.6463 | 3062.83 | 3182.6229 | 3219.5634 | 80 | 63 | 0 | 0 | 0 | 0 | 0 | 0 | 0 | 0 | 0 | 0 | 740.5503 | 756.0513 | 803.7219 | 830.2766 | 0 | 0 | 0 | 0 | -1.8672 | -12.0351 | -1.2982 | 0 | -0.70701 | 1.7648 | -3.498 | -1.3537 | 2115.6702 | 2254.049 | 2383.6971 | 2390.6404 | 0.39913 | 0.39052 | 0.39482 | 0.38967 | 844.4232 | 880.2624 | 941.1414 | 931.5681 | 0.087139 | 0.10517 | 0.10747 | 0.10982 | 0.046926 | 0.04467 | 0.045581 | 0.045131 | 184.358 | 237.0582 | 256.1814 | 262.546 | 99.2793 | 100.6876 | 108.6523 | 107.8928
9 | 2 | 19 | 2877.865 | 3010.8327 | 3135.3256 | 3177.3717 | 80 | 63 | 0 | 0 | 0 | 0 | 0 | 0 | 0 | 0 | 0 | 0 | 330.7624 | 298.8483 | 336.0773 | 350.9792 | 0 | 0 | 0 | 0 | 5.6706 | 25.4448 | 51.6896 | 74.1025 | 1.8944 | 3.8489 | 9.3719 | 37.8619 | 2459.5377 | 2619.6906 | 2738.1869 | 2714.4281 | 0.40014 | 0.39646 | 0.4013 | 0.39601 | 984.1496 | 1038.6048 | 1098.8339 | 1074.9429 | 0.087102 | 0.10515 | 0.10756 | 0.10991 | 0.046904 | 0.044715 | 0.045602 | 0.045167 | 214.2316 | 275.4477 | 294.5158 | 298.3467 | 115.3628 | 117.1399 | 124.8658 | 122.6018
9 | 2 | 20 | 2846.47 | 2982.9615 | 3111.3999 | 3157.0971 | 80 | 63 | 0 | 0 | 0 | 0 | 0 | 0 | 0 | 0 | 0 | 0 | 357.3315 | 319.6287 | 353.701 | 381.8772 | 0 | 0 | 0 | 0 | -3.0188 | 6.7469 | 7.1888 | 64.9038 | 3.2798 | 3.4215 | 12.4558 | 30.7156 | 2408.8775 | 2590.1645 | 2738.0543 | 2679.6005 | 0.39652 | 0.39181 | 0.39756 | 0.39343 | 955.1697 | 1014.8626 | 1088.536 | 1054.2416 | 0.087025 | 0.10507 | 0.10745 | 0.10982 | 0.046854 | 0.044645 | 0.045566 | 0.045103 | 209.6326 | 272.1425 | 294.1948 | 294.2688 | 112.8648 | 115.6367 | 124.761 | 120.8582
9 | 2 | 21 | 2683.6006 | 2814.8695 | 2938.4973 | 2983.2633 | 80 | 63 | 0 | 0 | 0 | 0 | 0 | 0 | 0 | 0 | 0 | 0 | 373.5481 | 342.5577 | 371.3687 | 404.9726 | 0 | 0 | 0 | 0 | 0.72492 | 7.6159 | 12.5257 | 50.5792 | 4.1323 | 2.9288 | 4.3553 | 31.6941 | 2225.1952 | 2398.767 | 2550.2475 | 2496.0174 | 0.39092 | 0.38892 | 0.39029 | 0.38929 | 869.8681 | 932.9273 | 995.3394 | 971.6662 | 0.086886 | 0.10478 | 0.10673 | 0.1096 | 0.046799 | 0.044233 | 0.04511 | 0.044922 | 193.3392 | 251.3421 | 272.1799 | 273.5521 | 104.1379 | 106.1042 | 115.0421 | 112.1259
9 | 2 | 22 | 2457.9654 | 2582.3086 | 2700.0993 | 2744.8583 | 80 | 63 | 0 | 0 | 0 | 0 | 0 | 0 | 0 | 0 | 0 | 0 | 408.9423 | 395.1184 | 422.4516 | 451.7435 | 0 | 0 | 0 | 0 | 3.2926 | 13.5684 | 28.9064 | 76.9048 | 2.2583 | 5.088 | 5.3003 | 21.6353 | 1963.4722 | 2105.5338 | 2243.441 | 2194.5747 | 0.38531 | 0.3837 | 0.387 | 0.38422 | 756.538 | 807.8924 | 868.2135 | 843.1946 | 0.086414 | 0.10425 | 0.10608 | 0.10929 | 0.046462 | 0.043836 | 0.04449 | 0.044276 | 169.672 | 219.5028 | 237.9789 | 239.8408 | 91.2277 | 92.2988 | 99.8105 | 97.1668
9 | 2 | 23 | 2238.6219 | 2352.7775 | 2460.9508 | 2502.311 | 80 | 63 | 0 | 0 | 0 | 0 | 0 | 0 | 0 | 0 | 0 | 0 | 420.1409 | 416.469 | 444.9601 | 467.1708 | 0 | 0 | 0 | 0 | 9.8186 | 12.7545 | 29.5287 | 30.2799 | 4.7509 | 5.2256 | 8.1507 | 2.2545 | 1723.9116 | 1855.3284 | 1978.3113 | 2002.6058 | 0.37862 | 0.38317 | 0.38456 | 0.38119 | 652.7152 | 710.9144 | 760.7779 | 763.3803 | 0.086119 | 0.10384 | 0.10584 | 0.109 | 0.046274 | 0.043543 | 0.044131 | 0.04397 | 148.4608 | 192.6492 | 209.3888 | 218.2752 | 79.772 | 80.7867 | 87.3042 | 88.055
9 | 2 | 24 | 2032.9886 | 2130.1346 | 2220.7173 | 2251.4506 | 80 | 63 | 0 | 0 | 0 | 0 | 0 | 0 | 0 | 0 | 0 | 0 | 394.9727 | 389.5612 | 416.2532 | 438.1693 | 0 | 0 | 0 | 0 | 14.5803 | 41.0491 | 46.1828 | 11.082 | 4.8789 | 5.8429 | 14.5478 | 1.2937 | 1538.5568 | 1630.6815 | 1743.7335 | 1800.9056 | 0.37097 | 0.3792 | 0.38104 | 0.37743 | 570.7562 | 618.3579 | 664.4384 | 679.7168 | 0.086241 | 0.10379 | 0.10559 | 0.10885 | 0.0462 | 0.043393 | 0.043821 | 0.043654 | 132.6861 | 169.2511 | 184.1139 | 196.0275 | 71.0807 | 70.76 | 76.4127 | 78.6168
9 | 3 | 1 | 1893.655 | 1976.4545 | 2051.751 | 2072.2209 | 80 | 63 | 0 | 0 | 0 | 0 | 0 | 0 | 0 | 0 | 0 | 0 | 370.5855 | 391.6247 | 406.9241 | 424.2303 | 0 | 0 | 0 | 0 | -2.6879 | 58.3744 | 22.1022 | 13.5432 | 0 | 16.9339 | 10.1712 | 1.354 | 1445.7574 | 1446.5214 | 1612.5535 | 1633.0934 | 0.37067 | 0.37067 | 0.37608 | 0.37093 | 535.9047 | 536.1807 | 606.4508 | 605.7617 | 0.086259 | 0.10379 | 0.10553 | 0.1088 | 0.046172 | 0.043292 | 0.043731 | 0.04351 | 124.7093 | 150.1338 | 170.1667 | 177.6731 | 66.7529 | 62.623 | 70.518 | 71.0559
9 | 3 | 2 | 1793.0022 | 1862.8752 | 1924.4932 | 1935.6302 | 80 | 63 | 0 | 0 | 0 | 0 | 0 | 0 | 0 | 0 | 0 | 0 | 249.0048 | 261.794 | 268.9421 | 285.3337 | 0 | 0 | 0 | 0 | -2.0734 | 55.5376 | 21.5478 | 0.97392 | -0.28152 | 2.4412 | 0 | 0 | 1466.3523 | 1480.1023 | 1634.0033 | 1649.3226 | 0.36983 | 0.36895 | 0.37442 | 0.36801 | 542.2985 | 546.0789 | 611.7984 | 606.9707 | 0.086377 | 0.10364 | 0.10534 | 0.10863 | 0.04618 | 0.042986 | 0.043509 | 0.043199 | 126.6592 | 153.3932 | 172.1288 | 179.1588 | 67.7156 | 63.6239 | 71.0942 | 71.2495
9 | 3 | 3 | 1709.2293 | 1767.7878 | 1817.4497 | 1820.4042 | 80 | 63 | 0 | 0 | 0 | 0 | 0 | 0 | 0 | 0 | 0 | 0 | 198.7155 | 201.0369 | 205.6006 | 225.6716 | 0 | 0 | 0 | 0 | -3.9259 | 36.653 | 19.8316 | -5.2343 | -1.1918 | 11.2565 | 2.7372 | 0 | 1435.6315 | 1455.8414 | 1589.2803 | 1599.9668 | 0.37068 | 0.36878 | 0.37239 | 0.3659 | 532.155 | 536.8914 | 591.8333 | 585.4275 | 0.086318 | 0.10364 | 0.10532 | 0.10863 | 0.046163 | 0.043005 | 0.04349 | 0.043173 | 123.9213 | 150.8903 | 167.3853 | 173.8112 | 66.2727 | 62.6084 | 69.1171 | 69.0755
9 | 3 | 4 | 1687.0792 | 1736.8188 | 1776.664 | 1771.7306 | 80 | 63 | 0 | 0 | 0 | 0 | 0 | 0 | 0 | 0 | 0 | 0 | 151.0419 | 148.3132 | 149.0404 | 171.0206 | 0 | 0 | 0 | 0 | -1.8907 | 6.4241 | 17.2789 | 0 | 0 | 2.1566 | 12.7991 | 2.3245 | 1457.9279 | 1516.9249 | 1597.5457 | 1598.3855 | 0.3692 | 0.37208 | 0.37262 | 0.36651 | 538.2732 | 564.4107 | 595.2736 | 585.8166 | 0.086193 | 0.10362 | 0.10531 | 0.10863 | 0.046124 | 0.043067 | 0.043562 | 0.043193 | 125.663 | 157.1811 | 168.245 | 173.6315 | 67.2456 | 65.3301 | 69.5931 | 69.0389
9 | 3 | 5 | 1705.3362 | 1746.0384 | 1775.4322 | 1761.1463 | 80 | 63 | 0 | 0 | 0 | 0 | 0 | 0 | 0 | 0 | 0 | 0 | 122.8596 | 123.3964 | 122.4207 | 140.4114 | 0 | 0 | 0 | 0 | -1.2433 | 40.7123 | 7.107 | -26.4375 | 1.4563 | 4.6432 | 9.4288 | 9.4746 | 1502.2635 | 1514.2865 | 1636.4757 | 1637.6977 | 0.36849 | 0.37169 | 0.3739 | 0.36618 | 553.5684 | 562.8377 | 611.8742 | 599.6842 | 0.086065 | 0.1036 | 0.10532 | 0.10862 | 0.046124 | 0.043219 | 0.043708 | 0.043342 | 129.2916 | 156.8781 | 172.3471 | 177.8914 | 69.2907 | 65.4458 | 71.5271 | 70.9814
9 | 3 | 6 | 1739.2951 | 1773.9636 | 1796.43 | 1775.76 | 80 | 63 | 0 | 0 | 0 | 0 | 0 | 0 | 0 | 0 | 0 | 0 | 189.4288 | 185.7777 | 183.0082 | 208.4387 | 0 | 0 | 0 | 0 | -0.88368 | 7.6805 | 38.0889 | -28.8 | 7.8999 | 9.5384 | 7.4423 | 14.5738 | 1462.8501 | 1507.967 | 1567.8907 | 1581.5475 | 0.37162 | 0.37651 | 0.37574 | 0.37098 | 543.6245 | 567.7658 | 589.1147 | 586.7226 | 0.086229 | 0.10361 | 0.10528 | 0.10864 | 0.046252 | 0.043435 | 0.043955 | 0.043469 | 126.1398 | 156.2359 | 165.0724 | 171.8163 | 67.6599 | 65.4982 | 68.9171 | 68.7489
9 | 3 | 7 | 1827.3295 | 1860.2066 | 1880.6749 | 1857.3591 | 80 | 63 | 0 | 0 | 0 | 0 | 0 | 0 | 0 | 0 | 0 | 0 | 763.188 | 765.5811 | 768.1529 | 798.7739 | 0 | 0 | 0 | 0 | -5.2106 | -22.3216 | -18.4411 | -3.8599 | -1.1761 | -0.61739 | -5.5478 | -5.4702 | 990.5283 | 1054.5646 | 1136.511 | 1067.9153 | 0.37194 | 0.38123 | 0.37528 | 0.36663 | 368.4141 | 402.0337 | 426.514 | 391.5249 | 0.086679 | 0.10387 | 0.1053 | 0.10876 | 0.046651 | 0.043023 | 0.042913 | 0.042979 | 85.8584 | 109.5345 | 119.6791 | 116.1423 | 46.209 | 45.3701 | 48.7716 | 45.8977
9 | 3 | 8 | 2034.8426 | 2077.8605 | 2109.5639 | 2093.1845 | 80 | 63 | 0 | 0 | 0 | 0 | 0 | 0 | 0 | 0 | 0 | 0 | 1201.8045 | 1279.6642 | 1350.2804 | 1427.615 | 0 | 0 | 0 | 0 | -3.0387 | -48.4672 | -35.5834 | -3.9518 | -5.435 | -5.4835 | -5.6518 | -7.423 | 761.5119 | 789.147 | 800.5188 | 676.9443 | 0.36962 | 0.37552 | 0.37235 | 0.38036 | 281.4734 | 296.3427 | 298.0714 | 257.4853 | 0.087929 | 0.10498 | 0.10641 | 0.11048 | 0.047816 | 0.045806 | 0.04479 | 0.047676 | 66.9591 | 82.8434 | 85.1812 | 74.7881 | 36.4124 | 36.1473 | 35.8549 | 32.2741
9 | 3 | 9 | 2278.5416 | 2336.8711 | 2385.2619 | 2379.5597 | 80 | 63 | 0 | 0 | 0 | 0 | 0 | 0 | 0 | 0 | 0 | 0 | 1483.174 | 1635.033 | 1772.8236 | 1902.1414 | 0 | 0 | 0 | 0 | -4.2214 | -73.4622 | -58.3556 | -43.5997 | -5.0616 | -12.2845 | -11.0482 | -20.8813 | 724.6506 | 724.5848 | 681.8421 | 541.8993 | 0.37229 | 0.38397 | 0.38397 | 0.17588 | 269.7809 | 278.2222 | 261.8102 | 95.3067 | 0.088743 | 0.10545 | 0.10698 | 0.1107 | 0.048969 | 0.046451 | 0.046789 | 0.050406 | 64.3078 | 76.4084 | 72.9456 | 59.9905 | 35.4853 | 33.658 | 31.903 | 27.3147
9 | 3 | 10 | 2524.2279 | 2595.996 | 2657.1024 | 2656.4451 | 80 | 63 | 0 | 0 | 0 | 0 | 0 | 0 | 0 | 0 | 0 | 0 | 1547.8819 | 1747.4377 | 1931.1189 | 2095.1108 | 0 | 0 | 0 | 0 | -2.6278 | -97.7669 | -94.1474 | -87.5427 | -7.4005 | -26.8454 | -24.718 | -39.2607 | 906.3744 | 910.1705 | 844.8488 | 688.1376 | 0.37171 | 0.38397 | 0.38397 | 0.17588 | 336.9106 | 349.4824 | 324.4006 | 121.0264 | 0.088964 | 0.10546 | 0.10707 | 0.11064 | 0.049385 | 0.0466 | 0.047417 | 0.050709 | 80.6345 | 95.9849 | 90.4565 | 76.1362 | 44.7611 | 42.4138 | 40.06 | 34.8948
9 | 3 | 11 | 2748.2133 | 2832.0902 | 2903.618 | 2905.3408 | 80 | 63 | 0 | 0 | 0 | 0 | 0 | 0 | 0 | 0 | 0 | 0 | 1733.1884 | 1959.4546 | 2171.8833 | 2358.0435 | 0 | 0 | 0 | 0 | -1.6874 | -61.9535 | -73.6715 | -86.4 | -5.8167 | -22.3128 | -23.9156 | -37.2219 | 942.529 | 893.9019 | 829.3218 | 670.9192 | 0.37104 | 0.38397 | 0.38397 | 0.17588 | 349.7147 | 343.2357 | 318.4387 | 117.9981 | 0.089005 | 0.10534 | 0.10704 | 0.11062 | 0.049395 | 0.04648 | 0.047408 | 0.050616 | 83.8896 | 94.1592 | 88.7721 | 74.2186 | 46.5563 | 41.5489 | 39.3168 | 33.959
9 | 3 | 12 | 2890.2509 | 2982.4174 | 3061.1282 | 3064.7034 | 80 | 63 | 0 | 0 | 0 | 0 | 0 | 0 | 0 | 0 | 0 | 0 | 1718.4857 | 1941.0312 | 2157.2738 | 2347.4701 | 0 | 0 | 0 | 0 | -1.6344 | -43.5738 | -50.0507 | -80.0606 | -2.1677 | -22.1274 | -23.8597 | -24.4828 | 1095.5672 | 1044.0874 | 977.7648 | 821.7767 | 0.37287 | 0.38397 | 0.38397 | 0.17588 | 408.5013 | 400.903 | 375.437 | 144.5302 | 0.089101 | 0.10536 | 0.10693 | 0.11064 | 0.050768 | 0.046215 | 0.0471 | 0.050445 | 97.6163 | 110.0031 | 104.5483 | 90.9194 | 55.6193 | 48.2522 | 46.0523 | 41.4542
9 | 3 | 13 | 2990.2628 | 3089.6223 | 3175.185 | 3181.8946 | 80 | 63 | 0 | 0 | 0 | 0 | 0 | 0 | 0 | 0 | 0 | 0 | 1535.1648 | 1715.3813 | 1926.6895 | 2104.0263 | 0 | 0 | 0 | 0 | -3.5146 | -41.0381 | -46.8255 | -74.6685 | -2.6676 | -4.4937 | -11.5148 | -25.2206 | 1381.2803 | 1356.7728 | 1306.8359 | 1177.7574 | 0.37446 | 0.38065 | 0.38397 | 0.16813 | 517.229 | 516.4617 | 501.792 | 198.0167 | 0.087862 | 0.10516 | 0.10669 | 0.11042 | 0.047982 | 0.04558 | 0.046007 | 0.049124 | 121.3615 | 142.6782 | 139.4328 | 130.0526 | 66.2771 | 61.8413 | 60.1237 | 57.8561
9 | 3 | 14 | 3058.9972 | 3163.8055 | 3254.9947 | 3265.0573 | 80 | 63 | 0 | 0 | 0 | 0 | 0 | 0 | 0 | 0 | 0 | 0 | 1664.1788 | 1819.6212 | 2048.819 | 2219.3072 | 0 | 0 | 0 | 0 | -2.7561 | -17.6256 | -39.2656 | -14.3077 | -3.4763 | -2.5165 | -8 | -23.9669 | 1321.0509 | 1301.3264 | 1253.4413 | 1084.0246 | 0.37539 | 0.37471 | 0.37695 | 0.16849 | 495.9037 | 487.6244 | 472.48 | 182.6484 | 0.087336 | 0.10504 | 0.10642 | 0.11027 | 0.047207 | 0.046008 | 0.04497 | 0.047187 | 115.3754 | 136.6908 | 133.387 | 119.5315 | 62.3628 | 59.8712 | 56.3667 | 51.1516
9 | 3 | 15 | 3085.4071 | 3194.107 | 3289.3349 | 3302.0863 | 80 | 63 | 0 | 0 | 0 | 0 | 0 | 0 | 0 | 0 | 0 | 0 | 1621.523 | 1775.5166 | 1966.1833 | 2119.49 | 0 | 0 | 0 | 0 | -3.8872 | -4.2453 | -2.931 | -7.379 | -0.29175 | -2.3979 | -3.5888 | -7.6292 | 1388.0632 | 1362.2335 | 1329.6714 | 1197.6046 | 0.37558 | 0.37413 | 0.37546 | 0.16764 | 521.3245 | 509.6547 | 499.2402 | 200.7612 | 0.086647 | 0.10488 | 0.10582 | 0.10932 | 0.046537 | 0.044496 | 0.043815 | 0.044308 | 120.2716 | 142.8656 | 140.7081 | 130.9192 | 64.5966 | 60.6143 | 58.2596 | 53.063
9 | 3 | 16 | 3087.262 | 3204.6452 | 3309.7332 | 3330.8667 | 80 | 63 | 0 | 0 | 0 | 0 | 0 | 0 | 0 | 0 | 0 | 0 | 1361.6985 | 1508.9625 | 1649.991 | 1788.4551 | 0 | 0 | 0 | 0 | -2.8415 | -7.3635 | -6.7779 | 0.58192 | -2.9131 | 0.3282 | -1.5359 | -2.0737 | 1651.3181 | 1639.7179 | 1668.056 | 1543.9034 | 0.38077 | 0.3675 | 0.37018 | 0.37865 | 628.7673 | 602.5923 | 617.4805 | 584.603 | 0.086538 | 0.10451 | 0.10551 | 0.10874 | 0.046455 | 0.043656 | 0.043283 | 0.043258 | 142.9021 | 171.3633 | 175.9899 | 167.8813 | 76.7113 | 71.5837 | 72.1982 | 66.7863
9 | 3 | 17 | 3071.2543 | 3198.4132 | 3314.6222 | 3345.4401 | 80 | 63 | 0 | 0 | 0 | 0 | 0 | 0 | 0 | 0 | 0 | 0 | 1123.8327 | 1205.5737 | 1288.3461 | 1400.7585 | 0 | 0 | 0 | 0 | -3.486 | -8.7413 | -8.226 | -1.9787 | -3.595 | -0.60233 | -2.9933 | -1.4715 | 1874.5026 | 1939.1831 | 2037.4954 | 1948.1317 | 0.38859 | 0.37976 | 0.38475 | 0.37375 | 728.4136 | 736.4193 | 783.9274 | 728.1072 | 0.086791 | 0.10412 | 0.10576 | 0.10899 | 0.046653 | 0.043331 | 0.043873 | 0.04377 | 162.6902 | 201.9021 | 215.4754 | 212.3208 | 87.4509 | 84.0276 | 89.3901 | 85.2689
9 | 3 | 18 | 2966.8792 | 3098.0099 | 3219.6951 | 3257.4964 | 80 | 63 | 0 | 0 | 0 | 0 | 0 | 0 | 0 | 0 | 0 | 0 | 600.95 | 622.8616 | 642.2307 | 683.5758 | 0 | 0 | 0 | 0 | -1.8672 | -12.0351 | -1.2982 | 0 | -0.70701 | 1.7648 | -3.498 | -1.3537 | 2288.5033 | 2422.4185 | 2582.2605 | 2575.2742 | 0.39913 | 0.39052 | 0.39482 | 0.38967 | 913.4057 | 946.0149 | 1019.5391 | 1003.5149 | 0.087139 | 0.10517 | 0.10747 | 0.10982 | 0.046926 | 0.04467 | 0.045581 | 0.045131 | 199.4186 | 254.7656 | 277.5215 | 282.823 | 107.3896 | 108.2086 | 117.7031 | 116.2256
9 | 3 | 19 | 2933.6264 | 3069.8608 | 3197.5289 | 3241.0193 | 80 | 63 | 0 | 0 | 0 | 0 | 0 | 0 | 0 | 0 | 0 | 0 | 275.4977 | 294.8054 | 301.3601 | 318.3856 | 0 | 0 | 0 | 0 | 5.6706 | 25.4448 | 51.6896 | 74.1025 | 1.8944 | 3.8489 | 9.3719 | 37.8619 | 2570.5637 | 2682.7617 | 2835.1073 | 2810.6693 | 0.40014 | 0.39646 | 0.4013 | 0.39601 | 1028.5751 | 1063.61 | 1137.7281 | 1113.0554 | 0.087102 | 0.10515 | 0.10756 | 0.10991 | 0.046904 | 0.044715 | 0.045602 | 0.045167 | 223.9022 | 282.0793 | 304.9404 | 308.9247 | 120.5704 | 119.9601 | 129.2855 | 126.9487
9 | 3 | 20 | 2899.7826 | 3039.3975 | 3170.8714 | 3217.9496 | 80 | 63 | 0 | 0 | 0 | 0 | 0 | 0 | 0 | 0 | 0 | 0 | 216.1741 | 222.9491 | 229.7649 | 245.9092 | 0 | 0 | 0 | 0 | -3.0188 | 6.7469 | 7.1888 | 64.9038 | 3.2798 | 3.4215 | 12.4558 | 30.7156 | 2603.3475 | 2743.28 | 2921.462 | 2876.421 | 0.39652 | 0.39181 | 0.39756 | 0.39343 | 1032.2811 | 1074.8554 | 1161.4513 | 1131.6771 | 0.087025 | 0.10507 | 0.10745 | 0.10982 | 0.046854 | 0.044645 | 0.045566 | 0.045103 | 226.5564 | 288.2299 | 313.9013 | 315.8833 | 121.9764 | 122.4725 | 133.1181 | 129.7354
9 | 3 | 21 | 2701.4415 | 2833.7555 | 2958.3992 | 3003.6273 | 80 | 63 | 0 | 0 | 0 | 0 | 0 | 0 | 0 | 0 | 0 | 0 | 227.3336 | 228.1581 | 240.6497 | 254.3565 | 0 | 0 | 0 | 0 | 0.72492 | 7.6159 | 12.5257 | 50.5792 | 4.1323 | 2.9288 | 4.3553 | 31.6941 | 2389.2506 | 2532.0527 | 2700.8684 | 2666.9975 | 0.39092 | 0.38892 | 0.39029 | 0.38929 | 934.0003 | 984.7647 | 1054.1254 | 1038.2264 | 0.086886 | 0.10478 | 0.10673 | 0.1096 | 0.046799 | 0.044233 | 0.04511 | 0.044922 | 207.5934 | 265.3077 | 288.2552 | 292.2908 | 111.8156 | 111.9998 | 121.8366 | 119.8067
9 | 3 | 22 | 2414.4478 | 2536.2414 | 2651.5543 | 2695.186 | 80 | 63 | 0 | 0 | 0 | 0 | 0 | 0 | 0 | 0 | 0 | 0 | 253.7291 | 256.2856 | 271.2358 | 284.1502 | 0 | 0 | 0 | 0 | 3.2926 | 13.5684 | 28.9064 | 76.9048 | 2.2583 | 5.088 | 5.3003 | 21.6353 | 2075.1678 | 2198.2994 | 2346.1118 | 2312.4957 | 0.38531 | 0.3837 | 0.387 | 0.38422 | 799.575 | 843.4865 | 907.9472 | 888.5019 | 0.086414 | 0.10425 | 0.10608 | 0.10929 | 0.046462 | 0.043836 | 0.04449 | 0.044276 | 179.3241 | 229.1737 | 248.8699 | 252.7282 | 96.4173 | 96.3653 | 104.3783 | 102.3879
9 | 3 | 23 | 2157.9534 | 2267.3829 | 2370.9629 | 2410.2336 | 80 | 63 | 0 | 0 | 0 | 0 | 0 | 0 | 0 | 0 | 0 | 0 | 317.8665 | 316.8531 | 338.559 | 353.6954 | 0 | 0 | 0 | 0 | 9.8186 | 12.7545 | 29.5287 | 30.2799 | 4.7509 | 5.2256 | 8.1507 | 2.2545 | 1745.5174 | 1869.5498 | 1994.7245 | 2024.0038 | 0.37862 | 0.38317 | 0.38456 | 0.38119 | 660.8956 | 716.3636 | 767.0898 | 771.5371 | 0.086119 | 0.10384 | 0.10584 | 0.109 | 0.046274 | 0.043543 | 0.044131 | 0.04397 | 150.3215 | 194.1259 | 211.126 | 220.6075 | 80.7718 | 81.4059 | 88.0285 | 88.9958
9 | 3 | 24 | 1970.5107 | 2063.9964 | 2151.0216 | 2180.1366 | 80 | 63 | 0 | 0 | 0 | 0 | 0 | 0 | 0 | 0 | 0 | 0 | 397.1467 | 382.4613 | 417.5863 | 434.2315 | 0 | 0 | 0 | 0 | 14.5803 | 41.0491 | 46.1828 | 11.082 | 4.8789 | 5.8429 | 14.5478 | 1.2937 | 1473.9049 | 1571.6432 | 1672.7047 | 1733.5293 | 0.37097 | 0.3792 | 0.38104 | 0.37743 | 546.7723 | 595.9705 | 637.3733 | 654.2869 | 0.086241 | 0.10379 | 0.10559 | 0.10885 | 0.0462 | 0.043393 | 0.043821 | 0.043654 | 127.1105 | 163.1234 | 176.6143 | 188.6937 | 68.0938 | 68.1981 | 73.3002 | 75.6756
9 | 4 | 1 | 1848.1084 | 1928.2395 | 2000.9426 | 2020.2327 | 80 | 63 | 0 | 0 | 0 | 0 | 0 | 0 | 0 | 0 | 0 | 0 | 415.3436 | 400.4757 | 435.8986 | 454.9404 | 0 | 0 | 0 | 0 | -2.6879 | 58.3744 | 22.1022 | 13.5432 | 0 | 16.9339 | 10.1712 | 1.354 | 1355.4527 | 1389.4555 | 1532.7705 | 1550.3951 | 0.37067 | 0.37067 | 0.37608 | 0.37093 | 502.4311 | 515.0282 | 576.4459 | 575.0865 | 0.086259 | 0.10379 | 0.10553 | 0.1088 | 0.046172 | 0.043292 | 0.043731 | 0.04351 | 116.9197 | 144.2109 | 161.7475 | 168.6759 | 62.5834 | 60.1525 | 67.029 | 67.4577
9 | 4 | 2 | 1756.411 | 1824.1402 | 1883.6748 | 1893.864 | 80 | 63 | 0 | 0 | 0 | 0 | 0 | 0 | 0 | 0 | 0 | 0 | 421.0474 | 407.3115 | 439.4585 | 463.304 | 0 | 0 | 0 | 0 | -2.0734 | 55.5376 | 21.5478 | 0.97392 | -0.28152 | 2.4412 | 0 | 0 | 1257.7186 | 1295.85 | 1422.6684 | 1429.5861 | 0.36983 | 0.36895 | 0.37442 | 0.36801 | 465.1398 | 478.0996 | 532.6711 | 526.105 | 0.086377 | 0.10364 | 0.10534 | 0.10863 | 0.04618 | 0.042986 | 0.043509 | 0.043199 | 108.638 | 134.2978 | 149.8664 | 155.2898 | 58.081 | 55.7036 | 61.8992 | 61.757
9 | 4 | 3 | 1714.9663 | 1773.861 | 1823.8496 | 1826.9526 | 80 | 63 | 0 | 0 | 0 | 0 | 0 | 0 | 0 | 0 | 0 | 0 | 426.0091 | 421.2093 | 452.9796 | 472.0405 | 0 | 0 | 0 | 0 | -3.9259 | 36.653 | 19.8316 | -5.2343 | -1.1918 | 11.2565 | 2.7372 | 0 | 1214.0749 | 1241.7422 | 1348.3012 | 1360.1463 | 0.37068 | 0.36878 | 0.37239 | 0.3659 | 450.0292 | 457.935 | 502.0949 | 497.6772 | 0.086318 | 0.10364 | 0.10532 | 0.10863 | 0.046163 | 0.043005 | 0.04349 | 0.043173 | 104.7969 | 128.7 | 142.005 | 147.7585 | 56.045 | 53.4011 | 58.637 | 58.7217
9 | 4 | 4 | 1737.3833 | 1790.0701 | 1832.7796 | 1829.1492 | 80 | 63 | 0 | 0 | 0 | 0 | 0 | 0 | 0 | 0 | 0 | 0 | 412.4304 | 402.7271 | 433.5858 | 455.2631 | 0 | 0 | 0 | 0 | -1.8907 | 6.4241 | 17.2789 | 0 | 0 | 2.1566 | 12.7991 | 2.3245 | 1246.8436 | 1315.7623 | 1369.1158 | 1371.5616 | 0.3692 | 0.37208 | 0.37262 | 0.36651 | 460.34 | 489.563 | 510.1566 | 502.6845 | 0.086193 | 0.10362 | 0.10531 | 0.10863 | 0.046124 | 0.043067 | 0.043562 | 0.043193 | 107.469 | 136.3369 | 144.188 | 148.9917 | 57.5095 | 56.6666 | 59.6421 | 59.2417
9 | 4 | 5 | 1846.1038 | 1895.053 | 1932.4621 | 1921.8224 | 80 | 63 | 0 | 0 | 0 | 0 | 0 | 0 | 0 | 0 | 0 | 0 | 388.2528 | 375.5862 | 404.4111 | 427.6281 | 0 | 0 | 0 | 0 | -1.2433 | 40.7123 | 7.107 | -26.4375 | 1.4563 | 4.6432 | 9.4288 | 9.4746 | 1377.6379 | 1411.1112 | 1511.5153 | 1511.1572 | 0.36849 | 0.37169 | 0.3739 | 0.36618 | 507.6451 | 524.489 | 565.1518 | 553.3482 | 0.086065 | 0.1036 | 0.10532 | 0.10862 | 0.046124 | 0.043219 | 0.043708 | 0.043342 | 118.5658 | 146.1892 | 159.1868 | 164.1462 | 63.5424 | 60.9867 | 66.0654 | 65.4968
9 | 4 | 6 | 2061.4796 | 2115.0234 | 2155.8351 | 2143.5104 | 80 | 63 | 0 | 0 | 0 | 0 | 0 | 0 | 0 | 0 | 0 | 0 | 398.3951 | 378.1897 | 404.8453 | 430.2518 | 0 | 0 | 0 | 0 | -0.88368 | 7.6805 | 38.0889 | -28.8 | 7.8999 | 9.5384 | 7.4423 | 14.5738 | 1576.0683 | 1656.6149 | 1705.4586 | 1727.4848 | 0.37162 | 0.37651 | 0.37574 | 0.37098 | 585.6987 | 623.7333 | 640.8041 | 640.8624 | 0.086229 | 0.10361 | 0.10528 | 0.10864 | 0.046252 | 0.043435 | 0.043955 | 0.043469 | 135.9025 | 171.6368 | 179.5559 | 187.6706 | 72.8964 | 71.9547 | 74.964 | 75.0927
9 | 4 | 7 | 2228.5733 | 2284.9576 | 2328.2728 | 2315.35 | 80 | 63 | 0 | 0 | 0 | 0 | 0 | 0 | 0 | 0 | 0 | 0 | 880.2152 | 859.3857 | 886.4002 | 919.1812 | 0 | 0 | 0 | 0 | -5.2106 | -22.3216 | -18.4411 | -3.8599 | -1.1761 | -0.61739 | -5.5478 | -5.4702 | 1274.7448 | 1385.5109 | 1465.8616 | 1405.4989 | 0.37194 | 0.38123 | 0.37528 | 0.36663 | 474.1248 | 528.2011 | 550.1139 | 515.2916 | 0.086679 | 0.10387 | 0.1053 | 0.10876 | 0.046651 | 0.043023 | 0.042913 | 0.042979 | 110.4941 | 143.9089 | 154.361 | 152.8566 | 59.4679 | 59.6082 | 62.9052 | 60.4066
9 | 4 | 8 | 2398.5857 | 2462.9137 | 2515.3288 | 2508.3711 | 80 | 63 | 0 | 0 | 0 | 0 | 0 | 0 | 0 | 0 | 0 | 0 | 1303.1888 | 1355.8911 | 1444.8542 | 1524.9816 | 0 | 0 | 0 | 0 | -3.0387 | -48.4672 | -35.5834 | -3.9518 | -5.435 | -5.4835 | -5.6518 | -7.423 | 1023.8707 | 1097.9733 | 1111.7098 | 994.7644 | 0.36962 | 0.37552 | 0.37235 | 0.38036 | 378.4477 | 412.314 | 413.9427 | 378.3726 | 0.087929 | 0.10498 | 0.10641 | 0.11048 | 0.047816 | 0.045806 | 0.04479 | 0.047676 | 90.0281 | 115.2635 | 118.2943 | 109.9006 | 48.9574 | 50.2932 | 49.7929 | 47.4265
9 | 4 | 9 | 2590.1614 | 2666.7474 | 2732.882 | 2735.2514 | 80 | 63 | 0 | 0 | 0 | 0 | 0 | 0 | 0 | 0 | 0 | 0 | 1587.9266 | 1710.6348 | 1865.1867 | 2001.4946 | 0 | 0 | 0 | 0 | -4.2214 | -73.4622 | -58.3556 | -43.5997 | -5.0616 | -12.2845 | -11.0482 | -20.8813 | 931.5178 | 978.8593 | 937.099 | 798.2378 | 0.37229 | 0.38397 | 0.38397 | 0.17588 | 346.7957 | 375.8571 | 359.8224 | 140.3902 | 0.088743 | 0.10545 | 0.10698 | 0.1107 | 0.048969 | 0.046451 | 0.046789 | 0.050406 | 82.6659 | 103.222 | 100.2538 | 88.3682 | 45.6153 | 45.4695 | 43.8463 | 40.2356
9 | 4 | 10 | 2720.8968 | 2804.1869 | 2876.4917 | 2880.9286 | 80 | 63 | 0 | 0 | 0 | 0 | 0 | 0 | 0 | 0 | 0 | 0 | 1724.3953 | 1891.2777 | 2093.8549 | 2272.4306 | 0 | 0 | 0 | 0 | -2.6278 | -97.7669 | -94.1474 | -87.5427 | -7.4005 | -26.8454 | -24.718 | -39.2607 | 926.5299 | 974.5214 | 901.5022 | 735.3013 | 0.37171 | 0.38397 | 0.38397 | 0.17588 | 344.4026 | 374.1915 | 346.154 | 129.3213 | 0.088964 | 0.10546 | 0.10707 | 0.11064 | 0.049385 | 0.0466 | 0.047417 | 0.050709 | 82.4276 | 102.7712 | 96.5223 | 81.3544 | 45.7564 | 45.4126 | 42.7463 | 37.2865
9 | 4 | 11 | 2868.3416 | 2959.2563 | 3037.6242 | 3042.4586 | 80 | 63 | 0 | 0 | 0 | 0 | 0 | 0 | 0 | 0 | 0 | 0 | 1806.5532 | 2001.0067 | 2236.0415 | 2435.8886 | 0 | 0 | 0 | 0 | -1.6874 | -61.9535 | -73.6715 | -86.4 | -5.8167 | -22.3128 | -23.9156 | -37.2219 | 989.2925 | 979.5159 | 899.1698 | 730.1919 | 0.37104 | 0.38397 | 0.38397 | 0.17588 | 367.0658 | 376.1092 | 345.2585 | 128.4227 | 0.089005 | 0.10534 | 0.10704 | 0.11062 | 0.049395 | 0.04648 | 0.047408 | 0.050616 | 88.0518 | 103.1773 | 96.2488 | 80.7755 | 48.8662 | 45.5283 | 42.6281 | 36.9591
9 | 4 | 12 | 2943.2137 | 3038.4831 | 3120.2096 | 3125.1566 | 80 | 63 | 0 | 0 | 0 | 0 | 0 | 0 | 0 | 0 | 0 | 0 | 1826.5064 | 2031.0742 | 2282.2034 | 2493.2155 | 0 | 0 | 0 | 0 | -1.6344 | -43.5738 | -50.0507 | -80.0606 | -2.1677 | -22.1274 | -23.8597 | -24.4828 | 1040.5093 | 1010.11 | 911.9166 | 736.4845 | 0.37287 | 0.38397 | 0.38397 | 0.17588 | 387.972 | 387.8565 | 350.153 | 129.5294 | 0.089101 | 0.10536 | 0.10693 | 0.11064 | 0.050768 | 0.046215 | 0.0471 | 0.050445 | 92.7106 | 106.4233 | 97.5074 | 81.4829 | 52.8242 | 46.6819 | 42.9509 | 37.1517
9 | 4 | 13 | 3003.0663 | 3103.1758 | 3189.4676 | 3196.5088 | 80 | 63 | 0 | 0 | 0 | 0 | 0 | 0 | 0 | 0 | 0 | 0 | 1715.6904 | 1912.9477 | 2162.3752 | 2368.967 | 0 | 0 | 0 | 0 | -3.5146 | -41.0381 | -46.8255 | -74.6685 | -2.6676 | -4.4937 | -11.5148 | -25.2206 | 1213.5581 | 1172.7599 | 1085.4327 | 927.4309 | 0.37446 | 0.38065 | 0.38397 | 0.16813 | 454.4244 | 446.4163 | 416.7788 | 155.9292 | 0.087862 | 0.10516 | 0.10669 | 0.11042 | 0.047982 | 0.04558 | 0.046007 | 0.049124 | 106.6252 | 123.3274 | 115.8102 | 102.4106 | 58.2294 | 53.4541 | 49.9376 | 45.5591
9 | 4 | 14 | 3048.1528 | 3152.3258 | 3242.8974 | 3252.6792 | 80 | 63 | 0 | 0 | 0 | 0 | 0 | 0 | 0 | 0 | 0 | 0 | 1650.4482 | 1840.1029 | 2076.2546 | 2271.7615 | 0 | 0 | 0 | 0 | -2.7561 | -17.6256 | -39.2656 | -14.3077 | -3.4763 | -2.5165 | -8 | -23.9669 | 1323.937 | 1269.3649 | 1213.9084 | 1019.1922 | 0.37539 | 0.37471 | 0.37695 | 0.16849 | 496.9871 | 475.648 | 457.5783 | 171.7247 | 0.087336 | 0.10504 | 0.10642 | 0.11027 | 0.047207 | 0.046008 | 0.04497 | 0.047187 | 115.6275 | 133.3336 | 129.1801 | 112.3826 | 62.499 | 58.4008 | 54.5889 | 48.0924
9 | 4 | 15 | 3082.3287 | 3190.8482 | 3285.9009 | 3298.5725 | 80 | 63 | 0 | 0 | 0 | 0 | 0 | 0 | 0 | 0 | 0 | 0 | 1357.4505 | 1519.5285 | 1731.7302 | 1903.4645 | 0 | 0 | 0 | 0 | -3.8872 | -4.2453 | -2.931 | -7.379 | -0.29175 | -2.3979 | -3.5888 | -7.6292 | 1649.0572 | 1614.9629 | 1560.6905 | 1410.1162 | 0.37558 | 0.37413 | 0.37546 | 0.16764 | 619.3478 | 604.2088 | 585.9789 | 236.3857 | 0.086647 | 0.10488 | 0.10582 | 0.10932 | 0.046537 | 0.044496 | 0.043815 | 0.044308 | 142.886 | 169.3708 | 165.1549 | 154.1505 | 76.7426 | 71.8598 | 68.3817 | 62.4789
9 | 4 | 16 | 3090.4804 | 3208.0521 | 3313.3234 | 3334.5402 | 80 | 63 | 0 | 0 | 0 | 0 | 0 | 0 | 0 | 0 | 0 | 0 | 1238.7104 | 1355.1351 | 1519.9361 | 1658.0041 | 0 | 0 | 0 | 0 | -2.8415 | -7.3635 | -6.7779 | 0.58192 | -2.9131 | 0.3282 | -1.5359 | -2.0737 | 1777.5245 | 1796.9523 | 1801.7011 | 1678.0279 | 0.38077 | 0.3675 | 0.37018 | 0.37865 | 676.8225 | 660.3756 | 666.9532 | 635.3896 | 0.086538 | 0.10451 | 0.10551 | 0.10874 | 0.046455 | 0.043656 | 0.043283 | 0.043258 | 153.8238 | 187.7955 | 190.0903 | 182.4658 | 82.5741 | 78.4479 | 77.9827 | 72.5883
9 | 4 | 17 | 2987.4373 | 3109.6858 | 3221.1222 | 3249.7691 | 80 | 63 | 0 | 0 | 0 | 0 | 0 | 0 | 0 | 0 | 0 | 0 | 1012.6421 | 1061.1898 | 1172.5097 | 1269.1096 | 0 | 0 | 0 | 0 | -3.486 | -8.7413 | -8.226 | -1.9787 | -3.595 | -0.60233 | -2.9933 | -1.4715 | 1901.8763 | 1994.8396 | 2059.8318 | 1984.1097 | 0.38859 | 0.37976 | 0.38475 | 0.37375 | 739.0507 | 757.5553 | 792.5213 | 741.5539 | 0.086791 | 0.10412 | 0.10576 | 0.10899 | 0.046653 | 0.043331 | 0.043873 | 0.04377 | 165.066 | 207.6969 | 217.8376 | 216.2419 | 88.7279 | 86.4393 | 90.37 | 86.8437
9 | 4 | 18 | 2858.8547 | 2983.6567 | 3099.191 | 3134.1942 | 80 | 63 | 0 | 0 | 0 | 0 | 0 | 0 | 0 | 0 | 0 | 0 | 723.4621 | 713.7468 | 763.5254 | 806.9891 | 0 | 0 | 0 | 0 | -1.8672 | -12.0351 | -1.2982 | 0 | -0.70701 | 1.7648 | -3.498 | -1.3537 | 2057.9668 | 2217.1801 | 2340.4617 | 2328.5588 | 0.39913 | 0.39052 | 0.39482 | 0.38967 | 821.3921 | 865.8642 | 924.0711 | 907.3765 | 0.087139 | 0.10517 | 0.10747 | 0.10982 | 0.046926 | 0.04467 | 0.045581 | 0.045131 | 179.3298 | 233.1807 | 251.5348 | 255.7281 | 96.5715 | 99.0407 | 106.6815 | 105.091
9 | 4 | 19 | 2790.5499 | 2918.4021 | 3037.9233 | 3077.7078 | 80 | 63 | 0 | 0 | 0 | 0 | 0 | 0 | 0 | 0 | 0 | 0 | 583.184 | 566.729 | 603.6057 | 646.3766 | 0 | 0 | 0 | 0 | 5.6706 | 25.4448 | 51.6896 | 74.1025 | 1.8944 | 3.8489 | 9.3719 | 37.8619 | 2119.8009 | 2259.3794 | 2373.2562 | 2319.3668 | 0.40014 | 0.39646 | 0.4013 | 0.39601 | 848.2087 | 895.7555 | 952.3873 | 918.4943 | 0.087102 | 0.10515 | 0.10756 | 0.10991 | 0.046904 | 0.044715 | 0.045602 | 0.045167 | 184.6397 | 237.5627 | 255.2643 | 254.9249 | 99.4277 | 101.0285 | 108.2244 | 104.7582
9 | 4 | 20 | 2749.9196 | 2880.7547 | 3003.6954 | 3046.8917 | 80 | 63 | 0 | 0 | 0 | 0 | 0 | 0 | 0 | 0 | 0 | 0 | 595.7519 | 574.1738 | 610.0551 | 659.3647 | 0 | 0 | 0 | 0 | -3.0188 | 6.7469 | 7.1888 | 64.9038 | 3.2798 | 3.4215 | 12.4558 | 30.7156 | 2073.9068 | 2233.4124 | 2373.9957 | 2291.9077 | 0.39652 | 0.39181 | 0.39756 | 0.39343 | 822.3469 | 875.0822 | 943.8016 | 901.7106 | 0.087025 | 0.10507 | 0.10745 | 0.10982 | 0.046854 | 0.044645 | 0.045566 | 0.045103 | 180.4818 | 234.6594 | 255.0779 | 251.6931 | 97.1702 | 99.7097 | 108.1725 | 103.372
9 | 4 | 21 | 2558.1551 | 2682.0746 | 2798.5595 | 2840.0762 | 80 | 63 | 0 | 0 | 0 | 0 | 0 | 0 | 0 | 0 | 0 | 0 | 612.7653 | 594.0443 | 626.5411 | 681.4022 | 0 | 0 | 0 | 0 | 0.72492 | 7.6159 | 12.5257 | 50.5792 | 4.1323 | 2.9288 | 4.3553 | 31.6941 | 1860.5326 | 2014.4856 | 2155.1374 | 2076.4007 | 0.39092 | 0.38892 | 0.39029 | 0.38929 | 727.3151 | 783.4727 | 841.1313 | 808.315 | 0.086886 | 0.10478 | 0.10673 | 0.1096 | 0.046799 | 0.044233 | 0.04511 | 0.044922 | 161.655 | 211.0772 | 230.0111 | 227.5641 | 87.0719 | 89.1064 | 97.2186 | 93.2759
9 | 4 | 22 | 2299.9167 | 2415.0004 | 2523.7918 | 2564.457 | 80 | 63 | 0 | 0 | 0 | 0 | 0 | 0 | 0 | 0 | 0 | 0 | 618.1449 | 599.5584 | 631.8575 | 687.6779 | 0 | 0 | 0 | 0 | 3.2926 | 13.5684 | 28.9064 | 76.9048 | 2.2583 | 5.088 | 5.3003 | 21.6353 | 1596.2209 | 1733.7855 | 1857.7276 | 1778.239 | 0.38531 | 0.3837 | 0.387 | 0.38422 | 615.0338 | 665.2527 | 718.9421 | 683.231 | 0.086414 | 0.10425 | 0.10608 | 0.10929 | 0.046462 | 0.043836 | 0.04449 | 0.044276 | 137.9363 | 180.7479 | 197.0633 | 194.3403 | 74.1643 | 76.0028 | 82.6501 | 78.7332
9 | 4 | 23 | 2039.1544 | 2141.624 | 2238.4396 | 2274.6332 | 80 | 63 | 0 | 0 | 0 | 0 | 0 | 0 | 0 | 0 | 0 | 0 | 601.8121 | 580.2996 | 611.4107 | 668.6316 | 0 | 0 | 0 | 0 | 9.8186 | 12.7545 | 29.5287 | 30.2799 | 4.7509 | 5.2256 | 8.1507 | 2.2545 | 1342.7729 | 1480.3444 | 1589.3495 | 1573.4672 | 0.37862 | 0.38317 | 0.38456 | 0.38119 | 508.4067 | 567.2301 | 611.1991 | 599.7954 | 0.086119 | 0.10384 | 0.10584 | 0.109 | 0.046274 | 0.043543 | 0.044131 | 0.04397 | 115.6377 | 153.7125 | 168.2202 | 171.501 | 62.1352 | 64.4587 | 70.1391 | 69.1857
9 | 4 | 24 | 1894.8096 | 1983.8603 | 2066.575 | 2093.7292 | 80 | 63 | 0 | 0 | 0 | 0 | 0 | 0 | 0 | 0 | 0 | 0 | 566.9897 | 539.6089 | 569.2704 | 627.5985 | 0 | 0 | 0 | 0 | 14.5803 | 41.0491 | 46.1828 | 11.082 | 4.8789 | 5.8429 | 14.5478 | 1.2937 | 1228.3607 | 1334.3595 | 1436.574 | 1453.755 | 0.37097 | 0.3792 | 0.38104 | 0.37743 | 455.6832 | 505.992 | 547.3973 | 548.6916 | 0.086241 | 0.10379 | 0.10559 | 0.10885 | 0.0462 | 0.043393 | 0.043821 | 0.043654 | 105.9346 | 138.4954 | 151.6822 | 158.2404 | 56.7498 | 57.9017 | 62.9526 | 63.4623
9 | 5 | 1 | 1788.2192 | 1864.8416 | 1934.1346 | 1951.8734 | 80 | 63 | 0 | 0 | 0 | 0 | 0 | 0 | 0 | 0 | 0 | 0 | 519.0643 | 487.2215 | 514.7867 | 572.2107 | 0 | 0 | 0 | 0 | -2.6879 | 58.3744 | 22.1022 | 13.5432 | 0 | 16.9339 | 10.1712 | 1.354 | 1191.8428 | 1239.3118 | 1387.0745 | 1364.7655 | 0.37067 | 0.37067 | 0.37608 | 0.37093 | 441.7852 | 459.3746 | 521.6524 | 506.2311 | 0.086259 | 0.10379 | 0.10553 | 0.1088 | 0.046172 | 0.043292 | 0.043731 | 0.04351 | 102.8069 | 128.6276 | 146.3727 | 148.4803 | 55.0293 | 53.6525 | 60.6577 | 59.3809
9 | 5 | 2 | 1718.4905 | 1783.9981 | 1841.3734 | 1850.5805 | 80 | 63 | 0 | 0 | 0 | 0 | 0 | 0 | 0 | 0 | 0 | 0 | 479.9782 | 447.5763 | 471.4169 | 528.9328 | 0 | 0 | 0 | 0 | -2.0734 | 55.5376 | 21.5478 | 0.97392 | -0.28152 | 2.4412 | 0 | 0 | 1160.8673 | 1215.443 | 1348.4087 | 1320.6737 | 0.36983 | 0.36895 | 0.37442 | 0.36801 | 429.3215 | 448.4337 | 504.867 | 486.0239 | 0.086377 | 0.10364 | 0.10534 | 0.10863 | 0.04618 | 0.042986 | 0.043509 | 0.043199 | 100.2723 | 125.9647 | 142.0438 | 143.4591 | 53.6084 | 52.2472 | 58.6682 | 57.0521
9 | 5 | 3 | 1677.0458 | 1733.7188 | 1781.5482 | 1783.6691 | 80 | 63 | 0 | 0 | 0 | 0 | 0 | 0 | 0 | 0 | 0 | 0 | 459.8677 | 431.2954 | 453.2233 | 508.0924 | 0 | 0 | 0 | 0 | -3.9259 | 36.653 | 19.8316 | -5.2343 | -1.1918 | 11.2565 | 2.7372 | 0 | 1142.2958 | 1191.5139 | 1305.7561 | 1280.8109 | 0.37068 | 0.36878 | 0.37239 | 0.3659 | 423.4223 | 439.4116 | 486.2516 | 468.6484 | 0.086318 | 0.10364 | 0.10532 | 0.10863 | 0.046163 | 0.043005 | 0.04349 | 0.043173 | 98.6011 | 123.4941 | 137.5241 | 139.14 | 52.7315 | 51.241 | 56.7867 | 55.2965
9 | 5 | 4 | 1696.1045 | 1746.3729 | 1786.7321 | 1782.0324 | 80 | 63 | 0 | 0 | 0 | 0 | 0 | 0 | 0 | 0 | 0 | 0 | 406.8947 | 378.3036 | 397.7197 | 448.3684 | 0 | 0 | 0 | 0 | -1.8907 | 6.4241 | 17.2789 | 0 | 0 | 2.1566 | 12.7991 | 2.3245 | 1211.1005 | 1296.4886 | 1358.9344 | 1331.3395 | 0.3692 | 0.37208 | 0.37262 | 0.36651 | 447.1435 | 482.3918 | 506.3628 | 487.9429 | 0.086193 | 0.10362 | 0.10531 | 0.10863 | 0.046124 | 0.043067 | 0.043562 | 0.043193 | 104.3882 | 134.3398 | 143.1157 | 144.6224 | 55.8609 | 55.8365 | 59.1986 | 57.5044
9 | 5 | 5 | 1794.0506 | 1839.9502 | 1874.3954 | 1862.4074 | 80 | 63 | 0 | 0 | 0 | 0 | 0 | 0 | 0 | 0 | 0 | 0 | 340.8393 | 317.7407 | 333.6182 | 375.8625 | 0 | 0 | 0 | 0 | -1.2433 | 40.7123 | 7.107 | -26.4375 | 1.4563 | 4.6432 | 9.4288 | 9.4746 | 1372.9982 | 1413.8539 | 1524.2415 | 1503.5078 | 0.36849 | 0.37169 | 0.3739 | 0.36618 | 505.9354 | 525.5084 | 569.9101 | 550.5472 | 0.086065 | 0.1036 | 0.10532 | 0.10862 | 0.046124 | 0.043219 | 0.043708 | 0.043342 | 118.1664 | 146.4734 | 160.527 | 163.3153 | 63.3284 | 61.1053 | 66.6216 | 65.1653
9 | 5 | 6 | 1958.0727 | 2005.5584 | 2040.482 | 2025.4789 | 80 | 63 | 0 | 0 | 0 | 0 | 0 | 0 | 0 | 0 | 0 | 0 | 342.7466 | 323.3999 | 334.6128 | 372.6138 | 0 | 0 | 0 | 0 | -0.88368 | 7.6805 | 38.0889 | -28.8 | 7.8999 | 9.5384 | 7.4423 | 14.5738 | 1528.3099 | 1601.9397 | 1660.3381 | 1667.0913 | 0.37162 | 0.37651 | 0.37574 | 0.37098 | 567.9507 | 603.1475 | 623.8507 | 618.4577 | 0.086229 | 0.10361 | 0.10528 | 0.10864 | 0.046252 | 0.043435 | 0.043955 | 0.043469 | 131.7844 | 165.9721 | 174.8055 | 181.1096 | 70.6875 | 69.5799 | 72.9807 | 72.4674
9 | 5 | 7 | 2083.3979 | 2131.277 | 2166.3259 | 2149.6428 | 80 | 63 | 0 | 0 | 0 | 0 | 0 | 0 | 0 | 0 | 0 | 0 | 854.8386 | 850.464 | 859.0689 | 897.5995 | 0 | 0 | 0 | 0 | -5.2106 | -22.3216 | -18.4411 | -3.8599 | -1.1761 | -0.61739 | -5.5478 | -5.4702 | 1154.946 | 1240.752 | 1331.2459 | 1261.3733 | 0.37194 | 0.38123 | 0.37528 | 0.36663 | 429.5672 | 473.0143 | 499.5949 | 462.4515 | 0.086679 | 0.10387 | 0.1053 | 0.10876 | 0.046651 | 0.043023 | 0.042913 | 0.042979 | 100.11 | 128.8733 | 140.1854 | 137.1821 | 53.8792 | 53.3803 | 57.1284 | 54.2123
9 | 5 | 8 | 2218.4983 | 2272.2757 | 2314.4366 | 2302.8142 | 80 | 63 | 0 | 0 | 0 | 0 | 0 | 0 | 0 | 0 | 0 | 0 | 1242.2314 | 1313.3281 | 1380.3329 | 1470.665 | 0 | 0 | 0 | 0 | -3.0387 | -48.4672 | -35.5834 | -3.9518 | -5.435 | -5.4835 | -5.6518 | -7.423 | 904.7406 | 949.8983 | 975.3389 | 843.5241 | 0.36962 | 0.37552 | 0.37235 | 0.38036 | 334.4143 | 356.7085 | 363.1653 | 320.8463 | 0.087929 | 0.10498 | 0.10641 | 0.11048 | 0.047816 | 0.045806 | 0.04479 | 0.047676 | 79.5531 | 99.7188 | 103.7834 | 93.1917 | 43.2611 | 43.5106 | 43.685 | 40.2159
9 | 5 | 9 | 2366.9761 | 2430.4866 | 2483.913 | 2480.5014 | 80 | 63 | 0 | 0 | 0 | 0 | 0 | 0 | 0 | 0 | 0 | 0 | 1559.9107 | 1706.5422 | 1843.1547 | 1990.9521 | 0 | 0 | 0 | 0 | -4.2214 | -73.4622 | -58.3556 | -43.5997 | -5.0616 | -12.2845 | -11.0482 | -20.8813 | 736.3484 | 746.6911 | 710.1621 | 554.0303 | 0.37229 | 0.38397 | 0.38397 | 0.17588 | 274.1359 | 286.7105 | 272.6843 | 97.4402 | 0.088743 | 0.10545 | 0.10698 | 0.1107 | 0.048969 | 0.046451 | 0.046789 | 0.050406 | 65.3459 | 78.7396 | 75.9753 | 61.3334 | 36.0581 | 34.6849 | 33.2281 | 27.9262
9 | 5 | 10 | 2486.3074 | 2555.8539 | 2614.8011 | 2613.1616 | 80 | 63 | 0 | 0 | 0 | 0 | 0 | 0 | 0 | 0 | 0 | 0 | 1786.2998 | 1990.0345 | 2177.5774 | 2365.2882 | 0 | 0 | 0 | 0 | -2.6278 | -97.7669 | -94.1474 | -87.5427 | -7.4005 | -26.8454 | -24.718 | -39.2607 | 630.0359 | 627.4316 | 556.0891 | 374.6767 | 0.37171 | 0.38397 | 0.38397 | 0.17588 | 234.1922 | 240.9178 | 213.5241 | 65.8964 | 0.088964 | 0.10546 | 0.10707 | 0.11064 | 0.049385 | 0.0466 | 0.047417 | 0.050709 | 56.0504 | 66.1678 | 59.5395 | 41.4546 | 31.1142 | 29.2382 | 26.3679 | 18.9995
9 | 5 | 11 | 2589.185 | 2663.7452 | 2726.2179 | 2723.8215 | 80 | 63 | 0 | 0 | 0 | 0 | 0 | 0 | 0 | 0 | 0 | 0 | 1850.6498 | 2086.7417 | 2305.9485 | 2516.1492 | 0 | 0 | 0 | 0 | -1.6874 | -61.9535 | -73.6715 | -86.4 | -5.8167 | -22.3128 | -23.9156 | -37.2219 | 666.0394 | 598.2698 | 517.8565 | 331.2942 | 0.37104 | 0.38397 | 0.38397 | 0.17588 | 247.1264 | 229.7204 | 198.8438 | 58.2664 | 0.089005 | 0.10534 | 0.10704 | 0.11062 | 0.049395 | 0.04648 | 0.047408 | 0.050616 | 59.2807 | 63.0188 | 55.4323 | 36.6485 | 32.8991 | 27.8078 | 24.5507 | 16.7687
9 | 5 | 12 | 2647.8255 | 2725.7893 | 2790.6964 | 2787.9922 | 80 | 63 | 0 | 0 | 0 | 0 | 0 | 0 | 0 | 0 | 0 | 0 | 1882.3736 | 2132.6613 | 2366.1289 | 2589.4905 | 0 | 0 | 0 | 0 | -1.6344 | -43.5738 | -50.0507 | -80.0606 | -2.1677 | -22.1274 | -23.8597 | -24.4828 | 689.254 | 595.8292 | 498.4779 | 303.0451 | 0.37287 | 0.38397 | 0.38397 | 0.17588 | 257.0003 | 228.7832 | 191.4029 | 53.2981 | 0.089101 | 0.10536 | 0.10693 | 0.11064 | 0.050768 | 0.046215 | 0.0471 | 0.050445 | 61.4133 | 62.7755 | 53.3002 | 33.5282 | 34.9918 | 27.5361 | 23.4781 | 15.287
9 | 5 | 13 | 2731.0461 | 2815.2191 | 2886.022 | 2886.0173 | 80 | 63 | 0 | 0 | 0 | 0 | 0 | 0 | 0 | 0 | 0 | 0 | 1903.3314 | 2152.3046 | 2380.828 | 2606.2464 | 0 | 0 | 0 | 0 | -3.5146 | -41.0381 | -46.8255 | -74.6685 | -2.6676 | -4.4937 | -11.5148 | -25.2206 | 753.8969 | 645.4463 | 563.5343 | 379.6599 | 0.37446 | 0.38065 | 0.38397 | 0.16813 | 282.3014 | 245.692 | 216.3829 | 63.8323 | 0.087862 | 0.10516 | 0.10669 | 0.11042 | 0.047982 | 0.04558 | 0.046007 | 0.049124 | 66.2386 | 67.8751 | 60.1263 | 41.9236 | 36.1738 | 29.4193 | 25.9266 | 18.6504
9 | 5 | 14 | 2793.8335 | 2883.107 | 2959.1977 | 2962.3919 | 80 | 63 | 0 | 0 | 0 | 0 | 0 | 0 | 0 | 0 | 0 | 0 | 1935.4303 | 2179.0626 | 2404.5028 | 2631.8015 | 0 | 0 | 0 | 0 | -2.7561 | -17.6256 | -39.2656 | -14.3077 | -3.4763 | -2.5165 | -8 | -23.9669 | 784.6356 | 661.1865 | 601.9604 | 368.865 | 0.37539 | 0.37471 | 0.37695 | 0.16849 | 294.541 | 247.7554 | 226.9067 | 62.1504 | 0.087336 | 0.10504 | 0.10642 | 0.11027 | 0.047207 | 0.046008 | 0.04497 | 0.047187 | 68.527 | 69.4508 | 64.0586 | 40.6734 | 37.0402 | 30.4198 | 27.0699 | 17.4056
9 | 5 | 15 | 2837.3846 | 2931.5539 | 3012.6594 | 3018.9864 | 80 | 63 | 0 | 0 | 0 | 0 | 0 | 0 | 0 | 0 | 0 | 0 | 1914.1755 | 2134.6811 | 2338.8666 | 2549.0862 | 0 | 0 | 0 | 0 | -3.8872 | -4.2453 | -2.931 | -7.379 | -0.29175 | -2.3979 | -3.5888 | -7.6292 | 847.3881 | 740.5159 | 680.3126 | 484.9085 | 0.37558 | 0.37413 | 0.37546 | 0.16764 | 318.2594 | 277.0505 | 255.4311 | 81.2879 | 0.086647 | 0.10488 | 0.10582 | 0.10932 | 0.046537 | 0.044496 | 0.043815 | 0.044308 | 73.4237 | 77.6623 | 71.9918 | 53.009 | 39.4351 | 32.9502 | 29.8079 | 21.4851
9 | 5 | 16 | 2842.6677 | 2945.7211 | 3036.8819 | 3051.6798 | 80 | 63 | 0 | 0 | 0 | 0 | 0 | 0 | 0 | 0 | 0 | 0 | 1737.742 | 1913.6096 | 2077.5272 | 2254.9365 | 0 | 0 | 0 | 0 | -2.8415 | -7.3635 | -6.7779 | 0.58192 | -2.9131 | 0.3282 | -1.5359 | -2.0737 | 1030.6803 | 976.1468 | 967.6686 | 798.2351 | 0.38077 | 0.3675 | 0.37018 | 0.37865 | 392.449 | 358.7316 | 358.2112 | 302.2538 | 0.086538 | 0.10451 | 0.10551 | 0.10874 | 0.046455 | 0.043656 | 0.043283 | 0.043258 | 89.1933 | 102.0149 | 102.0949 | 86.7987 | 47.8798 | 42.6148 | 41.8834 | 34.5301
9 | 5 | 17 | 2773.2774 | 2882.9791 | 2982.2213 | 3005.3209 | 80 | 63 | 0 | 0 | 0 | 0 | 0 | 0 | 0 | 0 | 0 | 0 | 1363.974 | 1462.9618 | 1562.9652 | 1688.8198 | 0 | 0 | 0 | 0 | -3.486 | -8.7413 | -8.226 | -1.9787 | -3.595 | -0.60233 | -2.9933 | -1.4715 | 1336.3844 | 1366.3609 | 1430.4754 | 1319.9513 | 0.38859 | 0.37976 | 0.38475 | 0.37375 | 519.306 | 518.8858 | 550.3761 | 493.3271 | 0.086791 | 0.10412 | 0.10576 | 0.10899 | 0.046653 | 0.043331 | 0.043873 | 0.04377 | 115.9863 | 142.2615 | 151.28 | 143.8573 | 62.3461 | 59.2064 | 62.7586 | 57.7737
9 | 5 | 18 | 2636.1591 | 2747.9144 | 2850.7683 | 2880.0032 | 80 | 63 | 0 | 0 | 0 | 0 | 0 | 0 | 0 | 0 | 0 | 0 | 906.698 | 922.5074 | 948.0861 | 1014.5576 | 0 | 0 | 0 | 0 | -1.8672 | -12.0351 | -1.2982 | 0 | -0.70701 | 1.7648 | -3.498 | -1.3537 | 1652.0353 | 1772.6772 | 1907.4783 | 1866.7993 | 0.39913 | 0.39052 | 0.39482 | 0.38967 | 659.3735 | 692.2748 | 753.1187 | 727.4413 | 0.087139 | 0.10517 | 0.10747 | 0.10982 | 0.046926 | 0.04467 | 0.045581 | 0.045131 | 143.9572 | 186.4323 | 205.0011 | 205.0165 | 77.5229 | 79.1849 | 86.9455 | 84.2512
9 | 5 | 19 | 2606.1947 | 2723.2463 | 2832.2703 | 2867.2795 | 80 | 63 | 0 | 0 | 0 | 0 | 0 | 0 | 0 | 0 | 0 | 0 | 478.0287 | 474.9527 | 488.8841 | 539.9048 | 0 | 0 | 0 | 0 | 5.6706 | 25.4448 | 51.6896 | 74.1025 | 1.8944 | 3.8489 | 9.3719 | 37.8619 | 2040.601 | 2155.9999 | 2282.3247 | 2215.4103 | 0.40014 | 0.39646 | 0.4013 | 0.39601 | 816.5179 | 854.7696 | 915.8965 | 877.3264 | 0.087102 | 0.10515 | 0.10756 | 0.10991 | 0.046904 | 0.044715 | 0.045602 | 0.045167 | 177.7412 | 226.6928 | 245.4839 | 243.4989 | 95.7129 | 96.4059 | 104.0777 | 100.0628
9 | 5 | 20 | 2612.7901 | 2735.5913 | 2850.7238 | 2890.3682 | 80 | 63 | 0 | 0 | 0 | 0 | 0 | 0 | 0 | 0 | 0 | 0 | 464.9659 | 468.1143 | 479.3421 | 528.2372 | 0 | 0 | 0 | 0 | -3.0188 | 6.7469 | 7.1888 | 64.9038 | 3.2798 | 3.4215 | 12.4558 | 30.7156 | 2067.5632 | 2194.3086 | 2351.7372 | 2266.5118 | 0.39652 | 0.39181 | 0.39756 | 0.39343 | 819.8315 | 859.7608 | 934.9525 | 891.7191 | 0.087025 | 0.10507 | 0.10745 | 0.10982 | 0.046854 | 0.044645 | 0.045566 | 0.045103 | 179.9297 | 230.5508 | 252.6863 | 248.9042 | 96.873 | 97.9639 | 107.1582 | 102.2266
9 | 5 | 21 | 2431.3103 | 2547.7985 | 2657.0609 | 2695.292 | 80 | 63 | 0 | 0 | 0 | 0 | 0 | 0 | 0 | 0 | 0 | 0 | 453.5256 | 461.4844 | 467.545 | 519.2312 | 0 | 0 | 0 | 0 | 0.72492 | 7.6159 | 12.5257 | 50.5792 | 4.1323 | 2.9288 | 4.3553 | 31.6941 | 1892.9274 | 2012.7694 | 2172.6349 | 2093.7875 | 0.39092 | 0.38892 | 0.39029 | 0.38929 | 739.9788 | 782.8053 | 847.9604 | 815.0835 | 0.086886 | 0.10478 | 0.10673 | 0.1096 | 0.046799 | 0.044233 | 0.04511 | 0.044922 | 164.4696 | 210.8974 | 231.8785 | 229.4696 | 88.588 | 89.0305 | 98.0079 | 94.057
9 | 5 | 22 | 2191.7523 | 2300.4991 | 2403.1316 | 2440.9951 | 80 | 63 | 0 | 0 | 0 | 0 | 0 | 0 | 0 | 0 | 0 | 0 | 367.771 | 368.0845 | 370.0494 | 420.2687 | 0 | 0 | 0 | 0 | 3.2926 | 13.5684 | 28.9064 | 76.9048 | 2.2583 | 5.088 | 5.3003 | 21.6353 | 1738.4303 | 1850.7581 | 1998.8755 | 1922.1862 | 0.38531 | 0.3837 | 0.387 | 0.38422 | 669.8279 | 710.1351 | 773.5665 | 738.5381 | 0.086414 | 0.10425 | 0.10608 | 0.10929 | 0.046462 | 0.043836 | 0.04449 | 0.044276 | 150.2252 | 192.9424 | 212.0359 | 210.072 | 80.7717 | 81.1304 | 88.9298 | 85.1066
9 | 5 | 23 | 1972.1989 | 2070.7458 | 2163.7489 | 2198.2082 | 80 | 63 | 0 | 0 | 0 | 0 | 0 | 0 | 0 | 0 | 0 | 0 | 268.8428 | 264.8283 | 262.9675 | 306.9093 | 0 | 0 | 0 | 0 | 9.8186 | 12.7545 | 29.5287 | 30.2799 | 4.7509 | 5.2256 | 8.1507 | 2.2545 | 1608.7866 | 1724.9374 | 1863.102 | 1858.7644 | 0.37862 | 0.38317 | 0.38456 | 0.38119 | 609.126 | 660.9519 | 716.4731 | 708.5489 | 0.086119 | 0.10384 | 0.10584 | 0.109 | 0.046274 | 0.043543 | 0.044131 | 0.04397 | 138.5464 | 179.11 | 197.1947 | 202.5971 | 74.4447 | 75.109 | 82.2199 | 81.7302
9 | 5 | 24 | 1811.6923 | 1895.8736 | 1973.8556 | 1998.8568 | 80 | 63 | 0 | 0 | 0 | 0 | 0 | 0 | 0 | 0 | 0 | 0 | 257.5729 | 266.3134 | 262.6807 | 299.0755 | 0 | 0 | 0 | 0 | 14.5803 | 41.0491 | 46.1828 | 11.082 | 4.8789 | 5.8429 | 14.5478 | 1.2937 | 1454.6602 | 1519.6683 | 1650.4442 | 1687.4056 | 0.37097 | 0.3792 | 0.38104 | 0.37743 | 539.6332 | 576.2615 | 628.8911 | 636.8784 | 0.086241 | 0.10379 | 0.10559 | 0.10885 | 0.0462 | 0.043393 | 0.043821 | 0.043654 | 125.4509 | 157.7289 | 174.2639 | 183.6731 | 67.2047 | 65.9428 | 72.3247 | 73.6621
9 | 6 | 1 | 1713.4976 | 1785.7424 | 1850.7807 | 1866.5841 | 80 | 63 | 0 | 0 | 0 | 0 | 0 | 0 | 0 | 0 | 0 | 0 | 251.5376 | 265.582 | 261.4264 | 294.0356 | 0 | 0 | 0 | 0 | -2.6879 | 58.3744 | 22.1022 | 13.5432 | 0 | 16.9339 | 10.1712 | 1.354 | 1384.6479 | 1381.852 | 1557.0809 | 1557.6514 | 0.37067 | 0.37067 | 0.37608 | 0.37093 | 513.253 | 512.2098 | 585.5886 | 577.7781 | 0.086259 | 0.10379 | 0.10553 | 0.1088 | 0.046172 | 0.043292 | 0.043731 | 0.04351 | 119.438 | 143.4218 | 164.3128 | 169.4654 | 63.9314 | 59.8234 | 68.0921 | 67.7734
9 | 6 | 2 | 1651.8148 | 1713.4161 | 1766.9949 | 1774.4749 | 80 | 63 | 0 | 0 | 0 | 0 | 0 | 0 | 0 | 0 | 0 | 0 | 233.402 | 247.7384 | 244.3043 | 272.8506 | 0 | 0 | 0 | 0 | -2.0734 | 55.5376 | 21.5478 | 0.97392 | -0.28152 | 2.4412 | 0 | 0 | 1340.7678 | 1344.6989 | 1501.1428 | 1500.6503 | 0.36983 | 0.36895 | 0.37442 | 0.36801 | 495.8538 | 496.1222 | 562.0532 | 552.2575 | 0.086377 | 0.10364 | 0.10534 | 0.10863 | 0.04618 | 0.042986 | 0.043509 | 0.043199 | 115.8116 | 139.3604 | 158.1331 | 163.0092 | 61.9162 | 57.8034 | 65.3135 | 64.8269
9 | 6 | 3 | 1620.7947 | 1674.1722 | 1718.7987 | 1719.4625 | 80 | 63 | 0 | 0 | 0 | 0 | 0 | 0 | 0 | 0 | 0 | 0 | 233.1369 | 249.2991 | 246.2307 | 273.0152 | 0 | 0 | 0 | 0 | -3.9259 | 36.653 | 19.8316 | -5.2343 | -1.1918 | 11.2565 | 2.7372 | 0 | 1312.7755 | 1313.9636 | 1449.9992 | 1451.6816 | 0.37068 | 0.36878 | 0.37239 | 0.3659 | 486.6152 | 484.5691 | 539.9664 | 531.1699 | 0.086318 | 0.10364 | 0.10532 | 0.10863 | 0.046163 | 0.043005 | 0.04349 | 0.043173 | 113.3166 | 136.1854 | 152.716 | 157.7024 | 60.6013 | 56.507 | 63.0598 | 62.6735
9 | 6 | 4 | 1641.6025 | 1688.6779 | 1725.9337 | 1719.8223 | 80 | 63 | 0 | 0 | 0 | 0 | 0 | 0 | 0 | 0 | 0 | 0 | 230.6334 | 247.59 | 244.7791 | 270.3223 | 0 | 0 | 0 | 0 | -1.8907 | 6.4241 | 17.2789 | 0 | 0 | 2.1566 | 12.7991 | 2.3245 | 1332.8598 | 1369.5072 | 1451.0765 | 1447.1755 | 0.3692 | 0.37208 | 0.37262 | 0.36651 | 492.0975 | 509.5602 | 540.6966 | 530.3973 | 0.086193 | 0.10362 | 0.10531 | 0.10863 | 0.046124 | 0.043067 | 0.043562 | 0.043193 | 114.883 | 141.9059 | 152.8197 | 157.2056 | 61.477 | 58.9812 | 63.2125 | 62.5077
9 | 6 | 5 | 1750.6029 | 1793.9571 | 1825.9284 | 1812.815 | 80 | 63 | 0 | 0 | 0 | 0 | 0 | 0 | 0 | 0 | 0 | 0 | 212.7848 | 226.0647 | 223.2848 | 248.6788 | 0 | 0 | 0 | 0 | -1.2433 | 40.7123 | 7.107 | -26.4375 | 1.4563 | 4.6432 | 9.4288 | 9.4746 | 1457.605 | 1459.5368 | 1586.1078 | 1581.0991 | 0.36849 | 0.37169 | 0.3739 | 0.36618 | 537.1122 | 542.488 | 593.0418 | 578.9592 | 0.086065 | 0.1036 | 0.10532 | 0.10862 | 0.046124 | 0.043219 | 0.043708 | 0.043342 | 125.4481 | 151.2061 | 167.0426 | 171.7435 | 67.2308 | 63.0796 | 69.3257 | 68.5282
9 | 6 | 6 | 1930.0171 | 1975.8591 | 2009.1853 | 1993.4554 | 80 | 63 | 0 | 0 | 0 | 0 | 0 | 0 | 0 | 0 | 0 | 0 | 236.1002 | 243.4383 | 240.7562 | 265.736 | 0 | 0 | 0 | 0 | -0.88368 | 7.6805 | 38.0889 | -28.8 | 7.8999 | 9.5384 | 7.4423 | 14.5738 | 1606.9007 | 1652.202 | 1722.8979 | 1741.9457 | 0.37162 | 0.37651 | 0.37574 | 0.37098 | 597.1566 | 622.0718 | 647.3567 | 646.2272 | 0.086229 | 0.10361 | 0.10528 | 0.10864 | 0.046252 | 0.043435 | 0.043955 | 0.043469 | 138.5612 | 171.1796 | 181.392 | 189.2416 | 74.3225 | 71.763 | 75.7305 | 75.7213
9 | 6 | 7 | 2063.1084 | 2109.7987 | 2143.6923 | 2126.4837 | 80 | 63 | 0 | 0 | 0 | 0 | 0 | 0 | 0 | 0 | 0 | 0 | 738.4203 | 744.5058 | 748.0797 | 777.1659 | 0 | 0 | 0 | 0 | -5.2106 | -22.3216 | -18.4411 | -3.8599 | -1.1761 | -0.61739 | -5.5478 | -5.4702 | 1251.0748 | 1325.232 | 1419.6016 | 1358.6479 | 0.37194 | 0.38123 | 0.37528 | 0.36663 | 465.321 | 505.2208 | 532.7533 | 498.1148 | 0.086679 | 0.10387 | 0.1053 | 0.10876 | 0.046651 | 0.043023 | 0.042913 | 0.042979 | 108.4424 | 137.6479 | 149.4896 | 147.7613 | 58.3637 | 57.0149 | 60.92 | 58.393
9 | 6 | 8 | 2173.8612 | 2225.0235 | 2264.6428 | 2251.8642 | 80 | 63 | 0 | 0 | 0 | 0 | 0 | 0 | 0 | 0 | 0 | 0 | 1174.8805 | 1243.1795 | 1313.2834 | 1396.6438 | 0 | 0 | 0 | 0 | -3.0387 | -48.4672 | -35.5834 | -3.9518 | -5.435 | -5.4835 | -5.6518 | -7.423 | 927.4545 | 972.7947 | 992.5946 | 866.5952 | 0.36962 | 0.37552 | 0.37235 | 0.38036 | 342.8099 | 365.3066 | 369.5904 | 329.6217 | 0.087929 | 0.10498 | 0.10641 | 0.11048 | 0.047816 | 0.045806 | 0.04479 | 0.047676 | 81.5503 | 102.1225 | 105.6195 | 95.7406 | 44.3471 | 44.5594 | 44.4578 | 41.3159
9 | 6 | 9 | 2291.7648 | 2350.869 | 2400.0128 | 2394.653 | 80 | 63 | 0 | 0 | 0 | 0 | 0 | 0 | 0 | 0 | 0 | 0 | 1443.4975 | 1577.5345 | 1714.0852 | 1851.1672 | 0 | 0 | 0 | 0 | -4.2214 | -73.4622 | -58.3556 | -43.5997 | -5.0616 | -12.2845 | -11.0482 | -20.8813 | 777.5503 | 796.0812 | 755.3313 | 607.9669 | 0.37229 | 0.38397 | 0.38397 | 0.17588 | 289.4749 | 305.675 | 290.0282 | 106.9263 | 0.088743 | 0.10545 | 0.10698 | 0.1107 | 0.048969 | 0.046451 | 0.046789 | 0.050406 | 69.0023 | 83.9478 | 80.8077 | 67.3044 | 38.0757 | 36.9791 | 35.3415 | 30.6449
9 | 6 | 10 | 2402.5604 | 2467.2005 | 2521.3791 | 2517.5704 | 80 | 63 | 0 | 0 | 0 | 0 | 0 | 0 | 0 | 0 | 0 | 0 | 1632.9248 | 1820.4827 | 2008.6847 | 2185.3468 | 0 | 0 | 0 | 0 | -2.6278 | -97.7669 | -94.1474 | -87.5427 | -7.4005 | -26.8454 | -24.718 | -39.2607 | 699.664 | 708.3302 | 631.5599 | 459.027 | 0.37171 | 0.38397 | 0.38397 | 0.17588 | 260.0738 | 271.9808 | 242.503 | 80.7315 | 0.088964 | 0.10546 | 0.10707 | 0.11064 | 0.049385 | 0.0466 | 0.047417 | 0.050709 | 62.2448 | 74.6992 | 67.62 | 50.7872 | 34.5527 | 33.0081 | 29.9465 | 23.2768
9 | 6 | 11 | 2489.7661 | 2558.5017 | 2615.3135 | 2610.3419 | 80 | 63 | 0 | 0 | 0 | 0 | 0 | 0 | 0 | 0 | 0 | 0 | 1736.3349 | 1954.838 | 2173.1466 | 2371.3965 | 0 | 0 | 0 | 0 | -1.6874 | -61.9535 | -73.6715 | -86.4 | -5.8167 | -22.3128 | -23.9156 | -37.2219 | 680.9353 | 624.93 | 539.754 | 362.5673 | 0.37104 | 0.38397 | 0.38397 | 0.17588 | 252.6534 | 239.9573 | 207.2519 | 63.7666 | 0.089005 | 0.10534 | 0.10704 | 0.11062 | 0.049395 | 0.04648 | 0.047408 | 0.050616 | 60.6065 | 65.827 | 57.7762 | 40.108 | 33.6349 | 29.047 | 25.5888 | 18.3516
9 | 6 | 12 | 2541.0603 | 2612.7693 | 2671.5971 | 2666.1275 | 80 | 63 | 0 | 0 | 0 | 0 | 0 | 0 | 0 | 0 | 0 | 0 | 1774.0821 | 2011.4698 | 2243.5209 | 2454.9345 | 0 | 0 | 0 | 0 | -1.6344 | -43.5738 | -50.0507 | -80.0606 | -2.1677 | -22.1274 | -23.8597 | -24.4828 | 690.7803 | 604.0006 | 501.9866 | 315.7364 | 0.37287 | 0.38397 | 0.38397 | 0.17588 | 257.5695 | 231.9209 | 192.7502 | 55.5302 | 0.089101 | 0.10536 | 0.10693 | 0.11064 | 0.050768 | 0.046215 | 0.0471 | 0.050445 | 61.5493 | 63.6364 | 53.6753 | 34.9323 | 35.0693 | 27.9137 | 23.6434 | 15.9272
9 | 6 | 13 | 2623.2315 | 2701.0881 | 2765.752 | 2762.9546 | 80 | 63 | 0 | 0 | 0 | 0 | 0 | 0 | 0 | 0 | 0 | 0 | 1845.8767 | 2096.8931 | 2329.5789 | 2547.7519 | 0 | 0 | 0 | 0 | -3.5146 | -41.0381 | -46.8255 | -74.6685 | -2.6676 | -4.4937 | -11.5148 | -25.2206 | 703.5371 | 586.7268 | 494.5134 | 315.0918 | 0.37446 | 0.38065 | 0.38397 | 0.16813 | 263.4438 | 223.3402 | 189.8807 | 52.9765 | 0.087862 | 0.10516 | 0.10669 | 0.11042 | 0.047982 | 0.04558 | 0.046007 | 0.049124 | 61.8139 | 61.7002 | 52.7621 | 34.7937 | 33.7574 | 26.7428 | 22.7511 | 15.4786
9 | 6 | 14 | 2693.9948 | 2777.4192 | 2847.825 | 2848.4332 | 80 | 63 | 0 | 0 | 0 | 0 | 0 | 0 | 0 | 0 | 0 | 0 | 1846.1449 | 2088.9473 | 2310.8889 | 2532.0446 | 0 | 0 | 0 | 0 | -2.7561 | -17.6256 | -39.2656 | -14.3077 | -3.4763 | -2.5165 | -8 | -23.9669 | 774.0824 | 645.614 | 584.2017 | 354.6632 | 0.37539 | 0.37471 | 0.37695 | 0.16849 | 290.5795 | 241.9202 | 220.2126 | 59.7576 | 0.087336 | 0.10504 | 0.10642 | 0.11027 | 0.047207 | 0.046008 | 0.04497 | 0.047187 | 67.6053 | 67.815 | 62.1688 | 39.1074 | 36.5421 | 29.7033 | 26.2713 | 16.7354
9 | 6 | 15 | 2727.3312 | 2815.0529 | 2889.8919 | 2893.3683 | 80 | 63 | 0 | 0 | 0 | 0 | 0 | 0 | 0 | 0 | 0 | 0 | 1826.5495 | 2040.8215 | 2240.8297 | 2447.8286 | 0 | 0 | 0 | 0 | -3.8872 | -4.2453 | -2.931 | -7.379 | -0.29175 | -2.3979 | -3.5888 | -7.6292 | 824.9607 | 717.8746 | 655.582 | 460.548 | 0.37558 | 0.37413 | 0.37546 | 0.16764 | 309.8362 | 268.5796 | 246.1457 | 77.2042 | 0.086647 | 0.10488 | 0.10582 | 0.10932 | 0.046537 | 0.044496 | 0.043815 | 0.044308 | 71.4804 | 75.2878 | 69.3748 | 50.346 | 38.3914 | 31.9427 | 28.7244 | 20.4058
9 | 6 | 16 | 2730.5853 | 2827.0723 | 2911.8511 | 2923.7458 | 80 | 63 | 0 | 0 | 0 | 0 | 0 | 0 | 0 | 0 | 0 | 0 | 1660.003 | 1820.1065 | 1984.8435 | 2158.4758 | 0 | 0 | 0 | 0 | -2.8415 | -7.3635 | -6.7779 | 0.58192 | -2.9131 | 0.3282 | -1.5359 | -2.0737 | 996.337 | 951.0011 | 935.3214 | 766.7618 | 0.38077 | 0.3675 | 0.37018 | 0.37865 | 379.3721 | 349.4906 | 346.237 | 290.3363 | 0.086538 | 0.10451 | 0.10551 | 0.10874 | 0.046455 | 0.043656 | 0.043283 | 0.043258 | 86.2212 | 99.387 | 98.682 | 83.3763 | 46.2844 | 41.517 | 40.4834 | 33.1687
9 | 6 | 17 | 2652.3795 | 2754.9983 | 2847.3566 | 2867.3246 | 80 | 63 | 0 | 0 | 0 | 0 | 0 | 0 | 0 | 0 | 0 | 0 | 1321.1287 | 1406.0423 | 1510.4155 | 1628.9275 | 0 | 0 | 0 | 0 | -3.486 | -8.7413 | -8.226 | -1.9787 | -3.595 | -0.60233 | -2.9933 | -1.4715 | 1258.3319 | 1295.2997 | 1348.1604 | 1241.8474 | 0.38859 | 0.37976 | 0.38475 | 0.37375 | 488.9756 | 491.8998 | 518.7054 | 464.136 | 0.086791 | 0.10412 | 0.10576 | 0.10899 | 0.046653 | 0.043331 | 0.043873 | 0.04377 | 109.2121 | 134.8628 | 142.5747 | 135.345 | 58.7048 | 56.1272 | 59.1472 | 54.3552
9 | 6 | 18 | 2539.3289 | 2645.4113 | 2742.7517 | 2769.4785 | 80 | 63 | 0 | 0 | 0 | 0 | 0 | 0 | 0 | 0 | 0 | 0 | 869.5238 | 882.8695 | 909.7398 | 966.6277 | 0 | 0 | 0 | 0 | -1.8672 | -12.0351 | -1.2982 | 0 | -0.70701 | 1.7648 | -3.498 | -1.3537 | 1592.3793 | 1709.812 | 1837.808 | 1804.2044 | 0.39913 | 0.39052 | 0.39482 | 0.38967 | 635.5632 | 667.7243 | 725.6112 | 703.0498 | 0.087139 | 0.10517 | 0.10747 | 0.10982 | 0.046926 | 0.04467 | 0.045581 | 0.045131 | 138.7588 | 179.8208 | 197.5135 | 198.1422 | 74.7235 | 76.3767 | 83.7699 | 81.4262
9 | 6 | 19 | 2544.3464 | 2657.7746 | 2763.277 | 2796.6842 | 80 | 63 | 0 | 0 | 0 | 0 | 0 | 0 | 0 | 0 | 0 | 0 | 439.9145 | 442.9786 | 451.2157 | 500.9762 | 0 | 0 | 0 | 0 | 5.6706 | 25.4448 | 51.6896 | 74.1025 | 1.8944 | 3.8489 | 9.3719 | 37.8619 | 2016.8669 | 2122.5024 | 2250.9998 | 2183.7436 | 0.40014 | 0.39646 | 0.4013 | 0.39601 | 807.0211 | 841.4891 | 903.3258 | 864.7861 | 0.087102 | 0.10515 | 0.10756 | 0.10991 | 0.046904 | 0.044715 | 0.045602 | 0.045167 | 175.6739 | 223.1707 | 242.1146 | 240.0184 | 94.5997 | 94.908 | 102.6493 | 98.6325
9 | 6 | 20 | 2527.5039 | 2645.3086 | 2755.5849 | 2793.0202 | 80 | 63 | 0 | 0 | 0 | 0 | 0 | 0 | 0 | 0 | 0 | 0 | 380.948 | 379.0724 | 382.3369 | 434.0981 | 0 | 0 | 0 | 0 | -3.0188 | 6.7469 | 7.1888 | 64.9038 | 3.2798 | 3.4215 | 12.4558 | 30.7156 | 2066.2949 | 2193.0678 | 2353.6034 | 2263.3028 | 0.39652 | 0.39181 | 0.39756 | 0.39343 | 819.3286 | 859.2746 | 935.6944 | 890.4565 | 0.087025 | 0.10507 | 0.10745 | 0.10982 | 0.046854 | 0.044645 | 0.045566 | 0.045103 | 179.8193 | 230.4204 | 252.8868 | 248.5518 | 96.8135 | 97.9085 | 107.2433 | 102.0819
9 | 6 | 21 | 2373.3101 | 2486.4003 | 2592.3601 | 2629.0889 | 80 | 63 | 0 | 0 | 0 | 0 | 0 | 0 | 0 | 0 | 0 | 0 | 334.7605 | 326.996 | 328.79 | 379.9339 | 0 | 0 | 0 | 0 | 0.72492 | 7.6159 | 12.5257 | 50.5792 | 4.1323 | 2.9288 | 4.3553 | 31.6941 | 1953.6923 | 2085.8596 | 2246.6891 | 2166.8818 | 0.39092 | 0.38892 | 0.39029 | 0.38929 | 763.7328 | 811.2315 | 876.8632 | 843.5381 | 0.086886 | 0.10478 | 0.10673 | 0.1096 | 0.046799 | 0.044233 | 0.04511 | 0.044922 | 169.7493 | 218.5557 | 239.7821 | 237.4804 | 91.4317 | 92.2634 | 101.3485 | 97.3405
9 | 6 | 22 | 2136.8305 | 2242.3597 | 2341.8649 | 2378.3058 | 80 | 63 | 0 | 0 | 0 | 0 | 0 | 0 | 0 | 0 | 0 | 0 | 311.6957 | 305.8982 | 307.1194 | 354.4423 | 0 | 0 | 0 | 0 | 3.2926 | 13.5684 | 28.9064 | 76.9048 | 2.2583 | 5.088 | 5.3003 | 21.6353 | 1739.5838 | 1854.8051 | 2000.5388 | 1925.3234 | 0.38531 | 0.3837 | 0.387 | 0.38422 | 670.2724 | 711.6879 | 774.2102 | 739.7434 | 0.086414 | 0.10425 | 0.10608 | 0.10929 | 0.046462 | 0.043836 | 0.04449 | 0.044276 | 150.3249 | 193.3642 | 212.2124 | 210.4149 | 80.8253 | 81.3078 | 89.0038 | 85.2455
9 | 6 | 23 | 1923.7837 | 2019.4942 | 2109.7406 | 2142.9458 | 80 | 63 | 0 | 0 | 0 | 0 | 0 | 0 | 0 | 0 | 0 | 0 | 291.4131 | 289.2236 | 290.5548 | 332.2432 | 0 | 0 | 0 | 0 | 9.8186 | 12.7545 | 29.5287 | 30.2799 | 4.7509 | 5.2256 | 8.1507 | 2.2545 | 1537.8012 | 1649.2905 | 1781.5064 | 1778.1682 | 0.37862 | 0.38317 | 0.38456 | 0.38119 | 582.2492 | 631.9659 | 685.0948 | 677.8261 | 0.086119 | 0.10384 | 0.10584 | 0.109 | 0.046274 | 0.043543 | 0.044131 | 0.04397 | 132.4332 | 171.2552 | 188.5585 | 193.8125 | 71.1599 | 71.8151 | 78.6191 | 78.1864
9 | 6 | 24 | 1774.5414 | 1856.5461 | 1932.4128 | 1956.4517 | 80 | 63 | 0 | 0 | 0 | 0 | 0 | 0 | 0 | 0 | 0 | 0 | 262.8687 | 265.4548 | 265.5417 | 301.4971 | 0 | 0 | 0 | 0 | 14.5803 | 41.0491 | 46.1828 | 11.082 | 4.8789 | 5.8429 | 14.5478 | 1.2937 | 1412.2136 | 1481.1994 | 1606.1404 | 1642.5789 | 0.37097 | 0.3792 | 0.38104 | 0.37743 | 523.8868 | 561.674 | 612.0094 | 619.9594 | 0.086241 | 0.10379 | 0.10559 | 0.10885 | 0.0462 | 0.043393 | 0.043821 | 0.043654 | 121.7902 | 153.7361 | 169.586 | 178.7938 | 65.2437 | 64.2735 | 70.3832 | 71.7052
9 | 7 | 1 | 1682.8534 | 1753.3029 | 1816.5962 | 1831.6059 | 80 | 63 | 0 | 0 | 0 | 0 | 0 | 0 | 0 | 0 | 0 | 0 | 236.2422 | 245.2743 | 243.1098 | 273.9261 | 0 | 0 | 0 | 0 | -2.6879 | 58.3744 | 22.1022 | 13.5432 | 0 | 16.9339 | 10.1712 | 1.354 | 1369.2991 | 1369.7202 | 1541.2131 | 1542.7826 | 0.37067 | 0.37067 | 0.37608 | 0.37093 | 507.5636 | 507.7129 | 579.621 | 572.2628 | 0.086259 | 0.10379 | 0.10553 | 0.1088 | 0.046172 | 0.043292 | 0.043731 | 0.04351 | 118.1141 | 142.1626 | 162.6384 | 167.8477 | 63.2227 | 59.2981 | 67.3982 | 67.1265
9 | 7 | 2 | 1623.2695 | 1683.1985 | 1735.1519 | 1741.8925 | 80 | 63 | 0 | 0 | 0 | 0 | 0 | 0 | 0 | 0 | 0 | 0 | 234.6884 | 246.1685 | 242.279 | 273.8339 | 0 | 0 | 0 | 0 | -2.0734 | 55.5376 | 21.5478 | 0.97392 | -0.28152 | 2.4412 | 0 | 0 | 1310.936 | 1316.0512 | 1471.3251 | 1467.0846 | 0.36983 | 0.36895 | 0.37442 | 0.36801 | 484.8211 | 485.5527 | 550.889 | 539.9049 | 0.086377 | 0.10364 | 0.10534 | 0.10863 | 0.04618 | 0.042986 | 0.043509 | 0.043199 | 113.2348 | 136.3914 | 154.992 | 159.3631 | 60.5386 | 56.572 | 64.0162 | 63.3769
9 | 7 | 3 | 1596.6571 | 1648.6205 | 1691.8726 | 1691.9112 | 80 | 63 | 0 | 0 | 0 | 0 | 0 | 0 | 0 | 0 | 0 | 0 | 208.8288 | 218.9504 | 215.82 | 243.5296 | 0 | 0 | 0 | 0 | -3.9259 | 36.653 | 19.8316 | -5.2343 | -1.1918 | 11.2565 | 2.7372 | 0 | 1312.9461 | 1318.7607 | 1453.4837 | 1453.6159 | 0.37068 | 0.36878 | 0.37239 | 0.3659 | 486.6784 | 486.3382 | 541.264 | 531.8777 | 0.086318 | 0.10364 | 0.10532 | 0.10863 | 0.046163 | 0.043005 | 0.04349 | 0.043173 | 113.3313 | 136.6826 | 153.083 | 157.9125 | 60.6092 | 56.7133 | 63.2113 | 62.757
9 | 7 | 4 | 1616.7653 | 1662.3856 | 1698.2271 | 1691.4724 | 80 | 63 | 0 | 0 | 0 | 0 | 0 | 0 | 0 | 0 | 0 | 0 | 126.7313 | 120.9803 | 118.2591 | 143.4489 | 0 | 0 | 0 | 0 | -1.8907 | 6.4241 | 17.2789 | 0 | 0 | 2.1566 | 12.7991 | 2.3245 | 1411.9247 | 1469.8245 | 1549.89 | 1545.699 | 0.3692 | 0.37208 | 0.37262 | 0.36651 | 521.2886 | 546.8858 | 577.5162 | 566.5067 | 0.086193 | 0.10362 | 0.10531 | 0.10863 | 0.046124 | 0.043067 | 0.043562 | 0.043193 | 121.6979 | 152.3006 | 163.2262 | 167.9082 | 65.1238 | 63.3016 | 67.5171 | 66.7632
9 | 7 | 5 | 1714.0817 | 1755.2962 | 1785.188 | 1771.1286 | 80 | 63 | 0 | 0 | 0 | 0 | 0 | 0 | 0 | 0 | 0 | 0 | 118.2637 | 113.0558 | 110.665 | 134.1844 | 0 | 0 | 0 | 0 | -1.2433 | 40.7123 | 7.107 | -26.4375 | 1.4563 | 4.6432 | 9.4288 | 9.4746 | 1515.6049 | 1533.8849 | 1657.9872 | 1653.9071 | 0.36849 | 0.37169 | 0.3739 | 0.36618 | 558.4845 | 570.1221 | 619.9173 | 605.6197 | 0.086065 | 0.1036 | 0.10532 | 0.10862 | 0.046124 | 0.043219 | 0.043708 | 0.043342 | 130.4398 | 158.9084 | 174.6126 | 179.6521 | 69.906 | 66.2929 | 72.4674 | 71.6839
9 | 7 | 6 | 1874.6756 | 1917.2753 | 1947.4504 | 1930.287 | 80 | 63 | 0 | 0 | 0 | 0 | 0 | 0 | 0 | 0 | 0 | 0 | 113.2339 | 100.7269 | 98.7931 | 120.1543 | 0 | 0 | 0 | 0 | -0.88368 | 7.6805 | 38.0889 | -28.8 | 7.8999 | 9.5384 | 7.4423 | 14.5738 | 1674.4254 | 1736.3297 | 1803.1262 | 1824.359 | 0.37162 | 0.37651 | 0.37574 | 0.37098 | 622.2502 | 653.7468 | 677.5014 | 676.8008 | 0.086229 | 0.10361 | 0.10528 | 0.10864 | 0.046252 | 0.043435 | 0.043955 | 0.043469 | 144.3837 | 179.8958 | 189.8387 | 198.1949 | 77.4457 | 75.4171 | 79.257 | 79.3038
9 | 7 | 7 | 1996.1528 | 2038.9205 | 2069.0016 | 2050.0587 | 80 | 63 | 0 | 0 | 0 | 0 | 0 | 0 | 0 | 0 | 0 | 0 | 635.8736 | 632.1922 | 637.0874 | 658.9986 | 0 | 0 | 0 | 0 | -5.2106 | -22.3216 | -18.4411 | -3.8599 | -1.1761 | -0.61739 | -5.5478 | -5.4702 | 1286.6659 | 1366.6674 | 1455.9032 | 1400.3901 | 0.37194 | 0.38123 | 0.37528 | 0.36663 | 478.5586 | 521.0173 | 546.3767 | 513.4186 | 0.086679 | 0.10387 | 0.1053 | 0.10876 | 0.046651 | 0.043023 | 0.042913 | 0.042979 | 111.5274 | 141.9517 | 153.3123 | 152.301 | 60.024 | 58.7975 | 62.4778 | 60.187
9 | 7 | 8 | 2112.2928 | 2159.8481 | 2195.9617 | 2181.5884 | 80 | 63 | 0 | 0 | 0 | 0 | 0 | 0 | 0 | 0 | 0 | 0 | 1085.5342 | 1147.7447 | 1217.7106 | 1287.8652 | 0 | 0 | 0 | 0 | -3.0387 | -48.4672 | -35.5834 | -3.9518 | -5.435 | -5.4835 | -5.6518 | -7.423 | 955.2324 | 1003.0542 | 1019.4863 | 905.098 | 0.36962 | 0.37552 | 0.37235 | 0.38036 | 353.0773 | 376.6697 | 379.6035 | 344.2668 | 0.087929 | 0.10498 | 0.10641 | 0.11048 | 0.047816 | 0.045806 | 0.04479 | 0.047676 | 83.9928 | 105.299 | 108.481 | 99.9943 | 45.6754 | 45.9454 | 45.6623 | 43.1515
9 | 7 | 9 | 2224.4594 | 2279.6204 | 2324.9318 | 2317.8287 | 80 | 63 | 0 | 0 | 0 | 0 | 0 | 0 | 0 | 0 | 0 | 0 | 1353.2871 | 1479.3555 | 1616.616 | 1740.7284 | 0 | 0 | 0 | 0 | -4.2214 | -73.4622 | -58.3556 | -43.5997 | -5.0616 | -12.2845 | -11.0482 | -20.8813 | 800.4553 | 823.0116 | 777.7196 | 641.5814 | 0.37229 | 0.38397 | 0.38397 | 0.17588 | 298.0023 | 316.0156 | 298.6247 | 112.8383 | 0.088743 | 0.10545 | 0.10698 | 0.1107 | 0.048969 | 0.046451 | 0.046789 | 0.050406 | 71.0349 | 86.7877 | 83.2028 | 71.0257 | 39.1973 | 38.2301 | 36.3891 | 32.3392
9 | 7 | 10 | 2322.1717 | 2382.1022 | 2431.7035 | 2425.8125 | 80 | 63 | 0 | 0 | 0 | 0 | 0 | 0 | 0 | 0 | 0 | 0 | 1560.6814 | 1740.4536 | 1930.9841 | 2098.5461 | 0 | 0 | 0 | 0 | -2.6278 | -97.7669 | -94.1474 | -87.5427 | -7.4005 | -26.8454 | -24.718 | -39.2607 | 691.5187 | 703.2609 | 619.5848 | 454.0697 | 0.37171 | 0.38397 | 0.38397 | 0.17588 | 257.0461 | 270.0343 | 237.9049 | 79.8596 | 0.088964 | 0.10546 | 0.10707 | 0.11064 | 0.049385 | 0.0466 | 0.047417 | 0.050709 | 61.5201 | 74.1646 | 66.3379 | 50.2387 | 34.1505 | 32.7719 | 29.3787 | 23.0255
9 | 7 | 11 | 2389.9974 | 2452.888 | 2504.0189 | 2496.4631 | 80 | 63 | 0 | 0 | 0 | 0 | 0 | 0 | 0 | 0 | 0 | 0 | 1639.0248 | 1851.982 | 2074.2715 | 2267.607 | 0 | 0 | 0 | 0 | -1.6874 | -61.9535 | -73.6715 | -86.4 | -5.8167 | -22.3128 | -23.9156 | -37.2219 | 678.4767 | 622.1723 | 527.3344 | 352.4779 | 0.37104 | 0.38397 | 0.38397 | 0.17588 | 251.7411 | 238.8984 | 202.4831 | 61.9921 | 0.089005 | 0.10534 | 0.10704 | 0.11062 | 0.049395 | 0.04648 | 0.047408 | 0.050616 | 60.3877 | 65.5365 | 56.4468 | 38.9919 | 33.5134 | 28.9188 | 25 | 17.8409
9 | 7 | 12 | 2419.3929 | 2483.9738 | 2535.8739 | 2527.2528 | 80 | 63 | 0 | 0 | 0 | 0 | 0 | 0 | 0 | 0 | 0 | 0 | 1705.3672 | 1932.8534 | 2172.5053 | 2378.5854 | 0 | 0 | 0 | 0 | -1.6344 | -43.5738 | -50.0507 | -80.0606 | -2.1677 | -22.1274 | -23.8597 | -24.4828 | 637.8277 | 553.8216 | 437.2791 | 253.2108 | 0.37287 | 0.38397 | 0.38397 | 0.17588 | 237.8252 | 212.6534 | 167.9041 | 44.5335 | 0.089101 | 0.10536 | 0.10693 | 0.11064 | 0.050768 | 0.046215 | 0.0471 | 0.050445 | 56.8312 | 58.3496 | 46.7564 | 28.0146 | 32.381 | 25.5947 | 20.5957 | 12.7731
9 | 7 | 13 | 2484.9825 | 2554.7398 | 2611.5317 | 2605.1534 | 80 | 63 | 0 | 0 | 0 | 0 | 0 | 0 | 0 | 0 | 0 | 0 | 1699.7542 | 1926.1356 | 2170.6589 | 2379.7785 | 0 | 0 | 0 | 0 | -3.5146 | -41.0381 | -46.8255 | -74.6685 | -2.6676 | -4.4937 | -11.5148 | -25.2206 | 711.4105 | 611.1359 | 499.2131 | 325.264 | 0.37446 | 0.38065 | 0.38397 | 0.16813 | 266.3921 | 232.6316 | 191.6852 | 54.6867 | 0.087862 | 0.10516 | 0.10669 | 0.11042 | 0.047982 | 0.04558 | 0.046007 | 0.049124 | 62.5057 | 64.267 | 53.2635 | 35.9169 | 34.1352 | 27.8554 | 22.9673 | 15.9783
9 | 7 | 14 | 2526.5709 | 2600.1866 | 2661.0592 | 2657.3308 | 80 | 63 | 0 | 0 | 0 | 0 | 0 | 0 | 0 | 0 | 0 | 0 | 1679.9808 | 1889.5657 | 2124.9275 | 2329.3695 | 0 | 0 | 0 | 0 | -2.7561 | -17.6256 | -39.2656 | -14.3077 | -3.4763 | -2.5165 | -8 | -23.9669 | 772.8225 | 667.763 | 583.3973 | 366.2359 | 0.37539 | 0.37471 | 0.37695 | 0.16849 | 290.1066 | 250.2197 | 219.9094 | 61.7075 | 0.087336 | 0.10504 | 0.10642 | 0.11027 | 0.047207 | 0.046008 | 0.04497 | 0.047187 | 67.4953 | 70.1416 | 62.0832 | 40.3835 | 36.4826 | 30.7223 | 26.2351 | 17.2815
9 | 7 | 15 | 2552.561 | 2630.0436 | 2694.9312 | 2693.8807 | 80 | 63 | 0 | 0 | 0 | 0 | 0 | 0 | 0 | 0 | 0 | 0 | 1583.3529 | 1758.7055 | 1969.1707 | 2161.315 | 0 | 0 | 0 | 0 | -3.8872 | -4.2453 | -2.931 | -7.379 | -0.29175 | -2.3979 | -3.5888 | -7.6292 | 893.3871 | 814.9812 | 732.2803 | 547.574 | 0.37558 | 0.37413 | 0.37546 | 0.16764 | 335.5356 | 304.9103 | 274.9429 | 91.7929 | 0.086647 | 0.10488 | 0.10582 | 0.10932 | 0.046537 | 0.044496 | 0.043815 | 0.044308 | 77.4094 | 85.472 | 77.4911 | 59.8595 | 41.5758 | 36.2636 | 32.0849 | 24.2617
9 | 7 | 16 | 2543.4315 | 2628.9539 | 2703.0762 | 2710.1232 | 80 | 63 | 0 | 0 | 0 | 0 | 0 | 0 | 0 | 0 | 0 | 0 | 1404.7984 | 1530.1267 | 1696.1762 | 1858.5306 | 0 | 0 | 0 | 0 | -2.8415 | -7.3635 | -6.7779 | 0.58192 | -2.9131 | 0.3282 | -1.5359 | -2.0737 | 1064.3877 | 1042.8625 | 1015.2138 | 853.0844 | 0.38077 | 0.3675 | 0.37018 | 0.37865 | 405.2836 | 383.2494 | 375.8115 | 323.0226 | 0.086538 | 0.10451 | 0.10551 | 0.10874 | 0.046455 | 0.043656 | 0.043283 | 0.043258 | 92.1102 | 108.9873 | 107.1112 | 92.7629 | 49.4457 | 45.5273 | 43.9413 | 36.9028
9 | 7 | 17 | 2470.2631 | 2562.2125 | 2644.201 | 2659.4518 | 80 | 63 | 0 | 0 | 0 | 0 | 0 | 0 | 0 | 0 | 0 | 0 | 1010.0193 | 1069.4441 | 1165.75 | 1273.7155 | 0 | 0 | 0 | 0 | -3.486 | -8.7413 | -8.226 | -1.9787 | -3.595 | -0.60233 | -2.9933 | -1.4715 | 1387.3248 | 1439.112 | 1489.6703 | 1389.1866 | 0.38859 | 0.37976 | 0.38475 | 0.37375 | 539.101 | 546.5136 | 573.1514 | 519.2035 | 0.086791 | 0.10412 | 0.10576 | 0.10899 | 0.046653 | 0.043331 | 0.043873 | 0.04377 | 120.4075 | 149.8361 | 157.5401 | 151.4031 | 64.7226 | 62.3588 | 65.3556 | 60.8041
9 | 7 | 18 | 2344.549 | 2439.22 | 2525.4696 | 2547.1512 | 80 | 63 | 0 | 0 | 0 | 0 | 0 | 0 | 0 | 0 | 0 | 0 | 588.7896 | 586.2767 | 605.6267 | 650.4136 | 0 | 0 | 0 | 0 | -1.8672 | -12.0351 | -1.2982 | 0 | -0.70701 | 1.7648 | -3.498 | -1.3537 | 1678.3336 | 1800.2136 | 1924.639 | 1898.0913 | 0.39913 | 0.39052 | 0.39482 | 0.38967 | 669.8699 | 703.0284 | 759.8942 | 739.635 | 0.087139 | 0.10517 | 0.10747 | 0.10982 | 0.046926 | 0.04467 | 0.045581 | 0.045131 | 146.2488 | 189.3283 | 206.8454 | 208.4531 | 78.757 | 80.4149 | 87.7278 | 85.6634
9 | 7 | 19 | 2368.5968 | 2471.7285 | 2567.2236 | 2596.0786 | 80 | 63 | 0 | 0 | 0 | 0 | 0 | 0 | 0 | 0 | 0 | 0 | 263.3744 | 257.5155 | 263.835 | 296.78 | 0 | 0 | 0 | 0 | 5.6706 | 25.4448 | 51.6896 | 74.1025 | 1.8944 | 3.8489 | 9.3719 | 37.8619 | 2017.6574 | 2121.9194 | 2242.3272 | 2187.3342 | 0.40014 | 0.39646 | 0.4013 | 0.39601 | 807.3374 | 841.258 | 899.8455 | 866.208 | 0.087102 | 0.10515 | 0.10756 | 0.10991 | 0.046904 | 0.044715 | 0.045602 | 0.045167 | 175.7427 | 223.1094 | 241.1818 | 240.413 | 94.6367 | 94.882 | 102.2538 | 98.7947
9 | 7 | 20 | 2369.2453 | 2477.7782 | 2579.0433 | 2612.3793 | 80 | 63 | 0 | 0 | 0 | 0 | 0 | 0 | 0 | 0 | 0 | 0 | 253.5237 | 250.2011 | 257.6564 | 285.5889 | 0 | 0 | 0 | 0 | -3.0188 | 6.7469 | 7.1888 | 64.9038 | 3.2798 | 3.4215 | 12.4558 | 30.7156 | 2035.4606 | 2154.4087 | 2301.7423 | 2231.1711 | 0.39652 | 0.39181 | 0.39756 | 0.39343 | 807.1022 | 844.1274 | 915.0766 | 877.8149 | 0.087025 | 0.10507 | 0.10745 | 0.10982 | 0.046854 | 0.044645 | 0.045566 | 0.045103 | 177.136 | 226.3586 | 247.3145 | 245.0231 | 95.3688 | 96.1826 | 104.8802 | 100.6326
9 | 7 | 21 | 2248.6342 | 2354.4202 | 2453.2809 | 2486.7803 | 80 | 63 | 0 | 0 | 0 | 0 | 0 | 0 | 0 | 0 | 0 | 0 | 237.1011 | 238.8588 | 246.3254 | 268.2383 | 0 | 0 | 0 | 0 | 0.72492 | 7.6159 | 12.5257 | 50.5792 | 4.1323 | 2.9288 | 4.3553 | 31.6941 | 1926.6758 | 2042.0166 | 2190.0745 | 2136.2688 | 0.39092 | 0.38892 | 0.39029 | 0.38929 | 753.1716 | 794.1801 | 854.767 | 831.6208 | 0.086886 | 0.10478 | 0.10673 | 0.1096 | 0.046799 | 0.044233 | 0.04511 | 0.044922 | 167.4019 | 213.9619 | 233.7398 | 234.1253 | 90.1674 | 90.3242 | 98.7946 | 95.9653
9 | 7 | 22 | 2080.6494 | 2182.8871 | 2279.1934 | 2314.1791 | 80 | 63 | 0 | 0 | 0 | 0 | 0 | 0 | 0 | 0 | 0 | 0 | 226.6945 | 236.7026 | 241.1855 | 260.1989 | 0 | 0 | 0 | 0 | 3.2926 | 13.5684 | 28.9064 | 76.9048 | 2.2583 | 5.088 | 5.3003 | 21.6353 | 1768.404 | 1864.5281 | 2003.8012 | 1955.4401 | 0.38531 | 0.3837 | 0.387 | 0.38422 | 681.377 | 715.4186 | 775.4727 | 751.3148 | 0.086414 | 0.10425 | 0.10608 | 0.10929 | 0.046462 | 0.043836 | 0.04449 | 0.044276 | 152.8153 | 194.3779 | 212.5585 | 213.7063 | 82.1643 | 81.734 | 89.1489 | 86.5789
9 | 7 | 23 | 1895.6582 | 1989.7209 | 2078.3658 | 2110.8425 | 80 | 63 | 0 | 0 | 0 | 0 | 0 | 0 | 0 | 0 | 0 | 0 | 240.9461 | 257.239 | 259.4144 | 279.9125 | 0 | 0 | 0 | 0 | 9.8186 | 12.7545 | 29.5287 | 30.2799 | 4.7509 | 5.2256 | 8.1507 | 2.2545 | 1560.1426 | 1651.5019 | 1781.272 | 1798.3956 | 0.37862 | 0.38317 | 0.38456 | 0.38119 | 590.7082 | 632.8133 | 685.0047 | 685.5367 | 0.086119 | 0.10384 | 0.10584 | 0.109 | 0.046274 | 0.043543 | 0.044131 | 0.04397 | 134.3572 | 171.4848 | 188.5337 | 196.0172 | 72.1938 | 71.9114 | 78.6087 | 79.0758
9 | 7 | 24 | 1757.1204 | 1838.1045 | 1912.9791 | 1936.5668 | 80 | 63 | 0 | 0 | 0 | 0 | 0 | 0 | 0 | 0 | 0 | 0 | 179.7251 | 190.2341 | 191.7013 | 207.6053 | 0 | 0 | 0 | 0 | 14.5803 | 41.0491 | 46.1828 | 11.082 | 4.8789 | 5.8429 | 14.5478 | 1.2937 | 1477.9361 | 1537.9784 | 1660.5473 | 1716.5858 | 0.37097 | 0.3792 | 0.38104 | 0.37743 | 548.2678 | 583.2047 | 632.7408 | 647.8919 | 0.086241 | 0.10379 | 0.10559 | 0.10885 | 0.0462 | 0.043393 | 0.043821 | 0.043654 | 127.4582 | 159.6293 | 175.3306 | 186.8494 | 68.28 | 66.7373 | 72.7674 | 74.9359
9 | 8 | 1 | 1660.255 | 1729.3805 | 1791.3871 | 1805.8115 | 80 | 63 | 0 | 0 | 0 | 0 | 0 | 0 | 0 | 0 | 0 | 0 | 178.4065 | 194.7239 | 194.8061 | 208.7551 | 0 | 0 | 0 | 0 | -2.6879 | 58.3744 | 22.1022 | 13.5432 | 0 | 16.9339 | 10.1712 | 1.354 | 1404.5364 | 1396.3483 | 1564.3076 | 1582.1591 | 0.37067 | 0.37067 | 0.37608 | 0.37093 | 520.6252 | 517.5831 | 588.3064 | 586.8687 | 0.086259 | 0.10379 | 0.10553 | 0.1088 | 0.046172 | 0.043292 | 0.043731 | 0.04351 | 121.1536 | 144.9263 | 165.0754 | 172.1317 | 64.8497 | 60.4509 | 68.4082 | 68.8397
9 | 8 | 2 | 1594.2344 | 1652.4623 | 1702.7625 | 1708.751 | 80 | 63 | 0 | 0 | 0 | 0 | 0 | 0 | 0 | 0 | 0 | 0 | 191.1505 | 212.6517 | 212.4955 | 225.4015 | 0 | 0 | 0 | 0 | -2.0734 | 55.5376 | 21.5478 | 0.97392 | -0.28152 | 2.4412 | 0 | 0 | 1325.4388 | 1318.8319 | 1468.7192 | 1482.3756 | 0.36983 | 0.36895 | 0.37442 | 0.36801 | 490.1847 | 486.5787 | 549.9133 | 545.5321 | 0.086377 | 0.10364 | 0.10534 | 0.10863 | 0.04618 | 0.042986 | 0.043509 | 0.043199 | 114.4875 | 136.6796 | 154.7175 | 161.0241 | 61.2083 | 56.6915 | 63.9028 | 64.0375
9 | 8 | 3 | 1555.3783 | 1604.9234 | 1645.825 | 1644.7944 | 80 | 63 | 0 | 0 | 0 | 0 | 0 | 0 | 0 | 0 | 0 | 0 | 139.886 | 150.196 | 150.0614 | 162.7097 | 0 | 0 | 0 | 0 | -3.9259 | 36.653 | 19.8316 | -5.2343 | -1.1918 | 11.2565 | 2.7372 | 0 | 1340.6101 | 1343.818 | 1473.1948 | 1487.3189 | 0.37068 | 0.36878 | 0.37239 | 0.3659 | 496.9328 | 495.5789 | 548.6042 | 544.2096 | 0.086318 | 0.10364 | 0.10532 | 0.10863 | 0.046163 | 0.043005 | 0.04349 | 0.043173 | 115.7192 | 139.2796 | 155.159 | 161.5738 | 61.8862 | 57.7908 | 64.0686 | 64.2121
9 | 8 | 4 | 1552.1185 | 1593.9514 | 1626.1119 | 1617.6827 | 80 | 63 | 0 | 0 | 0 | 0 | 0 | 0 | 0 | 0 | 0 | 0 | 96.2886 | 96.4342 | 96.2649 | 109.0805 | 0 | 0 | 0 | 0 | -1.8907 | 6.4241 | 17.2789 | 0 | 0 | 2.1566 | 12.7991 | 2.3245 | 1377.7206 | 1425.9365 | 1499.769 | 1506.2777 | 0.3692 | 0.37208 | 0.37262 | 0.36651 | 508.6603 | 530.5562 | 558.8403 | 552.0586 | 0.086193 | 0.10362 | 0.10531 | 0.10863 | 0.046124 | 0.043067 | 0.043562 | 0.043193 | 118.7497 | 147.753 | 157.9477 | 163.6258 | 63.5461 | 61.4115 | 65.3337 | 65.0605
9 | 8 | 5 | 1583.5987 | 1617.1689 | 1639.6309 | 1622.1917 | 80 | 63 | 0 | 0 | 0 | 0 | 0 | 0 | 0 | 0 | 0 | 0 | 112.7455 | 116.245 | 115.9042 | 129.546 | 0 | 0 | 0 | 0 | -1.2433 | 40.7123 | 7.107 | -26.4375 | 1.4563 | 4.6432 | 9.4288 | 9.4746 | 1390.6402 | 1392.5683 | 1507.1909 | 1509.6086 | 0.36849 | 0.37169 | 0.3739 | 0.36618 | 512.4363 | 517.5968 | 563.5349 | 552.7811 | 0.086065 | 0.1036 | 0.10532 | 0.10862 | 0.046124 | 0.043219 | 0.043708 | 0.043342 | 119.6848 | 144.2682 | 158.7313 | 163.978 | 64.1421 | 60.1853 | 65.8764 | 65.4297
9 | 8 | 6 | 1617.4877 | 1645.02 | 1660.5507 | 1636.7256 | 80 | 63 | 0 | 0 | 0 | 0 | 0 | 0 | 0 | 0 | 0 | 0 | 149.6833 | 152.1845 | 151.7414 | 165.9162 | 0 | 0 | 0 | 0 | -0.88368 | 7.6805 | 38.0889 | -28.8 | 7.8999 | 9.5384 | 7.4423 | 14.5738 | 1380.7882 | 1412.6167 | 1463.2781 | 1485.0357 | 0.37162 | 0.37651 | 0.37574 | 0.37098 | 513.1287 | 531.8654 | 549.8079 | 550.9187 | 0.086229 | 0.10361 | 0.10528 | 0.10864 | 0.046252 | 0.043435 | 0.043955 | 0.043469 | 119.0637 | 146.3569 | 154.0584 | 161.3314 | 63.8643 | 61.3567 | 64.3189 | 64.5536
9 | 8 | 7 | 1669.6306 | 1693.2688 | 1704.7577 | 1677.357 | 80 | 63 | 0 | 0 | 0 | 0 | 0 | 0 | 0 | 0 | 0 | 0 | 684.183 | 685.6162 | 691.2574 | 708.5625 | 0 | 0 | 0 | 0 | -5.2106 | -22.3216 | -18.4411 | -3.8599 | -1.1761 | -0.61739 | -5.5478 | -5.4702 | 911.8342 | 967.5916 | 1037.4892 | 978.1246 | 0.37194 | 0.38123 | 0.37528 | 0.36663 | 339.1449 | 368.8769 | 389.3528 | 358.6053 | 0.086679 | 0.10387 | 0.1053 | 0.10876 | 0.046651 | 0.043023 | 0.042913 | 0.042979 | 79.0372 | 100.5009 | 109.2517 | 106.377 | 42.5378 | 41.6283 | 44.5222 | 42.0386
9 | 8 | 8 | 1804.0313 | 1833.5268 | 1852.0879 | 1829.7299 | 80 | 63 | 0 | 0 | 0 | 0 | 0 | 0 | 0 | 0 | 0 | 0 | 1136.4044 | 1204.2455 | 1277.6326 | 1349.5848 | 0 | 0 | 0 | 0 | -3.0387 | -48.4672 | -35.5834 | -3.9518 | -5.435 | -5.4835 | -5.6518 | -7.423 | 596.1006 | 620.232 | 615.6906 | 491.52 | 0.36962 | 0.37552 | 0.37235 | 0.38036 | 220.3334 | 232.9113 | 229.251 | 186.9565 | 0.087929 | 0.10498 | 0.10641 | 0.11048 | 0.047816 | 0.045806 | 0.04479 | 0.047676 | 52.4147 | 65.111 | 65.5141 | 54.3026 | 28.5031 | 28.41 | 27.5765 | 23.4338
9 | 8 | 9 | 1930.4704 | 1968.408 | 1996.9796 | 1982.2615 | 80 | 63 | 0 | 0 | 0 | 0 | 0 | 0 | 0 | 0 | 0 | 0 | 1402.3632 | 1534.6361 | 1676.0854 | 1803.5743 | 0 | 0 | 0 | 0 | -4.2214 | -73.4622 | -58.3556 | -43.5997 | -5.0616 | -12.2845 | -11.0482 | -20.8813 | 457.3902 | 456.5186 | 390.2979 | 243.1683 | 0.37229 | 0.38397 | 0.38397 | 0.17588 | 170.2823 | 175.2916 | 149.8645 | 42.7673 | 0.088743 | 0.10545 | 0.10698 | 0.1107 | 0.048969 | 0.046451 | 0.046789 | 0.050406 | 40.5903 | 48.1405 | 41.7553 | 26.9197 | 22.3978 | 21.206 | 18.2618 | 12.257
9 | 8 | 10 | 2039.0272 | 2082.3695 | 2115.8485 | 2102.6234 | 80 | 63 | 0 | 0 | 0 | 0 | 0 | 0 | 0 | 0 | 0 | 0 | 1588.113 | 1769.4862 | 1961.5858 | 2130.4288 | 0 | 0 | 0 | 0 | -2.6278 | -97.7669 | -94.1474 | -87.5427 | -7.4005 | -26.8454 | -24.718 | -39.2607 | 380.9426 | 374.4956 | 273.1281 | 98.9979 | 0.37171 | 0.38397 | 0.38397 | 0.17588 | 141.6011 | 143.7968 | 104.8743 | 17.4113 | 0.088964 | 0.10546 | 0.10707 | 0.11064 | 0.049385 | 0.0466 | 0.047417 | 0.050709 | 33.8901 | 39.4936 | 29.2433 | 10.9532 | 18.8128 | 17.4514 | 12.9508 | 5.0201
9 | 8 | 11 | 2117.0677 | 2163.9685 | 2199.5587 | 2184.9334 | 80 | 63 | 0 | 0 | 0 | 0 | 0 | 0 | 0 | 0 | 0 | 0 | 1680.2096 | 1892.895 | 2114.6542 | 2307.7133 | 0 | 0 | 0 | 0 | -1.6874 | -61.9535 | -73.6715 | -86.4 | -5.8167 | -22.3128 | -23.9156 | -37.2219 | 364.3622 | 292.3397 | 182.4916 | 0.84198 | 0.37104 | 0.38397 | 0.38397 | 0.17588 | 135.1925 | 112.251 | 70.0722 | 0.14808 | 0.089005 | 0.10534 | 0.10704 | 0.11062 | 0.049395 | 0.04648 | 0.047408 | 0.050616 | 32.43 | 30.7936 | 19.5342 | 0.093142 | 17.9977 | 13.5881 | 8.6516 | 0.042617
9 | 8 | 12 | 2175.7781 | 2226.0867 | 2264.1152 | 2249.184 | 80 | 63 | 0 | 0 | 0 | 0 | 0 | 0 | 0 | 0 | 0 | 0 | 1709.1377 | 1937.5371 | 2173.7099 | 2378.5374 | 0 | 0 | 0 | 0 | -1.6344 | -43.5738 | -50.0507 | -80.0606 | -2.1677 | -22.1274 | -23.8597 | -24.4828 | 390.4424 | 291.2507 | 164.3158 | -24.81 | 0.37287 | 0.38397 | 0.38397 | 0.17588 | 145.5832 | 111.8328 | 63.0931 | -4.3635 | 0.089101 | 0.10536 | 0.10693 | 0.11064 | 0.050768 | 0.046215 | 0.0471 | 0.050445 | 34.7889 | 30.6856 | 17.5696 | -2.7449 | 19.8218 | 13.4601 | 7.7392 | -1.2515
9 | 8 | 13 | 2229.3339 | 2284.1138 | 2326.349 | 2313.3489 | 80 | 63 | 0 | 0 | 0 | 0 | 0 | 0 | 0 | 0 | 0 | 0 | 1700.054 | 1929.8212 | 2166.3865 | 2371.592 | 0 | 0 | 0 | 0 | -3.5146 | -41.0381 | -46.8255 | -74.6685 | -2.6676 | -4.4937 | -11.5148 | -25.2206 | 455.4621 | 336.8244 | 218.3028 | 41.6459 | 0.37446 | 0.38065 | 0.38397 | 0.16813 | 170.5506 | 128.2137 | 83.8228 | 7.0019 | 0.087862 | 0.10516 | 0.10669 | 0.11042 | 0.047982 | 0.04558 | 0.046007 | 0.049124 | 40.0176 | 35.4204 | 23.2918 | 4.5987 | 21.8542 | 15.3524 | 10.0435 | 2.0458
9 | 8 | 14 | 2283.3059 | 2342.6697 | 2389.6908 | 2379.6613 | 80 | 63 | 0 | 0 | 0 | 0 | 0 | 0 | 0 | 0 | 0 | 0 | 1623.5693 | 1829.1932 | 2041.8109 | 2228.6161 | 0 | 0 | 0 | 0 | -2.7561 | -17.6256 | -39.2656 | -14.3077 | -3.4763 | -2.5165 | -8 | -23.9669 | 585.969 | 470.6186 | 395.1455 | 189.3198 | 0.37539 | 0.37471 | 0.37695 | 0.16849 | 219.9644 | 176.3471 | 148.9486 | 31.8987 | 0.087336 | 0.10504 | 0.10642 | 0.11027 | 0.047207 | 0.046008 | 0.04497 | 0.047187 | 51.1763 | 49.4336 | 42.0501 | 20.8756 | 27.6618 | 21.6522 | 17.7695 | 8.9334
9 | 8 | 15 | 2318.3913 | 2382.155 | 2433.7089 | 2426.5929 | 80 | 63 | 0 | 0 | 0 | 0 | 0 | 0 | 0 | 0 | 0 | 0 | 1522.1788 | 1706.9042 | 1903.0135 | 2081.0784 | 0 | 0 | 0 | 0 | -3.8872 | -4.2453 | -2.931 | -7.379 | -0.29175 | -2.3979 | -3.5888 | -7.6292 | 720.3914 | 618.8939 | 537.2151 | 360.5228 | 0.37558 | 0.37413 | 0.37546 | 0.16764 | 270.5624 | 231.5478 | 201.7035 | 60.4365 | 0.086647 | 0.10488 | 0.10582 | 0.10932 | 0.046537 | 0.044496 | 0.043815 | 0.044308 | 62.4198 | 64.9071 | 56.849 | 39.4115 | 33.525 | 27.5385 | 23.5381 | 15.9739
9 | 8 | 16 | 2338.2969 | 2411.8014 | 2474.2432 | 2475.9768 | 80 | 63 | 0 | 0 | 0 | 0 | 0 | 0 | 0 | 0 | 0 | 0 | 1362.6621 | 1502.2483 | 1659.9966 | 1813.9269 | 0 | 0 | 0 | 0 | -2.8415 | -7.3635 | -6.7779 | 0.58192 | -2.9131 | 0.3282 | -1.5359 | -2.0737 | 901.3894 | 853.5884 | 822.5605 | 663.5417 | 0.38077 | 0.3675 | 0.37018 | 0.37865 | 343.2193 | 313.6917 | 304.4952 | 251.2518 | 0.086538 | 0.10451 | 0.10551 | 0.10874 | 0.046455 | 0.043656 | 0.043283 | 0.043258 | 78.0046 | 89.2066 | 86.7851 | 72.1523 | 41.8737 | 37.2643 | 35.6028 | 28.7036
9 | 8 | 17 | 2317.7415 | 2400.7553 | 2474.0592 | 2485.3594 | 80 | 63 | 0 | 0 | 0 | 0 | 0 | 0 | 0 | 0 | 0 | 0 | 1086.916 | 1171.112 | 1264.2659 | 1367.8145 | 0 | 0 | 0 | 0 | -3.486 | -8.7413 | -8.226 | -1.9787 | -3.595 | -0.60233 | -2.9933 | -1.4715 | 1157.9066 | 1175.987 | 1221.0126 | 1120.995 | 0.38859 | 0.37976 | 0.38475 | 0.37375 | 449.9513 | 446.5899 | 469.7852 | 418.9679 | 0.086791 | 0.10412 | 0.10576 | 0.10899 | 0.046653 | 0.043331 | 0.043873 | 0.04377 | 100.496 | 122.4403 | 129.1282 | 122.1737 | 54.0196 | 50.9572 | 53.5689 | 49.0655
9 | 8 | 18 | 2251.4968 | 2340.7163 | 2421.6675 | 2440.9388 | 80 | 63 | 0 | 0 | 0 | 0 | 0 | 0 | 0 | 0 | 0 | 0 | 634.1799 | 643.9683 | 664.2645 | 704.6569 | 0 | 0 | 0 | 0 | -1.8672 | -12.0351 | -1.2982 | 0 | -0.70701 | 1.7648 | -3.498 | -1.3537 | 1539.8911 | 1644.0183 | 1762.1992 | 1737.6356 | 0.39913 | 0.39052 | 0.39482 | 0.38967 | 614.6136 | 642.0302 | 695.759 | 677.1097 | 0.087139 | 0.10517 | 0.10747 | 0.10982 | 0.046926 | 0.04467 | 0.045581 | 0.045131 | 134.185 | 172.9013 | 189.3876 | 190.8314 | 72.2604 | 73.4377 | 80.3235 | 78.4218
9 | 8 | 19 | 2273.6556 | 2371.2251 | 2461.3143 | 2487.71 | 80 | 63 | 0 | 0 | 0 | 0 | 0 | 0 | 0 | 0 | 0 | 0 | 312.4178 | 310.7271 | 322.2634 | 351.8536 | 0 | 0 | 0 | 0 | 5.6706 | 25.4448 | 51.6896 | 74.1025 | 1.8944 | 3.8489 | 9.3719 | 37.8619 | 1873.6727 | 1968.2043 | 2077.9894 | 2023.892 | 0.40014 | 0.39646 | 0.4013 | 0.39601 | 749.7239 | 780.316 | 833.8968 | 801.4831 | 0.087102 | 0.10515 | 0.10756 | 0.10991 | 0.046904 | 0.044715 | 0.045602 | 0.045167 | 163.2013 | 206.9471 | 223.5058 | 222.4489 | 87.8832 | 88.0086 | 94.7597 | 91.4125
9 | 8 | 20 | 2284.5888 | 2388.1621 | 2484.6067 | 2515.75 | 80 | 63 | 0 | 0 | 0 | 0 | 0 | 0 | 0 | 0 | 0 | 0 | 308.6938 | 310.1368 | 322.7479 | 347.9175 | 0 | 0 | 0 | 0 | -3.0188 | 6.7469 | 7.1888 | 64.9038 | 3.2798 | 3.4215 | 12.4558 | 30.7156 | 1895.6339 | 2004.8569 | 2142.2142 | 2072.2132 | 0.39652 | 0.39181 | 0.39756 | 0.39343 | 751.658 | 785.5309 | 851.6549 | 815.2757 | 0.087025 | 0.10507 | 0.10745 | 0.10982 | 0.046854 | 0.044645 | 0.045566 | 0.045103 | 164.9676 | 210.6456 | 230.1738 | 227.5667 | 88.8174 | 89.5059 | 97.6112 | 93.4631
9 | 8 | 21 | 2165.9367 | 2266.8778 | 2361.0297 | 2392.3871 | 80 | 63 | 0 | 0 | 0 | 0 | 0 | 0 | 0 | 0 | 0 | 0 | 315.2118 | 325.5972 | 335.6242 | 359.345 | 0 | 0 | 0 | 0 | 0.72492 | 7.6159 | 12.5257 | 50.5792 | 4.1323 | 2.9288 | 4.3553 | 31.6941 | 1765.8676 | 1867.7358 | 2008.5245 | 1950.7688 | 0.39092 | 0.38892 | 0.39029 | 0.38929 | 690.3088 | 726.3989 | 783.9096 | 759.4082 | 0.086886 | 0.10478 | 0.10673 | 0.1096 | 0.046799 | 0.044233 | 0.04511 | 0.044922 | 153.4299 | 195.7008 | 214.3635 | 213.7954 | 82.6416 | 82.6152 | 90.6049 | 87.6323
9 | 8 | 22 | 2012.9941 | 2111.2683 | 2203.7223 | 2236.9555 | 80 | 63 | 0 | 0 | 0 | 0 | 0 | 0 | 0 | 0 | 0 | 0 | 329.4101 | 350.7271 | 356.3528 | 381.1068 | 0 | 0 | 0 | 0 | 3.2926 | 13.5684 | 28.9064 | 76.9048 | 2.2583 | 5.088 | 5.3003 | 21.6353 | 1598.0331 | 1678.8848 | 1813.1627 | 1757.3086 | 0.38531 | 0.3837 | 0.387 | 0.38422 | 615.732 | 644.1873 | 701.6955 | 675.1892 | 0.086414 | 0.10425 | 0.10608 | 0.10929 | 0.046462 | 0.043836 | 0.04449 | 0.044276 | 138.0929 | 175.0245 | 192.336 | 192.0529 | 74.2485 | 73.5961 | 80.6674 | 77.8065
9 | 8 | 23 | 1841.2262 | 1932.1 | 2017.6455 | 2048.7123 | 80 | 63 | 0 | 0 | 0 | 0 | 0 | 0 | 0 | 0 | 0 | 0 | 316.6824 | 345.2681 | 348.3124 | 369.8676 | 0 | 0 | 0 | 0 | 9.8186 | 12.7545 | 29.5287 | 30.2799 | 4.7509 | 5.2256 | 8.1507 | 2.2545 | 1429.9743 | 1505.8518 | 1631.6537 | 1646.3102 | 0.37862 | 0.38317 | 0.38456 | 0.38119 | 541.4233 | 577.0039 | 627.4676 | 627.5627 | 0.086119 | 0.10384 | 0.10584 | 0.109 | 0.046274 | 0.043543 | 0.044131 | 0.04397 | 123.1473 | 156.3611 | 172.6978 | 179.4405 | 66.1704 | 65.5694 | 72.006 | 72.3886
9 | 8 | 24 | 1710.1046 | 1788.3342 | 1860.5317 | 1882.9016 | 80 | 63 | 0 | 0 | 0 | 0 | 0 | 0 | 0 | 0 | 0 | 0 | 284.8305 | 315.3498 | 315.9899 | 334.8899 | 0 | 0 | 0 | 0 | 14.5803 | 41.0491 | 46.1828 | 11.082 | 4.8789 | 5.8429 | 14.5478 | 1.2937 | 1325.8149 | 1363.0924 | 1483.8112 | 1535.636 | 0.37097 | 0.3792 | 0.38104 | 0.37743 | 491.8356 | 516.8876 | 565.3967 | 579.5959 | 0.086241 | 0.10379 | 0.10559 | 0.10885 | 0.0462 | 0.043393 | 0.043821 | 0.043654 | 114.3391 | 141.4776 | 156.6697 | 167.1531 | 61.2521 | 59.1485 | 65.0226 | 67.0367
9 | 9 | 1 | 1613.9388 | 1680.3509 | 1739.7202 | 1752.9449 | 80 | 63 | 0 | 0 | 0 | 0 | 0 | 0 | 0 | 0 | 0 | 0 | 274.9593 | 308.6716 | 308.0478 | 325.2664 | 0 | 0 | 0 | 0 | -2.6879 | 58.3744 | 22.1022 | 13.5432 | 0 | 16.9339 | 10.1712 | 1.354 | 1261.6674 | 1233.3709 | 1399.399 | 1412.7813 | 0.37067 | 0.37067 | 0.37608 | 0.37093 | 467.6673 | 457.1725 | 526.2874 | 524.0416 | 0.086259 | 0.10379 | 0.10553 | 0.1088 | 0.046172 | 0.043292 | 0.043731 | 0.04351 | 108.8299 | 128.011 | 147.6733 | 153.7041 | 58.2532 | 53.3953 | 61.1966 | 61.4701
9 | 9 | 2 | 1553.8651 | 1609.728 | 1657.7295 | 1662.6724 | 80 | 63 | 0 | 0 | 0 | 0 | 0 | 0 | 0 | 0 | 0 | 0 | 254.5774 | 284.3474 | 283.2094 | 300.8537 | 0 | 0 | 0 | 0 | -2.0734 | 55.5376 | 21.5478 | 0.97392 | -0.28152 | 2.4412 | 0 | 0 | 1221.6427 | 1204.4018 | 1352.9724 | 1360.8447 | 0.36983 | 0.36895 | 0.37442 | 0.36801 | 451.7979 | 444.3601 | 506.5757 | 500.8073 | 0.086377 | 0.10364 | 0.10534 | 0.10863 | 0.04618 | 0.042986 | 0.043509 | 0.043199 | 105.5219 | 124.8204 | 142.5245 | 147.8227 | 56.415 | 51.7726 | 58.8667 | 58.7874
9 | 9 | 3 | 1514.0996 | 1561.2263 | 1599.7775 | 1597.6776 | 80 | 63 | 0 | 0 | 0 | 0 | 0 | 0 | 0 | 0 | 0 | 0 | 234.9263 | 261.4985 | 260.5053 | 277.291 | 0 | 0 | 0 | 0 | -3.9259 | 36.653 | 19.8316 | -5.2343 | -1.1918 | 11.2565 | 2.7372 | 0 | 1204.291 | 1188.8182 | 1316.7034 | 1325.6209 | 0.37068 | 0.36878 | 0.37239 | 0.3659 | 446.4025 | 438.4175 | 490.3282 | 485.0444 | 0.086318 | 0.10364 | 0.10532 | 0.10863 | 0.046163 | 0.043005 | 0.04349 | 0.043173 | 103.9524 | 123.2147 | 138.6771 | 144.0079 | 55.5933 | 51.1251 | 57.2628 | 57.2311
9 | 9 | 4 | 1498.2462 | 1536.9229 | 1566.016 | 1556.1914 | 80 | 63 | 0 | 0 | 0 | 0 | 0 | 0 | 0 | 0 | 0 | 0 | 213.9861 | 237.446 | 236.7422 | 252.1336 | 0 | 0 | 0 | 0 | -1.8907 | 6.4241 | 17.2789 | 0 | 0 | 2.1566 | 12.7991 | 2.3245 | 1206.1508 | 1227.8962 | 1299.1958 | 1301.7333 | 0.3692 | 0.37208 | 0.37262 | 0.36651 | 445.316 | 456.8702 | 484.1032 | 477.092 | 0.086193 | 0.10362 | 0.10531 | 0.10863 | 0.046124 | 0.043067 | 0.043562 | 0.043193 | 103.9616 | 127.2324 | 136.8244 | 141.4063 | 55.6326 | 52.8824 | 56.5962 | 56.2256
9 | 9 | 5 | 1509.3669 | 1538.5881 | 1556.8233 | 1537.4614 | 80 | 63 | 0 | 0 | 0 | 0 | 0 | 0 | 0 | 0 | 0 | 0 | 204.6991 | 227.1703 | 226.6521 | 241.1488 | 0 | 0 | 0 | 0 | -1.2433 | 40.7123 | 7.107 | -26.4375 | 1.4563 | 4.6432 | 9.4288 | 9.4746 | 1224.4547 | 1203.0622 | 1313.6354 | 1313.2755 | 0.36849 | 0.37169 | 0.3739 | 0.36618 | 451.1987 | 447.1603 | 491.165 | 480.8888 | 0.086065 | 0.1036 | 0.10532 | 0.10862 | 0.046124 | 0.043219 | 0.043708 | 0.043342 | 105.3821 | 124.6356 | 138.3469 | 142.6517 | 56.477 | 51.9951 | 57.4164 | 56.9202
9 | 9 | 6 | 1518.6286 | 1540.369 | 1550.2707 | 1523.8849 | 80 | 63 | 0 | 0 | 0 | 0 | 0 | 0 | 0 | 0 | 0 | 0 | 233.5471 | 253.9423 | 253.5351 | 267.5268 | 0 | 0 | 0 | 0 | -0.88368 | 7.6805 | 38.0889 | -28.8 | 7.8999 | 9.5384 | 7.4423 | 14.5738 | 1198.0653 | 1206.2079 | 1251.2044 | 1270.5844 | 0.37162 | 0.37651 | 0.37574 | 0.37098 | 445.2252 | 454.1503 | 470.1239 | 471.3615 | 0.086229 | 0.10361 | 0.10528 | 0.10864 | 0.046252 | 0.043435 | 0.043955 | 0.043469 | 103.3078 | 124.9715 | 131.7307 | 138.0339 | 55.413 | 52.3914 | 54.9971 | 55.2315
9 | 9 | 7 | 1557.6181 | 1574.694 | 1579.8049 | 1549.5029 | 80 | 63 | 0 | 0 | 0 | 0 | 0 | 0 | 0 | 0 | 0 | 0 | 761.0993 | 777.8968 | 783.0875 | 800.5205 | 0 | 0 | 0 | 0 | -5.2106 | -22.3216 | -18.4411 | -3.8599 | -1.1761 | -0.61739 | -5.5478 | -5.4702 | 722.9055 | 756.7362 | 820.7063 | 758.3125 | 0.37194 | 0.38123 | 0.37528 | 0.36663 | 268.8753 | 288.4921 | 307.9977 | 278.0166 | 0.086679 | 0.10387 | 0.1053 | 0.10876 | 0.046651 | 0.043023 | 0.042913 | 0.042979 | 62.661 | 78.6 | 86.4236 | 82.4711 | 33.7241 | 32.5567 | 35.2193 | 32.5913
9 | 9 | 8 | 1675.6472 | 1697.6213 | 1708.8722 | 1683.1888 | 80 | 63 | 0 | 0 | 0 | 0 | 0 | 0 | 0 | 0 | 0 | 0 | 1181.6062 | 1258.4966 | 1331.4003 | 1403.0342 | 0 | 0 | 0 | 0 | -3.0387 | -48.4672 | -35.5834 | -3.9518 | -5.435 | -5.4835 | -5.6518 | -7.423 | 422.5148 | 430.0755 | 418.7071 | 291.5294 | 0.36962 | 0.37552 | 0.37235 | 0.38036 | 156.1718 | 161.5032 | 155.9047 | 110.8873 | 0.087929 | 0.10498 | 0.10641 | 0.11048 | 0.047816 | 0.045806 | 0.04479 | 0.047676 | 37.1514 | 45.1486 | 44.5536 | 32.2079 | 20.203 | 19.6998 | 18.7537 | 13.899
9 | 9 | 9 | 1795.7197 | 1825.7627 | 1846.6616 | 1828.4532 | 80 | 63 | 0 | 0 | 0 | 0 | 0 | 0 | 0 | 0 | 0 | 0 | 1428.3196 | 1563.2271 | 1703.3205 | 1829.705 | 0 | 0 | 0 | 0 | -4.2214 | -73.4622 | -58.3556 | -43.5997 | -5.0616 | -12.2845 | -11.0482 | -20.8813 | 296.6831 | 285.2823 | 212.7448 | 63.2292 | 0.37229 | 0.38397 | 0.38397 | 0.17588 | 110.4525 | 109.5412 | 81.6887 | 11.1205 | 0.088743 | 0.10545 | 0.10698 | 0.1107 | 0.048969 | 0.046451 | 0.046789 | 0.050406 | 26.3286 | 30.0834 | 22.7601 | 6.9997 | 14.5282 | 13.2518 | 9.9542 | 3.1871
9 | 9 | 10 | 1903.0171 | 1938.3911 | 1964.1257 | 1947.3777 | 80 | 63 | 0 | 0 | 0 | 0 | 0 | 0 | 0 | 0 | 0 | 0 | 1599.8764 | 1778.2033 | 1967.336 | 2133.7568 | 0 | 0 | 0 | 0 | -2.6278 | -97.7669 | -94.1474 | -87.5427 | -7.4005 | -26.8454 | -24.718 | -39.2607 | 233.1691 | 221.8002 | 115.6551 | -59.5758 | 0.37171 | 0.38397 | 0.38397 | 0.17588 | 86.6719 | 85.1656 | 44.4086 | -10.4779 | 0.088964 | 0.10546 | 0.10707 | 0.11064 | 0.049385 | 0.0466 | 0.047417 | 0.050709 | 20.7436 | 23.3906 | 12.383 | -6.5915 | 11.515 | 10.3359 | 5.484 | -3.021
9 | 9 | 11 | 1980.288 | 2019.1754 | 2046.9774 | 2028.8092 | 80 | 63 | 0 | 0 | 0 | 0 | 0 | 0 | 0 | 0 | 0 | 0 | 1676.8167 | 1887.0522 | 2106.7414 | 2298.1475 | 0 | 0 | 0 | 0 | -1.6874 | -61.9535 | -73.6715 | -86.4 | -5.8167 | -22.3128 | -23.9156 | -37.2219 | 230.9754 | 153.3895 | 37.823 | -145.7164 | 0.37104 | 0.38397 | 0.38397 | 0.17588 | 85.7008 | 58.8977 | 14.5231 | -25.6279 | 0.089005 | 0.10534 | 0.10704 | 0.11062 | 0.049395 | 0.04648 | 0.047408 | 0.050616 | 20.5579 | 16.1573 | 4.0486 | -16.1195 | 11.409 | 7.1296 | 1.7931 | -7.3755
9 | 9 | 12 | 2043.4061 | 2085.9596 | 2116.4509 | 2098.0909 | 80 | 63 | 0 | 0 | 0 | 0 | 0 | 0 | 0 | 0 | 0 | 0 | 1666.5506 | 1888.4481 | 2118.1615 | 2318.4137 | 0 | 0 | 0 | 0 | -1.6344 | -43.5738 | -50.0507 | -80.0606 | -2.1677 | -22.1274 | -23.8597 | -24.4828 | 300.6575 | 200.2126 | 72.1998 | -115.7794 | 0.37287 | 0.38397 | 0.38397 | 0.17588 | 112.1054 | 76.8765 | 27.7229 | -20.3627 | 0.089101 | 0.10536 | 0.10693 | 0.11064 | 0.050768 | 0.046215 | 0.0471 | 0.050445 | 26.7889 | 21.094 | 7.72 | -12.8096 | 15.2637 | 9.2528 | 3.4006 | -5.8404
9 | 9 | 13 | 2118.6508 | 2166.9462 | 2202.8791 | 2187.012 | 80 | 63 | 0 | 0 | 0 | 0 | 0 | 0 | 0 | 0 | 0 | 0 | 1632.7977 | 1849.5094 | 2076.8819 | 2277.2211 | 0 | 0 | 0 | 0 | -3.5146 | -41.0381 | -46.8255 | -74.6685 | -2.6676 | -4.4937 | -11.5148 | -25.2206 | 412.0353 | 299.9686 | 184.3375 | 9.68 | 0.37446 | 0.38065 | 0.38397 | 0.16813 | 154.2892 | 114.1844 | 70.781 | 1.6275 | 0.087862 | 0.10516 | 0.10669 | 0.11042 | 0.047982 | 0.04558 | 0.046007 | 0.049124 | 36.2021 | 31.5447 | 19.6679 | 1.0689 | 19.7704 | 13.6725 | 8.4808 | 0.47552
9 | 9 | 14 | 2173.3224 | 2226.2428 | 2267.0014 | 2254.1231 | 80 | 63 | 0 | 0 | 0 | 0 | 0 | 0 | 0 | 0 | 0 | 0 | 1648.0072 | 1851.2528 | 2071.945 | 2270.5382 | 0 | 0 | 0 | 0 | -2.7561 | -17.6256 | -39.2656 | -14.3077 | -3.4763 | -2.5165 | -8 | -23.9669 | 451.5476 | 332.1321 | 242.322 | 21.8595 | 0.37539 | 0.37471 | 0.37695 | 0.16849 | 169.5045 | 124.4543 | 91.3424 | 3.6831 | 0.087336 | 0.10504 | 0.10642 | 0.11027 | 0.047207 | 0.046008 | 0.04497 | 0.047187 | 39.4364 | 34.887 | 25.7871 | 2.4104 | 21.3162 | 15.2807 | 10.8971 | 1.0315
9 | 9 | 15 | 2210.2269 | 2267.6537 | 2313.0487 | 2303.131 | 80 | 63 | 0 | 0 | 0 | 0 | 0 | 0 | 0 | 0 | 0 | 0 | 1645.076 | 1818.1219 | 2017.6517 | 2205.0187 | 0 | 0 | 0 | 0 | -3.8872 | -4.2453 | -2.931 | -7.379 | -0.29175 | -2.3979 | -3.5888 | -7.6292 | 489.3299 | 393.1749 | 301.9167 | 113.1205 | 0.37558 | 0.37413 | 0.37546 | 0.16764 | 183.781 | 147.0992 | 113.358 | 18.963 | 0.086647 | 0.10488 | 0.10582 | 0.10932 | 0.046537 | 0.044496 | 0.043815 | 0.044308 | 42.399 | 41.2346 | 31.9493 | 12.3661 | 22.7721 | 17.4948 | 13.2285 | 5.0121
9 | 9 | 16 | 2240.6971 | 2308.4836 | 2365.3681 | 2364.5736 | 80 | 63 | 0 | 0 | 0 | 0 | 0 | 0 | 0 | 0 | 0 | 0 | 1542.6994 | 1681.3265 | 1847.8849 | 2010.5024 | 0 | 0 | 0 | 0 | -2.8415 | -7.3635 | -6.7779 | 0.58192 | -2.9131 | 0.3282 | -1.5359 | -2.0737 | 623.7523 | 571.1924 | 525.797 | 355.563 | 0.38077 | 0.3675 | 0.37018 | 0.37865 | 237.5042 | 209.9118 | 194.6394 | 134.6349 | 0.086538 | 0.10451 | 0.10551 | 0.10874 | 0.046455 | 0.043656 | 0.043283 | 0.043258 | 53.9784 | 59.6941 | 55.4747 | 38.6633 | 28.9761 | 24.936 | 22.758 | 15.381
9 | 9 | 17 | 2241.3408 | 2319.8786 | 2388.8322 | 2398.1534 | 80 | 63 | 0 | 0 | 0 | 0 | 0 | 0 | 0 | 0 | 0 | 0 | 1268.0689 | 1348.3366 | 1452.1586 | 1562.8646 | 0 | 0 | 0 | 0 | -3.486 | -8.7413 | -8.226 | -1.9787 | -3.595 | -0.60233 | -2.9933 | -1.4715 | 900.3529 | 917.8856 | 947.8929 | 838.739 | 0.38859 | 0.37976 | 0.38475 | 0.37375 | 349.8684 | 348.574 | 364.7023 | 313.4757 | 0.086791 | 0.10412 | 0.10576 | 0.10899 | 0.046653 | 0.043331 | 0.043873 | 0.04377 | 78.1427 | 95.5676 | 100.2444 | 91.4115 | 42.004 | 39.7733 | 41.5865 | 36.7113
9 | 9 | 18 | 2196.5751 | 2282.5769 | 2360.4009 | 2378.2496 | 80 | 63 | 0 | 0 | 0 | 0 | 0 | 0 | 0 | 0 | 0 | 0 | 719.5771 | 721.8556 | 748.3195 | 793.6791 | 0 | 0 | 0 | 0 | -1.8672 | -12.0351 | -1.2982 | 0 | -0.70701 | 1.7648 | -3.498 | -1.3537 | 1399.5721 | 1507.9916 | 1616.8775 | 1585.9241 | 0.39913 | 0.39052 | 0.39482 | 0.38967 | 558.6084 | 588.9084 | 638.3825 | 617.9918 | 0.087139 | 0.10517 | 0.10747 | 0.10982 | 0.046926 | 0.04467 | 0.045581 | 0.045131 | 121.9577 | 158.5954 | 173.7695 | 174.1701 | 65.6759 | 67.3615 | 73.6996 | 71.5749
9 | 9 | 19 | 2253.0861 | 2349.4506 | 2438.3685 | 2464.2315 | 80 | 63 | 0 | 0 | 0 | 0 | 0 | 0 | 0 | 0 | 0 | 0 | 420.5743 | 415.4953 | 435.3015 | 471.0648 | 0 | 0 | 0 | 0 | 5.6706 | 25.4448 | 51.6896 | 74.1025 | 1.8944 | 3.8489 | 9.3719 | 37.8619 | 1744.9468 | 1841.6616 | 1942.0056 | 1881.2023 | 0.40014 | 0.39646 | 0.4013 | 0.39601 | 698.216 | 730.1468 | 779.3265 | 744.9764 | 0.087102 | 0.10515 | 0.10756 | 0.10991 | 0.046904 | 0.044715 | 0.045602 | 0.045167 | 151.989 | 193.6417 | 208.8796 | 206.7656 | 81.8454 | 82.3502 | 88.5586 | 84.9677
9 | 9 | 20 | 2269.6165 | 2372.3126 | 2467.9047 | 2498.6602 | 80 | 63 | 0 | 0 | 0 | 0 | 0 | 0 | 0 | 0 | 0 | 0 | 425.4675 | 427.0269 | 446.4085 | 478.8969 | 0 | 0 | 0 | 0 | -3.0188 | 6.7469 | 7.1888 | 64.9038 | 3.2798 | 3.4215 | 12.4558 | 30.7156 | 1763.8879 | 1872.1173 | 2001.8516 | 1924.144 | 0.39652 | 0.39181 | 0.39756 | 0.39343 | 699.418 | 733.5217 | 795.8526 | 757.0205 | 0.087025 | 0.10507 | 0.10745 | 0.10982 | 0.046854 | 0.044645 | 0.045566 | 0.045103 | 153.5024 | 196.6989 | 215.0923 | 211.306 | 82.6447 | 83.5798 | 91.2155 | 86.7848
9 | 9 | 21 | 2132.5638 | 2231.5498 | 2323.8014 | 2354.2944 | 80 | 63 | 0 | 0 | 0 | 0 | 0 | 0 | 0 | 0 | 0 | 0 | 395.9631 | 405.7313 | 420.9196 | 449.5294 | 0 | 0 | 0 | 0 | 0.72492 | 7.6159 | 12.5257 | 50.5792 | 4.1323 | 2.9288 | 4.3553 | 31.6941 | 1651.7434 | 1752.2737 | 1886.0007 | 1822.4916 | 0.39092 | 0.38892 | 0.39029 | 0.38929 | 645.6957 | 681.4934 | 736.0896 | 709.4716 | 0.086886 | 0.10478 | 0.10673 | 0.1096 | 0.046799 | 0.044233 | 0.04511 | 0.044922 | 143.514 | 183.6027 | 201.287 | 199.7368 | 77.3007 | 77.508 | 85.0778 | 81.8699
9 | 9 | 22 | 1951.2159 | 2045.8707 | 2134.807 | 2166.44 | 80 | 63 | 0 | 0 | 0 | 0 | 0 | 0 | 0 | 0 | 0 | 0 | 349.2062 | 360.4895 | 373.3916 | 397.2944 | 0 | 0 | 0 | 0 | 3.2926 | 13.5684 | 28.9064 | 76.9048 | 2.2583 | 5.088 | 5.3003 | 21.6353 | 1516.4588 | 1603.7247 | 1727.2086 | 1670.6055 | 0.38531 | 0.3837 | 0.387 | 0.38422 | 584.3009 | 615.3485 | 668.4312 | 641.8763 | 0.086414 | 0.10425 | 0.10608 | 0.10929 | 0.046462 | 0.043836 | 0.04449 | 0.044276 | 131.0437 | 167.189 | 183.2182 | 182.5773 | 70.4584 | 70.3014 | 76.8433 | 73.9676
9 | 9 | 23 | 1762.1668 | 1848.4088 | 1929.4527 | 1958.4717 | 80 | 63 | 0 | 0 | 0 | 0 | 0 | 0 | 0 | 0 | 0 | 0 | 322.333 | 333.8028 | 345.8525 | 366.9675 | 0 | 0 | 0 | 0 | 9.8186 | 12.7545 | 29.5287 | 30.2799 | 4.7509 | 5.2256 | 8.1507 | 2.2545 | 1345.2643 | 1433.6259 | 1545.9208 | 1558.9697 | 0.37862 | 0.38317 | 0.38456 | 0.38119 | 509.35 | 549.3288 | 594.4982 | 594.2691 | 0.086119 | 0.10384 | 0.10584 | 0.109 | 0.046274 | 0.043543 | 0.044131 | 0.04397 | 115.8522 | 148.8615 | 163.6236 | 169.9208 | 62.2505 | 62.4244 | 68.2225 | 68.5482
9 | 9 | 24 | 1640.0705 | 1714.1972 | 1782.407 | 1802.9628 | 80 | 63 | 0 | 0 | 0 | 0 | 0 | 0 | 0 | 0 | 0 | 0 | 294.3924 | 306.7114 | 317.3624 | 335.7832 | 0 | 0 | 0 | 0 | 14.5803 | 41.0491 | 46.1828 | 11.082 | 4.8789 | 5.8429 | 14.5478 | 1.2937 | 1246.219 | 1297.5938 | 1404.314 | 1454.804 | 0.37097 | 0.3792 | 0.38104 | 0.37743 | 462.308 | 492.0504 | 535.1048 | 549.0875 | 0.086241 | 0.10379 | 0.10559 | 0.10885 | 0.0462 | 0.043393 | 0.043821 | 0.043654 | 107.4747 | 134.6794 | 148.276 | 158.3546 | 57.5748 | 56.3063 | 61.5389 | 63.5081
9 | 10 | 1 | 1564.4042 | 1627.9143 | 1684.4632 | 1696.4047 | 80 | 63 | 0 | 0 | 0 | 0 | 0 | 0 | 0 | 0 | 0 | 0 | 269.9296 | 285.6583 | 293.0215 | 310.2998 | 0 | 0 | 0 | 0 | -2.6879 | 58.3744 | 22.1022 | 13.5432 | 0 | 16.9339 | 10.1712 | 1.354 | 1217.1625 | 1203.9476 | 1359.1682 | 1371.2077 | 0.37067 | 0.37067 | 0.37608 | 0.37093 | 451.1705 | 446.2661 | 511.1574 | 508.6207 | 0.086259 | 0.10379 | 0.10553 | 0.1088 | 0.046172 | 0.043292 | 0.043731 | 0.04351 | 104.991 | 124.9571 | 143.4279 | 149.1811 | 56.1983 | 52.1215 | 59.4373 | 59.6612
9 | 10 | 2 | 1521.1919 | 1575.1406 | 1621.2817 | 1625.3783 | 80 | 63 | 0 | 0 | 0 | 0 | 0 | 0 | 0 | 0 | 0 | 0 | 247.8355 | 267.6219 | 271.7564 | 287.6646 | 0 | 0 | 0 | 0 | -2.0734 | 55.5376 | 21.5478 | 0.97392 | -0.28152 | 2.4412 | 0 | 0 | 1195.7113 | 1186.54 | 1327.9775 | 1336.7397 | 0.36983 | 0.36895 | 0.37442 | 0.36801 | 442.2078 | 437.77 | 497.2172 | 491.9364 | 0.086377 | 0.10364 | 0.10534 | 0.10863 | 0.04618 | 0.042986 | 0.043509 | 0.043199 | 103.282 | 122.9693 | 139.8915 | 145.2043 | 55.2175 | 51.0048 | 57.7792 | 57.7461
9 | 10 | 3 | 1506.0537 | 1552.709 | 1590.8021 | 1588.4938 | 80 | 63 | 0 | 0 | 0 | 0 | 0 | 0 | 0 | 0 | 0 | 0 | 229.8527 | 253.725 | 254.87 | 269.7785 | 0 | 0 | 0 | 0 | -3.9259 | 36.653 | 19.8316 | -5.2343 | -1.1918 | 11.2565 | 2.7372 | 0 | 1201.3187 | 1188.0746 | 1313.3633 | 1323.9496 | 0.37068 | 0.36878 | 0.37239 | 0.3659 | 445.3007 | 438.1432 | 489.0844 | 484.4328 | 0.086318 | 0.10364 | 0.10532 | 0.10863 | 0.046163 | 0.043005 | 0.04349 | 0.043173 | 103.6958 | 123.1377 | 138.3253 | 143.8263 | 55.4561 | 51.0931 | 57.1176 | 57.1589
9 | 10 | 4 | 1536.5865 | 1577.5094 | 1608.7856 | 1599.9541 | 80 | 63 | 0 | 0 | 0 | 0 | 0 | 0 | 0 | 0 | 0 | 0 | 193.6784 | 213.4188 | 213.1222 | 227.5442 | 0 | 0 | 0 | 0 | -1.8907 | 6.4241 | 17.2789 | 0 | 0 | 2.1566 | 12.7991 | 2.3245 | 1264.7988 | 1292.51 | 1365.5854 | 1370.0853 | 0.3692 | 0.37208 | 0.37262 | 0.36651 | 466.9691 | 480.9114 | 508.8411 | 502.1434 | 0.086193 | 0.10362 | 0.10531 | 0.10863 | 0.046124 | 0.043067 | 0.043562 | 0.043193 | 109.0167 | 133.9276 | 143.8162 | 148.8314 | 58.3377 | 55.6651 | 59.4883 | 59.1779
9 | 10 | 5 | 1645.307 | 1682.4924 | 1708.4681 | 1692.6273 | 80 | 63 | 0 | 0 | 0 | 0 | 0 | 0 | 0 | 0 | 0 | 0 | 165.1216 | 178.7151 | 178.1445 | 192.9239 | 0 | 0 | 0 | 0 | -1.2433 | 40.7123 | 7.107 | -26.4375 | 1.4563 | 4.6432 | 9.4288 | 9.4746 | 1399.9723 | 1395.4217 | 1513.7878 | 1516.6662 | 0.36849 | 0.37169 | 0.3739 | 0.36618 | 515.8751 | 518.6574 | 566.0015 | 555.3655 | 0.086065 | 0.1036 | 0.10532 | 0.10862 | 0.046124 | 0.043219 | 0.043708 | 0.043342 | 120.488 | 144.5638 | 159.4261 | 164.7446 | 64.5726 | 60.3086 | 66.1647 | 65.7356
9 | 10 | 6 | 1819.1941 | 1858.5434 | 1885.5593 | 1866.9589 | 80 | 63 | 0 | 0 | 0 | 0 | 0 | 0 | 0 | 0 | 0 | 0 | 198.1386 | 208.3775 | 207.7921 | 222.6367 | 0 | 0 | 0 | 0 | -0.88368 | 7.6805 | 38.0889 | -28.8 | 7.8999 | 9.5384 | 7.4423 | 14.5738 | 1534.0393 | 1569.9471 | 1632.2361 | 1658.5485 | 0.37162 | 0.37651 | 0.37574 | 0.37098 | 570.0798 | 591.102 | 613.2917 | 615.2884 | 0.086229 | 0.10361 | 0.10528 | 0.10864 | 0.046252 | 0.043435 | 0.043955 | 0.043469 | 132.2784 | 162.6575 | 171.8469 | 180.1815 | 70.9525 | 68.1903 | 71.7455 | 72.0961
9 | 10 | 7 | 1949.5567 | 1989.5946 | 2017.0225 | 1996.8726 | 80 | 63 | 0 | 0 | 0 | 0 | 0 | 0 | 0 | 0 | 0 | 0 | 689.5717 | 688.2492 | 693.4234 | 711.8516 | 0 | 0 | 0 | 0 | -5.2106 | -22.3216 | -18.4411 | -3.8599 | -1.1761 | -0.61739 | -5.5478 | -5.4702 | 1186.3717 | 1261.2844 | 1347.588 | 1294.3511 | 0.37194 | 0.38123 | 0.37528 | 0.36663 | 441.2555 | 480.842 | 505.7278 | 474.542 | 0.086679 | 0.10387 | 0.1053 | 0.10876 | 0.046651 | 0.043023 | 0.042913 | 0.042979 | 102.834 | 131.0059 | 141.9063 | 140.7686 | 55.3452 | 54.2637 | 57.8297 | 55.6296
9 | 10 | 8 | 2076.6112 | 2122.076 | 2156.1578 | 2140.8603 | 80 | 63 | 0 | 0 | 0 | 0 | 0 | 0 | 0 | 0 | 0 | 0 | 1099.8858 | 1157.3081 | 1229.3898 | 1300.7287 | 0 | 0 | 0 | 0 | -3.0387 | -48.4672 | -35.5834 | -3.9518 | -5.435 | -5.4835 | -5.6518 | -7.423 | 905.1991 | 955.7187 | 968.0033 | 851.5064 | 0.36962 | 0.37552 | 0.37235 | 0.38036 | 334.5838 | 358.8941 | 360.4339 | 323.8825 | 0.087929 | 0.10498 | 0.10641 | 0.11048 | 0.047816 | 0.045806 | 0.04479 | 0.047676 | 79.5934 | 100.3298 | 103.0028 | 94.0736 | 43.283 | 43.7772 | 43.3564 | 40.5965
9 | 10 | 9 | 2198.9225 | 2252.5875 | 2296.4448 | 2288.6802 | 80 | 63 | 0 | 0 | 0 | 0 | 0 | 0 | 0 | 0 | 0 | 0 | 1416.0134 | 1542.6448 | 1682.2259 | 1808.2118 | 0 | 0 | 0 | 0 | -4.2214 | -73.4622 | -58.3556 | -43.5997 | -5.0616 | -12.2845 | -11.0482 | -20.8813 | 712.1921 | 732.6894 | 683.6227 | 544.9494 | 0.37229 | 0.38397 | 0.38397 | 0.17588 | 265.1427 | 281.3341 | 262.4939 | 95.8431 | 0.088743 | 0.10545 | 0.10698 | 0.1107 | 0.048969 | 0.046451 | 0.046789 | 0.050406 | 63.2022 | 77.2631 | 73.1361 | 60.3281 | 34.8752 | 34.0345 | 31.9863 | 27.4685
9 | 10 | 10 | 2307.0595 | 2366.1046 | 2414.8454 | 2408.563 | 80 | 63 | 0 | 0 | 0 | 0 | 0 | 0 | 0 | 0 | 0 | 0 | 1561.6765 | 1733.6171 | 1917.8592 | 2080.2869 | 0 | 0 | 0 | 0 | -2.6278 | -97.7669 | -94.1474 | -87.5427 | -7.4005 | -26.8454 | -24.718 | -39.2607 | 675.4113 | 694.0998 | 615.8516 | 455.0795 | 0.37171 | 0.38397 | 0.38397 | 0.17588 | 251.0588 | 266.5167 | 236.4714 | 80.0372 | 0.088964 | 0.10546 | 0.10707 | 0.11064 | 0.049385 | 0.0466 | 0.047417 | 0.050709 | 60.0872 | 73.1985 | 65.9382 | 50.3504 | 33.355 | 32.3449 | 29.2017 | 23.0767
9 | 10 | 11 | 2383.7706 | 2446.2964 | 2497.0727 | 2489.3557 | 80 | 63 | 0 | 0 | 0 | 0 | 0 | 0 | 0 | 0 | 0 | 0 | 1628.5946 | 1825.6319 | 2034.3736 | 2216.8045 | 0 | 0 | 0 | 0 | -1.6874 | -61.9535 | -73.6715 | -86.4 | -5.8167 | -22.3128 | -23.9156 | -37.2219 | 682.6801 | 641.9308 | 560.2862 | 396.173 | 0.37104 | 0.38397 | 0.38397 | 0.17588 | 253.3007 | 246.4851 | 215.1357 | 69.677 | 0.089005 | 0.10534 | 0.10704 | 0.11062 | 0.049395 | 0.04648 | 0.047408 | 0.050616 | 60.7618 | 67.6178 | 59.974 | 43.8256 | 33.721 | 29.8372 | 26.5622 | 20.0526
9 | 10 | 12 | 2425.2699 | 2490.1951 | 2542.4298 | 2533.961 | 80 | 63 | 0 | 0 | 0 | 0 | 0 | 0 | 0 | 0 | 0 | 0 | 1644.2012 | 1855.1648 | 2076.7185 | 2269.641 | 0 | 0 | 0 | 0 | -1.6344 | -43.5738 | -50.0507 | -80.0606 | -2.1677 | -22.1274 | -23.8597 | -24.4828 | 704.8707 | 637.7315 | 539.6217 | 368.8634 | 0.37287 | 0.38397 | 0.38397 | 0.17588 | 262.8233 | 244.8726 | 207.2011 | 64.8739 | 0.089101 | 0.10536 | 0.10693 | 0.11064 | 0.050768 | 0.046215 | 0.0471 | 0.050445 | 62.8048 | 67.1902 | 57.6995 | 40.8102 | 35.7846 | 29.4726 | 25.4159 | 18.6072
9 | 10 | 13 | 2503.453 | 2574.2924 | 2632.136 | 2626.2362 | 80 | 63 | 0 | 0 | 0 | 0 | 0 | 0 | 0 | 0 | 0 | 0 | 1637.728 | 1860.0908 | 2091.5748 | 2293.3119 | 0 | 0 | 0 | 0 | -3.5146 | -41.0381 | -46.8255 | -74.6685 | -2.6676 | -4.4937 | -11.5148 | -25.2206 | 791.9073 | 696.7333 | 598.9015 | 432.8134 | 0.37446 | 0.38065 | 0.38397 | 0.16813 | 296.5346 | 265.2147 | 229.9631 | 72.769 | 0.087862 | 0.10516 | 0.10669 | 0.11042 | 0.047982 | 0.04558 | 0.046007 | 0.049124 | 69.5783 | 73.2685 | 63.8998 | 47.793 | 37.9976 | 31.7569 | 27.5537 | 21.2615
9 | 10 | 14 | 2548.5396 | 2623.4423 | 2685.5659 | 2682.4065 | 80 | 63 | 0 | 0 | 0 | 0 | 0 | 0 | 0 | 0 | 0 | 0 | 1625.9311 | 1835.001 | 2053.4489 | 2248.2257 | 0 | 0 | 0 | 0 | -2.7561 | -17.6256 | -39.2656 | -14.3077 | -3.4763 | -2.5165 | -8 | -23.9669 | 848.8409 | 745.5835 | 679.3826 | 472.4554 | 0.37539 | 0.37471 | 0.37695 | 0.16849 | 318.6428 | 279.3801 | 256.0907 | 79.6045 | 0.087336 | 0.10504 | 0.10642 | 0.11027 | 0.047207 | 0.046008 | 0.04497 | 0.047187 | 74.1345 | 78.3158 | 72.2976 | 52.0959 | 40.0712 | 34.3027 | 30.5515 | 22.2937
9 | 10 | 15 | 2595.6588 | 2675.6664 | 2743.008 | 2743.0738 | 80 | 63 | 0 | 0 | 0 | 0 | 0 | 0 | 0 | 0 | 0 | 0 | 1537.699 | 1718.8579 | 1913.038 | 2093.4978 | 0 | 0 | 0 | 0 | -3.8872 | -4.2453 | -2.931 | -7.379 | -0.29175 | -2.3979 | -3.5888 | -7.6292 | 982.1388 | 900.4516 | 836.4897 | 664.5843 | 0.37558 | 0.37413 | 0.37546 | 0.16764 | 368.8687 | 336.8875 | 314.0696 | 111.408 | 0.086647 | 0.10488 | 0.10582 | 0.10932 | 0.046537 | 0.044496 | 0.043815 | 0.044308 | 85.0994 | 94.4358 | 88.5187 | 72.6507 | 45.706 | 40.0667 | 36.6508 | 29.4462
9 | 10 | 16 | 2606.749 | 2695.9809 | 2773.7084 | 2782.3955 | 80 | 63 | 0 | 0 | 0 | 0 | 0 | 0 | 0 | 0 | 0 | 0 | 1366.3903 | 1495.2439 | 1646.0014 | 1795.0242 | 0 | 0 | 0 | 0 | -2.8415 | -7.3635 | -6.7779 | 0.58192 | -2.9131 | 0.3282 | -1.5359 | -2.0737 | 1166.1133 | 1144.7723 | 1136.0209 | 988.8632 | 0.38077 | 0.3675 | 0.37018 | 0.37865 | 444.0173 | 420.701 | 420.5319 | 374.4356 | 0.086538 | 0.10451 | 0.10551 | 0.10874 | 0.046455 | 0.043656 | 0.043283 | 0.043258 | 100.9134 | 119.6376 | 119.857 | 107.5272 | 54.1713 | 49.9763 | 49.1702 | 42.7763
9 | 10 | 17 | 2555.4094 | 2652.3471 | 2739.1838 | 2756.6402 | 80 | 63 | 0 | 0 | 0 | 0 | 0 | 0 | 0 | 0 | 0 | 0 | 1002.575 | 1056.571 | 1147.192 | 1246.9756 | 0 | 0 | 0 | 0 | -3.486 | -8.7413 | -8.226 | -1.9787 | -3.595 | -0.60233 | -2.9933 | -1.4715 | 1479.9153 | 1542.1197 | 1603.2112 | 1513.1148 | 0.38859 | 0.37976 | 0.38475 | 0.37375 | 575.0808 | 585.6316 | 616.8363 | 565.5212 | 0.086791 | 0.10412 | 0.10576 | 0.10899 | 0.046653 | 0.043331 | 0.043873 | 0.04377 | 128.4436 | 160.561 | 169.5477 | 164.9096 | 69.0423 | 66.8223 | 70.3369 | 66.2284
9 | 10 | 18 | 2456.8413 | 2558.0911 | 2650.7346 | 2675.3248 | 80 | 63 | 0 | 0 | 0 | 0 | 0 | 0 | 0 | 0 | 0 | 0 | 472.5746 | 435.3194 | 459.8215 | 497.7215 | 0 | 0 | 0 | 0 | -1.8672 | -12.0351 | -1.2982 | 0 | -0.70701 | 1.7648 | -3.498 | -1.3537 | 1906.8408 | 2070.0419 | 2195.7093 | 2178.957 | 0.39913 | 0.39052 | 0.39482 | 0.38967 | 761.0735 | 808.4031 | 866.9193 | 849.0807 | 0.087139 | 0.10517 | 0.10747 | 0.10982 | 0.046926 | 0.04467 | 0.045581 | 0.045131 | 166.1608 | 217.7061 | 235.9779 | 239.2984 | 89.4798 | 92.468 | 100.0835 | 98.3393
9 | 10 | 19 | 2486.4862 | 2596.5246 | 2698.7323 | 2730.6409 | 80 | 63 | 0 | 0 | 0 | 0 | 0 | 0 | 0 | 0 | 0 | 0 | 235.8233 | 193.0044 | 216.0897 | 245.4464 | 0 | 0 | 0 | 0 | 5.6706 | 25.4448 | 51.6896 | 74.1025 | 1.8944 | 3.8489 | 9.3719 | 37.8619 | 2163.0979 | 2311.2265 | 2421.5812 | 2373.2301 | 0.40014 | 0.39646 | 0.4013 | 0.39601 | 865.5334 | 916.3108 | 971.7801 | 939.8248 | 0.087102 | 0.10515 | 0.10756 | 0.10991 | 0.046904 | 0.044715 | 0.045602 | 0.045167 | 188.411 | 243.0142 | 260.4621 | 260.8451 | 101.4585 | 103.3469 | 110.4281 | 107.191
9 | 10 | 20 | 2487.3446 | 2602.7965 | 2710.7861 | 2747.1812 | 80 | 63 | 0 | 0 | 0 | 0 | 0 | 0 | 0 | 0 | 0 | 0 | 259.7368 | 229.6308 | 252.275 | 277.4389 | 0 | 0 | 0 | 0 | -3.0188 | 6.7469 | 7.1888 | 64.9038 | 3.2798 | 3.4215 | 12.4558 | 30.7156 | 2147.3468 | 2299.9973 | 2438.8666 | 2374.123 | 0.39652 | 0.39181 | 0.39756 | 0.39343 | 851.4674 | 901.1711 | 969.5915 | 934.0568 | 0.087025 | 0.10507 | 0.10745 | 0.10982 | 0.046854 | 0.044645 | 0.045566 | 0.045103 | 186.8729 | 241.6553 | 262.0481 | 260.7219 | 100.6111 | 102.6823 | 111.1283 | 107.0802
9 | 10 | 21 | 2327.6236 | 2438.0373 | 2541.3956 | 2576.9411 | 80 | 63 | 0 | 0 | 0 | 0 | 0 | 0 | 0 | 0 | 0 | 0 | 250.6805 | 229.2524 | 249.9158 | 270.5381 | 0 | 0 | 0 | 0 | 0.72492 | 7.6159 | 12.5257 | 50.5792 | 4.1323 | 2.9288 | 4.3553 | 31.6941 | 1992.0858 | 2135.2401 | 2274.5988 | 2224.1297 | 0.39092 | 0.38892 | 0.39029 | 0.38929 | 778.7416 | 830.4365 | 887.7561 | 865.8239 | 0.086886 | 0.10478 | 0.10673 | 0.1096 | 0.046799 | 0.044233 | 0.04511 | 0.044922 | 173.0852 | 223.7298 | 242.7608 | 243.7545 | 93.2285 | 94.4477 | 102.6075 | 99.9122
9 | 10 | 22 | 2089.3949 | 2192.145 | 2288.9493 | 2324.1614 | 80 | 63 | 0 | 0 | 0 | 0 | 0 | 0 | 0 | 0 | 0 | 0 | 237.8469 | 227.2392 | 243.669 | 261.3586 | 0 | 0 | 0 | 0 | 3.2926 | 13.5684 | 28.9064 | 76.9048 | 2.2583 | 5.088 | 5.3003 | 21.6353 | 1765.9971 | 1883.2493 | 2011.0736 | 1964.2627 | 0.38531 | 0.3837 | 0.387 | 0.38422 | 680.4496 | 722.6019 | 778.2871 | 754.7046 | 0.086414 | 0.10425 | 0.10608 | 0.10929 | 0.046462 | 0.043836 | 0.04449 | 0.044276 | 152.6073 | 196.3296 | 213.3299 | 214.6705 | 82.0525 | 82.5547 | 89.4725 | 86.9695
9 | 10 | 23 | 1881.5255 | 1974.7602 | 2062.6004 | 2094.711 | 80 | 63 | 0 | 0 | 0 | 0 | 0 | 0 | 0 | 0 | 0 | 0 | 195.0308 | 181.1546 | 195.5392 | 211.7289 | 0 | 0 | 0 | 0 | 9.8186 | 12.7545 | 29.5287 | 30.2799 | 4.7509 | 5.2256 | 8.1507 | 2.2545 | 1591.9252 | 1712.6255 | 1829.3818 | 1850.4477 | 0.37862 | 0.38317 | 0.38456 | 0.38119 | 602.7419 | 656.2343 | 703.5057 | 705.3786 | 0.086119 | 0.10384 | 0.10584 | 0.109 | 0.046274 | 0.043543 | 0.044131 | 0.04397 | 137.0943 | 177.8316 | 193.6257 | 201.6906 | 73.6645 | 74.5729 | 80.7318 | 81.3645
9 | 10 | 24 | 1734.522 | 1814.1821 | 1887.77 | 1910.7724 | 80 | 63 | 0 | 0 | 0 | 0 | 0 | 0 | 0 | 0 | 0 | 0 | 174.2734 | 160.6029 | 173.3408 | 188.7551 | 0 | 0 | 0 | 0 | 14.5803 | 41.0491 | 46.1828 | 11.082 | 4.8789 | 5.8429 | 14.5478 | 1.2937 | 1460.7894 | 1543.6873 | 1653.6986 | 1709.6416 | 0.37097 | 0.3792 | 0.38104 | 0.37743 | 541.9069 | 585.3696 | 630.1312 | 645.271 | 0.086241 | 0.10379 | 0.10559 | 0.10885 | 0.0462 | 0.043393 | 0.043821 | 0.043654 | 125.9794 | 160.2219 | 174.6075 | 186.0935 | 67.4879 | 66.985 | 72.4673 | 74.6328
9 | 11 | 1 | 1643.7435 | 1711.9017 | 1772.9681 | 1786.9648 | 80 | 63 | 0 | 0 | 0 | 0 | 0 | 0 | 0 | 0 | 0 | 0 | 146.9662 | 133.1199 | 143.3615 | 158.2872 | 0 | 0 | 0 | 0 | -2.6879 | 58.3744 | 22.1022 | 13.5432 | 0 | 16.9339 | 10.1712 | 1.354 | 1419.4652 | 1440.4735 | 1597.3332 | 1613.7804 | 0.37067 | 0.37067 | 0.37608 | 0.37093 | 526.1589 | 533.939 | 600.7267 | 598.598 | 0.086259 | 0.10379 | 0.10553 | 0.1088 | 0.046172 | 0.043292 | 0.043731 | 0.04351 | 122.4413 | 149.506 | 168.5605 | 175.5719 | 65.5389 | 62.3612 | 69.8524 | 70.2156
9 | 11 | 2 | 1584.7892 | 1642.4638 | 1692.2262 | 1697.97 | 80 | 63 | 0 | 0 | 0 | 0 | 0 | 0 | 0 | 0 | 0 | 0 | 141.7969 | 131.0501 | 140.3393 | 153.9206 | 0 | 0 | 0 | 0 | -2.0734 | 55.5376 | 21.5478 | 0.97392 | -0.28152 | 2.4412 | 0 | 0 | 1365.3473 | 1390.4349 | 1530.3391 | 1543.0756 | 0.36983 | 0.36895 | 0.37442 | 0.36801 | 504.944 | 512.9964 | 572.9848 | 567.8705 | 0.086377 | 0.10364 | 0.10534 | 0.10863 | 0.04618 | 0.042986 | 0.043509 | 0.043199 | 117.9347 | 144.1003 | 161.2087 | 167.6176 | 63.0512 | 59.7694 | 66.5838 | 66.6597
9 | 11 | 3 | 1557.2674 | 1606.9231 | 1647.9323 | 1646.9506 | 80 | 63 | 0 | 0 | 0 | 0 | 0 | 0 | 0 | 0 | 0 | 0 | 116.968 | 104.8004 | 111.9561 | 125.6364 | 0 | 0 | 0 | 0 | -3.9259 | 36.653 | 19.8316 | -5.2343 | -1.1918 | 11.2565 | 2.7372 | 0 | 1365.4171 | 1391.2132 | 1513.4074 | 1526.5485 | 0.37068 | 0.36878 | 0.37239 | 0.3659 | 506.1282 | 513.0575 | 563.579 | 558.5637 | 0.086318 | 0.10364 | 0.10532 | 0.10863 | 0.046163 | 0.043005 | 0.04349 | 0.043173 | 117.8605 | 144.1919 | 159.3943 | 165.8355 | 63.0314 | 59.8291 | 65.8174 | 65.9058
9 | 11 | 4 | 1577.3755 | 1620.6881 | 1654.2868 | 1646.5118 | 80 | 63 | 0 | 0 | 0 | 0 | 0 | 0 | 0 | 0 | 0 | 0 | 107.2711 | 98.582 | 102.7748 | 117.1002 | 0 | 0 | 0 | 0 | -1.8907 | 6.4241 | 17.2789 | 0 | 0 | 2.1566 | 12.7991 | 2.3245 | 1391.9951 | 1450.5255 | 1521.4339 | 1527.0871 | 0.3692 | 0.37208 | 0.37262 | 0.36651 | 513.9306 | 539.7051 | 566.913 | 559.6854 | 0.086193 | 0.10362 | 0.10531 | 0.10863 | 0.046124 | 0.043067 | 0.043562 | 0.043193 | 119.9801 | 150.3009 | 160.2293 | 165.8864 | 64.2045 | 62.4705 | 66.2774 | 65.9593
9 | 11 | 5 | 1681.1986 | 1720.4867 | 1748.506 | 1733.5949 | 80 | 63 | 0 | 0 | 0 | 0 | 0 | 0 | 0 | 0 | 0 | 0 | 90.3774 | 83.0611 | 83.3863 | 99.9794 | 0 | 0 | 0 | 0 | -1.2433 | 40.7123 | 7.107 | -26.4375 | 1.4563 | 4.6432 | 9.4288 | 9.4746 | 1510.6081 | 1529.07 | 1648.584 | 1650.5784 | 0.36849 | 0.37169 | 0.3739 | 0.36618 | 556.6433 | 568.3325 | 616.4014 | 604.4008 | 0.086065 | 0.1036 | 0.10532 | 0.10862 | 0.046124 | 0.043219 | 0.043708 | 0.043342 | 130.0098 | 158.4096 | 173.6223 | 179.2905 | 69.6756 | 66.0848 | 72.0564 | 71.5396
9 | 11 | 6 | 1855.5054 | 1896.9821 | 1926.0656 | 1908.4057 | 80 | 63 | 0 | 0 | 0 | 0 | 0 | 0 | 0 | 0 | 0 | 0 | 100.4465 | 86.8798 | 86.4069 | 101.1895 | 0 | 0 | 0 | 0 | -0.88368 | 7.6805 | 38.0889 | -28.8 | 7.8999 | 9.5384 | 7.4423 | 14.5738 | 1668.0427 | 1729.8834 | 1794.1275 | 1821.4424 | 0.37162 | 0.37651 | 0.37574 | 0.37098 | 619.8782 | 651.3197 | 674.1203 | 675.7189 | 0.086229 | 0.10361 | 0.10528 | 0.10864 | 0.046252 | 0.043435 | 0.043955 | 0.043469 | 143.8334 | 179.228 | 188.8913 | 197.878 | 77.1505 | 75.1371 | 78.8614 | 79.177
9 | 11 | 7 | 1970.476 | 2011.7394 | 2040.3585 | 2020.7504 | 80 | 63 | 0 | 0 | 0 | 0 | 0 | 0 | 0 | 0 | 0 | 0 | 650.6954 | 642.5589 | 647.9982 | 665.0555 | 0 | 0 | 0 | 0 | -5.2106 | -22.3216 | -18.4411 | -3.8599 | -1.1761 | -0.61739 | -5.5478 | -5.4702 | 1246.1672 | 1329.1195 | 1416.3492 | 1365.025 | 0.37194 | 0.38123 | 0.37528 | 0.36663 | 463.4957 | 506.7029 | 531.5327 | 500.4529 | 0.086679 | 0.10387 | 0.1053 | 0.10876 | 0.046651 | 0.043023 | 0.042913 | 0.042979 | 108.017 | 138.0517 | 149.1471 | 148.4548 | 58.1347 | 57.1821 | 60.7804 | 58.6671
9 | 11 | 8 | 2096.8308 | 2143.4802 | 2178.7133 | 2163.9396 | 80 | 63 | 0 | 0 | 0 | 0 | 0 | 0 | 0 | 0 | 0 | 0 | 1084.6469 | 1144.2064 | 1215.4223 | 1285.5948 | 0 | 0 | 0 | 0 | -3.0387 | -48.4672 | -35.5834 | -3.9518 | -5.435 | -5.4835 | -5.6518 | -7.423 | 940.6576 | 990.2246 | 1004.5263 | 889.7196 | 0.36962 | 0.37552 | 0.37235 | 0.38036 | 347.6901 | 371.8519 | 374.0332 | 338.4174 | 0.087929 | 0.10498 | 0.10641 | 0.11048 | 0.047816 | 0.045806 | 0.04479 | 0.047676 | 82.7113 | 103.9522 | 106.8891 | 98.2953 | 44.9785 | 45.3577 | 44.9922 | 42.4184
9 | 11 | 9 | 2219.7718 | 2274.6582 | 2319.7027 | 2312.4782 | 80 | 63 | 0 | 0 | 0 | 0 | 0 | 0 | 0 | 0 | 0 | 0 | 1359.459 | 1485.9214 | 1623.4126 | 1747.6697 | 0 | 0 | 0 | 0 | -4.2214 | -73.4622 | -58.3556 | -43.5997 | -5.0616 | -12.2845 | -11.0482 | -20.8813 | 789.5957 | 811.4835 | 765.6939 | 629.2896 | 0.37229 | 0.38397 | 0.38397 | 0.17588 | 293.9594 | 311.5891 | 294.0071 | 110.6764 | 0.088743 | 0.10545 | 0.10698 | 0.1107 | 0.048969 | 0.046451 | 0.046789 | 0.050406 | 70.0712 | 85.572 | 81.9163 | 69.6649 | 38.6655 | 37.6946 | 35.8264 | 31.7197
9 | 11 | 10 | 2338.5433 | 2399.4329 | 2449.9664 | 2444.4995 | 80 | 63 | 0 | 0 | 0 | 0 | 0 | 0 | 0 | 0 | 0 | 0 | 1538.7347 | 1713.7566 | 1899.0272 | 2062.2945 | 0 | 0 | 0 | 0 | -2.6278 | -97.7669 | -94.1474 | -87.5427 | -7.4005 | -26.8454 | -24.718 | -39.2607 | 729.837 | 747.2886 | 669.8047 | 509.0083 | 0.37171 | 0.38397 | 0.38397 | 0.17588 | 271.2895 | 286.9399 | 257.188 | 89.5219 | 0.088964 | 0.10546 | 0.10707 | 0.11064 | 0.049385 | 0.0466 | 0.047417 | 0.050709 | 64.9291 | 78.8077 | 71.7148 | 56.3171 | 36.0428 | 34.8235 | 31.76 | 25.8114
9 | 11 | 11 | 2429.3172 | 2494.5114 | 2547.8812 | 2541.3438 | 80 | 63 | 0 | 0 | 0 | 0 | 0 | 0 | 0 | 0 | 0 | 0 | 1618.2011 | 1822.2441 | 2036.8482 | 2224.0826 | 0 | 0 | 0 | 0 | -1.6874 | -61.9535 | -73.6715 | -86.4 | -5.8167 | -22.3128 | -23.9156 | -37.2219 | 738.6202 | 693.5335 | 608.62 | 440.8831 | 0.37104 | 0.38397 | 0.38397 | 0.17588 | 274.0567 | 266.2993 | 233.6947 | 77.5404 | 0.089005 | 0.10534 | 0.10704 | 0.11062 | 0.049395 | 0.04648 | 0.047408 | 0.050616 | 65.7408 | 73.0534 | 65.1478 | 48.7715 | 36.4842 | 32.2357 | 28.8537 | 22.3156
9 | 11 | 12 | 2494.8841 | 2563.8877 | 2620.0863 | 2613.4206 | 80 | 63 | 0 | 0 | 0 | 0 | 0 | 0 | 0 | 0 | 0 | 0 | 1666.1204 | 1889.3373 | 2122.7116 | 2325.7591 | 0 | 0 | 0 | 0 | -1.6344 | -43.5738 | -50.0507 | -80.0606 | -2.1677 | -22.1274 | -23.8597 | -24.4828 | 752.5658 | 677.2516 | 571.2851 | 392.2049 | 0.37287 | 0.38397 | 0.38397 | 0.17588 | 280.6073 | 260.0474 | 219.3591 | 68.9791 | 0.089101 | 0.10536 | 0.10693 | 0.11064 | 0.050768 | 0.046215 | 0.0471 | 0.050445 | 67.0545 | 71.354 | 61.0851 | 43.3926 | 38.206 | 31.299 | 26.9073 | 19.7846
9 | 11 | 13 | 2583.5618 | 2659.0944 | 2721.4995 | 2717.6746 | 80 | 63 | 0 | 0 | 0 | 0 | 0 | 0 | 0 | 0 | 0 | 0 | 1638.0541 | 1861.07 | 2094.9515 | 2302.1188 | 0 | 0 | 0 | 0 | -3.5146 | -41.0381 | -46.8255 | -74.6685 | -2.6676 | -4.4937 | -11.5148 | -25.2206 | 871.69 | 780.5562 | 684.8883 | 515.4449 | 0.37446 | 0.38065 | 0.38397 | 0.16813 | 326.4097 | 297.1222 | 262.9798 | 86.6619 | 0.087862 | 0.10516 | 0.10669 | 0.11042 | 0.047982 | 0.04558 | 0.046007 | 0.049124 | 76.5881 | 82.0833 | 73.0741 | 56.9175 | 41.8258 | 35.5775 | 31.5097 | 25.3207
9 | 11 | 14 | 2657.5435 | 2738.8324 | 2807.1627 | 2806.8267 | 80 | 63 | 0 | 0 | 0 | 0 | 0 | 0 | 0 | 0 | 0 | 0 | 1595.0628 | 1805.947 | 2030.1639 | 2234.188 | 0 | 0 | 0 | 0 | -2.7561 | -17.6256 | -39.2656 | -14.3077 | -3.4763 | -2.5165 | -8 | -23.9669 | 988.7132 | 890.0275 | 824.2643 | 610.9133 | 0.37539 | 0.37471 | 0.37695 | 0.16849 | 371.1488 | 333.5052 | 310.7034 | 102.9334 | 0.087336 | 0.10504 | 0.10642 | 0.11027 | 0.047207 | 0.046008 | 0.04497 | 0.047187 | 86.3504 | 93.4881 | 87.7155 | 67.3632 | 46.6741 | 40.9483 | 37.0668 | 28.827
9 | 11 | 15 | 2699.0657 | 2785.1314 | 2858.361 | 2861.1053 | 80 | 63 | 0 | 0 | 0 | 0 | 0 | 0 | 0 | 0 | 0 | 0 | 1523.3048 | 1705.2944 | 1907.0461 | 2092.6798 | 0 | 0 | 0 | 0 | -3.8872 | -4.2453 | -2.931 | -7.379 | -0.29175 | -2.3979 | -3.5888 | -7.6292 | 1099.9399 | 1023.4802 | 957.8346 | 783.4338 | 0.37558 | 0.37413 | 0.37546 | 0.16764 | 413.112 | 382.9164 | 359.6299 | 131.3314 | 0.086647 | 0.10488 | 0.10582 | 0.10932 | 0.046537 | 0.044496 | 0.043815 | 0.044308 | 95.3066 | 107.3385 | 101.3597 | 85.6431 | 51.1882 | 45.541 | 41.9676 | 34.7121
9 | 11 | 16 | 2707.7771 | 2802.9278 | 2886.4079 | 2897.7118 | 80 | 63 | 0 | 0 | 0 | 0 | 0 | 0 | 0 | 0 | 0 | 0 | 1348.9354 | 1476.4672 | 1634.7005 | 1791.6132 | 0 | 0 | 0 | 0 | -2.8415 | -7.3635 | -6.7779 | 0.58192 | -2.9131 | 0.3282 | -1.5359 | -2.0737 | 1284.5962 | 1270.4959 | 1260.0212 | 1107.5904 | 0.38077 | 0.3675 | 0.37018 | 0.37865 | 489.1317 | 466.9041 | 466.4343 | 419.392 | 0.086538 | 0.10451 | 0.10551 | 0.10874 | 0.046455 | 0.043656 | 0.043283 | 0.043258 | 111.1667 | 132.7767 | 132.9398 | 120.4374 | 59.6754 | 55.4649 | 54.5373 | 47.9123
9 | 11 | 17 | 2646.2926 | 2748.5549 | 2840.5665 | 2860.3769 | 80 | 63 | 0 | 0 | 0 | 0 | 0 | 0 | 0 | 0 | 0 | 0 | 1009.5583 | 1064.846 | 1156.4519 | 1262.4749 | 0 | 0 | 0 | 0 | -3.486 | -8.7413 | -8.226 | -1.9787 | -3.595 | -0.60233 | -2.9933 | -1.4715 | 1563.8154 | 1630.0524 | 1695.3339 | 1601.3522 | 0.38859 | 0.37976 | 0.38475 | 0.37375 | 607.6835 | 619.0247 | 652.2806 | 598.4996 | 0.086791 | 0.10412 | 0.10576 | 0.10899 | 0.046653 | 0.043331 | 0.043873 | 0.04377 | 135.7253 | 169.7163 | 179.2901 | 174.5263 | 72.9564 | 70.6325 | 74.3786 | 70.0905
9 | 11 | 18 | 2533.382 | 2639.1159 | 2736.1177 | 2762.6905 | 80 | 63 | 0 | 0 | 0 | 0 | 0 | 0 | 0 | 0 | 0 | 0 | 541.331 | 527.214 | 547.8845 | 591.2396 | 0 | 0 | 0 | 0 | -1.8672 | -12.0351 | -1.2982 | 0 | -0.70701 | 1.7648 | -3.498 | -1.3537 | 1914.6252 | 2059.1721 | 2193.0294 | 2172.8045 | 0.39913 | 0.39052 | 0.39482 | 0.38967 | 764.1805 | 804.1582 | 865.8612 | 846.6833 | 0.087139 | 0.10517 | 0.10747 | 0.10982 | 0.046926 | 0.04467 | 0.045581 | 0.045131 | 166.8391 | 216.563 | 235.6899 | 238.6227 | 89.8451 | 91.9825 | 99.9614 | 98.0616
9 | 11 | 19 | 2555.2608 | 2669.3285 | 2775.4523 | 2809.1422 | 80 | 63 | 0 | 0 | 0 | 0 | 0 | 0 | 0 | 0 | 0 | 0 | 354.338 | 337.6896 | 356.7119 | 392.1671 | 0 | 0 | 0 | 0 | 5.6706 | 25.4448 | 51.6896 | 74.1025 | 1.8944 | 3.8489 | 9.3719 | 37.8619 | 2113.3578 | 2239.3452 | 2357.6789 | 2305.0107 | 0.40014 | 0.39646 | 0.4013 | 0.39601 | 845.6306 | 887.8127 | 946.1362 | 912.8091 | 0.087102 | 0.10515 | 0.10756 | 0.10991 | 0.046904 | 0.044715 | 0.045602 | 0.045167 | 184.0785 | 235.4562 | 253.5889 | 253.347 | 99.1255 | 100.1327 | 107.514 | 104.1098
9 | 11 | 20 | 2543.5257 | 2662.269 | 2773.4576 | 2811.3079 | 80 | 63 | 0 | 0 | 0 | 0 | 0 | 0 | 0 | 0 | 0 | 0 | 357.0559 | 341.4417 | 361.2391 | 394.9378 | 0 | 0 | 0 | 0 | -3.0188 | 6.7469 | 7.1888 | 64.9038 | 3.2798 | 3.4215 | 12.4558 | 30.7156 | 2106.2088 | 2247.6589 | 2392.5739 | 2320.7508 | 0.39652 | 0.39181 | 0.39756 | 0.39343 | 835.1553 | 880.6642 | 951.1875 | 913.0584 | 0.087025 | 0.10507 | 0.10745 | 0.10982 | 0.046854 | 0.044645 | 0.045566 | 0.045103 | 183.2929 | 236.1562 | 257.0741 | 254.8606 | 98.6836 | 100.3457 | 109.019 | 104.6729
9 | 11 | 21 | 2366.4536 | 2479.1422 | 2584.7116 | 2621.2628 | 80 | 63 | 0 | 0 | 0 | 0 | 0 | 0 | 0 | 0 | 0 | 0 | 355.7134 | 347.2464 | 364.9474 | 396.4859 | 0 | 0 | 0 | 0 | 0.72492 | 7.6159 | 12.5257 | 50.5792 | 4.1323 | 2.9288 | 4.3553 | 31.6941 | 1925.883 | 2058.351 | 2202.8832 | 2142.5035 | 0.39092 | 0.38892 | 0.39029 | 0.38929 | 752.8617 | 800.5329 | 859.7661 | 834.0479 | 0.086886 | 0.10478 | 0.10673 | 0.1096 | 0.046799 | 0.044233 | 0.04511 | 0.044922 | 167.333 | 215.6734 | 235.1068 | 234.8086 | 90.1303 | 91.0467 | 99.3724 | 96.2454
9 | 11 | 22 | 2117.0307 | 2221.3999 | 2319.7777 | 2355.7057 | 80 | 63 | 0 | 0 | 0 | 0 | 0 | 0 | 0 | 0 | 0 | 0 | 395.4163 | 396.101 | 413.6932 | 444.9667 | 0 | 0 | 0 | 0 | 3.2926 | 13.5684 | 28.9064 | 76.9048 | 2.2583 | 5.088 | 5.3003 | 21.6353 | 1636.0634 | 1743.6424 | 1871.8778 | 1812.1989 | 0.38531 | 0.3837 | 0.387 | 0.38422 | 630.3853 | 669.0348 | 724.4182 | 696.279 | 0.086414 | 0.10425 | 0.10608 | 0.10929 | 0.046462 | 0.043836 | 0.04449 | 0.044276 | 141.3792 | 181.7755 | 198.5643 | 198.0517 | 76.0155 | 76.4349 | 83.2796 | 80.2368
9 | 11 | 23 | 1893.8391 | 1987.7953 | 2076.3366 | 2108.7662 | 80 | 63 | 0 | 0 | 0 | 0 | 0 | 0 | 0 | 0 | 0 | 0 | 424.1814 | 435.0327 | 451.6605 | 481.6265 | 0 | 0 | 0 | 0 | 9.8186 | 12.7545 | 29.5287 | 30.2799 | 4.7509 | 5.2256 | 8.1507 | 2.2545 | 1375.0882 | 1471.7825 | 1586.9967 | 1594.6052 | 0.37862 | 0.38317 | 0.38456 | 0.38119 | 520.6421 | 563.9494 | 610.2943 | 607.8531 | 0.086119 | 0.10384 | 0.10584 | 0.109 | 0.046274 | 0.043543 | 0.044131 | 0.04397 | 118.4206 | 152.8235 | 167.9712 | 173.8049 | 63.6306 | 64.0859 | 70.0352 | 70.1151
9 | 11 | 24 | 1744.9467 | 1825.2175 | 1899.399 | 1922.6714 | 80 | 63 | 0 | 0 | 0 | 0 | 0 | 0 | 0 | 0 | 0 | 0 | 402.8974 | 413.4695 | 428.0115 | 457.8331 | 0 | 0 | 0 | 0 | 14.5803 | 41.0491 | 46.1828 | 11.082 | 4.8789 | 5.8429 | 14.5478 | 1.2937 | 1242.5901 | 1301.8561 | 1410.6569 | 1452.4626 | 0.37097 | 0.3792 | 0.38104 | 0.37743 | 460.9618 | 493.6666 | 537.5217 | 548.2038 | 0.086241 | 0.10379 | 0.10559 | 0.10885 | 0.0462 | 0.043393 | 0.043821 | 0.043654 | 107.1618 | 135.1218 | 148.9457 | 158.0997 | 57.4072 | 56.4913 | 61.8169 | 63.4059
9 | 12 | 1 | 1649.9703 | 1718.4933 | 1779.9143 | 1794.0722 | 80 | 63 | 0 | 0 | 0 | 0 | 0 | 0 | 0 | 0 | 0 | 0 | 388.8539 | 404.574 | 416.4388 | 444.7772 | 0 | 0 | 0 | 0 | -2.6879 | 58.3744 | 22.1022 | 13.5432 | 0 | 16.9339 | 10.1712 | 1.354 | 1183.8042 | 1175.611 | 1331.202 | 1334.3978 | 0.37067 | 0.37067 | 0.37608 | 0.37093 | 438.8055 | 435.7626 | 500.6399 | 494.9669 | 0.086259 | 0.10379 | 0.10553 | 0.1088 | 0.046172 | 0.043292 | 0.043731 | 0.04351 | 102.1135 | 122.0161 | 140.4767 | 145.1764 | 54.6581 | 50.8947 | 58.2143 | 58.0596
9 | 12 | 2 | 1595.1439 | 1653.4252 | 1703.7771 | 1709.7892 | 80 | 63 | 0 | 0 | 0 | 0 | 0 | 0 | 0 | 0 | 0 | 0 | 338.0863 | 347.9331 | 358.8261 | 384.9347 | 0 | 0 | 0 | 0 | -2.0734 | 55.5376 | 21.5478 | 0.97392 | -0.28152 | 2.4412 | 0 | 0 | 1179.4126 | 1184.5133 | 1323.4031 | 1323.8806 | 0.36983 | 0.36895 | 0.37442 | 0.36801 | 436.1801 | 437.0223 | 495.5045 | 487.2041 | 0.086377 | 0.10364 | 0.10534 | 0.10863 | 0.04618 | 0.042986 | 0.043509 | 0.043199 | 101.8742 | 122.7593 | 139.4097 | 143.8074 | 54.4648 | 50.9177 | 57.5802 | 57.1906
9 | 12 | 3 | 1571.1902 | 1621.6616 | 1663.4636 | 1662.8425 | 80 | 63 | 0 | 0 | 0 | 0 | 0 | 0 | 0 | 0 | 0 | 0 | 314.4924 | 325.6767 | 335.1245 | 359.0162 | 0 | 0 | 0 | 0 | -3.9259 | 36.653 | 19.8316 | -5.2343 | -1.1918 | 11.2565 | 2.7372 | 0 | 1181.8155 | 1185.0755 | 1305.7703 | 1309.0606 | 0.37068 | 0.36878 | 0.37239 | 0.3659 | 438.0714 | 437.0372 | 486.2568 | 478.9849 | 0.086318 | 0.10364 | 0.10532 | 0.10863 | 0.046163 | 0.043005 | 0.04349 | 0.043173 | 102.0124 | 122.8268 | 137.5256 | 142.2088 | 54.5558 | 50.9641 | 56.7873 | 56.5161
9 | 12 | 4 | 1593.8171 | 1638.0929 | 1672.6278 | 1665.2787 | 80 | 63 | 0 | 0 | 0 | 0 | 0 | 0 | 0 | 0 | 0 | 0 | 305.9445 | 322.122 | 329.8324 | 351.5981 | 0 | 0 | 0 | 0 | -1.8907 | 6.4241 | 17.2789 | 0 | 0 | 2.1566 | 12.7991 | 2.3245 | 1209.7633 | 1244.3903 | 1312.7174 | 1311.3561 | 0.3692 | 0.37208 | 0.37262 | 0.36651 | 446.6498 | 463.0072 | 489.1416 | 480.6188 | 0.086193 | 0.10362 | 0.10531 | 0.10863 | 0.046124 | 0.043067 | 0.043562 | 0.043193 | 104.273 | 128.9415 | 138.2484 | 142.4517 | 55.7992 | 53.5927 | 57.1852 | 56.6412
9 | 12 | 5 | 1693.7921 | 1733.818 | 1762.5544 | 1747.9695 | 80 | 63 | 0 | 0 | 0 | 0 | 0 | 0 | 0 | 0 | 0 | 0 | 292.9592 | 312.9949 | 318.0464 | 339.1918 | 0 | 0 | 0 | 0 | -1.2433 | 40.7123 | 7.107 | -26.4375 | 1.4563 | 4.6432 | 9.4288 | 9.4746 | 1320.6198 | 1312.4675 | 1427.9723 | 1425.7406 | 0.36849 | 0.37169 | 0.3739 | 0.36618 | 486.6346 | 487.8246 | 533.9153 | 522.0707 | 0.086065 | 0.1036 | 0.10532 | 0.10862 | 0.046124 | 0.043219 | 0.043708 | 0.043342 | 113.6585 | 135.9699 | 150.3884 | 154.868 | 60.9125 | 56.7235 | 62.4139 | 61.7947
9 | 12 | 6 | 1874.1858 | 1916.7569 | 1946.904 | 1929.728 | 80 | 63 | 0 | 0 | 0 | 0 | 0 | 0 | 0 | 0 | 0 | 0 | 298.675 | 316.9901 | 319.1756 | 339.716 | 0 | 0 | 0 | 0 | -0.88368 | 7.6805 | 38.0889 | -28.8 | 7.8999 | 9.5384 | 7.4423 | 14.5738 | 1488.4946 | 1519.548 | 1582.1972 | 1604.2383 | 0.37162 | 0.37651 | 0.37574 | 0.37098 | 553.1545 | 572.1262 | 594.4902 | 595.1405 | 0.086229 | 0.10361 | 0.10528 | 0.10864 | 0.046252 | 0.043435 | 0.043955 | 0.043469 | 128.3511 | 157.4358 | 166.5786 | 174.2814 | 68.846 | 66.0012 | 69.546 | 69.7353
9 | 12 | 7 | 1997.622 | 2040.4758 | 2070.6406 | 2051.7357 | 80 | 63 | 0 | 0 | 0 | 0 | 0 | 0 | 0 | 0 | 0 | 0 | 807.8839 | 831.6746 | 837.8305 | 859.4405 | 0 | 0 | 0 | 0 | -5.2106 | -22.3216 | -18.4411 | -3.8599 | -1.1761 | -0.61739 | -5.5478 | -5.4702 | 1116.1248 | 1168.7402 | 1256.7991 | 1201.6253 | 0.37194 | 0.38123 | 0.37528 | 0.36663 | 415.1281 | 445.5611 | 471.6562 | 440.5464 | 0.086679 | 0.10387 | 0.1053 | 0.10876 | 0.046651 | 0.043023 | 0.042913 | 0.042979 | 96.745 | 121.3936 | 132.3459 | 130.6841 | 52.0681 | 50.2822 | 53.9336 | 51.6444
9 | 12 | 8 | 2117.4702 | 2165.3288 | 2201.7371 | 2187.4979 | 80 | 63 | 0 | 0 | 0 | 0 | 0 | 0 | 0 | 0 | 0 | 0 | 1221.3475 | 1304.4068 | 1372.904 | 1444.9445 | 0 | 0 | 0 | 0 | -3.0387 | -48.4672 | -35.5834 | -3.9518 | -5.435 | -5.4835 | -5.6518 | -7.423 | 824.5965 | 851.8727 | 870.0684 | 753.9282 | 0.36962 | 0.37552 | 0.37235 | 0.38036 | 304.7911 | 319.8976 | 323.9681 | 286.7672 | 0.087929 | 0.10498 | 0.10641 | 0.11048 | 0.047816 | 0.045806 | 0.04479 | 0.047676 | 72.5061 | 89.4283 | 92.5818 | 83.2932 | 39.4289 | 39.0205 | 38.9699 | 35.9444
9 | 12 | 9 | 2232.7851 | 2288.4339 | 2334.2194 | 2327.332 | 80 | 63 | 0 | 0 | 0 | 0 | 0 | 0 | 0 | 0 | 0 | 0 | 1438.6051 | 1573.6999 | 1708.061 | 1837.7975 | 0 | 0 | 0 | 0 | -4.2214 | -73.4622 | -58.3556 | -43.5997 | -5.0616 | -12.2845 | -11.0482 | -20.8813 | 723.463 | 737.4807 | 695.5621 | 554.0154 | 0.37229 | 0.38397 | 0.38397 | 0.17588 | 269.3387 | 283.1739 | 267.0783 | 97.4376 | 0.088743 | 0.10545 | 0.10698 | 0.1107 | 0.048969 | 0.046451 | 0.046789 | 0.050406 | 64.2024 | 77.7683 | 74.4134 | 61.3318 | 35.4271 | 34.2571 | 32.545 | 27.9254
9 | 12 | 10 | 2345.8196 | 2407.1355 | 2458.0833 | 2452.8048 | 80 | 63 | 0 | 0 | 0 | 0 | 0 | 0 | 0 | 0 | 0 | 0 | 1569.9414 | 1738.8978 | 1922.0918 | 2098.3406 | 0 | 0 | 0 | 0 | -2.6278 | -97.7669 | -94.1474 | -87.5427 | -7.4005 | -26.8454 | -24.718 | -39.2607 | 705.9065 | 729.8499 | 654.8569 | 481.2676 | 0.37171 | 0.38397 | 0.38397 | 0.17588 | 262.3942 | 280.2439 | 251.4485 | 84.643 | 0.088964 | 0.10546 | 0.10707 | 0.11064 | 0.049385 | 0.0466 | 0.047417 | 0.050709 | 62.8001 | 76.9686 | 70.1144 | 53.2479 | 34.861 | 34.0109 | 31.0512 | 24.4046
9 | 12 | 11 | 2424.4197 | 2489.3269 | 2542.4179 | 2535.7537 | 80 | 63 | 0 | 0 | 0 | 0 | 0 | 0 | 0 | 0 | 0 | 0 | 1661.6709 | 1858.5517 | 2072.6314 | 2276.5977 | 0 | 0 | 0 | 0 | -1.6874 | -61.9535 | -73.6715 | -86.4 | -5.8167 | -22.3128 | -23.9156 | -37.2219 | 690.2529 | 652.0415 | 567.3735 | 382.7778 | 0.37104 | 0.38397 | 0.38397 | 0.17588 | 256.1105 | 250.3674 | 217.8571 | 67.3211 | 0.089005 | 0.10534 | 0.10704 | 0.11062 | 0.049395 | 0.04648 | 0.047408 | 0.050616 | 61.4358 | 68.6828 | 60.7327 | 42.3438 | 34.0951 | 30.3072 | 26.8982 | 19.3745
9 | 12 | 12 | 2484.6693 | 2553.0746 | 2608.6915 | 2601.7612 | 80 | 63 | 0 | 0 | 0 | 0 | 0 | 0 | 0 | 0 | 0 | 0 | 1652.8769 | 1857.6379 | 2086.4893 | 2302.7563 | 0 | 0 | 0 | 0 | -1.6344 | -43.5738 | -50.0507 | -80.0606 | -2.1677 | -22.1274 | -23.8597 | -24.4828 | 755.5945 | 698.1378 | 596.1126 | 403.5483 | 0.37287 | 0.38397 | 0.38397 | 0.17588 | 281.7366 | 268.0671 | 228.8922 | 70.9741 | 0.089101 | 0.10536 | 0.10693 | 0.11064 | 0.050768 | 0.046215 | 0.0471 | 0.050445 | 67.3243 | 73.5545 | 63.7398 | 44.6476 | 38.3597 | 32.2642 | 28.0766 | 20.3568
9 | 12 | 13 | 2564.8814 | 2639.3196 | 2700.661 | 2696.3523 | 80 | 63 | 0 | 0 | 0 | 0 | 0 | 0 | 0 | 0 | 0 | 0 | 1678.8 | 1871.6036 | 2099.6059 | 2316.6608 | 0 | 0 | 0 | 0 | -3.5146 | -41.0381 | -46.8255 | -74.6685 | -2.6676 | -4.4937 | -11.5148 | -25.2206 | 812.2638 | 750.2478 | 659.3954 | 479.5806 | 0.37446 | 0.38065 | 0.38397 | 0.16813 | 304.1572 | 285.5852 | 253.1912 | 80.632 | 0.087862 | 0.10516 | 0.10669 | 0.11042 | 0.047982 | 0.04558 | 0.046007 | 0.049124 | 71.3668 | 78.896 | 70.3542 | 52.9572 | 38.9744 | 34.1961 | 30.3368 | 23.5589
9 | 12 | 14 | 2637.4639 | 2717.5763 | 2784.7633 | 2783.9072 | 80 | 63 | 0 | 0 | 0 | 0 | 0 | 0 | 0 | 0 | 0 | 0 | 1609.8134 | 1791.2105 | 2013.3163 | 2226.9547 | 0 | 0 | 0 | 0 | -2.7561 | -17.6256 | -39.2656 | -14.3077 | -3.4763 | -2.5165 | -8 | -23.9669 | 953.8829 | 883.5079 | 818.7125 | 595.2271 | 0.37539 | 0.37471 | 0.37695 | 0.16849 | 358.0741 | 331.0622 | 308.6106 | 100.2904 | 0.087336 | 0.10504 | 0.10642 | 0.11027 | 0.047207 | 0.046008 | 0.04497 | 0.047187 | 83.3084 | 92.8033 | 87.1247 | 65.6335 | 45.0299 | 40.6483 | 36.8171 | 28.0869
9 | 12 | 15 | 2667.6518 | 2751.8772 | 2823.318 | 2825.2487 | 80 | 63 | 0 | 0 | 0 | 0 | 0 | 0 | 0 | 0 | 0 | 0 | 1651.2802 | 1813.4225 | 2018.9704 | 2219.543 | 0 | 0 | 0 | 0 | -3.8872 | -4.2453 | -2.931 | -7.379 | -0.29175 | -2.3979 | -3.5888 | -7.6292 | 940.5506 | 882.0978 | 810.8675 | 620.7139 | 0.37558 | 0.37413 | 0.37546 | 0.16764 | 353.2491 | 330.0207 | 304.4494 | 104.0538 | 0.086647 | 0.10488 | 0.10582 | 0.10932 | 0.046537 | 0.044496 | 0.043815 | 0.044308 | 81.4959 | 92.5109 | 85.8074 | 67.8549 | 43.7706 | 39.25 | 35.5282 | 27.5024
9 | 12 | 16 | 2665.7287 | 2758.4159 | 2839.5018 | 2849.7166 | 80 | 63 | 0 | 0 | 0 | 0 | 0 | 0 | 0 | 0 | 0 | 0 | 1497.4019 | 1615.0557 | 1777.1898 | 1942.4748 | 0 | 0 | 0 | 0 | -2.8415 | -7.3635 | -6.7779 | 0.58192 | -2.9131 | 0.3282 | -1.5359 | -2.0737 | 1094.0813 | 1087.3956 | 1070.6258 | 908.7336 | 0.38077 | 0.3675 | 0.37018 | 0.37865 | 416.59 | 399.6152 | 396.3239 | 344.0943 | 0.086538 | 0.10451 | 0.10551 | 0.10874 | 0.046455 | 0.043656 | 0.043283 | 0.043258 | 94.6799 | 113.6413 | 112.9575 | 98.8141 | 50.8251 | 47.4714 | 46.3397 | 39.3101
9 | 12 | 17 | 2597.038 | 2696.4145 | 2785.6216 | 2804.1562 | 80 | 63 | 0 | 0 | 0 | 0 | 0 | 0 | 0 | 0 | 0 | 0 | 1088.887 | 1143.61 | 1238.5939 | 1349.5364 | 0 | 0 | 0 | 0 | -3.486 | -8.7413 | -8.226 | -1.9787 | -3.595 | -0.60233 | -2.9933 | -1.4715 | 1435.2319 | 1499.1481 | 1558.247 | 1458.0701 | 0.38859 | 0.37976 | 0.38475 | 0.37375 | 557.7172 | 569.3128 | 599.5363 | 544.9484 | 0.086791 | 0.10412 | 0.10576 | 0.10899 | 0.046653 | 0.043331 | 0.043873 | 0.04377 | 124.5654 | 156.0869 | 164.7925 | 158.9105 | 66.9576 | 64.9602 | 68.3642 | 63.8191
9 | 12 | 18 | 2485.1068 | 2588.0125 | 2682.2655 | 2707.5878 | 80 | 63 | 0 | 0 | 0 | 0 | 0 | 0 | 0 | 0 | 0 | 0 | 548.7874 | 535.0709 | 553.1003 | 600.0777 | 0 | 0 | 0 | 0 | -1.8672 | -12.0351 | -1.2982 | 0 | -0.70701 | 1.7648 | -3.498 | -1.3537 | 1858.8935 | 2000.2118 | 2133.9613 | 2108.8638 | 0.39913 | 0.39052 | 0.39482 | 0.38967 | 741.9364 | 781.1327 | 842.5397 | 821.7673 | 0.087139 | 0.10517 | 0.10747 | 0.10982 | 0.046926 | 0.04467 | 0.045581 | 0.045131 | 161.9827 | 210.3621 | 229.3417 | 231.6006 | 87.2299 | 89.3488 | 97.269 | 95.1759
9 | 12 | 19 | 2507.0556 | 2618.2991 | 2721.6781 | 2754.1194 | 80 | 63 | 0 | 0 | 0 | 0 | 0 | 0 | 0 | 0 | 0 | 0 | 307.4399 | 290.5553 | 302.1907 | 341.4122 | 0 | 0 | 0 | 0 | 5.6706 | 25.4448 | 51.6896 | 74.1025 | 1.8944 | 3.8489 | 9.3719 | 37.8619 | 2112.0507 | 2235.4501 | 2358.426 | 2300.7428 | 0.40014 | 0.39646 | 0.4013 | 0.39601 | 845.1075 | 886.2685 | 946.4359 | 911.119 | 0.087102 | 0.10515 | 0.10756 | 0.10991 | 0.046904 | 0.044715 | 0.045602 | 0.045167 | 183.9646 | 235.0466 | 253.6692 | 252.8779 | 99.0642 | 99.9585 | 107.5481 | 103.917
9 | 12 | 20 | 2437.5302 | 2550.0636 | 2655.2168 | 2690.3216 | 80 | 63 | 0 | 0 | 0 | 0 | 0 | 0 | 0 | 0 | 0 | 0 | 336.7788 | 324.5662 | 338.3989 | 375.3001 | 0 | 0 | 0 | 0 | -3.0188 | 6.7469 | 7.1888 | 64.9038 | 3.2798 | 3.4215 | 12.4558 | 30.7156 | 2020.4904 | 2152.3291 | 2297.1734 | 2219.4022 | 0.39652 | 0.39181 | 0.39756 | 0.39343 | 801.1662 | 843.3126 | 913.2602 | 873.1846 | 0.087025 | 0.10507 | 0.10745 | 0.10982 | 0.046854 | 0.044645 | 0.045566 | 0.045103 | 175.8332 | 226.1401 | 246.8236 | 243.7307 | 94.6674 | 96.0897 | 104.672 | 100.1018
9 | 12 | 21 | 2263.9563 | 2370.64 | 2470.3731 | 2504.2694 | 80 | 63 | 0 | 0 | 0 | 0 | 0 | 0 | 0 | 0 | 0 | 0 | 416.1937 | 416.9995 | 433.1681 | 469.5977 | 0 | 0 | 0 | 0 | 0.72492 | 7.6159 | 12.5257 | 50.5792 | 4.1323 | 2.9288 | 4.3553 | 31.6941 | 1762.9053 | 1880.0957 | 2020.324 | 1952.3984 | 0.39092 | 0.38892 | 0.39029 | 0.38929 | 689.1509 | 731.2059 | 788.5149 | 760.0426 | 0.086886 | 0.10478 | 0.10673 | 0.1096 | 0.046799 | 0.044233 | 0.04511 | 0.044922 | 153.1725 | 196.9959 | 215.6229 | 213.974 | 82.503 | 83.1619 | 91.1372 | 87.7055
9 | 12 | 22 | 2029.6456 | 2128.8952 | 2222.2974 | 2255.9619 | 80 | 63 | 0 | 0 | 0 | 0 | 0 | 0 | 0 | 0 | 0 | 0 | 444.0629 | 453.7352 | 470.0344 | 504.1704 | 0 | 0 | 0 | 0 | 3.2926 | 13.5684 | 28.9064 | 76.9048 | 2.2583 | 5.088 | 5.3003 | 21.6353 | 1500.0318 | 1593.5036 | 1718.0562 | 1653.2514 | 0.38531 | 0.3837 | 0.387 | 0.38422 | 577.9715 | 611.4266 | 664.8892 | 635.2085 | 0.086414 | 0.10425 | 0.10608 | 0.10929 | 0.046462 | 0.043836 | 0.04449 | 0.044276 | 129.6241 | 166.1235 | 182.2473 | 180.6807 | 69.6951 | 69.8533 | 76.4361 | 73.1992
9 | 12 | 23 | 1817.2285 | 1906.6964 | 1990.8755 | 2021.3206 | 80 | 63 | 0 | 0 | 0 | 0 | 0 | 0 | 0 | 0 | 0 | 0 | 428.8594 | 436.3061 | 451.54 | 486.3352 | 0 | 0 | 0 | 0 | 9.8186 | 12.7545 | 29.5287 | 30.2799 | 4.7509 | 5.2256 | 8.1507 | 2.2545 | 1293.7996 | 1389.4102 | 1501.656 | 1502.451 | 0.37862 | 0.38317 | 0.38456 | 0.38119 | 489.8642 | 532.3864 | 577.4757 | 572.7246 | 0.086119 | 0.10384 | 0.10584 | 0.109 | 0.046274 | 0.043543 | 0.044131 | 0.04397 | 111.4202 | 144.2703 | 158.9385 | 163.7605 | 59.8691 | 60.4992 | 66.2691 | 66.0631
9 | 12 | 24 | 1694.2227 | 1771.5219 | 1842.8151 | 1864.7736 | 80 | 63 | 0 | 0 | 0 | 0 | 0 | 0 | 0 | 0 | 0 | 0 | 420.7609 | 428.9399 | 441.838 | 478.3981 | 0 | 0 | 0 | 0 | 14.5803 | 41.0491 | 46.1828 | 11.082 | 4.8789 | 5.8429 | 14.5478 | 1.2937 | 1174.0027 | 1232.6901 | 1340.2465 | 1373.9999 | 0.37097 | 0.3792 | 0.38104 | 0.37743 | 435.5181 | 467.4387 | 510.6923 | 518.5895 | 0.086241 | 0.10379 | 0.10559 | 0.10885 | 0.0462 | 0.043393 | 0.043821 | 0.043654 | 101.2468 | 127.9429 | 141.5113 | 149.5591 | 54.2384 | 53.49 | 58.7314 | 59.9807
9 | 13 | 1 | 1598.8265 | 1664.3533 | 1722.8621 | 1735.6953 | 80 | 63 | 0 | 0 | 0 | 0 | 0 | 0 | 0 | 0 | 0 | 0 | 433.5124 | 439.0575 | 454.8001 | 490.9691 | 0 | 0 | 0 | 0 | -2.6879 | 58.3744 | 22.1022 | 13.5432 | 0 | 16.9339 | 10.1712 | 1.354 | 1088.002 | 1086.9874 | 1235.7887 | 1229.829 | 0.37067 | 0.37067 | 0.37608 | 0.37093 | 403.2941 | 402.9126 | 464.7567 | 456.1793 | 0.086259 | 0.10379 | 0.10553 | 0.1088 | 0.046172 | 0.043292 | 0.043731 | 0.04351 | 93.8497 | 112.8179 | 130.4081 | 133.7998 | 50.2348 | 47.058 | 54.0418 | 53.5099
9 | 13 | 2 | 1544.6998 | 1600.0258 | 1647.5054 | 1652.2109 | 80 | 63 | 0 | 0 | 0 | 0 | 0 | 0 | 0 | 0 | 0 | 0 | 408.2085 | 413.2772 | 426.8893 | 462.721 | 0 | 0 | 0 | 0 | -2.0734 | 55.5376 | 21.5478 | 0.97392 | -0.28152 | 2.4412 | 0 | 0 | 1058.8463 | 1065.7698 | 1199.0683 | 1188.516 | 0.36983 | 0.36895 | 0.37442 | 0.36801 | 391.5912 | 393.2122 | 448.9514 | 437.3883 | 0.086377 | 0.10364 | 0.10534 | 0.10863 | 0.04618 | 0.042986 | 0.043509 | 0.043199 | 91.46 | 110.453 | 126.312 | 129.1034 | 48.8971 | 45.8133 | 52.1705 | 51.343
9 | 13 | 3 | 1516.8282 | 1564.1147 | 1602.8213 | 1600.7921 | 80 | 63 | 0 | 0 | 0 | 0 | 0 | 0 | 0 | 0 | 0 | 0 | 385.7965 | 391.0082 | 400.8515 | 438.7608 | 0 | 0 | 0 | 0 | -3.9259 | 36.653 | 19.8316 | -5.2343 | -1.1918 | 11.2565 | 2.7372 | 0 | 1056.1494 | 1062.1971 | 1179.4009 | 1167.2656 | 0.37068 | 0.36878 | 0.37239 | 0.3659 | 391.4899 | 391.7216 | 439.198 | 427.1022 | 0.086318 | 0.10364 | 0.10532 | 0.10863 | 0.046163 | 0.043005 | 0.04349 | 0.043173 | 91.1651 | 110.0911 | 124.2162 | 126.805 | 48.7547 | 45.6797 | 51.2916 | 50.3944
9 | 13 | 4 | 1543.0932 | 1584.3973 | 1616.0439 | 1607.3809 | 80 | 63 | 0 | 0 | 0 | 0 | 0 | 0 | 0 | 0 | 0 | 0 | 393.3544 | 398.2153 | 407.5541 | 447.7239 | 0 | 0 | 0 | 0 | -1.8907 | 6.4241 | 17.2789 | 0 | 0 | 2.1566 | 12.7991 | 2.3245 | 1071.6295 | 1114.6013 | 1178.4118 | 1157.3325 | 0.3692 | 0.37208 | 0.37262 | 0.36651 | 395.6502 | 414.7159 | 439.0969 | 424.1684 | 0.086193 | 0.10362 | 0.10531 | 0.10863 | 0.046124 | 0.043067 | 0.043562 | 0.043193 | 92.3668 | 115.493 | 124.1041 | 125.7202 | 49.4279 | 48.0031 | 51.3345 | 49.9885
9 | 13 | 5 | 1640.9692 | 1677.9005 | 1703.6292 | 1687.676 | 80 | 63 | 0 | 0 | 0 | 0 | 0 | 0 | 0 | 0 | 0 | 0 | 374.1679 | 372.9868 | 383.1661 | 423.4139 | 0 | 0 | 0 | 0 | -1.2433 | 40.7123 | 7.107 | -26.4375 | 1.4563 | 4.6432 | 9.4288 | 9.4746 | 1186.5883 | 1196.5582 | 1303.9273 | 1281.225 | 0.36849 | 0.37169 | 0.3739 | 0.36618 | 437.2454 | 444.7428 | 487.5352 | 469.1527 | 0.086065 | 0.1036 | 0.10532 | 0.10862 | 0.046124 | 0.043219 | 0.043708 | 0.043342 | 102.1232 | 123.9618 | 137.3244 | 139.1703 | 54.7304 | 51.714 | 56.9921 | 55.5311
9 | 13 | 6 | 1820.5934 | 1860.0247 | 1887.1203 | 1868.5561 | 80 | 63 | 0 | 0 | 0 | 0 | 0 | 0 | 0 | 0 | 0 | 0 | 395.15 | 387.0862 | 398.5832 | 438.481 | 0 | 0 | 0 | 0 | -0.88368 | 7.6805 | 38.0889 | -28.8 | 7.8999 | 9.5384 | 7.4423 | 14.5738 | 1338.4272 | 1392.7197 | 1443.0059 | 1444.3013 | 0.37162 | 0.37651 | 0.37574 | 0.37098 | 497.3864 | 524.3739 | 542.1909 | 535.807 | 0.086229 | 0.10361 | 0.10528 | 0.10864 | 0.046252 | 0.043435 | 0.043955 | 0.043469 | 115.411 | 144.2955 | 151.9241 | 156.9061 | 61.905 | 60.4925 | 63.4278 | 62.7829
9 | 13 | 7 | 1939.9716 | 1979.448 | 2006.3301 | 1985.932 | 80 | 63 | 0 | 0 | 0 | 0 | 0 | 0 | 0 | 0 | 0 | 0 | 931.9824 | 931.9752 | 949.1747 | 990.8961 | 0 | 0 | 0 | 0 | -5.2106 | -22.3216 | -18.4411 | -3.8599 | -1.1761 | -0.61739 | -5.5478 | -5.4702 | 934.3759 | 1007.4118 | 1081.1443 | 1004.366 | 0.37194 | 0.38123 | 0.37528 | 0.36663 | 347.529 | 384.0576 | 405.7358 | 368.2261 | 0.086679 | 0.10387 | 0.1053 | 0.10876 | 0.046651 | 0.043023 | 0.042913 | 0.042979 | 80.9911 | 104.6369 | 113.8487 | 109.2309 | 43.5894 | 43.3414 | 46.3956 | 43.1664
9 | 13 | 8 | 2077.5907 | 2123.1129 | 2157.2505 | 2141.9784 | 80 | 63 | 0 | 0 | 0 | 0 | 0 | 0 | 0 | 0 | 0 | 0 | 1308.4682 | 1374.9513 | 1454.4621 | 1546.7766 | 0 | 0 | 0 | 0 | -3.0387 | -48.4672 | -35.5834 | -3.9518 | -5.435 | -5.4835 | -5.6518 | -7.423 | 697.5963 | 739.1123 | 744.0236 | 606.5765 | 0.36962 | 0.37552 | 0.37235 | 0.38036 | 257.8487 | 277.5535 | 277.0356 | 230.7199 | 0.087929 | 0.10498 | 0.10641 | 0.11048 | 0.047816 | 0.045806 | 0.04479 | 0.047676 | 61.3391 | 77.5908 | 79.1697 | 67.014 | 33.3563 | 33.8554 | 33.3245 | 28.9192
9 | 13 | 9 | 2196.6137 | 2250.1434 | 2293.8692 | 2286.0449 | 80 | 63 | 0 | 0 | 0 | 0 | 0 | 0 | 0 | 0 | 0 | 0 | 1550.9726 | 1676.4997 | 1819.3625 | 1966.635 | 0 | 0 | 0 | 0 | -4.2214 | -73.4622 | -58.3556 | -43.5997 | -5.0616 | -12.2845 | -11.0482 | -20.8813 | 574.9241 | 596.3904 | 543.9106 | 383.8909 | 0.37229 | 0.38397 | 0.38397 | 0.17588 | 214.0391 | 228.9988 | 208.8479 | 67.5169 | 0.088743 | 0.10545 | 0.10698 | 0.1107 | 0.048969 | 0.046451 | 0.046789 | 0.050406 | 51.0206 | 62.8901 | 58.1892 | 42.4983 | 28.1533 | 27.7032 | 25.4493 | 19.3502
9 | 13 | 10 | 2295.3755 | 2353.7361 | 2401.8116 | 2395.2266 | 80 | 63 | 0 | 0 | 0 | 0 | 0 | 0 | 0 | 0 | 0 | 0 | 1684.1714 | 1847.8233 | 2039.1325 | 2228.8936 | 0 | 0 | 0 | 0 | -2.6278 | -97.7669 | -94.1474 | -87.5427 | -7.4005 | -26.8454 | -24.718 | -39.2607 | 541.2325 | 567.5251 | 481.5445 | 293.1363 | 0.37171 | 0.38397 | 0.38397 | 0.17588 | 201.1828 | 217.9152 | 184.9009 | 51.5554 | 0.088964 | 0.10546 | 0.10707 | 0.11064 | 0.049385 | 0.0466 | 0.047417 | 0.050709 | 48.1501 | 59.8502 | 51.5581 | 32.4329 | 26.7286 | 26.4466 | 22.8333 | 14.8647
9 | 13 | 11 | 2393.0758 | 2456.1467 | 2507.453 | 2499.9769 | 80 | 63 | 0 | 0 | 0 | 0 | 0 | 0 | 0 | 0 | 0 | 0 | 1780.7231 | 1966.5487 | 2189.676 | 2404.7808 | 0 | 0 | 0 | 0 | -1.6874 | -61.9535 | -73.6715 | -86.4 | -5.8167 | -22.3128 | -23.9156 | -37.2219 | 539.8568 | 510.8643 | 415.364 | 218.8179 | 0.37104 | 0.38397 | 0.38397 | 0.17588 | 200.3078 | 196.1589 | 159.4893 | 38.4847 | 0.089005 | 0.10534 | 0.10704 | 0.11062 | 0.049395 | 0.04648 | 0.047408 | 0.050616 | 48.0499 | 53.8119 | 44.4613 | 24.2061 | 26.6663 | 23.7452 | 19.6917 | 11.0756
9 | 13 | 12 | 2414.5654 | 2478.8635 | 2530.4887 | 2521.7425 | 80 | 63 | 0 | 0 | 0 | 0 | 0 | 0 | 0 | 0 | 0 | 0 | 1829.0576 | 2023.8367 | 2262.3956 | 2491.4893 | 0 | 0 | 0 | 0 | -1.6344 | -43.5738 | -50.0507 | -80.0606 | -2.1677 | -22.1274 | -23.8597 | -24.4828 | 509.3098 | 457.728 | 342.0035 | 134.7966 | 0.37287 | 0.38397 | 0.38397 | 0.17588 | 189.905 | 175.7559 | 131.3207 | 23.7074 | 0.089101 | 0.10536 | 0.10693 | 0.11064 | 0.050768 | 0.046215 | 0.0471 | 0.050445 | 45.3801 | 48.2254 | 36.569 | 14.9136 | 25.8564 | 21.1538 | 16.1082 | 6.7998
9 | 13 | 13 | 2484.7027 | 2554.4435 | 2611.2195 | 2604.834 | 80 | 63 | 0 | 0 | 0 | 0 | 0 | 0 | 0 | 0 | 0 | 0 | 1868.8838 | 2065.2836 | 2308.1241 | 2541.497 | 0 | 0 | 0 | 0 | -3.5146 | -41.0381 | -46.8255 | -74.6685 | -2.6676 | -4.4937 | -11.5148 | -25.2206 | 542.0011 | 471.6917 | 361.4358 | 163.226 | 0.37446 | 0.38065 | 0.38397 | 0.16813 | 202.9557 | 179.5516 | 138.7822 | 27.4432 | 0.087862 | 0.10516 | 0.10669 | 0.11042 | 0.047982 | 0.04558 | 0.046007 | 0.049124 | 47.6211 | 49.6031 | 38.5634 | 18.0241 | 26.0065 | 21.4996 | 16.6286 | 8.0183
9 | 13 | 14 | 2532.6577 | 2606.6301 | 2667.8493 | 2664.2786 | 80 | 63 | 0 | 0 | 0 | 0 | 0 | 0 | 0 | 0 | 0 | 0 | 1881.9591 | 2074.0854 | 2310.8596 | 2537.5674 | 0 | 0 | 0 | 0 | -2.7561 | -17.6256 | -39.2656 | -14.3077 | -3.4763 | -2.5165 | -8 | -23.9669 | 576.9311 | 489.6867 | 404.2552 | 164.9857 | 0.37539 | 0.37471 | 0.37695 | 0.16849 | 216.5717 | 183.4922 | 152.3825 | 27.7986 | 0.087336 | 0.10504 | 0.10642 | 0.11027 | 0.047207 | 0.046008 | 0.04497 | 0.047187 | 50.3869 | 51.4365 | 43.0195 | 18.1924 | 27.2352 | 22.5294 | 18.1792 | 7.7851
9 | 13 | 15 | 2540.1773 | 2616.9345 | 2681.1169 | 2679.7457 | 80 | 63 | 0 | 0 | 0 | 0 | 0 | 0 | 0 | 0 | 0 | 0 | 1837.9984 | 2006.2982 | 2217.018 | 2420.13 | 0 | 0 | 0 | 0 | -3.8872 | -4.2453 | -2.931 | -7.379 | -0.29175 | -2.3979 | -3.5888 | -7.6292 | 626.3579 | 554.2795 | 470.6187 | 274.6239 | 0.37558 | 0.37413 | 0.37546 | 0.16764 | 235.2456 | 207.3735 | 176.6991 | 46.0367 | 0.086647 | 0.10488 | 0.10582 | 0.10932 | 0.046537 | 0.044496 | 0.043815 | 0.044308 | 54.2721 | 58.1306 | 49.8017 | 30.0212 | 29.149 | 24.6634 | 20.6202 | 12.1679
9 | 13 | 16 | 2534.2662 | 2619.2517 | 2692.8521 | 2699.6617 | 80 | 63 | 0 | 0 | 0 | 0 | 0 | 0 | 0 | 0 | 0 | 0 | 1688.1979 | 1815.0355 | 1982.4197 | 2147.4956 | 0 | 0 | 0 | 0 | -2.8415 | -7.3635 | -6.7779 | 0.58192 | -2.9131 | 0.3282 | -1.5359 | -2.0737 | 771.8229 | 748.2515 | 718.7461 | 553.6579 | 0.38077 | 0.3675 | 0.37018 | 0.37865 | 293.8846 | 274.9806 | 266.0652 | 209.644 | 0.086538 | 0.10451 | 0.10551 | 0.10874 | 0.046455 | 0.043656 | 0.043283 | 0.043258 | 66.7922 | 78.1981 | 75.832 | 60.2038 | 35.8547 | 32.6657 | 31.1094 | 23.9502
9 | 13 | 17 | 2444.7262 | 2535.1795 | 2615.7139 | 2630.3033 | 80 | 63 | 0 | 0 | 0 | 0 | 0 | 0 | 0 | 0 | 0 | 0 | 1282.7451 | 1347.3024 | 1452.9562 | 1567.0259 | 0 | 0 | 0 | 0 | -3.486 | -8.7413 | -8.226 | -1.9787 | -3.595 | -0.60233 | -2.9933 | -1.4715 | 1089.0622 | 1134.2208 | 1173.9771 | 1066.7276 | 0.38859 | 0.37976 | 0.38475 | 0.37375 | 423.199 | 430.7289 | 451.6883 | 398.6856 | 0.086791 | 0.10412 | 0.10576 | 0.10899 | 0.046653 | 0.043331 | 0.043873 | 0.04377 | 94.521 | 118.0918 | 124.154 | 116.2593 | 50.8078 | 49.1474 | 51.5054 | 46.6902
9 | 13 | 18 | 2341.6805 | 2436.1835 | 2522.2697 | 2543.877 | 80 | 63 | 0 | 0 | 0 | 0 | 0 | 0 | 0 | 0 | 0 | 0 | 710.0628 | 693.6826 | 723.6553 | 778.8109 | 0 | 0 | 0 | 0 | -1.8672 | -12.0351 | -1.2982 | 0 | -0.70701 | 1.7648 | -3.498 | -1.3537 | 1554.1918 | 1689.7711 | 1803.4106 | 1766.4198 | 0.39913 | 0.39052 | 0.39482 | 0.38967 | 620.3214 | 659.8978 | 712.0302 | 688.3261 | 0.087139 | 0.10517 | 0.10747 | 0.10982 | 0.046926 | 0.04467 | 0.045581 | 0.045131 | 135.4312 | 177.7131 | 193.8167 | 193.9926 | 72.9315 | 75.4815 | 82.202 | 79.7209
9 | 13 | 19 | 2382.9394 | 2486.9114 | 2583.2232 | 2612.4496 | 80 | 63 | 0 | 0 | 0 | 0 | 0 | 0 | 0 | 0 | 0 | 0 | 502.226 | 475.8557 | 499.643 | 556.4136 | 0 | 0 | 0 | 0 | 5.6706 | 25.4448 | 51.6896 | 74.1025 | 1.8944 | 3.8489 | 9.3719 | 37.8619 | 1793.1483 | 1918.762 | 2022.5188 | 1944.0716 | 0.40014 | 0.39646 | 0.4013 | 0.39601 | 717.5032 | 760.714 | 811.6365 | 769.8734 | 0.087102 | 0.10515 | 0.10756 | 0.10991 | 0.046904 | 0.044715 | 0.045602 | 0.045167 | 156.1875 | 201.7484 | 217.5395 | 213.6757 | 84.1063 | 85.7978 | 92.2302 | 87.8073
9 | 13 | 20 | 2368.8255 | 2477.3338 | 2578.575 | 2611.9001 | 80 | 63 | 0 | 0 | 0 | 0 | 0 | 0 | 0 | 0 | 0 | 0 | 534.7544 | 506.8432 | 533.0046 | 592.078 | 0 | 0 | 0 | 0 | -3.0188 | 6.7469 | 7.1888 | 64.9038 | 3.2798 | 3.4215 | 12.4558 | 30.7156 | 1753.8101 | 1897.3223 | 2025.9258 | 1924.2028 | 0.39652 | 0.39181 | 0.39756 | 0.39343 | 695.4219 | 743.3974 | 805.4235 | 757.0436 | 0.087025 | 0.10507 | 0.10745 | 0.10982 | 0.046854 | 0.044645 | 0.045566 | 0.045103 | 152.6253 | 199.3472 | 217.679 | 211.3124 | 82.1725 | 84.7051 | 92.3125 | 86.7874
9 | 13 | 21 | 2209.6642 | 2313.1671 | 2409.8089 | 2442.2989 | 80 | 63 | 0 | 0 | 0 | 0 | 0 | 0 | 0 | 0 | 0 | 0 | 553.4125 | 527.438 | 554.57 | 613.5862 | 0 | 0 | 0 | 0 | 0.72492 | 7.6159 | 12.5257 | 50.5792 | 4.1323 | 2.9288 | 4.3553 | 31.6941 | 1571.3945 | 1712.1844 | 1838.3579 | 1746.4394 | 0.39092 | 0.38892 | 0.39029 | 0.38929 | 614.2859 | 665.9019 | 717.495 | 679.8655 | 0.086886 | 0.10478 | 0.10673 | 0.1096 | 0.046799 | 0.044233 | 0.04511 | 0.044922 | 136.5328 | 179.4022 | 196.2022 | 191.4018 | 73.5404 | 75.7347 | 82.9286 | 78.4534
9 | 13 | 22 | 1978.0821 | 2074.3109 | 2164.777 | 2197.1059 | 80 | 63 | 0 | 0 | 0 | 0 | 0 | 0 | 0 | 0 | 0 | 0 | 567.2996 | 544.79 | 572.0343 | 630.5592 | 0 | 0 | 0 | 0 | 3.2926 | 13.5684 | 28.9064 | 76.9048 | 2.2583 | 5.088 | 5.3003 | 21.6353 | 1325.2315 | 1447.8645 | 1558.536 | 1468.0066 | 0.38531 | 0.3837 | 0.387 | 0.38422 | 510.6199 | 555.5449 | 603.1547 | 564.0342 | 0.086414 | 0.10425 | 0.10608 | 0.10929 | 0.046462 | 0.043836 | 0.04449 | 0.044276 | 114.5189 | 150.9405 | 165.3258 | 160.4356 | 61.5735 | 63.469 | 69.3391 | 64.9973
9 | 13 | 23 | 1771.472 | 1858.2592 | 1939.8329 | 1969.0929 | 80 | 63 | 0 | 0 | 0 | 0 | 0 | 0 | 0 | 0 | 0 | 0 | 569.3284 | 547.2616 | 576.4429 | 632.0686 | 0 | 0 | 0 | 0 | 9.8186 | 12.7545 | 29.5287 | 30.2799 | 4.7509 | 5.2256 | 8.1507 | 2.2545 | 1107.5742 | 1230.0176 | 1325.7106 | 1304.4898 | 0.37862 | 0.38317 | 0.38456 | 0.38119 | 419.3547 | 471.3113 | 509.8143 | 497.263 | 0.086119 | 0.10384 | 0.10584 | 0.109 | 0.046274 | 0.043543 | 0.044131 | 0.04397 | 95.3827 | 127.7197 | 140.3161 | 142.1836 | 51.2517 | 53.5587 | 58.5045 | 57.3587
9 | 13 | 24 | 1666.9367 | 1742.6373 | 1812.3769 | 1833.6287 | 80 | 63 | 0 | 0 | 0 | 0 | 0 | 0 | 0 | 0 | 0 | 0 | 564.7714 | 543.9738 | 573.5297 | 627.1367 | 0 | 0 | 0 | 0 | 14.5803 | 41.0491 | 46.1828 | 11.082 | 4.8789 | 5.8429 | 14.5478 | 1.2937 | 1002.7062 | 1088.7716 | 1178.1166 | 1194.1163 | 0.37097 | 0.3792 | 0.38104 | 0.37743 | 371.9725 | 412.8645 | 448.9137 | 450.696 | 0.086241 | 0.10379 | 0.10559 | 0.10885 | 0.0462 | 0.043393 | 0.043821 | 0.043654 | 86.474 | 113.0054 | 124.3927 | 129.9789 | 46.3246 | 47.2449 | 51.6267 | 52.128
9 | 14 | 1 | 1592.8096 | 1657.9839 | 1716.1501 | 1728.8275 | 80 | 63 | 0 | 0 | 0 | 0 | 0 | 0 | 0 | 0 | 0 | 0 | 548.4505 | 523.4978 | 553.703 | 606.829 | 0 | 0 | 0 | 0 | -2.6879 | 58.3744 | 22.1022 | 13.5432 | 0 | 16.9339 | 10.1712 | 1.354 | 967.047 | 996.1777 | 1130.1737 | 1107.1013 | 0.37067 | 0.37067 | 0.37608 | 0.37093 | 358.4592 | 369.2523 | 425.0369 | 410.656 | 0.086259 | 0.10379 | 0.10553 | 0.1088 | 0.046172 | 0.043292 | 0.043731 | 0.04351 | 83.4163 | 103.3928 | 119.2629 | 120.4476 | 44.6501 | 43.1267 | 49.4232 | 48.17
9 | 14 | 2 | 1538.8928 | 1593.8786 | 1641.0275 | 1645.5826 | 80 | 63 | 0 | 0 | 0 | 0 | 0 | 0 | 0 | 0 | 0 | 0 | 526.6468 | 497.8332 | 527.0084 | 581.0225 | 0 | 0 | 0 | 0 | -2.0734 | 55.5376 | 21.5478 | 0.97392 | -0.28152 | 2.4412 | 0 | 0 | 934.6009 | 975.0665 | 1092.4713 | 1063.5862 | 0.36983 | 0.36895 | 0.37442 | 0.36801 | 345.6418 | 359.7476 | 409.0397 | 391.4126 | 0.086377 | 0.10364 | 0.10534 | 0.10863 | 0.04618 | 0.042986 | 0.043509 | 0.043199 | 80.7281 | 101.0528 | 115.0829 | 115.5328 | 43.1595 | 41.9143 | 47.5325 | 45.9461
9 | 14 | 3 | 1515.3589 | 1562.5594 | 1601.1823 | 1599.1151 | 80 | 63 | 0 | 0 | 0 | 0 | 0 | 0 | 0 | 0 | 0 | 0 | 535.2231 | 509.1101 | 537.4649 | 592.2102 | 0 | 0 | 0 | 0 | -3.9259 | 36.653 | 19.8316 | -5.2343 | -1.1918 | 11.2565 | 2.7372 | 0 | 905.2535 | 942.5398 | 1041.1486 | 1012.1391 | 0.37068 | 0.36878 | 0.37239 | 0.3659 | 335.5563 | 347.5939 | 387.7142 | 370.3414 | 0.086318 | 0.10364 | 0.10532 | 0.10863 | 0.046163 | 0.043005 | 0.04349 | 0.043173 | 78.14 | 97.6893 | 109.6553 | 109.953 | 41.789 | 40.5339 | 45.2791 | 43.6971
9 | 14 | 4 | 1536.7264 | 1577.6576 | 1608.9417 | 1600.1138 | 80 | 63 | 0 | 0 | 0 | 0 | 0 | 0 | 0 | 0 | 0 | 0 | 527.8251 | 503.2137 | 530.2495 | 584.8582 | 0 | 0 | 0 | 0 | -1.8907 | 6.4241 | 17.2789 | 0 | 0 | 2.1566 | 12.7991 | 2.3245 | 930.792 | 1002.8632 | 1048.6141 | 1012.931 | 0.3692 | 0.37208 | 0.37262 | 0.36651 | 343.6524 | 373.1409 | 390.732 | 371.2445 | 0.086193 | 0.10362 | 0.10531 | 0.10863 | 0.046124 | 0.043067 | 0.043562 | 0.043193 | 80.2277 | 103.9149 | 110.4345 | 110.034 | 42.9319 | 43.1908 | 45.6802 | 43.7514
9 | 14 | 5 | 1636.4216 | 1673.0864 | 1698.5561 | 1682.4852 | 80 | 63 | 0 | 0 | 0 | 0 | 0 | 0 | 0 | 0 | 0 | 0 | 492.6413 | 462.7378 | 488.7045 | 543.2645 | 0 | 0 | 0 | 0 | -1.2433 | 40.7123 | 7.107 | -26.4375 | 1.4563 | 4.6432 | 9.4288 | 9.4746 | 1063.5672 | 1101.993 | 1193.3159 | 1156.1836 | 0.36849 | 0.37169 | 0.3739 | 0.36618 | 391.9134 | 409.5943 | 446.1779 | 423.3657 | 0.086065 | 0.1036 | 0.10532 | 0.10862 | 0.046124 | 0.043219 | 0.043708 | 0.043342 | 91.5354 | 114.165 | 125.6753 | 125.588 | 49.0562 | 47.627 | 52.1575 | 50.1115
9 | 14 | 6 | 1810.4486 | 1849.2856 | 1875.8035 | 1856.9765 | 80 | 63 | 0 | 0 | 0 | 0 | 0 | 0 | 0 | 0 | 0 | 0 | 500.9242 | 469.2579 | 493.0432 | 547.0316 | 0 | 0 | 0 | 0 | -0.88368 | 7.6805 | 38.0889 | -28.8 | 7.8999 | 9.5384 | 7.4423 | 14.5738 | 1222.5082 | 1299.8088 | 1337.2292 | 1324.1711 | 0.37162 | 0.37651 | 0.37574 | 0.37098 | 454.3086 | 489.392 | 502.4466 | 491.2411 | 0.086229 | 0.10361 | 0.10528 | 0.10864 | 0.046252 | 0.043435 | 0.043955 | 0.043469 | 105.4154 | 134.6692 | 140.7876 | 143.8554 | 56.5436 | 56.4569 | 58.7783 | 57.5609
9 | 14 | 7 | 1918.3527 | 1956.5625 | 1982.2137 | 1961.2555 | 80 | 63 | 0 | 0 | 0 | 0 | 0 | 0 | 0 | 0 | 0 | 0 | 1001.0093 | 969.0427 | 996.3804 | 1053.93 | 0 | 0 | 0 | 0 | -5.2106 | -22.3216 | -18.4411 | -3.8599 | -1.1761 | -0.61739 | -5.5478 | -5.4702 | 843.7301 | 947.4589 | 1009.8222 | 916.6556 | 0.37194 | 0.38123 | 0.37528 | 0.36663 | 313.8144 | 361.2016 | 378.9698 | 336.0692 | 0.086679 | 0.10387 | 0.1053 | 0.10876 | 0.046651 | 0.043023 | 0.042913 | 0.042979 | 73.134 | 98.4098 | 106.3382 | 99.6919 | 39.3607 | 40.7621 | 43.335 | 39.3967
9 | 14 | 8 | 2032.254 | 2075.1201 | 2106.6762 | 2090.2298 | 80 | 63 | 0 | 0 | 0 | 0 | 0 | 0 | 0 | 0 | 0 | 0 | 1342.8553 | 1379.3218 | 1466.5525 | 1576.8593 | 0 | 0 | 0 | 0 | -3.0387 | -48.4672 | -35.5834 | -3.9518 | -5.435 | -5.4835 | -5.6518 | -7.423 | 617.8724 | 686.749 | 681.359 | 524.7453 | 0.36962 | 0.37552 | 0.37235 | 0.38036 | 228.3808 | 257.8899 | 253.7025 | 199.5942 | 0.087929 | 0.10498 | 0.10641 | 0.11048 | 0.047816 | 0.045806 | 0.04479 | 0.047676 | 54.329 | 72.0938 | 72.5017 | 57.9733 | 29.5442 | 31.4569 | 30.5177 | 25.0178
9 | 14 | 9 | 2154.8451 | 2205.9278 | 2247.2754 | 2238.3691 | 80 | 63 | 0 | 0 | 0 | 0 | 0 | 0 | 0 | 0 | 0 | 0 | 1580.2727 | 1692.8444 | 1840.4471 | 2002.1341 | 0 | 0 | 0 | 0 | -4.2214 | -73.4622 | -58.3556 | -43.5997 | -5.0616 | -12.2845 | -11.0482 | -20.8813 | 503.8555 | 535.8301 | 476.232 | 300.716 | 0.37229 | 0.38397 | 0.38397 | 0.17588 | 187.5808 | 205.7452 | 182.8611 | 52.8885 | 0.088743 | 0.10545 | 0.10698 | 0.1107 | 0.048969 | 0.046451 | 0.046789 | 0.050406 | 44.7137 | 56.504 | 50.9488 | 33.2905 | 24.6732 | 24.8901 | 22.2826 | 15.1577
9 | 14 | 10 | 2275.016 | 2332.1838 | 2379.1 | 2371.9876 | 80 | 63 | 0 | 0 | 0 | 0 | 0 | 0 | 0 | 0 | 0 | 0 | 1702.8148 | 1868.954 | 2062.6707 | 2262.7603 | 0 | 0 | 0 | 0 | -2.6278 | -97.7669 | -94.1474 | -87.5427 | -7.4005 | -26.8454 | -24.718 | -39.2607 | 502.2295 | 524.8421 | 435.2948 | 236.0307 | 0.37171 | 0.38397 | 0.38397 | 0.17588 | 186.6849 | 201.526 | 167.1422 | 41.5119 | 0.088964 | 0.10546 | 0.10707 | 0.11064 | 0.049385 | 0.0466 | 0.047417 | 0.050709 | 44.6802 | 55.3489 | 46.6063 | 26.1146 | 24.8025 | 24.4576 | 20.6403 | 11.9689
9 | 14 | 11 | 2322.4821 | 2381.4172 | 2428.7038 | 2419.3992 | 80 | 63 | 0 | 0 | 0 | 0 | 0 | 0 | 0 | 0 | 0 | 0 | 1773.3076 | 1970.7765 | 2192.4537 | 2415.144 | 0 | 0 | 0 | 0 | -1.6874 | -61.9535 | -73.6715 | -86.4 | -5.8167 | -22.3128 | -23.9156 | -37.2219 | 476.6786 | 431.907 | 333.8372 | 127.8771 | 0.37104 | 0.38397 | 0.38397 | 0.17588 | 176.8662 | 165.8413 | 128.1851 | 22.4904 | 0.089005 | 0.10534 | 0.10704 | 0.11062 | 0.049395 | 0.04648 | 0.047408 | 0.050616 | 42.4267 | 45.4949 | 35.7345 | 14.1461 | 23.5456 | 20.0752 | 15.8267 | 6.4726
9 | 14 | 12 | 2350.7581 | 2411.3181 | 2459.3101 | 2448.9112 | 80 | 63 | 0 | 0 | 0 | 0 | 0 | 0 | 0 | 0 | 0 | 0 | 1838.4281 | 2052.9653 | 2291.7629 | 2526.9457 | 0 | 0 | 0 | 0 | -1.6344 | -43.5738 | -50.0507 | -80.0606 | -2.1677 | -22.1274 | -23.8597 | -24.4828 | 436.1321 | 361.0539 | 241.4576 | 26.5089 | 0.37287 | 0.38397 | 0.38397 | 0.17588 | 162.6194 | 138.6355 | 92.7136 | 4.6623 | 0.089101 | 0.10536 | 0.10693 | 0.11064 | 0.050768 | 0.046215 | 0.0471 | 0.050445 | 38.8599 | 38.04 | 25.8181 | 2.9329 | 22.1414 | 16.686 | 11.3725 | 1.3372
9 | 14 | 13 | 2406.4129 | 2471.5671 | 2523.8852 | 2515.4718 | 80 | 63 | 0 | 0 | 0 | 0 | 0 | 0 | 0 | 0 | 0 | 0 | 1920.2159 | 2138.6634 | 2382.9624 | 2618.9178 | 0 | 0 | 0 | 0 | -3.5146 | -41.0381 | -46.8255 | -74.6685 | -2.6676 | -4.4937 | -11.5148 | -25.2206 | 412.3792 | 315.4355 | 199.2632 | -3.5569 | 0.37446 | 0.38065 | 0.38397 | 0.16813 | 154.418 | 120.0719 | 76.512 | -0.59803 | 0.087862 | 0.10516 | 0.10669 | 0.11042 | 0.047982 | 0.04558 | 0.046007 | 0.049124 | 36.2323 | 33.1712 | 21.2604 | -0.39277 | 19.7869 | 14.3775 | 9.1675 | -0.17473
9 | 14 | 14 | 2438.5561 | 2507.0154 | 2562.8765 | 2556.8683 | 80 | 63 | 0 | 0 | 0 | 0 | 0 | 0 | 0 | 0 | 0 | 0 | 1963.5121 | 2180.7143 | 2420.5176 | 2649.5456 | 0 | 0 | 0 | 0 | -2.7561 | -17.6256 | -39.2656 | -14.3077 | -3.4763 | -2.5165 | -8 | -23.9669 | 401.2764 | 283.4432 | 189.6244 | -54.4027 | 0.37539 | 0.37471 | 0.37695 | 0.16849 | 150.6334 | 106.21 | 71.4782 | -9.1664 | 0.087336 | 0.10504 | 0.10642 | 0.11027 | 0.047207 | 0.046008 | 0.04497 | 0.047187 | 35.0459 | 29.7728 | 20.1792 | -5.9988 | 18.943 | 13.0406 | 8.5273 | -2.5671
9 | 14 | 15 | 2455.3809 | 2527.1702 | 2586.5243 | 2582.9567 | 80 | 63 | 0 | 0 | 0 | 0 | 0 | 0 | 0 | 0 | 0 | 0 | 1872.052 | 2063.4332 | 2281.8704 | 2490.8155 | 0 | 0 | 0 | 0 | -3.8872 | -4.2453 | -2.931 | -7.379 | -0.29175 | -2.3979 | -3.5888 | -7.6292 | 507.5079 | 407.3802 | 311.1737 | 107.1494 | 0.37558 | 0.37413 | 0.37546 | 0.16764 | 190.6082 | 152.4138 | 116.8337 | 17.9621 | 0.086647 | 0.10488 | 0.10582 | 0.10932 | 0.046537 | 0.044496 | 0.043815 | 0.044308 | 43.9741 | 42.7244 | 32.9289 | 11.7133 | 23.618 | 18.1269 | 13.6341 | 4.7475
9 | 14 | 16 | 2428.6205 | 2507.4166 | 2575.0015 | 2579.0747 | 80 | 63 | 0 | 0 | 0 | 0 | 0 | 0 | 0 | 0 | 0 | 0 | 1706.8837 | 1847.5494 | 2024.0169 | 2195.8344 | 0 | 0 | 0 | 0 | -2.8415 | -7.3635 | -6.7779 | 0.58192 | -2.9131 | 0.3282 | -1.5359 | -2.0737 | 647.4914 | 603.9026 | 559.2984 | 384.7321 | 0.38077 | 0.3675 | 0.37018 | 0.37865 | 246.5433 | 221.9327 | 207.0409 | 145.6798 | 0.086538 | 0.10451 | 0.10551 | 0.10874 | 0.046455 | 0.043656 | 0.043283 | 0.043258 | 56.0328 | 63.1125 | 59.0093 | 41.8351 | 30.0789 | 26.364 | 24.208 | 16.6428
9 | 14 | 17 | 2349.4352 | 2434.3058 | 2509.4143 | 2521.5355 | 80 | 63 | 0 | 0 | 0 | 0 | 0 | 0 | 0 | 0 | 0 | 0 | 1289.8123 | 1352.5349 | 1462.512 | 1577.8477 | 0 | 0 | 0 | 0 | -3.486 | -8.7413 | -8.226 | -1.9787 | -3.595 | -0.60233 | -2.9933 | -1.4715 | 986.7039 | 1028.1145 | 1058.1216 | 947.138 | 0.38859 | 0.37976 | 0.38475 | 0.37375 | 383.4236 | 390.4342 | 407.1128 | 353.9894 | 0.086791 | 0.10412 | 0.10576 | 0.10899 | 0.046653 | 0.043331 | 0.043873 | 0.04377 | 85.6372 | 107.0443 | 111.9017 | 103.2256 | 46.0325 | 44.5497 | 46.4225 | 41.4559
9 | 14 | 18 | 2220.013 | 2307.388 | 2386.5465 | 2405.0023 | 80 | 63 | 0 | 0 | 0 | 0 | 0 | 0 | 0 | 0 | 0 | 0 | 766.3252 | 748.953 | 786.5599 | 843.4122 | 0 | 0 | 0 | 0 | -1.8672 | -12.0351 | -1.2982 | 0 | -0.70701 | 1.7648 | -3.498 | -1.3537 | 1376.262 | 1505.7053 | 1604.7827 | 1562.9438 | 0.39913 | 0.39052 | 0.39482 | 0.38967 | 549.3047 | 588.0155 | 633.6071 | 609.037 | 0.087139 | 0.10517 | 0.10747 | 0.10982 | 0.046926 | 0.04467 | 0.045581 | 0.045131 | 119.9265 | 158.3549 | 172.4697 | 171.6463 | 64.582 | 67.2593 | 73.1483 | 70.5378
9 | 14 | 19 | 2264.7002 | 2361.7451 | 2451.3243 | 2477.4881 | 80 | 63 | 0 | 0 | 0 | 0 | 0 | 0 | 0 | 0 | 0 | 0 | 600.3954 | 574.1636 | 607.8055 | 664.5303 | 0 | 0 | 0 | 0 | 5.6706 | 25.4448 | 51.6896 | 74.1025 | 1.8944 | 3.8489 | 9.3719 | 37.8619 | 1576.7397 | 1695.2877 | 1782.4573 | 1700.9934 | 0.40014 | 0.39646 | 0.4013 | 0.39601 | 630.9103 | 672.1152 | 715.2998 | 673.6118 | 0.087102 | 0.10515 | 0.10756 | 0.10991 | 0.046904 | 0.044715 | 0.045602 | 0.045167 | 137.3378 | 178.2512 | 191.7188 | 186.9586 | 73.9558 | 75.8051 | 81.283 | 76.8283
9 | 14 | 20 | 2255.6936 | 2357.5741 | 2452.3735 | 2482.7682 | 80 | 63 | 0 | 0 | 0 | 0 | 0 | 0 | 0 | 0 | 0 | 0 | 606.9634 | 579.0262 | 612.2495 | 671.489 | 0 | 0 | 0 | 0 | -3.0188 | 6.7469 | 7.1888 | 64.9038 | 3.2798 | 3.4215 | 12.4558 | 30.7156 | 1568.4693 | 1705.3794 | 1820.4794 | 1715.6599 | 0.39652 | 0.39181 | 0.39756 | 0.39343 | 621.9305 | 668.1915 | 723.7466 | 674.9961 | 0.087025 | 0.10507 | 0.10745 | 0.10982 | 0.046854 | 0.044645 | 0.045566 | 0.045103 | 136.4961 | 179.1802 | 195.6044 | 188.4106 | 73.4886 | 76.1359 | 82.9512 | 77.3815
9 | 14 | 21 | 2138.1609 | 2237.4748 | 2330.0451 | 2360.6831 | 80 | 63 | 0 | 0 | 0 | 0 | 0 | 0 | 0 | 0 | 0 | 0 | 615.7862 | 596.6374 | 628.6975 | 685.1064 | 0 | 0 | 0 | 0 | 0.72492 | 7.6159 | 12.5257 | 50.5792 | 4.1323 | 2.9288 | 4.3553 | 31.6941 | 1437.5174 | 1567.2926 | 1684.4667 | 1593.3033 | 0.39092 | 0.38892 | 0.39029 | 0.38929 | 561.951 | 609.5507 | 657.4326 | 620.2517 | 0.086886 | 0.10478 | 0.10673 | 0.1096 | 0.046799 | 0.044233 | 0.04511 | 0.044922 | 124.9007 | 164.2204 | 179.7779 | 174.6188 | 67.275 | 69.3258 | 75.9866 | 71.5743
9 | 14 | 22 | 1979.2015 | 2075.4959 | 2166.0257 | 2198.3836 | 80 | 63 | 0 | 0 | 0 | 0 | 0 | 0 | 0 | 0 | 0 | 0 | 563.2294 | 539.9878 | 571.6912 | 623.7291 | 0 | 0 | 0 | 0 | 3.2926 | 13.5684 | 28.9064 | 76.9048 | 2.2583 | 5.088 | 5.3003 | 21.6353 | 1330.4212 | 1453.8516 | 1560.1278 | 1476.1144 | 0.38531 | 0.3837 | 0.387 | 0.38422 | 512.6195 | 557.8422 | 603.7708 | 567.1494 | 0.086414 | 0.10425 | 0.10608 | 0.10929 | 0.046462 | 0.043836 | 0.04449 | 0.044276 | 114.9674 | 151.5647 | 165.4946 | 161.3217 | 61.8146 | 63.7315 | 69.4099 | 65.3563
9 | 14 | 23 | 1837.658 | 1928.3227 | 2013.6651 | 2044.6395 | 80 | 63 | 0 | 0 | 0 | 0 | 0 | 0 | 0 | 0 | 0 | 0 | 479.404 | 442.769 | 473.5278 | 523.7069 | 0 | 0 | 0 | 0 | 9.8186 | 12.7545 | 29.5287 | 30.2799 | 4.7509 | 5.2256 | 8.1507 | 2.2545 | 1263.6846 | 1404.5737 | 1502.4579 | 1488.3981 | 0.37862 | 0.38317 | 0.38456 | 0.38119 | 478.4619 | 538.1967 | 577.7841 | 567.3677 | 0.086119 | 0.10384 | 0.10584 | 0.109 | 0.046274 | 0.043543 | 0.044131 | 0.04397 | 108.8267 | 145.8448 | 159.0234 | 162.2288 | 58.4755 | 61.1594 | 66.3045 | 65.4451
9 | 14 | 24 | 1702.9682 | 1780.7798 | 1852.571 | 1874.756 | 80 | 63 | 0 | 0 | 0 | 0 | 0 | 0 | 0 | 0 | 0 | 0 | 431.9309 | 393.7498 | 421.2566 | 470.3695 | 0 | 0 | 0 | 0 | 14.5803 | 41.0491 | 46.1828 | 11.082 | 4.8789 | 5.8429 | 14.5478 | 1.2937 | 1171.5782 | 1277.138 | 1370.5837 | 1392.0108 | 0.37097 | 0.3792 | 0.38104 | 0.37743 | 434.6187 | 484.2935 | 522.2521 | 525.3874 | 0.086241 | 0.10379 | 0.10559 | 0.10885 | 0.0462 | 0.043393 | 0.043821 | 0.043654 | 101.0377 | 132.5563 | 144.7145 | 151.5196 | 54.1264 | 55.4187 | 60.0608 | 60.7669
9 | 15 | 1 | 1604.1438 | 1669.982 | 1728.7937 | 1741.7646 | 80 | 63 | 0 | 0 | 0 | 0 | 0 | 0 | 0 | 0 | 0 | 0 | 420.882 | 383.2967 | 409.4529 | 458.7633 | 0 | 0 | 0 | 0 | -2.6879 | 58.3744 | 22.1022 | 13.5432 | 0 | 16.9339 | 10.1712 | 1.354 | 1105.9497 | 1148.377 | 1287.0674 | 1268.1041 | 0.37067 | 0.37067 | 0.37608 | 0.37093 | 409.9468 | 425.6678 | 484.0417 | 470.3766 | 0.086259 | 0.10379 | 0.10553 | 0.1088 | 0.046172 | 0.043292 | 0.043731 | 0.04351 | 95.3979 | 119.1895 | 135.8193 | 137.9639 | 51.0634 | 49.7157 | 56.2843 | 55.1752
9 | 15 | 2 | 1545.6793 | 1601.0627 | 1648.5981 | 1653.3289 | 80 | 63 | 0 | 0 | 0 | 0 | 0 | 0 | 0 | 0 | 0 | 0 | 379.524 | 331.2348 | 358.049 | 407.5437 | 0 | 0 | 0 | 0 | -2.0734 | 55.5376 | 21.5478 | 0.97392 | -0.28152 | 2.4412 | 0 | 0 | 1088.5103 | 1148.8491 | 1269.0013 | 1244.8113 | 0.36983 | 0.36895 | 0.37442 | 0.36801 | 402.5618 | 423.8641 | 475.1355 | 458.1056 | 0.086377 | 0.10364 | 0.10534 | 0.10863 | 0.04618 | 0.042986 | 0.043509 | 0.043199 | 94.0223 | 119.0631 | 133.6789 | 135.2185 | 50.267 | 49.3846 | 55.2132 | 53.7749
9 | 15 | 3 | 1511.7208 | 1558.7081 | 1597.1239 | 1594.9624 | 80 | 63 | 0 | 0 | 0 | 0 | 0 | 0 | 0 | 0 | 0 | 0 | 307.5551 | 251.366 | 275.4063 | 323.3363 | 0 | 0 | 0 | 0 | -3.9259 | 36.653 | 19.8316 | -5.2343 | -1.1918 | 11.2565 | 2.7372 | 0 | 1129.2834 | 1196.4327 | 1299.1488 | 1276.8604 | 0.37068 | 0.36878 | 0.37239 | 0.3659 | 418.5989 | 441.2255 | 483.791 | 467.2029 | 0.086318 | 0.10364 | 0.10532 | 0.10863 | 0.046163 | 0.043005 | 0.04349 | 0.043173 | 97.4779 | 124.0039 | 136.8282 | 138.7108 | 52.1308 | 51.4525 | 56.4994 | 55.126
9 | 15 | 4 | 1508.8108 | 1548.1065 | 1577.801 | 1568.2501 | 80 | 63 | 0 | 0 | 0 | 0 | 0 | 0 | 0 | 0 | 0 | 0 | 279.4727 | 225.9561 | 246.6664 | 293.5122 | 0 | 0 | 0 | 0 | -1.8907 | 6.4241 | 17.2789 | 0 | 0 | 2.1566 | 12.7991 | 2.3245 | 1151.2288 | 1250.5697 | 1301.0566 | 1272.4134 | 0.3692 | 0.37208 | 0.37262 | 0.36651 | 425.0386 | 465.3064 | 484.7966 | 466.3461 | 0.086193 | 0.10362 | 0.10531 | 0.10863 | 0.046124 | 0.043067 | 0.043562 | 0.043193 | 99.2277 | 129.5818 | 137.0204 | 138.2213 | 53.0994 | 53.8589 | 56.6773 | 54.9592
9 | 15 | 5 | 1536.7228 | 1567.5467 | 1587.3396 | 1568.6862 | 80 | 63 | 0 | 0 | 0 | 0 | 0 | 0 | 0 | 0 | 0 | 0 | 274.929 | 228.2919 | 246.993 | 291.4915 | 0 | 0 | 0 | 0 | -1.2433 | 40.7123 | 7.107 | -26.4375 | 1.4563 | 4.6432 | 9.4288 | 9.4746 | 1181.5807 | 1230.8992 | 1323.8108 | 1294.1576 | 0.36849 | 0.37169 | 0.3739 | 0.36618 | 435.4001 | 457.5069 | 494.9696 | 473.8883 | 0.086065 | 0.1036 | 0.10532 | 0.10862 | 0.046124 | 0.043219 | 0.043708 | 0.043342 | 101.6922 | 127.5195 | 139.4185 | 140.5751 | 54.4994 | 53.1982 | 57.8612 | 56.0916
9 | 15 | 6 | 1579.1474 | 1604.4335 | 1617.7811 | 1592.9629 | 80 | 63 | 0 | 0 | 0 | 0 | 0 | 0 | 0 | 0 | 0 | 0 | 306.6218 | 270.2134 | 284.1819 | 325.2481 | 0 | 0 | 0 | 0 | -0.88368 | 7.6805 | 38.0889 | -28.8 | 7.8999 | 9.5384 | 7.4423 | 14.5738 | 1185.5095 | 1254.0013 | 1288.068 | 1281.941 | 0.37162 | 0.37651 | 0.37574 | 0.37098 | 440.5592 | 472.145 | 483.975 | 475.5746 | 0.086229 | 0.10361 | 0.10528 | 0.10864 | 0.046252 | 0.043435 | 0.043955 | 0.043469 | 102.2251 | 129.9233 | 135.6118 | 139.2676 | 54.8323 | 54.4673 | 56.6174 | 55.7252
9 | 15 | 7 | 1628.5617 | 1649.7938 | 1658.9442 | 1630.4799 | 80 | 63 | 0 | 0 | 0 | 0 | 0 | 0 | 0 | 0 | 0 | 0 | 818.0128 | 793.4162 | 809.6968 | 849.1958 | 0 | 0 | 0 | 0 | -5.2106 | -22.3216 | -18.4411 | -3.8599 | -1.1761 | -0.61739 | -5.5478 | -5.4702 | 736.9356 | 816.3166 | 873.2364 | 790.6141 | 0.37194 | 0.38123 | 0.37528 | 0.36663 | 274.0936 | 311.206 | 327.7114 | 289.8592 | 0.086679 | 0.10387 | 0.1053 | 0.10876 | 0.046651 | 0.043023 | 0.042913 | 0.042979 | 63.8771 | 84.7884 | 91.9552 | 85.9841 | 34.3787 | 35.12 | 37.4736 | 33.9796
9 | 15 | 8 | 1753.867 | 1780.4237 | 1796.1284 | 1772.4711 | 80 | 63 | 0 | 0 | 0 | 0 | 0 | 0 | 0 | 0 | 0 | 0 | 1237.7688 | 1299.4967 | 1381.0038 | 1469.1917 | 0 | 0 | 0 | 0 | -3.0387 | -48.4672 | -35.5834 | -3.9518 | -5.435 | -5.4835 | -5.6518 | -7.423 | 444.572 | 471.8777 | 456.3598 | 314.6542 | 0.36962 | 0.37552 | 0.37235 | 0.38036 | 164.3247 | 177.2008 | 169.9246 | 119.6831 | 0.087929 | 0.10498 | 0.10641 | 0.11048 | 0.047816 | 0.045806 | 0.04479 | 0.047676 | 39.0909 | 49.537 | 48.5601 | 34.7627 | 21.2576 | 21.6146 | 20.4401 | 15.0015
9 | 15 | 9 | 1870.3014 | 1904.7138 | 1929.8594 | 1913.5828 | 80 | 63 | 0 | 0 | 0 | 0 | 0 | 0 | 0 | 0 | 0 | 0 | 1484.7898 | 1621.1231 | 1768.0455 | 1907.7316 | 0 | 0 | 0 | 0 | -4.2214 | -73.4622 | -58.3556 | -43.5997 | -5.0616 | -12.2845 | -11.0482 | -20.8813 | 314.7946 | 306.3374 | 231.2177 | 70.3323 | 0.37229 | 0.38397 | 0.38397 | 0.17588 | 117.1952 | 117.6258 | 88.7817 | 12.3697 | 0.088743 | 0.10545 | 0.10698 | 0.1107 | 0.048969 | 0.046451 | 0.046789 | 0.050406 | 27.9359 | 32.3037 | 24.7364 | 7.7861 | 15.4151 | 14.2298 | 10.8185 | 3.5451
9 | 15 | 10 | 1954.1609 | 1992.5311 | 2021.1778 | 2005.7546 | 80 | 63 | 0 | 0 | 0 | 0 | 0 | 0 | 0 | 0 | 0 | 0 | 1615.4472 | 1802.3915 | 1995.5026 | 2174.8427 | 0 | 0 | 0 | 0 | -2.6278 | -97.7669 | -94.1474 | -87.5427 | -7.4005 | -26.8454 | -24.718 | -39.2607 | 268.742 | 251.752 | 144.5406 | -42.2848 | 0.37171 | 0.38397 | 0.38397 | 0.17588 | 99.8947 | 96.6664 | 55.4999 | -7.4369 | 0.088964 | 0.10546 | 0.10707 | 0.11064 | 0.049385 | 0.0466 | 0.047417 | 0.050709 | 23.9083 | 26.5493 | 15.4757 | -4.6784 | 13.2718 | 11.7316 | 6.8536 | -2.1442
9 | 15 | 11 | 2020.7272 | 2061.9838 | 2092.0884 | 2074.9677 | 80 | 63 | 0 | 0 | 0 | 0 | 0 | 0 | 0 | 0 | 0 | 0 | 1680.4182 | 1897.9105 | 2119.8054 | 2324.5286 | 0 | 0 | 0 | 0 | -1.6874 | -61.9535 | -73.6715 | -86.4 | -5.8167 | -22.3128 | -23.9156 | -37.2219 | 267.8131 | 185.3396 | 69.8701 | -125.9391 | 0.37104 | 0.38397 | 0.38397 | 0.17588 | 99.369 | 71.1657 | 26.8283 | -22.1496 | 0.089005 | 0.10534 | 0.10704 | 0.11062 | 0.049395 | 0.04648 | 0.047408 | 0.050616 | 23.8367 | 19.5228 | 7.479 | -13.9317 | 13.2287 | 8.6147 | 3.3124 | -6.3745
9 | 15 | 12 | 2064.3953 | 2108.1785 | 2139.8649 | 2122.0486 | 80 | 63 | 0 | 0 | 0 | 0 | 0 | 0 | 0 | 0 | 0 | 0 | 1714.2756 | 1946.6995 | 2182.4579 | 2399.5566 | 0 | 0 | 0 | 0 | -1.6344 | -43.5738 | -50.0507 | -80.0606 | -2.1677 | -22.1274 | -23.8597 | -24.4828 | 273.9218 | 164.1801 | 31.3174 | -172.9646 | 0.37287 | 0.38397 | 0.38397 | 0.17588 | 102.1365 | 63.041 | 12.0251 | -30.4202 | 0.089101 | 0.10536 | 0.10693 | 0.11064 | 0.050768 | 0.046215 | 0.0471 | 0.050445 | 24.4067 | 17.2977 | 3.3486 | -19.1364 | 13.9064 | 7.5875 | 1.475 | -8.7251
9 | 15 | 13 | 2091.7846 | 2138.506 | 2172.9092 | 2156.3462 | 80 | 63 | 0 | 0 | 0 | 0 | 0 | 0 | 0 | 0 | 0 | 0 | 1768.4453 | 2003.1156 | 2240.8734 | 2460.8169 | 0 | 0 | 0 | 0 | -3.5146 | -41.0381 | -46.8255 | -74.6685 | -2.6676 | -4.4937 | -11.5148 | -25.2206 | 249.5216 | 117.9222 | -9.6239 | -204.5816 | 0.37446 | 0.38065 | 0.38397 | 0.16813 | 93.4349 | 44.8876 | -3.6953 | -34.3964 | 0.087862 | 0.10516 | 0.10669 | 0.11042 | 0.047982 | 0.04558 | 0.046007 | 0.049124 | 21.9234 | 12.4007 | -1.0268 | -22.5907 | 11.9726 | 5.3749 | -0.44277 | -10.0499
9 | 15 | 14 | 2103.6382 | 2152.4761 | 2189.2669 | 2174.5836 | 80 | 63 | 0 | 0 | 0 | 0 | 0 | 0 | 0 | 0 | 0 | 0 | 1791.1366 | 2014.7586 | 2243.2406 | 2455.4988 | 0 | 0 | 0 | 0 | -2.7561 | -17.6256 | -39.2656 | -14.3077 | -3.4763 | -2.5165 | -8 | -23.9669 | 238.734 | 94.8596 | -6.7081 | -242.6407 | 0.37539 | 0.37471 | 0.37695 | 0.16849 | 89.6173 | 35.5452 | -2.5286 | -40.8828 | 0.087336 | 0.10504 | 0.10642 | 0.11027 | 0.047207 | 0.046008 | 0.04497 | 0.047187 | 20.8501 | 9.964 | -0.71386 | -26.7551 | 11.2699 | 4.3643 | -0.30166 | -11.4494
9 | 15 | 15 | 2126.5499 | 2179.0744 | 2219.7048 | 2207.6197 | 80 | 63 | 0 | 0 | 0 | 0 | 0 | 0 | 0 | 0 | 0 | 0 | 1757.9144 | 1950.0189 | 2157.5805 | 2354.7905 | 0 | 0 | 0 | 0 | -3.8872 | -4.2453 | -2.931 | -7.379 | -0.29175 | -2.3979 | -3.5888 | -7.6292 | 292.8145 | 172.6986 | 68.6441 | -132.1626 | 0.37558 | 0.37413 | 0.37546 | 0.16764 | 109.9744 | 64.612 | 25.7732 | -22.1552 | 0.086647 | 0.10488 | 0.10582 | 0.10932 | 0.046537 | 0.044496 | 0.043815 | 0.044308 | 25.3715 | 18.1119 | 7.264 | -14.4477 | 13.6268 | 7.6844 | 3.0076 | -5.8558
9 | 15 | 16 | 2143.2372 | 2205.3139 | 2256.649 | 2253.3301 | 80 | 63 | 0 | 0 | 0 | 0 | 0 | 0 | 0 | 0 | 0 | 0 | 1487.5366 | 1627.7023 | 1794.2015 | 1956.7997 | 0 | 0 | 0 | 0 | -2.8415 | -7.3635 | -6.7779 | 0.58192 | -2.9131 | 0.3282 | -1.5359 | -2.0737 | 581.4552 | 521.6469 | 470.7613 | 298.0223 | 0.38077 | 0.3675 | 0.37018 | 0.37865 | 221.3989 | 191.704 | 174.2663 | 112.8469 | 0.086538 | 0.10451 | 0.10551 | 0.10874 | 0.046455 | 0.043656 | 0.043283 | 0.043258 | 50.3181 | 54.5162 | 49.6682 | 32.4064 | 27.0112 | 22.7731 | 20.3759 | 12.8919
9 | 15 | 17 | 2117.2945 | 2188.565 | 2250.4553 | 2256.5635 | 80 | 63 | 0 | 0 | 0 | 0 | 0 | 0 | 0 | 0 | 0 | 0 | 1241.7926 | 1311.4464 | 1417.7852 | 1537.8768 | 0 | 0 | 0 | 0 | -3.486 | -8.7413 | -8.226 | -1.9787 | -3.595 | -0.60233 | -2.9933 | -1.4715 | 802.583 | 823.4622 | 843.8894 | 722.1369 | 0.38859 | 0.37976 | 0.38475 | 0.37375 | 311.876 | 312.716 | 324.6869 | 269.8961 | 0.086791 | 0.10412 | 0.10576 | 0.10899 | 0.046653 | 0.043331 | 0.043873 | 0.04377 | 69.6571 | 85.7365 | 89.2456 | 78.7034 | 37.4428 | 35.6818 | 37.0236 | 31.6076
9 | 15 | 18 | 2062.6639 | 2140.8204 | 2211.0195 | 2225.3996 | 80 | 63 | 0 | 0 | 0 | 0 | 0 | 0 | 0 | 0 | 0 | 0 | 801.7343 | 790.7275 | 827.7507 | 891.3724 | 0 | 0 | 0 | 0 | -1.8672 | -12.0351 | -1.2982 | 0 | -0.70701 | 1.7648 | -3.498 | -1.3537 | 1183.5038 | 1297.3632 | 1388.0649 | 1335.3809 | 0.39913 | 0.39052 | 0.39482 | 0.38967 | 472.3695 | 506.6528 | 548.0417 | 520.3619 | 0.087139 | 0.10517 | 0.10747 | 0.10982 | 0.046926 | 0.04467 | 0.045581 | 0.045131 | 103.1297 | 136.4436 | 149.1785 | 146.6548 | 55.5367 | 57.9528 | 63.27 | 60.2675
9 | 15 | 19 | 2129.6695 | 2218.8036 | 2300.6941 | 2323.3603 | 80 | 63 | 0 | 0 | 0 | 0 | 0 | 0 | 0 | 0 | 0 | 0 | 596.8315 | 570.3275 | 604.8877 | 660.0013 | 0 | 0 | 0 | 0 | 5.6706 | 25.4448 | 51.6896 | 74.1025 | 1.8944 | 3.8489 | 9.3719 | 37.8619 | 1445.273 | 1556.1824 | 1634.745 | 1551.3946 | 0.40014 | 0.39646 | 0.4013 | 0.39601 | 578.3058 | 616.9654 | 656.0229 | 614.369 | 0.087102 | 0.10515 | 0.10756 | 0.10991 | 0.046904 | 0.044715 | 0.045602 | 0.045167 | 125.8867 | 163.625 | 175.831 | 170.516 | 67.7895 | 69.585 | 74.547 | 70.0714
9 | 15 | 20 | 2119.6136 | 2213.5216 | 2300.5726 | 2327.4426 | 80 | 63 | 0 | 0 | 0 | 0 | 0 | 0 | 0 | 0 | 0 | 0 | 501.4401 | 464.7091 | 498.3413 | 547.5818 | 0 | 0 | 0 | 0 | -3.0188 | 6.7469 | 7.1888 | 64.9038 | 3.2798 | 3.4215 | 12.4558 | 30.7156 | 1537.9124 | 1675.6441 | 1782.5867 | 1684.2415 | 0.39652 | 0.39181 | 0.39756 | 0.39343 | 609.8141 | 656.5408 | 708.682 | 662.6351 | 0.087025 | 0.10507 | 0.10745 | 0.10982 | 0.046854 | 0.044645 | 0.045566 | 0.045103 | 133.8369 | 176.056 | 191.533 | 184.9603 | 72.0569 | 74.8084 | 81.2246 | 75.9644
9 | 15 | 21 | 2038.3223 | 2131.787 | 2218.6725 | 2246.7244 | 80 | 63 | 0 | 0 | 0 | 0 | 0 | 0 | 0 | 0 | 0 | 0 | 463.6974 | 426.4526 | 457.1958 | 505.7712 | 0 | 0 | 0 | 0 | 0.72492 | 7.6159 | 12.5257 | 50.5792 | 4.1323 | 2.9288 | 4.3553 | 31.6941 | 1489.7676 | 1631.7897 | 1744.5957 | 1658.6799 | 0.39092 | 0.38892 | 0.39029 | 0.38929 | 582.3765 | 634.6348 | 680.9005 | 645.7019 | 0.086886 | 0.10478 | 0.10673 | 0.1096 | 0.046799 | 0.044233 | 0.04511 | 0.044922 | 129.4405 | 170.9784 | 186.1952 | 181.7838 | 69.7203 | 72.1787 | 78.699 | 74.5111
9 | 15 | 22 | 1897.1337 | 1988.62 | 2074.4769 | 2104.7091 | 80 | 63 | 0 | 0 | 0 | 0 | 0 | 0 | 0 | 0 | 0 | 0 | 415.2066 | 375.5392 | 404.1025 | 450.3493 | 0 | 0 | 0 | 0 | 3.2926 | 13.5684 | 28.9064 | 76.9048 | 2.2583 | 5.088 | 5.3003 | 21.6353 | 1396.3762 | 1531.4244 | 1636.1677 | 1555.8197 | 0.38531 | 0.3837 | 0.387 | 0.38422 | 538.0324 | 587.6069 | 633.1983 | 597.7735 | 0.086414 | 0.10425 | 0.10608 | 0.10929 | 0.046462 | 0.043836 | 0.04449 | 0.044276 | 120.6668 | 159.6517 | 173.5608 | 170.0325 | 64.879 | 67.132 | 72.7929 | 68.8854
9 | 15 | 23 | 1752.4418 | 1838.1141 | 1918.6042 | 1947.3713 | 80 | 63 | 0 | 0 | 0 | 0 | 0 | 0 | 0 | 0 | 0 | 0 | 374.0992 | 327.6124 | 354.9292 | 401.5013 | 0 | 0 | 0 | 0 | 9.8186 | 12.7545 | 29.5287 | 30.2799 | 4.7509 | 5.2256 | 8.1507 | 2.2545 | 1283.7731 | 1429.5216 | 1525.9956 | 1513.3355 | 0.37862 | 0.38317 | 0.38456 | 0.38119 | 486.0679 | 547.7561 | 586.8357 | 576.8736 | 0.086119 | 0.10384 | 0.10584 | 0.109 | 0.046274 | 0.043543 | 0.044131 | 0.04397 | 110.5567 | 148.4353 | 161.5147 | 164.9469 | 59.4051 | 62.2457 | 67.3432 | 66.5417
9 | 15 | 24 | 1622.5096 | 1695.6074 | 1762.8173 | 1782.9182 | 80 | 63 | 0 | 0 | 0 | 0 | 0 | 0 | 0 | 0 | 0 | 0 | 355.8844 | 308.1295 | 334.0102 | 380.9085 | 0 | 0 | 0 | 0 | 14.5803 | 41.0491 | 46.1828 | 11.082 | 4.8789 | 5.8429 | 14.5478 | 1.2937 | 1167.166 | 1277.586 | 1368.0764 | 1389.6341 | 0.37097 | 0.3792 | 0.38104 | 0.37743 | 432.9819 | 484.4633 | 521.2967 | 524.4904 | 0.086241 | 0.10379 | 0.10559 | 0.10885 | 0.0462 | 0.043393 | 0.043821 | 0.043654 | 100.6572 | 132.6028 | 144.4498 | 151.2609 | 53.9226 | 55.4381 | 59.9509 | 60.6631
9 | 16 | 1 | 1538.2377 | 1600.2148 | 1655.2737 | 1666.5375 | 80 | 63 | 0 | 0 | 0 | 0 | 0 | 0 | 0 | 0 | 0 | 0 | 344.5904 | 298.4963 | 322.6238 | 369.1388 | 0 | 0 | 0 | 0 | -2.6879 | 58.3744 | 22.1022 | 13.5432 | 0 | 16.9339 | 10.1712 | 1.354 | 1116.3351 | 1163.4101 | 1300.3765 | 1282.5015 | 0.37067 | 0.37067 | 0.37608 | 0.37093 | 413.7964 | 431.2401 | 489.0469 | 475.717 | 0.086259 | 0.10379 | 0.10553 | 0.1088 | 0.046172 | 0.043292 | 0.043731 | 0.04351 | 96.2937 | 120.7498 | 137.2238 | 139.5303 | 51.543 | 50.3665 | 56.8663 | 55.8016
9 | 16 | 2 | 1478.8637 | 1530.3326 | 1574.0635 | 1577.0636 | 80 | 63 | 0 | 0 | 0 | 0 | 0 | 0 | 0 | 0 | 0 | 0 | 381.3844 | 341.2842 | 365.8809 | 413.3154 | 0 | 0 | 0 | 0 | -2.0734 | 55.5376 | 21.5478 | 0.97392 | -0.28152 | 2.4412 | 0 | 0 | 1019.8342 | 1068.0695 | 1186.6347 | 1162.7743 | 0.36983 | 0.36895 | 0.37442 | 0.36801 | 377.1635 | 394.0607 | 444.2961 | 427.915 | 0.086377 | 0.10364 | 0.10534 | 0.10863 | 0.04618 | 0.042986 | 0.043509 | 0.043199 | 88.0903 | 110.6914 | 125.0022 | 126.3071 | 47.0956 | 45.9122 | 51.6295 | 50.231
9 | 16 | 3 | 1447.4938 | 1490.7183 | 1525.477 | 1521.6519 | 80 | 63 | 0 | 0 | 0 | 0 | 0 | 0 | 0 | 0 | 0 | 0 | 386.3925 | 348.2095 | 373.0303 | 419.4314 | 0 | 0 | 0 | 0 | -3.9259 | 36.653 | 19.8316 | -5.2343 | -1.1918 | 11.2565 | 2.7372 | 0 | 986.2189 | 1031.5994 | 1129.8779 | 1107.4548 | 0.37068 | 0.36878 | 0.37239 | 0.3659 | 365.5683 | 380.4376 | 420.7561 | 405.2174 | 0.086318 | 0.10364 | 0.10532 | 0.10863 | 0.046163 | 0.043005 | 0.04349 | 0.043173 | 85.1288 | 106.9198 | 119.0004 | 120.3075 | 45.5265 | 44.3639 | 49.1379 | 47.8122
9 | 16 | 4 | 1437.7273 | 1472.8585 | 1498.5056 | 1487.1134 | 80 | 63 | 0 | 0 | 0 | 0 | 0 | 0 | 0 | 0 | 0 | 0 | 380.2305 | 345.0795 | 367.2952 | 414.4987 | 0 | 0 | 0 | 0 | -1.8907 | 6.4241 | 17.2789 | 0 | 0 | 2.1566 | 12.7991 | 2.3245 | 979.3875 | 1056.1983 | 1101.1324 | 1070.2902 | 0.3692 | 0.37208 | 0.37262 | 0.36651 | 361.594 | 392.9856 | 410.3013 | 392.2669 | 0.086193 | 0.10362 | 0.10531 | 0.10863 | 0.046124 | 0.043067 | 0.043562 | 0.043193 | 84.4162 | 109.4414 | 115.9654 | 116.2648 | 45.1734 | 45.4878 | 47.9681 | 46.2289
9 | 16 | 5 | 1451.3667 | 1477.1899 | 1492.1226 | 1471.2583 | 80 | 63 | 0 | 0 | 0 | 0 | 0 | 0 | 0 | 0 | 0 | 0 | 367.3555 | 336.1245 | 354.6387 | 402.5481 | 0 | 0 | 0 | 0 | -1.2433 | 40.7123 | 7.107 | -26.4375 | 1.4563 | 4.6432 | 9.4288 | 9.4746 | 1003.7981 | 1032.7099 | 1120.9481 | 1085.6731 | 0.36849 | 0.37169 | 0.3739 | 0.36618 | 369.8891 | 383.8428 | 419.1197 | 397.5465 | 0.086065 | 0.1036 | 0.10532 | 0.10862 | 0.046124 | 0.043219 | 0.043708 | 0.043342 | 86.3914 | 106.9874 | 118.0538 | 117.9289 | 46.2994 | 44.6326 | 48.9944 | 47.0554
9 | 16 | 6 | 1467.7647 | 1486.5253 | 1493.5307 | 1465.8275 | 80 | 63 | 0 | 0 | 0 | 0 | 0 | 0 | 0 | 0 | 0 | 0 | 395.134 | 373.1853 | 387.2756 | 434.7606 | 0 | 0 | 0 | 0 | -0.88368 | 7.6805 | 38.0889 | -28.8 | 7.8999 | 9.5384 | 7.4423 | 14.5738 | 985.6145 | 1033.1211 | 1060.724 | 1045.2931 | 0.37162 | 0.37651 | 0.37574 | 0.37098 | 366.2742 | 388.9812 | 398.5534 | 387.7829 | 0.086229 | 0.10361 | 0.10528 | 0.10864 | 0.046252 | 0.043435 | 0.043955 | 0.043469 | 84.9884 | 107.0385 | 111.6763 | 113.5586 | 45.5867 | 44.8734 | 46.6245 | 45.4382
9 | 16 | 7 | 1503.2561 | 1517.1471 | 1519.1626 | 1487.4525 | 80 | 63 | 0 | 0 | 0 | 0 | 0 | 0 | 0 | 0 | 0 | 0 | 923.2746 | 904.1769 | 923.5592 | 974.9527 | 0 | 0 | 0 | 0 | -5.2106 | -22.3216 | -18.4411 | -3.8599 | -1.1761 | -0.61739 | -5.5478 | -5.4702 | 506.3682 | 572.9092 | 619.5923 | 521.8299 | 0.37194 | 0.38123 | 0.37528 | 0.36663 | 188.3371 | 218.4113 | 232.5229 | 191.3161 | 0.086679 | 0.10387 | 0.1053 | 0.10876 | 0.046651 | 0.043023 | 0.042913 | 0.042979 | 43.8917 | 59.5064 | 65.2455 | 56.7522 | 23.6225 | 24.648 | 26.5888 | 22.4276
9 | 16 | 8 | 1606.7327 | 1624.6693 | 1631.9961 | 1604.5277 | 80 | 63 | 0 | 0 | 0 | 0 | 0 | 0 | 0 | 0 | 0 | 0 | 1361.0189 | 1410.5738 | 1496.9427 | 1599.5619 | 0 | 0 | 0 | 0 | -3.0387 | -48.4672 | -35.5834 | -3.9518 | -5.435 | -5.4835 | -5.6518 | -7.423 | 174.1875 | 205.0462 | 176.2887 | 16.3407 | 0.36962 | 0.37552 | 0.37235 | 0.38036 | 64.384 | 76.9995 | 65.6407 | 6.2154 | 0.087929 | 0.10498 | 0.10641 | 0.11048 | 0.047816 | 0.045806 | 0.04479 | 0.047676 | 15.3162 | 21.5254 | 18.7584 | 1.8053 | 8.3289 | 9.3922 | 7.8959 | 0.77906
9 | 16 | 9 | 1710.0837 | 1735.1097 | 1751.1324 | 1730.7059 | 80 | 63 | 0 | 0 | 0 | 0 | 0 | 0 | 0 | 0 | 0 | 0 | 1658.1671 | 1793.5014 | 1946.9593 | 2106.9987 | 0 | 0 | 0 | 0 | -4.2214 | -73.4622 | -58.3556 | -43.5997 | -5.0616 | -12.2845 | -11.0482 | -20.8813 | -18.8004 | -35.645 | -126.4231 | -311.8118 | 0.37229 | 0.38397 | 0.38397 | 0.17588 | -6.9992 | -13.6868 | -48.5433 | -54.84 | 0.088743 | 0.10545 | 0.10698 | 0.1107 | 0.048969 | 0.046451 | 0.046789 | 0.050406 | -1.6684 | -3.7588 | -13.5251 | -34.5188 | -0.92063 | -1.6558 | -5.9153 | -15.717
9 | 16 | 10 | 1799.2605 | 1828.5558 | 1848.3824 | 1828.9469 | 80 | 63 | 0 | 0 | 0 | 0 | 0 | 0 | 0 | 0 | 0 | 0 | 1907.2076 | 2101.1777 | 2304.3045 | 2509.9175 | 0 | 0 | 0 | 0 | -2.6278 | -97.7669 | -94.1474 | -87.5427 | -7.4005 | -26.8454 | -24.718 | -39.2607 | -177.9187 | -211.0096 | -337.0567 | -554.1673 | 0.37171 | 0.38397 | 0.38397 | 0.17588 | -66.1346 | -81.0223 | -129.4212 | -97.4643 | 0.088964 | 0.10546 | 0.10707 | 0.11064 | 0.049385 | 0.0466 | 0.047417 | 0.050709 | -15.8283 | -22.2527 | -36.0881 | -61.3136 | -8.7865 | -9.833 | -15.9821 | -28.1013
9 | 16 | 11 | 1863.3081 | 1895.3422 | 1916.4833 | 1895.2851 | 80 | 63 | 0 | 0 | 0 | 0 | 0 | 0 | 0 | 0 | 0 | 0 | 1976.2899 | 2199.0708 | 2432.4826 | 2664.7046 | 0 | 0 | 0 | 0 | -1.6874 | -61.9535 | -73.6715 | -86.4 | -5.8167 | -22.3128 | -23.9156 | -37.2219 | -185.4777 | -282.4624 | -418.4123 | -645.7977 | 0.37104 | 0.38397 | 0.38397 | 0.17588 | -68.8194 | -108.4584 | -160.6598 | -113.5798 | 0.089005 | 0.10534 | 0.10704 | 0.11062 | 0.049395 | 0.04648 | 0.047408 | 0.050616 | -16.5084 | -29.7532 | -44.7876 | -71.4396 | -9.1617 | -13.129 | -19.8362 | -32.6875
9 | 16 | 12 | 1909.9847 | 1944.7216 | 1967.6158 | 1945.7999 | 80 | 63 | 0 | 0 | 0 | 0 | 0 | 0 | 0 | 0 | 0 | 0 | 2027.3552 | 2261.6769 | 2512.6891 | 2758.8717 | 0 | 0 | 0 | 0 | -1.6344 | -43.5738 | -50.0507 | -80.0606 | -2.1677 | -22.1274 | -23.8597 | -24.4828 | -193.5685 | -314.2542 | -471.1628 | -708.5284 | 0.37287 | 0.38397 | 0.38397 | 0.17588 | -72.1754 | -120.6656 | -180.9146 | -124.6126 | 0.089101 | 0.10536 | 0.10693 | 0.11064 | 0.050768 | 0.046215 | 0.0471 | 0.050445 | -17.2472 | -33.1092 | -50.3795 | -78.3899 | -9.827 | -14.5232 | -22.1916 | -35.7414
9 | 16 | 13 | 1951.5766 | 1990.0839 | 2016.5036 | 1996.3089 | 80 | 63 | 0 | 0 | 0 | 0 | 0 | 0 | 0 | 0 | 0 | 0 | 2105.5895 | 2337.1595 | 2595.4359 | 2843.0519 | 0 | 0 | 0 | 0 | -3.5146 | -41.0381 | -46.8255 | -74.6685 | -2.6676 | -4.4937 | -11.5148 | -25.2206 | -227.8306 | -364.5439 | -520.592 | -746.8539 | 0.37446 | 0.38065 | 0.38397 | 0.16813 | -85.3126 | -138.7653 | -199.8942 | -125.5688 | 0.087862 | 0.10516 | 0.10669 | 0.11042 | 0.047982 | 0.04558 | 0.046007 | 0.049124 | -20.0176 | -38.3354 | -55.5445 | -82.4706 | -10.9319 | -16.6158 | -23.9509 | -36.6884
9 | 16 | 14 | 1985.8887 | 2027.8282 | 2057.9143 | 2040.181 | 80 | 63 | 0 | 0 | 0 | 0 | 0 | 0 | 0 | 0 | 0 | 0 | 2061.6859 | 2275.0891 | 2528.5477 | 2767.9691 | 0 | 0 | 0 | 0 | -2.7561 | -17.6256 | -39.2656 | -14.3077 | -3.4763 | -2.5165 | -8 | -23.9669 | -149.5648 | -290.1188 | -423.3679 | -689.5136 | 0.37539 | 0.37471 | 0.37695 | 0.16849 | -56.1445 | -108.7114 | -159.587 | -116.1768 | 0.087336 | 0.10504 | 0.10642 | 0.11027 | 0.047207 | 0.046008 | 0.04497 | 0.047187 | -13.0624 | -30.474 | -45.0534 | -76.0302 | -7.0605 | -13.3477 | -19.0387 | -32.5359
9 | 16 | 15 | 2010.1997 | 2055.9077 | 2089.9131 | 2074.8143 | 80 | 63 | 0 | 0 | 0 | 0 | 0 | 0 | 0 | 0 | 0 | 0 | 1978.2392 | 2154.1053 | 2383.3836 | 2601.7632 | 0 | 0 | 0 | 0 | -3.8872 | -4.2453 | -2.931 | -7.379 | -0.29175 | -2.3979 | -3.5888 | -7.6292 | -43.8605 | -154.5544 | -286.9507 | -511.9407 | 0.37558 | 0.37413 | 0.37546 | 0.16764 | -16.473 | -57.8237 | -107.7389 | -85.8195 | 0.086647 | 0.10488 | 0.10582 | 0.10932 | 0.046537 | 0.044496 | 0.043815 | 0.044308 | -3.8004 | -16.209 | -30.3656 | -55.9641 | -2.0411 | -6.8771 | -12.5728 | -22.6829
9 | 16 | 16 | 2034.653 | 2090.3682 | 2135.5205 | 2129.3891 | 80 | 63 | 0 | 0 | 0 | 0 | 0 | 0 | 0 | 0 | 0 | 0 | 1867.4794 | 1994.6847 | 2180.337 | 2365.6934 | 0 | 0 | 0 | 0 | -2.8415 | -7.3635 | -6.7779 | 0.58192 | -2.9131 | 0.3282 | -1.5359 | -2.0737 | 92.9282 | 39.7189 | -36.5027 | -234.8125 | 0.38077 | 0.3675 | 0.37018 | 0.37865 | 35.384 | 14.5966 | -13.5125 | -88.9124 | 0.086538 | 0.10451 | 0.10551 | 0.10874 | 0.046455 | 0.043656 | 0.043283 | 0.043258 | 8.0418 | 4.1509 | -3.8512 | -25.5331 | 4.3169 | 1.734 | -1.5799 | -10.1575
9 | 16 | 17 | 2030.1193 | 2096.2826 | 2153.2091 | 2157.0593 | 80 | 63 | 0 | 0 | 0 | 0 | 0 | 0 | 0 | 0 | 0 | 0 | 1454.2733 | 1510.0755 | 1624.2939 | 1752.4037 | 0 | 0 | 0 | 0 | -3.486 | -8.7413 | -8.226 | -1.9787 | -3.595 | -0.60233 | -2.9933 | -1.4715 | 502.927 | 532.5506 | 540.1346 | 408.1058 | 0.38859 | 0.37976 | 0.38475 | 0.37375 | 195.4326 | 202.2401 | 207.817 | 152.5281 | 0.086791 | 0.10412 | 0.10576 | 0.10899 | 0.046653 | 0.043331 | 0.043873 | 0.04377 | 43.6496 | 55.4476 | 57.1219 | 44.4782 | 23.463 | 23.0762 | 23.6971 | 17.8626
9 | 16 | 18 | 1986.543 | 2060.24 | 2126.1046 | 2138.5131 | 80 | 63 | 0 | 0 | 0 | 0 | 0 | 0 | 0 | 0 | 0 | 0 | 865.0068 | 845.26 | 886.5209 | 953.0227 | 0 | 0 | 0 | 0 | -1.8672 | -12.0351 | -1.2982 | 0 | -0.70701 | 1.7648 | -3.498 | -1.3537 | 1044.1104 | 1162.2502 | 1244.3799 | 1186.8441 | 0.39913 | 0.39052 | 0.39482 | 0.38967 | 416.7337 | 453.8878 | 491.3114 | 462.4811 | 0.087139 | 0.10517 | 0.10747 | 0.10982 | 0.046926 | 0.04467 | 0.045581 | 0.045131 | 90.983 | 122.2338 | 133.7364 | 130.3421 | 48.9956 | 51.9173 | 56.7206 | 53.5639
9 | 16 | 19 | 2103.0832 | 2190.6597 | 2271.0364 | 2293.0139 | 80 | 63 | 0 | 0 | 0 | 0 | 0 | 0 | 0 | 0 | 0 | 0 | 612.141 | 579.9705 | 616.1085 | 674.9563 | 0 | 0 | 0 | 0 | 5.6706 | 25.4448 | 51.6896 | 74.1025 | 1.8944 | 3.8489 | 9.3719 | 37.8619 | 1403.3772 | 1518.3954 | 1593.8664 | 1506.0932 | 0.40014 | 0.39646 | 0.4013 | 0.39601 | 561.5418 | 601.9844 | 639.6183 | 596.4292 | 0.087102 | 0.10515 | 0.10756 | 0.10991 | 0.046904 | 0.044715 | 0.045602 | 0.045167 | 122.2375 | 159.6519 | 171.4342 | 165.5369 | 65.8244 | 67.8953 | 72.6829 | 68.0253
9 | 16 | 20 | 2112.4772 | 2205.9672 | 2292.6118 | 2319.297 | 80 | 63 | 0 | 0 | 0 | 0 | 0 | 0 | 0 | 0 | 0 | 0 | 557.7452 | 519.3198 | 553.9137 | 611.2953 | 0 | 0 | 0 | 0 | -3.0188 | 6.7469 | 7.1888 | 64.9038 | 3.2798 | 3.4215 | 12.4558 | 30.7156 | 1474.471 | 1613.4791 | 1719.0536 | 1612.3824 | 0.39652 | 0.39181 | 0.39756 | 0.39343 | 584.6582 | 632.1836 | 683.4239 | 634.3634 | 0.087025 | 0.10507 | 0.10745 | 0.10982 | 0.046854 | 0.044645 | 0.045566 | 0.045103 | 128.3159 | 169.5244 | 184.7066 | 177.0689 | 69.0844 | 72.033 | 78.3297 | 72.7234
9 | 16 | 21 | 2007.9579 | 2099.6437 | 2184.8002 | 2212.0656 | 80 | 63 | 0 | 0 | 0 | 0 | 0 | 0 | 0 | 0 | 0 | 0 | 521.3382 | 484.0125 | 514.2643 | 571.9813 | 0 | 0 | 0 | 0 | 0.72492 | 7.6159 | 12.5257 | 50.5792 | 4.1323 | 2.9288 | 4.3553 | 31.6941 | 1401.7624 | 1542.0864 | 1653.6549 | 1557.811 | 0.39092 | 0.38892 | 0.39029 | 0.38929 | 547.9737 | 599.7475 | 645.4071 | 606.435 | 0.086886 | 0.10478 | 0.10673 | 0.1096 | 0.046799 | 0.044233 | 0.04511 | 0.044922 | 121.7941 | 161.5793 | 176.4894 | 170.729 | 65.6017 | 68.2108 | 74.5966 | 69.9799
9 | 16 | 22 | 1832.9067 | 1920.6303 | 2002.83 | 2031.3986 | 80 | 63 | 0 | 0 | 0 | 0 | 0 | 0 | 0 | 0 | 0 | 0 | 496.9502 | 462.1057 | 490.0653 | 545.7655 | 0 | 0 | 0 | 0 | 3.2926 | 13.5684 | 28.9064 | 76.9048 | 2.2583 | 5.088 | 5.3003 | 21.6353 | 1250.4056 | 1376.8682 | 1478.558 | 1387.093 | 0.38531 | 0.3837 | 0.387 | 0.38422 | 481.789 | 528.3037 | 572.2032 | 532.9458 | 0.086414 | 0.10425 | 0.10608 | 0.10929 | 0.046462 | 0.043836 | 0.04449 | 0.044276 | 108.0529 | 143.5391 | 156.8419 | 151.5927 | 58.0969 | 60.3568 | 65.7809 | 61.4148
9 | 16 | 23 | 1671.7732 | 1752.7195 | 1828.6164 | 1855.2939 | 80 | 63 | 0 | 0 | 0 | 0 | 0 | 0 | 0 | 0 | 0 | 0 | 504.5108 | 474.4239 | 503.3594 | 555.484 | 0 | 0 | 0 | 0 | 9.8186 | 12.7545 | 29.5287 | 30.2799 | 4.7509 | 5.2256 | 8.1507 | 2.2545 | 1072.693 | 1197.3156 | 1287.5776 | 1267.2754 | 0.37862 | 0.38317 | 0.38456 | 0.38119 | 406.1478 | 458.7807 | 495.1499 | 483.0771 | 0.086119 | 0.10384 | 0.10584 | 0.109 | 0.046274 | 0.043543 | 0.044131 | 0.04397 | 92.3788 | 124.324 | 136.28 | 138.1274 | 49.6376 | 52.1348 | 56.8217 | 55.7223
9 | 16 | 24 | 1563.7398 | 1633.3945 | 1697.258 | 1715.8367 | 80 | 63 | 0 | 0 | 0 | 0 | 0 | 0 | 0 | 0 | 0 | 0 | 539.4856 | 508.4619 | 540.7943 | 593.7825 | 0 | 0 | 0 | 0 | 14.5803 | 41.0491 | 46.1828 | 11.082 | 4.8789 | 5.8429 | 14.5478 | 1.2937 | 924.795 | 1015.0407 | 1095.7331 | 1109.6785 | 0.37097 | 0.3792 | 0.38104 | 0.37743 | 343.0699 | 384.9056 | 417.522 | 418.8266 | 0.086241 | 0.10379 | 0.10559 | 0.10885 | 0.0462 | 0.043393 | 0.043821 | 0.043654 | 79.7549 | 105.3528 | 115.6941 | 120.7879 | 42.7252 | 44.0455 | 48.0165 | 48.442
9 | 17 | 1 | 1498.4281 | 1558.0729 | 1610.8651 | 1621.0978 | 80 | 63 | 0 | 0 | 0 | 0 | 0 | 0 | 0 | 0 | 0 | 0 | 565.4845 | 533.1934 | 568.1467 | 621.9304 | 0 | 0 | 0 | 0 | -2.6879 | 58.3744 | 22.1022 | 13.5432 | 0 | 16.9339 | 10.1712 | 1.354 | 855.6315 | 886.5712 | 1010.445 | 984.2702 | 0.37067 | 0.37067 | 0.37608 | 0.37093 | 317.1604 | 328.6245 | 380.0092 | 365.0944 | 0.086259 | 0.10379 | 0.10553 | 0.1088 | 0.046172 | 0.043292 | 0.043731 | 0.04351 | 73.8057 | 92.0168 | 106.6284 | 107.0841 | 39.5059 | 38.3816 | 44.1874 | 42.8256
9 | 17 | 2 | 1465.2906 | 1515.9643 | 1558.9224 | 1561.571 | 80 | 63 | 0 | 0 | 0 | 0 | 0 | 0 | 0 | 0 | 0 | 0 | 588.4629 | 561.5249 | 597.9334 | 649.3672 | 0 | 0 | 0 | 0 | -2.0734 | 55.5376 | 21.5478 | 0.97392 | -0.28152 | 2.4412 | 0 | 0 | 799.1827 | 833.4606 | 939.4412 | 911.2299 | 0.36983 | 0.36895 | 0.37442 | 0.36801 | 295.5603 | 307.5025 | 351.7427 | 335.3436 | 0.086377 | 0.10364 | 0.10534 | 0.10863 | 0.04618 | 0.042986 | 0.043509 | 0.043199 | 69.031 | 86.3772 | 98.9624 | 98.983 | 36.906 | 35.8273 | 40.8743 | 39.3644
9 | 17 | 3 | 1456.0294 | 1499.754 | 1534.9987 | 1531.3947 | 80 | 63 | 0 | 0 | 0 | 0 | 0 | 0 | 0 | 0 | 0 | 0 | 589.7959 | 559.93 | 597.8038 | 649.281 | 0 | 0 | 0 | 0 | -3.9259 | 36.653 | 19.8316 | -5.2343 | -1.1918 | 11.2565 | 2.7372 | 0 | 791.3512 | 828.9145 | 914.6261 | 887.348 | 0.37068 | 0.36878 | 0.37239 | 0.3659 | 293.3354 | 305.6906 | 340.5983 | 324.6804 | 0.086318 | 0.10364 | 0.10532 | 0.10863 | 0.046163 | 0.043005 | 0.04349 | 0.043173 | 68.3081 | 85.9126 | 96.3297 | 96.3964 | 36.5309 | 35.6474 | 39.7767 | 38.3095
9 | 17 | 4 | 1495.3777 | 1533.8864 | 1562.8161 | 1552.9172 | 80 | 63 | 0 | 0 | 0 | 0 | 0 | 0 | 0 | 0 | 0 | 0 | 568.678 | 538.2893 | 577.4096 | 624.3286 | 0 | 0 | 0 | 0 | -1.8907 | 6.4241 | 17.2789 | 0 | 0 | 2.1566 | 12.7991 | 2.3245 | 848.5903 | 924.0164 | 955.3284 | 926.264 | 0.3692 | 0.37208 | 0.37262 | 0.36651 | 313.3032 | 343.8039 | 355.9722 | 339.4806 | 0.086193 | 0.10362 | 0.10531 | 0.10863 | 0.046124 | 0.043067 | 0.043562 | 0.043193 | 73.1424 | 95.7449 | 100.6101 | 100.6194 | 39.1405 | 39.7951 | 41.6165 | 40.008
9 | 17 | 5 | 1601.2996 | 1635.9068 | 1659.3767 | 1642.396 | 80 | 63 | 0 | 0 | 0 | 0 | 0 | 0 | 0 | 0 | 0 | 0 | 539.8453 | 508.6911 | 546.9806 | 591.398 | 0 | 0 | 0 | 0 | -1.2433 | 40.7123 | 7.107 | -26.4375 | 1.4563 | 4.6432 | 9.4288 | 9.4746 | 981.2413 | 1018.8601 | 1095.8604 | 1067.9609 | 0.36849 | 0.37169 | 0.3739 | 0.36618 | 361.5771 | 378.6951 | 409.7395 | 391.0607 | 0.086065 | 0.1036 | 0.10532 | 0.10862 | 0.046124 | 0.043219 | 0.043708 | 0.043342 | 84.4501 | 105.5525 | 115.4117 | 116.005 | 45.2589 | 44.0341 | 47.8979 | 46.2877
9 | 17 | 6 | 1775.0468 | 1811.8097 | 1836.3118 | 1816.5679 | 80 | 63 | 0 | 0 | 0 | 0 | 0 | 0 | 0 | 0 | 0 | 0 | 557.2765 | 526.0202 | 563.0504 | 606.5117 | 0 | 0 | 0 | 0 | -0.88368 | 7.6805 | 38.0889 | -28.8 | 7.8999 | 9.5384 | 7.4423 | 14.5738 | 1130.7541 | 1205.5707 | 1227.7303 | 1224.2824 | 0.37162 | 0.37651 | 0.37574 | 0.37098 | 420.2109 | 453.9103 | 461.3038 | 454.1844 | 0.086229 | 0.10361 | 0.10528 | 0.10864 | 0.046252 | 0.043435 | 0.043955 | 0.043469 | 97.5036 | 124.9055 | 129.2592 | 133.0037 | 52.2997 | 52.3637 | 53.9653 | 53.2188
9 | 17 | 7 | 1882.741 | 1918.8645 | 1942.4879 | 1920.6074 | 80 | 63 | 0 | 0 | 0 | 0 | 0 | 0 | 0 | 0 | 0 | 0 | 1037.0516 | 1014.6676 | 1056.6826 | 1101.856 | 0 | 0 | 0 | 0 | -5.2106 | -22.3216 | -18.4411 | -3.8599 | -1.1761 | -0.61739 | -5.5478 | -5.4702 | 772.0761 | 864.1359 | 909.7943 | 828.0815 | 0.37194 | 0.38123 | 0.37528 | 0.36663 | 287.1637 | 329.4362 | 341.4309 | 303.5957 | 0.086679 | 0.10387 | 0.1053 | 0.10876 | 0.046651 | 0.043023 | 0.042913 | 0.042979 | 66.9231 | 89.7552 | 95.8049 | 90.0589 | 36.018 | 37.1773 | 39.0424 | 35.5899
9 | 17 | 8 | 1985.518 | 2025.6461 | 2054.541 | 2036.884 | 80 | 63 | 0 | 0 | 0 | 0 | 0 | 0 | 0 | 0 | 0 | 0 | 1447.8572 | 1498.0343 | 1606.4041 | 1701.7867 | 0 | 0 | 0 | 0 | -3.0387 | -48.4672 | -35.5834 | -3.9518 | -5.435 | -5.4835 | -5.6518 | -7.423 | 466.1345 | 518.5626 | 489.3722 | 346.4721 | 0.36962 | 0.37552 | 0.37235 | 0.38036 | 172.2947 | 194.7321 | 182.2167 | 131.7855 | 0.087929 | 0.10498 | 0.10641 | 0.11048 | 0.047816 | 0.045806 | 0.04479 | 0.047676 | 40.9868 | 54.4379 | 52.0729 | 38.2779 | 22.2887 | 23.753 | 21.9187 | 16.5184
9 | 17 | 9 | 2071.518 | 2117.7189 | 2154.3217 | 2143.2571 | 80 | 63 | 0 | 0 | 0 | 0 | 0 | 0 | 0 | 0 | 0 | 0 | 1869.5469 | 2001.5361 | 2182.3206 | 2335.8078 | 0 | 0 | 0 | 0 | -4.2214 | -73.4622 | -58.3556 | -43.5997 | -5.0616 | -12.2845 | -11.0482 | -20.8813 | 131.254 | 138.9295 | 41.4049 | -128.0696 | 0.37229 | 0.38397 | 0.38397 | 0.17588 | 48.8647 | 53.3454 | 15.8984 | -22.5243 | 0.088743 | 0.10545 | 0.10698 | 0.1107 | 0.048969 | 0.046451 | 0.046789 | 0.050406 | 11.6479 | 14.6503 | 4.4296 | -14.1778 | 6.4274 | 6.4535 | 1.9373 | -6.4554
9 | 17 | 10 | 2153.2785 | 2203.3143 | 2243.2987 | 2233.0331 | 80 | 63 | 0 | 0 | 0 | 0 | 0 | 0 | 0 | 0 | 0 | 0 | 2122.1817 | 2311.3893 | 2549.2068 | 2745.9336 | 0 | 0 | 0 | 0 | -2.6278 | -97.7669 | -94.1474 | -87.5427 | -7.4005 | -26.8454 | -24.718 | -39.2607 | -38.8748 | -46.4627 | -187.0427 | -386.0972 | 0.37171 | 0.38397 | 0.38397 | 0.17588 | -14.4503 | -17.8405 | -71.8197 | -67.9049 | 0.088964 | 0.10546 | 0.10707 | 0.11064 | 0.049385 | 0.0466 | 0.047417 | 0.050709 | -3.4585 | -4.8999 | -20.0263 | -42.7182 | -1.9198 | -2.1652 | -8.869 | -19.5786
9 | 17 | 11 | 2201.4443 | 2253.2884 | 2293.683 | 2281.2433 | 80 | 63 | 0 | 0 | 0 | 0 | 0 | 0 | 0 | 0 | 0 | 0 | 2221.8307 | 2433.3114 | 2699.6957 | 2916.9622 | 0 | 0 | 0 | 0 | -1.6874 | -61.9535 | -73.6715 | -86.4 | -5.8167 | -22.3128 | -23.9156 | -37.2219 | -92.8822 | -158.7568 | -308.4256 | -512.097 | 0.37104 | 0.38397 | 0.38397 | 0.17588 | -34.4629 | -60.9586 | -118.4276 | -90.0652 | 0.089005 | 0.10534 | 0.10704 | 0.11062 | 0.049395 | 0.04648 | 0.047408 | 0.050616 | -8.267 | -16.7227 | -33.0144 | -56.6494 | -4.5879 | -7.3791 | -14.6219 | -25.9201
9 | 17 | 12 | 2207.052 | 2259.1928 | 2299.0021 | 2284.881 | 80 | 63 | 0 | 0 | 0 | 0 | 0 | 0 | 0 | 0 | 0 | 0 | 2239.0073 | 2459.0592 | 2742.3119 | 2973.7393 | 0 | 0 | 0 | 0 | -1.6344 | -43.5738 | -50.0507 | -80.0606 | -2.1677 | -22.1274 | -23.8597 | -24.4828 | -108.1532 | -197.1652 | -369.3993 | -584.315 | 0.37287 | 0.38397 | 0.38397 | 0.17588 | -40.3268 | -75.7064 | -141.84 | -102.7665 | 0.089101 | 0.10536 | 0.10693 | 0.11064 | 0.050768 | 0.046215 | 0.0471 | 0.050445 | -9.6366 | -20.773 | -39.4983 | -64.6472 | -5.4907 | -9.1119 | -17.3985 | -29.4755
9 | 17 | 13 | 2275.3003 | 2332.7731 | 2377.6257 | 2365.8162 | 80 | 63 | 0 | 0 | 0 | 0 | 0 | 0 | 0 | 0 | 0 | 0 | 2221.3774 | 2440.0779 | 2725.8628 | 2958.2447 | 0 | 0 | 0 | 0 | -3.5146 | -41.0381 | -46.8255 | -74.6685 | -2.6676 | -4.4937 | -11.5148 | -25.2206 | -19.8949 | -124.773 | -289.8968 | -492.5394 | 0.37446 | 0.38065 | 0.38397 | 0.16813 | -7.4498 | -47.4954 | -111.313 | -82.8108 | 0.087862 | 0.10516 | 0.10669 | 0.11042 | 0.047982 | 0.04558 | 0.046007 | 0.049124 | -1.748 | -13.1211 | -30.9305 | -54.3882 | -0.9546 | -5.6871 | -13.3373 | -24.1955
9 | 17 | 14 | 2291.0719 | 2350.8907 | 2398.354 | 2388.5257 | 80 | 63 | 0 | 0 | 0 | 0 | 0 | 0 | 0 | 0 | 0 | 0 | 2220.9451 | 2426.324 | 2702.0815 | 2926.2772 | 0 | 0 | 0 | 0 | -2.7561 | -17.6256 | -39.2656 | -14.3077 | -3.4763 | -2.5165 | -8 | -23.9669 | -3.6408 | -118.2912 | -256.4619 | -499.477 | 0.37539 | 0.37471 | 0.37695 | 0.16849 | -1.3667 | -44.3253 | -96.6724 | -84.1574 | 0.087336 | 0.10504 | 0.10642 | 0.11027 | 0.047207 | 0.046008 | 0.04497 | 0.047187 | -0.31797 | -12.4253 | -27.2918 | -55.0755 | -0.17187 | -5.4423 | -11.533 | -23.5687
9 | 17 | 15 | 2293.1343 | 2355.4183 | 2405.534 | 2397.7638 | 80 | 63 | 0 | 0 | 0 | 0 | 0 | 0 | 0 | 0 | 0 | 0 | 2100.3282 | 2272.8166 | 2521.5169 | 2725.0074 | 0 | 0 | 0 | 0 | -3.8872 | -4.2453 | -2.931 | -7.379 | -0.29175 | -2.3979 | -3.5888 | -7.6292 | 116.9851 | 26.2448 | -109.4631 | -312.2354 | 0.37558 | 0.37413 | 0.37546 | 0.16764 | 43.9369 | 9.819 | -41.0991 | -52.3418 | 0.086647 | 0.10488 | 0.10582 | 0.10932 | 0.046537 | 0.044496 | 0.043815 | 0.044308 | 10.1364 | 2.7525 | -11.5836 | -34.1328 | 5.4442 | 1.1678 | -4.7961 | -13.8344
9 | 17 | 16 | 2297.1581 | 2368.2524 | 2428.3518 | 2429.0198 | 80 | 63 | 0 | 0 | 0 | 0 | 0 | 0 | 0 | 0 | 0 | 0 | 1836.6704 | 1959.4108 | 2161.4542 | 2328.205 | 0 | 0 | 0 | 0 | -2.8415 | -7.3635 | -6.7779 | 0.58192 | -2.9131 | 0.3282 | -1.5359 | -2.0737 | 386.2423 | 352.8769 | 275.2113 | 102.3066 | 0.38077 | 0.3675 | 0.37018 | 0.37865 | 147.0683 | 129.6814 | 101.8777 | 38.7387 | 0.086538 | 0.10451 | 0.10551 | 0.10874 | 0.046455 | 0.043656 | 0.043283 | 0.043258 | 33.4247 | 36.8784 | 29.0365 | 11.1246 | 17.9427 | 15.4052 | 11.9119 | 4.4256
9 | 17 | 17 | 2233.6447 | 2311.7316 | 2380.247 | 2389.3689 | 80 | 63 | 0 | 0 | 0 | 0 | 0 | 0 | 0 | 0 | 0 | 0 | 1391.5575 | 1437.5676 | 1566.3866 | 1674.837 | 0 | 0 | 0 | 0 | -3.486 | -8.7413 | -8.226 | -1.9787 | -3.595 | -0.60233 | -2.9933 | -1.4715 | 769.1682 | 820.5076 | 825.0797 | 717.9821 | 0.38859 | 0.37976 | 0.38475 | 0.37375 | 298.8913 | 311.594 | 317.4498 | 268.3432 | 0.086791 | 0.10412 | 0.10576 | 0.10899 | 0.046653 | 0.043331 | 0.043873 | 0.04377 | 66.757 | 85.4289 | 87.2563 | 78.2506 | 35.8839 | 35.5538 | 36.1983 | 31.4258
9 | 17 | 18 | 2191.6776 | 2277.3925 | 2354.9376 | 2372.6594 | 80 | 63 | 0 | 0 | 0 | 0 | 0 | 0 | 0 | 0 | 0 | 0 | 782.9353 | 751.5606 | 804.7219 | 851.0037 | 0 | 0 | 0 | 0 | -1.8672 | -12.0351 | -1.2982 | 0 | -0.70701 | 1.7648 | -3.498 | -1.3537 | 1331.3165 | 1473.1021 | 1555.0118 | 1523.0095 | 0.39913 | 0.39052 | 0.39482 | 0.38967 | 531.3657 | 575.2832 | 613.9564 | 593.4757 | 0.087139 | 0.10517 | 0.10747 | 0.10982 | 0.046926 | 0.04467 | 0.045581 | 0.045131 | 116.01 | 154.926 | 167.1207 | 167.2607 | 62.4729 | 65.803 | 70.8796 | 68.7355
9 | 17 | 19 | 2299.6122 | 2398.7025 | 2490.2696 | 2517.3377 | 80 | 63 | 0 | 0 | 0 | 0 | 0 | 0 | 0 | 0 | 0 | 0 | 616.6353 | 588.6041 | 635.8593 | 676.2526 | 0 | 0 | 0 | 0 | 5.6706 | 25.4448 | 51.6896 | 74.1025 | 1.8944 | 3.8489 | 9.3719 | 37.8619 | 1595.4119 | 1717.8047 | 1793.3489 | 1729.1207 | 0.40014 | 0.39646 | 0.4013 | 0.39601 | 638.3818 | 681.0423 | 719.6706 | 684.7505 | 0.087102 | 0.10515 | 0.10756 | 0.10991 | 0.046904 | 0.044715 | 0.045602 | 0.045167 | 138.9642 | 180.6188 | 192.8903 | 190.0501 | 74.8316 | 76.8119 | 81.7796 | 78.0987
9 | 17 | 20 | 2292.5647 | 2396.6052 | 2493.5041 | 2524.8539 | 80 | 63 | 0 | 0 | 0 | 0 | 0 | 0 | 0 | 0 | 0 | 0 | 670.4369 | 652.9103 | 698.9368 | 741.8024 | 0 | 0 | 0 | 0 | -3.0188 | 6.7469 | 7.1888 | 64.9038 | 3.2798 | 3.4215 | 12.4558 | 30.7156 | 1541.8668 | 1670.5266 | 1774.9227 | 1687.4322 | 0.39652 | 0.39181 | 0.39756 | 0.39343 | 611.3821 | 654.5357 | 705.6352 | 663.8904 | 0.087025 | 0.10507 | 0.10745 | 0.10982 | 0.046854 | 0.044645 | 0.045566 | 0.045103 | 134.181 | 175.5183 | 190.7095 | 185.3107 | 72.2421 | 74.5799 | 80.8754 | 76.1083
9 | 17 | 21 | 2140.5397 | 2239.993 | 2332.6987 | 2363.3983 | 80 | 63 | 0 | 0 | 0 | 0 | 0 | 0 | 0 | 0 | 0 | 0 | 664.3674 | 652.4746 | 696.2306 | 737.5393 | 0 | 0 | 0 | 0 | 0.72492 | 7.6159 | 12.5257 | 50.5792 | 4.1323 | 2.9288 | 4.3553 | 31.6941 | 1391.3151 | 1513.9736 | 1619.5871 | 1543.5857 | 0.39092 | 0.38892 | 0.39029 | 0.38929 | 543.8897 | 588.8139 | 632.1107 | 600.8972 | 0.086886 | 0.10478 | 0.10673 | 0.1096 | 0.046799 | 0.044233 | 0.04511 | 0.044922 | 120.8864 | 158.6337 | 172.8535 | 169.17 | 65.1128 | 66.9673 | 73.0598 | 69.3409
9 | 17 | 22 | 1930.4366 | 2023.874 | 2111.6272 | 2142.7219 | 80 | 63 | 0 | 0 | 0 | 0 | 0 | 0 | 0 | 0 | 0 | 0 | 606.6782 | 595.9471 | 636.2086 | 673.2354 | 0 | 0 | 0 | 0 | 3.2926 | 13.5684 | 28.9064 | 76.9048 | 2.2583 | 5.088 | 5.3003 | 21.6353 | 1238.2075 | 1346.2705 | 1441.2118 | 1370.9464 | 0.38531 | 0.3837 | 0.387 | 0.38422 | 477.089 | 516.5634 | 557.7502 | 526.742 | 0.086414 | 0.10425 | 0.10608 | 0.10929 | 0.046462 | 0.043836 | 0.04449 | 0.044276 | 106.9988 | 140.3493 | 152.8803 | 149.8281 | 57.5301 | 59.0155 | 64.1194 | 60.6999
9 | 17 | 23 | 1740.1981 | 1825.1531 | 1904.946 | 1933.396 | 80 | 63 | 0 | 0 | 0 | 0 | 0 | 0 | 0 | 0 | 0 | 0 | 530.8054 | 527.7897 | 560.7822 | 591.9488 | 0 | 0 | 0 | 0 | 9.8186 | 12.7545 | 29.5287 | 30.2799 | 4.7509 | 5.2256 | 8.1507 | 2.2545 | 1114.8232 | 1216.3833 | 1306.4844 | 1308.9127 | 0.37862 | 0.38317 | 0.38456 | 0.38119 | 422.0994 | 466.087 | 502.4207 | 498.949 | 0.086119 | 0.10384 | 0.10584 | 0.109 | 0.046274 | 0.043543 | 0.044131 | 0.04397 | 96.007 | 126.304 | 138.2811 | 142.6657 | 51.5871 | 52.965 | 57.656 | 57.5531
9 | 17 | 24 | 1633.1441 | 1706.8649 | 1774.6804 | 1795.0568 | 80 | 63 | 0 | 0 | 0 | 0 | 0 | 0 | 0 | 0 | 0 | 0 | 453.8495 | 461.7196 | 485.4773 | 511.2327 | 0 | 0 | 0 | 0 | 14.5803 | 41.0491 | 46.1828 | 11.082 | 4.8789 | 5.8429 | 14.5478 | 1.2937 | 1079.8354 | 1135.2534 | 1228.4724 | 1271.4484 | 0.37097 | 0.3792 | 0.38104 | 0.37743 | 400.585 | 430.4905 | 468.1015 | 479.8835 | 0.086241 | 0.10379 | 0.10559 | 0.10885 | 0.0462 | 0.043393 | 0.043821 | 0.043654 | 93.1257 | 117.8298 | 129.7095 | 138.3964 | 49.888 | 49.2619 | 53.8333 | 55.5039
9 | 18 | 1 | 1560.3463 | 1623.6186 | 1679.9364 | 1691.7729 | 80 | 63 | 0 | 0 | 0 | 0 | 0 | 0 | 0 | 0 | 0 | 0 | 409.6917 | 427.3851 | 445.2701 | 466.3813 | 0 | 0 | 0 | 0 | -2.6879 | 58.3744 | 22.1022 | 13.5432 | 0 | 16.9339 | 10.1712 | 1.354 | 1073.3425 | 1057.9253 | 1202.3929 | 1210.4944 | 0.37067 | 0.37067 | 0.37608 | 0.37093 | 397.8602 | 392.1402 | 452.1972 | 449.0075 | 0.086259 | 0.10379 | 0.10553 | 0.1088 | 0.046172 | 0.043292 | 0.043731 | 0.04351 | 92.5852 | 109.8015 | 126.884 | 131.6963 | 49.5579 | 45.7999 | 52.5814 | 52.6686
9 | 18 | 2 | 1516.8541 | 1570.5487 | 1616.4428 | 1620.427 | 80 | 63 | 0 | 0 | 0 | 0 | 0 | 0 | 0 | 0 | 0 | 0 | 364.6967 | 386.679 | 400.428 | 417.9829 | 0 | 0 | 0 | 0 | -2.0734 | 55.5376 | 21.5478 | 0.97392 | -0.28152 | 2.4412 | 0 | 0 | 1074.5124 | 1062.8909 | 1194.467 | 1201.4702 | 0.36983 | 0.36895 | 0.37442 | 0.36801 | 397.385 | 392.1501 | 447.2286 | 442.1556 | 0.086377 | 0.10364 | 0.10534 | 0.10863 | 0.04618 | 0.042986 | 0.043509 | 0.043199 | 92.8132 | 110.1547 | 125.8273 | 130.5105 | 49.6206 | 45.6896 | 51.9703 | 51.9026
9 | 18 | 3 | 1495.769 | 1541.8218 | 1579.3292 | 1576.7546 | 80 | 63 | 0 | 0 | 0 | 0 | 0 | 0 | 0 | 0 | 0 | 0 | 315.8722 | 338.3977 | 348.4289 | 363.835 | 0 | 0 | 0 | 0 | -3.9259 | 36.653 | 19.8316 | -5.2343 | -1.1918 | 11.2565 | 2.7372 | 0 | 1105.0145 | 1092.5146 | 1208.3316 | 1218.1538 | 0.37068 | 0.36878 | 0.37239 | 0.3659 | 409.603 | 402.9022 | 449.9715 | 445.7222 | 0.086318 | 0.10364 | 0.10532 | 0.10863 | 0.046163 | 0.043005 | 0.04349 | 0.043173 | 95.383 | 113.2334 | 127.2632 | 132.3332 | 51.0105 | 46.9835 | 52.5498 | 52.5914
9 | 18 | 4 | 1520.2149 | 1560.1787 | 1590.5226 | 1581.2671 | 80 | 63 | 0 | 0 | 0 | 0 | 0 | 0 | 0 | 0 | 0 | 0 | 281.9777 | 302.2199 | 311.1902 | 324.8804 | 0 | 0 | 0 | 0 | -1.8907 | 6.4241 | 17.2789 | 0 | 0 | 2.1566 | 12.7991 | 2.3245 | 1160.1278 | 1186.3782 | 1249.2544 | 1254.0622 | 0.3692 | 0.37208 | 0.37262 | 0.36651 | 428.3242 | 441.4223 | 465.4941 | 459.6203 | 0.086193 | 0.10362 | 0.10531 | 0.10863 | 0.046124 | 0.043067 | 0.043562 | 0.043193 | 99.9948 | 122.9304 | 131.5648 | 136.2279 | 53.5099 | 51.0943 | 54.4206 | 54.1666
9 | 18 | 5 | 1620.5397 | 1656.2741 | 1680.8395 | 1664.3572 | 80 | 63 | 0 | 0 | 0 | 0 | 0 | 0 | 0 | 0 | 0 | 0 | 220.1691 | 231.6538 | 239.5057 | 251.7785 | 0 | 0 | 0 | 0 | -1.2433 | 40.7123 | 7.107 | -26.4375 | 1.4563 | 4.6432 | 9.4288 | 9.4746 | 1320.1576 | 1316.2647 | 1424.7981 | 1429.5416 | 0.36849 | 0.37169 | 0.3739 | 0.36618 | 486.4643 | 489.2359 | 532.7285 | 523.4626 | 0.086065 | 0.1036 | 0.10532 | 0.10862 | 0.046124 | 0.043219 | 0.043708 | 0.043342 | 113.6187 | 136.3633 | 150.0541 | 155.2809 | 60.8912 | 56.8876 | 62.2751 | 61.9594
9 | 18 | 6 | 1790.0191 | 1827.6592 | 1853.0138 | 1833.6577 | 80 | 63 | 0 | 0 | 0 | 0 | 0 | 0 | 0 | 0 | 0 | 0 | 162.3787 | 157.8124 | 163.6909 | 175.9095 | 0 | 0 | 0 | 0 | -0.88368 | 7.6805 | 38.0889 | -28.8 | 7.8999 | 9.5384 | 7.4423 | 14.5738 | 1540.6242 | 1589.6279 | 1643.7918 | 1671.9745 | 0.37162 | 0.37651 | 0.37574 | 0.37098 | 572.5269 | 598.512 | 617.6336 | 620.2692 | 0.086229 | 0.10361 | 0.10528 | 0.10864 | 0.046252 | 0.043435 | 0.043955 | 0.043469 | 132.8462 | 164.6965 | 173.0635 | 181.6401 | 71.2571 | 69.0451 | 72.2534 | 72.6797
9 | 18 | 7 | 1896.2441 | 1933.1586 | 1957.5509 | 1936.0201 | 80 | 63 | 0 | 0 | 0 | 0 | 0 | 0 | 0 | 0 | 0 | 0 | 545.2898 | 536.8315 | 545.3594 | 561.7538 | 0 | 0 | 0 | 0 | -5.2106 | -22.3216 | -18.4411 | -3.8599 | -1.1761 | -0.61739 | -5.5478 | -5.4702 | 1277.341 | 1356.2661 | 1436.1805 | 1383.5964 | 0.37194 | 0.38123 | 0.37528 | 0.36663 | 475.0904 | 517.052 | 538.9751 | 507.2616 | 0.086679 | 0.10387 | 0.1053 | 0.10876 | 0.046651 | 0.043023 | 0.042913 | 0.042979 | 110.7192 | 140.8714 | 151.2354 | 150.4746 | 59.589 | 58.35 | 61.6315 | 59.4653
9 | 18 | 8 | 1981.67 | 2021.5726 | 2050.2485 | 2032.4918 | 80 | 63 | 0 | 0 | 0 | 0 | 0 | 0 | 0 | 0 | 0 | 0 | 1029.1442 | 1091.0986 | 1163.2209 | 1233.8451 | 0 | 0 | 0 | 0 | -3.0387 | -48.4672 | -35.5834 | -3.9518 | -5.435 | -5.4835 | -5.6518 | -7.423 | 880.9995 | 921.4247 | 928.2628 | 810.0215 | 0.36962 | 0.37552 | 0.37235 | 0.38036 | 325.639 | 346.016 | 345.6366 | 308.1031 | 0.087929 | 0.10498 | 0.10641 | 0.11048 | 0.047816 | 0.045806 | 0.04479 | 0.047676 | 77.4656 | 96.7297 | 98.7741 | 89.4904 | 42.1259 | 42.2063 | 41.5764 | 38.6187
9 | 18 | 9 | 2079.4939 | 2126.162 | 2163.2191 | 2152.361 | 80 | 63 | 0 | 0 | 0 | 0 | 0 | 0 | 0 | 0 | 0 | 0 | 1379.1713 | 1508.0029 | 1649.5235 | 1777.0705 | 0 | 0 | 0 | 0 | -4.2214 | -73.4622 | -58.3556 | -43.5997 | -5.0616 | -12.2845 | -11.0482 | -20.8813 | 629.6055 | 640.9058 | 583.0993 | 439.7716 | 0.37229 | 0.38397 | 0.38397 | 0.17588 | 234.3965 | 246.0916 | 223.8954 | 77.3449 | 0.088743 | 0.10545 | 0.10698 | 0.1107 | 0.048969 | 0.046451 | 0.046789 | 0.050406 | 55.8732 | 67.5844 | 62.3818 | 48.6845 | 30.831 | 29.771 | 27.2829 | 22.1669
9 | 18 | 10 | 2158.6658 | 2209.0171 | 2249.3083 | 2239.1822 | 80 | 63 | 0 | 0 | 0 | 0 | 0 | 0 | 0 | 0 | 0 | 0 | 1574.0625 | 1755.8792 | 1949.9449 | 2120.3932 | 0 | 0 | 0 | 0 | -2.6278 | -97.7669 | -94.1474 | -87.5427 | -7.4005 | -26.8454 | -24.718 | -39.2607 | 514.6317 | 514.7502 | 418.2288 | 245.5923 | 0.37171 | 0.38397 | 0.38397 | 0.17588 | 191.295 | 197.651 | 160.5893 | 43.1936 | 0.088964 | 0.10546 | 0.10707 | 0.11064 | 0.049385 | 0.0466 | 0.047417 | 0.050709 | 45.7836 | 54.2846 | 44.779 | 27.1726 | 25.415 | 23.9873 | 19.8311 | 12.4538
9 | 18 | 11 | 2210.0499 | 2262.3981 | 2303.2828 | 2291.0659 | 80 | 63 | 0 | 0 | 0 | 0 | 0 | 0 | 0 | 0 | 0 | 0 | 1661.6252 | 1875.0252 | 2099.6171 | 2294.9892 | 0 | 0 | 0 | 0 | -1.6874 | -61.9535 | -73.6715 | -86.4 | -5.8167 | -22.3128 | -23.9156 | -37.2219 | 475.9288 | 408.6392 | 301.2527 | 119.6986 | 0.37104 | 0.38397 | 0.38397 | 0.17588 | 176.588 | 156.9071 | 115.6734 | 21.052 | 0.089005 | 0.10534 | 0.10704 | 0.11062 | 0.049395 | 0.04648 | 0.047408 | 0.050616 | 42.36 | 43.044 | 32.2466 | 13.2413 | 23.5085 | 18.9937 | 14.2819 | 6.0586
9 | 18 | 12 | 2232.7988 | 2286.448 | 2327.7233 | 2314.269 | 80 | 63 | 0 | 0 | 0 | 0 | 0 | 0 | 0 | 0 | 0 | 0 | 1695.9057 | 1925.3333 | 2165.0826 | 2372.8302 | 0 | 0 | 0 | 0 | -1.6344 | -43.5738 | -50.0507 | -80.0606 | -2.1677 | -22.1274 | -23.8597 | -24.4828 | 460.6952 | 363.8158 | 236.5511 | 45.9822 | 0.37287 | 0.38397 | 0.38397 | 0.17588 | 171.7782 | 139.696 | 90.8297 | 8.0871 | 0.089101 | 0.10536 | 0.10693 | 0.11064 | 0.050768 | 0.046215 | 0.0471 | 0.050445 | 41.0485 | 38.331 | 25.2934 | 5.0874 | 23.3884 | 16.8136 | 11.1415 | 2.3196
9 | 18 | 13 | 2277.5391 | 2335.1431 | 2380.1232 | 2368.3717 | 80 | 63 | 0 | 0 | 0 | 0 | 0 | 0 | 0 | 0 | 0 | 0 | 1694.3626 | 1923.6311 | 2162.945 | 2370.2809 | 0 | 0 | 0 | 0 | -3.5146 | -41.0381 | -46.8255 | -74.6685 | -2.6676 | -4.4937 | -11.5148 | -25.2206 | 509.3588 | 394.0438 | 275.5185 | 97.9798 | 0.37446 | 0.38065 | 0.38397 | 0.16813 | 190.7326 | 149.9946 | 105.7922 | 16.4734 | 0.087862 | 0.10516 | 0.10669 | 0.11042 | 0.047982 | 0.04558 | 0.046007 | 0.049124 | 44.7531 | 41.4376 | 29.3964 | 10.8193 | 24.4402 | 17.9604 | 12.6758 | 4.8132
9 | 18 | 14 | 2304.6449 | 2365.2589 | 2413.4951 | 2404.0183 | 80 | 63 | 0 | 0 | 0 | 0 | 0 | 0 | 0 | 0 | 0 | 0 | 1669.9018 | 1888.6667 | 2119.3257 | 2318.6668 | 0 | 0 | 0 | 0 | -2.7561 | -17.6256 | -39.2656 | -14.3077 | -3.4763 | -2.5165 | -8 | -23.9669 | 560.9755 | 433.7343 | 341.435 | 123.6261 | 0.37539 | 0.37471 | 0.37695 | 0.16849 | 210.5822 | 162.5261 | 128.7026 | 20.8299 | 0.087336 | 0.10504 | 0.10642 | 0.11027 | 0.047207 | 0.046008 | 0.04497 | 0.047187 | 48.9934 | 45.5593 | 36.3344 | 13.6318 | 26.4819 | 19.9552 | 15.3542 | 5.8335
9 | 18 | 15 | 2319.021 | 2382.8215 | 2434.4113 | 2427.3116 | 80 | 63 | 0 | 0 | 0 | 0 | 0 | 0 | 0 | 0 | 0 | 0 | 1619.9345 | 1803.028 | 2012.0553 | 2190.3422 | 0 | 0 | 0 | 0 | -3.8872 | -4.2453 | -2.931 | -7.379 | -0.29175 | -2.3979 | -3.5888 | -7.6292 | 623.2654 | 523.4367 | 428.8757 | 251.9776 | 0.37558 | 0.37413 | 0.37546 | 0.16764 | 234.0841 | 195.8343 | 161.0263 | 42.2404 | 0.086647 | 0.10488 | 0.10582 | 0.10932 | 0.046537 | 0.044496 | 0.043815 | 0.044308 | 54.0041 | 54.8959 | 45.3844 | 27.5456 | 29.005 | 23.291 | 18.7912 | 11.1645
9 | 18 | 16 | 2275.3993 | 2345.2188 | 2404.0792 | 2404.1836 | 80 | 63 | 0 | 0 | 0 | 0 | 0 | 0 | 0 | 0 | 0 | 0 | 1447.5959 | 1568.4643 | 1736.5639 | 1881.1785 | 0 | 0 | 0 | 0 | -2.8415 | -7.3635 | -6.7779 | 0.58192 | -2.9131 | 0.3282 | -1.5359 | -2.0737 | 753.558 | 720.7899 | 675.8291 | 524.4969 | 0.38077 | 0.3675 | 0.37018 | 0.37865 | 286.9299 | 264.8885 | 250.1782 | 198.6021 | 0.086538 | 0.10451 | 0.10551 | 0.10874 | 0.046455 | 0.043656 | 0.043283 | 0.043258 | 65.2116 | 75.3282 | 71.304 | 57.0329 | 35.0062 | 31.4669 | 29.2518 | 22.6887
9 | 18 | 17 | 2212.1657 | 2288.9943 | 2356.2867 | 2364.8522 | 80 | 63 | 0 | 0 | 0 | 0 | 0 | 0 | 0 | 0 | 0 | 0 | 1125.829 | 1172.519 | 1272.6509 | 1366.4398 | 0 | 0 | 0 | 0 | -3.486 | -8.7413 | -8.226 | -1.9787 | -3.595 | -0.60233 | -2.9933 | -1.4715 | 1013.4178 | 1062.8189 | 1094.8551 | 1001.8627 | 0.38859 | 0.37976 | 0.38475 | 0.37375 | 393.8043 | 403.6135 | 421.246 | 374.4426 | 0.086791 | 0.10412 | 0.10576 | 0.10899 | 0.046653 | 0.043331 | 0.043873 | 0.04377 | 87.9557 | 110.6576 | 115.7864 | 109.1899 | 47.2788 | 46.0535 | 48.0341 | 43.8511
9 | 18 | 18 | 2157.815 | 2241.546 | 2317.163 | 2334.0077 | 80 | 63 | 0 | 0 | 0 | 0 | 0 | 0 | 0 | 0 | 0 | 0 | 639.3295 | 623.0298 | 657.2999 | 699.741 | 0 | 0 | 0 | 0 | -1.8672 | -12.0351 | -1.2982 | 0 | -0.70701 | 1.7648 | -3.498 | -1.3537 | 1441.0596 | 1565.7865 | 1664.6592 | 1635.6204 | 0.39913 | 0.39052 | 0.39482 | 0.38967 | 575.1672 | 611.4788 | 657.2478 | 637.3571 | 0.087139 | 0.10517 | 0.10747 | 0.10982 | 0.046926 | 0.04467 | 0.045581 | 0.045131 | 125.5729 | 164.6736 | 178.9048 | 179.6279 | 67.6227 | 69.9431 | 75.8775 | 73.8178
9 | 18 | 19 | 2263.091 | 2360.0416 | 2449.5292 | 2475.6513 | 80 | 63 | 0 | 0 | 0 | 0 | 0 | 0 | 0 | 0 | 0 | 0 | 434.8393 | 409.8491 | 439.911 | 476.6702 | 0 | 0 | 0 | 0 | 5.6706 | 25.4448 | 51.6896 | 74.1025 | 1.8944 | 3.8489 | 9.3719 | 37.8619 | 1740.6866 | 1857.8988 | 1948.5567 | 1887.0168 | 0.40014 | 0.39646 | 0.4013 | 0.39601 | 696.5114 | 736.5842 | 781.9555 | 747.279 | 0.087102 | 0.10515 | 0.10756 | 0.10991 | 0.046904 | 0.044715 | 0.045602 | 0.045167 | 151.6179 | 195.349 | 209.5842 | 207.4047 | 81.6456 | 83.0763 | 88.8574 | 85.2303
9 | 18 | 20 | 2255.2738 | 2357.1297 | 2451.9052 | 2482.2891 | 80 | 63 | 0 | 0 | 0 | 0 | 0 | 0 | 0 | 0 | 0 | 0 | 433.0925 | 407.997 | 438.9679 | 474.1437 | 0 | 0 | 0 | 0 | -3.0188 | 6.7469 | 7.1888 | 64.9038 | 3.2798 | 3.4215 | 12.4558 | 30.7156 | 1741.9203 | 1875.9643 | 1993.2927 | 1912.5261 | 0.39652 | 0.39181 | 0.39756 | 0.39343 | 690.7074 | 735.029 | 792.4499 | 752.4496 | 0.087025 | 0.10507 | 0.10745 | 0.10982 | 0.046854 | 0.044645 | 0.045566 | 0.045103 | 151.5906 | 197.1031 | 214.1727 | 210.0301 | 81.6154 | 83.7516 | 90.8255 | 86.2608
9 | 18 | 21 | 2125.9872 | 2224.5879 | 2316.465 | 2346.7876 | 80 | 63 | 0 | 0 | 0 | 0 | 0 | 0 | 0 | 0 | 0 | 0 | 449.6223 | 428.6646 | 460.6863 | 493.8163 | 0 | 0 | 0 | 0 | 0.72492 | 7.6159 | 12.5257 | 50.5792 | 4.1323 | 2.9288 | 4.3553 | 31.6941 | 1591.5077 | 1722.3785 | 1838.8977 | 1770.698 | 0.39092 | 0.38892 | 0.39029 | 0.38929 | 622.1485 | 669.8666 | 717.7057 | 689.309 | 0.086886 | 0.10478 | 0.10673 | 0.1096 | 0.046799 | 0.044233 | 0.04511 | 0.044922 | 138.2804 | 180.4703 | 196.2598 | 194.0604 | 74.4817 | 76.1857 | 82.953 | 79.5432
9 | 18 | 22 | 1942.3304 | 2036.4647 | 2124.8951 | 2156.298 | 80 | 63 | 0 | 0 | 0 | 0 | 0 | 0 | 0 | 0 | 0 | 0 | 506.2624 | 491.2468 | 522.8088 | 560.8902 | 0 | 0 | 0 | 0 | 3.2926 | 13.5684 | 28.9064 | 76.9048 | 2.2583 | 5.088 | 5.3003 | 21.6353 | 1350.5172 | 1463.5615 | 1567.8796 | 1496.8677 | 0.38531 | 0.3837 | 0.387 | 0.38422 | 520.3626 | 561.5679 | 606.7707 | 575.1231 | 0.086414 | 0.10425 | 0.10608 | 0.10929 | 0.046462 | 0.043836 | 0.04449 | 0.044276 | 116.7039 | 152.5769 | 166.3169 | 163.5898 | 62.7483 | 64.1571 | 69.7548 | 66.2752
9 | 18 | 23 | 1760.7675 | 1846.9276 | 1927.8918 | 1956.8745 | 80 | 63 | 0 | 0 | 0 | 0 | 0 | 0 | 0 | 0 | 0 | 0 | 547.0845 | 543.0511 | 573.5089 | 611.6808 | 0 | 0 | 0 | 0 | 9.8186 | 12.7545 | 29.5287 | 30.2799 | 4.7509 | 5.2256 | 8.1507 | 2.2545 | 1119.1135 | 1222.8964 | 1316.7035 | 1312.6593 | 0.37862 | 0.38317 | 0.38456 | 0.38119 | 423.7238 | 468.5826 | 506.3505 | 500.3772 | 0.086119 | 0.10384 | 0.10584 | 0.109 | 0.046274 | 0.043543 | 0.044131 | 0.04397 | 96.3765 | 126.9802 | 139.3627 | 143.0741 | 51.7857 | 53.2486 | 58.107 | 57.7179
9 | 18 | 24 | 1643.149 | 1717.4559 | 1785.841 | 1806.4766 | 80 | 63 | 0 | 0 | 0 | 0 | 0 | 0 | 0 | 0 | 0 | 0 | 524.77 | 523.2864 | 551.5535 | 587.5978 | 0 | 0 | 0 | 0 | 14.5803 | 41.0491 | 46.1828 | 11.082 | 4.8789 | 5.8429 | 14.5478 | 1.2937 | 1018.9198 | 1084.2776 | 1173.5569 | 1206.5031 | 0.37097 | 0.3792 | 0.38104 | 0.37743 | 377.9872 | 411.1604 | 447.1763 | 455.3711 | 0.086241 | 0.10379 | 0.10559 | 0.10885 | 0.0462 | 0.043393 | 0.043821 | 0.043654 | 87.8723 | 112.539 | 123.9112 | 131.3272 | 47.0737 | 47.0499 | 51.4268 | 52.6687
9 | 19 | 1 | 1562.1654 | 1625.5443 | 1681.9657 | 1693.8492 | 80 | 63 | 0 | 0 | 0 | 0 | 0 | 0 | 0 | 0 | 0 | 0 | 524.5602 | 525.5966 | 551.845 | 588.9416 | 0 | 0 | 0 | 0 | -2.6879 | 58.3744 | 22.1022 | 13.5432 | 0 | 16.9339 | 10.1712 | 1.354 | 960.293 | 961.6394 | 1097.8473 | 1090.0104 | 0.37067 | 0.37067 | 0.37608 | 0.37093 | 355.9557 | 356.45 | 412.8796 | 404.3165 | 0.086259 | 0.10379 | 0.10553 | 0.1088 | 0.046172 | 0.043292 | 0.043731 | 0.04351 | 82.8337 | 99.8081 | 115.8517 | 118.5882 | 44.3382 | 41.6314 | 48.0096 | 47.4263
9 | 19 | 2 | 1514.7552 | 1568.3268 | 1614.1014 | 1618.0313 | 80 | 63 | 0 | 0 | 0 | 0 | 0 | 0 | 0 | 0 | 0 | 0 | 562.5295 | 572.792 | 597.3094 | 636.2646 | 0 | 0 | 0 | 0 | -2.0734 | 55.5376 | 21.5478 | 0.97392 | -0.28152 | 2.4412 | 0 | 0 | 874.5807 | 874.5561 | 995.2443 | 980.7927 | 0.36983 | 0.36895 | 0.37442 | 0.36801 | 323.4446 | 322.6646 | 372.6363 | 360.9436 | 0.086377 | 0.10364 | 0.10534 | 0.10863 | 0.04618 | 0.042986 | 0.043509 | 0.043199 | 75.5437 | 90.6363 | 104.8408 | 106.5393 | 40.3878 | 37.5938 | 43.3023 | 42.3695
9 | 19 | 3 | 1498.2877 | 1544.488 | 1582.1389 | 1579.6295 | 80 | 63 | 0 | 0 | 0 | 0 | 0 | 0 | 0 | 0 | 0 | 0 | 562.364 | 575.5957 | 598.5413 | 637.5783 | 0 | 0 | 0 | 0 | -3.9259 | 36.653 | 19.8316 | -5.2343 | -1.1918 | 11.2565 | 2.7372 | 0 | 861.0413 | 857.9829 | 961.0288 | 947.2855 | 0.37068 | 0.36878 | 0.37239 | 0.3659 | 319.1679 | 316.4106 | 357.8783 | 346.6115 | 0.086318 | 0.10364 | 0.10532 | 0.10863 | 0.046163 | 0.043005 | 0.04349 | 0.043173 | 74.3237 | 88.9254 | 101.2169 | 102.9077 | 39.748 | 36.8975 | 41.7947 | 40.8972
9 | 19 | 4 | 1527.4912 | 1567.8813 | 1598.6395 | 1589.5724 | 80 | 63 | 0 | 0 | 0 | 0 | 0 | 0 | 0 | 0 | 0 | 0 | 546.0351 | 559.5849 | 580.8583 | 619.659 | 0 | 0 | 0 | 0 | -1.8907 | 6.4241 | 17.2789 | 0 | 0 | 2.1566 | 12.7991 | 2.3245 | 903.3467 | 936.7156 | 987.7032 | 967.5889 | 0.3692 | 0.37208 | 0.37262 | 0.36651 | 333.5195 | 348.529 | 368.0356 | 354.6264 | 0.086193 | 0.10362 | 0.10531 | 0.10863 | 0.046124 | 0.043067 | 0.043562 | 0.043193 | 77.8621 | 97.0608 | 104.0196 | 105.1085 | 41.6661 | 40.342 | 43.0268 | 41.793
9 | 19 | 5 | 1634.8124 | 1671.3829 | 1696.7611 | 1680.6485 | 80 | 63 | 0 | 0 | 0 | 0 | 0 | 0 | 0 | 0 | 0 | 0 | 522.4842 | 540.4348 | 558.3952 | 595.5372 | 0 | 0 | 0 | 0 | -1.2433 | 40.7123 | 7.107 | -26.4375 | 1.4563 | 4.6432 | 9.4288 | 9.4746 | 1032.1151 | 1022.5925 | 1121.8301 | 1102.0742 | 0.36849 | 0.37169 | 0.3739 | 0.36618 | 380.3236 | 380.0824 | 419.4495 | 403.5522 | 0.086065 | 0.1036 | 0.10532 | 0.10862 | 0.046124 | 0.043219 | 0.043708 | 0.043342 | 88.8285 | 105.9392 | 118.1467 | 119.7104 | 47.6055 | 44.1954 | 49.033 | 47.7663
9 | 19 | 6 | 1815.486 | 1854.6181 | 1881.4228 | 1862.7264 | 80 | 63 | 0 | 0 | 0 | 0 | 0 | 0 | 0 | 0 | 0 | 0 | 543.0166 | 562.7214 | 577.9019 | 615.2438 | 0 | 0 | 0 | 0 | -0.88368 | 7.6805 | 38.0889 | -28.8 | 7.8999 | 9.5384 | 7.4423 | 14.5738 | 1185.4532 | 1211.6779 | 1257.9898 | 1261.7088 | 0.37162 | 0.37651 | 0.37574 | 0.37098 | 440.5382 | 456.2098 | 472.6734 | 468.0688 | 0.086229 | 0.10361 | 0.10528 | 0.10864 | 0.046252 | 0.043435 | 0.043955 | 0.043469 | 102.2202 | 125.5383 | 132.445 | 137.0696 | 54.8297 | 52.629 | 55.2953 | 54.8457
9 | 19 | 7 | 1926.4686 | 1965.1538 | 1991.2671 | 1970.5192 | 80 | 63 | 0 | 0 | 0 | 0 | 0 | 0 | 0 | 0 | 0 | 0 | 1012.6745 | 1034.9429 | 1054.9777 | 1098.9343 | 0 | 0 | 0 | 0 | -5.2106 | -22.3216 | -18.4411 | -3.8599 | -1.1761 | -0.61739 | -5.5478 | -5.4702 | 840.1807 | 890.1499 | 960.2784 | 880.915 | 0.37194 | 0.38123 | 0.37528 | 0.36663 | 312.4943 | 339.3536 | 360.3768 | 322.9658 | 0.086679 | 0.10387 | 0.1053 | 0.10876 | 0.046651 | 0.043023 | 0.042913 | 0.042979 | 72.8264 | 92.4572 | 101.1211 | 95.8049 | 39.1951 | 38.2965 | 41.2089 | 37.8606
9 | 19 | 8 | 1988.6664 | 2028.9789 | 2058.0531 | 2040.4777 | 80 | 63 | 0 | 0 | 0 | 0 | 0 | 0 | 0 | 0 | 0 | 0 | 1361.4452 | 1427.8279 | 1508.4313 | 1599.8602 | 0 | 0 | 0 | 0 | -3.0387 | -48.4672 | -35.5834 | -3.9518 | -5.435 | -5.4835 | -5.6518 | -7.423 | 555.6949 | 592.1017 | 590.857 | 451.9923 | 0.36962 | 0.37552 | 0.37235 | 0.38036 | 205.3985 | 222.3477 | 220.0043 | 171.9216 | 0.087929 | 0.10498 | 0.10641 | 0.11048 | 0.047816 | 0.045806 | 0.04479 | 0.047676 | 48.8618 | 62.1579 | 62.8716 | 49.9357 | 26.5711 | 27.1215 | 26.4642 | 21.5492
9 | 19 | 9 | 2051.0185 | 2096.0184 | 2131.454 | 2119.8585 | 80 | 63 | 0 | 0 | 0 | 0 | 0 | 0 | 0 | 0 | 0 | 0 | 1706.3249 | 1810.9172 | 1953.0408 | 2094.5027 | 0 | 0 | 0 | 0 | -4.2214 | -73.4622 | -58.3556 | -43.5997 | -5.0616 | -12.2845 | -11.0482 | -20.8813 | 273.9766 | 307.8479 | 247.817 | 89.8368 | 0.37229 | 0.38397 | 0.38397 | 0.17588 | 101.999 | 118.2058 | 95.1555 | 15.8001 | 0.088743 | 0.10545 | 0.10698 | 0.1107 | 0.048969 | 0.046451 | 0.046789 | 0.050406 | 24.3136 | 32.463 | 26.5122 | 9.9453 | 13.4163 | 14.3 | 11.5952 | 4.5283
9 | 19 | 10 | 2109.6909 | 2157.173 | 2194.6756 | 2183.281 | 80 | 63 | 0 | 0 | 0 | 0 | 0 | 0 | 0 | 0 | 0 | 0 | 1863.1243 | 2001.4332 | 2193.5149 | 2372.513 | 0 | 0 | 0 | 0 | -2.6278 | -97.7669 | -94.1474 | -87.5427 | -7.4005 | -26.8454 | -24.718 | -39.2607 | 176.595 | 217.3521 | 120.0261 | -62.4287 | 0.37171 | 0.38397 | 0.38397 | 0.17588 | 65.6425 | 83.4577 | 46.087 | -10.9797 | 0.088964 | 0.10546 | 0.10707 | 0.11064 | 0.049385 | 0.0466 | 0.047417 | 0.050709 | 15.7106 | 22.9216 | 12.851 | -6.9072 | 8.7211 | 10.1286 | 5.6912 | -3.1657
9 | 19 | 11 | 2134.7686 | 2182.7064 | 2219.3045 | 2205.1377 | 80 | 63 | 0 | 0 | 0 | 0 | 0 | 0 | 0 | 0 | 0 | 0 | 1970.0073 | 2119.4183 | 2337.0151 | 2532.9144 | 0 | 0 | 0 | 0 | -1.6874 | -61.9535 | -73.6715 | -86.4 | -5.8167 | -22.3128 | -23.9156 | -37.2219 | 92.2654 | 84.5544 | -20.1235 | -204.1548 | 0.37104 | 0.38397 | 0.38397 | 0.17588 | 34.234 | 32.4667 | -7.7269 | -35.9058 | 0.089005 | 0.10534 | 0.10704 | 0.11062 | 0.049395 | 0.04648 | 0.047408 | 0.050616 | 8.2121 | 8.9065 | -2.1541 | -22.5841 | 4.5575 | 3.9301 | -0.95402 | -10.3334
9 | 19 | 12 | 2130.1615 | 2177.7976 | 2213.2288 | 2197.116 | 80 | 63 | 0 | 0 | 0 | 0 | 0 | 0 | 0 | 0 | 0 | 0 | 2152.2482 | 2314.1369 | 2547.7592 | 2754.1216 | 0 | 0 | 0 | 0 | -1.6344 | -43.5738 | -50.0507 | -80.0606 | -2.1677 | -22.1274 | -23.8597 | -24.4828 | -98.2846 | -133.6381 | -260.6199 | -452.4623 | 0.37287 | 0.38397 | 0.38397 | 0.17588 | -36.6471 | -51.3136 | -100.0715 | -79.5769 | 0.089101 | 0.10536 | 0.10693 | 0.11064 | 0.050768 | 0.046215 | 0.0471 | 0.050445 | -8.7573 | -14.0799 | -27.867 | -50.0593 | -4.9897 | -6.176 | -12.2751 | -22.8243
9 | 19 | 13 | 2124.7376 | 2173.3897 | 2209.6692 | 2193.9598 | 80 | 63 | 0 | 0 | 0 | 0 | 0 | 0 | 0 | 0 | 0 | 0 | 2140.9628 | 2310.6403 | 2552.2307 | 2764.3006 | 0 | 0 | 0 | 0 | -3.5146 | -41.0381 | -46.8255 | -74.6685 | -2.6676 | -4.4937 | -11.5148 | -25.2206 | -90.0428 | -154.7189 | -284.2212 | -470.4517 | 0.37446 | 0.38065 | 0.38397 | 0.16813 | -33.7171 | -58.8944 | -109.1338 | -79.0972 | 0.087862 | 0.10516 | 0.10669 | 0.11042 | 0.047982 | 0.04558 | 0.046007 | 0.049124 | -7.9113 | -16.2702 | -30.325 | -51.9491 | -4.3205 | -7.052 | -13.0762 | -23.1105
9 | 19 | 14 | 2110.5646 | 2159.8083 | 2196.9935 | 2182.4896 | 80 | 63 | 0 | 0 | 0 | 0 | 0 | 0 | 0 | 0 | 0 | 0 | 2054.0217 | 2206.1304 | 2430.662 | 2629.2099 | 0 | 0 | 0 | 0 | -2.7561 | -17.6256 | -39.2656 | -14.3077 | -3.4763 | -2.5165 | -8 | -23.9669 | -17.2246 | -89.18 | -186.4029 | -408.4457 | 0.37539 | 0.37471 | 0.37695 | 0.16849 | -6.4659 | -33.4169 | -70.2639 | -68.8194 | 0.087336 | 0.10504 | 0.10642 | 0.11027 | 0.047207 | 0.046008 | 0.04497 | 0.047187 | -1.5043 | -9.3674 | -19.8364 | -45.0378 | -0.81312 | -4.103 | -8.3825 | -19.2732
9 | 19 | 15 | 2088.7693 | 2139.0804 | 2177.5596 | 2164.4959 | 80 | 63 | 0 | 0 | 0 | 0 | 0 | 0 | 0 | 0 | 0 | 0 | 2017.1417 | 2143.733 | 2343.5443 | 2522.9114 | 0 | 0 | 0 | 0 | -3.8872 | -4.2453 | -2.931 | -7.379 | -0.29175 | -2.3979 | -3.5888 | -7.6292 | -4.1934 | -61.0095 | -159.4649 | -343.4073 | 0.37558 | 0.37413 | 0.37546 | 0.16764 | -1.5749 | -22.8256 | -59.8729 | -57.5673 | 0.086647 | 0.10488 | 0.10582 | 0.10932 | 0.046537 | 0.044496 | 0.043815 | 0.044308 | -0.36334 | -6.3984 | -16.8748 | -37.5405 | -0.19515 | -2.7147 | -6.987 | -15.2156
9 | 19 | 16 | 2064.1778 | 2121.6228 | 2168.4562 | 2163.0895 | 80 | 63 | 0 | 0 | 0 | 0 | 0 | 0 | 0 | 0 | 0 | 0 | 1815.253 | 1908.0538 | 2075.461 | 2230.5884 | 0 | 0 | 0 | 0 | -2.8415 | -7.3635 | -6.7779 | 0.58192 | -2.9131 | 0.3282 | -1.5359 | -2.0737 | 174.6794 | 157.6043 | 101.309 | -66.0071 | 0.38077 | 0.3675 | 0.37018 | 0.37865 | 66.5121 | 57.9192 | 37.5025 | -24.9937 | 0.086538 | 0.10451 | 0.10551 | 0.10874 | 0.046455 | 0.043656 | 0.043283 | 0.043258 | 15.1164 | 16.4709 | 10.6887 | -7.1775 | 8.1147 | 6.8804 | 4.3849 | -2.8553
9 | 19 | 17 | 2021.9335 | 2087.6172 | 2144.0777 | 2147.7158 | 80 | 63 | 0 | 0 | 0 | 0 | 0 | 0 | 0 | 0 | 0 | 0 | 1347.5877 | 1375.615 | 1479.7034 | 1587.1551 | 0 | 0 | 0 | 0 | -3.486 | -8.7413 | -8.226 | -1.9787 | -3.595 | -0.60233 | -2.9933 | -1.4715 | 601.4268 | 658.3458 | 675.5936 | 564.0109 | 0.38859 | 0.37976 | 0.38475 | 0.37375 | 233.7086 | 250.0118 | 259.935 | 210.7971 | 0.086791 | 0.10412 | 0.10576 | 0.10899 | 0.046653 | 0.043331 | 0.043873 | 0.04377 | 52.1985 | 68.545 | 71.4474 | 61.4698 | 28.0583 | 28.5271 | 29.64 | 24.6865
9 | 19 | 18 | 2015.9279 | 2091.3464 | 2158.8843 | 2172.0538 | 80 | 63 | 0 | 0 | 0 | 0 | 0 | 0 | 0 | 0 | 0 | 0 | 777.8626 | 754.6017 | 792.396 | 855.2801 | 0 | 0 | 0 | 0 | -1.8672 | -12.0351 | -1.2982 | 0 | -0.70701 | 1.7648 | -3.498 | -1.3537 | 1160.6395 | 1284.015 | 1371.2844 | 1318.1274 | 0.39913 | 0.39052 | 0.39482 | 0.38967 | 463.2437 | 501.4399 | 541.4164 | 513.6387 | 0.087139 | 0.10517 | 0.10747 | 0.10982 | 0.046926 | 0.04467 | 0.045581 | 0.045131 | 101.1373 | 135.0398 | 147.3751 | 144.76 | 54.4638 | 57.3565 | 62.5051 | 59.4889
9 | 19 | 19 | 2142.473 | 2232.3571 | 2314.9767 | 2337.9745 | 80 | 63 | 0 | 0 | 0 | 0 | 0 | 0 | 0 | 0 | 0 | 0 | 625.8054 | 607.2197 | 636.4992 | 697.9975 | 0 | 0 | 0 | 0 | 5.6706 | 25.4448 | 51.6896 | 74.1025 | 1.8944 | 3.8489 | 9.3719 | 37.8619 | 1429.1026 | 1532.8437 | 1617.416 | 1528.0127 | 0.40014 | 0.39646 | 0.4013 | 0.39601 | 571.8354 | 607.7126 | 649.0688 | 605.1095 | 0.087102 | 0.10515 | 0.10756 | 0.10991 | 0.046904 | 0.044715 | 0.045602 | 0.045167 | 124.4782 | 161.171 | 173.9672 | 167.9461 | 67.031 | 68.5414 | 73.7568 | 69.0153
9 | 19 | 20 | 2135.9851 | 2230.8524 | 2318.8355 | 2346.1296 | 80 | 63 | 0 | 0 | 0 | 0 | 0 | 0 | 0 | 0 | 0 | 0 | 597.4788 | 574.9941 | 602.9541 | 664.6709 | 0 | 0 | 0 | 0 | -3.0188 | 6.7469 | 7.1888 | 64.9038 | 3.2798 | 3.4215 | 12.4558 | 30.7156 | 1458.2453 | 1582.6899 | 1696.2368 | 1585.8394 | 0.39652 | 0.39181 | 0.39756 | 0.39343 | 578.2244 | 620.12 | 674.3529 | 623.9205 | 0.087025 | 0.10507 | 0.10745 | 0.10982 | 0.046854 | 0.044645 | 0.045566 | 0.045103 | 126.9038 | 166.2895 | 182.255 | 174.154 | 68.3242 | 70.6585 | 77.29 | 71.5262
9 | 19 | 21 | 2034.894 | 2128.1579 | 2214.8482 | 2242.8113 | 80 | 63 | 0 | 0 | 0 | 0 | 0 | 0 | 0 | 0 | 0 | 0 | 581.8494 | 558.7689 | 586.2499 | 646.9729 | 0 | 0 | 0 | 0 | 0.72492 | 7.6159 | 12.5257 | 50.5792 | 4.1323 | 2.9288 | 4.3553 | 31.6941 | 1368.1873 | 1495.8442 | 1611.7173 | 1513.5651 | 0.39092 | 0.38892 | 0.39029 | 0.38929 | 534.8486 | 581.763 | 629.0392 | 589.2106 | 0.086886 | 0.10478 | 0.10673 | 0.1096 | 0.046799 | 0.044233 | 0.04511 | 0.044922 | 118.8769 | 156.7341 | 172.0135 | 165.8798 | 64.0304 | 66.1654 | 72.7048 | 67.9923
9 | 19 | 22 | 1870.8971 | 1960.8464 | 2045.2094 | 2074.762 | 80 | 63 | 0 | 0 | 0 | 0 | 0 | 0 | 0 | 0 | 0 | 0 | 529.9928 | 504.2409 | 529.2851 | 587.8009 | 0 | 0 | 0 | 0 | 3.2926 | 13.5684 | 28.9064 | 76.9048 | 2.2583 | 5.088 | 5.3003 | 21.6353 | 1255.3535 | 1374.9491 | 1481.7175 | 1388.421 | 0.38531 | 0.3837 | 0.387 | 0.38422 | 483.6954 | 527.5673 | 573.4259 | 533.456 | 0.086414 | 0.10425 | 0.10608 | 0.10929 | 0.046462 | 0.043836 | 0.04449 | 0.044276 | 108.4804 | 143.3391 | 157.1771 | 151.7379 | 58.3268 | 60.2727 | 65.9215 | 61.4736
9 | 19 | 23 | 1711.3729 | 1794.6391 | 1872.7908 | 1900.4941 | 80 | 63 | 0 | 0 | 0 | 0 | 0 | 0 | 0 | 0 | 0 | 0 | 451.5257 | 425.4907 | 443.6521 | 500.7223 | 0 | 0 | 0 | 0 | 9.8186 | 12.7545 | 29.5287 | 30.2799 | 4.7509 | 5.2256 | 8.1507 | 2.2545 | 1165.2777 | 1288.1684 | 1391.4593 | 1367.2373 | 0.37862 | 0.38317 | 0.38456 | 0.38119 | 441.2027 | 493.5932 | 535.0986 | 521.182 | 0.086119 | 0.10384 | 0.10584 | 0.109 | 0.046274 | 0.043543 | 0.044131 | 0.04397 | 100.352 | 133.7578 | 147.2751 | 149.0228 | 53.9219 | 56.0908 | 61.406 | 60.1177
9 | 19 | 24 | 1587.3177 | 1658.3537 | 1723.5598 | 1742.7492 | 80 | 63 | 0 | 0 | 0 | 0 | 0 | 0 | 0 | 0 | 0 | 0 | 419.4747 | 399.5811 | 410.7777 | 469.3011 | 0 | 0 | 0 | 0 | 14.5803 | 41.0491 | 46.1828 | 11.082 | 4.8789 | 5.8429 | 14.5478 | 1.2937 | 1068.3838 | 1148.8807 | 1252.0514 | 1261.0724 | 0.37097 | 0.3792 | 0.38104 | 0.37743 | 396.3368 | 435.658 | 477.0861 | 475.9672 | 0.086241 | 0.10379 | 0.10559 | 0.10885 | 0.0462 | 0.043393 | 0.043821 | 0.043654 | 92.1381 | 119.2442 | 132.1991 | 137.267 | 49.3589 | 49.8532 | 54.8666 | 55.0509
9 | 20 | 1 | 1518.5778 | 1579.4031 | 1633.3426 | 1644.0971 | 80 | 63 | 0 | 0 | 0 | 0 | 0 | 0 | 0 | 0 | 0 | 0 | 386.1892 | 362.67 | 371.2547 | 430.9991 | 0 | 0 | 0 | 0 | -2.6879 | 58.3744 | 22.1022 | 13.5432 | 0 | 16.9339 | 10.1712 | 1.354 | 1055.0764 | 1078.4247 | 1229.8144 | 1198.2009 | 0.37067 | 0.37067 | 0.37608 | 0.37093 | 391.0894 | 399.7387 | 462.5099 | 444.4475 | 0.086259 | 0.10379 | 0.10553 | 0.1088 | 0.046172 | 0.043292 | 0.043731 | 0.04351 | 91.0096 | 111.9292 | 129.7777 | 130.3588 | 48.7145 | 46.6873 | 53.7806 | 52.1337
9 | 20 | 2 | 1478.7237 | 1530.1844 | 1573.9074 | 1576.9039 | 80 | 63 | 0 | 0 | 0 | 0 | 0 | 0 | 0 | 0 | 0 | 0 | 376.1876 | 356.3466 | 361.4858 | 422.2992 | 0 | 0 | 0 | 0 | -2.0734 | 55.5376 | 21.5478 | 0.97392 | -0.28152 | 2.4412 | 0 | 0 | 1024.891 | 1052.859 | 1190.8737 | 1153.6308 | 0.36983 | 0.36895 | 0.37442 | 0.36801 | 379.0336 | 388.4488 | 445.8832 | 424.5501 | 0.086377 | 0.10364 | 0.10534 | 0.10863 | 0.04618 | 0.042986 | 0.043509 | 0.043199 | 88.5271 | 109.115 | 125.4488 | 125.3139 | 47.3291 | 45.2583 | 51.814 | 49.836
9 | 20 | 3 | 1461.5566 | 1505.605 | 1541.1644 | 1537.7036 | 80 | 63 | 0 | 0 | 0 | 0 | 0 | 0 | 0 | 0 | 0 | 0 | 368.9652 | 357.1616 | 357.7166 | 418.6165 | 0 | 0 | 0 | 0 | -3.9259 | 36.653 | 19.8316 | -5.2343 | -1.1918 | 11.2565 | 2.7372 | 0 | 1017.709 | 1037.5339 | 1160.879 | 1124.3213 | 0.37068 | 0.36878 | 0.37239 | 0.3659 | 377.2409 | 382.6262 | 432.3006 | 411.3889 | 0.086318 | 0.10364 | 0.10532 | 0.10863 | 0.046163 | 0.043005 | 0.04349 | 0.043173 | 87.847 | 107.5349 | 122.2655 | 122.1398 | 46.9802 | 44.6191 | 50.4861 | 48.5404
9 | 20 | 4 | 1489.1509 | 1527.2948 | 1555.8699 | 1545.8097 | 80 | 63 | 0 | 0 | 0 | 0 | 0 | 0 | 0 | 0 | 0 | 0 | 352.988 | 348.5738 | 344.4475 | 404.6165 | 0 | 0 | 0 | 0 | -1.8907 | 6.4241 | 17.2789 | 0 | 0 | 2.1566 | 12.7991 | 2.3245 | 1058.0535 | 1107.1403 | 1181.3444 | 1138.8687 | 0.3692 | 0.37208 | 0.37262 | 0.36651 | 390.6379 | 411.9399 | 440.1897 | 417.4013 | 0.086193 | 0.10362 | 0.10531 | 0.10863 | 0.046124 | 0.043067 | 0.043562 | 0.043193 | 91.1967 | 114.7199 | 124.4129 | 123.7145 | 48.8018 | 47.6817 | 51.4623 | 49.191
9 | 20 | 5 | 1596.752 | 1631.0927 | 1654.3037 | 1637.2052 | 80 | 63 | 0 | 0 | 0 | 0 | 0 | 0 | 0 | 0 | 0 | 0 | 348.9244 | 349.9849 | 341.9236 | 403.6123 | 0 | 0 | 0 | 0 | -1.2433 | 40.7123 | 7.107 | -26.4375 | 1.4563 | 4.6432 | 9.4288 | 9.4746 | 1167.6145 | 1172.7522 | 1295.8443 | 1250.5558 | 0.36849 | 0.37169 | 0.3739 | 0.36618 | 430.2537 | 435.8945 | 484.513 | 457.9224 | 0.086065 | 0.1036 | 0.10532 | 0.10862 | 0.046124 | 0.043219 | 0.043708 | 0.043342 | 100.4902 | 121.4956 | 136.4732 | 135.8389 | 53.8553 | 50.6851 | 56.6388 | 54.2018
9 | 20 | 6 | 1789.8092 | 1827.437 | 1852.7797 | 1833.4181 | 80 | 63 | 0 | 0 | 0 | 0 | 0 | 0 | 0 | 0 | 0 | 0 | 326.3854 | 322.3343 | 313.0092 | 374.3576 | 0 | 0 | 0 | 0 | -0.88368 | 7.6805 | 38.0889 | -28.8 | 7.8999 | 9.5384 | 7.4423 | 14.5738 | 1376.4076 | 1424.8838 | 1494.2393 | 1473.2867 | 0.37162 | 0.37651 | 0.37574 | 0.37098 | 511.5007 | 536.4841 | 561.4412 | 546.56 | 0.086229 | 0.10361 | 0.10528 | 0.10864 | 0.046252 | 0.043435 | 0.043955 | 0.043469 | 118.686 | 147.6279 | 157.3181 | 160.0551 | 63.6617 | 61.8895 | 65.6798 | 64.0429
9 | 20 | 7 | 1885.3997 | 1921.6789 | 1945.4537 | 1923.642 | 80 | 63 | 0 | 0 | 0 | 0 | 0 | 0 | 0 | 0 | 0 | 0 | 406.3786 | 405.9676 | 400.7179 | 464.9846 | 0 | 0 | 0 | 0 | -5.2106 | -22.3216 | -18.4411 | -3.8599 | -1.1761 | -0.61739 | -5.5478 | -5.4702 | 1405.4077 | 1475.6503 | 1568.7247 | 1467.9874 | 0.37194 | 0.38123 | 0.37528 | 0.36663 | 522.7231 | 562.5651 | 588.7168 | 538.2015 | 0.086679 | 0.10387 | 0.1053 | 0.10876 | 0.046651 | 0.043023 | 0.042913 | 0.042979 | 121.8199 | 153.2714 | 165.1928 | 159.6526 | 65.5634 | 63.4862 | 67.3194 | 63.0923
9 | 20 | 8 | 1943.9594 | 1981.6527 | 2008.1813 | 1989.4478 | 80 | 63 | 0 | 0 | 0 | 0 | 0 | 0 | 0 | 0 | 0 | 0 | 699.4643 | 746.5302 | 787.7573 | 885.5139 | 0 | 0 | 0 | 0 | -3.0387 | -48.4672 | -35.5834 | -3.9518 | -5.435 | -5.4835 | -5.6518 | -7.423 | 1172.9689 | 1226.0733 | 1261.6593 | 1115.3087 | 0.36962 | 0.37552 | 0.37235 | 0.38036 | 433.558 | 460.4184 | 469.7761 | 424.2234 | 0.087929 | 0.10498 | 0.10641 | 0.11048 | 0.047816 | 0.045806 | 0.04479 | 0.047676 | 103.1382 | 128.7112 | 134.25 | 123.2182 | 56.0867 | 56.1609 | 56.5091 | 53.1736
9 | 20 | 9 | 2018.975 | 2062.0976 | 2095.7086 | 2083.2831 | 80 | 63 | 0 | 0 | 0 | 0 | 0 | 0 | 0 | 0 | 0 | 0 | 997.1393 | 1091.2742 | 1184.2362 | 1317.7401 | 0 | 0 | 0 | 0 | -4.2214 | -73.4622 | -58.3556 | -43.5997 | -5.0616 | -12.2845 | -11.0482 | -20.8813 | 951.1187 | 993.5701 | 980.8762 | 830.024 | 0.37229 | 0.38397 | 0.38397 | 0.17588 | 354.0929 | 381.5057 | 376.6317 | 145.9807 | 0.088743 | 0.10545 | 0.10698 | 0.1107 | 0.048969 | 0.046451 | 0.046789 | 0.050406 | 84.4053 | 104.7733 | 104.9372 | 91.887 | 46.5751 | 46.1528 | 45.8946 | 41.8378
9 | 20 | 10 | 2072.1202 | 2117.4012 | 2152.7645 | 2140.3967 | 80 | 63 | 0 | 0 | 0 | 0 | 0 | 0 | 0 | 0 | 0 | 0 | 1045.0422 | 1184.0102 | 1306.017 | 1454.7815 | 0 | 0 | 0 | 0 | -2.6278 | -97.7669 | -94.1474 | -87.5427 | -7.4005 | -26.8454 | -24.718 | -39.2607 | 957.1064 | 995.0034 | 965.613 | 812.4186 | 0.37171 | 0.38397 | 0.38397 | 0.17588 | 355.7683 | 382.056 | 370.7709 | 142.8843 | 0.088964 | 0.10546 | 0.10707 | 0.11064 | 0.049385 | 0.0466 | 0.047417 | 0.050709 | 85.1478 | 104.9312 | 103.3865 | 89.8867 | 47.2665 | 46.367 | 45.7862 | 41.197
9 | 20 | 11 | 2102.0954 | 2148.119 | 2182.8567 | 2167.8436 | 80 | 63 | 0 | 0 | 0 | 0 | 0 | 0 | 0 | 0 | 0 | 0 | 1443.6942 | 1625.5143 | 1780.9903 | 1948.579 | 0 | 0 | 0 | 0 | -1.6874 | -61.9535 | -73.6715 | -86.4 | -5.8167 | -22.3128 | -23.9156 | -37.2219 | 585.9053 | 543.871 | 499.4535 | 342.8864 | 0.37104 | 0.38397 | 0.38397 | 0.17588 | 217.3935 | 208.8327 | 191.7775 | 60.3052 | 0.089005 | 0.10534 | 0.10704 | 0.11062 | 0.049395 | 0.04648 | 0.047408 | 0.050616 | 52.1484 | 57.2887 | 53.4624 | 37.9309 | 28.9408 | 25.2794 | 23.6783 | 17.3554
9 | 20 | 12 | 2076.1493 | 2120.6211 | 2152.9767 | 2135.4649 | 80 | 63 | 0 | 0 | 0 | 0 | 0 | 0 | 0 | 0 | 0 | 0 | 1465.7137 | 1653.2118 | 1812.5489 | 1976.6442 | 0 | 0 | 0 | 0 | -1.6344 | -43.5738 | -50.0507 | -80.0606 | -2.1677 | -22.1274 | -23.8597 | -24.4828 | 534.2376 | 470.1103 | 414.3383 | 263.3641 | 0.37287 | 0.38397 | 0.38397 | 0.17588 | 199.1998 | 180.5104 | 159.0954 | 46.3192 | 0.089101 | 0.10536 | 0.10693 | 0.11064 | 0.050768 | 0.046215 | 0.0471 | 0.050445 | 47.6012 | 49.53 | 44.3035 | 29.138 | 27.122 | 21.726 | 19.5152 | 13.2853
9 | 20 | 13 | 2077.0921 | 2122.9528 | 2156.5194 | 2139.5758 | 80 | 63 | 0 | 0 | 0 | 0 | 0 | 0 | 0 | 0 | 0 | 0 | 1509.0453 | 1708.4942 | 1878.6116 | 2050.4621 | 0 | 0 | 0 | 0 | -3.5146 | -41.0381 | -46.8255 | -74.6685 | -2.6676 | -4.4937 | -11.5148 | -25.2206 | 494.2291 | 396.9904 | 336.2481 | 189.0029 | 0.37446 | 0.38065 | 0.38397 | 0.16813 | 185.0672 | 151.1162 | 129.1108 | 31.7771 | 0.087862 | 0.10516 | 0.10669 | 0.11042 | 0.047982 | 0.04558 | 0.046007 | 0.049124 | 43.4238 | 41.7475 | 35.876 | 20.8704 | 23.7143 | 18.0947 | 15.4698 | 9.2846
9 | 20 | 14 | 2078.0314 | 2125.3691 | 2160.7018 | 2145.3552 | 80 | 63 | 0 | 0 | 0 | 0 | 0 | 0 | 0 | 0 | 0 | 0 | 1408.3221 | 1597.5908 | 1760.0242 | 1927.7534 | 0 | 0 | 0 | 0 | -2.7561 | -17.6256 | -39.2656 | -14.3077 | -3.4763 | -2.5165 | -8 | -23.9669 | 595.9417 | 484.9203 | 447.9432 | 255.8764 | 0.37539 | 0.37471 | 0.37695 | 0.16849 | 223.708 | 181.7061 | 168.8505 | 43.1129 | 0.087336 | 0.10504 | 0.10642 | 0.11027 | 0.047207 | 0.046008 | 0.04497 | 0.047187 | 52.0472 | 50.9358 | 47.6686 | 28.2146 | 28.1326 | 22.3101 | 20.1438 | 12.074
9 | 20 | 15 | 2062.8826 | 2111.6771 | 2148.6823 | 2134.9481 | 80 | 63 | 0 | 0 | 0 | 0 | 0 | 0 | 0 | 0 | 0 | 0 | 1299.3038 | 1462.5528 | 1599.3545 | 1745.598 | 0 | 0 | 0 | 0 | -3.8872 | -4.2453 | -2.931 | -7.379 | -0.29175 | -2.3979 | -3.5888 | -7.6292 | 687.7578 | 592.7675 | 555.8476 | 404.3583 | 0.37558 | 0.37413 | 0.37546 | 0.16764 | 258.306 | 221.7731 | 208.6993 | 67.7848 | 0.086647 | 0.10488 | 0.10582 | 0.10932 | 0.046537 | 0.044496 | 0.043815 | 0.044308 | 59.5922 | 62.1671 | 58.8207 | 44.2035 | 32.0063 | 26.3759 | 24.3545 | 17.9162
9 | 20 | 16 | 2040.5999 | 2096.6636 | 2142.1545 | 2136.1771 | 80 | 63 | 0 | 0 | 0 | 0 | 0 | 0 | 0 | 0 | 0 | 0 | 1092.8199 | 1219.9915 | 1321.6974 | 1440.0861 | 0 | 0 | 0 | 0 | -2.8415 | -7.3635 | -6.7779 | 0.58192 | -2.9131 | 0.3282 | -1.5359 | -2.0737 | 873.5347 | 820.7073 | 828.7709 | 697.5828 | 0.38077 | 0.3675 | 0.37018 | 0.37865 | 332.6131 | 301.6079 | 306.7941 | 264.1415 | 0.086538 | 0.10451 | 0.10551 | 0.10874 | 0.046455 | 0.043656 | 0.043283 | 0.043258 | 75.5941 | 85.7703 | 87.4403 | 75.8539 | 40.5797 | 35.8289 | 35.8716 | 30.1761
9 | 20 | 17 | 1996.7465 | 2060.9545 | 2115.9809 | 2118.9666 | 80 | 63 | 0 | 0 | 0 | 0 | 0 | 0 | 0 | 0 | 0 | 0 | 875.977 | 950.8682 | 1005.6468 | 1088.6905 | 0 | 0 | 0 | 0 | -3.486 | -8.7413 | -8.226 | -1.9787 | -3.595 | -0.60233 | -2.9933 | -1.4715 | 1047.8505 | 1056.4299 | 1121.5534 | 1033.7264 | 0.38859 | 0.37976 | 0.38475 | 0.37375 | 407.1846 | 401.1872 | 431.5182 | 386.3515 | 0.086791 | 0.10412 | 0.10576 | 0.10899 | 0.046653 | 0.043331 | 0.043873 | 0.04377 | 90.9442 | 109.9924 | 118.6099 | 112.6626 | 48.8852 | 45.7766 | 49.2054 | 45.2458
9 | 20 | 18 | 1994.5189 | 2068.6831 | 2135.002 | 2147.617 | 80 | 63 | 0 | 0 | 0 | 0 | 0 | 0 | 0 | 0 | 0 | 0 | 386.0011 | 403.8858 | 405.4489 | 444.7908 | 0 | 0 | 0 | 0 | -1.8672 | -12.0351 | -1.2982 | 0 | -0.70701 | 1.7648 | -3.498 | -1.3537 | 1531.092 | 1612.0676 | 1734.3492 | 1704.1798 | 0.39913 | 0.39052 | 0.39482 | 0.38967 | 611.1017 | 629.5527 | 684.7631 | 664.0729 | 0.087139 | 0.10517 | 0.10747 | 0.10982 | 0.046926 | 0.04467 | 0.045581 | 0.045131 | 133.4183 | 169.541 | 186.3945 | 187.1572 | 71.8475 | 72.0105 | 79.0541 | 76.9119
9 | 20 | 19 | 2136.8758 | 2226.4321 | 2308.7329 | 2331.5858 | 80 | 63 | 0 | 0 | 0 | 0 | 0 | 0 | 0 | 0 | 0 | 0 | 294.143 | 307.2133 | 307.0125 | 340.5338 | 0 | 0 | 0 | 0 | 5.6706 | 25.4448 | 51.6896 | 74.1025 | 1.8944 | 3.8489 | 9.3719 | 37.8619 | 1755.1679 | 1826.9251 | 1940.659 | 1879.0876 | 0.40014 | 0.39646 | 0.4013 | 0.39601 | 702.3059 | 724.3043 | 778.7861 | 744.139 | 0.087102 | 0.10515 | 0.10756 | 0.10991 | 0.046904 | 0.044715 | 0.045602 | 0.045167 | 152.8793 | 192.0922 | 208.7347 | 206.5332 | 82.3249 | 81.6913 | 88.4972 | 84.8722
9 | 20 | 20 | 2146.4798 | 2241.9618 | 2330.5425 | 2358.1085 | 80 | 63 | 0 | 0 | 0 | 0 | 0 | 0 | 0 | 0 | 0 | 0 | 346.4115 | 377.8776 | 378.1027 | 406.1277 | 0 | 0 | 0 | 0 | -3.0188 | 6.7469 | 7.1888 | 64.9038 | 3.2798 | 3.4215 | 12.4558 | 30.7156 | 1719.8073 | 1790.9158 | 1932.7953 | 1856.3614 | 0.39652 | 0.39181 | 0.39756 | 0.39343 | 681.9391 | 701.7058 | 768.3987 | 730.3526 | 0.087025 | 0.10507 | 0.10745 | 0.10982 | 0.046854 | 0.044645 | 0.045566 | 0.045103 | 149.6663 | 188.1673 | 207.6724 | 203.8622 | 80.5793 | 79.9546 | 88.0689 | 83.7276
9 | 20 | 21 | 2026.4284 | 2119.1963 | 2205.4046 | 2233.1484 | 80 | 63 | 0 | 0 | 0 | 0 | 0 | 0 | 0 | 0 | 0 | 0 | 363.5366 | 402.6862 | 400.4208 | 429.0985 | 0 | 0 | 0 | 0 | 0.72492 | 7.6159 | 12.5257 | 50.5792 | 4.1323 | 2.9288 | 4.3553 | 31.6941 | 1578.0345 | 1642.9653 | 1788.1027 | 1721.7765 | 0.39092 | 0.38892 | 0.39029 | 0.38929 | 616.8816 | 638.9813 | 697.8809 | 670.2645 | 0.086886 | 0.10478 | 0.10673 | 0.1096 | 0.046799 | 0.044233 | 0.04511 | 0.044922 | 137.1097 | 172.1494 | 190.8386 | 188.6989 | 73.8511 | 72.673 | 80.6616 | 77.3455
9 | 20 | 22 | 1865.7898 | 1955.4398 | 2039.512 | 2068.9323 | 80 | 63 | 0 | 0 | 0 | 0 | 0 | 0 | 0 | 0 | 0 | 0 | 377.2708 | 416.9889 | 413.7873 | 445.3869 | 0 | 0 | 0 | 0 | 3.2926 | 13.5684 | 28.9064 | 76.9048 | 2.2583 | 5.088 | 5.3003 | 21.6353 | 1402.968 | 1456.7946 | 1591.518 | 1525.0053 | 0.38531 | 0.3837 | 0.387 | 0.38422 | 540.5723 | 558.9714 | 615.9188 | 585.9341 | 0.086414 | 0.10425 | 0.10608 | 0.10929 | 0.046462 | 0.043836 | 0.04449 | 0.044276 | 121.2364 | 151.8715 | 168.8244 | 166.6649 | 65.1853 | 63.8605 | 70.8065 | 67.521
9 | 20 | 23 | 1689.1243 | 1771.0871 | 1847.972 | 1875.0989 | 80 | 63 | 0 | 0 | 0 | 0 | 0 | 0 | 0 | 0 | 0 | 0 | 383.8308 | 423.7559 | 420.8917 | 452.8518 | 0 | 0 | 0 | 0 | 9.8186 | 12.7545 | 29.5287 | 30.2799 | 4.7509 | 5.2256 | 8.1507 | 2.2545 | 1210.7241 | 1266.3511 | 1389.4008 | 1389.7127 | 0.37862 | 0.38317 | 0.38456 | 0.38119 | 458.4098 | 485.2334 | 534.307 | 529.7494 | 0.086119 | 0.10384 | 0.10584 | 0.109 | 0.046274 | 0.043543 | 0.044131 | 0.04397 | 104.2658 | 131.4924 | 147.0572 | 151.4725 | 56.0248 | 55.1408 | 61.3152 | 61.1059
9 | 20 | 24 | 1575.8436 | 1646.2074 | 1710.7601 | 1729.6523 | 80 | 63 | 0 | 0 | 0 | 0 | 0 | 0 | 0 | 0 | 0 | 0 | 362.2556 | 403.0183 | 399.9085 | 428.365 | 0 | 0 | 0 | 0 | 14.5803 | 41.0491 | 46.1828 | 11.082 | 4.8789 | 5.8429 | 14.5478 | 1.2937 | 1114.1288 | 1133.2972 | 1250.121 | 1288.9116 | 0.37097 | 0.3792 | 0.38104 | 0.37743 | 413.3067 | 429.7487 | 476.3505 | 486.4746 | 0.086241 | 0.10379 | 0.10559 | 0.10885 | 0.0462 | 0.043393 | 0.043821 | 0.043654 | 96.0832 | 117.6268 | 131.9953 | 140.2973 | 51.4723 | 49.177 | 54.782 | 56.2662
9 | 21 | 1 | 1503.4655 | 1563.4055 | 1616.4845 | 1626.8476 | 80 | 63 | 0 | 0 | 0 | 0 | 0 | 0 | 0 | 0 | 0 | 0 | 359.1038 | 405.3739 | 403.1052 | 426.1315 | 0 | 0 | 0 | 0 | -2.6879 | 58.3744 | 22.1022 | 13.5432 | 0 | 16.9339 | 10.1712 | 1.354 | 1067.0497 | 1019.7232 | 1181.1059 | 1185.8189 | 0.37067 | 0.37067 | 0.37608 | 0.37093 | 395.5276 | 377.9799 | 444.1915 | 439.8546 | 0.086259 | 0.10379 | 0.10553 | 0.1088 | 0.046172 | 0.043292 | 0.043731 | 0.04351 | 92.0424 | 105.8366 | 124.6376 | 129.0117 | 49.2674 | 44.146 | 51.6505 | 51.595
9 | 21 | 2 | 1465.5005 | 1516.1865 | 1559.1565 | 1561.8106 | 80 | 63 | 0 | 0 | 0 | 0 | 0 | 0 | 0 | 0 | 0 | 0 | 352.217 | 402.2075 | 400.9612 | 418.9659 | 0 | 0 | 0 | 0 | -2.0734 | 55.5376 | 21.5478 | 0.97392 | -0.28152 | 2.4412 | 0 | 0 | 1035.6385 | 993.0003 | 1136.6476 | 1141.8707 | 0.36983 | 0.36895 | 0.37442 | 0.36801 | 383.0084 | 366.3642 | 425.58 | 420.2222 | 0.086377 | 0.10364 | 0.10534 | 0.10863 | 0.04618 | 0.042986 | 0.043509 | 0.043199 | 89.4554 | 102.9114 | 119.7365 | 124.0365 | 47.8254 | 42.6852 | 49.4546 | 49.3279
9 | 21 | 3 | 1449.3128 | 1492.644 | 1527.5062 | 1523.7282 | 80 | 63 | 0 | 0 | 0 | 0 | 0 | 0 | 0 | 0 | 0 | 0 | 327.4521 | 374.7481 | 374.0318 | 389.4832 | 0 | 0 | 0 | 0 | -3.9259 | 36.653 | 19.8316 | -5.2343 | -1.1918 | 11.2565 | 2.7372 | 0 | 1046.9785 | 1006.9864 | 1130.9056 | 1139.4793 | 0.37068 | 0.36878 | 0.37239 | 0.3659 | 388.0904 | 371.3607 | 421.1388 | 416.9352 | 0.086318 | 0.10364 | 0.10532 | 0.10863 | 0.046163 | 0.043005 | 0.04349 | 0.043173 | 90.3735 | 104.3688 | 119.1086 | 123.7865 | 48.3314 | 43.3054 | 49.1826 | 49.1948
9 | 21 | 4 | 1477.7467 | 1515.2225 | 1543.1483 | 1532.7927 | 80 | 63 | 0 | 0 | 0 | 0 | 0 | 0 | 0 | 0 | 0 | 0 | 299.8498 | 341.7446 | 341.0552 | 356.3769 | 0 | 0 | 0 | 0 | -1.8907 | 6.4241 | 17.2789 | 0 | 0 | 2.1566 | 12.7991 | 2.3245 | 1099.7877 | 1101.8972 | 1172.0151 | 1174.0913 | 0.3692 | 0.37208 | 0.37262 | 0.36651 | 406.0463 | 409.989 | 436.7134 | 430.3106 | 0.086193 | 0.10362 | 0.10531 | 0.10863 | 0.046124 | 0.043067 | 0.043562 | 0.043193 | 94.7939 | 114.1766 | 123.4304 | 127.5407 | 50.7267 | 47.4559 | 51.0559 | 50.7124
9 | 21 | 5 | 1575.4829 | 1608.5776 | 1630.5775 | 1612.9281 | 80 | 63 | 0 | 0 | 0 | 0 | 0 | 0 | 0 | 0 | 0 | 0 | 231.4472 | 258.3784 | 258.1207 | 273.3255 | 0 | 0 | 0 | 0 | -1.2433 | 40.7123 | 7.107 | -26.4375 | 1.4563 | 4.6432 | 9.4288 | 9.4746 | 1263.8226 | 1241.8436 | 1355.921 | 1356.5654 | 0.36849 | 0.37169 | 0.3739 | 0.36618 | 465.7054 | 461.5747 | 506.9755 | 496.7405 | 0.086065 | 0.1036 | 0.10532 | 0.10862 | 0.046124 | 0.043219 | 0.043708 | 0.043342 | 108.7703 | 128.6533 | 142.8002 | 147.354 | 58.2928 | 53.6712 | 59.2646 | 58.7965
9 | 21 | 6 | 1757.136 | 1792.8496 | 1816.3319 | 1796.124 | 80 | 63 | 0 | 0 | 0 | 0 | 0 | 0 | 0 | 0 | 0 | 0 | 138.0062 | 132.2938 | 135.7376 | 149.6575 | 0 | 0 | 0 | 0 | -0.88368 | 7.6805 | 38.0889 | -28.8 | 7.8999 | 9.5384 | 7.4423 | 14.5738 | 1532.1136 | 1580.337 | 1635.0632 | 1660.6928 | 0.37162 | 0.37651 | 0.37574 | 0.37098 | 569.3642 | 595.0139 | 614.3539 | 616.084 | 0.086229 | 0.10361 | 0.10528 | 0.10864 | 0.046252 | 0.043435 | 0.043955 | 0.043469 | 132.1123 | 163.7339 | 172.1445 | 180.4145 | 70.8634 | 68.6416 | 71.8697 | 72.1893
9 | 21 | 7 | 1845.5901 | 1879.5371 | 1901.0451 | 1878.2023 | 80 | 63 | 0 | 0 | 0 | 0 | 0 | 0 | 0 | 0 | 0 | 0 | 451.0924 | 433.871 | 441.6068 | 456.9418 | 0 | 0 | 0 | 0 | -5.2106 | -22.3216 | -18.4411 | -3.8599 | -1.1761 | -0.61739 | -5.5478 | -5.4702 | 1320.8844 | 1405.6051 | 1483.4273 | 1430.5905 | 0.37194 | 0.38123 | 0.37528 | 0.36663 | 491.2858 | 535.8616 | 556.7061 | 524.4908 | 0.086679 | 0.10387 | 0.1053 | 0.10876 | 0.046651 | 0.043023 | 0.042913 | 0.042979 | 114.4935 | 145.9961 | 156.2107 | 155.5855 | 61.6204 | 60.4727 | 63.659 | 61.485
9 | 21 | 8 | 1922.8302 | 1959.2857 | 1984.6112 | 1965.3304 | 80 | 63 | 0 | 0 | 0 | 0 | 0 | 0 | 0 | 0 | 0 | 0 | 716.1181 | 738.3245 | 783.5319 | 830.2853 | 0 | 0 | 0 | 0 | -3.0387 | -48.4672 | -35.5834 | -3.9518 | -5.435 | -5.4835 | -5.6518 | -7.423 | 1135.1859 | 1211.9119 | 1242.3145 | 1146.42 | 0.36962 | 0.37552 | 0.37235 | 0.38036 | 419.5925 | 455.1005 | 462.5731 | 436.057 | 0.087929 | 0.10498 | 0.10641 | 0.11048 | 0.047816 | 0.045806 | 0.04479 | 0.047676 | 99.816 | 127.2246 | 132.1916 | 126.6553 | 54.28 | 55.5122 | 55.6427 | 54.6568
9 | 21 | 9 | 1981.7541 | 2022.6961 | 2054.1878 | 2040.7981 | 80 | 63 | 0 | 0 | 0 | 0 | 0 | 0 | 0 | 0 | 0 | 0 | 812.0253 | 869.1268 | 952.6186 | 1036.8283 | 0 | 0 | 0 | 0 | -4.2214 | -73.4622 | -58.3556 | -43.5997 | -5.0616 | -12.2845 | -11.0482 | -20.8813 | 1099.0118 | 1176.316 | 1170.973 | 1068.4509 | 0.37229 | 0.38397 | 0.38397 | 0.17588 | 409.1522 | 451.6755 | 449.6241 | 187.914 | 0.088743 | 0.10545 | 0.10698 | 0.1107 | 0.048969 | 0.046451 | 0.046789 | 0.050406 | 97.5298 | 124.0441 | 125.2743 | 118.2819 | 53.8173 | 54.6416 | 54.7892 | 53.8558
9 | 21 | 10 | 2066.9429 | 2111.9206 | 2146.9891 | 2134.4871 | 80 | 63 | 0 | 0 | 0 | 0 | 0 | 0 | 0 | 0 | 0 | 0 | 1099.8077 | 1191.2519 | 1315.2552 | 1435.2489 | 0 | 0 | 0 | 0 | -2.6278 | -97.7669 | -94.1474 | -87.5427 | -7.4005 | -26.8454 | -24.718 | -39.2607 | 897.1635 | 982.281 | 950.5993 | 826.0416 | 0.37171 | 0.38397 | 0.38397 | 0.17588 | 333.4868 | 377.171 | 365.0061 | 145.2802 | 0.088964 | 0.10546 | 0.10707 | 0.11064 | 0.049385 | 0.0466 | 0.047417 | 0.050709 | 79.8151 | 103.5895 | 101.779 | 91.394 | 44.3062 | 45.7741 | 45.0743 | 41.8878
9 | 21 | 11 | 2126.5128 | 2173.9669 | 2210.095 | 2195.7144 | 80 | 63 | 0 | 0 | 0 | 0 | 0 | 0 | 0 | 0 | 0 | 0 | 1231.2544 | 1341.3762 | 1489.6327 | 1623.1146 | 0 | 0 | 0 | 0 | -1.6874 | -61.9535 | -73.6715 | -86.4 | -5.8167 | -22.3128 | -23.9156 | -37.2219 | 822.7626 | 853.8571 | 818.0493 | 696.2216 | 0.37104 | 0.38397 | 0.38397 | 0.17588 | 305.2767 | 327.8594 | 314.1103 | 122.4481 | 0.089005 | 0.10534 | 0.10704 | 0.11062 | 0.049395 | 0.04648 | 0.047408 | 0.050616 | 73.2298 | 89.9411 | 87.5655 | 77.0176 | 40.6404 | 39.6876 | 38.7823 | 35.2397
9 | 21 | 12 | 2123.6549 | 2170.9098 | 2205.9704 | 2189.6891 | 80 | 63 | 0 | 0 | 0 | 0 | 0 | 0 | 0 | 0 | 0 | 0 | 1232.6452 | 1356.3302 | 1519.3986 | 1662.9945 | 0 | 0 | 0 | 0 | -1.6344 | -43.5738 | -50.0507 | -80.0606 | -2.1677 | -22.1274 | -23.8597 | -24.4828 | 814.8117 | 817.2807 | 760.4823 | 631.238 | 0.37287 | 0.38397 | 0.38397 | 0.17588 | 303.8168 | 313.815 | 292.006 | 111.0191 | 0.089101 | 0.10536 | 0.10693 | 0.11064 | 0.050768 | 0.046215 | 0.0471 | 0.050445 | 72.6006 | 86.1072 | 81.3152 | 69.8387 | 41.366 | 37.7704 | 35.8184 | 31.8426
9 | 21 | 13 | 2139.5001 | 2189.017 | 2226.1371 | 2210.81 | 80 | 63 | 0 | 0 | 0 | 0 | 0 | 0 | 0 | 0 | 0 | 0 | 1070.9345 | 1161.6308 | 1300.8044 | 1430.1979 | 0 | 0 | 0 | 0 | -3.5146 | -41.0381 | -46.8255 | -74.6685 | -2.6676 | -4.4937 | -11.5148 | -25.2206 | 994.7479 | 1009.9179 | 983.673 | 880.5012 | 0.37446 | 0.38065 | 0.38397 | 0.16813 | 372.4895 | 384.4298 | 377.7056 | 148.0389 | 0.087862 | 0.10516 | 0.10669 | 0.11042 | 0.047982 | 0.04558 | 0.046007 | 0.049124 | 87.4002 | 106.2029 | 104.9529 | 97.2284 | 47.7304 | 46.0318 | 45.2559 | 43.2537
9 | 21 | 14 | 2132.3934 | 2182.916 | 2221.3441 | 2207.4056 | 80 | 63 | 0 | 0 | 0 | 0 | 0 | 0 | 0 | 0 | 0 | 0 | 1206.5439 | 1271.328 | 1391.3517 | 1512.7469 | 0 | 0 | 0 | 0 | -2.7561 | -17.6256 | -39.2656 | -14.3077 | -3.4763 | -2.5165 | -8 | -23.9669 | 852.0819 | 868.73 | 877.258 | 732.9332 | 0.37539 | 0.37471 | 0.37695 | 0.16849 | 319.8594 | 325.5248 | 330.6791 | 123.4927 | 0.087336 | 0.10504 | 0.10642 | 0.11027 | 0.047207 | 0.046008 | 0.04497 | 0.047187 | 74.4175 | 91.2511 | 93.3549 | 80.8179 | 40.2242 | 39.9684 | 39.4499 | 34.5848
9 | 21 | 15 | 2106.89 | 2158.2627 | 2197.7737 | 2185.1793 | 80 | 63 | 0 | 0 | 0 | 0 | 0 | 0 | 0 | 0 | 0 | 0 | 1103.9863 | 1137.4812 | 1241.8129 | 1345.8739 | 0 | 0 | 0 | 0 | -3.8872 | -4.2453 | -2.931 | -7.379 | -0.29175 | -2.3979 | -3.5888 | -7.6292 | 927.0826 | 964.4246 | 962.4806 | 854.3137 | 0.37558 | 0.37413 | 0.37546 | 0.16764 | 348.1909 | 360.8218 | 361.3742 | 143.2134 | 0.086647 | 0.10488 | 0.10582 | 0.10932 | 0.046537 | 0.044496 | 0.043815 | 0.044308 | 80.329 | 101.145 | 101.8513 | 93.3915 | 43.1439 | 42.9133 | 42.1711 | 37.8526
9 | 21 | 16 | 2079.9897 | 2138.361 | 2186.0948 | 2181.1376 | 80 | 63 | 0 | 0 | 0 | 0 | 0 | 0 | 0 | 0 | 0 | 0 | 955.4243 | 969.5408 | 1069.3709 | 1158.9399 | 0 | 0 | 0 | 0 | -2.8415 | -7.3635 | -6.7779 | 0.58192 | -2.9131 | 0.3282 | -1.5359 | -2.0737 | 1050.32 | 1112.8555 | 1125.0376 | 1023.6896 | 0.38077 | 0.3675 | 0.37018 | 0.37865 | 399.9271 | 408.9717 | 416.4661 | 387.6227 | 0.086538 | 0.10451 | 0.10551 | 0.10874 | 0.046455 | 0.043656 | 0.043283 | 0.043258 | 90.8928 | 116.3021 | 118.6982 | 111.3142 | 48.7922 | 48.5829 | 48.6948 | 44.2829
9 | 21 | 17 | 2029.9094 | 2096.0604 | 2152.975 | 2156.8197 | 80 | 63 | 0 | 0 | 0 | 0 | 0 | 0 | 0 | 0 | 0 | 0 | 838.9598 | 830.2434 | 899.6898 | 963.2958 | 0 | 0 | 0 | 0 | -3.486 | -8.7413 | -8.226 | -1.9787 | -3.595 | -0.60233 | -2.9933 | -1.4715 | 1118.0306 | 1212.1606 | 1264.5045 | 1196.9742 | 0.38859 | 0.37976 | 0.38475 | 0.37375 | 434.4559 | 460.3271 | 486.5187 | 447.3648 | 0.086791 | 0.10412 | 0.10576 | 0.10899 | 0.046653 | 0.043331 | 0.043873 | 0.04377 | 97.0352 | 126.2066 | 133.7277 | 130.4545 | 52.1593 | 52.5247 | 55.477 | 52.3911
9 | 21 | 18 | 2046.2223 | 2123.4157 | 2192.6785 | 2206.6327 | 80 | 63 | 0 | 0 | 0 | 0 | 0 | 0 | 0 | 0 | 0 | 0 | 508.3071 | 492.9342 | 520.865 | 559.4549 | 0 | 0 | 0 | 0 | -1.8672 | -12.0351 | -1.2982 | 0 | -0.70701 | 1.7648 | -3.498 | -1.3537 | 1460.4894 | 1577.7517 | 1676.6096 | 1648.5315 | 0.39913 | 0.39052 | 0.39482 | 0.38967 | 582.9222 | 616.1515 | 661.9662 | 642.3882 | 0.087139 | 0.10517 | 0.10747 | 0.10982 | 0.046926 | 0.04467 | 0.045581 | 0.045131 | 127.266 | 165.932 | 180.1891 | 181.0458 | 68.5345 | 70.4776 | 76.4222 | 74.4005
9 | 21 | 19 | 2129.7395 | 2218.8777 | 2300.7722 | 2323.4402 | 80 | 63 | 0 | 0 | 0 | 0 | 0 | 0 | 0 | 0 | 0 | 0 | 403.2996 | 396.7767 | 420.0198 | 449.2337 | 0 | 0 | 0 | 0 | 5.6706 | 25.4448 | 51.6896 | 74.1025 | 1.8944 | 3.8489 | 9.3719 | 37.8619 | 1638.8749 | 1729.8072 | 1819.691 | 1762.242 | 0.40014 | 0.39646 | 0.4013 | 0.39601 | 655.7729 | 685.8009 | 730.2417 | 697.8669 | 0.087102 | 0.10515 | 0.10756 | 0.10991 | 0.046904 | 0.044715 | 0.045602 | 0.045167 | 142.7499 | 181.8808 | 195.7236 | 193.6906 | 76.8702 | 77.3486 | 82.9809 | 79.5947
9 | 21 | 20 | 2091.8378 | 2184.1187 | 2269.5881 | 2295.7386 | 80 | 63 | 0 | 0 | 0 | 0 | 0 | 0 | 0 | 0 | 0 | 0 | 400.4522 | 397.4001 | 418.0781 | 448.0965 | 0 | 0 | 0 | 0 | -3.0188 | 6.7469 | 7.1888 | 64.9038 | 3.2798 | 3.4215 | 12.4558 | 30.7156 | 1611.1246 | 1713.5502 | 1831.8654 | 1752.0228 | 0.39652 | 0.39181 | 0.39756 | 0.39343 | 638.8442 | 671.3929 | 728.2732 | 689.3025 | 0.087025 | 0.10507 | 0.10745 | 0.10982 | 0.046854 | 0.044645 | 0.045566 | 0.045103 | 140.2081 | 180.0387 | 196.8278 | 192.404 | 75.4871 | 76.5007 | 83.47 | 79.0216
9 | 21 | 21 | 2002.7805 | 2094.163 | 2179.0248 | 2206.156 | 80 | 63 | 0 | 0 | 0 | 0 | 0 | 0 | 0 | 0 | 0 | 0 | 452.2652 | 449.1811 | 472.4028 | 506.4754 | 0 | 0 | 0 | 0 | 0.72492 | 7.6159 | 12.5257 | 50.5792 | 4.1323 | 2.9288 | 4.3553 | 31.6941 | 1465.6581 | 1571.4372 | 1689.7409 | 1617.4074 | 0.39092 | 0.38892 | 0.39029 | 0.38929 | 572.9516 | 611.1626 | 659.4912 | 629.635 | 0.086886 | 0.10478 | 0.10673 | 0.1096 | 0.046799 | 0.044233 | 0.04511 | 0.044922 | 127.3458 | 164.6547 | 180.3408 | 177.2605 | 68.592 | 69.5091 | 76.2245 | 72.6571
9 | 21 | 22 | 1863.481 | 1952.9958 | 2036.9365 | 2066.297 | 80 | 63 | 0 | 0 | 0 | 0 | 0 | 0 | 0 | 0 | 0 | 0 | 479.7009 | 474.6742 | 498.6624 | 536.8709 | 0 | 0 | 0 | 0 | 3.2926 | 13.5684 | 28.9064 | 76.9048 | 2.2583 | 5.088 | 5.3003 | 21.6353 | 1298.2291 | 1396.6651 | 1504.0674 | 1430.8859 | 0.38531 | 0.3837 | 0.387 | 0.38422 | 500.2157 | 535.8998 | 582.0753 | 549.7718 | 0.086414 | 0.10425 | 0.10608 | 0.10929 | 0.046462 | 0.043836 | 0.04449 | 0.044276 | 112.1855 | 145.603 | 159.5479 | 156.3788 | 60.3189 | 61.2247 | 66.9158 | 63.3538
9 | 21 | 23 | 1714.0315 | 1797.4535 | 1875.7566 | 1903.5287 | 80 | 63 | 0 | 0 | 0 | 0 | 0 | 0 | 0 | 0 | 0 | 0 | 500.7376 | 498.3539 | 520.3171 | 562.6328 | 0 | 0 | 0 | 0 | 9.8186 | 12.7545 | 29.5287 | 30.2799 | 4.7509 | 5.2256 | 8.1507 | 2.2545 | 1118.7245 | 1218.1196 | 1317.76 | 1308.3615 | 0.37862 | 0.38317 | 0.38456 | 0.38119 | 423.5765 | 466.7523 | 506.7568 | 498.7389 | 0.086119 | 0.10384 | 0.10584 | 0.109 | 0.046274 | 0.043543 | 0.044131 | 0.04397 | 96.3429 | 126.4842 | 139.4746 | 142.6056 | 51.7677 | 53.0406 | 58.1536 | 57.5289
9 | 21 | 24 | 1595.5035 | 1667.0191 | 1732.6912 | 1752.0927 | 80 | 63 | 0 | 0 | 0 | 0 | 0 | 0 | 0 | 0 | 0 | 0 | 509.7402 | 520.8047 | 535.2691 | 580.5139 | 0 | 0 | 0 | 0 | 14.5803 | 41.0491 | 46.1828 | 11.082 | 4.8789 | 5.8429 | 14.5478 | 1.2937 | 986.304 | 1036.3225 | 1136.6915 | 1159.2031 | 0.37097 | 0.3792 | 0.38104 | 0.37743 | 365.8878 | 392.9757 | 433.129 | 437.5187 | 0.086241 | 0.10379 | 0.10559 | 0.10885 | 0.0462 | 0.043393 | 0.043821 | 0.043654 | 85.0595 | 107.5616 | 120.0187 | 126.1786 | 45.5668 | 44.969 | 49.8113 | 50.6039
9 | 22 | 1 | 1513.7503 | 1574.2927 | 1627.9573 | 1638.5869 | 80 | 63 | 0 | 0 | 0 | 0 | 0 | 0 | 0 | 0 | 0 | 0 | 500.5899 | 525.0731 | 534.7187 | 576.4839 | 0 | 0 | 0 | 0 | -2.6879 | 58.3744 | 22.1022 | 13.5432 | 0 | 16.9339 | 10.1712 | 1.354 | 935.8483 | 910.9113 | 1060.9652 | 1047.2058 | 0.37067 | 0.37067 | 0.37608 | 0.37093 | 346.8946 | 337.6467 | 399.0089 | 388.439 | 0.086259 | 0.10379 | 0.10553 | 0.1088 | 0.046172 | 0.043292 | 0.043731 | 0.04351 | 80.7251 | 94.543 | 111.9596 | 113.9312 | 43.2096 | 39.4353 | 46.3967 | 45.5639
9 | 22 | 2 | 1462.2822 | 1512.7796 | 1555.5664 | 1558.1371 | 80 | 63 | 0 | 0 | 0 | 0 | 0 | 0 | 0 | 0 | 0 | 0 | 416.9627 | 438.3314 | 444.1875 | 481.2267 | 0 | 0 | 0 | 0 | -2.0734 | 55.5376 | 21.5478 | 0.97392 | -0.28152 | 2.4412 | 0 | 0 | 967.6744 | 953.4695 | 1089.8311 | 1075.9364 | 0.36983 | 0.36895 | 0.37442 | 0.36801 | 357.8733 | 351.7794 | 408.0511 | 395.9576 | 0.086377 | 0.10364 | 0.10534 | 0.10863 | 0.04618 | 0.042986 | 0.043509 | 0.043199 | 83.5849 | 98.8146 | 114.8048 | 116.8743 | 44.6869 | 40.986 | 47.4177 | 46.4796
9 | 22 | 3 | 1430.0028 | 1472.2026 | 1505.9653 | 1501.6872 | 80 | 63 | 0 | 0 | 0 | 0 | 0 | 0 | 0 | 0 | 0 | 0 | 335.4122 | 347.6056 | 350.2803 | 386.3014 | 0 | 0 | 0 | 0 | -3.9259 | 36.653 | 19.8316 | -5.2343 | -1.1918 | 11.2565 | 2.7372 | 0 | 1019.7083 | 1013.6875 | 1133.1162 | 1120.6201 | 0.37068 | 0.36878 | 0.37239 | 0.3659 | 377.982 | 373.832 | 421.962 | 410.0346 | 0.086318 | 0.10364 | 0.10532 | 0.10863 | 0.046163 | 0.043005 | 0.04349 | 0.043173 | 88.0195 | 105.0634 | 119.3414 | 121.7377 | 47.0725 | 43.5936 | 49.2787 | 48.3806
9 | 22 | 4 | 1431.7804 | 1466.5632 | 1491.8716 | 1480.3254 | 80 | 63 | 0 | 0 | 0 | 0 | 0 | 0 | 0 | 0 | 0 | 0 | 289.1148 | 299.1179 | 298.1721 | 334.2598 | 0 | 0 | 0 | 0 | -1.8907 | 6.4241 | 17.2789 | 0 | 0 | 2.1566 | 12.7991 | 2.3245 | 1064.5562 | 1095.8645 | 1163.6215 | 1143.7411 | 0.3692 | 0.37208 | 0.37262 | 0.36651 | 393.0387 | 407.7444 | 433.5858 | 419.187 | 0.086193 | 0.10362 | 0.10531 | 0.10863 | 0.046124 | 0.043067 | 0.043562 | 0.043193 | 91.7572 | 113.5515 | 122.5464 | 124.2438 | 49.1017 | 47.1961 | 50.6902 | 49.4015
9 | 22 | 5 | 1469.6273 | 1496.5203 | 1512.4928 | 1492.1015 | 80 | 63 | 0 | 0 | 0 | 0 | 0 | 0 | 0 | 0 | 0 | 0 | 262.5481 | 279.2578 | 275.9161 | 307.1263 | 0 | 0 | 0 | 0 | -1.2433 | 40.7123 | 7.107 | -26.4375 | 1.4563 | 4.6432 | 9.4288 | 9.4746 | 1126.8662 | 1108.907 | 1220.0409 | 1201.9381 | 0.36849 | 0.37169 | 0.3739 | 0.36618 | 415.2384 | 412.1642 | 456.1703 | 440.1198 | 0.086065 | 0.1036 | 0.10532 | 0.10862 | 0.046124 | 0.043219 | 0.043708 | 0.043342 | 96.9832 | 114.8813 | 128.4899 | 130.558 | 51.9758 | 47.9258 | 53.3256 | 52.0946
9 | 22 | 6 | 1523.0363 | 1545.035 | 1555.1876 | 1528.916 | 80 | 63 | 0 | 0 | 0 | 0 | 0 | 0 | 0 | 0 | 0 | 0 | 252.6314 | 266.1405 | 262.7176 | 291.3714 | 0 | 0 | 0 | 0 | -0.88368 | 7.6805 | 38.0889 | -28.8 | 7.8999 | 9.5384 | 7.4423 | 14.5738 | 1183.3887 | 1198.6757 | 1246.9388 | 1251.7708 | 0.37162 | 0.37651 | 0.37574 | 0.37098 | 439.771 | 451.3143 | 468.5212 | 464.382 | 0.086229 | 0.10361 | 0.10528 | 0.10864 | 0.046252 | 0.043435 | 0.043955 | 0.043469 | 102.0422 | 124.1911 | 131.2816 | 135.99 | 54.7342 | 52.0642 | 54.8096 | 54.4137
9 | 22 | 7 | 1579.3769 | 1597.7276 | 1604.0774 | 1574.339 | 80 | 63 | 0 | 0 | 0 | 0 | 0 | 0 | 0 | 0 | 0 | 0 | 529.1812 | 541.5695 | 542.4625 | 572.945 | 0 | 0 | 0 | 0 | -5.2106 | -22.3216 | -18.4411 | -3.8599 | -1.1761 | -0.61739 | -5.5478 | -5.4702 | 976.5825 | 1016.0971 | 1085.6038 | 1010.7241 | 0.37194 | 0.38123 | 0.37528 | 0.36663 | 363.2272 | 387.3687 | 407.4094 | 370.5571 | 0.086679 | 0.10387 | 0.1053 | 0.10876 | 0.046651 | 0.043023 | 0.042913 | 0.042979 | 84.6496 | 105.539 | 114.3183 | 109.9224 | 45.5584 | 43.7151 | 46.587 | 43.4397
9 | 22 | 8 | 1691.3892 | 1714.2855 | 1726.4327 | 1701.1571 | 80 | 63 | 0 | 0 | 0 | 0 | 0 | 0 | 0 | 0 | 0 | 0 | 840.4324 | 892.0403 | 933.5671 | 1004.0606 | 0 | 0 | 0 | 0 | -3.0387 | -48.4672 | -35.5834 | -3.9518 | -5.435 | -5.4835 | -5.6518 | -7.423 | 779.4305 | 813.1959 | 834.1008 | 708.4712 | 0.36962 | 0.37552 | 0.37235 | 0.38036 | 288.0966 | 305.3736 | 310.5756 | 269.477 | 0.087929 | 0.10498 | 0.10641 | 0.11048 | 0.047816 | 0.045806 | 0.04479 | 0.047676 | 68.5347 | 85.368 | 88.7546 | 78.2712 | 37.2692 | 37.2489 | 37.359 | 33.7772
9 | 22 | 9 | 1799.6377 | 1829.9103 | 1851.0322 | 1832.9253 | 80 | 63 | 0 | 0 | 0 | 0 | 0 | 0 | 0 | 0 | 0 | 0 | 1121.0501 | 1220.4219 | 1296.7757 | 1406.1422 | 0 | 0 | 0 | 0 | -4.2214 | -73.4622 | -58.3556 | -43.5997 | -5.0616 | -12.2845 | -11.0482 | -20.8813 | 607.8706 | 632.2351 | 623.6603 | 491.2641 | 0.37229 | 0.38397 | 0.38397 | 0.17588 | 226.3047 | 242.7622 | 239.4698 | 86.4012 | 0.088743 | 0.10545 | 0.10698 | 0.1107 | 0.048969 | 0.046451 | 0.046789 | 0.050406 | 53.9444 | 66.67 | 66.7211 | 54.3849 | 29.7667 | 29.3682 | 29.1807 | 24.7624
9 | 22 | 10 | 1860.8288 | 1893.7312 | 1917.0635 | 1899.2227 | 80 | 63 | 0 | 0 | 0 | 0 | 0 | 0 | 0 | 0 | 0 | 0 | 1412.9035 | 1550.3456 | 1658.9791 | 1794.6999 | 0 | 0 | 0 | 0 | -2.6278 | -97.7669 | -94.1474 | -87.5427 | -7.4005 | -26.8454 | -24.718 | -39.2607 | 377.9537 | 404.9978 | 376.9498 | 231.3261 | 0.37171 | 0.38397 | 0.38397 | 0.17588 | 140.4901 | 155.5089 | 144.7392 | 40.6845 | 0.088964 | 0.10546 | 0.10707 | 0.11064 | 0.049385 | 0.0466 | 0.047417 | 0.050709 | 33.6242 | 42.7103 | 40.3594 | 25.5941 | 18.6651 | 18.8728 | 17.8737 | 11.7303
9 | 22 | 11 | 1871.7737 | 1904.3038 | 1925.9269 | 1904.948 | 80 | 63 | 0 | 0 | 0 | 0 | 0 | 0 | 0 | 0 | 0 | 0 | 1397.2615 | 1543.5345 | 1665.8004 | 1808.0733 | 0 | 0 | 0 | 0 | -1.6874 | -61.9535 | -73.6715 | -86.4 | -5.8167 | -22.3128 | -23.9156 | -37.2219 | 402.0164 | 382.0356 | 357.7136 | 220.4965 | 0.37104 | 0.38397 | 0.38397 | 0.17588 | 149.1636 | 146.692 | 137.353 | 38.7799 | 0.089005 | 0.10534 | 0.10704 | 0.11062 | 0.049395 | 0.04648 | 0.047408 | 0.050616 | 35.7814 | 40.2417 | 38.2903 | 24.3918 | 19.8576 | 17.7572 | 16.9586 | 11.1606
9 | 22 | 12 | 1854.1534 | 1885.6193 | 1905.3345 | 1882.0725 | 80 | 63 | 0 | 0 | 0 | 0 | 0 | 0 | 0 | 0 | 0 | 0 | 1472.0337 | 1608.8983 | 1726.5951 | 1865.67 | 0 | 0 | 0 | 0 | -1.6344 | -43.5738 | -50.0507 | -80.0606 | -2.1677 | -22.1274 | -23.8597 | -24.4828 | 305.9217 | 279.4222 | 252.6499 | 120.9459 | 0.37287 | 0.38397 | 0.38397 | 0.17588 | 114.0682 | 107.291 | 97.0112 | 21.2714 | 0.089101 | 0.10536 | 0.10693 | 0.11064 | 0.050768 | 0.046215 | 0.0471 | 0.050445 | 27.258 | 29.4394 | 27.0148 | 13.3812 | 15.5309 | 12.9134 | 11.8997 | 6.1011
9 | 22 | 13 | 1821.3735 | 1852.2528 | 1871.2587 | 1847.6914 | 80 | 63 | 0 | 0 | 0 | 0 | 0 | 0 | 0 | 0 | 0 | 0 | 1297.3502 | 1426.407 | 1537.7811 | 1673.8776 | 0 | 0 | 0 | 0 | -3.5146 | -41.0381 | -46.8255 | -74.6685 | -2.6676 | -4.4937 | -11.5148 | -25.2206 | 450.2056 | 408.3775 | 391.8179 | 273.703 | 0.37446 | 0.38065 | 0.38397 | 0.16813 | 168.5823 | 155.4507 | 150.4482 | 46.0178 | 0.087862 | 0.10516 | 0.10669 | 0.11042 | 0.047982 | 0.04558 | 0.046007 | 0.049124 | 39.5558 | 42.945 | 41.805 | 30.2234 | 21.6019 | 18.6137 | 18.0264 | 13.4454
9 | 22 | 14 | 1779.7746 | 1809.6388 | 1827.9887 | 1804.9166 | 80 | 63 | 0 | 0 | 0 | 0 | 0 | 0 | 0 | 0 | 0 | 0 | 1424.6194 | 1530.7793 | 1636.213 | 1765.129 | 0 | 0 | 0 | 0 | -2.7561 | -17.6256 | -39.2656 | -14.3077 | -3.4763 | -2.5165 | -8 | -23.9669 | 281.3877 | 236.0016 | 239.0413 | 78.0621 | 0.37539 | 0.37471 | 0.37695 | 0.16849 | 105.6289 | 88.4329 | 90.1057 | 13.1528 | 0.087336 | 0.10504 | 0.10642 | 0.11027 | 0.047207 | 0.046008 | 0.04497 | 0.047187 | 24.5753 | 24.7895 | 25.438 | 8.6076 | 13.2835 | 10.8579 | 10.7496 | 3.6835
9 | 22 | 15 | 1741.6777 | 1771.6542 | 1790.3699 | 1768.3157 | 80 | 63 | 0 | 0 | 0 | 0 | 0 | 0 | 0 | 0 | 0 | 0 | 1506.4169 | 1599.4431 | 1709.9794 | 1841.3702 | 0 | 0 | 0 | 0 | -3.8872 | -4.2453 | -2.931 | -7.379 | -0.29175 | -2.3979 | -3.5888 | -7.6292 | 159.4398 | 115.8542 | 86.9102 | -58.0463 | 0.37558 | 0.37413 | 0.37546 | 0.16764 | 59.8819 | 43.3447 | 32.6314 | -9.7306 | 0.086647 | 0.10488 | 0.10582 | 0.10932 | 0.046537 | 0.044496 | 0.043815 | 0.044308 | 13.815 | 12.1503 | 9.197 | -6.3455 | 7.4199 | 5.1551 | 3.808 | -2.5719
9 | 22 | 16 | 1732.5482 | 1770.5645 | 1798.5148 | 1784.5582 | 80 | 63 | 0 | 0 | 0 | 0 | 0 | 0 | 0 | 0 | 0 | 0 | 1390.5026 | 1462.8488 | 1566.2448 | 1694.7922 | 0 | 0 | 0 | 0 | -2.8415 | -7.3635 | -6.7779 | 0.58192 | -2.9131 | 0.3282 | -1.5359 | -2.0737 | 267.8002 | 251.751 | 240.5839 | 91.2578 | 0.38077 | 0.3675 | 0.37018 | 0.37865 | 101.9695 | 92.5179 | 89.0593 | 34.555 | 0.086538 | 0.10451 | 0.10551 | 0.10874 | 0.046455 | 0.043656 | 0.043283 | 0.043258 | 23.175 | 26.3099 | 25.383 | 9.9232 | 12.4405 | 10.9905 | 10.4132 | 3.9476
9 | 22 | 17 | 1732.0725 | 1780.7744 | 1820.7302 | 1816.8603 | 80 | 63 | 0 | 0 | 0 | 0 | 0 | 0 | 0 | 0 | 0 | 0 | 1133.295 | 1174.0228 | 1232.6589 | 1329.6932 | 0 | 0 | 0 | 0 | -3.486 | -8.7413 | -8.226 | -1.9787 | -3.595 | -0.60233 | -2.9933 | -1.4715 | 525.8585 | 553.0953 | 599.2906 | 490.6173 | 0.38859 | 0.37976 | 0.38475 | 0.37375 | 204.3435 | 210.0421 | 230.5774 | 183.3664 | 0.086791 | 0.10412 | 0.10576 | 0.10899 | 0.046653 | 0.043331 | 0.043873 | 0.04377 | 45.6399 | 57.5867 | 63.378 | 53.4708 | 24.5328 | 23.9664 | 26.2924 | 21.4741
9 | 22 | 18 | 1782.0381 | 1843.754 | 1897.9741 | 1905.0854 | 80 | 63 | 0 | 0 | 0 | 0 | 0 | 0 | 0 | 0 | 0 | 0 | 645.6102 | 653.9768 | 665.457 | 729.845 | 0 | 0 | 0 | 0 | -1.8672 | -12.0351 | -1.2982 | 0 | -0.70701 | 1.7648 | -3.498 | -1.3537 | 1059.0021 | 1137.0474 | 1237.3132 | 1176.5941 | 0.39913 | 0.39052 | 0.39482 | 0.38967 | 422.6774 | 444.0454 | 488.5213 | 458.487 | 0.087139 | 0.10517 | 0.10747 | 0.10982 | 0.046926 | 0.04467 | 0.045581 | 0.045131 | 92.2807 | 119.5832 | 132.9769 | 129.2165 | 49.6944 | 50.7915 | 56.3985 | 53.1013
9 | 22 | 19 | 1928.1031 | 2005.4283 | 2075.8416 | 2093.2867 | 80 | 63 | 0 | 0 | 0 | 0 | 0 | 0 | 0 | 0 | 0 | 0 | 498.5037 | 499.4076 | 505.6388 | 568.0623 | 0 | 0 | 0 | 0 | 5.6706 | 25.4448 | 51.6896 | 74.1025 | 1.8944 | 3.8489 | 9.3719 | 37.8619 | 1342.0344 | 1413.7269 | 1509.1413 | 1413.26 | 0.40014 | 0.39646 | 0.4013 | 0.39601 | 536.9963 | 560.4874 | 605.6181 | 559.6662 | 0.087102 | 0.10515 | 0.10756 | 0.10991 | 0.046904 | 0.044715 | 0.045602 | 0.045167 | 116.8944 | 148.6465 | 162.3213 | 155.3334 | 62.9471 | 63.215 | 68.8193 | 63.8323
9 | 22 | 20 | 1915.6684 | 1997.6282 | 2073.0665 | 2094.6538 | 80 | 63 | 0 | 0 | 0 | 0 | 0 | 0 | 0 | 0 | 0 | 0 | 492.107 | 494.3887 | 501.5839 | 561.0162 | 0 | 0 | 0 | 0 | -3.0188 | 6.7469 | 7.1888 | 64.9038 | 3.2798 | 3.4215 | 12.4558 | 30.7156 | 1343.3004 | 1430.0711 | 1551.838 | 1438.0183 | 0.39652 | 0.39181 | 0.39756 | 0.39343 | 532.6464 | 560.3218 | 616.946 | 565.7629 | 0.087025 | 0.10507 | 0.10745 | 0.10982 | 0.046854 | 0.044645 | 0.045566 | 0.045103 | 116.9007 | 150.2542 | 166.7398 | 157.9205 | 62.9386 | 63.8449 | 70.7104 | 64.859
9 | 22 | 21 | 1848.7197 | 1931.0764 | 2007.1659 | 2030.3067 | 80 | 63 | 0 | 0 | 0 | 0 | 0 | 0 | 0 | 0 | 0 | 0 | 489.4401 | 481.1539 | 495.8498 | 551.2829 | 0 | 0 | 0 | 0 | 0.72492 | 7.6159 | 12.5257 | 50.5792 | 4.1323 | 2.9288 | 4.3553 | 31.6941 | 1274.4224 | 1376.3778 | 1494.4351 | 1396.7505 | 0.39092 | 0.38892 | 0.39029 | 0.38929 | 498.1942 | 535.3002 | 583.265 | 543.7363 | 0.086886 | 0.10478 | 0.10673 | 0.1096 | 0.046799 | 0.044233 | 0.04511 | 0.044922 | 110.73 | 144.2164 | 159.4964 | 153.0775 | 59.6423 | 60.8811 | 67.4142 | 62.7447
9 | 22 | 22 | 1742.1633 | 1824.5706 | 1901.6035 | 1927.8216 | 80 | 63 | 0 | 0 | 0 | 0 | 0 | 0 | 0 | 0 | 0 | 0 | 474.6535 | 457.2787 | 477.5136 | 528.9527 | 0 | 0 | 0 | 0 | 3.2926 | 13.5684 | 28.9064 | 76.9048 | 2.2583 | 5.088 | 5.3003 | 21.6353 | 1181.9589 | 1285.6355 | 1389.8832 | 1300.3287 | 0.38531 | 0.3837 | 0.387 | 0.38422 | 455.4161 | 493.2978 | 537.8859 | 499.6094 | 0.086414 | 0.10425 | 0.10608 | 0.10929 | 0.046462 | 0.043836 | 0.04449 | 0.044276 | 102.1381 | 134.0281 | 147.4355 | 142.1104 | 54.9167 | 56.3575 | 61.8358 | 57.5733
9 | 22 | 23 | 1613.1434 | 1690.6548 | 1763.2132 | 1788.3721 | 80 | 63 | 0 | 0 | 0 | 0 | 0 | 0 | 0 | 0 | 0 | 0 | 480.7579 | 463.5526 | 486.4734 | 534.7502 | 0 | 0 | 0 | 0 | 9.8186 | 12.7545 | 29.5287 | 30.2799 | 4.7509 | 5.2256 | 8.1507 | 2.2545 | 1037.8161 | 1146.1221 | 1239.0604 | 1221.0875 | 0.37862 | 0.38317 | 0.38456 | 0.38119 | 392.9426 | 439.1647 | 476.4922 | 465.4706 | 0.086119 | 0.10384 | 0.10584 | 0.109 | 0.046274 | 0.043543 | 0.044131 | 0.04397 | 89.3752 | 119.0083 | 131.1448 | 133.0931 | 48.0237 | 49.9056 | 54.6806 | 53.6915
9 | 22 | 24 | 1503.9205 | 1570.0707 | 1630.5281 | 1647.5573 | 80 | 63 | 0 | 0 | 0 | 0 | 0 | 0 | 0 | 0 | 0 | 0 | 521.9479 | 515.8136 | 540.5717 | 584.5555 | 0 | 0 | 0 | 0 | 14.5803 | 41.0491 | 46.1828 | 11.082 | 4.8789 | 5.8429 | 14.5478 | 1.2937 | 882.5134 | 944.3652 | 1029.2258 | 1050.6261 | 0.37097 | 0.3792 | 0.38104 | 0.37743 | 327.3847 | 358.1053 | 392.1798 | 396.5384 | 0.086241 | 0.10379 | 0.10559 | 0.10885 | 0.0462 | 0.043393 | 0.043821 | 0.043654 | 76.1085 | 98.0172 | 108.6719 | 114.3601 | 40.7718 | 40.9787 | 45.1021 | 45.8641
9 | 23 | 1 | 1433.6414 | 1489.4907 | 1538.5939 | 1547.1484 | 80 | 63 | 0 | 0 | 0 | 0 | 0 | 0 | 0 | 0 | 0 | 0 | 577.1348 | 580.0393 | 604.3445 | 651.0473 | 0 | 0 | 0 | 0 | -2.6879 | 58.3744 | 22.1022 | 13.5432 | 0 | 16.9339 | 10.1712 | 1.354 | 779.1945 | 771.143 | 901.976 | 881.2039 | 0.37067 | 0.37067 | 0.37608 | 0.37093 | 288.8272 | 285.8389 | 339.2161 | 326.8641 | 0.086259 | 0.10379 | 0.10553 | 0.1088 | 0.046172 | 0.043292 | 0.043731 | 0.04351 | 67.2124 | 80.0366 | 95.1821 | 95.871 | 35.9766 | 33.3844 | 39.444 | 38.3412
9 | 23 | 2 | 1390.0793 | 1436.3467 | 1475.0222 | 1475.7226 | 80 | 63 | 0 | 0 | 0 | 0 | 0 | 0 | 0 | 0 | 0 | 0 | 555.0443 | 550.4472 | 574.5373 | 623.0777 | 0 | 0 | 0 | 0 | -2.0734 | 55.5376 | 21.5478 | 0.97392 | -0.28152 | 2.4412 | 0 | 0 | 757.3899 | 764.9206 | 878.9371 | 851.671 | 0.36983 | 0.36895 | 0.37442 | 0.36801 | 280.1042 | 282.2149 | 329.0889 | 313.4252 | 0.086377 | 0.10364 | 0.10534 | 0.10863 | 0.04618 | 0.042986 | 0.043509 | 0.043199 | 65.4211 | 79.274 | 92.5888 | 92.5133 | 34.976 | 32.881 | 38.2418 | 36.7915
9 | 23 | 3 | 1365.8457 | 1404.2869 | 1434.3965 | 1428.4565 | 80 | 63 | 0 | 0 | 0 | 0 | 0 | 0 | 0 | 0 | 0 | 0 | 569.1876 | 568.4782 | 591.4085 | 641.2334 | 0 | 0 | 0 | 0 | -3.9259 | 36.653 | 19.8316 | -5.2343 | -1.1918 | 11.2565 | 2.7372 | 0 | 721.7759 | 724.8992 | 820.4192 | 792.4574 | 0.37068 | 0.36878 | 0.37239 | 0.3659 | 267.5454 | 267.3314 | 305.5166 | 289.96 | 0.086318 | 0.10364 | 0.10532 | 0.10863 | 0.046163 | 0.043005 | 0.04349 | 0.043173 | 62.3025 | 75.132 | 86.4077 | 86.088 | 33.3191 | 31.1743 | 35.6796 | 34.2128
9 | 23 | 4 | 1360.8368 | 1391.4633 | 1412.7322 | 1399.3484 | 80 | 63 | 0 | 0 | 0 | 0 | 0 | 0 | 0 | 0 | 0 | 0 | 555.5565 | 560.2812 | 582.3361 | 627.6014 | 0 | 0 | 0 | 0 | -1.8907 | 6.4241 | 17.2789 | 0 | 0 | 2.1566 | 12.7991 | 2.3245 | 727.171 | 759.6015 | 800.3181 | 769.4226 | 0.3692 | 0.37208 | 0.37262 | 0.36651 | 268.4746 | 282.6292 | 298.2126 | 281.9974 | 0.086193 | 0.10362 | 0.10531 | 0.10863 | 0.046124 | 0.043067 | 0.043562 | 0.043193 | 62.677 | 78.7086 | 84.2852 | 83.5818 | 33.5401 | 32.7141 | 34.8638 | 33.2336
9 | 23 | 5 | 1381.0528 | 1402.7566 | 1413.6857 | 1391.0001 | 80 | 63 | 0 | 0 | 0 | 0 | 0 | 0 | 0 | 0 | 0 | 0 | 535.4228 | 543.7678 | 565.3427 | 605.9651 | 0 | 0 | 0 | 0 | -1.2433 | 40.7123 | 7.107 | -26.4375 | 1.4563 | 4.6432 | 9.4288 | 9.4746 | 765.417 | 750.6333 | 831.8072 | 801.9979 | 0.36849 | 0.37169 | 0.3739 | 0.36618 | 282.0481 | 278.9992 | 311.0107 | 293.6717 | 0.086065 | 0.1036 | 0.10532 | 0.10862 | 0.046124 | 0.043219 | 0.043708 | 0.043342 | 65.8752 | 77.7646 | 87.6026 | 87.1153 | 35.3042 | 32.4416 | 36.3567 | 34.7603
9 | 23 | 6 | 1418.9998 | 1434.9034 | 1439.1322 | 1410.1658 | 80 | 63 | 0 | 0 | 0 | 0 | 0 | 0 | 0 | 0 | 0 | 0 | 510.5634 | 513.4768 | 534.5085 | 572.5556 | 0 | 0 | 0 | 0 | -0.88368 | 7.6805 | 38.0889 | -28.8 | 7.8999 | 9.5384 | 7.4423 | 14.5738 | 821.4201 | 841.2078 | 859.0925 | 851.8364 | 0.37162 | 0.37651 | 0.37574 | 0.37098 | 305.2562 | 316.7238 | 322.7929 | 316.0143 | 0.086229 | 0.10361 | 0.10528 | 0.10864 | 0.046252 | 0.043435 | 0.043955 | 0.043469 | 70.8301 | 87.155 | 90.4479 | 92.5419 | 37.9924 | 36.5377 | 37.7617 | 37.0288
9 | 23 | 7 | 1445.046 | 1455.5267 | 1454.2277 | 1421.0099 | 80 | 63 | 0 | 0 | 0 | 0 | 0 | 0 | 0 | 0 | 0 | 0 | 811.6063 | 815.2414 | 840.0872 | 881.7513 | 0 | 0 | 0 | 0 | -5.2106 | -22.3216 | -18.4411 | -3.8599 | -1.1761 | -0.61739 | -5.5478 | -5.4702 | 559.8263 | 600.2244 | 638.1294 | 548.5886 | 0.37194 | 0.38123 | 0.37528 | 0.36663 | 208.2201 | 228.8247 | 239.4796 | 201.1265 | 0.086679 | 0.10387 | 0.1053 | 0.10876 | 0.046651 | 0.043023 | 0.042913 | 0.042979 | 48.5254 | 62.3435 | 67.1975 | 59.6624 | 26.1164 | 25.8232 | 27.3843 | 23.5777
9 | 23 | 8 | 1538.7976 | 1552.7542 | 1556.2128 | 1526.9847 | 80 | 63 | 0 | 0 | 0 | 0 | 0 | 0 | 0 | 0 | 0 | 0 | 1326.0012 | 1392.7808 | 1478.7112 | 1571.3368 | 0 | 0 | 0 | 0 | -3.0387 | -48.4672 | -35.5834 | -3.9518 | -5.435 | -5.4835 | -5.6518 | -7.423 | 141.2702 | 150.9242 | 118.7369 | -32.9772 | 0.36962 | 0.37552 | 0.37235 | 0.38036 | 52.2169 | 56.6755 | 44.2114 | -12.5434 | 0.087929 | 0.10498 | 0.10641 | 0.11048 | 0.047816 | 0.045806 | 0.04479 | 0.047676 | 12.4218 | 15.8438 | 12.6345 | -3.6433 | 6.755 | 6.9132 | 5.3182 | -1.5722
9 | 23 | 9 | 1636.4815 | 1657.1955 | 1669.0273 | 1646.6943 | 80 | 63 | 0 | 0 | 0 | 0 | 0 | 0 | 0 | 0 | 0 | 0 | 1700.6427 | 1839.1261 | 1988.9602 | 2133.1149 | 0 | 0 | 0 | 0 | -4.2214 | -73.4622 | -58.3556 | -43.5997 | -5.0616 | -12.2845 | -11.0482 | -20.8813 | -134.8781 | -159.184 | -250.5291 | -421.9396 | 0.37229 | 0.38397 | 0.38397 | 0.17588 | -50.2139 | -61.1226 | -96.1969 | -74.2087 | 0.088743 | 0.10545 | 0.10698 | 0.1107 | 0.048969 | 0.046451 | 0.046789 | 0.050406 | -11.9695 | -16.7862 | -26.8024 | -46.7104 | -6.6048 | -7.3943 | -11.7221 | -21.2681
9 | 23 | 10 | 1704.879 | 1728.6449 | 1743.0974 | 1721.2172 | 80 | 63 | 0 | 0 | 0 | 0 | 0 | 0 | 0 | 0 | 0 | 0 | 1855.1229 | 2041.1863 | 2235.9403 | 2411.1022 | 0 | 0 | 0 | 0 | -2.6278 | -97.7669 | -94.1474 | -87.5427 | -7.4005 | -26.8454 | -24.718 | -39.2607 | -220.2155 | -250.9291 | -373.9775 | -563.0817 | 0.37171 | 0.38397 | 0.38397 | 0.17588 | -81.8568 | -96.3504 | -143.5979 | -99.0321 | 0.088964 | 0.10546 | 0.10707 | 0.11064 | 0.049385 | 0.0466 | 0.047417 | 0.050709 | -19.5912 | -26.4625 | -40.0411 | -62.2999 | -10.8753 | -11.6933 | -17.7328 | -28.5534
9 | 23 | 11 | 1751.2257 | 1776.6933 | 1791.4525 | 1767.3511 | 80 | 63 | 0 | 0 | 0 | 0 | 0 | 0 | 0 | 0 | 0 | 0 | 1899.9164 | 2102.0664 | 2322.3097 | 2512.593 | 0 | 0 | 0 | 0 | -1.6874 | -61.9535 | -73.6715 | -86.4 | -5.8167 | -22.3128 | -23.9156 | -37.2219 | -221.1866 | -304.1067 | -433.2702 | -621.62 | 0.37104 | 0.38397 | 0.38397 | 0.17588 | -82.0688 | -116.7693 | -166.3648 | -109.3276 | 0.089005 | 0.10534 | 0.10704 | 0.11062 | 0.049395 | 0.04648 | 0.047408 | 0.050616 | -19.6867 | -32.0331 | -46.378 | -68.765 | -10.9255 | -14.135 | -20.5406 | -31.4637
9 | 23 | 12 | 1755.7839 | 1781.4869 | 1795.6008 | 1769.7909 | 80 | 63 | 0 | 0 | 0 | 0 | 0 | 0 | 0 | 0 | 0 | 0 | 1969.5561 | 2164.183 | 2401.5486 | 2602.8743 | 0 | 0 | 0 | 0 | -1.6344 | -43.5738 | -50.0507 | -80.0606 | -2.1677 | -22.1274 | -23.8597 | -24.4828 | -289.9702 | -379.995 | -532.0373 | -728.5401 | 0.37287 | 0.38397 | 0.38397 | 0.17588 | -108.1204 | -145.9084 | -204.2889 | -128.1321 | 0.089101 | 0.10536 | 0.10693 | 0.11064 | 0.050768 | 0.046215 | 0.0471 | 0.050445 | -25.8367 | -40.0356 | -56.8885 | -80.6039 | -14.7211 | -17.5614 | -25.0587 | -36.7509
9 | 23 | 13 | 1761.0645 | 1788.4105 | 1803.9824 | 1778.853 | 80 | 63 | 0 | 0 | 0 | 0 | 0 | 0 | 0 | 0 | 0 | 0 | 1975.4112 | 2150.4786 | 2385.1717 | 2581.886 | 0 | 0 | 0 | 0 | -3.5146 | -41.0381 | -46.8255 | -74.6685 | -2.6676 | -4.4937 | -11.5148 | -25.2206 | -288.1643 | -379.5364 | -522.8489 | -703.1439 | 0.37446 | 0.38065 | 0.38397 | 0.16813 | -107.9049 | -144.4722 | -200.7608 | -118.2198 | 0.087862 | 0.10516 | 0.10669 | 0.11042 | 0.047982 | 0.04558 | 0.046007 | 0.049124 | -25.3186 | -39.912 | -55.7853 | -77.6439 | -13.8268 | -17.2992 | -24.0547 | -34.5412
9 | 23 | 14 | 1760.3246 | 1789.0493 | 1806.2917 | 1782.7158 | 80 | 63 | 0 | 0 | 0 | 0 | 0 | 0 | 0 | 0 | 0 | 0 | 1888.3489 | 2050.3597 | 2280.5878 | 2470.6716 | 0 | 0 | 0 | 0 | -2.7561 | -17.6256 | -39.2656 | -14.3077 | -3.4763 | -2.5165 | -8 | -23.9669 | -201.7919 | -304.1683 | -427.0306 | -649.6813 | 0.37539 | 0.37471 | 0.37695 | 0.16849 | -75.7498 | -113.9759 | -160.9676 | -109.4655 | 0.087336 | 0.10504 | 0.10642 | 0.11027 | 0.047207 | 0.046008 | 0.04497 | 0.047187 | -17.6237 | -31.9497 | -45.4432 | -71.638 | -9.526 | -13.9941 | -19.2034 | -30.6564
9 | 23 | 15 | 1762.1072 | 1793.2805 | 1813.1595 | 1791.6345 | 80 | 63 | 0 | 0 | 0 | 0 | 0 | 0 | 0 | 0 | 0 | 0 | 1947.6338 | 2094.1312 | 2313.9793 | 2491.8824 | 0 | 0 | 0 | 0 | -3.8872 | -4.2453 | -2.931 | -7.379 | -0.29175 | -2.3979 | -3.5888 | -7.6292 | -261.3477 | -357.2075 | -494.3 | -685.2396 | 0.37558 | 0.37413 | 0.37546 | 0.16764 | -98.1561 | -133.6426 | -185.5905 | -114.8706 | 0.086647 | 0.10488 | 0.10582 | 0.10932 | 0.046537 | 0.044496 | 0.043815 | 0.044308 | -22.645 | -37.4625 | -52.3077 | -74.9087 | -12.1624 | -15.8944 | -21.6578 | -30.3613
9 | 23 | 16 | 1776.1358 | 1816.7057 | 1847.1379 | 1834.3103 | 80 | 63 | 0 | 0 | 0 | 0 | 0 | 0 | 0 | 0 | 0 | 0 | 1666.141 | 1777.0137 | 1967.5466 | 2120.1141 | 0 | 0 | 0 | 0 | -2.8415 | -7.3635 | -6.7779 | 0.58192 | -2.9131 | 0.3282 | -1.5359 | -2.0737 | 35.7495 | -16.2727 | -112.0949 | -284.312 | 0.38077 | 0.3675 | 0.37018 | 0.37865 | 13.6122 | -5.9802 | -41.4952 | -107.6555 | 0.086538 | 0.10451 | 0.10551 | 0.10874 | 0.046455 | 0.043656 | 0.043283 | 0.043258 | 3.0937 | -1.7006 | -11.8267 | -30.9156 | 1.6607 | -0.7104 | -4.8518 | -12.2988
9 | 23 | 17 | 1796.6493 | 1849.1345 | 1892.7673 | 1890.5701 | 80 | 63 | 0 | 0 | 0 | 0 | 0 | 0 | 0 | 0 | 0 | 0 | 1300.3823 | 1342.4021 | 1466.1412 | 1562.4878 | 0 | 0 | 0 | 0 | -3.486 | -8.7413 | -8.226 | -1.9787 | -3.595 | -0.60233 | -2.9933 | -1.4715 | 423.348 | 453.0761 | 437.8454 | 331.5325 | 0.38859 | 0.37976 | 0.38475 | 0.37375 | 164.5089 | 172.0591 | 168.4613 | 123.9091 | 0.086791 | 0.10412 | 0.10576 | 0.10899 | 0.046653 | 0.043331 | 0.043873 | 0.04377 | 36.7429 | 47.173 | 46.3044 | 36.1327 | 19.7504 | 19.6324 | 19.2094 | 14.511
9 | 23 | 18 | 1830.1734 | 1894.7093 | 1951.6702 | 1960.0284 | 80 | 63 | 0 | 0 | 0 | 0 | 0 | 0 | 0 | 0 | 0 | 0 | 682.4768 | 654.9569 | 707.1496 | 743.7684 | 0 | 0 | 0 | 0 | -1.8672 | -12.0351 | -1.2982 | 0 | -0.70701 | 1.7648 | -3.498 | -1.3537 | 1070.2707 | 1187.0227 | 1249.3168 | 1217.6136 | 0.39913 | 0.39052 | 0.39482 | 0.38967 | 427.175 | 463.562 | 493.2606 | 474.4712 | 0.087139 | 0.10517 | 0.10747 | 0.10982 | 0.046926 | 0.04467 | 0.045581 | 0.045131 | 93.2626 | 124.8391 | 134.267 | 133.7213 | 50.2232 | 53.0239 | 56.9456 | 54.9526
9 | 23 | 19 | 2000.7258 | 2082.3056 | 2156.8541 | 2176.1803 | 80 | 63 | 0 | 0 | 0 | 0 | 0 | 0 | 0 | 0 | 0 | 0 | 544.7499 | 514.4325 | 560.0241 | 594.0649 | 0 | 0 | 0 | 0 | 5.6706 | 25.4448 | 51.6896 | 74.1025 | 1.8944 | 3.8489 | 9.3719 | 37.8619 | 1368.4109 | 1475.5794 | 1535.7685 | 1470.151 | 0.40014 | 0.39646 | 0.4013 | 0.39601 | 547.5505 | 585.0095 | 616.3037 | 582.1957 | 0.087102 | 0.10515 | 0.10756 | 0.10991 | 0.046904 | 0.044715 | 0.045602 | 0.045167 | 119.1918 | 155.15 | 165.1853 | 161.5864 | 64.1843 | 65.9808 | 70.0336 | 66.4019
9 | 23 | 20 | 1981.2247 | 2067.0251 | 2146.1962 | 2169.4817 | 80 | 63 | 0 | 0 | 0 | 0 | 0 | 0 | 0 | 0 | 0 | 0 | 524.4248 | 493.3791 | 536.89 | 571.3288 | 0 | 0 | 0 | 0 | -3.0188 | 6.7469 | 7.1888 | 64.9038 | 3.2798 | 3.4215 | 12.4558 | 30.7156 | 1376.5389 | 1500.4776 | 1589.6616 | 1502.5335 | 0.39652 | 0.39181 | 0.39756 | 0.39343 | 545.8261 | 587.9081 | 631.9831 | 591.1453 | 0.087025 | 0.10507 | 0.10745 | 0.10982 | 0.046854 | 0.044645 | 0.045566 | 0.045103 | 119.7933 | 157.6516 | 170.8038 | 165.0055 | 64.4959 | 66.9881 | 72.4338 | 67.7689
9 | 23 | 21 | 1897.7645 | 1982.9946 | 2061.8767 | 2086.2878 | 80 | 63 | 0 | 0 | 0 | 0 | 0 | 0 | 0 | 0 | 0 | 0 | 522.598 | 500.6523 | 544.5312 | 571.8174 | 0 | 0 | 0 | 0 | 0.72492 | 7.6159 | 12.5257 | 50.5792 | 4.1323 | 2.9288 | 4.3553 | 31.6941 | 1290.3092 | 1408.7975 | 1500.4644 | 1432.1971 | 0.39092 | 0.38892 | 0.39029 | 0.38929 | 504.4047 | 547.9088 | 585.6182 | 557.5351 | 0.086886 | 0.10478 | 0.10673 | 0.1096 | 0.046799 | 0.044233 | 0.04511 | 0.044922 | 112.1103 | 147.6134 | 160.1399 | 156.9623 | 60.3858 | 62.3151 | 67.6862 | 64.3371
9 | 23 | 22 | 1731.5288 | 1813.3131 | 1889.7404 | 1915.683 | 80 | 63 | 0 | 0 | 0 | 0 | 0 | 0 | 0 | 0 | 0 | 0 | 532.3462 | 525.8843 | 567.2713 | 589.1276 | 0 | 0 | 0 | 0 | 3.2926 | 13.5684 | 28.9064 | 76.9048 | 2.2583 | 5.088 | 5.3003 | 21.6353 | 1113.6317 | 1205.7724 | 1288.2623 | 1228.0153 | 0.38531 | 0.3837 | 0.387 | 0.38422 | 429.0892 | 462.6543 | 498.5586 | 471.8253 | 0.086414 | 0.10425 | 0.10608 | 0.10929 | 0.046462 | 0.043836 | 0.04449 | 0.044276 | 96.2337 | 125.7023 | 136.6558 | 134.2074 | 51.742 | 52.8566 | 57.3147 | 54.3715
9 | 23 | 23 | 1581.7295 | 1657.4005 | 1728.1703 | 1752.5155 | 80 | 63 | 0 | 0 | 0 | 0 | 0 | 0 | 0 | 0 | 0 | 0 | 466.4308 | 466.1123 | 499.9952 | 518.9205 | 0 | 0 | 0 | 0 | 9.8186 | 12.7545 | 29.5287 | 30.2799 | 4.7509 | 5.2256 | 8.1507 | 2.2545 | 1020.7292 | 1110.3081 | 1190.4957 | 1201.0605 | 0.37862 | 0.38317 | 0.38456 | 0.38119 | 386.4731 | 425.4417 | 457.8161 | 457.8365 | 0.086119 | 0.10384 | 0.10584 | 0.109 | 0.046274 | 0.043543 | 0.044131 | 0.04397 | 87.9037 | 115.2896 | 126.0046 | 130.9103 | 47.233 | 48.3462 | 52.5374 | 52.8109
9 | 23 | 24 | 1480.2727 | 1545.0374 | 1604.1483 | 1620.565 | 80 | 63 | 0 | 0 | 0 | 0 | 0 | 0 | 0 | 0 | 0 | 0 | 324.2155 | 315.1836 | 340.1638 | 356.9621 | 0 | 0 | 0 | 0 | 14.5803 | 41.0491 | 46.1828 | 11.082 | 4.8789 | 5.8429 | 14.5478 | 1.2937 | 1056.598 | 1119.9619 | 1203.2539 | 1251.2272 | 0.37097 | 0.3792 | 0.38104 | 0.37743 | 391.9646 | 424.692 | 458.4921 | 472.2514 | 0.086241 | 0.10379 | 0.10559 | 0.10885 | 0.0462 | 0.043393 | 0.043821 | 0.043654 | 91.1217 | 116.2427 | 127.0468 | 136.1954 | 48.8144 | 48.5984 | 52.7282 | 54.6211
9 | 24 | 1 | 1419.5087 | 1474.53 | 1522.8284 | 1531.0169 | 80 | 63 | 0 | 0 | 0 | 0 | 0 | 0 | 0 | 0 | 0 | 0 | 191.4984 | 165.2128 | 183.9859 | 201.3561 | 0 | 0 | 0 | 0 | -2.6879 | 58.3744 | 22.1022 | 13.5432 | 0 | 16.9339 | 10.1712 | 1.354 | 1150.6981 | 1171.0088 | 1306.5691 | 1314.7636 | 0.37067 | 0.37067 | 0.37608 | 0.37093 | 426.5339 | 434.0568 | 491.3759 | 487.684 | 0.086259 | 0.10379 | 0.10553 | 0.1088 | 0.046172 | 0.043292 | 0.043731 | 0.04351 | 99.2578 | 121.5384 | 137.8773 | 143.0403 | 53.1295 | 50.6955 | 57.1371 | 57.2054
9 | 24 | 2 | 1389.8694 | 1436.1245 | 1474.788 | 1475.4831 | 80 | 63 | 0 | 0 | 0 | 0 | 0 | 0 | 0 | 0 | 0 | 0 | 134.3624 | 102.7 | 114.4831 | 136.9099 | 0 | 0 | 0 | 0 | -2.0734 | 55.5376 | 21.5478 | 0.97392 | -0.28152 | 2.4412 | 0 | 0 | 1177.862 | 1212.4457 | 1338.7571 | 1337.5992 | 0.36983 | 0.36895 | 0.37442 | 0.36801 | 435.6066 | 447.3278 | 501.2533 | 492.2527 | 0.086377 | 0.10364 | 0.10534 | 0.10863 | 0.04618 | 0.042986 | 0.043509 | 0.043199 | 101.7402 | 125.6541 | 141.0271 | 145.2976 | 54.3932 | 52.1184 | 58.2482 | 57.7833
9 | 24 | 3 | 1384.5261 | 1424.0617 | 1455.235 | 1449.7789 | 80 | 63 | 0 | 0 | 0 | 0 | 0 | 0 | 0 | 0 | 0 | 0 | 115.6167 | 89.5503 | 93.7471 | 120.9868 | 0 | 0 | 0 | 0 | -3.9259 | 36.653 | 19.8316 | -5.2343 | -1.1918 | 11.2565 | 2.7372 | 0 | 1194.0271 | 1223.6019 | 1338.919 | 1334.0263 | 0.37068 | 0.36878 | 0.37239 | 0.3659 | 442.5979 | 451.2451 | 498.6011 | 488.1199 | 0.086318 | 0.10364 | 0.10532 | 0.10863 | 0.046163 | 0.043005 | 0.04349 | 0.043173 | 103.0664 | 126.8199 | 141.0169 | 144.921 | 55.1195 | 52.621 | 58.229 | 57.594
9 | 24 | 4 | 1424.5041 | 1458.8606 | 1483.7547 | 1472.0201 | 80 | 63 | 0 | 0 | 0 | 0 | 0 | 0 | 0 | 0 | 0 | 0 | 109.8771 | 95.3199 | 95.4124 | 120.2077 | 0 | 0 | 0 | 0 | -1.8907 | 6.4241 | 17.2789 | 0 | 0 | 2.1566 | 12.7991 | 2.3245 | 1236.5177 | 1291.9601 | 1358.2643 | 1349.4878 | 0.3692 | 0.37208 | 0.37262 | 0.36651 | 456.5276 | 480.7068 | 506.1131 | 494.5943 | 0.086193 | 0.10362 | 0.10531 | 0.10863 | 0.046124 | 0.043067 | 0.043562 | 0.043193 | 106.579 | 133.8706 | 143.0452 | 146.5939 | 57.0333 | 55.6415 | 59.1694 | 58.2883
9 | 24 | 5 | 1530.8458 | 1561.3254 | 1580.7837 | 1561.9781 | 80 | 63 | 0 | 0 | 0 | 0 | 0 | 0 | 0 | 0 | 0 | 0 | 109.1451 | 101.6253 | 99.8082 | 122.4858 | 0 | 0 | 0 | 0 | -1.2433 | 40.7123 | 7.107 | -26.4375 | 1.4563 | 4.6432 | 9.4288 | 9.4746 | 1341.4876 | 1351.3445 | 1464.4397 | 1456.4551 | 0.36849 | 0.37169 | 0.3739 | 0.36618 | 494.3241 | 502.2746 | 547.5504 | 533.3176 | 0.086065 | 0.1036 | 0.10532 | 0.10862 | 0.046124 | 0.043219 | 0.043708 | 0.043342 | 115.4545 | 139.9975 | 154.229 | 158.2043 | 61.875 | 58.4037 | 64.0078 | 63.1259
9 | 24 | 6 | 1706.9718 | 1739.7465 | 1760.3724 | 1738.8652 | 80 | 63 | 0 | 0 | 0 | 0 | 0 | 0 | 0 | 0 | 0 | 0 | 169.8721 | 164.856 | 164.2083 | 187.4996 | 0 | 0 | 0 | 0 | -0.88368 | 7.6805 | 38.0889 | -28.8 | 7.8999 | 9.5384 | 7.4423 | 14.5738 | 1450.0834 | 1494.6716 | 1550.6329 | 1565.5918 | 0.37162 | 0.37651 | 0.37574 | 0.37098 | 538.8802 | 562.76 | 582.6304 | 580.8034 | 0.086229 | 0.10361 | 0.10528 | 0.10864 | 0.046252 | 0.043435 | 0.043955 | 0.043469 | 125.039 | 154.8584 | 163.2554 | 170.0829 | 67.0694 | 64.9207 | 68.1586 | 68.0553
9 | 24 | 7 | 1822.7119 | 1855.3185 | 1875.5238 | 1852.0884 | 80 | 63 | 0 | 0 | 0 | 0 | 0 | 0 | 0 | 0 | 0 | 0 | 726.252 | 724.4822 | 733.1084 | 759.5236 | 0 | 0 | 0 | 0 | -5.2106 | -22.3216 | -18.4411 | -3.8599 | -1.1761 | -0.61739 | -5.5478 | -5.4702 | 1022.8466 | 1090.7753 | 1166.4044 | 1101.8949 | 0.37194 | 0.38123 | 0.37528 | 0.36663 | 380.4345 | 415.8384 | 437.7325 | 403.9827 | 0.086679 | 0.10387 | 0.1053 | 0.10876 | 0.046651 | 0.043023 | 0.042913 | 0.042979 | 88.6597 | 113.2956 | 122.8269 | 119.8378 | 47.7166 | 46.9279 | 50.0544 | 47.3581
9 | 24 | 8 | 1915.1342 | 1951.1388 | 1976.026 | 1956.5459 | 80 | 63 | 0 | 0 | 0 | 0 | 0 | 0 | 0 | 0 | 0 | 0 | 1245.6383 | 1315.7505 | 1399.0244 | 1481.8491 | 0 | 0 | 0 | 0 | -3.0387 | -48.4672 | -35.5834 | -3.9518 | -5.435 | -5.4835 | -5.6518 | -7.423 | 597.9696 | 626.339 | 618.2369 | 486.0717 | 0.36962 | 0.37552 | 0.37235 | 0.38036 | 221.0242 | 235.2046 | 230.1992 | 184.8842 | 0.087929 | 0.10498 | 0.10641 | 0.11048 | 0.047816 | 0.045806 | 0.04479 | 0.047676 | 52.579 | 65.7521 | 65.7851 | 53.7007 | 28.5925 | 28.6898 | 27.6905 | 23.174
9 | 24 | 9 | 2011.2789 | 2053.9507 | 2087.1235 | 2074.4986 | 80 | 63 | 0 | 0 | 0 | 0 | 0 | 0 | 0 | 0 | 0 | 0 | 1548.5792 | 1687.6111 | 1844.6011 | 1984.4453 | 0 | 0 | 0 | 0 | -4.2214 | -73.4622 | -58.3556 | -43.5997 | -5.0616 | -12.2845 | -11.0482 | -20.8813 | 391.9827 | 389.0862 | 311.9261 | 154.5343 | 0.37229 | 0.38397 | 0.38397 | 0.17588 | 145.9316 | 149.3992 | 119.7718 | 27.1788 | 0.088743 | 0.10545 | 0.10698 | 0.1107 | 0.048969 | 0.046451 | 0.046789 | 0.050406 | 34.7858 | 41.0297 | 33.3708 | 17.1076 | 19.1949 | 18.0736 | 14.5948 | 7.7894
9 | 24 | 10 | 2086.9526 | 2133.1026 | 2169.3105 | 2157.3268 | 80 | 63 | 0 | 0 | 0 | 0 | 0 | 0 | 0 | 0 | 0 | 0 | 1801.5907 | 1990.7665 | 2201.5432 | 2381.2902 | 0 | 0 | 0 | 0 | -2.6278 | -97.7669 | -94.1474 | -87.5427 | -7.4005 | -26.8454 | -24.718 | -39.2607 | 215.3903 | 203.9484 | 86.6326 | -97.16 | 0.37171 | 0.38397 | 0.38397 | 0.17588 | 80.0632 | 78.311 | 33.2647 | -17.088 | 0.088964 | 0.10546 | 0.10707 | 0.11064 | 0.049385 | 0.0466 | 0.047417 | 0.050709 | 19.1619 | 21.508 | 9.2756 | -10.7499 | 10.637 | 9.504 | 4.1078 | -4.9269
9 | 24 | 11 | 2156.7373 | 2205.9621 | 2243.8112 | 2230.2134 | 80 | 63 | 0 | 0 | 0 | 0 | 0 | 0 | 0 | 0 | 0 | 0 | 1871.1099 | 2089.0127 | 2330.7165 | 2533.6777 | 0 | 0 | 0 | 0 | -1.6874 | -61.9535 | -73.6715 | -86.4 | -5.8167 | -22.3128 | -23.9156 | -37.2219 | 213.1315 | 138.2158 | 10.6817 | -179.8424 | 0.37104 | 0.38397 | 0.38397 | 0.17588 | 79.08 | 53.0713 | 4.1015 | -31.6298 | 0.089005 | 0.10534 | 0.10704 | 0.11062 | 0.049395 | 0.04648 | 0.047408 | 0.050616 | 18.9697 | 14.559 | 1.1434 | -19.8946 | 10.5277 | 6.4243 | 0.5064 | -9.1028
9 | 24 | 12 | 2157.7973 | 2207.0525 | 2244.0572 | 2228.6603 | 80 | 63 | 0 | 0 | 0 | 0 | 0 | 0 | 0 | 0 | 0 | 0 | 1888.5927 | 2121.4515 | 2376.3561 | 2590.0882 | 0 | 0 | 0 | 0 | -1.6344 | -43.5738 | -50.0507 | -80.0606 | -2.1677 | -22.1274 | -23.8597 | -24.4828 | 193.0067 | 88.3022 | -58.3884 | -256.8846 | 0.37287 | 0.38397 | 0.38397 | 0.17588 | 71.9659 | 33.9058 | -22.4197 | -45.1796 | 0.089101 | 0.10536 | 0.10693 | 0.11064 | 0.050768 | 0.046215 | 0.0471 | 0.050445 | 17.1971 | 9.3034 | -6.2432 | -28.4211 | 9.7985 | 4.0809 | -2.7501 | -12.9584
9 | 24 | 13 | 2196.5208 | 2249.3783 | 2289.7451 | 2275.895 | 80 | 63 | 0 | 0 | 0 | 0 | 0 | 0 | 0 | 0 | 0 | 0 | 1855.3763 | 2088.7184 | 2339.3995 | 2549.7773 | 0 | 0 | 0 | 0 | -3.5146 | -41.0381 | -46.8255 | -74.6685 | -2.6676 | -4.4937 | -11.5148 | -25.2206 | 267.3267 | 143.1916 | 8.6859 | -173.9932 | 0.37446 | 0.38065 | 0.38397 | 0.16813 | 100.1022 | 54.5065 | 3.3352 | -29.2535 | 0.087862 | 0.10516 | 0.10669 | 0.11042 | 0.047982 | 0.04558 | 0.046007 | 0.049124 | 23.4878 | 15.058 | 0.92675 | -19.213 | 12.827 | 6.5266 | 0.39961 | -8.5472
9 | 24 | 14 | 2198.1596 | 2252.5351 | 2294.708 | 2282.473 | 80 | 63 | 0 | 0 | 0 | 0 | 0 | 0 | 0 | 0 | 0 | 0 | 1776.108 | 2003.038 | 2244.6696 | 2447.6132 | 0 | 0 | 0 | 0 | -2.7561 | -17.6256 | -39.2656 | -14.3077 | -3.4763 | -2.5165 | -8 | -23.9669 | 348.2841 | 206.6392 | 97.304 | -126.8656 | 0.37539 | 0.37471 | 0.37695 | 0.16849 | 130.7409 | 77.4305 | 36.6784 | -21.3757 | 0.087336 | 0.10504 | 0.10642 | 0.11027 | 0.047207 | 0.046008 | 0.04497 | 0.047187 | 30.4178 | 21.7053 | 10.3548 | -13.989 | 16.4414 | 9.507 | 4.3757 | -5.9864
9 | 24 | 15 | 2199.7323 | 2256.5442 | 2301.3417 | 2291.1521 | 80 | 63 | 0 | 0 | 0 | 0 | 0 | 0 | 0 | 0 | 0 | 0 | 1606.2941 | 1804.2757 | 2016.0711 | 2194.8408 | 0 | 0 | 0 | 0 | -3.8872 | -4.2453 | -2.931 | -7.379 | -0.29175 | -2.3979 | -3.5888 | -7.6292 | 517.6172 | 395.9117 | 291.7903 | 111.3196 | 0.37558 | 0.37413 | 0.37546 | 0.16764 | 194.4051 | 148.1231 | 109.556 | 18.6611 | 0.086647 | 0.10488 | 0.10582 | 0.10932 | 0.046537 | 0.044496 | 0.043815 | 0.044308 | 44.85 | 41.5216 | 30.8777 | 12.1692 | 24.0885 | 17.6166 | 12.7848 | 4.9323
9 | 24 | 16 | 2174.3012 | 2238.1979 | 2291.3017 | 2288.7875 | 80 | 63 | 0 | 0 | 0 | 0 | 0 | 0 | 0 | 0 | 0 | 0 | 1354.9948 | 1503.2459 | 1664.5233 | 1803.2444 | 0 | 0 | 0 | 0 | -2.8415 | -7.3635 | -6.7779 | 0.58192 | -2.9131 | 0.3282 | -1.5359 | -2.0737 | 745.0611 | 678.9873 | 635.0922 | 487.0349 | 0.38077 | 0.3675 | 0.37018 | 0.37865 | 283.6946 | 249.5262 | 235.0982 | 184.417 | 0.086538 | 0.10451 | 0.10551 | 0.10874 | 0.046455 | 0.043656 | 0.043283 | 0.043258 | 64.4763 | 70.9595 | 67.0061 | 52.9593 | 34.6115 | 29.6419 | 27.4886 | 21.0682
9 | 24 | 17 | 2161.8616 | 2235.7431 | 2300.1711 | 2307.4337 | 80 | 63 | 0 | 0 | 0 | 0 | 0 | 0 | 0 | 0 | 0 | 0 | 840.2345 | 912.2516 | 995.2625 | 1071.3206 | 0 | 0 | 0 | 0 | -3.486 | -8.7413 | -8.226 | -1.9787 | -3.595 | -0.60233 | -2.9933 | -1.4715 | 1248.7081 | 1269.835 | 1316.128 | 1239.5633 | 0.38859 | 0.37976 | 0.38475 | 0.37375 | 485.2359 | 482.2294 | 506.3809 | 463.2823 | 0.086791 | 0.10412 | 0.10576 | 0.10899 | 0.046653 | 0.043331 | 0.043873 | 0.04377 | 108.3768 | 132.2115 | 139.1872 | 135.0961 | 58.2558 | 55.0238 | 57.7419 | 54.2552
9 | 24 | 18 | 2125.7015 | 2207.5512 | 2281.3395 | 2297.3525 | 80 | 63 | 0 | 0 | 0 | 0 | 0 | 0 | 0 | 0 | 0 | 0 | 229.2004 | 226.6782 | 236.8601 | 252.6271 | 0 | 0 | 0 | 0 | -1.8672 | -12.0351 | -1.2982 | 0 | -0.70701 | 1.7648 | -3.498 | -1.3537 | 1819.0753 | 1928.1433 | 2049.2756 | 2046.079 | 0.39913 | 0.39052 | 0.39482 | 0.38967 | 726.0438 | 752.9881 | 809.1037 | 797.3018 | 0.087139 | 0.10517 | 0.10747 | 0.10982 | 0.046926 | 0.04467 | 0.045581 | 0.045131 | 158.5129 | 202.7827 | 220.2404 | 224.7054 | 85.3614 | 86.1295 | 93.4089 | 92.3423
9 | 24 | 19 | 2264.0005 | 2361.0044 | 2450.5438 | 2476.6895 | 80 | 63 | 0 | 0 | 0 | 0 | 0 | 0 | 0 | 0 | 0 | 0 | 144.9825 | 137.0044 | 146.1597 | 158.5206 | 0 | 0 | 0 | 0 | 5.6706 | 25.4448 | 51.6896 | 74.1025 | 1.8944 | 3.8489 | 9.3719 | 37.8619 | 2031.453 | 2131.7064 | 2243.3226 | 2206.2045 | 0.40014 | 0.39646 | 0.4013 | 0.39601 | 812.8575 | 845.1381 | 900.245 | 873.6808 | 0.087102 | 0.10515 | 0.10756 | 0.10991 | 0.046904 | 0.044715 | 0.045602 | 0.045167 | 176.9444 | 224.1385 | 241.2888 | 242.4871 | 95.2838 | 95.3196 | 102.2992 | 99.647
9 | 24 | 20 | 2235.6839 | 2336.3921 | 2430.0521 | 2459.9286 | 80 | 63 | 0 | 0 | 0 | 0 | 0 | 0 | 0 | 0 | 0 | 0 | 160.8393 | 149.4926 | 160.8014 | 174.645 | 0 | 0 | 0 | 0 | -3.0188 | 6.7469 | 7.1888 | 64.9038 | 3.2798 | 3.4215 | 12.4558 | 30.7156 | 1994.5836 | 2113.7311 | 2249.6061 | 2189.6643 | 0.39652 | 0.39181 | 0.39756 | 0.39343 | 790.8936 | 828.1894 | 894.3495 | 861.4848 | 0.087025 | 0.10507 | 0.10745 | 0.10982 | 0.046854 | 0.044645 | 0.045566 | 0.045103 | 173.5787 | 222.0847 | 241.7127 | 240.4649 | 93.4536 | 94.3665 | 102.5046 | 98.7605
9 | 24 | 21 | 2074.9834 | 2170.596 | 2259.569 | 2288.5705 | 80 | 63 | 0 | 0 | 0 | 0 | 0 | 0 | 0 | 0 | 0 | 0 | 175.0301 | 161.8399 | 173.1158 | 190.2529 | 0 | 0 | 0 | 0 | 0.72492 | 7.6159 | 12.5257 | 50.5792 | 4.1323 | 2.9288 | 4.3553 | 31.6941 | 1815.096 | 1935.2113 | 2069.5721 | 2016.0443 | 0.39092 | 0.38892 | 0.39029 | 0.38929 | 709.5531 | 752.6414 | 807.7359 | 784.8191 | 0.086886 | 0.10478 | 0.10673 | 0.1096 | 0.046799 | 0.044233 | 0.04511 | 0.044922 | 157.7072 | 202.7709 | 220.879 | 220.9493 | 84.9455 | 85.5999 | 93.3587 | 90.5646
9 | 24 | 22 | 1901.8912 | 1993.6563 | 2079.7841 | 2110.1395 | 80 | 63 | 0 | 0 | 0 | 0 | 0 | 0 | 0 | 0 | 0 | 0 | 233.0916 | 226.2436 | 234.4743 | 260.6752 | 0 | 0 | 0 | 0 | 3.2926 | 13.5684 | 28.9064 | 76.9048 | 2.2583 | 5.088 | 5.3003 | 21.6353 | 1583.2488 | 1685.7563 | 1811.1031 | 1750.9243 | 0.38531 | 0.3837 | 0.387 | 0.38422 | 610.0355 | 646.8239 | 700.8984 | 672.7362 | 0.086414 | 0.10425 | 0.10608 | 0.10929 | 0.046462 | 0.043836 | 0.04449 | 0.044276 | 136.8153 | 175.7408 | 192.1175 | 191.3551 | 73.5616 | 73.8973 | 80.5758 | 77.5238
9 | 24 | 23 | 1722.0074 | 1805.8967 | 1884.6539 | 1912.6326 | 80 | 63 | 0 | 0 | 0 | 0 | 0 | 0 | 0 | 0 | 0 | 0 | 296.1439 | 298.387 | 307.3408 | 335.7375 | 0 | 0 | 0 | 0 | 9.8186 | 12.7545 | 29.5287 | 30.2799 | 4.7509 | 5.2256 | 8.1507 | 2.2545 | 1331.2941 | 1426.5296 | 1539.6337 | 1544.3607 | 0.37862 | 0.38317 | 0.38456 | 0.38119 | 504.0605 | 546.6097 | 592.0804 | 588.7002 | 0.086119 | 0.10384 | 0.10584 | 0.109 | 0.046274 | 0.043543 | 0.044131 | 0.04397 | 114.6491 | 148.1246 | 162.9582 | 168.3285 | 61.6041 | 62.1154 | 67.9451 | 67.9058
9 | 24 | 24 | 1592.7049 | 1664.0566 | 1729.5694 | 1748.8983 | 80 | 63 | 0 | 0 | 0 | 0 | 0 | 0 | 0 | 0 | 0 | 0 | 311.0394 | 314.3819 | 326.5948 | 351.4494 | 0 | 0 | 0 | 0 | 14.5803 | 41.0491 | 46.1828 | 11.082 | 4.8789 | 5.8429 | 14.5478 | 1.2937 | 1182.2063 | 1239.7827 | 1342.244 | 1385.0732 | 0.37097 | 0.3792 | 0.38104 | 0.37743 | 438.5613 | 470.1283 | 511.4534 | 522.769 | 0.086241 | 0.10379 | 0.10559 | 0.10885 | 0.0462 | 0.043393 | 0.043821 | 0.043654 | 101.9542 | 128.6791 | 141.7222 | 150.7644 | 54.6175 | 53.7977 | 58.8189 | 60.464