## Tab Description
TAB DESCRIPTION
Comparison | Basis for Chart in Testimony
SD GRA Pivot | Pivot Table of 2020 LOLE output on expected unserved energy
SD GRA | 2020 LOLE output on expected unserved energy for San Diego Greater Reliability Area (includes Imperial Valley)
SD Subarea Pivot | Pivot Table of 2020 LOLE output on expected unserved energy
SD Subarea | 2020 LOLE output on expected unserved energy in the San Diego subarea

## Comparison
Hour Ending | San Diego Subarea | San Diego Greater Reliability Area
1 | 1.563% | 1.741%
2 | 0.651% | 0.6796%
3 | 0.2175% | 0.2397%
4 | 0.09449% | 0.1087%
5 | 0.06292% | 0.07333%
6 | 0.08421% | 0.09852%
7 | 0.2092% | 0.2491%
8 | 0.7947% | 0.7455%
9 | 1.195% | 0.682%
10 | 0.9404% | 0.5397%
11 | 0.6615% | 0.09681%
12 | 0.5418% | 0.05582%
13 | 0.5724% | 0.06996%
14 | 0.748% | 0.1109%
15 | 1.122% | 0.2058%
16 | 1.735% | 0.4921%
17 | 3.009% | 1.178%
18 | 5.86% | 3.519%
19 | 12.57% | 11.9%
20 | 16.82% | 19.04%
21 | 17.73% | 21.2%
22 | 16.73% | 19.18%
23 | 11.34% | 12.68%
24 | 4.74% | 5.105%

## SD GRA pivot
HOURPDT | Sum of % of 100%
1 | 1.741%
2 | 0.6796%
3 | 0.2397%
4 | 0.1087%
5 | 0.07333%
6 | 0.09852%
7 | 0.2491%
8 | 0.7455%
9 | 0.682%
10 | 0.5397%
11 | 0.09681%
12 | 0.05582%
13 | 0.06996%
14 | 0.1109%
15 | 0.2058%
16 | 0.4921%
17 | 1.178%
18 | 3.519%
19 | 11.9%
20 | 19.04%
21 | 21.2%
22 | 19.18%
23 | 12.68%
24 | 5.105%
Total Result | 100%

## SD GRA
| 1 | 2 | 3 | 4 | 5 | 6 | 7 | 8 | 9 | 10 | 11 | 12 | 13 | 14 | 15 | 16 | 17 | 18 | 19 | 20 | 21 | 22 | 23 | 24 | DATE | HOUR | DAYPDT | HOURPDT | DATE | Energy Not Served | % of 100%
2020-01-01 | 22.6374 | 0 | 0 | 0 | 0 | 0 | 2.2819 | 12.5071 | 2649.6129 | 277.8969 | 2436.0839 | 0 | 0 | 0 | 0 | 577.9298 | 0 | 0 | 9188.6045 | 15579.6728 | 9920.6116 | 4581.0123 | 1281.667 | 0 | 2020-01-01 | 1 | 1 | 1 | 2020-01-01 | 22.6374 | 3.913e-05%
2020-01-02 | 127.6615 | 0 | 0 | 0 | 0 | 0 | 0 | 811.7042 | 1000.4428 | 0 | 0 | 0 | 0 | 0 | 0 | 189.3285 | 1064.4186 | 22673.0918 | 53127.017 | 57169.517 | 46251.6361 | 36278.9457 | 22258.2302 | 1964.3262 | 2020-01-01 | 2 | 1 | 2 | 2020-01-01 | 0 | 0%
2020-01-03 | 52.4906 | 0 | 0 | 0 | 0 | 0 | 0 | 480.2231 | 482.7909 | 0 | 0 | 0 | 0 | 0 | 0 | 48.1198 | 203.0124 | 9404.7776 | 36835.6181 | 43597.1999 | 34427.3693 | 21957.1917 | 7569.7202 | 233.366 | 2020-01-01 | 3 | 1 | 3 | 2020-01-01 | 0 | 0%
2020-01-04 | 35.9646 | 0 | 0 | 0 | 0 | 0 | 0 | 68.7343 | 1287.8473 | 0 | 0 | 0 | 0 | 0 | 0 | 1163.496 | 0 | 0 | 7723.8927 | 14009.1513 | 7574.505 | 4161.569 | 318.1297 | 0 | 2020-01-01 | 4 | 1 | 4 | 2020-01-01 | 0 | 0%
2020-01-05 | 68.763 | 0 | 0 | 0 | 0 | 0 | 0 | 50.6057 | 753.7922 | 0 | 0 | 0 | 0 | 0 | 0 | 715.9454 | 6.4761 | 2272.9369 | 20193.639 | 28292.1385 | 17431.1291 | 10899.7637 | 3285.2874 | 149.2172 | 2020-01-01 | 5 | 1 | 5 | 2020-01-01 | 0 | 0%
2020-01-06 | 186.127 | 0 | 0 | 6.9368 | 0 | 0 | 0 | 1003.7771 | 1047.7065 | 27.9766 | 0 | 0 | 0 | 0 | 0 | 262.8897 | 913.4884 | 20728.4521 | 55093.1959 | 61467.0412 | 49972.0412 | 38245.4948 | 22401.3371 | 2636.1648 | 2020-01-01 | 6 | 1 | 6 | 2020-01-01 | 0 | 0%
2020-01-07 | 165.7783 | 0 | 0 | 0 | 0 | 0 | 16.6326 | 1800.7822 | 1379.421 | 0 | 0 | 0 | 0 | 0 | 0 | 153.4532 | 306.3703 | 12949.9572 | 48512.0412 | 56312.0412 | 46017.6077 | 34642.9852 | 19780.7716 | 1489.4708 | 2020-01-01 | 7 | 1 | 7 | 2020-01-01 | 2.2819 | 3.945e-06%
2020-01-08 | 96.571 | 0 | 0 | 0 | 0 | 0 | 0 | 633.8186 | 720.8851 | 0 | 0 | 0 | 0 | 0 | 0 | 268.1101 | 45.0156 | 8635.3305 | 41821.9297 | 46835.7902 | 35472.9923 | 24492.7703 | 12532.3746 | 835.0015 | 2020-01-01 | 8 | 1 | 8 | 2020-01-01 | 12.5071 | 2.162e-05%
2020-01-09 | 47.4365 | 0 | 0 | 0 | 0 | 0 | 0 | 317.9387 | 281.4663 | 0 | 0 | 0 | 0 | 0 | 0 | 302.7663 | 0 | 1855.0229 | 22921.912 | 31785.3484 | 23457.1556 | 14459.6209 | 5767.5613 | 209.02 | 2020-01-01 | 9 | 1 | 9 | 2020-01-01 | 2649.6129 | 0.004581%
2020-01-10 | 10.6924 | 0 | 0 | 0 | 0 | 0 | 0 | 40.4942 | 310.6126 | 0 | 0 | 0 | 0 | 0 | 0 | 475.3465 | 0 | 378.0112 | 17798.2883 | 24609.3765 | 14704.6314 | 7083.2339 | 1728.4424 | 0 | 2020-01-01 | 10 | 1 | 10 | 2020-01-01 | 277.8969 | 0.0004804%
2020-01-11 | 25.4998 | 0 | 0 | 0 | 0 | 0 | 0 | 53.1667 | 1109.0229 | 0 | 0 | 0 | 0 | 0 | 0 | 705.6396 | 0 | 0 | 10347.162 | 18073.4028 | 12137.2425 | 7765.6018 | 1177.2958 | 0 | 2020-01-01 | 11 | 1 | 11 | 2020-01-01 | 2436.0839 | 0.004211%
2020-01-12 | 13.1897 | 0 | 0 | 0 | 0 | 0 | 0 | 51.6875 | 51.1326 | 0 | 0 | 0 | 0 | 0 | 0 | 261.5203 | 0 | 679.7003 | 23262.6259 | 31558.2839 | 23013.1092 | 19620.7695 | 8023.4749 | 316.8854 | 2020-01-01 | 12 | 1 | 12 | 2020-01-01 | 0 | 0%
2020-01-13 | 56.5037 | 0 | 0 | 0 | 0 | 0 | 0 | 961.4294 | 1511.0616 | 25.4598 | 0 | 0 | 0 | 0 | 0 | 188.8064 | 537.9406 | 13541.0709 | 54887.0412 | 61847.0412 | 50451.6767 | 39129.2559 | 22979.7896 | 2063.7192 | 2020-01-01 | 13 | 1 | 13 | 2020-01-01 | 0 | 0%
2020-01-14 | 10.7952 | 0 | 0 | 0 | 0 | 0 | 0 | 93.4608 | 692.5888 | 0 | 0 | 0 | 0 | 0 | 0 | 1110.684 | 0 | 4127.8821 | 42356.4559 | 51752.0412 | 42248.9559 | 31957.6192 | 16834.3258 | 273.7221 | 2020-01-01 | 14 | 1 | 14 | 2020-01-01 | 0 | 0%
2020-01-15 | 139.7471 | 0 | 0 | 0 | 0 | 0 | 0 | 171.8551 | 236.4112 | 0 | 0 | 0 | 0 | 0 | 0 | 266.6576 | 47.1447 | 3309.8259 | 33720.7425 | 40228.8903 | 30591.5432 | 23446.9496 | 11279.4116 | 453.751 | 2020-01-01 | 15 | 1 | 15 | 2020-01-01 | 0 | 0%
2020-01-16 | 13.2477 | 0 | 0 | 0 | 0 | 0 | 0 | 334.2757 | 389.6637 | 10.169 | 0 | 0 | 0 | 0 | 0 | 121.8883 | 105.2488 | 5044.0735 | 37343.1351 | 46013.1351 | 34353.1351 | 23950.5951 | 10050.3631 | 48.3944 | 2020-01-01 | 16 | 1 | 16 | 2020-01-01 | 577.9298 | 0.0009991%
2020-01-17 | 6.7803 | 0 | 0 | 0 | 0 | 0 | 0 | 70.7513 | 237.0956 | 0 | 0 | 0 | 0 | 0 | 0 | 363.1966 | 0 | 2442.3449 | 34374.8985 | 39589.7284 | 29270.3003 | 19748.1424 | 8622.5275 | 530.6896 | 2020-01-01 | 17 | 1 | 17 | 2020-01-01 | 0 | 0%
2020-01-18 | 70.258 | 0 | 0 | 0 | 0 | 0 | 26.8087 | 0 | 1408.7859 | 0 | 0 | 0 | 0 | 0 | 0 | 1082.2099 | 0 | 0 | 6515.5154 | 11236.9714 | 7118.4539 | 4104.9002 | 842.1482 | 0 | 2020-01-01 | 18 | 1 | 18 | 2020-01-01 | 0 | 0%
2020-01-19 | 66.7086 | 0 | 0 | 0 | 5.5738 | 0 | 3.8199 | 15.2097 | 413.1079 | 0 | 0 | 0 | 0 | 0 | 0 | 896.9109 | 0 | 0 | 6941.045 | 12541.9636 | 6908.5208 | 3757.9549 | 405.0617 | 0 | 2020-01-01 | 19 | 1 | 19 | 2020-01-01 | 9188.6045 | 0.01588%
2020-01-20 | 63.2947 | 0 | 0 | 0 | 0 | 0 | 0 | 190.206 | 175.4175 | 0 | 0 | 0 | 0 | 0 | 0 | 120.928 | 30.4297 | 1358.1149 | 29918.8202 | 43931.5116 | 24300.742 | 14281.5803 | 7334.3919 | 70.9121 | 2020-01-01 | 20 | 1 | 20 | 2020-01-01 | 15579.6728 | 0.02693%
2020-01-21 | 22.1092 | 0 | 0 | 0 | 0 | 0 | 0 | 304.2079 | 611.1546 | 19.0869 | 569.6678 | 170.452 | 0 | 0 | 0 | 458.4015 | 159.424 | 3354.7261 | 34759.6094 | 41150.9194 | 34197.9585 | 24837.1177 | 10120.6615 | 518.1384 | 2020-01-01 | 21 | 1 | 21 | 2020-01-01 | 9920.6116 | 0.01715%
2020-01-22 | 212.192 | 0 | 0 | 0 | 0 | 0 | 0 | 311.6527 | 2863.3504 | 0 | 0 | 0 | 0 | 0 | 0 | 220.1023 | 0 | 1276.101 | 28810.8854 | 37286.0996 | 28391.9927 | 18431.502 | 7675.5361 | 247.3081 | 2020-01-01 | 22 | 1 | 22 | 2020-01-01 | 4581.0123 | 0.007919%
2020-01-23 | 9.2263 | 0 | 0 | 0 | 0 | 0 | 0 | 52.1838 | 875.773 | 0 | 0 | 0 | 0 | 0 | 0 | 904.7166 | 0 | 31.5486 | 16710.9066 | 20658.3388 | 14658.7748 | 7828.3412 | 1428.2938 | 0 | 2020-01-01 | 23 | 1 | 23 | 2020-01-01 | 1281.667 | 0.002216%
2020-01-24 | 5.9069 | 0 | 0 | 0 | 0 | 0 | 8.6219 | 4.9139 | 559.6175 | 0 | 0 | 0 | 69.9769 | 45.3555 | 134.4251 | 190.6786 | 0 | 240.4661 | 20618.3117 | 28095.8382 | 19061.2618 | 11322.1348 | 4422.3063 | 219.7632 | 2020-01-01 | 24 | 1 | 24 | 2020-01-01 | 0 | 0%
2020-01-25 | 235.4385 | 28.415 | 0 | 0 | 26.0224 | 21.0569 | 116.9449 | 105.2709 | 1525.671 | 0 | 0 | 0 | 0 | 0 | 0 | 538.4885 | 0 | 0 | 12212.8726 | 22377.4345 | 13140.9257 | 9063.6121 | 1414.0267 | 0 | 2020-01-02 | 1 | 2 | 1 | 2020-01-01 | 127.6615 | 0.0002207%
2020-01-26 | 38.9666 | 0 | 0 | 0 | 0 | 0 | 9.9536 | 62.0023 | 1590.8484 | 0 | 0 | 0 | 0 | 0 | 0 | 384.3299 | 0 | 91.0753 | 19712.5818 | 27125.9992 | 18308.4555 | 12422.1783 | 2594.6446 | 48.8952 | 2020-01-02 | 2 | 2 | 2 | 2020-01-01 | 0 | 0%
2020-01-27 | 86.0629 | 0 | 0 | 0 | 0 | 0 | 2.0587 | 106.4079 | 477.7848 | 0 | 0 | 0 | 0 | 0 | 0 | 539.8046 | 0 | 3902.2174 | 39793.2514 | 44903.574 | 35336.074 | 24319.9362 | 12198.1143 | 433.2515 | 2020-01-02 | 3 | 2 | 3 | 2020-01-01 | 0 | 0%
2020-01-28 | 66.6443 | 0 | 0 | 0 | 0 | 0 | 6.3894 | 100.7063 | 470.1247 | 0 | 0 | 0 | 0 | 0 | 0 | 651.5096 | 0 | 2379.9568 | 33310.3721 | 42265.226 | 31417.1253 | 21322.0434 | 8818.5486 | 138.7188 | 2020-01-02 | 4 | 2 | 4 | 2020-01-01 | 0 | 0%
2020-01-29 | 10.2492 | 0 | 0 | 0 | 0 | 0 | 0 | 192.5284 | 320.2904 | 0 | 0 | 0 | 0 | 0 | 0 | 1029.6093 | 0 | 2641.9781 | 32768.7718 | 42457.5552 | 30617.5552 | 19390.5896 | 7316.2428 | 52.0738 | 2020-01-02 | 5 | 2 | 5 | 2020-01-01 | 0 | 0%
2020-01-30 | 51.0503 | 0 | 0 | 0 | 0 | 0 | 0 | 142.368 | 974.8152 | 0 | 0 | 0 | 0 | 0 | 0 | 406.9474 | 0 | 3629.6874 | 38308.0338 | 48084.0263 | 36150.0189 | 25203.0555 | 10284.5252 | 62.0176 | 2020-01-02 | 6 | 2 | 6 | 2020-01-01 | 0 | 0%
2020-01-31 | 53.9038 | 0 | 0 | 0 | 0 | 0 | 0 | 317.4357 | 933.6108 | 0 | 0 | 0 | 0 | 0 | 0 | 339.8549 | 0 | 5461.8022 | 46333.3194 | 51811.4584 | 42169.6063 | 31388.7908 | 17006.1724 | 939.2353 | 2020-01-02 | 7 | 2 | 7 | 2020-01-01 | 0 | 0%
2020-02-01 | 46.2715 | 0 | 0 | 0 | 0 | 0 | 22.3933 | 0 | 1384.3496 | 0 | 0 | 0 | 0 | 0 | 0 | 203.0833 | 0 | 0 | 3285.0829 | 19003.686 | 11819.5844 | 9202.5443 | 1432.367 | 0 | 2020-01-02 | 8 | 2 | 8 | 2020-01-01 | 811.7042 | 0.001403%
2020-02-02 | 22.1983 | 0 | 0 | 0 | 0 | 0 | 0 | 0 | 789.2791 | 0 | 0 | 0 | 0 | 0 | 0 | 872.1431 | 0 | 0 | 4147.3559 | 17940.7591 | 11699.6468 | 9386.0759 | 1497.4577 | 0 | 2020-01-02 | 9 | 2 | 9 | 2020-01-01 | 1000.4428 | 0.00173%
2020-02-03 | 51.7851 | 0 | 0 | 0 | 0 | 0 | 0 | 200.1022 | 128.6486 | 0 | 0 | 0 | 0 | 0 | 0 | 79.1682 | 102.5016 | 13724.6216 | 42143.8079 | 53836.2459 | 42371.8697 | 26014.6748 | 9681.9946 | 506.501 | 2020-01-02 | 10 | 2 | 10 | 2020-01-01 | 0 | 0%
2020-02-04 | 43.6515 | 0 | 0 | 0 | 0 | 0 | 0 | 288.1189 | 328.3921 | 0 | 0 | 0 | 0 | 0 | 8.133 | 140.2286 | 53.5967 | 8332.1857 | 40875.3766 | 56466.4903 | 44092.0531 | 31903.2172 | 16863.6648 | 1584.549 | 2020-01-02 | 11 | 2 | 11 | 2020-01-01 | 0 | 0%
2020-02-05 | 210.5004 | 0 | 0 | 0 | 0 | 0 | 0 | 178.2792 | 194.9043 | 0 | 0 | 0 | 0 | 0 | 0 | 270.2185 | 0 | 686.3763 | 18104.9818 | 38898.5748 | 23999.9822 | 9007.9735 | 2631.7174 | 0 | 2020-01-02 | 12 | 2 | 12 | 2020-01-01 | 0 | 0%
2020-02-06 | 68.5843 | 0 | 0 | 0 | 0 | 0 | 0 | 183.2507 | 806.5936 | 0 | 0 | 0 | 0 | 0 | 0 | 389.7607 | 0 | 773.6409 | 15663.722 | 29503.1599 | 19396.9877 | 9405.172 | 2343.1412 | 24.6666 | 2020-01-02 | 13 | 2 | 13 | 2020-01-01 | 0 | 0%
2020-02-07 | 59.9173 | 0 | 0 | 0 | 0 | 0 | 0 | 85.7128 | 1320.8603 | 0 | 0 | 0 | 0 | 0 | 0 | 311.0844 | 0 | 440.0107 | 8985.7172 | 26609.7588 | 23358.6 | 17107.4528 | 6466.5746 | 230.6837 | 2020-01-02 | 14 | 2 | 14 | 2020-01-01 | 0 | 0%
2020-02-08 | 22.7644 | 0 | 0 | 0 | 0 | 0 | 4.4494 | 1.1535 | 85.075 | 0 | 0 | 0 | 0 | 0 | 0 | 321.0846 | 0 | 4.5348 | 11563.5999 | 29753.1385 | 21175.5247 | 16446.1104 | 5063.41 | 19.4393 | 2020-01-02 | 15 | 2 | 15 | 2020-01-01 | 0 | 0%
2020-02-09 | 0 | 0 | 0 | 0 | 0 | 0 | 126.5333 | 8.8652 | 1363.6017 | 0 | 0 | 0 | 0 | 0 | 0 | 70.907 | 0 | 0 | 10577.5301 | 31462.167 | 22514.9437 | 16904.3993 | 4227.7304 | 99.229 | 2020-01-02 | 16 | 2 | 16 | 2020-01-01 | 189.3285 | 0.0003273%
2020-02-10 | 130.7602 | 0 | 0 | 0 | 0 | 0 | 0 | 270.1877 | 178.8402 | 0 | 0 | 0 | 0 | 0 | 0 | 227.5914 | 0 | 2689.4797 | 19059.858 | 29494.4154 | 20886.7661 | 11585.013 | 4263.2399 | 70.0283 | 2020-01-02 | 17 | 2 | 17 | 2020-01-01 | 1064.4186 | 0.00184%
2020-02-11 | 60.8113 | 0 | 0 | 0 | 0 | 0 | 0 | 146.9828 | 139.8949 | 0 | 0 | 0 | 0 | 0 | 0 | 60.3699 | 0 | 767.7681 | 19898.861 | 36457.7841 | 25886.1155 | 18831.4972 | 9855.5029 | 153.4853 | 2020-01-02 | 18 | 2 | 18 | 2020-01-01 | 22673.0918 | 0.0392%
2020-02-12 | 207.8665 | 0 | 0 | 0 | 0 | 0 | 0 | 307.8499 | 511.5226 | 0 | 0 | 0 | 0 | 0 | 170.0913 | 32.5454 | 0 | 213.754 | 27972.1958 | 45048.857 | 35148.857 | 26762.7118 | 12010.879 | 137.5784 | 2020-01-02 | 19 | 2 | 19 | 2020-01-01 | 53127.017 | 0.09184%
2020-02-13 | 85.0197 | 0 | 0 | 0 | 0 | 0 | 3.8369 | 55.3526 | 288.9443 | 0 | 0 | 0 | 0 | 0 | 0 | 365.1696 | 0 | 983.638 | 24398.4089 | 43443.0849 | 33729.578 | 23770.317 | 9843.2779 | 207.1808 | 2020-01-02 | 20 | 2 | 20 | 2020-01-01 | 57169.517 | 0.09883%
2020-02-14 | 6.8033 | 0 | 0 | 0 | 0 | 0 | 0 | 185.7238 | 201.0254 | 0 | 0 | 0 | 0 | 0 | 0 | 252.9991 | 0 | 331.5755 | 21946.4427 | 41349.3398 | 31646.6384 | 19646.5034 | 5963.6121 | 0 | 2020-01-02 | 21 | 2 | 21 | 2020-01-01 | 46251.6361 | 0.07996%
2020-02-15 | 141.3904 | 1.697 | 0 | 0 | 0 | 0 | 3.5417 | 21.2818 | 2806.4838 | 0 | 0 | 0 | 0 | 0 | 0 | 80.424 | 0 | 0 | 4037.9881 | 20624.6243 | 13988.6596 | 9702.741 | 1537.6591 | 0 | 2020-01-02 | 22 | 2 | 22 | 2020-01-01 | 36278.9457 | 0.06272%
2020-02-16 | 11.8865 | 0 | 0 | 0 | 0 | 0 | 73.0427 | 22.7601 | 1987.2716 | 0 | 0 | 0 | 0 | 0 | 0 | 252.6819 | 0 | 0 | 1422.5175 | 11714.848 | 7745.5643 | 6087.3663 | 688.0567 | 0 | 2020-01-02 | 23 | 2 | 23 | 2020-01-01 | 22258.2302 | 0.03848%
2020-02-17 | 4.7786 | 0 | 0 | 0 | 0 | 0 | 0 | 83.2998 | 9.2094 | 0 | 0 | 0 | 0 | 0 | 0 | 241.6427 | 0 | 110.6629 | 10298.9207 | 28706.8141 | 23547.751 | 15919.665 | 4969.6329 | 52.964 | 2020-01-02 | 24 | 2 | 24 | 2020-01-01 | 1964.3262 | 0.003396%
2020-02-18 | 120.6996 | 0 | 0 | 0 | 0 | 0 | 0 | 209.9202 | 86.026 | 0 | 0 | 0 | 0 | 0 | 0 | 207.7174 | 0 | 1569.1436 | 31189.011 | 45877.0977 | 35154.9845 | 21888.0933 | 8929.7215 | 30.0643 | 2020-01-03 | 1 | 3 | 1 | 2020-01-01 | 52.4906 | 9.074e-05%
2020-02-19 | 25.6345 | 0 | 0 | 0 | 0 | 0 | 0 | 42.6805 | 289.754 | 0 | 0 | 0 | 0 | 0 | 0 | 607.714 | 0 | 763.0054 | 16553.4684 | 31922.4025 | 24200.5452 | 16084.319 | 6249.4906 | 246.3015 | 2020-01-03 | 2 | 3 | 2 | 2020-01-01 | 0 | 0%
2020-02-20 | 32.5198 | 0 | 0 | 0 | 0 | 0 | 0 | 393.1812 | 983.4575 | 0 | 0 | 0 | 0 | 0 | 0 | 339.3916 | 0 | 386.5895 | 22819.017 | 42681.1972 | 32651.8469 | 23022.4323 | 9606.8419 | 169.2308 | 2020-01-03 | 3 | 3 | 3 | 2020-01-01 | 0 | 0%
2020-02-21 | 25.1324 | 0 | 0 | 0 | 0 | 0 | 0 | 0.24486 | 1007.0071 | 0 | 0 | 0 | 0 | 0 | 0 | 545.2857 | 0 | 0 | 12205.8916 | 25319.794 | 15467.6574 | 7538.1264 | 1836.7157 | 0 | 2020-01-03 | 4 | 3 | 4 | 2020-01-01 | 0 | 0%
2020-02-22 | 6.8402 | 0 | 0 | 0 | 18.431 | 0 | 0 | 0 | 271.8633 | 3328.4794 | 0 | 0 | 0 | 0 | 0 | 133.5098 | 0 | 0 | 2093.2135 | 9021.5803 | 5626.9569 | 3859.9772 | 496.1283 | 0 | 2020-01-03 | 5 | 3 | 5 | 2020-01-01 | 0 | 0%
2020-02-23 | 70.6894 | 15.975 | 0 | 0 | 11.8917 | 0 | 0 | 0 | 586.1812 | 1279.2398 | 0 | 0 | 0 | 0 | 0 | 208.7297 | 0 | 0 | 2606.898 | 15908.7093 | 10311.3625 | 7874.045 | 2061.8572 | 0 | 2020-01-03 | 6 | 3 | 6 | 2020-01-01 | 0 | 0%
2020-02-24 | 3.5128 | 0 | 0 | 0 | 0 | 0 | 5.5395 | 210.5716 | 180.7681 | 0 | 0 | 0 | 0 | 0 | 0 | 330.7043 | 6.0307 | 2072.2229 | 28554.6971 | 46833.5603 | 37755.8343 | 28372.8829 | 13016.0228 | 410.1031 | 2020-01-03 | 7 | 3 | 7 | 2020-01-01 | 0 | 0%
2020-02-25 | 34.9279 | 0 | 0 | 0 | 0 | 0 | 15.8817 | 64.4777 | 1270.3461 | 0 | 0 | 0 | 0 | 0 | 0 | 206.6361 | 0 | 0 | 11199.7932 | 29947.7381 | 21151.3408 | 11784.9054 | 3632.0462 | 0 | 2020-01-03 | 8 | 3 | 8 | 2020-01-01 | 480.2231 | 0.0008302%
2020-02-26 | 25.4298 | 0 | 0 | 0 | 0 | 0 | 3.9115 | 0.63489 | 3868.5659 | 0 | 0 | 0 | 0 | 0 | 0 | 301.8248 | 0 | 64.2194 | 8037.6261 | 24876.5188 | 16830.7559 | 10101.782 | 3046.0474 | 0 | 2020-01-03 | 9 | 3 | 9 | 2020-01-01 | 482.7909 | 0.0008346%
2020-02-27 | 20.7497 | 0 | 0 | 0 | 0 | 0 | 0 | 194.848 | 59.2117 | 0 | 0 | 0 | 0 | 0 | 0 | 237.9755 | 0 | 141.1913 | 8548.5337 | 23354.1544 | 15648.1975 | 10140.0541 | 4037.7069 | 186.0788 | 2020-01-03 | 10 | 3 | 10 | 2020-01-01 | 0 | 0%
2020-02-28 | 72.22 | 0 | 0 | 0 | 0 | 0 | 4.3738 | 2.4325 | 504.9524 | 36.4936 | 193.4364 | 0 | 0 | 0 | 34.0395 | 1066.4005 | 0 | 63.3453 | 14575.7139 | 35728.0778 | 27059.6412 | 16955.7865 | 6103.2537 | 87.7181 | 2020-01-03 | 11 | 3 | 11 | 2020-01-01 | 0 | 0%
2020-02-29 | 54.6425 | 0 | 0 | 0 | 0 | 0 | 19.2385 | 6.5871 | 1789.4853 | 0 | 0 | 0 | 0 | 0 | 0 | 46.3705 | 0 | 133.5171 | 13310.3421 | 31964.4406 | 22200.085 | 13370.0054 | 4781.0534 | 162.3811 | 2020-01-03 | 12 | 3 | 12 | 2020-01-01 | 0 | 0%
2020-03-01 | 49.2849 | 0 | 0 | 0 | 0 | 0 | 41.2868 | 0 | 749.9599 | 0 | 0 | 0 | 0 | 0 | 0 | 45.2894 | 0 | 0 | 3702.397 | 22969.779 | 16117.7823 | 5626.949 | 0 | 0 | 2020-01-03 | 13 | 3 | 13 | 2020-01-01 | 0 | 0%
2020-03-02 | 10.561 | 0 | 0 | 0 | 0 | 0 | 0 | 0 | 140.3598 | 0 | 0 | 0 | 0 | 0 | 0 | 283.7062 | 0 | 1496.9887 | 25034.0128 | 48680.9436 | 38480.9436 | 23854.3131 | 6867.1976 | 0 | 2020-01-03 | 14 | 3 | 14 | 2020-01-01 | 0 | 0%
2020-03-03 | 41.2746 | 0 | 0 | 0 | 0 | 0 | 42.3653 | 11.1533 | 282.9309 | 0 | 0 | 0 | 0 | 0 | 0 | 414.3834 | 0 | 551.6852 | 17711.6637 | 40887.1715 | 32791.5627 | 19344.4455 | 4010.8165 | 0 | 2020-01-03 | 15 | 3 | 15 | 2020-01-01 | 0 | 0%
2020-03-04 | 35.8489 | 0 | 0 | 0 | 0 | 0 | 0 | 71.0268 | 474.6575 | 0 | 0 | 0 | 0 | 0 | 30.3666 | 635.7689 | 0 | 178.6254 | 9275.485 | 31446.8028 | 23237.1569 | 11600.705 | 1989.9748 | 0 | 2020-01-03 | 16 | 3 | 16 | 2020-01-01 | 48.1198 | 8.319e-05%
2020-03-05 | 64.8917 | 0 | 0 | 0 | 0 | 0 | 0 | 97.0478 | 849.3927 | 0 | 0 | 0 | 0 | 0 | 0 | 504.914 | 0 | 1409.8518 | 12156.0022 | 26392.2931 | 19894.2208 | 10845.1695 | 2291.0264 | 2.842 | 2020-01-03 | 17 | 3 | 17 | 2020-01-01 | 203.0124 | 0.000351%
2020-03-06 | 26.8832 | 0 | 0 | 0 | 0 | 0 | 124.8942 | 43.3588 | 696.9471 | 0 | 0 | 0 | 0 | 0 | 0 | 148.2848 | 0 | 346.0054 | 13019.7215 | 36287.2174 | 28713.1724 | 14015.1249 | 2065.8032 | 0 | 2020-01-03 | 18 | 3 | 18 | 2020-01-01 | 9404.7776 | 0.01626%
2020-03-07 | 1.6676 | 0 | 0 | 0 | 0 | 0 | 7.6947 | 0 | 2639.2347 | 0 | 0 | 0 | 0 | 0 | 0 | 117.8906 | 0 | 0 | 836.3788 | 17330.5231 | 12551.8755 | 4701.64 | 21.0609 | 0 | 2020-01-03 | 19 | 3 | 19 | 2020-01-01 | 36835.6181 | 0.06368%
2020-03-08 | 15.314 | 0 | 0 | 0 | 0 | 0 | 14.7786 | 0 | 1262.5795 | 13.6294 | 851.3071 | 0 | 0 | 0 | 0 | 0 | 0 | 0 | 2748.1352 | 22235.6396 | 19955.9357 | 6818.0109 | 105.3271 | 0 | 2020-01-03 | 20 | 3 | 20 | 2020-01-01 | 43597.1999 | 0.07537%
2020-03-09 | 46.3832 | 0 | 0 | 0 | 0 | 0 | 18.5508 | 7.3648 | 157.2428 | 0 | 0 | 0 | 0 | 0 | 0 | 281.6323 | 0 | 150.4912 | 15472.7729 | 38152.0412 | 30152.0412 | 18764.087 | 1824.3483 | 0 | 2020-01-03 | 21 | 3 | 21 | 2020-01-01 | 34427.3693 | 0.05952%
2020-03-10 | 29.7302 | 0 | 0 | 0 | 0 | 0 | 140.2057 | 0 | 937.6944 | 0 | 0 | 0 | 0 | 0 | 0 | 806.8549 | 0 | 234.1286 | 12127.7105 | 34866.8667 | 26323.3396 | 13986.3338 | 748.1383 | 0 | 2020-01-03 | 22 | 3 | 22 | 2020-01-01 | 21957.1917 | 0.03796%
2020-03-11 | 155.8801 | 0 | 0 | 0 | 0 | 0 | 96.234 | 9.2812 | 689.4714 | 76.8489 | 0 | 0 | 0 | 0 | 0 | 124.1689 | 0 | 75.2351 | 15093.6769 | 37553.4369 | 29453.1299 | 16380.82 | 1032.0266 | 0 | 2020-01-03 | 23 | 3 | 23 | 2020-01-01 | 7569.7202 | 0.01309%
2020-03-12 | 231.044 | 0 | 0 | 0 | 0 | 0 | 0 | 198.0514 | 945.4721 | 0 | 0 | 0 | 0 | 9.6003 | 0 | 0 | 0 | 55.5584 | 16987.6975 | 45252.0412 | 35672.1882 | 26485.9873 | 6780.3556 | 7.0333 | 2020-01-03 | 24 | 3 | 24 | 2020-01-01 | 233.366 | 0.0004034%
2020-03-13 | 67.0889 | 0 | 0 | 0 | 0 | 0 | 0 | 146.6424 | 38.3088 | 0 | 0 | 0 | 0 | 0 | 0 | 450.3374 | 0 | 0 | 11162.2683 | 32015.8677 | 18522.5474 | 9726.508 | 339.2349 | 0 | 2020-01-04 | 1 | 4 | 1 | 2020-01-01 | 35.9646 | 6.217e-05%
2020-03-14 | 149.0099 | 0 | 0 | 0 | 0 | 0 | 0 | 134.2633 | 84.8229 | 0 | 0 | 0 | 0 | 0 | 0 | 207.5223 | 0 | 0 | 3980.708 | 24522.8036 | 21766.2354 | 8723.1051 | 130.1726 | 0 | 2020-01-04 | 2 | 4 | 2 | 2020-01-01 | 0 | 0%
2020-03-15 | 56.3413 | 0 | 0 | 0 | 0 | 0 | 0 | 39.6902 | 24.2364 | 0 | 0 | 0 | 0 | 0 | 0 | 390.4846 | 0 | 0 | 3458.4305 | 29583.8855 | 28201.9374 | 12152.0376 | 107.1714 | 0 | 2020-01-04 | 3 | 4 | 3 | 2020-01-01 | 0 | 0%
2020-03-16 | 0 | 0 | 0 | 0 | 0 | 0 | 0 | 114.5253 | 25.5055 | 0 | 0 | 0 | 0 | 0 | 0 | 170.1954 | 0 | 0 | 14008.7199 | 40068.0899 | 32004.8802 | 24667.9452 | 7148.3086 | 0 | 2020-01-04 | 4 | 4 | 4 | 2020-01-01 | 0 | 0%
2020-03-17 | 32.5607 | 0 | 0 | 0 | 0 | 0 | 0 | 105.1723 | 61.3421 | 0 | 0 | 0 | 0 | 0 | 0 | 452.3303 | 0 | 0 | 7691.9973 | 35235.4707 | 26640.2259 | 13859.2542 | 480.2963 | 0 | 2020-01-04 | 5 | 4 | 5 | 2020-01-01 | 0 | 0%
2020-03-18 | 217.9036 | 0 | 0 | 0 | 0 | 0 | 0 | 177.2793 | 95.1918 | 0 | 0 | 0 | 0 | 0 | 0 | 309.3753 | 0 | 0 | 6054.6756 | 32505.2648 | 24658.4595 | 13144.031 | 569.5606 | 0 | 2020-01-04 | 6 | 4 | 6 | 2020-01-01 | 0 | 0%
2020-03-19 | 142.031 | 0 | 0 | 0 | 0 | 0 | 30.4676 | 301.9466 | 2125.919 | 0 | 0 | 0 | 0 | 0 | 0 | 141.661 | 0 | 0 | 2731.7623 | 21732.1223 | 16541.3593 | 8611.9628 | 214.6857 | 0 | 2020-01-04 | 7 | 4 | 7 | 2020-01-01 | 0 | 0%
2020-03-20 | 35.8212 | 0 | 0 | 0 | 0 | 0 | 3.6251 | 0 | 3497.6121 | 128.1143 | 0 | 0 | 0 | 0 | 0 | 7.1047 | 0 | 0 | 397.5883 | 8603.3421 | 5195.7075 | 1758.5504 | 10.2664 | 0 | 2020-01-04 | 8 | 4 | 8 | 2020-01-01 | 68.7343 | 0.0001188%
2020-03-21 | 20.5865 | 0 | 0 | 0 | 0 | 0 | 0 | 15.9568 | 5646.9615 | 361.8233 | 0 | 0 | 0 | 0 | 0 | 0 | 0 | 0 | 14.4359 | 5992.8732 | 4648.3427 | 1098.3396 | 0 | 0 | 2020-01-04 | 9 | 4 | 9 | 2020-01-01 | 1287.8473 | 0.002226%
2020-03-22 | 36.5844 | 0 | 0 | 0 | 0 | 12.188 | 127.8685 | 15.5371 | 1402.9335 | 53.1945 | 0 | 0 | 0 | 0 | 0 | 1768.2215 | 0 | 0 | 2.9501 | 5261.4079 | 4844.4011 | 1130.9792 | 0 | 0 | 2020-01-04 | 10 | 4 | 10 | 2020-01-01 | 0 | 0%
2020-03-23 | 8.297 | 0 | 0 | 0 | 0 | 0 | 19.819 | 0 | 5146.298 | 1196.1594 | 0 | 0 | 0 | 0 | 0 | 138.7342 | 0 | 0 | 246.4746 | 13592.5673 | 9401.2511 | 5273.7294 | 125.4668 | 0 | 2020-01-04 | 11 | 4 | 11 | 2020-01-01 | 0 | 0%
2020-03-24 | 101.2858 | 0 | 0 | 0 | 0 | 0 | 43.407 | 30.4132 | 1293.7372 | 0 | 0 | 0 | 0 | 0 | 0 | 107.8604 | 0 | 0 | 1384.9742 | 18260.8107 | 13027.5513 | 4482.8328 | 45.0331 | 0 | 2020-01-04 | 12 | 4 | 12 | 2020-01-01 | 0 | 0%
2020-03-25 | 46.2279 | 0 | 0 | 0 | 0 | 0 | 40.0245 | 0 | 2626.7907 | 0 | 0 | 0 | 0 | 0 | 1396.4092 | 27.7729 | 0 | 0 | 1073.2882 | 13727.3764 | 9723.3797 | 4582.7083 | 98.118 | 0 | 2020-01-04 | 13 | 4 | 13 | 2020-01-01 | 0 | 0%
2020-03-26 | 183.8917 | 0 | 0 | 0 | 0 | 0 | 55.8257 | 203.3448 | 169.1028 | 0 | 0 | 0 | 0 | 0 | 169.0056 | 113.1919 | 0 | 0 | 1496.2708 | 17086.9677 | 13665.3376 | 5938.8699 | 155.3028 | 0 | 2020-01-04 | 14 | 4 | 14 | 2020-01-01 | 0 | 0%
2020-03-27 | 17.3677 | 0 | 0 | 0 | 0 | 0 | 5.5162 | 0 | 3270.8422 | 0 | 0 | 0 | 0 | 0 | 0 | 0 | 0 | 0 | 87.925 | 9053.166 | 5569.1519 | 2719.6272 | 107.3667 | 0 | 2020-01-04 | 15 | 4 | 15 | 2020-01-01 | 0 | 0%
2020-03-28 | 67.5147 | 0 | 0 | 0 | 0 | 0 | 40.7326 | 0 | 2904.0419 | 0 | 0 | 0 | 0 | 0 | 0 | 0 | 0 | 0 | 0 | 12388.3089 | 11942.9078 | 2927.051 | 0 | 0 | 2020-01-04 | 16 | 4 | 16 | 2020-01-01 | 1163.496 | 0.002011%
2020-03-29 | 40.6466 | 0 | 0 | 0 | 0 | 0 | 2.8649 | 0 | 3165.924 | 0 | 0 | 0 | 0 | 0 | 0 | 0 | 0 | 0 | 0 | 5638.9396 | 4912.136 | 772.7187 | 0 | 0 | 2020-01-04 | 17 | 4 | 17 | 2020-01-01 | 0 | 0%
2020-03-30 | 52.3814 | 0 | 0 | 0 | 0 | 0 | 28.2485 | 0 | 1807.0657 | 0 | 0 | 0 | 0 | 0 | 0 | 25.8122 | 0 | 0 | 25.6276 | 11500.8001 | 6946.1731 | 1813.3704 | 0 | 0 | 2020-01-04 | 18 | 4 | 18 | 2020-01-01 | 0 | 0%
2020-03-31 | 122.7794 | 11.2398 | 0 | 0 | 0 | 0 | 105.2608 | 17.1906 | 2678.6296 | 0 | 0 | 0 | 0 | 0 | 0 | 98.2815 | 0 | 0 | 893.4795 | 18777.8578 | 16739.8722 | 9376.6342 | 184.2841 | 0 | 2020-01-04 | 19 | 4 | 19 | 2020-01-01 | 7723.8927 | 0.01335%
2020-04-01 | 120.9102 | 0 | 0 | 0 | 0 | 0 | 90.7047 | 0 | 72.6096 | 0 | 0 | 0 | 440.5211 | 0 | 0 | 45.5457 | 0 | 0 | 1771.4081 | 23535.0309 | 22931.9658 | 10507.2148 | 156.3688 | 0 | 2020-01-04 | 20 | 4 | 20 | 2020-01-01 | 14009.1513 | 0.02422%
2020-04-02 | 189.7402 | 0 | 0 | 0 | 0 | 0 | 119.0893 | 28.4265 | 73.7228 | 0 | 0 | 0 | 0 | 0 | 0 | 394.4146 | 0 | 0 | 623.1222 | 10838.6346 | 10689.2825 | 4492.1948 | 35.6984 | 0 | 2020-01-04 | 21 | 4 | 21 | 2020-01-01 | 7574.505 | 0.01309%
2020-04-03 | 123.0383 | 0 | 0 | 0 | 0 | 0 | 37.9876 | 0 | 3032.2348 | 45.0934 | 0 | 0 | 0 | 0 | 0 | 15.9357 | 0 | 0 | 177.7688 | 6591.7154 | 6129.2046 | 2012.8715 | 5.3954 | 0 | 2020-01-04 | 22 | 4 | 22 | 2020-01-01 | 4161.569 | 0.007194%
2020-04-04 | 56.1897 | 111.8375 | 0 | 0 | 0 | 0 | 162.2728 | 0 | 3583.1891 | 0 | 0 | 0 | 0 | 0 | 0 | 0 | 0 | 0 | 0 | 7066.1966 | 11017.2678 | 3237.8095 | 0 | 0 | 2020-01-04 | 23 | 4 | 23 | 2020-01-01 | 318.1297 | 0.00055%
2020-04-05 | 0 | 0 | 0 | 0 | 0 | 0 | 0 | 0 | 4098.8442 | 0 | 0 | 0 | 0 | 0 | 0 | 0 | 0 | 0 | 0 | 5917.1126 | 9954.4555 | 2121.0849 | 3.6089 | 0 | 2020-01-04 | 24 | 4 | 24 | 2020-01-01 | 0 | 0%
2020-04-06 | 272.0238 | 0 | 0 | 0 | 0 | 0 | 111.377 | 0 | 2693.2511 | 0 | 0 | 0 | 0 | 0 | 0 | 89.6403 | 0 | 0 | 535.2326 | 10865.3812 | 11001.4152 | 3068.7002 | 0 | 0 | 2020-01-05 | 1 | 5 | 1 | 2020-01-01 | 68.763 | 0.0001189%
2020-04-07 | 84.073 | 0 | 0 | 0 | 0 | 0 | 100.6587 | 0 | 3804.5888 | 0 | 0 | 0 | 0 | 0 | 0 | 2.1988 | 0 | 0 | 397.5459 | 11718.5837 | 10641.1418 | 3860.7141 | 71.6372 | 0 | 2020-01-05 | 2 | 5 | 2 | 2020-01-01 | 0 | 0%
2020-04-08 | 35.9222 | 0 | 0 | 0 | 0 | 0 | 71.7018 | 0 | 620.0778 | 0 | 0 | 0 | 0 | 0 | 0 | 250.7213 | 0 | 0 | 427.0118 | 9707.012 | 9192.9002 | 3847.3257 | 0 | 0 | 2020-01-05 | 3 | 5 | 3 | 2020-01-01 | 0 | 0%
2020-04-09 | 30.2802 | 6.6788 | 19.7715 | 2.9582 | 0 | 0 | 97.1084 | 0 | 2590.7359 | 0 | 0 | 0 | 0 | 0 | 0 | 96.6651 | 0 | 0 | 1173.7434 | 17892.6285 | 18913.2629 | 7617.2329 | 264.6122 | 0 | 2020-01-05 | 4 | 5 | 4 | 2020-01-01 | 0 | 0%
2020-04-10 | 236.3702 | 0 | 0 | 0 | 0 | 0 | 77.2524 | 0 | 2825.5101 | 0 | 0 | 0 | 0 | 0 | 0 | 15.1088 | 0 | 0 | 397.7968 | 14339.3652 | 13994.438 | 6340.2582 | 89.7469 | 0 | 2020-01-05 | 5 | 5 | 5 | 2020-01-01 | 0 | 0%
2020-04-11 | 0 | 0 | 0 | 0 | 0 | 5.706 | 8.348 | 0 | 3647.5932 | 0 | 0 | 0 | 0 | 0 | 0 | 0 | 0 | 0 | 0 | 1311.9972 | 2052.1341 | 52.2908 | 0 | 0 | 2020-01-05 | 6 | 5 | 6 | 2020-01-01 | 0 | 0%
2020-04-12 | 31.012 | 19.1761 | 0 | 2.4573 | 0 | 0 | 32.9277 | 0 | 3697.5166 | 0 | 0 | 0 | 0 | 0 | 0 | 0 | 0 | 0 | 0 | 3045.773 | 4559.017 | 825.6967 | 0 | 0 | 2020-01-05 | 7 | 5 | 7 | 2020-01-01 | 0 | 0%
2020-04-13 | 136.9611 | 0 | 0 | 0 | 0 | 0 | 104.7629 | 0 | 4771.558 | 0 | 0 | 0 | 0 | 0 | 0 | 99.8347 | 0 | 0 | 591.0294 | 10189.9285 | 10089.0794 | 4229.4423 | 30.8144 | 0 | 2020-01-05 | 8 | 5 | 8 | 2020-01-01 | 50.6057 | 8.748e-05%
2020-04-14 | 74.3226 | 0 | 0 | 0 | 0 | 0 | 127.9503 | 0 | 173.7794 | 0 | 0 | 0 | 0 | 7.1797 | 93.1588 | 470.3867 | 0 | 0 | 1111.9766 | 16605.9921 | 17577.0973 | 6805.9799 | 145.9302 | 0 | 2020-01-05 | 9 | 5 | 9 | 2020-01-01 | 753.7922 | 0.001303%
2020-04-15 | 83.9043 | 0 | 0 | 0 | 0 | 0 | 50.9571 | 0 | 381.7071 | 0 | 0 | 0 | 0 | 0 | 0 | 421.6568 | 0 | 19.6479 | 9783.1828 | 29804.3596 | 22820.6614 | 11519.6397 | 364.5643 | 0 | 2020-01-05 | 10 | 5 | 10 | 2020-01-01 | 0 | 0%
2020-04-16 | 113.6572 | 0 | 0 | 0 | 0 | 0 | 79.2308 | 0 | 2665.0703 | 0 | 0 | 0 | 0 | 0 | 0 | 91.5765 | 0 | 0 | 1103.389 | 12272.4796 | 12882.7793 | 6144.9023 | 38.9133 | 0 | 2020-01-05 | 11 | 5 | 11 | 2020-01-01 | 0 | 0%
2020-04-17 | 157.4199 | 0 | 8.5052 | 44.9672 | 0 | 0 | 66.9841 | 0 | 937.113 | 0 | 0 | 0 | 0 | 0 | 0 | 53.0032 | 0 | 0 | 1037.5762 | 13334.59 | 15224.3609 | 5684.6015 | 4.8794 | 0 | 2020-01-05 | 12 | 5 | 12 | 2020-01-01 | 0 | 0%
2020-04-18 | 35.4528 | 0 | 0 | 0 | 0 | 0 | 55.8963 | 0 | 3867.3804 | 0 | 0 | 0 | 0 | 0 | 0 | 0 | 0 | 0 | 0 | 4136.0435 | 5640.6501 | 1304.0588 | 0 | 0 | 2020-01-05 | 13 | 5 | 13 | 2020-01-01 | 0 | 0%
2020-04-19 | 51.5463 | 0 | 0 | 0 | 0 | 0 | 149.5503 | 0 | 2143.7024 | 0 | 0 | 0 | 0 | 0 | 0 | 1472.695 | 0 | 0 | 58.8959 | 5806.3575 | 6853.2809 | 1713.2124 | 0 | 0 | 2020-01-05 | 14 | 5 | 14 | 2020-01-01 | 0 | 0%
2020-04-20 | 109.0688 | 0 | 0 | 0 | 0 | 0 | 36.8876 | 0 | 785.2408 | 0 | 0 | 0 | 410.8901 | 0 | 0 | 305.47 | 0 | 0 | 2211.6076 | 20357.9411 | 19091.4316 | 9815.3236 | 238.6852 | 0 | 2020-01-05 | 15 | 5 | 15 | 2020-01-01 | 0 | 0%
2020-04-21 | 147.4561 | 0 | 0 | 0 | 0 | 0 | 113.4966 | 0 | 542.9055 | 0 | 0 | 0 | 0 | 0 | 0 | 166.6101 | 0 | 0 | 3352.5088 | 28489.7165 | 27273.9053 | 14250.4338 | 629.1901 | 0 | 2020-01-05 | 16 | 5 | 16 | 2020-01-01 | 715.9454 | 0.001238%
2020-04-22 | 74.2768 | 0 | 0 | 0 | 0 | 0 | 99.55 | 3.7164 | 257.6375 | 0 | 0 | 0 | 0 | 0 | 0 | 249.0003 | 0 | 137.4382 | 12791.5229 | 27686.9419 | 28922.4373 | 17429.4207 | 1719.6404 | 0 | 2020-01-05 | 17 | 5 | 17 | 2020-01-01 | 6.4761 | 1.12e-05%
2020-04-23 | 54.7203 | 0 | 0 | 0 | 0 | 0 | 87.8217 | 0.36119 | 83.6099 | 12.7768 | 0 | 0 | 0 | 0 | 0 | 311.1275 | 0 | 83.1433 | 5818.7463 | 20153.5887 | 21376.4177 | 10907.7587 | 993.2953 | 0 | 2020-01-05 | 18 | 5 | 18 | 2020-01-01 | 2272.9369 | 0.003929%
2020-04-24 | 181.7007 | 0 | 0 | 0 | 0 | 0 | 40.3798 | 0 | 1786.0399 | 0 | 0 | 0 | 0 | 0 | 0 | 76.7927 | 0 | 0 | 458.3848 | 6604.4202 | 7162.0296 | 2815.5722 | 171.0511 | 0 | 2020-01-05 | 19 | 5 | 19 | 2020-01-01 | 20193.639 | 0.03491%
2020-04-25 | 42.9908 | 0 | 0 | 0 | 65.3893 | 82.308 | 129.1183 | 0 | 1304.0565 | 0 | 0 | 0 | 0 | 0 | 70.0995 | 3077.1546 | 0 | 0 | 0 | 4175.4673 | 6321.1408 | 1141.8558 | 0 | 0 | 2020-01-05 | 20 | 5 | 20 | 2020-01-01 | 28292.1385 | 0.04891%
2020-04-26 | 42.1702 | 0 | 0 | 0 | 0 | 0 | 116.8246 | 0 | 4360.5753 | 16.7338 | 0 | 0 | 0 | 0 | 0 | 0 | 0 | 0 | 0 | 2183.3015 | 4540.8538 | 756.2115 | 0 | 0 | 2020-01-05 | 21 | 5 | 21 | 2020-01-01 | 17431.1291 | 0.03013%
2020-04-27 | 96.8795 | 0 | 0 | 0 | 0 | 0 | 74.1449 | 2.7902 | 1847.7511 | 0 | 0 | 0 | 0 | 0 | 0 | 370.8058 | 0 | 0 | 918.4834 | 10628.6575 | 10318.0763 | 4709.704 | 273.7872 | 0 | 2020-01-05 | 22 | 5 | 22 | 2020-01-01 | 10899.7637 | 0.01884%
2020-04-28 | 189.3879 | 0 | 0 | 0 | 0 | 0 | 93.1448 | 25.7403 | 166.9787 | 0 | 0 | 0 | 0 | 0 | 0 | 217.026 | 0 | 0 | 4460.1726 | 29179.2601 | 27718.28 | 13457.3429 | 373.9659 | 0 | 2020-01-05 | 23 | 5 | 23 | 2020-01-01 | 3285.2874 | 0.005679%
2020-04-29 | 82.553 | 0 | 0 | 0 | 0 | 0 | 70.2492 | 0 | 3143.988 | 0 | 0 | 0 | 0 | 0 | 0 | 37.2849 | 0 | 0 | 256.7598 | 18628.9485 | 20534.965 | 9464.7696 | 242.4814 | 0 | 2020-01-05 | 24 | 5 | 24 | 2020-01-01 | 149.2172 | 0.000258%
2020-04-30 | 97.767 | 0 | 0 | 0 | 0 | 0 | 86.5591 | 0 | 1952.2059 | 0 | 0 | 0 | 0 | 0 | 0 | 178.3525 | 0 | 0 | 441.2965 | 12687.9971 | 13589.8358 | 4529.4647 | 72.3881 | 0 | 2020-01-06 | 1 | 6 | 1 | 2020-01-01 | 186.127 | 0.0003218%
2020-05-01 | 61.9291 | 0 | 0 | 0 | 0 | 0 | 93.9883 | 25.2676 | 368.9633 | 0 | 0 | 0 | 0 | 0 | 0 | 504.6896 | 575.2203 | 7046.0082 | 36094.9543 | 47668.8408 | 48162.2634 | 33552.7058 | 9538.9707 | 178.9078 | 2020-01-06 | 2 | 6 | 2 | 2020-01-01 | 0 | 0%
2020-05-02 | 89.7134 | 0 | 0 | 0 | 0 | 44.3559 | 86.4985 | 0 | 3054.2474 | 0 | 0 | 0 | 0 | 0 | 0 | 0 | 0 | 0 | 24.5736 | 5747.6337 | 11656.6659 | 3678.274 | 129.6964 | 0 | 2020-01-06 | 3 | 6 | 3 | 2020-01-01 | 0 | 0%
2020-05-03 | 34.2971 | 0 | 0 | 0 | 0 | 34.1182 | 30.8612 | 0 | 3181.8273 | 0 | 0 | 0 | 0 | 0 | 0 | 14.3155 | 0 | 0 | 57.0261 | 7888.5916 | 11149.7478 | 3690.3531 | 105.7553 | 0 | 2020-01-06 | 4 | 6 | 4 | 2020-01-01 | 6.9368 | 1.199e-05%
2020-05-04 | 267.6612 | 0 | 0 | 0 | 0 | 0 | 193.4452 | 0 | 314.3613 | 0 | 0 | 0 | 13.5343 | 0 | 0 | 17.1215 | 0 | 0 | 788.8296 | 12376.6451 | 20959.3122 | 10102.3635 | 289.7798 | 0 | 2020-01-06 | 5 | 6 | 5 | 2020-01-01 | 0 | 0%
2020-05-05 | 58.6936 | 0 | 0 | 0 | 0 | 0 | 84.8937 | 0 | 1971.1041 | 0 | 0 | 0 | 0 | 0 | 0 | 199.8235 | 0 | 0 | 814.6656 | 7092.1279 | 11117.4633 | 4758.6535 | 157.8616 | 0 | 2020-01-06 | 6 | 6 | 6 | 2020-01-01 | 0 | 0%
2020-05-06 | 5.8037 | 0 | 0 | 0 | 0 | 0 | 42.1804 | 0 | 2268.8644 | 0 | 0 | 0 | 0 | 0 | 0 | 165.8195 | 0 | 0 | 2306.7489 | 11062.2424 | 16640.1827 | 10145.8605 | 175.9638 | 0 | 2020-01-06 | 7 | 6 | 7 | 2020-01-01 | 0 | 0%
2020-05-07 | 33.2966 | 0 | 0 | 0 | 0 | 0 | 129.3905 | 17.6458 | 302.2621 | 0 | 0 | 0 | 0 | 0 | 0 | 749.8827 | 36.3988 | 1348.4002 | 16048.5466 | 30009.3099 | 33497.6164 | 24889.0002 | 4952.8887 | 0.25956 | 2020-01-06 | 8 | 6 | 8 | 2020-01-01 | 1003.7771 | 0.001735%
2020-05-08 | 28.7831 | 0 | 0 | 0 | 0 | 0 | 85.6546 | 0 | 3008.0698 | 167.3188 | 0 | 0 | 0 | 0 | 0 | 671.1809 | 0 | 0 | 369.2157 | 8040.7734 | 14360.6046 | 6413.1583 | 131.5105 | 0 | 2020-01-06 | 9 | 6 | 9 | 2020-01-01 | 1047.7065 | 0.001811%
2020-05-09 | 0.4614 | 0 | 0 | 0 | 0 | 71.0652 | 141.3867 | 0 | 7578.5388 | 0 | 0 | 0 | 0 | 0 | 0 | 28.9291 | 0 | 0 | 68.3817 | 1919.7918 | 7130.6071 | 1973.7278 | 65.7804 | 0 | 2020-01-06 | 10 | 6 | 10 | 2020-01-01 | 27.9766 | 4.836e-05%
2020-05-10 | 1.1249 | 0 | 0 | 0 | 0 | 20.143 | 0.83621 | 0 | 3561.2177 | 0 | 0 | 0 | 0 | 0 | 0 | 0 | 0 | 0 | 0 | 2420.9388 | 7273.953 | 2360.9946 | 0 | 0 | 2020-01-06 | 11 | 6 | 11 | 2020-01-01 | 0 | 0%
2020-05-11 | 136.244 | 0 | 0 | 0 | 0 | 0 | 83.3291 | 13.0015 | 214.2217 | 0 | 0 | 0 | 0 | 0 | 0 | 252.9784 | 0 | 0 | 7996.332 | 23683.1211 | 25374.104 | 15285.2894 | 1400.7299 | 0 | 2020-01-06 | 12 | 6 | 12 | 2020-01-01 | 0 | 0%
2020-05-12 | 8.3926 | 0 | 0 | 0 | 0 | 12.7278 | 26.6275 | 0 | 1336.5712 | 0 | 0 | 0 | 0 | 0 | 0 | 155.4871 | 0 | 0 | 2640.9207 | 18306.9448 | 21026.2437 | 10823.881 | 845.377 | 0 | 2020-01-06 | 13 | 6 | 13 | 2020-01-01 | 0 | 0%
2020-05-13 | 52.0098 | 0 | 0 | 0 | 0 | 0 | 73.4388 | 23.7861 | 36.62 | 29.5099 | 91.3345 | 0 | 3.3175 | 0 | 0 | 126.8625 | 0 | 135.4289 | 6211.5273 | 19985.2493 | 24026.2142 | 13160.8933 | 1030.6087 | 0 | 2020-01-06 | 14 | 6 | 14 | 2020-01-01 | 0 | 0%
2020-05-14 | 39.233 | 0 | 0 | 0 | 0 | 0 | 125.7333 | 32.6702 | 1527.5857 | 0 | 0 | 0 | 0 | 0 | 0 | 45.3842 | 0 | 0 | 0 | 3669.0611 | 6655.1314 | 2997.8225 | 128.314 | 0 | 2020-01-06 | 15 | 6 | 15 | 2020-01-01 | 0 | 0%
2020-05-15 | 63.3337 | 0 | 0 | 0 | 0 | 59.9997 | 42.9317 | 0 | 57.4867 | 96.6284 | 0 | 0 | 0 | 0 | 0 | 417.5337 | 0 | 0 | 1765.082 | 8962.8074 | 13508.2994 | 6581.7076 | 756.1453 | 0 | 2020-01-06 | 16 | 6 | 16 | 2020-01-01 | 262.8897 | 0.0004545%
2020-05-16 | 17.132 | 0 | 0 | 0 | 0 | 0.73096 | 27.7652 | 0 | 2538.6381 | 0 | 0 | 0 | 0 | 0 | 0 | 44.7869 | 0 | 0 | 0 | 1720.5082 | 5993.1775 | 1749.07 | 0 | 0 | 2020-01-06 | 17 | 6 | 17 | 2020-01-01 | 913.4884 | 0.001579%
2020-05-17 | 34.6124 | 0 | 0 | 0 | 0 | 18.2455 | 2.4306 | 0 | 2183.2514 | 3028.4802 | 0 | 0 | 0 | 0 | 0 | 0 | 0 | 0 | 15.031 | 3293.7439 | 8051.2916 | 3108.8951 | 13.5797 | 0 | 2020-01-06 | 18 | 6 | 18 | 2020-01-01 | 20728.4521 | 0.03583%
2020-05-18 | 87.762 | 0 | 0 | 22.0447 | 0 | 0 | 8.0932 | 0 | 1974.7645 | 0 | 0 | 0 | 0 | 0 | 0 | 156.0681 | 0 | 0 | 74.8385 | 9559.2734 | 16407.0703 | 7092.5396 | 181.8816 | 0 | 2020-01-06 | 19 | 6 | 19 | 2020-01-01 | 55093.1959 | 0.09524%
2020-05-19 | 11.7432 | 0 | 0 | 0 | 0 | 0 | 41.4182 | 0 | 1740.6849 | 0 | 0 | 0 | 0 | 0 | 0 | 91.9881 | 0 | 0 | 1217.3232 | 18661.8217 | 28156.0034 | 15921.6966 | 811.9735 | 0 | 2020-01-06 | 20 | 6 | 20 | 2020-01-01 | 61467.0412 | 0.1063%
2020-05-20 | 11.9209 | 0 | 0 | 0 | 0 | 0 | 67.5758 | 0 | 718.9366 | 0 | 0 | 0 | 0 | 0 | 0 | 354.9843 | 0 | 0 | 141.9206 | 10407.6964 | 18402.69 | 8573.7981 | 72.6943 | 0 | 2020-01-06 | 21 | 6 | 21 | 2020-01-01 | 49972.0412 | 0.08639%
2020-05-21 | 43.1886 | 0 | 0 | 0 | 0 | 0 | 31.6556 | 5.4854 | 277.0659 | 0 | 0 | 0 | 0 | 0 | 0 | 357.1191 | 0 | 249.6611 | 7306.1556 | 24370.426 | 30840.3054 | 18137.3766 | 2694.6298 | 0 | 2020-01-06 | 22 | 6 | 22 | 2020-01-01 | 38245.4948 | 0.06612%
2020-05-22 | 31.1461 | 30.1845 | 0 | 0 | 0 | 0 | 54.6361 | 0 | 1256.0011 | 0 | 0 | 0 | 0 | 0 | 0 | 135.1357 | 0 | 0 | 233.8433 | 6793.6575 | 12300.6166 | 6626.9236 | 251.5551 | 0 | 2020-01-06 | 23 | 6 | 23 | 2020-01-01 | 22401.3371 | 0.03873%
2020-05-23 | 22.7801 | 0 | 0 | 0 | 0 | 29.3135 | 0 | 0 | 3530.0311 | 54.3733 | 0 | 0 | 0 | 0 | 0 | 0 | 0 | 0 | 0 | 566.299 | 2496.6781 | 561.6724 | 0 | 0 | 2020-01-06 | 24 | 6 | 24 | 2020-01-01 | 2636.1648 | 0.004557%
2020-05-24 | 0 | 0 | 15.4264 | 0 | 0 | 24.7459 | 15.3985 | 0 | 1809.1013 | 0 | 0 | 0 | 0 | 0 | 0 | 0 | 0 | 0 | 0 | 539.1491 | 1651.7528 | 404.8863 | 9.8001 | 0 | 2020-01-07 | 1 | 7 | 1 | 2020-01-01 | 165.7783 | 0.0002866%
2020-05-25 | 13.4915 | 0 | 0 | 0 | 0 | 118.1324 | 160.4985 | 0 | 2867.954 | 16.2436 | 0 | 0 | 0 | 0 | 0 | 14.3516 | 0 | 0 | 0 | 2802.0345 | 7054.7153 | 2837.4686 | 0 | 0 | 2020-01-07 | 2 | 7 | 2 | 2020-01-01 | 0 | 0%
2020-05-26 | 14.6753 | 0 | 0 | 0 | 40.3707 | 63.39 | 14.867 | 0 | 169.3623 | 0 | 0 | 0 | 0 | 0 | 0 | 925.1413 | 433.7385 | 4121.7859 | 22510.7308 | 38845.6025 | 41282.0232 | 32358.9598 | 10158.1489 | 814.2318 | 2020-01-07 | 3 | 7 | 3 | 2020-01-01 | 0 | 0%
2020-05-27 | 35.148 | 0 | 0 | 0 | 0 | 0 | 4.3969 | 0 | 524.2054 | 0 | 0 | 0 | 0 | 0 | 0 | 341.6973 | 0 | 0 | 1145.189 | 12139.1706 | 23531.4771 | 13724.6395 | 1066.2364 | 0 | 2020-01-07 | 4 | 7 | 4 | 2020-01-01 | 0 | 0%
2020-05-28 | 26.0726 | 0 | 0 | 0 | 0 | 4.2158 | 91.092 | 0 | 1429.8985 | 0 | 0 | 0 | 0 | 0 | 0 | 170.2458 | 0 | 0 | 640.7889 | 10434.0825 | 15932.54 | 7520.1 | 441.3642 | 0 | 2020-01-07 | 5 | 7 | 5 | 2020-01-01 | 0 | 0%
2020-05-29 | 155.5281 | 0 | 0 | 0 | 0 | 17.6323 | 48.9361 | 0 | 174.7103 | 0 | 0 | 0 | 0 | 0 | 0 | 223.841 | 0 | 0 | 0 | 6799.2071 | 13231.1995 | 4318.4772 | 56.6304 | 0 | 2020-01-07 | 6 | 7 | 6 | 2020-01-01 | 0 | 0%
2020-05-30 | 22.5916 | 0 | 0 | 20.8607 | 0 | 17.5024 | 0 | 0 | 2836.5979 | 0 | 0 | 0 | 0 | 0 | 0 | 0 | 0 | 0 | 0 | 1215.173 | 4087.0473 | 1389.6493 | 0 | 0 | 2020-01-07 | 7 | 7 | 7 | 2020-01-01 | 16.6326 | 2.875e-05%
2020-05-31 | 15.1833 | 0 | 0 | 0 | 0 | 6.4753 | 0 | 0 | 2096.0922 | 592.6756 | 0 | 0 | 0 | 0 | 0 | 0 | 0 | 0 | 0 | 785.6574 | 3295.9583 | 1137.2639 | 0 | 0 | 2020-01-07 | 8 | 7 | 8 | 2020-01-01 | 1800.7822 | 0.003113%
2020-06-01 | 21.0677 | 0 | 0 | 8.755 | 0 | 25.669 | 26.511 | 0 | 340.2761 | 0 | 0 | 0 | 0 | 0 | 0 | 258.3332 | 0 | 54.8915 | 6495.6622 | 20702.2106 | 28845.6881 | 21186.613 | 6357.9707 | 385.5473 | 2020-01-07 | 9 | 7 | 9 | 2020-01-01 | 1379.421 | 0.002385%
2020-06-02 | 254.9949 | 69.337 | 36.5103 | 5.3752 | 66.2893 | 178.7696 | 169.8929 | 50.0349 | 102.4383 | 0 | 0 | 0 | 0 | 0 | 0 | 352.3878 | 53.3541 | 402.1716 | 6443.7588 | 22200.6877 | 31464.7206 | 24381.3967 | 6803.3006 | 729.9177 | 2020-01-07 | 10 | 7 | 10 | 2020-01-01 | 0 | 0%
2020-06-03 | 29.2745 | 0 | 0 | 0 | 0 | 23.639 | 0 | 0 | 406.7615 | 0 | 0 | 0 | 0 | 0 | 0 | 207.0889 | 0 | 0 | 1723.3987 | 10046.0024 | 18745.6613 | 14264.8673 | 3656.4491 | 67.1397 | 2020-01-07 | 11 | 7 | 11 | 2020-01-01 | 0 | 0%
2020-06-04 | 123.8912 | 8.7141 | 0 | 0 | 0 | 34.9306 | 143.2143 | 7.2344 | 571.6013 | 0 | 0 | 0 | 0 | 0 | 0 | 190.7892 | 0 | 0 | 3487.5854 | 18839.0667 | 23228.7112 | 16560.4141 | 3294.6673 | 126.746 | 2020-01-07 | 12 | 7 | 12 | 2020-01-01 | 0 | 0%
2020-06-05 | 72.6108 | 0 | 0 | 0 | 0 | 0 | 33.6116 | 0 | 638.1292 | 0 | 0 | 0 | 0 | 0 | 0 | 337.5263 | 0 | 0 | 3282.7982 | 18381.2317 | 29777.18 | 22343.399 | 4269.9022 | 128.0714 | 2020-01-07 | 13 | 7 | 13 | 2020-01-01 | 0 | 0%
2020-06-06 | 20.1112 | 0 | 0 | 0 | 0 | 3.9444 | 0 | 0 | 2991.7752 | 0 | 0 | 0 | 0 | 0 | 0 | 0 | 0 | 0 | 311.6058 | 5487.3912 | 13381.1932 | 7419.558 | 1417.4179 | 64.208 | 2020-01-07 | 14 | 7 | 14 | 2020-01-01 | 0 | 0%
2020-06-07 | 18.7017 | 0 | 0 | 0 | 0 | 5.8579 | 0 | 0 | 1725.8067 | 0 | 0 | 0 | 0 | 0 | 0 | 199.7575 | 0 | 0 | 992.1348 | 8076.052 | 15040.2567 | 9255.5389 | 1810.5623 | 145.5246 | 2020-01-07 | 15 | 7 | 15 | 2020-01-01 | 0 | 0%
2020-06-08 | 90.4389 | 0 | 0 | 0 | 0 | 15.332 | 61.8514 | 0 | 1062.4799 | 51.045 | 0 | 0 | 0 | 0 | 0 | 291.7594 | 0 | 24.4693 | 5107.9729 | 15711.7739 | 22915.2126 | 17417.9743 | 4882.0204 | 321.0281 | 2020-01-07 | 16 | 7 | 16 | 2020-01-01 | 153.4532 | 0.0002653%
2020-06-09 | 64.2793 | 0 | 0 | 0 | 8.8375 | 6.3344 | 28.9477 | 2.0364 | 668.9128 | 338.596 | 53.2201 | 0 | 0 | 0 | 0 | 225.6081 | 0 | 519.7154 | 5066.2608 | 15016.1635 | 20402.9701 | 15877.4491 | 4685.5305 | 519.1615 | 2020-01-07 | 17 | 7 | 17 | 2020-01-01 | 306.3703 | 0.0005296%
2020-06-10 | 56.6807 | 0 | 0 | 0 | 0 | 62.4778 | 118.9033 | 32.0985 | 555.7448 | 4.6596 | 0 | 0 | 0 | 0 | 0 | 133.7866 | 0 | 305.5523 | 3921.1654 | 14541.5559 | 20943.3324 | 16276.8458 | 4423.2902 | 233.9146 | 2020-01-07 | 18 | 7 | 18 | 2020-01-01 | 12949.9572 | 0.02239%
2020-06-11 | 27.9216 | 0 | 0 | 0 | 0 | 0 | 0 | 0 | 3147.7465 | 561.5659 | 0 | 0 | 0 | 0 | 0 | 200.2191 | 0 | 0 | 1264.4784 | 10644.418 | 18393.3214 | 12745.3875 | 2333.0478 | 86.8759 | 2020-01-07 | 19 | 7 | 19 | 2020-01-01 | 48512.0412 | 0.08387%
2020-06-12 | 37.8403 | 0 | 0 | 0 | 21.9686 | 100.3906 | 0 | 0 | 668.9995 | 0 | 0 | 0 | 0 | 0 | 0 | 84.1384 | 0 | 0 | 666.7985 | 6247.7458 | 12408.9347 | 8543.7983 | 1680.6485 | 80.1929 | 2020-01-07 | 20 | 7 | 20 | 2020-01-01 | 56312.0412 | 0.09735%
2020-06-13 | 31.051 | 16.0276 | 10.5933 | 0 | 0 | 10.8621 | 0 | 0 | 2731.6705 | 3399.8915 | 33.0056 | 0 | 0 | 0 | 0 | 0 | 0 | 0 | 14.0152 | 4533.9132 | 14503.3298 | 8154.8499 | 1028.8298 | 0 | 2020-01-07 | 21 | 7 | 21 | 2020-01-01 | 46017.6077 | 0.07955%
2020-06-14 | 3.7211 | 0 | 0 | 0 | 0 | 0 | 0 | 0 | 1547.5754 | 94.4372 | 0 | 0 | 0 | 0 | 0 | 44.9921 | 0 | 0 | 201.6855 | 4054.1392 | 11494.2431 | 6814.9472 | 1070.8395 | 39.4272 | 2020-01-07 | 22 | 7 | 22 | 2020-01-01 | 34642.9852 | 0.05989%
2020-06-15 | 62.7247 | 0 | 0 | 0 | 0 | 0 | 86.9336 | 0 | 559.9374 | 0 | 0 | 0 | 0 | 0 | 0 | 304.2836 | 0 | 0 | 1053.1336 | 11125.4444 | 18303.9101 | 11907.437 | 1769.4614 | 75.0072 | 2020-01-07 | 23 | 7 | 23 | 2020-01-01 | 19780.7716 | 0.0342%
2020-06-16 | 42.3945 | 0 | 0 | 0 | 0 | 0 | 19.9222 | 0 | 47.4392 | 0 | 0 | 0 | 0 | 0 | 0 | 103.8013 | 123.2537 | 2541.0596 | 16113.5171 | 29897.9186 | 35633.8319 | 29595.9771 | 11680.887 | 634.6333 | 2020-01-07 | 24 | 7 | 24 | 2020-01-01 | 1489.4708 | 0.002575%
2020-06-17 | 24.5377 | 0 | 0 | 0 | 0 | 23.8497 | 41.8376 | 0 | 33.3624 | 0 | 0 | 0 | 0 | 0 | 0 | 311.228 | 0 | 354.7174 | 5939.4549 | 20097.6789 | 26246.4454 | 20263.5894 | 6244.8426 | 572.4713 | 2020-01-08 | 1 | 8 | 1 | 2020-01-01 | 96.571 | 0.0001669%
2020-06-18 | 63.886 | 0 | 0 | 0 | 0 | 0 | 10.2832 | 0 | 379.3491 | 0 | 0 | 0 | 0 | 0 | 0 | 300.1983 | 0 | 585.3139 | 8869.5748 | 22280.4756 | 30300.4311 | 25856.3259 | 8041.8315 | 669.394 | 2020-01-08 | 2 | 8 | 2 | 2020-01-01 | 0 | 0%
2020-06-19 | 234.8665 | 47.7975 | 0 | 0 | 0 | 65.0724 | 194.8921 | 13.7617 | 50.6856 | 0 | 0 | 0 | 0 | 0 | 0 | 203.2761 | 0 | 873.1804 | 9798.0207 | 22137.6488 | 28631.5733 | 24438.7907 | 8531.6899 | 653.5044 | 2020-01-08 | 3 | 8 | 3 | 2020-01-01 | 0 | 0%
2020-06-20 | 0.21729 | 0 | 0 | 0 | 0 | 50.3424 | 2.4478 | 0 | 985.1824 | 0 | 0 | 0 | 0 | 0 | 0 | 62.8853 | 0 | 0 | 813.108 | 7717.2527 | 16947.1664 | 10495.4596 | 1925.1797 | 9.8779 | 2020-01-08 | 4 | 8 | 4 | 2020-01-01 | 0 | 0%
2020-06-21 | 26.6872 | 0 | 0 | 0 | 0 | 60.0338 | 52.5682 | 0 | 1228.1872 | 32.262 | 0 | 0 | 0 | 0 | 0 | 69.9901 | 0 | 0 | 1656.4714 | 8820.5007 | 21752.3372 | 12027.9983 | 2315.8214 | 112.403 | 2020-01-08 | 5 | 8 | 5 | 2020-01-01 | 0 | 0%
2020-06-22 | 418.9072 | 29.8338 | 0 | 23.7515 | 0 | 138.2539 | 225.0271 | 45.8002 | 264.3057 | 0 | 0 | 0 | 0 | 0 | 0 | 263.6358 | 938.2831 | 10020.1305 | 35770.7394 | 54352.3387 | 57719.5378 | 50055.476 | 23211.4181 | 4554.2958 | 2020-01-08 | 6 | 8 | 6 | 2020-01-01 | 0 | 0%
2020-06-23 | 2212.0326 | 219.1844 | 0 | 0 | 0 | 190.8111 | 398.0882 | 105.7453 | 254.8715 | 0 | 0 | 0 | 0 | 0 | 0 | 636.4575 | 5333.6445 | 30675.7748 | 52314.2632 | 61367.5983 | 63525.0691 | 51721.2909 | 26672.5736 | 9702.3393 | 2020-01-08 | 7 | 8 | 7 | 2020-01-01 | 0 | 0%
2020-06-24 | 710.9241 | 183.0134 | 0 | 0 | 0 | 157.2885 | 391.8555 | 18.2686 | 297.1932 | 0 | 0 | 0 | 0 | 0 | 0 | 401.7451 | 963.6284 | 8306.1647 | 31375.2449 | 45299.9297 | 46736.7674 | 38593.5728 | 17534.3618 | 2999.5108 | 2020-01-08 | 8 | 8 | 8 | 2020-01-01 | 633.8186 | 0.001096%
2020-06-25 | 1731.2493 | 197.7562 | 89.6981 | 8.9884 | 23.3905 | 136.309 | 250.6537 | 28.9911 | 74.3296 | 0 | 0 | 0 | 0 | 0 | 0 | 590.3991 | 2281.6743 | 19020.8758 | 44557.3244 | 64932.157 | 67547.8416 | 59014.5328 | 32680.5745 | 13547.5255 | 2020-01-08 | 9 | 8 | 9 | 2020-01-01 | 720.8851 | 0.001246%
2020-06-26 | 478.2541 | 117.7032 | 63.9908 | 62.332 | 136.957 | 243.0302 | 318.6159 | 123.24 | 121.6929 | 0 | 0 | 0 | 0 | 0 | 85.2643 | 343.8402 | 287.2048 | 1526.6202 | 14180.9928 | 29366.1497 | 38962.5398 | 30670.3962 | 11373.4916 | 992.6202 | 2020-01-08 | 10 | 8 | 10 | 2020-01-01 | 0 | 0%
2020-06-27 | 8.6396 | 0 | 0 | 0 | 0 | 0 | 7.8724 | 0 | 2514.6821 | 0 | 0 | 0 | 0 | 0 | 0 | 192.4571 | 0 | 0 | 953.3813 | 7178.1192 | 14514.9669 | 9233.0137 | 2053.3715 | 601.4645 | 2020-01-08 | 11 | 8 | 11 | 2020-01-01 | 0 | 0%
2020-06-28 | 58.6217 | 0 | 0 | 0 | 3.5915 | 158.8766 | 99.4127 | 0 | 362.7018 | 2069.1409 | 0 | 0 | 0 | 0 | 0 | 237.6634 | 0 | 0 | 1968.4375 | 10359.123 | 20584.7445 | 12409.6087 | 2281.0012 | 247.0182 | 2020-01-08 | 12 | 8 | 12 | 2020-01-01 | 0 | 0%
2020-06-29 | 511.0834 | 43.2855 | 0 | 0 | 0 | 214.592 | 375.8607 | 51.2682 | 330.7855 | 0 | 0 | 0 | 0 | 0 | 0 | 295.5374 | 72.0597 | 925.0878 | 8081.0531 | 20829.9621 | 29702.0814 | 23590.0833 | 8957.7177 | 2492.8322 | 2020-01-08 | 13 | 8 | 13 | 2020-01-01 | 0 | 0%
2020-06-30 | 192.7951 | 33.5217 | 0 | 0 | 0 | 85.062 | 241.475 | 169.0043 | 244.3283 | 0 | 0 | 0 | 0 | 0 | 0 | 246.3151 | 68.5279 | 1604.2192 | 15019.2303 | 32777.8976 | 39610.5775 | 31495.8672 | 12423.2106 | 1715.2267 | 2020-01-08 | 14 | 8 | 14 | 2020-01-01 | 0 | 0%
2020-07-01 | 363.3439 | 0 | 0 | 0 | 0 | 2.5599 | 27.7599 | 0 | 144.668 | 0 | 0 | 0 | 0 | 0 | 0 | 342.3782 | 0 | 1715.8079 | 14738.8922 | 29059.7081 | 35238.0252 | 29795.1162 | 12563.3809 | 1381.3232 | 2020-01-08 | 15 | 8 | 15 | 2020-01-01 | 0 | 0%
2020-07-02 | 575.1948 | 95.9185 | 0 | 0 | 0 | 62.085 | 276.4433 | 49.3472 | 87.9049 | 0 | 0 | 0 | 0 | 0 | 0 | 425.9194 | 1972.8318 | 18877.8974 | 46472.6713 | 59702.6382 | 61861.4408 | 49637.8485 | 23180.2457 | 7139.3632 | 2020-01-08 | 16 | 8 | 16 | 2020-01-01 | 268.1101 | 0.0004635%
2020-07-03 | 40.587 | 14.5939 | 0 | 0 | 0 | 0 | 0 | 0 | 285.4595 | 0 | 0 | 0 | 0 | 0 | 0 | 440.8813 | 0 | 180.4694 | 9671.9243 | 26825.9099 | 33017.5163 | 26834.8399 | 7567.4253 | 480.7257 | 2020-01-08 | 17 | 8 | 17 | 2020-01-01 | 45.0156 | 7.782e-05%
2020-07-04 | 20.2333 | 0 | 0 | 0 | 0 | 74.9247 | 0 | 0 | 576.1195 | 0 | 0 | 0 | 0 | 0 | 0 | 334.3624 | 0 | 0 | 2652.6861 | 12862.2411 | 21648.442 | 13645.3168 | 3724.283 | 578.2849 | 2020-01-08 | 18 | 8 | 18 | 2020-01-01 | 8635.3305 | 0.01493%
2020-07-05 | 163.2426 | 20.2826 | 4.3574 | 0 | 0 | 97.6325 | 29.5026 | 18.2657 | 23.8042 | 0 | 0 | 0 | 469.7583 | 0 | 0 | 11.744 | 0 | 0 | 1531.4949 | 8287.6767 | 18811.1137 | 12155.27 | 3479.4606 | 122.624 | 2020-01-08 | 19 | 8 | 19 | 2020-01-01 | 41821.9297 | 0.0723%
2020-07-06 | 221.7958 | 0 | 0 | 0 | 0 | 0 | 184.6692 | 54.5646 | 183.2603 | 0 | 0 | 0 | 0 | 0 | 0 | 472.0121 | 338.6256 | 2364.9536 | 14176.8403 | 28120.851 | 35983.289 | 33251.6609 | 14170.8847 | 2353.1269 | 2020-01-08 | 20 | 8 | 20 | 2020-01-01 | 46835.7902 | 0.08097%
2020-07-07 | 105.1828 | 0 | 0 | 0 | 0 | 20.359 | 48.1851 | 0 | 151.5447 | 0 | 0 | 0 | 0 | 0 | 0 | 364.7293 | 8.8306 | 1405.7779 | 15192.2266 | 29490.8462 | 36268.0494 | 30221.2959 | 12448.8706 | 1374.8388 | 2020-01-08 | 21 | 8 | 21 | 2020-01-01 | 35472.9923 | 0.06132%
2020-07-08 | 619.342 | 0 | 0 | 0 | 0 | 0 | 75.1786 | 71.1639 | 46.3827 | 0 | 0 | 0 | 84.0723 | 0 | 0 | 24.1162 | 411.6066 | 7058.547 | 34248.6422 | 50654.3737 | 56896.4148 | 50464.1051 | 26418.4569 | 6678.8323 | 2020-01-08 | 22 | 8 | 22 | 2020-01-01 | 24492.7703 | 0.04234%
2020-07-09 | 485.0761 | 69.3878 | 9.2106 | 0 | 0 | 59.6726 | 123.9691 | 270.0219 | 109.6688 | 33.4903 | 0 | 0 | 0 | 0 | 0 | 52.3401 | 292.2046 | 3753.1136 | 24629.3226 | 37956.4196 | 39172.1405 | 35494.0292 | 17723.516 | 4183.721 | 2020-01-08 | 23 | 8 | 23 | 2020-01-01 | 12532.3746 | 0.02167%
2020-07-10 | 578.3952 | 78.2165 | 7.6797 | 0 | 0 | 114.479 | 371.0598 | 178.5312 | 286.3539 | 0 | 0 | 0 | 0 | 0 | 145.3233 | 190.7637 | 619.2202 | 4309.5229 | 18392.4011 | 35143.932 | 43611.4786 | 34743.1046 | 14715.9578 | 2612.722 | 2020-01-08 | 24 | 8 | 24 | 2020-01-01 | 835.0015 | 0.001444%
2020-07-11 | 25.3529 | 13.1412 | 0 | 0 | 0 | 13.1201 | 0 | 0 | 136.2005 | 39.6042 | 0 | 0 | 0 | 0 | 585.437 | 12.3515 | 0 | 159.7318 | 6210.3353 | 16467.5887 | 26337.8626 | 17704.5654 | 5930.9426 | 853.2952 | 2020-01-09 | 1 | 9 | 1 | 2020-01-01 | 47.4365 | 8.201e-05%
2020-07-12 | 144.5597 | 0 | 0 | 0 | 0 | 28.8816 | 77.1005 | 0 | 3.2073 | 26.0127 | 26.7591 | 35.6092 | 189.692 | 0 | 0 | 319.2743 | 0 | 94.587 | 6256.5889 | 19963.9132 | 31821.1699 | 22365.7118 | 7157.7121 | 845.4387 | 2020-01-09 | 2 | 9 | 2 | 2020-01-01 | 0 | 0%
2020-07-13 | 19.8274 | 0 | 0 | 0 | 0 | 17.9058 | 40.5951 | 0 | 226.1754 | 0 | 0 | 0 | 0 | 0 | 0 | 435.1841 | 31.5706 | 5528.9603 | 21918.9765 | 39906.7137 | 45933.21 | 36321.3844 | 15908.2607 | 3250.1693 | 2020-01-09 | 3 | 9 | 3 | 2020-01-01 | 0 | 0%
2020-07-14 | 696.458 | 20.3914 | 0 | 0 | 0 | 50.2708 | 433.2447 | 312.5512 | 152.671 | 0 | 0 | 0 | 0 | 0 | 58.3501 | 593.6742 | 2862.3011 | 13964.2238 | 36109.509 | 50464.1442 | 56522.4089 | 49014.4895 | 27083.2879 | 6377.1152 | 2020-01-09 | 4 | 9 | 4 | 2020-01-01 | 0 | 0%
2020-07-15 | 36.1377 | 0 | 0 | 0 | 0 | 0 | 53.1175 | 41.6771 | 36.3534 | 0 | 0 | 0 | 0 | 0 | 0 | 309.8311 | 48.0948 | 3293.0994 | 20252.2012 | 35000.374 | 40112.9637 | 31238.3821 | 12540.2178 | 1167.6009 | 2020-01-09 | 5 | 9 | 5 | 2020-01-01 | 0 | 0%
2020-07-16 | 3339.3493 | 923.1695 | 249.672 | 103.1371 | 173.1934 | 422.6017 | 2101.3495 | 2194.144 | 216.0823 | 0 | 0 | 0 | 0 | 0 | 126.6887 | 2602.3195 | 8271.743 | 29238.4428 | 58641.3422 | 70390.6652 | 69299.8735 | 58871.7572 | 33123.0817 | 11041.94 | 2020-01-09 | 6 | 9 | 6 | 2020-01-01 | 0 | 0%
2020-07-17 | 583.4151 | 127.0339 | 39.2002 | 45.8469 | 124.9915 | 312.7769 | 633.4722 | 206.2233 | 55.9217 | 0 | 33.7993 | 88.2487 | 65.5106 | 27.6257 | 0 | 197.3791 | 215.1469 | 2326.9619 | 19004.5646 | 33820.0698 | 39401.3873 | 32963.8704 | 15354.2418 | 3195.6305 | 2020-01-09 | 7 | 9 | 7 | 2020-01-01 | 0 | 0%
2020-07-18 | 61.1589 | 0 | 0 | 9.5597 | 0 | 14.7752 | 4.9506 | 0 | 240.2733 | 0 | 0 | 0 | 0 | 0 | 0 | 868.3658 | 0 | 0 | 4404.6595 | 16544.7804 | 24831.5105 | 18913.6352 | 6906.8335 | 695.8965 | 2020-01-09 | 8 | 9 | 8 | 2020-01-01 | 317.9387 | 0.0005496%
2020-07-19 | 92.6481 | 0 | 0 | 0 | 0 | 19.9329 | 70.9466 | 0 | 140.4869 | 0 | 0 | 0 | 0 | 0 | 0 | 407.5053 | 0 | 0 | 6301.2765 | 21625.2095 | 36076.415 | 26690.445 | 8949.1026 | 1066.2982 | 2020-01-09 | 9 | 9 | 9 | 2020-01-01 | 281.4663 | 0.0004866%
2020-07-20 | 1033.7889 | 870.3231 | 120.1506 | 0 | 108.9359 | 313.5542 | 991.1017 | 287.5269 | 217.5517 | 0 | 0 | 0 | 0 | 0 | 0 | 326.3996 | 1218.9471 | 7590.643 | 32814.5811 | 49876.3034 | 52157.2547 | 44447.0519 | 24784.2115 | 8773.864 | 2020-01-09 | 10 | 9 | 10 | 2020-01-01 | 0 | 0%
2020-07-21 | 765.2185 | 134.4836 | 53.2881 | 15.5447 | 20.4711 | 85.0386 | 199.2649 | 0 | 220.7569 | 0 | 0 | 2.4807 | 0 | 0 | 0 | 530.9119 | 659.4494 | 9495.4291 | 32661.2687 | 49368.3649 | 56001.7836 | 49431.5117 | 24383.4325 | 5322.9715 | 2020-01-09 | 11 | 9 | 11 | 2020-01-01 | 0 | 0%
2020-07-22 | 4691.5508 | 1018.2476 | 400.8822 | 68.2577 | 277.6 | 1147.8976 | 2384.7462 | 2368.152 | 660.5336 | 0 | 0 | 0 | 0 | 0 | 134.049 | 3365.1064 | 14644.6917 | 39062.8748 | 72040.9183 | 83181.1017 | 82798.8767 | 69191.1726 | 42076.0891 | 15827.9351 | 2020-01-09 | 12 | 9 | 12 | 2020-01-01 | 0 | 0%
2020-07-23 | 5476.0842 | 463.3759 | 146.1023 | 87.9649 | 152.1272 | 525.3833 | 2550.3007 | 2701.5907 | 672.6129 | 53.9247 | 0 | 0 | 0 | 307.5604 | 1438.4596 | 17740.621 | 46152.6475 | 46754.9644 | 66698.6009 | 80031.91 | 80534.0395 | 71825.9134 | 46881.7357 | 27971.0553 | 2020-01-09 | 13 | 9 | 13 | 2020-01-01 | 0 | 0%
2020-07-24 | 3656.365 | 433.5535 | 103.494 | 37.5102 | 61.9836 | 469.4534 | 2659.0117 | 4392.4398 | 1021.001 | 243.9236 | 0 | 0 | 0 | 325.4177 | 2317.6347 | 6822.7912 | 33469.2778 | 62326.7606 | 84690.4224 | 87846.0432 | 85020.3415 | 76603.9902 | 49540.9608 | 22432.994 | 2020-01-09 | 14 | 9 | 14 | 2020-01-01 | 0 | 0%
2020-07-25 | 25.2747 | 0 | 0 | 0 | 0 | 0 | 5.2231 | 0 | 100.3209 | 0 | 0 | 0 | 0 | 0 | 0 | 177.095 | 1428.7554 | 14414.8307 | 24780.6402 | 38268.7692 | 46645.3396 | 36091.6303 | 14921.2997 | 1218.1204 | 2020-01-09 | 15 | 9 | 15 | 2020-01-01 | 0 | 0%
2020-07-26 | 38.5036 | 0 | 0 | 0 | 0 | 0 | 6.7545 | 0 | 53.292 | 0 | 0 | 0 | 0 | 0 | 0 | 298.6143 | 0 | 1147.5175 | 10263.4692 | 21385.3836 | 29759.7701 | 22518.9884 | 7809.0063 | 418.1878 | 2020-01-09 | 16 | 9 | 16 | 2020-01-01 | 302.7663 | 0.0005234%
2020-07-27 | 1875.9721 | 142.6675 | 0 | 0 | 0 | 256.6462 | 1205.2654 | 1015.0096 | 146.6817 | 0 | 0 | 0 | 0 | 0 | 0 | 832.2431 | 7213.4887 | 23692.7751 | 49839.9351 | 66967.6533 | 65720.1046 | 57695.7352 | 34714.1235 | 17371.6658 | 2020-01-09 | 17 | 9 | 17 | 2020-01-01 | 0 | 0%
2020-07-28 | 908.9471 | 193.8992 | 25.634 | 36.8534 | 75.2633 | 269.5585 | 1424.4064 | 1101.5483 | 389.8128 | 57.4554 | 0 | 0 | 0 | 0 | 0 | 455.8169 | 2564.5824 | 16302.8381 | 43194.8818 | 52978.2032 | 53283.2963 | 45073.6559 | 24639.4154 | 5969.4316 | 2020-01-09 | 18 | 9 | 18 | 2020-01-01 | 1855.0229 | 0.003207%
2020-07-29 | 779.0002 | 31.5915 | 0 | 0 | 0 | 72.6164 | 297.0999 | 85.6222 | 155.0473 | 0 | 0 | 0 | 0 | 0 | 0 | 248.7603 | 1585.4421 | 9394.8595 | 35625.2737 | 47985.7437 | 51166.3069 | 43263.4702 | 24063.823 | 4286.6021 | 2020-01-09 | 19 | 9 | 19 | 2020-01-01 | 22921.912 | 0.03963%
2020-07-30 | 1074.9414 | 218.8181 | 10.528 | 0 | 0 | 330.7779 | 1854.7541 | 1535.5556 | 234.3879 | 16.9506 | 0 | 0 | 0 | 0 | 2.755 | 846.0176 | 4334.0685 | 22913.2539 | 52863.9761 | 63890.1405 | 64748.6384 | 55508.7703 | 30378.7184 | 10636.3622 | 2020-01-09 | 20 | 9 | 20 | 2020-01-01 | 31785.3484 | 0.05495%
2020-07-31 | 1093.1921 | 138.7635 | 0 | 0 | 56.8753 | 300.3983 | 1722.3698 | 2186.5925 | 950.5266 | 86.7111 | 0 | 0 | 0 | 0 | 0 | 615.6405 | 5850.7279 | 37532.7278 | 66929.5154 | 73393.033 | 76314.757 | 67108.3991 | 39390.11 | 10956.9839 | 2020-01-09 | 21 | 9 | 21 | 2020-01-01 | 23457.1556 | 0.04055%
2020-08-01 | 406.3432 | 77.9969 | 33.2007 | 0 | 0 | 10.7885 | 113.3265 | 0 | 382.8868 | 0 | 0 | 0 | 0 | 0 | 0 | 93.7706 | 0 | 4494.6995 | 17557.1589 | 27543.7719 | 36300.3676 | 27337.0726 | 12350.8431 | 2506.1152 | 2020-01-09 | 22 | 9 | 22 | 2020-01-01 | 14459.6209 | 0.025%
2020-08-02 | 412.0802 | 46.737 | 0 | 24.3265 | 48.3921 | 104.4775 | 87.787 | 83.8264 | 202.1428 | 0 | 0 | 0 | 0 | 0 | 0 | 296.5422 | 7.607 | 881.0649 | 14102.3683 | 26287.4181 | 32438.9832 | 20069.912 | 7817.6879 | 1385.2844 | 2020-01-09 | 23 | 9 | 23 | 2020-01-01 | 5767.5613 | 0.009971%
2020-08-03 | 6826.9759 | 2292.6151 | 1091.5053 | 657.4837 | 1136.339 | 3201.649 | 8604.6884 | 5089.2004 | 1598.4767 | 351.2678 | 63.0538 | 0 | 47.5301 | 246.611 | 3023.1812 | 22904.7923 | 25560.7406 | 28507.5693 | 60939.5963 | 77017.9025 | 78718.8806 | 65821.0354 | 39883.4329 | 17567.9145 | 2020-01-09 | 24 | 9 | 24 | 2020-01-01 | 209.02 | 0.0003613%
2020-08-04 | 12447.3318 | 4095.4008 | 1957.0689 | 1388.1953 | 2023.5281 | 4435.2578 | 10381.1692 | 5920.8535 | 2388.1875 | 1009.4678 | 413.4558 | 224.3136 | 435.351 | 6683.2178 | 10066.4212 | 12324.3153 | 21107.8617 | 39013.9629 | 61269.272 | 78778.9827 | 75486.0073 | 61097.778 | 37829.3697 | 17377.5396 | 2020-01-10 | 1 | 10 | 1 | 2020-01-01 | 10.6924 | 1.848e-05%
2020-08-05 | 3211.9852 | 1277.5231 | 697.794 | 393.1466 | 575.6399 | 1313.7058 | 2887.2169 | 1648.0551 | 716.8497 | 182.8109 | 0 | 0 | 0 | 146.4626 | 359.2993 | 1576.8132 | 4838.0781 | 16232.4442 | 41240.5834 | 53934.8132 | 56328.1352 | 46289.0994 | 24371.1184 | 8614.047 | 2020-01-10 | 2 | 10 | 2 | 2020-01-01 | 0 | 0%
2020-08-06 | 2102.0349 | 600.6248 | 207.6826 | 202.5323 | 255.8225 | 825.3654 | 1429.2713 | 780.7667 | 554.6878 | 0 | 0 | 0 | 0 | 0 | 140.3994 | 915.0662 | 3031.6672 | 12794.4769 | 34621.0204 | 48878.9926 | 51367.7256 | 40872.4212 | 22847.9073 | 8409.5713 | 2020-01-10 | 3 | 10 | 3 | 2020-01-01 | 0 | 0%
2020-08-07 | 2588.9525 | 1237.9694 | 582.9675 | 543.5502 | 667.2648 | 1932.3907 | 4215.3231 | 3050.4437 | 902.5946 | 0 | 0 | 0 | 0 | 0 | 0 | 415.9097 | 1801.5535 | 7691.6229 | 28463.2452 | 48663.9845 | 53072.5792 | 42224.1896 | 21929.8169 | 7218.6746 | 2020-01-10 | 4 | 10 | 4 | 2020-01-01 | 0 | 0%
2020-08-08 | 1710.013 | 362.3376 | 182.8661 | 75.4549 | 169.7358 | 246.0928 | 302.693 | 39.7974 | 603.1319 | 0 | 0 | 0 | 0 | 0 | 0 | 345.9937 | 155.7525 | 2912.0495 | 15025.1769 | 30165.2013 | 37484.72 | 26298.4662 | 12181.3791 | 2866.9447 | 2020-01-10 | 5 | 10 | 5 | 2020-01-01 | 0 | 0%
2020-08-09 | 839.75 | 127.1044 | 79.1537 | 35.975 | 66.0775 | 190.9379 | 319.7555 | 0 | 746.7277 | 0 | 0 | 0 | 0 | 0 | 0 | 325.3458 | 49.4802 | 2019.9761 | 17103.6098 | 29304.8418 | 35264.7784 | 25771.0982 | 13557.3804 | 3143.875 | 2020-01-10 | 6 | 10 | 6 | 2020-01-01 | 0 | 0%
2020-08-10 | 2075.17 | 962.542 | 409.1984 | 411.4389 | 516.9222 | 1453.2717 | 2762.9429 | 2520.4247 | 937.4284 | 76.5454 | 0 | 0 | 0 | 0 | 44.0598 | 415.2071 | 2184.4447 | 11073.4883 | 29462.7608 | 44977.2638 | 48547.6944 | 39989.1447 | 22508.6007 | 8088.1004 | 2020-01-10 | 7 | 10 | 7 | 2020-01-01 | 0 | 0%
2020-08-11 | 4052.1139 | 1600.0404 | 699.545 | 601.2531 | 678.1206 | 1755.2937 | 4247.3225 | 2220.7457 | 741.0827 | 56.6168 | 0 | 0 | 0 | 0 | 47.4302 | 1692.6102 | 3444.4435 | 14895.2826 | 40862.2231 | 55844.2371 | 54936.0071 | 44271.7911 | 24910.5091 | 9403.318 | 2020-01-10 | 8 | 10 | 8 | 2020-01-01 | 40.4942 | 7e-05%
2020-08-12 | 3883.4247 | 1206.6057 | 571.4301 | 366.1424 | 621.0678 | 1964.0731 | 5090.5044 | 3341.6024 | 870.3294 | 132.8532 | 0 | 0 | 0 | 0 | 30.2708 | 704.5882 | 3388.5577 | 18232.5564 | 43495.8868 | 58178.957 | 57345.5951 | 45642.1682 | 25599.0853 | 9116.9771 | 2020-01-10 | 9 | 10 | 9 | 2020-01-01 | 310.6126 | 0.000537%
2020-08-13 | 3250.6706 | 1071.1677 | 503.701 | 305.0846 | 549.6346 | 1692.0825 | 4383.1585 | 3069.4655 | 892.7363 | 0 | 0 | 0 | 0 | 0 | 0 | 1319.3909 | 4227.6672 | 15099.7484 | 39930.3412 | 55585.8063 | 55973.5366 | 46004.1165 | 25555.0257 | 9145.479 | 2020-01-10 | 10 | 10 | 10 | 2020-01-01 | 0 | 0%
2020-08-14 | 2513.8534 | 518.698 | 113.5688 | 69.1784 | 198.1488 | 575.1467 | 1963.7157 | 1042.9771 | 383.1956 | 413.4259 | 0 | 0 | 0 | 0 | 346.9317 | 507.7305 | 2791.4809 | 12545.6872 | 39016.3117 | 54237.5855 | 52367.6467 | 41056.681 | 21674.9901 | 7017.9753 | 2020-01-10 | 11 | 10 | 11 | 2020-01-01 | 0 | 0%
2020-08-15 | 569.2585 | 178.7637 | 38.7994 | 0 | 14.1492 | 294.8033 | 944.8731 | 415.3056 | 783.6242 | 0 | 0 | 0 | 0 | 0 | 0 | 179.5239 | 147.1546 | 3646.6315 | 20026.5711 | 30472.7327 | 37073.4803 | 25083.7638 | 11818.1584 | 2620.5459 | 2020-01-10 | 12 | 10 | 12 | 2020-01-01 | 0 | 0%
2020-08-16 | 1494.117 | 741.6841 | 339.4792 | 119.8456 | 269.7992 | 709.7464 | 1379.5525 | 406.0642 | 434.1912 | 260.0775 | 0 | 0 | 0 | 0 | 0 | 189.0042 | 250.2795 | 3964.6424 | 20128.6697 | 32622.5949 | 38723.6694 | 27901.7424 | 15242.6425 | 5668.7873 | 2020-01-10 | 13 | 10 | 13 | 2020-01-01 | 0 | 0%
2020-08-17 | 18816.3554 | 4622.4904 | 1302.8559 | 681.5772 | 1221.2654 | 4867.3224 | 13304.9329 | 10092.7117 | 5108.8122 | 2775.6164 | 2528.6736 | 4861.5814 | 8244.1887 | 11967.0391 | 19198.1765 | 37764.7983 | 59674.9891 | 88109.4403 | 117278.2418 | 124763.8774 | 112266.2564 | 94021.1434 | 70253.1885 | 42762.065 | 2020-01-10 | 14 | 10 | 14 | 2020-01-01 | 0 | 0%
2020-08-18 | 4245.2807 | 1854.2453 | 749.3508 | 367.6421 | 610.2643 | 1833.806 | 4024.4387 | 2503.0041 | 727.2145 | 62.6237 | 0 | 0 | 0 | 90.6891 | 475.793 | 2484.8741 | 7551.7029 | 25538.4566 | 55489.3716 | 66330.5795 | 61805.6503 | 51885.2374 | 29365.431 | 11784.868 | 2020-01-10 | 15 | 10 | 15 | 2020-01-01 | 0 | 0%
2020-08-19 | 3823.8148 | 1099.1902 | 371.2834 | 295.6951 | 310.0501 | 1300.4334 | 3234.1426 | 1754.595 | 309.4015 | 0 | 0 | 0 | 0 | 0 | 32.4626 | 1521.4768 | 5073.6847 | 14235.5377 | 41871.1403 | 55140.6804 | 54260.0219 | 41634.5766 | 21451.8934 | 7571.6949 | 2020-01-10 | 16 | 10 | 16 | 2020-01-01 | 475.3465 | 0.0008218%
2020-08-20 | 2250.02 | 722.9175 | 373.2946 | 201.6855 | 397.4076 | 1013.3289 | 2142.2398 | 903.6198 | 268.6862 | 0 | 0 | 0 | 0 | 0 | 0 | 568.5509 | 2860.6357 | 16415.8749 | 47108.3449 | 54618.2876 | 53591.7024 | 43574.0398 | 22123.4526 | 7423.1294 | 2020-01-10 | 17 | 10 | 17 | 2020-01-01 | 0 | 0%
2020-08-21 | 3456.85 | 1178.0104 | 648.5647 | 416.2405 | 532.8732 | 1053.9265 | 2349.7284 | 1241.7064 | 397.8397 | 257.6202 | 624.0553 | 161.4217 | 134.3975 | 249.0978 | 606.376 | 3150.2737 | 10444.0404 | 32582.2302 | 70890.0169 | 80939.6081 | 77598.0227 | 64353.6603 | 38157.1364 | 15626.5453 | 2020-01-10 | 18 | 10 | 18 | 2020-01-01 | 378.0112 | 0.0006535%
2020-08-22 | 1694.9322 | 619.0629 | 236.8669 | 131.0406 | 173.91 | 827.3195 | 2154.482 | 784.8886 | 181.5332 | 0 | 0 | 0 | 0 | 0 | 0 | 267.7328 | 1503.1335 | 11397.0602 | 33384.7376 | 40093.7473 | 44858.0736 | 31406.1759 | 15276.2189 | 3894.4336 | 2020-01-10 | 19 | 10 | 19 | 2020-01-01 | 17798.2883 | 0.03077%
2020-08-23 | 1055.3367 | 609.0587 | 245.079 | 197.9026 | 265.231 | 556.9404 | 951.3091 | 438.1345 | 448.4679 | 53.9662 | 0 | 0 | 0 | 0 | 94.3284 | 592.9706 | 1342.3744 | 5206.5218 | 21080.7196 | 28690.3925 | 35047.3171 | 25342.2007 | 13488.014 | 3618.6742 | 2020-01-10 | 20 | 10 | 20 | 2020-01-01 | 24609.3765 | 0.04254%
2020-08-24 | 7354.2166 | 1753.325 | 960.4814 | 794.4413 | 1220.3501 | 3532.1493 | 8174.7915 | 6317.0197 | 1875.3249 | 856.3517 | 536.8627 | 427.1764 | 520.1888 | 1304.2246 | 3211.2386 | 12166.5255 | 33039.1707 | 54461.2574 | 76018.2343 | 85646.819 | 84380.7082 | 71735.0886 | 44058.3311 | 20500.9875 | 2020-01-10 | 21 | 10 | 21 | 2020-01-01 | 14704.6314 | 0.02542%
2020-08-25 | 8556.4078 | 3111.7639 | 1387.608 | 1002.1441 | 1393.1105 | 2758.6162 | 7009.7431 | 6846.6355 | 1397.449 | 776.7524 | 1417.6938 | 909.4365 | 414.1174 | 577.4225 | 1806.4508 | 5417.1334 | 17484.5917 | 43646.145 | 80567.506 | 90006.9168 | 83781.6739 | 71994.5959 | 44704.8139 | 21005.6769 | 2020-01-10 | 22 | 10 | 22 | 2020-01-01 | 7083.2339 | 0.01225%
2020-08-26 | 17964.9967 | 5970.909 | 2742.4314 | 2250.8158 | 2830.8342 | 6224.047 | 12898.5573 | 8926.0505 | 3263.3748 | 1444.2521 | 780.377 | 1057.444 | 2870.2122 | 6126.7672 | 10897.062 | 29253.9274 | 53233.3335 | 87245.1435 | 117340.1044 | 114036.4564 | 106772.826 | 89955.6455 | 61550.4957 | 30598.1003 | 2020-01-10 | 23 | 10 | 23 | 2020-01-01 | 1728.4424 | 0.002988%
2020-08-27 | 16355.3195 | 6154.1727 | 3017.3079 | 2284.437 | 3197.0831 | 7345.9883 | 17173.7125 | 12923.6444 | 5372.7474 | 2632.3119 | 1665.2645 | 3451.4007 | 5751.2939 | 10677.2549 | 19960.4631 | 32309.9857 | 53907.5319 | 87687.0503 | 121280.5809 | 120628.9666 | 113770.7479 | 94769.6608 | 65866.5496 | 34153.2783 | 2020-01-10 | 24 | 10 | 24 | 2020-01-01 | 0 | 0%
2020-08-28 | 21398.9859 | 10081.1032 | 4937.4399 | 3691.8064 | 4398.9583 | 7582.1337 | 14267.445 | 14909.7869 | 4722.2622 | 2615.4114 | 2000.0521 | 2277.6361 | 3838.6938 | 6238.6414 | 10532.5663 | 21246.6733 | 42662.0657 | 73564.3533 | 96667.9505 | 100947.7704 | 100803.1434 | 90801.274 | 66513.7295 | 39016.0505 | 2020-01-11 | 1 | 11 | 1 | 2020-01-01 | 25.4998 | 4.408e-05%
2020-08-29 | 2084.5874 | 828.3702 | 346.6616 | 147.1153 | 269.9438 | 712.4032 | 2028.1779 | 990.194 | 204.7856 | 0 | 0 | 0 | 0 | 0 | 0 | 193.8305 | 1936.542 | 11367.6078 | 38572.3965 | 46538.0924 | 53524.8656 | 37812.0803 | 20105.3115 | 6031.0386 | 2020-01-11 | 2 | 11 | 2 | 2020-01-01 | 0 | 0%
2020-08-30 | 2080.9529 | 1050.1585 | 517.1566 | 231.3716 | 348.732 | 700.5868 | 1193.3018 | 318.5225 | 521.4729 | 0 | 0 | 0 | 0 | 0 | 0 | 444.1188 | 1038.4028 | 8272.0075 | 32374.1062 | 39946.9835 | 46766.9019 | 36413.82 | 20336.6691 | 6348.2134 | 2020-01-11 | 3 | 11 | 3 | 2020-01-01 | 0 | 0%
2020-08-31 | 14264.3082 | 7078.0747 | 3461.3838 | 2313.767 | 2678.6957 | 5447.2068 | 12638.4153 | 12036.9546 | 4168.9574 | 1373.4123 | 629.9871 | 670.4677 | 1478.4017 | 4249.4534 | 8380.3163 | 19477.0891 | 38612.8079 | 67488.9877 | 95121.1788 | 99895.7052 | 96821.2739 | 81405.9749 | 56455.0159 | 29747.0646 | 2020-01-11 | 4 | 11 | 4 | 2020-01-01 | 0 | 0%
2020-09-01 | 37413.1968 | 18193.5453 | 10441.3393 | 7592.0278 | 7383.2622 | 13272.4054 | 25613.7473 | 19187.6151 | 7755.2664 | 4125.4615 | 3760.0529 | 6279.6811 | 9252.8561 | 17505.3222 | 33111.1171 | 63926.8648 | 80808.2497 | 121162.4998 | 152190.3637 | 160488.1007 | 144419.3985 | 116227.5074 | 86492.0346 | 56936.9647 | 2020-01-11 | 5 | 11 | 5 | 2020-01-01 | 0 | 0%
2020-09-02 | 40446.8051 | 11172.3474 | 5231.8566 | 3700.6011 | 4799.4173 | 11587.584 | 23505.1523 | 25452.0204 | 12396.7409 | 5766.8495 | 8397.7314 | 9735.3627 | 14124.6559 | 21808.7102 | 37708.5411 | 78792.2669 | 98618.3692 | 131697.6643 | 151255.3828 | 160511.3812 | 149939.903 | 122949.7705 | 89253.5136 | 56764.0371 | 2020-01-11 | 6 | 11 | 6 | 2020-01-01 | 0 | 0%
2020-09-03 | 4920.5594 | 422.231 | 688.5627 | 403.1492 | 618.5793 | 1656.8725 | 9096.7627 | 8653.4522 | 3972.2947 | 2153.5606 | 669.1339 | 431.1287 | 199.977 | 779.3299 | 4855.5209 | 16842.3188 | 33743.8626 | 48204.282 | 71894.287 | 86472.503 | 79411.3785 | 64639.9694 | 38301.4555 | 16497.3838 | 2020-01-11 | 7 | 11 | 7 | 2020-01-01 | 0 | 0%
2020-09-04 | 8574.2334 | 4467.9265 | 1557.5764 | 893.1071 | 1393.23 | 3372.7559 | 9479.9552 | 10025.9846 | 955.6856 | 367.2782 | 271.0832 | 239.2827 | 338.0175 | 1181.1228 | 4087.0344 | 13093.8432 | 31409.0174 | 58808.8296 | 83202.213 | 90786.2339 | 84217.1846 | 68287.8273 | 42317.0304 | 18421.565 | 2020-01-11 | 8 | 11 | 8 | 2020-01-01 | 53.1667 | 9.191e-05%
2020-09-05 | 1634.5995 | 590.8213 | 167.9898 | 78.1677 | 206.7012 | 794.7095 | 3463.9091 | 2715.2495 | 1172.4908 | 649.3112 | 280.1834 | 14.175 | 0 | 38.8064 | 168.1686 | 778.9031 | 4441.9702 | 28282.2748 | 56792.234 | 68889.83 | 64691.3182 | 45586.9829 | 21364.1525 | 4935.4126 | 2020-01-11 | 9 | 11 | 9 | 2020-01-01 | 1109.0229 | 0.001917%
2020-09-06 | 1359.2007 | 757.8475 | 301.1835 | 232.25 | 312.1439 | 784.8694 | 2157.4738 | 1258.9116 | 326.4298 | 0 | 0 | 0 | 0 | 0 | 12.4685 | 1705.7718 | 5577.6649 | 13060.9149 | 41810.3239 | 56249.6973 | 50026.7573 | 33850.2039 | 15957.0889 | 3573.8015 | 2020-01-11 | 10 | 11 | 10 | 2020-01-01 | 0 | 0%
2020-09-07 | 686.9898 | 163.712 | 51.2025 | 0 | 113.3573 | 354.3108 | 1989.2823 | 1410.7298 | 440.7293 | 0 | 0 | 0 | 0 | 0 | 0 | 668.6079 | 3816.7958 | 21756.2074 | 36785.6538 | 54601.361 | 48776.7122 | 34861.1003 | 13033.0688 | 2532.7198 | 2020-01-11 | 11 | 11 | 11 | 2020-01-01 | 0 | 0%
2020-09-08 | 5161.8059 | 1671.3702 | 607.3266 | 484.7046 | 484.7111 | 1221.8543 | 5066.6659 | 4466.9845 | 1206.5081 | 0 | 0 | 0 | 0 | 418.5813 | 3818.7711 | 23582.5431 | 29809.0108 | 55993.8244 | 77126.3774 | 85005.8329 | 80815.293 | 63050.3527 | 35817.9866 | 14476.8857 | 2020-01-11 | 12 | 11 | 12 | 2020-01-01 | 0 | 0%
2020-09-09 | 3171.6994 | 1225.5491 | 321.6355 | 190.8284 | 613.3367 | 1715.66 | 7587.5644 | 5536.2867 | 1192.5077 | 39.0307 | 27.967 | 0 | 0 | 899.1454 | 2728.5807 | 6694.0544 | 15524.0344 | 57522.7761 | 71155.0483 | 82090.6839 | 73069.6099 | 56624.7428 | 30641.0322 | 9593.4969 | 2020-01-11 | 13 | 11 | 13 | 2020-01-01 | 0 | 0%
2020-09-10 | 18059.767 | 11248.0553 | 5428.0989 | 3792.8638 | 4923.4366 | 9245.7185 | 19922.0287 | 14137.5885 | 4445.5234 | 1858.2066 | 1164.9105 | 1558.4538 | 2906.0906 | 4660.2282 | 8032.0491 | 21985.2346 | 47449.7927 | 84566.4841 | 106270.9203 | 114499.3522 | 105321.1895 | 88780.5686 | 62101.4843 | 33810.2425 | 2020-01-11 | 14 | 11 | 14 | 2020-01-01 | 0 | 0%
2020-09-11 | 14009.0833 | 9374.8134 | 4493.7453 | 2603.8679 | 3885.5453 | 10338.6288 | 26708.7045 | 23312.2755 | 13190.0293 | 5903.505 | 4865.4874 | 6369.9353 | 8873.1548 | 13882.1264 | 20660.484 | 22937.9152 | 43263.1266 | 80619.2361 | 101726.3475 | 103907.9881 | 88083.0022 | 71887.3781 | 46111.1655 | 22037.4149 | 2020-01-11 | 15 | 11 | 15 | 2020-01-01 | 0 | 0%
2020-09-12 | 549.6759 | 41.9792 | 0 | 0 | 0 | 45.0624 | 1018.174 | 320.4432 | 221.4326 | 0 | 0 | 0 | 0 | 0 | 11.0793 | 904.8715 | 2261.2374 | 17011.1059 | 46085.9098 | 55393.7086 | 48345.2906 | 30037.2992 | 13023.8505 | 2503.2544 | 2020-01-11 | 16 | 11 | 16 | 2020-01-01 | 705.6396 | 0.00122%
2020-09-13 | 486.6006 | 195.17 | 0 | 0 | 0 | 152.3586 | 1732.2013 | 595.7417 | 124.1195 | 0 | 0 | 0 | 0 | 0 | 0 | 671.555 | 3821.1554 | 14461.7399 | 46512.7416 | 57967.2433 | 52218.1 | 33819.9907 | 14336.8039 | 1886.5446 | 2020-01-11 | 17 | 11 | 17 | 2020-01-01 | 0 | 0%
2020-09-14 | 3579.9616 | 716.461 | 243.612 | 25.8117 | 206.2477 | 961.8176 | 5748.569 | 4217.7514 | 1374.6734 | 503.3097 | 127.8696 | 102.3771 | 195.6642 | 616.0873 | 1646.5707 | 5761.1781 | 14153.6925 | 36093.5912 | 64570.1047 | 72102.9355 | 64620.7768 | 49813.4804 | 25783.1051 | 9535.9401 | 2020-01-11 | 18 | 11 | 18 | 2020-01-01 | 0 | 0%
2020-09-15 | 808.6635 | 44.076 | 2.9247 | 0 | 0 | 15.542 | 891.3298 | 516.7898 | 461.535 | 0 | 0 | 0 | 0 | 0 | 0 | 685.1324 | 2237.1532 | 21993.6886 | 49405.6635 | 58277.9194 | 52017.9106 | 36775.1675 | 17070.3391 | 4021.7429 | 2020-01-11 | 19 | 11 | 19 | 2020-01-01 | 10347.162 | 0.01789%
2020-09-16 | 407.887 | 95.9522 | 0 | 0 | 0 | 174.9829 | 3062.5116 | 1801.0415 | 254.9137 | 0 | 0 | 0 | 0 | 0 | 0 | 1128.1927 | 5378.4078 | 28522.5317 | 55877.903 | 61948.4162 | 52740.8071 | 37250.377 | 16322.7372 | 3499.2763 | 2020-01-11 | 20 | 11 | 20 | 2020-01-01 | 18073.4028 | 0.03124%
2020-09-17 | 1156.6704 | 329.5955 | 124.8667 | 79.4537 | 81.0811 | 326.374 | 1422.8128 | 747.9316 | 413.1529 | 0 | 0 | 0 | 0 | 0 | 0 | 592.1617 | 1899.028 | 18095.6599 | 45335.3384 | 55089.0153 | 44530.1155 | 33440.9595 | 16889.3346 | 4632.0628 | 2020-01-11 | 21 | 11 | 21 | 2020-01-01 | 12137.2425 | 0.02098%
2020-09-18 | 1080.7348 | 361.0821 | 134.4017 | 105.1747 | 156.7335 | 387.4408 | 1939.0371 | 1032.4055 | 343.9353 | 106.0613 | 0 | 0 | 0 | 0 | 0 | 315.8604 | 1300.1328 | 11902.9284 | 33006.1361 | 45684.4793 | 36932.075 | 24556.3425 | 9508.8099 | 1803.7075 | 2020-01-11 | 22 | 11 | 22 | 2020-01-01 | 7765.6018 | 0.01342%
2020-09-19 | 75.6145 | 42.8419 | 0 | 0 | 0 | 0 | 77.5998 | 0 | 1999.3447 | 1.7373 | 0 | 0 | 0 | 0 | 0 | 107.6967 | 0 | 1720.803 | 14899.2297 | 24147.6957 | 21416.3334 | 12714.7629 | 4229.7558 | 435.971 | 2020-01-11 | 23 | 11 | 23 | 2020-01-01 | 1177.2958 | 0.002035%
2020-09-20 | 289.0378 | 103.7971 | 0 | 0 | 0 | 79.4535 | 531.1922 | 48.1375 | 1648.9731 | 0 | 0 | 0 | 0 | 0 | 0 | 322.5614 | 206.9939 | 5308.129 | 23696.0614 | 33397.9532 | 31106.6755 | 16946.7457 | 6158.6871 | 1027.6619 | 2020-01-11 | 24 | 11 | 24 | 2020-01-01 | 0 | 0%
2020-09-21 | 5502.0774 | 1768.1707 | 699.8071 | 271.1299 | 566.7453 | 1836.1034 | 7602.9283 | 4581.292 | 513.5425 | 0 | 0 | 0 | 0 | 0 | 224.407 | 3013.0824 | 11870.5275 | 41359.1198 | 66915.2097 | 72023.7892 | 63920.8221 | 52131.8356 | 30316.2986 | 13916.1537 | 2020-01-12 | 1 | 12 | 1 | 2020-01-01 | 13.1897 | 2.28e-05%
2020-09-22 | 82.3052 | 0 | 0 | 0 | 0 | 0 | 558.2102 | 93.6655 | 290.5436 | 0 | 0 | 0 | 0 | 0 | 0 | 482.6515 | 952.4199 | 16386.0681 | 36924.007 | 46981.651 | 39047.7071 | 23505.7716 | 9147.0954 | 824.9425 | 2020-01-12 | 2 | 12 | 2 | 2020-01-01 | 0 | 0%
2020-09-23 | 1050.5823 | 137.5133 | 91.2973 | 20.5908 | 57.5192 | 174.7515 | 1282.2861 | 613.1057 | 151.9138 | 0 | 0 | 0 | 0 | 0 | 0 | 987.8357 | 6339.4607 | 36468.0427 | 62201.8934 | 70044.4642 | 58222.6921 | 45277.4292 | 24508.5917 | 7506.8102 | 2020-01-12 | 3 | 12 | 3 | 2020-01-01 | 0 | 0%
2020-09-24 | 896.9537 | 97.6404 | 0 | 0 | 0 | 235.831 | 3311.0685 | 1801.0688 | 288.1174 | 0 | 0 | 0 | 0 | 0 | 0 | 672.4961 | 3112.5896 | 27580.0331 | 54907.5814 | 64911.7501 | 55736.7033 | 38583.2012 | 17540.6936 | 3551.6416 | 2020-01-12 | 4 | 12 | 4 | 2020-01-01 | 0 | 0%
2020-09-25 | 1133.6776 | 383.841 | 76.6119 | 61.7202 | 122.9198 | 615.867 | 3815.582 | 1921.9327 | 236.8622 | 118.7701 | 0 | 0 | 0 | 0 | 0 | 528.3446 | 2583.3516 | 21844.7725 | 47643.4205 | 59850.5669 | 49737.0015 | 34716.0488 | 14795.4749 | 3267.141 | 2020-01-12 | 5 | 12 | 5 | 2020-01-01 | 0 | 0%
2020-09-26 | 481.0036 | 268.6465 | 40.7465 | 0 | 0 | 48.2516 | 96.7892 | 0 | 751.0359 | 0 | 0 | 0 | 0 | 0 | 0 | 276.3553 | 406.4699 | 8282.6652 | 29086.4434 | 38729.0288 | 32487.3896 | 20509.2534 | 8711.7487 | 2234.2861 | 2020-01-12 | 6 | 12 | 6 | 2020-01-01 | 0 | 0%
2020-09-27 | 1294.2485 | 428.9062 | 109.5871 | 85.92 | 156.3883 | 827.6552 | 3062.5355 | 2135.0594 | 607.4274 | 23.9435 | 0 | 0 | 0 | 0 | 9.565 | 325.4983 | 1757.7515 | 13348.8448 | 37658.4952 | 50765.9639 | 43854.3832 | 28314.3184 | 11458.422 | 2960.0394 | 2020-01-12 | 7 | 12 | 7 | 2020-01-01 | 0 | 0%
2020-09-28 | 2006.8447 | 1058.2557 | 493.393 | 275.5875 | 471.8078 | 1320.5085 | 6120.8019 | 4294.623 | 282.872 | 0 | 0 | 0 | 0 | 0 | 63.7988 | 1890.8565 | 6638.9383 | 32736.1969 | 56587.5949 | 67112.3164 | 57778.8373 | 40842.6676 | 19400.6976 | 5635.4772 | 2020-01-12 | 8 | 12 | 8 | 2020-01-01 | 51.6875 | 8.935e-05%
2020-09-29 | 2089.3246 | 881.8369 | 355.3944 | 305.6602 | 345.9942 | 1044.4283 | 4385.2492 | 2816.9812 | 671.7158 | 78.8557 | 0 | 0 | 30.0107 | 172.4088 | 360.5855 | 2057.1998 | 6428.7171 | 33714.4176 | 57563.8228 | 65170.1038 | 56002.9773 | 39956.1043 | 18773.5684 | 4739.5745 | 2020-01-12 | 9 | 12 | 9 | 2020-01-01 | 51.1326 | 8.84e-05%
2020-09-30 | 2853.0973 | 456.3314 | 204.1962 | 84.9549 | 230.1853 | 492.6135 | 2785.8708 | 1632.8861 | 376.1748 | 31.6478 | 0 | 0 | 0 | 0 | 0 | 542.265 | 4306.585 | 31223.2993 | 54491.993 | 60331.6138 | 53424.7049 | 41753.5616 | 21128.9597 | 7344.6677 | 2020-01-12 | 10 | 12 | 10 | 2020-01-01 | 0 | 0%
2020-10-01 | 153.364 | 37.6539 | 0 | 0 | 0 | 52.7901 | 390.2507 | 119.3775 | 193.1834 | 0 | 6.4053 | 0 | 0 | 0 | 73.872 | 709.4803 | 2723.8287 | 24466.6251 | 50722.3168 | 53446.5519 | 43527.2911 | 26865.5384 | 8929.727 | 813.1387 | 2020-01-12 | 11 | 12 | 11 | 2020-01-01 | 0 | 0%
2020-10-02 | 764.1314 | 73.9968 | 0 | 0 | 0 | 314.3406 | 1600.673 | 1122.1406 | 190.9138 | 0 | 0 | 0 | 0 | 17.8802 | 235.5466 | 1678.098 | 6216.986 | 37520.0363 | 58989.6905 | 60644.9391 | 51661.782 | 34464.6551 | 12435.7626 | 1797.0813 | 2020-01-12 | 12 | 12 | 12 | 2020-01-01 | 0 | 0%
2020-10-03 | 76.1693 | 0 | 0 | 0 | 0 | 6.2896 | 312.4035 | 187.7665 | 296.0102 | 0 | 0 | 0 | 0 | 0 | 0 | 387.3671 | 354.5295 | 9168.9311 | 33809.2437 | 35359.8823 | 31427.6521 | 13836.7651 | 2622.3053 | 258.7368 | 2020-01-12 | 13 | 12 | 13 | 2020-01-01 | 0 | 0%
2020-10-04 | 18.2902 | 51.519 | 0 | 27.7326 | 0 | 0 | 92.0363 | 0 | 1049.3182 | 0 | 0 | 0 | 0 | 0 | 0 | 1059.3552 | 0 | 5238.5133 | 33869.6153 | 35344.1502 | 27987.193 | 12864.6907 | 2242.3192 | 2.1458 | 2020-01-12 | 14 | 12 | 14 | 2020-01-01 | 0 | 0%
2020-10-05 | 2720.5 | 421.6178 | 37.5524 | 0 | 67.7694 | 924.9663 | 7770.1696 | 4934.0051 | 1060.74 | 359.1567 | 326.3562 | 398.9869 | 1045.5941 | 3710.5216 | 8501.5623 | 20287.5011 | 38906.9909 | 77638.8974 | 97875.5954 | 96859.3786 | 82918.0968 | 61989.939 | 30728.6763 | 8642.7246 | 2020-01-12 | 15 | 12 | 15 | 2020-01-01 | 0 | 0%
2020-10-06 | 534.4249 | 154.9258 | 55.8752 | 11.5862 | 24.4169 | 154.6735 | 2475.4332 | 1091.6474 | 624.5116 | 0 | 0 | 0 | 0 | 0 | 59.6699 | 1283.0024 | 4531.0146 | 31223.5184 | 59290.6115 | 60916.3671 | 49304.8917 | 33234.1618 | 11514.2421 | 1647.0165 | 2020-01-12 | 16 | 12 | 16 | 2020-01-01 | 261.5203 | 0.0004521%
2020-10-07 | 932.9049 | 241.0696 | 8.3652 | 31.3583 | 60.9588 | 470.3302 | 3339.041 | 2547.3372 | 453.006 | 26.7745 | 0 | 0 | 0 | 54.8703 | 524.7 | 2124.2976 | 5597.3002 | 27122.3486 | 51720.8288 | 53833.3639 | 41971.0321 | 27745.9024 | 8789.9773 | 2033.3656 | 2020-01-12 | 17 | 12 | 17 | 2020-01-01 | 0 | 0%
2020-10-08 | 463.2391 | 150.9415 | 80.1653 | 31.2669 | 92.6163 | 400.5242 | 2625.1186 | 1357.7065 | 779.6314 | 16.0019 | 0 | 0 | 30.5571 | 0 | 0 | 449.9068 | 1013.4316 | 11251.3269 | 30161.9494 | 35216.0259 | 28060.2943 | 17333.9666 | 4776.5937 | 666.6892 | 2020-01-12 | 18 | 12 | 18 | 2020-01-01 | 679.7003 | 0.001175%
2020-10-09 | 361.2897 | 67.6852 | 57.5297 | 16.1135 | 21.9986 | 275.5673 | 1907.3641 | 1275.1528 | 218.5417 | 0 | 0 | 0 | 0 | 0 | 30.2932 | 511.9823 | 2789.9202 | 27430.103 | 55771.0261 | 62176.8401 | 50528.2166 | 33442.6237 | 10029.1136 | 1420.7602 | 2020-01-12 | 19 | 12 | 19 | 2020-01-01 | 23262.6259 | 0.04022%
2020-10-10 | 168.746 | 176.774 | 78.6522 | 8.5287 | 17.7427 | 161.9954 | 466.7352 | 144.939 | 486.558 | 0 | 0 | 0 | 0 | 0 | 0 | 286.4255 | 0 | 6989.989 | 31480.8803 | 33406.2456 | 27027.8636 | 14304.0334 | 3150.3229 | 524.9724 | 2020-01-12 | 20 | 12 | 20 | 2020-01-01 | 31558.2839 | 0.05456%
2020-10-11 | 128.6673 | 0 | 0 | 0 | 0 | 21.6663 | 720.0701 | 515.3621 | 481.1409 | 0 | 0 | 0 | 0 | 0 | 0 | 259.6436 | 756.7904 | 7834.7673 | 29642.3303 | 26947.147 | 21328.4828 | 8339.6543 | 1541.2871 | 123.6473 | 2020-01-12 | 21 | 12 | 21 | 2020-01-01 | 23013.1092 | 0.03978%
2020-10-12 | 727.5621 | 295.3991 | 114.1415 | 59.7518 | 101.7516 | 220.6717 | 1069.7009 | 995.8552 | 915.084 | 535.1033 | 442.8671 | 522.599 | 714.93 | 1248.3205 | 2028.5605 | 5350.5139 | 19441.2212 | 60404.5154 | 80194.5384 | 81359.9055 | 68424.7921 | 50528.0359 | 22793.1169 | 4668.6381 | 2020-01-12 | 22 | 12 | 22 | 2020-01-01 | 19620.7695 | 0.03392%
2020-10-13 | 1381.5688 | 267.788 | 113.0438 | 0 | 38.4537 | 284.4422 | 4553.2361 | 3010.6436 | 459.7539 | 158.1431 | 131.5483 | 61.7768 | 238.1851 | 566.9023 | 1575.9376 | 7001.0041 | 22120.2247 | 68086.013 | 85501.9011 | 84109.5412 | 70516.687 | 51917.8479 | 25224.8265 | 7508.5216 | 2020-01-12 | 23 | 12 | 23 | 2020-01-01 | 8023.4749 | 0.01387%
2020-10-14 | 3688.0966 | 258.376 | 79.5394 | 11.7049 | 82.8898 | 539.7297 | 5149.2487 | 3450.6566 | 905.333 | 355.0845 | 359.4954 | 404.5727 | 641.505 | 1210.7912 | 3538.7813 | 17798.5623 | 50461.0779 | 93633.9218 | 107003.112 | 104754.6819 | 87392.1806 | 66925.6007 | 34185.1612 | 10095.3613 | 2020-01-12 | 24 | 12 | 24 | 2020-01-01 | 316.8854 | 0.0005478%
2020-10-15 | 59.3507 | 0 | 0 | 0 | 0 | 51.0101 | 1636.2972 | 2040.3297 | 474.5852 | 134.221 | 47.1469 | 5.3856 | 11.9917 | 91.0414 | 223.3089 | 985.2279 | 2542.8755 | 20332.8442 | 48816.776 | 49714.3729 | 39076.7578 | 21668.5143 | 4295.4862 | 441.0691 | 2020-01-13 | 1 | 13 | 1 | 2020-01-01 | 56.5037 | 9.768e-05%
2020-10-16 | 171.808 | 0 | 0 | 0 | 0 | 0 | 706.5184 | 1125.886 | 789.8694 | 223.312 | 102.6037 | 48.8583 | 32.3703 | 88.5879 | 176.0445 | 551.9154 | 1361.4998 | 14655.1435 | 39934.7089 | 41266.5834 | 31525.2281 | 17649.7307 | 2949.9014 | 174.1501 | 2020-01-13 | 2 | 13 | 2 | 2020-01-01 | 0 | 0%
2020-10-17 | 65.2796 | 15.4253 | 0 | 0 | 0 | 0 | 58.5747 | 24.1975 | 161.1927 | 0 | 0 | 0 | 0 | 0 | 0 | 432.3761 | 81.5055 | 2082.5305 | 14234.3392 | 20767.5292 | 16690.8783 | 6895.0501 | 993.2129 | 48.5525 | 2020-01-13 | 3 | 13 | 3 | 2020-01-01 | 0 | 0%
2020-10-18 | 129.0751 | 82.2077 | 43.2797 | 0 | 9.5954 | 82.4103 | 292.6615 | 224.2237 | 910.5634 | 0 | 78.3755 | 56.1755 | 10.502 | 0 | 0 | 179.5369 | 35.1321 | 4551.3882 | 21598.3626 | 24020.5059 | 18790.1852 | 9086.2086 | 1878.4246 | 289.2844 | 2020-01-13 | 4 | 13 | 4 | 2020-01-01 | 0 | 0%
2020-10-19 | 365.4171 | 55.5289 | 0 | 0 | 0 | 242.0557 | 1800.4408 | 2335.2394 | 924.3091 | 99.6106 | 0 | 0 | 0 | 0 | 173.9324 | 977.6441 | 2654.2426 | 13964.6948 | 27562.4138 | 30838.7145 | 23500.7328 | 13023.1904 | 3428.0451 | 789.9375 | 2020-01-13 | 5 | 13 | 5 | 2020-01-01 | 0 | 0%
2020-10-20 | 157.749 | 0 | 0 | 0 | 0 | 0 | 90.4133 | 189.282 | 172.4217 | 3.0386 | 0 | 0 | 0 | 0 | 0 | 244.9875 | 1535.3449 | 10977.8104 | 28683.98 | 31933.5271 | 24286.1376 | 13329.446 | 2415.3758 | 106.2102 | 2020-01-13 | 6 | 13 | 6 | 2020-01-01 | 0 | 0%
2020-10-21 | 181.7787 | 21.0478 | 0 | 0 | 0 | 39.3381 | 1021.7455 | 1420.9781 | 266.4412 | 41.5353 | 0 | 0 | 0 | 64.2932 | 110.4964 | 1235.042 | 3300.5678 | 27806.9287 | 49826.6184 | 48737.9634 | 37889.966 | 25205.3674 | 8633.8969 | 1363.5028 | 2020-01-13 | 7 | 13 | 7 | 2020-01-01 | 0 | 0%
2020-10-22 | 98.9901 | 0 | 0 | 0 | 0 | 7.1231 | 1979.8762 | 2063.0581 | 236.4737 | 0 | 0 | 0 | 0 | 0 | 0 | 148.841 | 381.4942 | 12616.7514 | 37150.9013 | 37447.6281 | 28886.1113 | 17028.7926 | 3947.6388 | 430.911 | 2020-01-13 | 8 | 13 | 8 | 2020-01-01 | 961.4294 | 0.001662%
2020-10-23 | 175.615 | 36.9578 | 6.7328 | 0 | 0 | 17.1804 | 531.4156 | 231.9545 | 937.3624 | 0 | 0 | 0 | 0 | 0 | 0 | 295.7695 | 420.4522 | 11487.0135 | 31303.5879 | 36236.0128 | 28610.519 | 16513.4668 | 4021.3938 | 418.9179 | 2020-01-13 | 9 | 13 | 9 | 2020-01-01 | 1511.0616 | 0.002612%
2020-10-24 | 3.4123 | 0 | 0 | 0 | 0 | 0 | 73.9472 | 105.5644 | 521.5139 | 0 | 0 | 0 | 0 | 0 | 0 | 296.8463 | 198.0726 | 7392.9984 | 25409.8988 | 30090.1593 | 24668.3566 | 11453.5641 | 2611.7602 | 101.5625 | 2020-01-13 | 10 | 13 | 10 | 2020-01-01 | 25.4598 | 4.401e-05%
2020-10-25 | 68.2296 | 42.5154 | 11.2164 | 0 | 0 | 5.1667 | 112.9167 | 8.8144 | 2048.1695 | 0 | 0 | 0 | 0 | 0 | 0 | 645.2541 | 128.4058 | 7628.0441 | 26577.0563 | 26654.7123 | 22136.5183 | 10741.9108 | 1965.4359 | 52.8195 | 2020-01-13 | 11 | 13 | 11 | 2020-01-01 | 0 | 0%
2020-10-26 | 365.1688 | 17.4498 | 0 | 0 | 0 | 111.6606 | 1464.2875 | 1941.0639 | 346.6025 | 0 | 0 | 0 | 0 | 0 | 0 | 206.4352 | 1452.1733 | 18545.3386 | 37802.3469 | 41337.9573 | 35098.6195 | 22912.4526 | 6910.547 | 1042.6867 | 2020-01-13 | 12 | 13 | 12 | 2020-01-01 | 0 | 0%
2020-10-27 | 98.6782 | 18.0116 | 0 | 0 | 0 | 25.4061 | 1738.983 | 3105.6339 | 717.2143 | 30.9868 | 0 | 0 | 0 | 0 | 0 | 564.2596 | 1224.6196 | 16973.9961 | 36037.6925 | 41214.3159 | 33222.8719 | 19446.6437 | 4252.1489 | 205.4879 | 2020-01-13 | 13 | 13 | 13 | 2020-01-01 | 0 | 0%
2020-10-28 | 359.8653 | 117.5982 | 29.314 | 0 | 132.7476 | 315.27 | 2608.9522 | 3355.7997 | 497.6517 | 0 | 0 | 0 | 0 | 0 | 0 | 1022.8243 | 3053.0128 | 21774.4825 | 45533.1539 | 46598.3435 | 37230.6571 | 22577.7367 | 5614.0184 | 978.5845 | 2020-01-13 | 14 | 13 | 14 | 2020-01-01 | 0 | 0%
2020-10-29 | 403.593 | 74.4778 | 47.3887 | 14.5675 | 35.5731 | 255.615 | 1954.2088 | 1227.7922 | 429.7885 | 0 | 0 | 0 | 0 | 0 | 0 | 443.8421 | 1371.762 | 15372.9138 | 35925.1419 | 37278.3711 | 29372.3881 | 17032.0306 | 3732.9232 | 569.2965 | 2020-01-13 | 15 | 13 | 15 | 2020-01-01 | 0 | 0%
2020-10-30 | 47.4675 | 0 | 0 | 0 | 0 | 85.0114 | 906.57 | 1605.8746 | 456.1141 | 0 | 0 | 0 | 0 | 0 | 0 | 465.6686 | 864.219 | 9563.4185 | 25423.2997 | 27858.6683 | 21104.247 | 10629.6728 | 2197.4626 | 292.754 | 2020-01-13 | 16 | 13 | 16 | 2020-01-01 | 188.8064 | 0.0003264%
2020-10-31 | 73.0264 | 0 | 0 | 0 | 0 | 0 | 122.3267 | 351.04 | 364.9502 | 0 | 0 | 0 | 0 | 0 | 0 | 421.0623 | 361.0389 | 5777.5376 | 20325.0814 | 24648.3362 | 21993.4495 | 9210.1597 | 1292.7556 | 102.7764 | 2020-01-13 | 17 | 13 | 17 | 2020-01-01 | 537.9406 | 0.00093%
2020-11-01 | 46.4695 | 0 | 0 | 0 | 0 | 0 | 0 | 129.6407 | 303.2059 | 0 | 0 | 0 | 0 | 0 | 0 | 438.1679 | 0 | 2814.7321 | 18718.7022 | 17505.608 | 12869.0946 | 7852.4529 | 1119.9298 | 0 | 2020-01-13 | 18 | 13 | 18 | 2020-01-01 | 13541.0709 | 0.02341%
2020-11-02 | 41.942 | 0 | 0 | 0 | 0 | 0 | 0 | 62.7984 | 230.2084 | 0 | 0 | 0 | 0 | 0 | 0 | 407.8372 | 103.7867 | 10993.7403 | 33073.5308 | 30674.6249 | 22634.5926 | 13439.5471 | 4231.056 | 55.7119 | 2020-01-13 | 19 | 13 | 19 | 2020-01-01 | 54887.0412 | 0.09489%
2020-11-03 | 3.1776 | 0 | 0 | 0 | 0 | 0 | 0 | 56.3064 | 218.0712 | 0 | 0 | 0 | 0 | 0 | 0 | 275.3178 | 24.868 | 13154.9434 | 41827.8532 | 40220.3532 | 33043.678 | 19132.5439 | 6230.4811 | 0 | 2020-01-13 | 20 | 13 | 20 | 2020-01-01 | 61847.0412 | 0.1069%
2020-11-04 | 2.3473 | 0 | 0 | 0 | 0 | 0 | 0 | 19.5789 | 767.3661 | 0 | 0 | 0 | 0 | 0 | 0 | 383.6976 | 0 | 4977.5247 | 28935.8225 | 28752.3086 | 21075.0428 | 11832.3565 | 3028.6931 | 0 | 2020-01-13 | 21 | 13 | 21 | 2020-01-01 | 50451.6767 | 0.08722%
2020-11-05 | 36.0343 | 0 | 0 | 0 | 0 | 0 | 19.4746 | 62.7848 | 457.8074 | 0 | 0 | 0 | 0 | 0 | 0 | 411.8173 | 328.4528 | 9168.7966 | 31507.9367 | 30027.0149 | 23332.221 | 12271.675 | 3050.9081 | 172.3031 | 2020-01-13 | 22 | 13 | 22 | 2020-01-01 | 39129.2559 | 0.06764%
2020-11-06 | 38.9753 | 0 | 0 | 0 | 0 | 0 | 88.2464 | 0 | 122.3329 | 0 | 0 | 0 | 0 | 0 | 0 | 690.9205 | 0 | 5048.9576 | 25014.0119 | 20931.221 | 17927.4102 | 8931.2688 | 1878.8414 | 0 | 2020-01-13 | 23 | 13 | 23 | 2020-01-01 | 22979.7896 | 0.03973%
2020-11-07 | 17.0744 | 0 | 0 | 0 | 0 | 0 | 5.5671 | 17.819 | 297.2259 | 0 | 0 | 0 | 0 | 0 | 0 | 292.615 | 0 | 150.9346 | 10992.1126 | 8754.2612 | 5186.4227 | 2233.7285 | 60.074 | 0 | 2020-01-13 | 24 | 13 | 24 | 2020-01-01 | 2063.7192 | 0.003568%
2020-11-08 | 78.7904 | 0 | 0 | 0 | 6.4259 | 21.4657 | 9.37 | 0 | 243.8498 | 0 | 0 | 0 | 0 | 0 | 0 | 866.9531 | 0 | 2072.5413 | 25921.8361 | 26217.0913 | 19618.3222 | 11058.2213 | 1793.8528 | 0 | 2020-01-14 | 1 | 14 | 1 | 2020-01-01 | 10.7952 | 1.866e-05%
2020-11-09 | 4.6912 | 0 | 0 | 0 | 0 | 0 | 13.8448 | 6.7477 | 164.1151 | 0 | 0 | 0 | 0 | 33.2011 | 144.6907 | 1710.577 | 15475.8724 | 38082.8985 | 57018.8541 | 50773.8295 | 42095.0278 | 28793.6536 | 13544.3939 | 705.0485 | 2020-01-14 | 2 | 14 | 2 | 2020-01-01 | 0 | 0%
2020-11-10 | 26.356 | 0 | 0 | 0 | 0 | 0 | 7.5354 | 29.2012 | 58.5939 | 0 | 0 | 0 | 0 | 0 | 0 | 945.4628 | 2782.6332 | 17532.3549 | 39401.8932 | 38435.1764 | 31465.4515 | 21291.0515 | 7712.6695 | 228.6635 | 2020-01-14 | 3 | 14 | 3 | 2020-01-01 | 0 | 0%
2020-11-11 | 0 | 0 | 0 | 0 | 0 | 0 | 0 | 6.6331 | 66.2073 | 0 | 0 | 0 | 0 | 0 | 0 | 507.9684 | 291.1083 | 13165.2235 | 36952.027 | 34176.1692 | 29236.5706 | 17355.4135 | 5422.1684 | 34.7691 | 2020-01-14 | 4 | 14 | 4 | 2020-01-01 | 0 | 0%
2020-11-12 | 42.9216 | 0 | 0 | 0 | 0 | 0 | 51.9482 | 64.9867 | 199.0426 | 0 | 0 | 0 | 0 | 0 | 0 | 1320.1371 | 14371.4195 | 37090.3216 | 56911.5594 | 48207.3684 | 41299.2229 | 29146.245 | 13627.2114 | 599.9634 | 2020-01-14 | 5 | 14 | 5 | 2020-01-01 | 0 | 0%
2020-11-13 | 17.9333 | 0 | 0 | 0 | 0 | 0 | 71.5302 | 160.9736 | 464.1201 | 0 | 0 | 0 | 0 | 0 | 0 | 332.627 | 348.9888 | 7980.1349 | 29202.8231 | 27209.0096 | 20997.3614 | 7515.7727 | 687.2573 | 0 | 2020-01-14 | 6 | 14 | 6 | 2020-01-01 | 0 | 0%
2020-11-14 | 115.1872 | 0 | 0 | 0 | 0 | 0 | 4.2494 | 0 | 1571.2457 | 0 | 0 | 0 | 0 | 0 | 0 | 1111.2508 | 0 | 1239.5979 | 18966.9459 | 17480.2019 | 12220.42 | 5306.1766 | 229.8051 | 0 | 2020-01-14 | 7 | 14 | 7 | 2020-01-01 | 0 | 0%
2020-11-15 | 48.6308 | 0 | 0 | 0 | 0 | 0 | 0 | 0 | 310.4695 | 0 | 0 | 0 | 0 | 0 | 0 | 357.3239 | 0 | 1551.1951 | 21154.3355 | 21435.3152 | 15229.6483 | 9823.2736 | 1385.8009 | 7.4943 | 2020-01-14 | 8 | 14 | 8 | 2020-01-01 | 93.4608 | 0.0001616%
2020-11-16 | 35.9291 | 0 | 0 | 0 | 0 | 0 | 8.564 | 14.3273 | 521.5326 | 0 | 0 | 0 | 0 | 0 | 0 | 598.4582 | 97.7276 | 9026.1276 | 30537.6488 | 27070.4176 | 23361.4327 | 12645.3015 | 4133.26 | 12.595 | 2020-01-14 | 9 | 14 | 9 | 2020-01-01 | 692.5888 | 0.001197%
2020-11-17 | 54.6909 | 0 | 0 | 0 | 0 | 0 | 0 | 48.1896 | 289.9848 | 0 | 0 | 0 | 0 | 0 | 0 | 410.7797 | 341.1098 | 6339.0754 | 32415.2175 | 25332.3564 | 19624.0077 | 12607.9687 | 3425.5042 | 50.6857 | 2020-01-14 | 10 | 14 | 10 | 2020-01-01 | 0 | 0%
2020-11-18 | 114.1156 | 0 | 0 | 0 | 0 | 0 | 33.1887 | 51.8707 | 23.5388 | 24.3451 | 0 | 0 | 0 | 0 | 0 | 381.873 | 871.61 | 15460.6211 | 41312.6253 | 39315.5659 | 35526.7442 | 23328.7542 | 9053.9072 | 112.6639 | 2020-01-14 | 11 | 14 | 11 | 2020-01-01 | 0 | 0%
2020-11-19 | 25.3242 | 0 | 0 | 0 | 0 | 0 | 9.73 | 0 | 163.0951 | 0 | 0 | 0 | 0 | 0 | 0 | 549.6237 | 2336.0381 | 19724.8548 | 45050.1096 | 42250.1096 | 36550.1096 | 24060.5424 | 9800.4733 | 184.4757 | 2020-01-14 | 12 | 14 | 12 | 2020-01-01 | 0 | 0%
2020-11-20 | 28.752 | 0 | 0 | 0 | 0 | 0 | 0 | 125.5407 | 253.859 | 0 | 0 | 0 | 0 | 0 | 0 | 564.959 | 539.3021 | 11588.926 | 37057.9993 | 34993.868 | 29792.5732 | 17380.7886 | 5266.0455 | 103.9865 | 2020-01-14 | 13 | 14 | 13 | 2020-01-01 | 0 | 0%
2020-11-21 | 0 | 0 | 0 | 0 | 0 | 0 | 26.6933 | 0 | 238.2253 | 0 | 0 | 0 | 0 | 0 | 0 | 578.45 | 0 | 1096.8086 | 18416.516 | 18860.5328 | 12756.9434 | 7453.8813 | 1015.0633 | 0 | 2020-01-14 | 14 | 14 | 14 | 2020-01-01 | 0 | 0%
2020-11-22 | 0 | 0 | 0 | 0 | 0 | 0 | 0 | 0 | 198.0796 | 0 | 0 | 0 | 0 | 0 | 0 | 975.2971 | 0 | 2457.7531 | 25135.0528 | 25039.5639 | 18440.9753 | 10917.153 | 927.7777 | 0 | 2020-01-14 | 15 | 14 | 15 | 2020-01-01 | 0 | 0%
2020-11-23 | 43.8673 | 0 | 0 | 0 | 0 | 0 | 80.6371 | 113.0477 | 443.8346 | 0 | 0 | 0 | 0 | 0 | 0 | 463.4528 | 1935.7006 | 21261.398 | 47833.8028 | 44779.0877 | 38111.0806 | 25612.1089 | 9959.4958 | 232.3269 | 2020-01-14 | 16 | 14 | 16 | 2020-01-01 | 1110.684 | 0.00192%
2020-11-24 | 38.8244 | 0 | 0 | 0 | 0 | 0 | 0 | 9.3587 | 382.1925 | 0 | 0 | 0 | 0 | 0 | 0 | 478.7359 | 545.8378 | 15220.6123 | 44337.2846 | 43737.8089 | 37576.7602 | 26628.8635 | 10834.6969 | 96.6076 | 2020-01-14 | 17 | 14 | 17 | 2020-01-01 | 0 | 0%
2020-11-25 | 30.6028 | 0 | 0 | 0 | 0 | 0 | 0 | 32.4712 | 424.7058 | 0 | 0 | 0 | 0 | 0 | 0 | 629.4087 | 1020.4566 | 16726.2714 | 42792.2867 | 41575.0737 | 36437.8607 | 23702.773 | 8752.0633 | 46.6493 | 2020-01-14 | 18 | 14 | 18 | 2020-01-01 | 4127.8821 | 0.007136%
2020-11-26 | 43.8683 | 0 | 0 | 0 | 0 | 0 | 20.317 | 0 | 257.6078 | 0 | 0 | 0 | 0 | 0 | 0 | 924.29 | 0 | 95.5542 | 3388.4312 | 1785.0364 | 1010.7146 | 168.2825 | 36.2089 | 0 | 2020-01-14 | 19 | 14 | 19 | 2020-01-01 | 42356.4559 | 0.07322%
2020-11-27 | 78.8392 | 0 | 0 | 0 | 0 | 0 | 24.5895 | 38.6156 | 259.6201 | 0 | 0 | 0 | 0 | 0 | 0 | 717.5127 | 0 | 2220.7721 | 25625.977 | 26837.1823 | 16492.4476 | 7594.4283 | 1314.2688 | 0 | 2020-01-14 | 20 | 14 | 20 | 2020-01-01 | 51752.0412 | 0.08947%
2020-11-28 | 50.3685 | 0 | 0 | 0 | 0 | 0 | 0 | 0 | 146.3128 | 0 | 0 | 0 | 0 | 0 | 0 | 228.8693 | 0 | 1083.0843 | 16173.58 | 14519.6121 | 9605.507 | 5645.7423 | 310.4525 | 0 | 2020-01-14 | 21 | 14 | 21 | 2020-01-01 | 42248.9559 | 0.07304%
2020-11-29 | 51.7164 | 0 | 0 | 0 | 0 | 0 | 0 | 6.7861 | 406.0007 | 0 | 0 | 0 | 0 | 0 | 0 | 333.1651 | 0 | 2321.3256 | 24637.0856 | 24726.5335 | 17515.8817 | 9924.6196 | 965.6221 | 0 | 2020-01-14 | 22 | 14 | 22 | 2020-01-01 | 31957.6192 | 0.05525%
2020-11-30 | 99.2392 | 0 | 0 | 0 | 0 | 0 | 0.15382 | 74.5459 | 224.8287 | 0 | 0 | 0 | 0 | 0 | 0 | 518.6838 | 112.0997 | 5917.0256 | 30524.1506 | 27524.0157 | 20605.957 | 11085.4373 | 3255.0049 | 153.6157 | 2020-01-14 | 23 | 14 | 23 | 2020-01-01 | 16834.3258 | 0.0291%
2020-12-01 | 99.9541 | 0 | 0 | 0 | 0 | 0 | 0 | 187.3307 | 118.3854 | 0 | 0 | 0 | 0 | 0 | 0 | 102.7898 | 815.5922 | 21104.9911 | 56479.5412 | 56712.0412 | 46792.0412 | 36402.7455 | 23867.9692 | 2577.66 | 2020-01-14 | 24 | 14 | 24 | 2020-01-01 | 273.7221 | 0.0004732%
2020-12-02 | 57.045 | 0 | 0 | 0 | 0 | 0 | 0 | 207.3249 | 127.5162 | 0 | 0 | 0 | 0 | 0 | 0 | 334.1933 | 745.003 | 25047.9862 | 58160.5968 | 58901.8635 | 48352.3621 | 39010.1538 | 24316.2612 | 1997.0765 | 2020-01-15 | 1 | 15 | 1 | 2020-01-01 | 139.7471 | 0.0002416%
2020-12-03 | 22.2661 | 0 | 0 | 0 | 0 | 0 | 0 | 29.4395 | 113.3752 | 0 | 0 | 0 | 0 | 0 | 0 | 331.9875 | 0 | 7780.846 | 33016.724 | 32879.0467 | 27018.1013 | 19016.7919 | 11960.4646 | 483.1813 | 2020-01-15 | 2 | 15 | 2 | 2020-01-01 | 0 | 0%
2020-12-04 | 23.9747 | 0 | 0 | 0 | 0 | 1.4298 | 10.8644 | 90.2744 | 232.3999 | 0 | 0 | 0 | 0 | 0 | 0 | 358.5375 | 0 | 10370.2006 | 40534.9988 | 41969.4924 | 31766.4505 | 23443.2867 | 13916.5278 | 912.9509 | 2020-01-15 | 3 | 15 | 3 | 2020-01-01 | 0 | 0%
2020-12-05 | 31.1734 | 0 | 0 | 0 | 3.6236 | 3.0037 | 38.0972 | 0 | 609.9551 | 0 | 0 | 0 | 0 | 0 | 0 | 666.6032 | 0 | 450.0558 | 24089.5541 | 27249.3293 | 19401.8885 | 15273.8723 | 5605.6342 | 63.8273 | 2020-01-15 | 4 | 15 | 4 | 2020-01-01 | 0 | 0%
2020-12-06 | 42.007 | 0 | 0 | 0 | 0 | 0 | 10.8243 | 0 | 0 | 144.7304 | 0 | 0 | 0 | 0 | 0 | 213.1506 | 0 | 1626.1403 | 30500.3423 | 30943.0394 | 22104.403 | 17642.688 | 6747.232 | 161.7321 | 2020-01-15 | 5 | 15 | 5 | 2020-01-01 | 0 | 0%
2020-12-07 | 10.9381 | 0 | 0 | 0 | 0 | 0 | 0 | 19.6749 | 139.0858 | 0 | 0 | 0 | 0 | 0 | 0 | 211.1027 | 287.8182 | 18503.65 | 49087.7613 | 49013.807 | 40106.1908 | 30224.4229 | 15630.408 | 1112.5686 | 2020-01-15 | 6 | 15 | 6 | 2020-01-01 | 0 | 0%
2020-12-08 | 32.4638 | 0 | 0 | 0 | 0 | 0 | 0 | 54.2023 | 335.6096 | 0 | 0 | 0 | 0 | 0 | 0 | 455.3566 | 384.7178 | 17809.7087 | 52172.6686 | 55397.9376 | 45428.1544 | 34649.5774 | 18467.1377 | 904.2042 | 2020-01-15 | 7 | 15 | 7 | 2020-01-01 | 0 | 0%
2020-12-09 | 55.3566 | 0 | 0 | 0 | 0 | 0 | 0 | 113.3866 | 236.0449 | 0 | 0 | 0 | 0 | 0 | 0 | 617.2667 | 1063.4943 | 23033.5434 | 57443.1394 | 58539.9971 | 48335.6394 | 38443.1394 | 24404.0141 | 2165.3216 | 2020-01-15 | 8 | 15 | 8 | 2020-01-01 | 171.8551 | 0.0002971%
2020-12-10 | 34.3214 | 0 | 0 | 0 | 0 | 0 | 0 | 502.1497 | 37.1282 | 0 | 0 | 0 | 0 | 0 | 0 | 380.8162 | 234.5616 | 19281.4943 | 56443.0907 | 58943.9457 | 48860.6556 | 39476.5105 | 25577.3616 | 2601.207 | 2020-01-15 | 9 | 15 | 9 | 2020-01-01 | 236.4112 | 0.0004087%
2020-12-11 | 7.8144 | 0 | 0 | 0 | 0 | 0 | 0 | 7.2834 | 10.5611 | 0 | 0 | 0 | 0 | 0 | 0 | 254.3633 | 229.9012 | 18915.2159 | 51628.6959 | 51844.1713 | 41337.0233 | 30652.4986 | 17520.2918 | 894.8601 | 2020-01-15 | 10 | 15 | 10 | 2020-01-01 | 0 | 0%
2020-12-12 | 144.617 | 0 | 0 | 0 | 33.2206 | 64.0534 | 162.8348 | 9.7367 | 111.958 | 659.9092 | 0 | 164.0496 | 0 | 33.3088 | 298.5551 | 730.8014 | 0 | 748.8031 | 28318.4687 | 28608.2104 | 19105.1527 | 15427.4079 | 4713.3815 | 87.913 | 2020-01-15 | 11 | 15 | 11 | 2020-01-01 | 0 | 0%
2020-12-13 | 22.2347 | 0 | 0 | 0 | 0 | 0 | 0 | 0 | 140.2129 | 0 | 0 | 0 | 0 | 0 | 0 | 211.7825 | 0 | 5319.1725 | 43512.0412 | 46334.9372 | 33415.2085 | 28330.7741 | 14007.7422 | 986.1108 | 2020-01-15 | 12 | 15 | 12 | 2020-01-01 | 0 | 0%
2020-12-14 | 816.3411 | 0 | 0 | 0 | 0 | 0 | 0 | 711.1081 | 215.5866 | 0 | 0 | 0 | 0 | 0 | 4.8336 | 212.1725 | 562.577 | 18835.2219 | 60100.2789 | 62666.1573 | 54290.0159 | 47433.1795 | 36298.0074 | 12716.1014 | 2020-01-15 | 13 | 15 | 13 | 2020-01-01 | 0 | 0%
2020-12-15 | 74.8487 | 0 | 0 | 0 | 0 | 0 | 0 | 47.9233 | 100.5657 | 0 | 0 | 0 | 0 | 0 | 0 | 271.1476 | 3782.3961 | 27839.0455 | 60764.1994 | 61641.6994 | 54061.2892 | 39470.1411 | 24500.6709 | 1857.8829 | 2020-01-15 | 14 | 15 | 14 | 2020-01-01 | 0 | 0%
2020-12-16 | 44.7187 | 0 | 0 | 0 | 0 | 0 | 0 | 147.3133 | 89.8055 | 0 | 0 | 0 | 0 | 0 | 0 | 228.4203 | 2979.8099 | 28934.3357 | 62992.1248 | 65573.0923 | 56730.6917 | 47103.4915 | 31740.2418 | 3251.2846 | 2020-01-15 | 15 | 15 | 15 | 2020-01-01 | 0 | 0%
2020-12-17 | 181.446 | 0 | 0 | 0 | 0 | 0 | 0 | 514.3218 | 129.2247 | 0 | 0 | 0 | 0 | 0 | 0 | 233.4072 | 2346.7953 | 25609.0392 | 56688.3821 | 59123.9151 | 50188.1471 | 39963.4244 | 25589.5356 | 2739.1507 | 2020-01-15 | 16 | 15 | 16 | 2020-01-01 | 266.6576 | 0.000461%
2020-12-18 | 116.5791 | 0 | 0 | 0 | 0 | 0 | 0 | 260.2171 | 331.8372 | 0 | 0 | 0 | 0 | 0 | 0 | 258.6724 | 1796.3081 | 24785.1985 | 57529.5448 | 59219.5412 | 48392.0412 | 37349.7881 | 23242.1766 | 2061.7197 | 2020-01-15 | 17 | 15 | 17 | 2020-01-01 | 47.1447 | 8.15e-05%
2020-12-19 | 39.693 | 0 | 0 | 0 | 0 | 0 | 23.3133 | 0 | 193.8342 | 0 | 0 | 0 | 0 | 0 | 0 | 462.8853 | 0 | 4335.9255 | 38793.9792 | 42970.2549 | 34626.4512 | 30495.9394 | 15170.11 | 1148.5683 | 2020-01-15 | 18 | 15 | 18 | 2020-01-01 | 3309.8259 | 0.005722%
2020-12-20 | 24.0632 | 0 | 0 | 0 | 0 | 0 | 0.74817 | 3.521 | 249.2282 | 0 | 0 | 0 | 0 | 0 | 0 | 414.5255 | 0 | 1255.1144 | 22316.5534 | 24919.0109 | 16516.9465 | 13520.512 | 5706.0176 | 191.4981 | 2020-01-15 | 19 | 15 | 19 | 2020-01-01 | 33720.7425 | 0.05829%
2020-12-21 | 47.8766 | 0 | 0 | 0 | 0 | 0 | 0 | 488.6916 | 257.8106 | 0 | 0 | 0 | 0 | 0 | 0 | 227.2267 | 930.8066 | 20919.3074 | 58352.695 | 61573.4944 | 51725.1172 | 43311.3647 | 28432.0667 | 4031.9556 | 2020-01-15 | 20 | 15 | 20 | 2020-01-01 | 40228.8903 | 0.06955%
2020-12-22 | 58.0444 | 0 | 0 | 0 | 0 | 0 | 7.4731 | 0 | 199.5879 | 0 | 0 | 0 | 0 | 0 | 0 | 220.9381 | 9.4336 | 9653.6579 | 41523.8447 | 43784.2986 | 35205.763 | 26796.5144 | 15936.3507 | 1367.6232 | 2020-01-15 | 21 | 15 | 21 | 2020-01-01 | 30591.5432 | 0.05289%
2020-12-23 | 22.6936 | 0 | 0 | 0 | 0 | 0 | 0 | 17.2577 | 219.8488 | 0 | 0 | 0 | 0 | 0 | 0 | 82.7568 | 0 | 9682.8015 | 46852.0412 | 47752.0412 | 35252.0412 | 26372.8357 | 16247.8426 | 1705.2588 | 2020-01-15 | 22 | 15 | 22 | 2020-01-01 | 23446.9496 | 0.04053%
2020-12-24 | 12.5387 | 0 | 0 | 0 | 0 | 0 | 0 | 33.3113 | 206.5639 | 0 | 0 | 0 | 0 | 0 | 0 | 411.7024 | 0 | 13761.9896 | 47626.0131 | 48360.9163 | 38106.0131 | 27659.7089 | 15568.3242 | 837.3511 | 2020-01-15 | 23 | 15 | 23 | 2020-01-01 | 11279.4116 | 0.0195%
2020-12-25 | 123.9497 | 0 | 0 | 0 | 2.1737 | 2.4391 | 78.6456 | 66.6149 | 1513.0843 | 0 | 0 | 0 | 0 | 0 | 0 | 1730.626 | 0 | 0 | 12922.81 | 16463.5377 | 11596.0632 | 8430.9782 | 4008.7457 | 31.7288 | 2020-01-15 | 24 | 15 | 24 | 2020-01-01 | 453.751 | 0.0007844%
2020-12-26 | 48.4313 | 0 | 0 | 0 | 0 | 0 | 32.5441 | 0 | 190.4188 | 0 | 0 | 0 | 0 | 0 | 0 | 287.3423 | 0 | 1622.5003 | 36270.0802 | 37670.0802 | 26970.0802 | 21879.0997 | 9961.4324 | 151.2393 | 2020-01-16 | 1 | 16 | 1 | 2020-01-01 | 13.2477 | 2.29e-05%
2020-12-27 | 56.6135 | 0 | 0 | 0 | 0 | 0 | 0 | 5.0071 | 74.4675 | 0 | 0 | 0 | 0 | 0 | 0 | 200.7962 | 0 | 10050.034 | 41660.1343 | 41864.5224 | 31784.3187 | 27064.1489 | 13388.3496 | 1041.875 | 2020-01-16 | 2 | 16 | 2 | 2020-01-01 | 0 | 0%
2020-12-28 | 29.5158 | 0 | 0 | 0 | 0 | 0 | 0 | 56.5624 | 164.467 | 0 | 0 | 0 | 0 | 0 | 0 | 69.6573 | 65.309 | 12705.63 | 50633.6669 | 53252.1188 | 45105.0166 | 35707.3736 | 23556.1271 | 4071.557 | 2020-01-16 | 3 | 16 | 3 | 2020-01-01 | 0 | 0%
2020-12-29 | 3.1345 | 0 | 0 | 0 | 0 | 0 | 0 | 0 | 155.1745 | 0 | 0 | 0 | 0 | 0 | 0 | 292.0653 | 53.9416 | 11309.6865 | 45418.0424 | 47018.0424 | 37298.0424 | 28853.1122 | 17575.7743 | 689.9695 | 2020-01-16 | 4 | 16 | 4 | 2020-01-01 | 0 | 0%
2020-12-30 | 15.2036 | 0 | 0 | 0 | 0 | 0 | 0 | 0 | 75.4389 | 0 | 0 | 0 | 0 | 0 | 0 | 185.1124 | 0 | 7093.1232 | 42227.818 | 43020.7753 | 28561.7998 | 20297.2599 | 10617.0188 | 785.4317 | 2020-01-16 | 5 | 16 | 5 | 2020-01-01 | 0 | 0%
2020-12-31 | 47.742 | 0 | 0 | 0 | 0 | 0 | 0 | 145.7312 | 21.0544 | 0 | 0 | 0 | 0 | 0 | 0 | 202.8216 | 57.0594 | 16661.494 | 51059.5412 | 52652.0412 | 42812.0412 | 32240.6529 | 19470.8587 | 1101.264 | 2020-01-16 | 6 | 16 | 6 | 2020-01-01 | 0 | 0%
[25 empty] | 2020-01-16 | 7 | 16 | 7 | 2020-01-01 | 0 | 0%
[25 empty] | 2020-01-16 | 8 | 16 | 8 | 2020-01-01 | 334.2757 | 0.0005779%
[25 empty] | 2020-01-16 | 9 | 16 | 9 | 2020-01-01 | 389.6637 | 0.0006736%
[25 empty] | 2020-01-16 | 10 | 16 | 10 | 2020-01-01 | 10.169 | 1.758e-05%
[25 empty] | 2020-01-16 | 11 | 16 | 11 | 2020-01-01 | 0 | 0%
[25 empty] | 2020-01-16 | 12 | 16 | 12 | 2020-01-01 | 0 | 0%
[25 empty] | 2020-01-16 | 13 | 16 | 13 | 2020-01-01 | 0 | 0%
[25 empty] | 2020-01-16 | 14 | 16 | 14 | 2020-01-01 | 0 | 0%
[25 empty] | 2020-01-16 | 15 | 16 | 15 | 2020-01-01 | 0 | 0%
[25 empty] | 2020-01-16 | 16 | 16 | 16 | 2020-01-01 | 121.8883 | 0.0002107%
[25 empty] | 2020-01-16 | 17 | 16 | 17 | 2020-01-01 | 105.2488 | 0.0001819%
[25 empty] | 2020-01-16 | 18 | 16 | 18 | 2020-01-01 | 5044.0735 | 0.00872%
[25 empty] | 2020-01-16 | 19 | 16 | 19 | 2020-01-01 | 37343.1351 | 0.06456%
[25 empty] | 2020-01-16 | 20 | 16 | 20 | 2020-01-01 | 46013.1351 | 0.07955%
[25 empty] | 2020-01-16 | 21 | 16 | 21 | 2020-01-01 | 34353.1351 | 0.05939%
[25 empty] | 2020-01-16 | 22 | 16 | 22 | 2020-01-01 | 23950.5951 | 0.0414%
[25 empty] | 2020-01-16 | 23 | 16 | 23 | 2020-01-01 | 10050.3631 | 0.01737%
[25 empty] | 2020-01-16 | 24 | 16 | 24 | 2020-01-01 | 48.3944 | 8.366e-05%
[25 empty] | 2020-01-17 | 1 | 17 | 1 | 2020-01-01 | 6.7803 | 1.172e-05%
[25 empty] | 2020-01-17 | 2 | 17 | 2 | 2020-01-01 | 0 | 0%
[25 empty] | 2020-01-17 | 3 | 17 | 3 | 2020-01-01 | 0 | 0%
[25 empty] | 2020-01-17 | 4 | 17 | 4 | 2020-01-01 | 0 | 0%
[25 empty] | 2020-01-17 | 5 | 17 | 5 | 2020-01-01 | 0 | 0%
[25 empty] | 2020-01-17 | 6 | 17 | 6 | 2020-01-01 | 0 | 0%
[25 empty] | 2020-01-17 | 7 | 17 | 7 | 2020-01-01 | 0 | 0%
[25 empty] | 2020-01-17 | 8 | 17 | 8 | 2020-01-01 | 70.7513 | 0.0001223%
[25 empty] | 2020-01-17 | 9 | 17 | 9 | 2020-01-01 | 237.0956 | 0.0004099%
[25 empty] | 2020-01-17 | 10 | 17 | 10 | 2020-01-01 | 0 | 0%
[25 empty] | 2020-01-17 | 11 | 17 | 11 | 2020-01-01 | 0 | 0%
[25 empty] | 2020-01-17 | 12 | 17 | 12 | 2020-01-01 | 0 | 0%
[25 empty] | 2020-01-17 | 13 | 17 | 13 | 2020-01-01 | 0 | 0%
[25 empty] | 2020-01-17 | 14 | 17 | 14 | 2020-01-01 | 0 | 0%
[25 empty] | 2020-01-17 | 15 | 17 | 15 | 2020-01-01 | 0 | 0%
[25 empty] | 2020-01-17 | 16 | 17 | 16 | 2020-01-01 | 363.1966 | 0.0006279%
[25 empty] | 2020-01-17 | 17 | 17 | 17 | 2020-01-01 | 0 | 0%
[25 empty] | 2020-01-17 | 18 | 17 | 18 | 2020-01-01 | 2442.3449 | 0.004222%
[25 empty] | 2020-01-17 | 19 | 17 | 19 | 2020-01-01 | 34374.8985 | 0.05943%
[25 empty] | 2020-01-17 | 20 | 17 | 20 | 2020-01-01 | 39589.7284 | 0.06844%
[25 empty] | 2020-01-17 | 21 | 17 | 21 | 2020-01-01 | 29270.3003 | 0.0506%
[25 empty] | 2020-01-17 | 22 | 17 | 22 | 2020-01-01 | 19748.1424 | 0.03414%
[25 empty] | 2020-01-17 | 23 | 17 | 23 | 2020-01-01 | 8622.5275 | 0.01491%
[25 empty] | 2020-01-17 | 24 | 17 | 24 | 2020-01-01 | 530.6896 | 0.0009174%
[25 empty] | 2020-01-18 | 1 | 18 | 1 | 2020-01-01 | 70.258 | 0.0001215%
[25 empty] | 2020-01-18 | 2 | 18 | 2 | 2020-01-01 | 0 | 0%
[25 empty] | 2020-01-18 | 3 | 18 | 3 | 2020-01-01 | 0 | 0%
[25 empty] | 2020-01-18 | 4 | 18 | 4 | 2020-01-01 | 0 | 0%
[25 empty] | 2020-01-18 | 5 | 18 | 5 | 2020-01-01 | 0 | 0%
[25 empty] | 2020-01-18 | 6 | 18 | 6 | 2020-01-01 | 0 | 0%
[25 empty] | 2020-01-18 | 7 | 18 | 7 | 2020-01-01 | 26.8087 | 4.635e-05%
[25 empty] | 2020-01-18 | 8 | 18 | 8 | 2020-01-01 | 0 | 0%
[25 empty] | 2020-01-18 | 9 | 18 | 9 | 2020-01-01 | 1408.7859 | 0.002435%
[25 empty] | 2020-01-18 | 10 | 18 | 10 | 2020-01-01 | 0 | 0%
[25 empty] | 2020-01-18 | 11 | 18 | 11 | 2020-01-01 | 0 | 0%
[25 empty] | 2020-01-18 | 12 | 18 | 12 | 2020-01-01 | 0 | 0%
[25 empty] | 2020-01-18 | 13 | 18 | 13 | 2020-01-01 | 0 | 0%
[25 empty] | 2020-01-18 | 14 | 18 | 14 | 2020-01-01 | 0 | 0%
[25 empty] | 2020-01-18 | 15 | 18 | 15 | 2020-01-01 | 0 | 0%
[25 empty] | 2020-01-18 | 16 | 18 | 16 | 2020-01-01 | 1082.2099 | 0.001871%
[25 empty] | 2020-01-18 | 17 | 18 | 17 | 2020-01-01 | 0 | 0%
[25 empty] | 2020-01-18 | 18 | 18 | 18 | 2020-01-01 | 0 | 0%
[25 empty] | 2020-01-18 | 19 | 18 | 19 | 2020-01-01 | 6515.5154 | 0.01126%
[25 empty] | 2020-01-18 | 20 | 18 | 20 | 2020-01-01 | 11236.9714 | 0.01943%
[25 empty] | 2020-01-18 | 21 | 18 | 21 | 2020-01-01 | 7118.4539 | 0.01231%
[25 empty] | 2020-01-18 | 22 | 18 | 22 | 2020-01-01 | 4104.9002 | 0.007096%
[25 empty] | 2020-01-18 | 23 | 18 | 23 | 2020-01-01 | 842.1482 | 0.001456%
[25 empty] | 2020-01-18 | 24 | 18 | 24 | 2020-01-01 | 0 | 0%
[25 empty] | 2020-01-19 | 1 | 19 | 1 | 2020-01-01 | 66.7086 | 0.0001153%
[25 empty] | 2020-01-19 | 2 | 19 | 2 | 2020-01-01 | 0 | 0%
[25 empty] | 2020-01-19 | 3 | 19 | 3 | 2020-01-01 | 0 | 0%
[25 empty] | 2020-01-19 | 4 | 19 | 4 | 2020-01-01 | 0 | 0%
[25 empty] | 2020-01-19 | 5 | 19 | 5 | 2020-01-01 | 5.5738 | 9.636e-06%
[25 empty] | 2020-01-19 | 6 | 19 | 6 | 2020-01-01 | 0 | 0%
[25 empty] | 2020-01-19 | 7 | 19 | 7 | 2020-01-01 | 3.8199 | 6.604e-06%
[25 empty] | 2020-01-19 | 8 | 19 | 8 | 2020-01-01 | 15.2097 | 2.629e-05%
[25 empty] | 2020-01-19 | 9 | 19 | 9 | 2020-01-01 | 413.1079 | 0.0007142%
[25 empty] | 2020-01-19 | 10 | 19 | 10 | 2020-01-01 | 0 | 0%
[25 empty] | 2020-01-19 | 11 | 19 | 11 | 2020-01-01 | 0 | 0%
[25 empty] | 2020-01-19 | 12 | 19 | 12 | 2020-01-01 | 0 | 0%
[25 empty] | 2020-01-19 | 13 | 19 | 13 | 2020-01-01 | 0 | 0%
[25 empty] | 2020-01-19 | 14 | 19 | 14 | 2020-01-01 | 0 | 0%
[25 empty] | 2020-01-19 | 15 | 19 | 15 | 2020-01-01 | 0 | 0%
[25 empty] | 2020-01-19 | 16 | 19 | 16 | 2020-01-01 | 896.9109 | 0.001551%
[25 empty] | 2020-01-19 | 17 | 19 | 17 | 2020-01-01 | 0 | 0%
[25 empty] | 2020-01-19 | 18 | 19 | 18 | 2020-01-01 | 0 | 0%
[25 empty] | 2020-01-19 | 19 | 19 | 19 | 2020-01-01 | 6941.045 | 0.012%
[25 empty] | 2020-01-19 | 20 | 19 | 20 | 2020-01-01 | 12541.9636 | 0.02168%
[25 empty] | 2020-01-19 | 21 | 19 | 21 | 2020-01-01 | 6908.5208 | 0.01194%
[25 empty] | 2020-01-19 | 22 | 19 | 22 | 2020-01-01 | 3757.9549 | 0.006497%
[25 empty] | 2020-01-19 | 23 | 19 | 23 | 2020-01-01 | 405.0617 | 0.0007003%
[25 empty] | 2020-01-19 | 24 | 19 | 24 | 2020-01-01 | 0 | 0%
[25 empty] | 2020-01-20 | 1 | 20 | 1 | 2020-01-01 | 63.2947 | 0.0001094%
[25 empty] | 2020-01-20 | 2 | 20 | 2 | 2020-01-01 | 0 | 0%
[25 empty] | 2020-01-20 | 3 | 20 | 3 | 2020-01-01 | 0 | 0%
[25 empty] | 2020-01-20 | 4 | 20 | 4 | 2020-01-01 | 0 | 0%
[25 empty] | 2020-01-20 | 5 | 20 | 5 | 2020-01-01 | 0 | 0%
[25 empty] | 2020-01-20 | 6 | 20 | 6 | 2020-01-01 | 0 | 0%
[25 empty] | 2020-01-20 | 7 | 20 | 7 | 2020-01-01 | 0 | 0%
[25 empty] | 2020-01-20 | 8 | 20 | 8 | 2020-01-01 | 190.206 | 0.0003288%
[25 empty] | 2020-01-20 | 9 | 20 | 9 | 2020-01-01 | 175.4175 | 0.0003033%
[25 empty] | 2020-01-20 | 10 | 20 | 10 | 2020-01-01 | 0 | 0%
[25 empty] | 2020-01-20 | 11 | 20 | 11 | 2020-01-01 | 0 | 0%
[25 empty] | 2020-01-20 | 12 | 20 | 12 | 2020-01-01 | 0 | 0%
[25 empty] | 2020-01-20 | 13 | 20 | 13 | 2020-01-01 | 0 | 0%
[25 empty] | 2020-01-20 | 14 | 20 | 14 | 2020-01-01 | 0 | 0%
[25 empty] | 2020-01-20 | 15 | 20 | 15 | 2020-01-01 | 0 | 0%
[25 empty] | 2020-01-20 | 16 | 20 | 16 | 2020-01-01 | 120.928 | 0.0002091%
[25 empty] | 2020-01-20 | 17 | 20 | 17 | 2020-01-01 | 30.4297 | 5.261e-05%
[25 empty] | 2020-01-20 | 18 | 20 | 18 | 2020-01-01 | 1358.1149 | 0.002348%
[25 empty] | 2020-01-20 | 19 | 20 | 19 | 2020-01-01 | 29918.8202 | 0.05172%
[25 empty] | 2020-01-20 | 20 | 20 | 20 | 2020-01-01 | 43931.5116 | 0.07595%
[25 empty] | 2020-01-20 | 21 | 20 | 21 | 2020-01-01 | 24300.742 | 0.04201%
[25 empty] | 2020-01-20 | 22 | 20 | 22 | 2020-01-01 | 14281.5803 | 0.02469%
[25 empty] | 2020-01-20 | 23 | 20 | 23 | 2020-01-01 | 7334.3919 | 0.01268%
[25 empty] | 2020-01-20 | 24 | 20 | 24 | 2020-01-01 | 70.9121 | 0.0001226%
[25 empty] | 2020-01-21 | 1 | 21 | 1 | 2020-01-01 | 22.1092 | 3.822e-05%
[25 empty] | 2020-01-21 | 2 | 21 | 2 | 2020-01-01 | 0 | 0%
[25 empty] | 2020-01-21 | 3 | 21 | 3 | 2020-01-01 | 0 | 0%
[25 empty] | 2020-01-21 | 4 | 21 | 4 | 2020-01-01 | 0 | 0%
[25 empty] | 2020-01-21 | 5 | 21 | 5 | 2020-01-01 | 0 | 0%
[25 empty] | 2020-01-21 | 6 | 21 | 6 | 2020-01-01 | 0 | 0%
[25 empty] | 2020-01-21 | 7 | 21 | 7 | 2020-01-01 | 0 | 0%
[25 empty] | 2020-01-21 | 8 | 21 | 8 | 2020-01-01 | 304.2079 | 0.0005259%
[25 empty] | 2020-01-21 | 9 | 21 | 9 | 2020-01-01 | 611.1546 | 0.001057%
[25 empty] | 2020-01-21 | 10 | 21 | 10 | 2020-01-01 | 19.0869 | 3.3e-05%
[25 empty] | 2020-01-21 | 11 | 21 | 11 | 2020-01-01 | 569.6678 | 0.0009848%
[25 empty] | 2020-01-21 | 12 | 21 | 12 | 2020-01-01 | 170.452 | 0.0002947%
[25 empty] | 2020-01-21 | 13 | 21 | 13 | 2020-01-01 | 0 | 0%
[25 empty] | 2020-01-21 | 14 | 21 | 14 | 2020-01-01 | 0 | 0%
[25 empty] | 2020-01-21 | 15 | 21 | 15 | 2020-01-01 | 0 | 0%
[25 empty] | 2020-01-21 | 16 | 21 | 16 | 2020-01-01 | 458.4015 | 0.0007925%
[25 empty] | 2020-01-21 | 17 | 21 | 17 | 2020-01-01 | 159.424 | 0.0002756%
[25 empty] | 2020-01-21 | 18 | 21 | 18 | 2020-01-01 | 3354.7261 | 0.005799%
[25 empty] | 2020-01-21 | 19 | 21 | 19 | 2020-01-01 | 34759.6094 | 0.06009%
[25 empty] | 2020-01-21 | 20 | 21 | 20 | 2020-01-01 | 41150.9194 | 0.07114%
[25 empty] | 2020-01-21 | 21 | 21 | 21 | 2020-01-01 | 34197.9585 | 0.05912%
[25 empty] | 2020-01-21 | 22 | 21 | 22 | 2020-01-01 | 24837.1177 | 0.04294%
[25 empty] | 2020-01-21 | 23 | 21 | 23 | 2020-01-01 | 10120.6615 | 0.0175%
[25 empty] | 2020-01-21 | 24 | 21 | 24 | 2020-01-01 | 518.1384 | 0.0008957%
[25 empty] | 2020-01-22 | 1 | 22 | 1 | 2020-01-01 | 212.192 | 0.0003668%
[25 empty] | 2020-01-22 | 2 | 22 | 2 | 2020-01-01 | 0 | 0%
[25 empty] | 2020-01-22 | 3 | 22 | 3 | 2020-01-01 | 0 | 0%
[25 empty] | 2020-01-22 | 4 | 22 | 4 | 2020-01-01 | 0 | 0%
[25 empty] | 2020-01-22 | 5 | 22 | 5 | 2020-01-01 | 0 | 0%
[25 empty] | 2020-01-22 | 6 | 22 | 6 | 2020-01-01 | 0 | 0%
[25 empty] | 2020-01-22 | 7 | 22 | 7 | 2020-01-01 | 0 | 0%
[25 empty] | 2020-01-22 | 8 | 22 | 8 | 2020-01-01 | 311.6527 | 0.0005388%
[25 empty] | 2020-01-22 | 9 | 22 | 9 | 2020-01-01 | 2863.3504 | 0.00495%
[25 empty] | 2020-01-22 | 10 | 22 | 10 | 2020-01-01 | 0 | 0%
[25 empty] | 2020-01-22 | 11 | 22 | 11 | 2020-01-01 | 0 | 0%
[25 empty] | 2020-01-22 | 12 | 22 | 12 | 2020-01-01 | 0 | 0%
[25 empty] | 2020-01-22 | 13 | 22 | 13 | 2020-01-01 | 0 | 0%
[25 empty] | 2020-01-22 | 14 | 22 | 14 | 2020-01-01 | 0 | 0%
[25 empty] | 2020-01-22 | 15 | 22 | 15 | 2020-01-01 | 0 | 0%
[25 empty] | 2020-01-22 | 16 | 22 | 16 | 2020-01-01 | 220.1023 | 0.0003805%
[25 empty] | 2020-01-22 | 17 | 22 | 17 | 2020-01-01 | 0 | 0%
[25 empty] | 2020-01-22 | 18 | 22 | 18 | 2020-01-01 | 1276.101 | 0.002206%
[25 empty] | 2020-01-22 | 19 | 22 | 19 | 2020-01-01 | 28810.8854 | 0.04981%
[25 empty] | 2020-01-22 | 20 | 22 | 20 | 2020-01-01 | 37286.0996 | 0.06446%
[25 empty] | 2020-01-22 | 21 | 22 | 21 | 2020-01-01 | 28391.9927 | 0.04908%
[25 empty] | 2020-01-22 | 22 | 22 | 22 | 2020-01-01 | 18431.502 | 0.03186%
[25 empty] | 2020-01-22 | 23 | 22 | 23 | 2020-01-01 | 7675.5361 | 0.01327%
[25 empty] | 2020-01-22 | 24 | 22 | 24 | 2020-01-01 | 247.3081 | 0.0004275%
[25 empty] | 2020-01-23 | 1 | 23 | 1 | 2020-01-01 | 9.2263 | 1.595e-05%
[25 empty] | 2020-01-23 | 2 | 23 | 2 | 2020-01-01 | 0 | 0%
[25 empty] | 2020-01-23 | 3 | 23 | 3 | 2020-01-01 | 0 | 0%
[25 empty] | 2020-01-23 | 4 | 23 | 4 | 2020-01-01 | 0 | 0%
[25 empty] | 2020-01-23 | 5 | 23 | 5 | 2020-01-01 | 0 | 0%
[25 empty] | 2020-01-23 | 6 | 23 | 6 | 2020-01-01 | 0 | 0%
[25 empty] | 2020-01-23 | 7 | 23 | 7 | 2020-01-01 | 0 | 0%
[25 empty] | 2020-01-23 | 8 | 23 | 8 | 2020-01-01 | 52.1838 | 9.021e-05%
[25 empty] | 2020-01-23 | 9 | 23 | 9 | 2020-01-01 | 875.773 | 0.001514%
[25 empty] | 2020-01-23 | 10 | 23 | 10 | 2020-01-01 | 0 | 0%
[25 empty] | 2020-01-23 | 11 | 23 | 11 | 2020-01-01 | 0 | 0%
[25 empty] | 2020-01-23 | 12 | 23 | 12 | 2020-01-01 | 0 | 0%
[25 empty] | 2020-01-23 | 13 | 23 | 13 | 2020-01-01 | 0 | 0%
[25 empty] | 2020-01-23 | 14 | 23 | 14 | 2020-01-01 | 0 | 0%
[25 empty] | 2020-01-23 | 15 | 23 | 15 | 2020-01-01 | 0 | 0%
[25 empty] | 2020-01-23 | 16 | 23 | 16 | 2020-01-01 | 904.7166 | 0.001564%
[25 empty] | 2020-01-23 | 17 | 23 | 17 | 2020-01-01 | 0 | 0%
[25 empty] | 2020-01-23 | 18 | 23 | 18 | 2020-01-01 | 31.5486 | 5.454e-05%
[25 empty] | 2020-01-23 | 19 | 23 | 19 | 2020-01-01 | 16710.9066 | 0.02889%
[25 empty] | 2020-01-23 | 20 | 23 | 20 | 2020-01-01 | 20658.3388 | 0.03571%
[25 empty] | 2020-01-23 | 21 | 23 | 21 | 2020-01-01 | 14658.7748 | 0.02534%
[25 empty] | 2020-01-23 | 22 | 23 | 22 | 2020-01-01 | 7828.3412 | 0.01353%
[25 empty] | 2020-01-23 | 23 | 23 | 23 | 2020-01-01 | 1428.2938 | 0.002469%
[25 empty] | 2020-01-23 | 24 | 23 | 24 | 2020-01-01 | 0 | 0%
[25 empty] | 2020-01-24 | 1 | 24 | 1 | 2020-01-01 | 5.9069 | 1.021e-05%
[25 empty] | 2020-01-24 | 2 | 24 | 2 | 2020-01-01 | 0 | 0%
[25 empty] | 2020-01-24 | 3 | 24 | 3 | 2020-01-01 | 0 | 0%
[25 empty] | 2020-01-24 | 4 | 24 | 4 | 2020-01-01 | 0 | 0%
[25 empty] | 2020-01-24 | 5 | 24 | 5 | 2020-01-01 | 0 | 0%
[25 empty] | 2020-01-24 | 6 | 24 | 6 | 2020-01-01 | 0 | 0%
[25 empty] | 2020-01-24 | 7 | 24 | 7 | 2020-01-01 | 8.6219 | 1.491e-05%
[25 empty] | 2020-01-24 | 8 | 24 | 8 | 2020-01-01 | 4.9139 | 8.495e-06%
[25 empty] | 2020-01-24 | 9 | 24 | 9 | 2020-01-01 | 559.6175 | 0.0009674%
[25 empty] | 2020-01-24 | 10 | 24 | 10 | 2020-01-01 | 0 | 0%
[25 empty] | 2020-01-24 | 11 | 24 | 11 | 2020-01-01 | 0 | 0%
[25 empty] | 2020-01-24 | 12 | 24 | 12 | 2020-01-01 | 0 | 0%
[25 empty] | 2020-01-24 | 13 | 24 | 13 | 2020-01-01 | 69.9769 | 0.000121%
[25 empty] | 2020-01-24 | 14 | 24 | 14 | 2020-01-01 | 45.3555 | 7.841e-05%
[25 empty] | 2020-01-24 | 15 | 24 | 15 | 2020-01-01 | 134.4251 | 0.0002324%
[25 empty] | 2020-01-24 | 16 | 24 | 16 | 2020-01-01 | 190.6786 | 0.0003296%
[25 empty] | 2020-01-24 | 17 | 24 | 17 | 2020-01-01 | 0 | 0%
[25 empty] | 2020-01-24 | 18 | 24 | 18 | 2020-01-01 | 240.4661 | 0.0004157%
[25 empty] | 2020-01-24 | 19 | 24 | 19 | 2020-01-01 | 20618.3117 | 0.03564%
[25 empty] | 2020-01-24 | 20 | 24 | 20 | 2020-01-01 | 28095.8382 | 0.04857%
[25 empty] | 2020-01-24 | 21 | 24 | 21 | 2020-01-01 | 19061.2618 | 0.03295%
[25 empty] | 2020-01-24 | 22 | 24 | 22 | 2020-01-01 | 11322.1348 | 0.01957%
[25 empty] | 2020-01-24 | 23 | 24 | 23 | 2020-01-01 | 4422.3063 | 0.007645%
[25 empty] | 2020-01-24 | 24 | 24 | 24 | 2020-01-01 | 219.7632 | 0.0003799%
[25 empty] | 2020-01-25 | 1 | 25 | 1 | 2020-01-01 | 235.4385 | 0.000407%
[25 empty] | 2020-01-25 | 2 | 25 | 2 | 2020-01-01 | 28.415 | 4.912e-05%
[25 empty] | 2020-01-25 | 3 | 25 | 3 | 2020-01-01 | 0 | 0%
[25 empty] | 2020-01-25 | 4 | 25 | 4 | 2020-01-01 | 0 | 0%
[25 empty] | 2020-01-25 | 5 | 25 | 5 | 2020-01-01 | 26.0224 | 4.499e-05%
[25 empty] | 2020-01-25 | 6 | 25 | 6 | 2020-01-01 | 21.0569 | 3.64e-05%
[25 empty] | 2020-01-25 | 7 | 25 | 7 | 2020-01-01 | 116.9449 | 0.0002022%
[25 empty] | 2020-01-25 | 8 | 25 | 8 | 2020-01-01 | 105.2709 | 0.000182%
[25 empty] | 2020-01-25 | 9 | 25 | 9 | 2020-01-01 | 1525.671 | 0.002638%
[25 empty] | 2020-01-25 | 10 | 25 | 10 | 2020-01-01 | 0 | 0%
[25 empty] | 2020-01-25 | 11 | 25 | 11 | 2020-01-01 | 0 | 0%
[25 empty] | 2020-01-25 | 12 | 25 | 12 | 2020-01-01 | 0 | 0%
[25 empty] | 2020-01-25 | 13 | 25 | 13 | 2020-01-01 | 0 | 0%
[25 empty] | 2020-01-25 | 14 | 25 | 14 | 2020-01-01 | 0 | 0%
[25 empty] | 2020-01-25 | 15 | 25 | 15 | 2020-01-01 | 0 | 0%
[25 empty] | 2020-01-25 | 16 | 25 | 16 | 2020-01-01 | 538.4885 | 0.0009309%
[25 empty] | 2020-01-25 | 17 | 25 | 17 | 2020-01-01 | 0 | 0%
[25 empty] | 2020-01-25 | 18 | 25 | 18 | 2020-01-01 | 0 | 0%
[25 empty] | 2020-01-25 | 19 | 25 | 19 | 2020-01-01 | 12212.8726 | 0.02111%
[25 empty] | 2020-01-25 | 20 | 25 | 20 | 2020-01-01 | 22377.4345 | 0.03869%
[25 empty] | 2020-01-25 | 21 | 25 | 21 | 2020-01-01 | 13140.9257 | 0.02272%
[25 empty] | 2020-01-25 | 22 | 25 | 22 | 2020-01-01 | 9063.6121 | 0.01567%
[25 empty] | 2020-01-25 | 23 | 25 | 23 | 2020-01-01 | 1414.0267 | 0.002445%
[25 empty] | 2020-01-25 | 24 | 25 | 24 | 2020-01-01 | 0 | 0%
[25 empty] | 2020-01-26 | 1 | 26 | 1 | 2020-01-01 | 38.9666 | 6.736e-05%
[25 empty] | 2020-01-26 | 2 | 26 | 2 | 2020-01-01 | 0 | 0%
[25 empty] | 2020-01-26 | 3 | 26 | 3 | 2020-01-01 | 0 | 0%
[25 empty] | 2020-01-26 | 4 | 26 | 4 | 2020-01-01 | 0 | 0%
[25 empty] | 2020-01-26 | 5 | 26 | 5 | 2020-01-01 | 0 | 0%
[25 empty] | 2020-01-26 | 6 | 26 | 6 | 2020-01-01 | 0 | 0%
[25 empty] | 2020-01-26 | 7 | 26 | 7 | 2020-01-01 | 9.9536 | 1.721e-05%
[25 empty] | 2020-01-26 | 8 | 26 | 8 | 2020-01-01 | 62.0023 | 0.0001072%
[25 empty] | 2020-01-26 | 9 | 26 | 9 | 2020-01-01 | 1590.8484 | 0.00275%
[25 empty] | 2020-01-26 | 10 | 26 | 10 | 2020-01-01 | 0 | 0%
[25 empty] | 2020-01-26 | 11 | 26 | 11 | 2020-01-01 | 0 | 0%
[25 empty] | 2020-01-26 | 12 | 26 | 12 | 2020-01-01 | 0 | 0%
[25 empty] | 2020-01-26 | 13 | 26 | 13 | 2020-01-01 | 0 | 0%
[25 empty] | 2020-01-26 | 14 | 26 | 14 | 2020-01-01 | 0 | 0%
[25 empty] | 2020-01-26 | 15 | 26 | 15 | 2020-01-01 | 0 | 0%
[25 empty] | 2020-01-26 | 16 | 26 | 16 | 2020-01-01 | 384.3299 | 0.0006644%
[25 empty] | 2020-01-26 | 17 | 26 | 17 | 2020-01-01 | 0 | 0%
[25 empty] | 2020-01-26 | 18 | 26 | 18 | 2020-01-01 | 91.0753 | 0.0001574%
[25 empty] | 2020-01-26 | 19 | 26 | 19 | 2020-01-01 | 19712.5818 | 0.03408%
[25 empty] | 2020-01-26 | 20 | 26 | 20 | 2020-01-01 | 27125.9992 | 0.04689%
[25 empty] | 2020-01-26 | 21 | 26 | 21 | 2020-01-01 | 18308.4555 | 0.03165%
[25 empty] | 2020-01-26 | 22 | 26 | 22 | 2020-01-01 | 12422.1783 | 0.02147%
[25 empty] | 2020-01-26 | 23 | 26 | 23 | 2020-01-01 | 2594.6446 | 0.004485%
[25 empty] | 2020-01-26 | 24 | 26 | 24 | 2020-01-01 | 48.8952 | 8.453e-05%
[25 empty] | 2020-01-27 | 1 | 27 | 1 | 2020-01-01 | 86.0629 | 0.0001488%
[25 empty] | 2020-01-27 | 2 | 27 | 2 | 2020-01-01 | 0 | 0%
[25 empty] | 2020-01-27 | 3 | 27 | 3 | 2020-01-01 | 0 | 0%
[25 empty] | 2020-01-27 | 4 | 27 | 4 | 2020-01-01 | 0 | 0%
[25 empty] | 2020-01-27 | 5 | 27 | 5 | 2020-01-01 | 0 | 0%
[25 empty] | 2020-01-27 | 6 | 27 | 6 | 2020-01-01 | 0 | 0%
[25 empty] | 2020-01-27 | 7 | 27 | 7 | 2020-01-01 | 2.0587 | 3.559e-06%
[25 empty] | 2020-01-27 | 8 | 27 | 8 | 2020-01-01 | 106.4079 | 0.000184%
[25 empty] | 2020-01-27 | 9 | 27 | 9 | 2020-01-01 | 477.7848 | 0.000826%
[25 empty] | 2020-01-27 | 10 | 27 | 10 | 2020-01-01 | 0 | 0%
[25 empty] | 2020-01-27 | 11 | 27 | 11 | 2020-01-01 | 0 | 0%
[25 empty] | 2020-01-27 | 12 | 27 | 12 | 2020-01-01 | 0 | 0%
[25 empty] | 2020-01-27 | 13 | 27 | 13 | 2020-01-01 | 0 | 0%
[25 empty] | 2020-01-27 | 14 | 27 | 14 | 2020-01-01 | 0 | 0%
[25 empty] | 2020-01-27 | 15 | 27 | 15 | 2020-01-01 | 0 | 0%
[25 empty] | 2020-01-27 | 16 | 27 | 16 | 2020-01-01 | 539.8046 | 0.0009332%
[25 empty] | 2020-01-27 | 17 | 27 | 17 | 2020-01-01 | 0 | 0%
[25 empty] | 2020-01-27 | 18 | 27 | 18 | 2020-01-01 | 3902.2174 | 0.006746%
[25 empty] | 2020-01-27 | 19 | 27 | 19 | 2020-01-01 | 39793.2514 | 0.06879%
[25 empty] | 2020-01-27 | 20 | 27 | 20 | 2020-01-01 | 44903.574 | 0.07763%
[25 empty] | 2020-01-27 | 21 | 27 | 21 | 2020-01-01 | 35336.074 | 0.06109%
[25 empty] | 2020-01-27 | 22 | 27 | 22 | 2020-01-01 | 24319.9362 | 0.04204%
[25 empty] | 2020-01-27 | 23 | 27 | 23 | 2020-01-01 | 12198.1143 | 0.02109%
[25 empty] | 2020-01-27 | 24 | 27 | 24 | 2020-01-01 | 433.2515 | 0.000749%
[25 empty] | 2020-01-28 | 1 | 28 | 1 | 2020-01-01 | 66.6443 | 0.0001152%
[25 empty] | 2020-01-28 | 2 | 28 | 2 | 2020-01-01 | 0 | 0%
[25 empty] | 2020-01-28 | 3 | 28 | 3 | 2020-01-01 | 0 | 0%
[25 empty] | 2020-01-28 | 4 | 28 | 4 | 2020-01-01 | 0 | 0%
[25 empty] | 2020-01-28 | 5 | 28 | 5 | 2020-01-01 | 0 | 0%
[25 empty] | 2020-01-28 | 6 | 28 | 6 | 2020-01-01 | 0 | 0%
[25 empty] | 2020-01-28 | 7 | 28 | 7 | 2020-01-01 | 6.3894 | 1.105e-05%
[25 empty] | 2020-01-28 | 8 | 28 | 8 | 2020-01-01 | 100.7063 | 0.0001741%
[25 empty] | 2020-01-28 | 9 | 28 | 9 | 2020-01-01 | 470.1247 | 0.0008127%
[25 empty] | 2020-01-28 | 10 | 28 | 10 | 2020-01-01 | 0 | 0%
[25 empty] | 2020-01-28 | 11 | 28 | 11 | 2020-01-01 | 0 | 0%
[25 empty] | 2020-01-28 | 12 | 28 | 12 | 2020-01-01 | 0 | 0%
[25 empty] | 2020-01-28 | 13 | 28 | 13 | 2020-01-01 | 0 | 0%
[25 empty] | 2020-01-28 | 14 | 28 | 14 | 2020-01-01 | 0 | 0%
[25 empty] | 2020-01-28 | 15 | 28 | 15 | 2020-01-01 | 0 | 0%
[25 empty] | 2020-01-28 | 16 | 28 | 16 | 2020-01-01 | 651.5096 | 0.001126%
[25 empty] | 2020-01-28 | 17 | 28 | 17 | 2020-01-01 | 0 | 0%
[25 empty] | 2020-01-28 | 18 | 28 | 18 | 2020-01-01 | 2379.9568 | 0.004114%
[25 empty] | 2020-01-28 | 19 | 28 | 19 | 2020-01-01 | 33310.3721 | 0.05759%
[25 empty] | 2020-01-28 | 20 | 28 | 20 | 2020-01-01 | 42265.226 | 0.07307%
[25 empty] | 2020-01-28 | 21 | 28 | 21 | 2020-01-01 | 31417.1253 | 0.05431%
[25 empty] | 2020-01-28 | 22 | 28 | 22 | 2020-01-01 | 21322.0434 | 0.03686%
[25 empty] | 2020-01-28 | 23 | 28 | 23 | 2020-01-01 | 8818.5486 | 0.01525%
[25 empty] | 2020-01-28 | 24 | 28 | 24 | 2020-01-01 | 138.7188 | 0.0002398%
[25 empty] | 2020-01-29 | 1 | 29 | 1 | 2020-01-01 | 10.2492 | 1.772e-05%
[25 empty] | 2020-01-29 | 2 | 29 | 2 | 2020-01-01 | 0 | 0%
[25 empty] | 2020-01-29 | 3 | 29 | 3 | 2020-01-01 | 0 | 0%
[25 empty] | 2020-01-29 | 4 | 29 | 4 | 2020-01-01 | 0 | 0%
[25 empty] | 2020-01-29 | 5 | 29 | 5 | 2020-01-01 | 0 | 0%
[25 empty] | 2020-01-29 | 6 | 29 | 6 | 2020-01-01 | 0 | 0%
[25 empty] | 2020-01-29 | 7 | 29 | 7 | 2020-01-01 | 0 | 0%
[25 empty] | 2020-01-29 | 8 | 29 | 8 | 2020-01-01 | 192.5284 | 0.0003328%
[25 empty] | 2020-01-29 | 9 | 29 | 9 | 2020-01-01 | 320.2904 | 0.0005537%
[25 empty] | 2020-01-29 | 10 | 29 | 10 | 2020-01-01 | 0 | 0%
[25 empty] | 2020-01-29 | 11 | 29 | 11 | 2020-01-01 | 0 | 0%
[25 empty] | 2020-01-29 | 12 | 29 | 12 | 2020-01-01 | 0 | 0%
[25 empty] | 2020-01-29 | 13 | 29 | 13 | 2020-01-01 | 0 | 0%
[25 empty] | 2020-01-29 | 14 | 29 | 14 | 2020-01-01 | 0 | 0%
[25 empty] | 2020-01-29 | 15 | 29 | 15 | 2020-01-01 | 0 | 0%
[25 empty] | 2020-01-29 | 16 | 29 | 16 | 2020-01-01 | 1029.6093 | 0.00178%
[25 empty] | 2020-01-29 | 17 | 29 | 17 | 2020-01-01 | 0 | 0%
[25 empty] | 2020-01-29 | 18 | 29 | 18 | 2020-01-01 | 2641.9781 | 0.004567%
[25 empty] | 2020-01-29 | 19 | 29 | 19 | 2020-01-01 | 32768.7718 | 0.05665%
[25 empty] | 2020-01-29 | 20 | 29 | 20 | 2020-01-01 | 42457.5552 | 0.0734%
[25 empty] | 2020-01-29 | 21 | 29 | 21 | 2020-01-01 | 30617.5552 | 0.05293%
[25 empty] | 2020-01-29 | 22 | 29 | 22 | 2020-01-01 | 19390.5896 | 0.03352%
[25 empty] | 2020-01-29 | 23 | 29 | 23 | 2020-01-01 | 7316.2428 | 0.01265%
[25 empty] | 2020-01-29 | 24 | 29 | 24 | 2020-01-01 | 52.0738 | 9.002e-05%
[25 empty] | 2020-01-30 | 1 | 30 | 1 | 2020-01-01 | 51.0503 | 8.825e-05%
[25 empty] | 2020-01-30 | 2 | 30 | 2 | 2020-01-01 | 0 | 0%
[25 empty] | 2020-01-30 | 3 | 30 | 3 | 2020-01-01 | 0 | 0%
[25 empty] | 2020-01-30 | 4 | 30 | 4 | 2020-01-01 | 0 | 0%
[25 empty] | 2020-01-30 | 5 | 30 | 5 | 2020-01-01 | 0 | 0%
[25 empty] | 2020-01-30 | 6 | 30 | 6 | 2020-01-01 | 0 | 0%
[25 empty] | 2020-01-30 | 7 | 30 | 7 | 2020-01-01 | 0 | 0%
[25 empty] | 2020-01-30 | 8 | 30 | 8 | 2020-01-01 | 142.368 | 0.0002461%
[25 empty] | 2020-01-30 | 9 | 30 | 9 | 2020-01-01 | 974.8152 | 0.001685%
[25 empty] | 2020-01-30 | 10 | 30 | 10 | 2020-01-01 | 0 | 0%
[25 empty] | 2020-01-30 | 11 | 30 | 11 | 2020-01-01 | 0 | 0%
[25 empty] | 2020-01-30 | 12 | 30 | 12 | 2020-01-01 | 0 | 0%
[25 empty] | 2020-01-30 | 13 | 30 | 13 | 2020-01-01 | 0 | 0%
[25 empty] | 2020-01-30 | 14 | 30 | 14 | 2020-01-01 | 0 | 0%
[25 empty] | 2020-01-30 | 15 | 30 | 15 | 2020-01-01 | 0 | 0%
[25 empty] | 2020-01-30 | 16 | 30 | 16 | 2020-01-01 | 406.9474 | 0.0007035%
[25 empty] | 2020-01-30 | 17 | 30 | 17 | 2020-01-01 | 0 | 0%
[25 empty] | 2020-01-30 | 18 | 30 | 18 | 2020-01-01 | 3629.6874 | 0.006275%
[25 empty] | 2020-01-30 | 19 | 30 | 19 | 2020-01-01 | 38308.0338 | 0.06623%
[25 empty] | 2020-01-30 | 20 | 30 | 20 | 2020-01-01 | 48084.0263 | 0.08313%
[25 empty] | 2020-01-30 | 21 | 30 | 21 | 2020-01-01 | 36150.0189 | 0.06249%
[25 empty] | 2020-01-30 | 22 | 30 | 22 | 2020-01-01 | 25203.0555 | 0.04357%
[25 empty] | 2020-01-30 | 23 | 30 | 23 | 2020-01-01 | 10284.5252 | 0.01778%
[25 empty] | 2020-01-30 | 24 | 30 | 24 | 2020-01-01 | 62.0176 | 0.0001072%
[25 empty] | 2020-01-31 | 1 | 31 | 1 | 2020-01-01 | 53.9038 | 9.319e-05%
[25 empty] | 2020-01-31 | 2 | 31 | 2 | 2020-01-01 | 0 | 0%
[25 empty] | 2020-01-31 | 3 | 31 | 3 | 2020-01-01 | 0 | 0%
[25 empty] | 2020-01-31 | 4 | 31 | 4 | 2020-01-01 | 0 | 0%
[25 empty] | 2020-01-31 | 5 | 31 | 5 | 2020-01-01 | 0 | 0%
[25 empty] | 2020-01-31 | 6 | 31 | 6 | 2020-01-01 | 0 | 0%
[25 empty] | 2020-01-31 | 7 | 31 | 7 | 2020-01-01 | 0 | 0%
[25 empty] | 2020-01-31 | 8 | 31 | 8 | 2020-01-01 | 317.4357 | 0.0005488%
[25 empty] | 2020-01-31 | 9 | 31 | 9 | 2020-01-01 | 933.6108 | 0.001614%
[25 empty] | 2020-01-31 | 10 | 31 | 10 | 2020-01-01 | 0 | 0%
[25 empty] | 2020-01-31 | 11 | 31 | 11 | 2020-01-01 | 0 | 0%
[25 empty] | 2020-01-31 | 12 | 31 | 12 | 2020-01-01 | 0 | 0%
[25 empty] | 2020-01-31 | 13 | 31 | 13 | 2020-01-01 | 0 | 0%
[25 empty] | 2020-01-31 | 14 | 31 | 14 | 2020-01-01 | 0 | 0%
[25 empty] | 2020-01-31 | 15 | 31 | 15 | 2020-01-01 | 0 | 0%
[25 empty] | 2020-01-31 | 16 | 31 | 16 | 2020-01-01 | 339.8549 | 0.0005875%
[25 empty] | 2020-01-31 | 17 | 31 | 17 | 2020-01-01 | 0 | 0%
[25 empty] | 2020-01-31 | 18 | 31 | 18 | 2020-01-01 | 5461.8022 | 0.009442%
[25 empty] | 2020-01-31 | 19 | 31 | 19 | 2020-01-01 | 46333.3194 | 0.0801%
[25 empty] | 2020-01-31 | 20 | 31 | 20 | 2020-01-01 | 51811.4584 | 0.08957%
[25 empty] | 2020-01-31 | 21 | 31 | 21 | 2020-01-01 | 42169.6063 | 0.0729%
[25 empty] | 2020-01-31 | 22 | 31 | 22 | 2020-01-01 | 31388.7908 | 0.05426%
[25 empty] | 2020-01-31 | 23 | 31 | 23 | 2020-01-01 | 17006.1724 | 0.0294%
[25 empty] | 2020-01-31 | 24 | 31 | 24 | 2020-01-01 | 939.2353 | 0.001624%
[25 empty] | 2020-02-01 | 1 | 1 | 1 | 2020-01-01 | 46.2715 | 7.999e-05%
[25 empty] | 2020-02-01 | 2 | 1 | 2 | 2020-01-01 | 0 | 0%
[25 empty] | 2020-02-01 | 3 | 1 | 3 | 2020-01-01 | 0 | 0%
[25 empty] | 2020-02-01 | 4 | 1 | 4 | 2020-01-01 | 0 | 0%
[25 empty] | 2020-02-01 | 5 | 1 | 5 | 2020-01-01 | 0 | 0%
[25 empty] | 2020-02-01 | 6 | 1 | 6 | 2020-01-01 | 0 | 0%
[25 empty] | 2020-02-01 | 7 | 1 | 7 | 2020-01-01 | 22.3933 | 3.871e-05%
[25 empty] | 2020-02-01 | 8 | 1 | 8 | 2020-01-01 | 0 | 0%
[25 empty] | 2020-02-01 | 9 | 1 | 9 | 2020-01-01 | 1384.3496 | 0.002393%
[25 empty] | 2020-02-01 | 10 | 1 | 10 | 2020-01-01 | 0 | 0%
[25 empty] | 2020-02-01 | 11 | 1 | 11 | 2020-01-01 | 0 | 0%
[25 empty] | 2020-02-01 | 12 | 1 | 12 | 2020-01-01 | 0 | 0%
[25 empty] | 2020-02-01 | 13 | 1 | 13 | 2020-01-01 | 0 | 0%
[25 empty] | 2020-02-01 | 14 | 1 | 14 | 2020-01-01 | 0 | 0%
[25 empty] | 2020-02-01 | 15 | 1 | 15 | 2020-01-01 | 0 | 0%
[25 empty] | 2020-02-01 | 16 | 1 | 16 | 2020-01-01 | 203.0833 | 0.0003511%
[25 empty] | 2020-02-01 | 17 | 1 | 17 | 2020-01-01 | 0 | 0%
[25 empty] | 2020-02-01 | 18 | 1 | 18 | 2020-01-01 | 0 | 0%
[25 empty] | 2020-02-01 | 19 | 1 | 19 | 2020-01-01 | 3285.0829 | 0.005679%
[25 empty] | 2020-02-01 | 20 | 1 | 20 | 2020-01-01 | 19003.686 | 0.03285%
[25 empty] | 2020-02-01 | 21 | 1 | 21 | 2020-01-01 | 11819.5844 | 0.02043%
[25 empty] | 2020-02-01 | 22 | 1 | 22 | 2020-01-01 | 9202.5443 | 0.01591%
[25 empty] | 2020-02-01 | 23 | 1 | 23 | 2020-01-01 | 1432.367 | 0.002476%
[25 empty] | 2020-02-01 | 24 | 1 | 24 | 2020-01-01 | 0 | 0%
[25 empty] | 2020-02-02 | 1 | 2 | 1 | 2020-01-01 | 22.1983 | 3.838e-05%
[25 empty] | 2020-02-02 | 2 | 2 | 2 | 2020-01-01 | 0 | 0%
[25 empty] | 2020-02-02 | 3 | 2 | 3 | 2020-01-01 | 0 | 0%
[25 empty] | 2020-02-02 | 4 | 2 | 4 | 2020-01-01 | 0 | 0%
[25 empty] | 2020-02-02 | 5 | 2 | 5 | 2020-01-01 | 0 | 0%
[25 empty] | 2020-02-02 | 6 | 2 | 6 | 2020-01-01 | 0 | 0%
[25 empty] | 2020-02-02 | 7 | 2 | 7 | 2020-01-01 | 0 | 0%
[25 empty] | 2020-02-02 | 8 | 2 | 8 | 2020-01-01 | 0 | 0%
[25 empty] | 2020-02-02 | 9 | 2 | 9 | 2020-01-01 | 789.2791 | 0.001364%
[25 empty] | 2020-02-02 | 10 | 2 | 10 | 2020-01-01 | 0 | 0%
[25 empty] | 2020-02-02 | 11 | 2 | 11 | 2020-01-01 | 0 | 0%
[25 empty] | 2020-02-02 | 12 | 2 | 12 | 2020-01-01 | 0 | 0%
[25 empty] | 2020-02-02 | 13 | 2 | 13 | 2020-01-01 | 0 | 0%
[25 empty] | 2020-02-02 | 14 | 2 | 14 | 2020-01-01 | 0 | 0%
[25 empty] | 2020-02-02 | 15 | 2 | 15 | 2020-01-01 | 0 | 0%
[25 empty] | 2020-02-02 | 16 | 2 | 16 | 2020-01-01 | 872.1431 | 0.001508%
[25 empty] | 2020-02-02 | 17 | 2 | 17 | 2020-01-01 | 0 | 0%
[25 empty] | 2020-02-02 | 18 | 2 | 18 | 2020-01-01 | 0 | 0%
[25 empty] | 2020-02-02 | 19 | 2 | 19 | 2020-01-01 | 4147.3559 | 0.00717%
[25 empty] | 2020-02-02 | 20 | 2 | 20 | 2020-01-01 | 17940.7591 | 0.03102%
[25 empty] | 2020-02-02 | 21 | 2 | 21 | 2020-01-01 | 11699.6468 | 0.02023%
[25 empty] | 2020-02-02 | 22 | 2 | 22 | 2020-01-01 | 9386.0759 | 0.01623%
[25 empty] | 2020-02-02 | 23 | 2 | 23 | 2020-01-01 | 1497.4577 | 0.002589%
[25 empty] | 2020-02-02 | 24 | 2 | 24 | 2020-01-01 | 0 | 0%
[25 empty] | 2020-02-03 | 1 | 3 | 1 | 2020-01-01 | 51.7851 | 8.952e-05%
[25 empty] | 2020-02-03 | 2 | 3 | 2 | 2020-01-01 | 0 | 0%
[25 empty] | 2020-02-03 | 3 | 3 | 3 | 2020-01-01 | 0 | 0%
[25 empty] | 2020-02-03 | 4 | 3 | 4 | 2020-01-01 | 0 | 0%
[25 empty] | 2020-02-03 | 5 | 3 | 5 | 2020-01-01 | 0 | 0%
[25 empty] | 2020-02-03 | 6 | 3 | 6 | 2020-01-01 | 0 | 0%
[25 empty] | 2020-02-03 | 7 | 3 | 7 | 2020-01-01 | 0 | 0%
[25 empty] | 2020-02-03 | 8 | 3 | 8 | 2020-01-01 | 200.1022 | 0.0003459%
[25 empty] | 2020-02-03 | 9 | 3 | 9 | 2020-01-01 | 128.6486 | 0.0002224%
[25 empty] | 2020-02-03 | 10 | 3 | 10 | 2020-01-01 | 0 | 0%
[25 empty] | 2020-02-03 | 11 | 3 | 11 | 2020-01-01 | 0 | 0%
[25 empty] | 2020-02-03 | 12 | 3 | 12 | 2020-01-01 | 0 | 0%
[25 empty] | 2020-02-03 | 13 | 3 | 13 | 2020-01-01 | 0 | 0%
[25 empty] | 2020-02-03 | 14 | 3 | 14 | 2020-01-01 | 0 | 0%
[25 empty] | 2020-02-03 | 15 | 3 | 15 | 2020-01-01 | 0 | 0%
[25 empty] | 2020-02-03 | 16 | 3 | 16 | 2020-01-01 | 79.1682 | 0.0001369%
[25 empty] | 2020-02-03 | 17 | 3 | 17 | 2020-01-01 | 102.5016 | 0.0001772%
[25 empty] | 2020-02-03 | 18 | 3 | 18 | 2020-01-01 | 13724.6216 | 0.02373%
[25 empty] | 2020-02-03 | 19 | 3 | 19 | 2020-01-01 | 42143.8079 | 0.07286%
[25 empty] | 2020-02-03 | 20 | 3 | 20 | 2020-01-01 | 53836.2459 | 0.09307%
[25 empty] | 2020-02-03 | 21 | 3 | 21 | 2020-01-01 | 42371.8697 | 0.07325%
[25 empty] | 2020-02-03 | 22 | 3 | 22 | 2020-01-01 | 26014.6748 | 0.04497%
[25 empty] | 2020-02-03 | 23 | 3 | 23 | 2020-01-01 | 9681.9946 | 0.01674%
[25 empty] | 2020-02-03 | 24 | 3 | 24 | 2020-01-01 | 506.501 | 0.0008756%
[25 empty] | 2020-02-04 | 1 | 4 | 1 | 2020-01-01 | 43.6515 | 7.546e-05%
[25 empty] | 2020-02-04 | 2 | 4 | 2 | 2020-01-01 | 0 | 0%
[25 empty] | 2020-02-04 | 3 | 4 | 3 | 2020-01-01 | 0 | 0%
[25 empty] | 2020-02-04 | 4 | 4 | 4 | 2020-01-01 | 0 | 0%
[25 empty] | 2020-02-04 | 5 | 4 | 5 | 2020-01-01 | 0 | 0%
[25 empty] | 2020-02-04 | 6 | 4 | 6 | 2020-01-01 | 0 | 0%
[25 empty] | 2020-02-04 | 7 | 4 | 7 | 2020-01-01 | 0 | 0%
[25 empty] | 2020-02-04 | 8 | 4 | 8 | 2020-01-01 | 288.1189 | 0.0004981%
[25 empty] | 2020-02-04 | 9 | 4 | 9 | 2020-01-01 | 328.3921 | 0.0005677%
[25 empty] | 2020-02-04 | 10 | 4 | 10 | 2020-01-01 | 0 | 0%
[25 empty] | 2020-02-04 | 11 | 4 | 11 | 2020-01-01 | 0 | 0%
[25 empty] | 2020-02-04 | 12 | 4 | 12 | 2020-01-01 | 0 | 0%
[25 empty] | 2020-02-04 | 13 | 4 | 13 | 2020-01-01 | 0 | 0%
[25 empty] | 2020-02-04 | 14 | 4 | 14 | 2020-01-01 | 0 | 0%
[25 empty] | 2020-02-04 | 15 | 4 | 15 | 2020-01-01 | 8.133 | 1.406e-05%
[25 empty] | 2020-02-04 | 16 | 4 | 16 | 2020-01-01 | 140.2286 | 0.0002424%
[25 empty] | 2020-02-04 | 17 | 4 | 17 | 2020-01-01 | 53.5967 | 9.266e-05%
[25 empty] | 2020-02-04 | 18 | 4 | 18 | 2020-01-01 | 8332.1857 | 0.0144%
[25 empty] | 2020-02-04 | 19 | 4 | 19 | 2020-01-01 | 40875.3766 | 0.07066%
[25 empty] | 2020-02-04 | 20 | 4 | 20 | 2020-01-01 | 56466.4903 | 0.09762%
[25 empty] | 2020-02-04 | 21 | 4 | 21 | 2020-01-01 | 44092.0531 | 0.07622%
[25 empty] | 2020-02-04 | 22 | 4 | 22 | 2020-01-01 | 31903.2172 | 0.05515%
[25 empty] | 2020-02-04 | 23 | 4 | 23 | 2020-01-01 | 16863.6648 | 0.02915%
[25 empty] | 2020-02-04 | 24 | 4 | 24 | 2020-01-01 | 1584.549 | 0.002739%
[25 empty] | 2020-02-05 | 1 | 5 | 1 | 2020-01-01 | 210.5004 | 0.0003639%
[25 empty] | 2020-02-05 | 2 | 5 | 2 | 2020-01-01 | 0 | 0%
[25 empty] | 2020-02-05 | 3 | 5 | 3 | 2020-01-01 | 0 | 0%
[25 empty] | 2020-02-05 | 4 | 5 | 4 | 2020-01-01 | 0 | 0%
[25 empty] | 2020-02-05 | 5 | 5 | 5 | 2020-01-01 | 0 | 0%
[25 empty] | 2020-02-05 | 6 | 5 | 6 | 2020-01-01 | 0 | 0%
[25 empty] | 2020-02-05 | 7 | 5 | 7 | 2020-01-01 | 0 | 0%
[25 empty] | 2020-02-05 | 8 | 5 | 8 | 2020-01-01 | 178.2792 | 0.0003082%
[25 empty] | 2020-02-05 | 9 | 5 | 9 | 2020-01-01 | 194.9043 | 0.0003369%
[25 empty] | 2020-02-05 | 10 | 5 | 10 | 2020-01-01 | 0 | 0%
[25 empty] | 2020-02-05 | 11 | 5 | 11 | 2020-01-01 | 0 | 0%
[25 empty] | 2020-02-05 | 12 | 5 | 12 | 2020-01-01 | 0 | 0%
[25 empty] | 2020-02-05 | 13 | 5 | 13 | 2020-01-01 | 0 | 0%
[25 empty] | 2020-02-05 | 14 | 5 | 14 | 2020-01-01 | 0 | 0%
[25 empty] | 2020-02-05 | 15 | 5 | 15 | 2020-01-01 | 0 | 0%
[25 empty] | 2020-02-05 | 16 | 5 | 16 | 2020-01-01 | 270.2185 | 0.0004671%
[25 empty] | 2020-02-05 | 17 | 5 | 17 | 2020-01-01 | 0 | 0%
[25 empty] | 2020-02-05 | 18 | 5 | 18 | 2020-01-01 | 686.3763 | 0.001187%
[25 empty] | 2020-02-05 | 19 | 5 | 19 | 2020-01-01 | 18104.9818 | 0.0313%
[25 empty] | 2020-02-05 | 20 | 5 | 20 | 2020-01-01 | 38898.5748 | 0.06725%
[25 empty] | 2020-02-05 | 21 | 5 | 21 | 2020-01-01 | 23999.9822 | 0.04149%
[25 empty] | 2020-02-05 | 22 | 5 | 22 | 2020-01-01 | 9007.9735 | 0.01557%
[25 empty] | 2020-02-05 | 23 | 5 | 23 | 2020-01-01 | 2631.7174 | 0.00455%
[25 empty] | 2020-02-05 | 24 | 5 | 24 | 2020-01-01 | 0 | 0%
[25 empty] | 2020-02-06 | 1 | 6 | 1 | 2020-01-01 | 68.5843 | 0.0001186%
[25 empty] | 2020-02-06 | 2 | 6 | 2 | 2020-01-01 | 0 | 0%
[25 empty] | 2020-02-06 | 3 | 6 | 3 | 2020-01-01 | 0 | 0%
[25 empty] | 2020-02-06 | 4 | 6 | 4 | 2020-01-01 | 0 | 0%
[25 empty] | 2020-02-06 | 5 | 6 | 5 | 2020-01-01 | 0 | 0%
[25 empty] | 2020-02-06 | 6 | 6 | 6 | 2020-01-01 | 0 | 0%
[25 empty] | 2020-02-06 | 7 | 6 | 7 | 2020-01-01 | 0 | 0%
[25 empty] | 2020-02-06 | 8 | 6 | 8 | 2020-01-01 | 183.2507 | 0.0003168%
[25 empty] | 2020-02-06 | 9 | 6 | 9 | 2020-01-01 | 806.5936 | 0.001394%
[25 empty] | 2020-02-06 | 10 | 6 | 10 | 2020-01-01 | 0 | 0%
[25 empty] | 2020-02-06 | 11 | 6 | 11 | 2020-01-01 | 0 | 0%
[25 empty] | 2020-02-06 | 12 | 6 | 12 | 2020-01-01 | 0 | 0%
[25 empty] | 2020-02-06 | 13 | 6 | 13 | 2020-01-01 | 0 | 0%
[25 empty] | 2020-02-06 | 14 | 6 | 14 | 2020-01-01 | 0 | 0%
[25 empty] | 2020-02-06 | 15 | 6 | 15 | 2020-01-01 | 0 | 0%
[25 empty] | 2020-02-06 | 16 | 6 | 16 | 2020-01-01 | 389.7607 | 0.0006738%
[25 empty] | 2020-02-06 | 17 | 6 | 17 | 2020-01-01 | 0 | 0%
[25 empty] | 2020-02-06 | 18 | 6 | 18 | 2020-01-01 | 773.6409 | 0.001337%
[25 empty] | 2020-02-06 | 19 | 6 | 19 | 2020-01-01 | 15663.722 | 0.02708%
[25 empty] | 2020-02-06 | 20 | 6 | 20 | 2020-01-01 | 29503.1599 | 0.051%
[25 empty] | 2020-02-06 | 21 | 6 | 21 | 2020-01-01 | 19396.9877 | 0.03353%
[25 empty] | 2020-02-06 | 22 | 6 | 22 | 2020-01-01 | 9405.172 | 0.01626%
[25 empty] | 2020-02-06 | 23 | 6 | 23 | 2020-01-01 | 2343.1412 | 0.004051%
[25 empty] | 2020-02-06 | 24 | 6 | 24 | 2020-01-01 | 24.6666 | 4.264e-05%
[25 empty] | 2020-02-07 | 1 | 7 | 1 | 2020-01-01 | 59.9173 | 0.0001036%
[25 empty] | 2020-02-07 | 2 | 7 | 2 | 2020-01-01 | 0 | 0%
[25 empty] | 2020-02-07 | 3 | 7 | 3 | 2020-01-01 | 0 | 0%
[25 empty] | 2020-02-07 | 4 | 7 | 4 | 2020-01-01 | 0 | 0%
[25 empty] | 2020-02-07 | 5 | 7 | 5 | 2020-01-01 | 0 | 0%
[25 empty] | 2020-02-07 | 6 | 7 | 6 | 2020-01-01 | 0 | 0%
[25 empty] | 2020-02-07 | 7 | 7 | 7 | 2020-01-01 | 0 | 0%
[25 empty] | 2020-02-07 | 8 | 7 | 8 | 2020-01-01 | 85.7128 | 0.0001482%
[25 empty] | 2020-02-07 | 9 | 7 | 9 | 2020-01-01 | 1320.8603 | 0.002283%
[25 empty] | 2020-02-07 | 10 | 7 | 10 | 2020-01-01 | 0 | 0%
[25 empty] | 2020-02-07 | 11 | 7 | 11 | 2020-01-01 | 0 | 0%
[25 empty] | 2020-02-07 | 12 | 7 | 12 | 2020-01-01 | 0 | 0%
[25 empty] | 2020-02-07 | 13 | 7 | 13 | 2020-01-01 | 0 | 0%
[25 empty] | 2020-02-07 | 14 | 7 | 14 | 2020-01-01 | 0 | 0%
[25 empty] | 2020-02-07 | 15 | 7 | 15 | 2020-01-01 | 0 | 0%
[25 empty] | 2020-02-07 | 16 | 7 | 16 | 2020-01-01 | 311.0844 | 0.0005378%
[25 empty] | 2020-02-07 | 17 | 7 | 17 | 2020-01-01 | 0 | 0%
[25 empty] | 2020-02-07 | 18 | 7 | 18 | 2020-01-01 | 440.0107 | 0.0007607%
[25 empty] | 2020-02-07 | 19 | 7 | 19 | 2020-01-01 | 8985.7172 | 0.01553%
[25 empty] | 2020-02-07 | 20 | 7 | 20 | 2020-01-01 | 26609.7588 | 0.046%
[25 empty] | 2020-02-07 | 21 | 7 | 21 | 2020-01-01 | 23358.6 | 0.04038%
[25 empty] | 2020-02-07 | 22 | 7 | 22 | 2020-01-01 | 17107.4528 | 0.02957%
[25 empty] | 2020-02-07 | 23 | 7 | 23 | 2020-01-01 | 6466.5746 | 0.01118%
[25 empty] | 2020-02-07 | 24 | 7 | 24 | 2020-01-01 | 230.6837 | 0.0003988%
[25 empty] | 2020-02-08 | 1 | 8 | 1 | 2020-01-01 | 22.7644 | 3.935e-05%
[25 empty] | 2020-02-08 | 2 | 8 | 2 | 2020-01-01 | 0 | 0%
[25 empty] | 2020-02-08 | 3 | 8 | 3 | 2020-01-01 | 0 | 0%
[25 empty] | 2020-02-08 | 4 | 8 | 4 | 2020-01-01 | 0 | 0%
[25 empty] | 2020-02-08 | 5 | 8 | 5 | 2020-01-01 | 0 | 0%
[25 empty] | 2020-02-08 | 6 | 8 | 6 | 2020-01-01 | 0 | 0%
[25 empty] | 2020-02-08 | 7 | 8 | 7 | 2020-01-01 | 4.4494 | 7.692e-06%
[25 empty] | 2020-02-08 | 8 | 8 | 8 | 2020-01-01 | 1.1535 | 1.994e-06%
[25 empty] | 2020-02-08 | 9 | 8 | 9 | 2020-01-01 | 85.075 | 0.0001471%
[25 empty] | 2020-02-08 | 10 | 8 | 10 | 2020-01-01 | 0 | 0%
[25 empty] | 2020-02-08 | 11 | 8 | 11 | 2020-01-01 | 0 | 0%
[25 empty] | 2020-02-08 | 12 | 8 | 12 | 2020-01-01 | 0 | 0%
[25 empty] | 2020-02-08 | 13 | 8 | 13 | 2020-01-01 | 0 | 0%
[25 empty] | 2020-02-08 | 14 | 8 | 14 | 2020-01-01 | 0 | 0%
[25 empty] | 2020-02-08 | 15 | 8 | 15 | 2020-01-01 | 0 | 0%
[25 empty] | 2020-02-08 | 16 | 8 | 16 | 2020-01-01 | 321.0846 | 0.0005551%
[25 empty] | 2020-02-08 | 17 | 8 | 17 | 2020-01-01 | 0 | 0%
[25 empty] | 2020-02-08 | 18 | 8 | 18 | 2020-01-01 | 4.5348 | 7.839e-06%
[25 empty] | 2020-02-08 | 19 | 8 | 19 | 2020-01-01 | 11563.5999 | 0.01999%
[25 empty] | 2020-02-08 | 20 | 8 | 20 | 2020-01-01 | 29753.1385 | 0.05144%
[25 empty] | 2020-02-08 | 21 | 8 | 21 | 2020-01-01 | 21175.5247 | 0.03661%
[25 empty] | 2020-02-08 | 22 | 8 | 22 | 2020-01-01 | 16446.1104 | 0.02843%
[25 empty] | 2020-02-08 | 23 | 8 | 23 | 2020-01-01 | 5063.41 | 0.008753%
[25 empty] | 2020-02-08 | 24 | 8 | 24 | 2020-01-01 | 19.4393 | 3.361e-05%
[25 empty] | 2020-02-09 | 1 | 9 | 1 | 2020-01-01 | 0 | 0%
[25 empty] | 2020-02-09 | 2 | 9 | 2 | 2020-01-01 | 0 | 0%
[25 empty] | 2020-02-09 | 3 | 9 | 3 | 2020-01-01 | 0 | 0%
[25 empty] | 2020-02-09 | 4 | 9 | 4 | 2020-01-01 | 0 | 0%
[25 empty] | 2020-02-09 | 5 | 9 | 5 | 2020-01-01 | 0 | 0%
[25 empty] | 2020-02-09 | 6 | 9 | 6 | 2020-01-01 | 0 | 0%
[25 empty] | 2020-02-09 | 7 | 9 | 7 | 2020-01-01 | 126.5333 | 0.0002187%
[25 empty] | 2020-02-09 | 8 | 9 | 8 | 2020-01-01 | 8.8652 | 1.533e-05%
[25 empty] | 2020-02-09 | 9 | 9 | 9 | 2020-01-01 | 1363.6017 | 0.002357%
[25 empty] | 2020-02-09 | 10 | 9 | 10 | 2020-01-01 | 0 | 0%
[25 empty] | 2020-02-09 | 11 | 9 | 11 | 2020-01-01 | 0 | 0%
[25 empty] | 2020-02-09 | 12 | 9 | 12 | 2020-01-01 | 0 | 0%
[25 empty] | 2020-02-09 | 13 | 9 | 13 | 2020-01-01 | 0 | 0%
[25 empty] | 2020-02-09 | 14 | 9 | 14 | 2020-01-01 | 0 | 0%
[25 empty] | 2020-02-09 | 15 | 9 | 15 | 2020-01-01 | 0 | 0%
[25 empty] | 2020-02-09 | 16 | 9 | 16 | 2020-01-01 | 70.907 | 0.0001226%
[25 empty] | 2020-02-09 | 17 | 9 | 17 | 2020-01-01 | 0 | 0%
[25 empty] | 2020-02-09 | 18 | 9 | 18 | 2020-01-01 | 0 | 0%
[25 empty] | 2020-02-09 | 19 | 9 | 19 | 2020-01-01 | 10577.5301 | 0.01829%
[25 empty] | 2020-02-09 | 20 | 9 | 20 | 2020-01-01 | 31462.167 | 0.05439%
[25 empty] | 2020-02-09 | 21 | 9 | 21 | 2020-01-01 | 22514.9437 | 0.03892%
[25 empty] | 2020-02-09 | 22 | 9 | 22 | 2020-01-01 | 16904.3993 | 0.02922%
[25 empty] | 2020-02-09 | 23 | 9 | 23 | 2020-01-01 | 4227.7304 | 0.007309%
[25 empty] | 2020-02-09 | 24 | 9 | 24 | 2020-01-01 | 99.229 | 0.0001715%
[25 empty] | 2020-02-10 | 1 | 10 | 1 | 2020-01-01 | 130.7602 | 0.0002261%
[25 empty] | 2020-02-10 | 2 | 10 | 2 | 2020-01-01 | 0 | 0%
[25 empty] | 2020-02-10 | 3 | 10 | 3 | 2020-01-01 | 0 | 0%
[25 empty] | 2020-02-10 | 4 | 10 | 4 | 2020-01-01 | 0 | 0%
[25 empty] | 2020-02-10 | 5 | 10 | 5 | 2020-01-01 | 0 | 0%
[25 empty] | 2020-02-10 | 6 | 10 | 6 | 2020-01-01 | 0 | 0%
[25 empty] | 2020-02-10 | 7 | 10 | 7 | 2020-01-01 | 0 | 0%
[25 empty] | 2020-02-10 | 8 | 10 | 8 | 2020-01-01 | 270.1877 | 0.0004671%
[25 empty] | 2020-02-10 | 9 | 10 | 9 | 2020-01-01 | 178.8402 | 0.0003092%
[25 empty] | 2020-02-10 | 10 | 10 | 10 | 2020-01-01 | 0 | 0%
[25 empty] | 2020-02-10 | 11 | 10 | 11 | 2020-01-01 | 0 | 0%
[25 empty] | 2020-02-10 | 12 | 10 | 12 | 2020-01-01 | 0 | 0%
[25 empty] | 2020-02-10 | 13 | 10 | 13 | 2020-01-01 | 0 | 0%
[25 empty] | 2020-02-10 | 14 | 10 | 14 | 2020-01-01 | 0 | 0%
[25 empty] | 2020-02-10 | 15 | 10 | 15 | 2020-01-01 | 0 | 0%
[25 empty] | 2020-02-10 | 16 | 10 | 16 | 2020-01-01 | 227.5914 | 0.0003934%
[25 empty] | 2020-02-10 | 17 | 10 | 17 | 2020-01-01 | 0 | 0%
[25 empty] | 2020-02-10 | 18 | 10 | 18 | 2020-01-01 | 2689.4797 | 0.004649%
[25 empty] | 2020-02-10 | 19 | 10 | 19 | 2020-01-01 | 19059.858 | 0.03295%
[25 empty] | 2020-02-10 | 20 | 10 | 20 | 2020-01-01 | 29494.4154 | 0.05099%
[25 empty] | 2020-02-10 | 21 | 10 | 21 | 2020-01-01 | 20886.7661 | 0.03611%
[25 empty] | 2020-02-10 | 22 | 10 | 22 | 2020-01-01 | 11585.013 | 0.02003%
[25 empty] | 2020-02-10 | 23 | 10 | 23 | 2020-01-01 | 4263.2399 | 0.00737%
[25 empty] | 2020-02-10 | 24 | 10 | 24 | 2020-01-01 | 70.0283 | 0.0001211%
[25 empty] | 2020-02-11 | 1 | 11 | 1 | 2020-01-01 | 60.8113 | 0.0001051%
[25 empty] | 2020-02-11 | 2 | 11 | 2 | 2020-01-01 | 0 | 0%
[25 empty] | 2020-02-11 | 3 | 11 | 3 | 2020-01-01 | 0 | 0%
[25 empty] | 2020-02-11 | 4 | 11 | 4 | 2020-01-01 | 0 | 0%
[25 empty] | 2020-02-11 | 5 | 11 | 5 | 2020-01-01 | 0 | 0%
[25 empty] | 2020-02-11 | 6 | 11 | 6 | 2020-01-01 | 0 | 0%
[25 empty] | 2020-02-11 | 7 | 11 | 7 | 2020-01-01 | 0 | 0%
[25 empty] | 2020-02-11 | 8 | 11 | 8 | 2020-01-01 | 146.9828 | 0.0002541%
[25 empty] | 2020-02-11 | 9 | 11 | 9 | 2020-01-01 | 139.8949 | 0.0002418%
[25 empty] | 2020-02-11 | 10 | 11 | 10 | 2020-01-01 | 0 | 0%
[25 empty] | 2020-02-11 | 11 | 11 | 11 | 2020-01-01 | 0 | 0%
[25 empty] | 2020-02-11 | 12 | 11 | 12 | 2020-01-01 | 0 | 0%
[25 empty] | 2020-02-11 | 13 | 11 | 13 | 2020-01-01 | 0 | 0%
[25 empty] | 2020-02-11 | 14 | 11 | 14 | 2020-01-01 | 0 | 0%
[25 empty] | 2020-02-11 | 15 | 11 | 15 | 2020-01-01 | 0 | 0%
[25 empty] | 2020-02-11 | 16 | 11 | 16 | 2020-01-01 | 60.3699 | 0.0001044%
[25 empty] | 2020-02-11 | 17 | 11 | 17 | 2020-01-01 | 0 | 0%
[25 empty] | 2020-02-11 | 18 | 11 | 18 | 2020-01-01 | 767.7681 | 0.001327%
[25 empty] | 2020-02-11 | 19 | 11 | 19 | 2020-01-01 | 19898.861 | 0.0344%
[25 empty] | 2020-02-11 | 20 | 11 | 20 | 2020-01-01 | 36457.7841 | 0.06303%
[25 empty] | 2020-02-11 | 21 | 11 | 21 | 2020-01-01 | 25886.1155 | 0.04475%
[25 empty] | 2020-02-11 | 22 | 11 | 22 | 2020-01-01 | 18831.4972 | 0.03255%
[25 empty] | 2020-02-11 | 23 | 11 | 23 | 2020-01-01 | 9855.5029 | 0.01704%
[25 empty] | 2020-02-11 | 24 | 11 | 24 | 2020-01-01 | 153.4853 | 0.0002653%
[25 empty] | 2020-02-12 | 1 | 12 | 1 | 2020-01-01 | 207.8665 | 0.0003593%
[25 empty] | 2020-02-12 | 2 | 12 | 2 | 2020-01-01 | 0 | 0%
[25 empty] | 2020-02-12 | 3 | 12 | 3 | 2020-01-01 | 0 | 0%
[25 empty] | 2020-02-12 | 4 | 12 | 4 | 2020-01-01 | 0 | 0%
[25 empty] | 2020-02-12 | 5 | 12 | 5 | 2020-01-01 | 0 | 0%
[25 empty] | 2020-02-12 | 6 | 12 | 6 | 2020-01-01 | 0 | 0%
[25 empty] | 2020-02-12 | 7 | 12 | 7 | 2020-01-01 | 0 | 0%
[25 empty] | 2020-02-12 | 8 | 12 | 8 | 2020-01-01 | 307.8499 | 0.0005322%
[25 empty] | 2020-02-12 | 9 | 12 | 9 | 2020-01-01 | 511.5226 | 0.0008843%
[25 empty] | 2020-02-12 | 10 | 12 | 10 | 2020-01-01 | 0 | 0%
[25 empty] | 2020-02-12 | 11 | 12 | 11 | 2020-01-01 | 0 | 0%
[25 empty] | 2020-02-12 | 12 | 12 | 12 | 2020-01-01 | 0 | 0%
[25 empty] | 2020-02-12 | 13 | 12 | 13 | 2020-01-01 | 0 | 0%
[25 empty] | 2020-02-12 | 14 | 12 | 14 | 2020-01-01 | 0 | 0%
[25 empty] | 2020-02-12 | 15 | 12 | 15 | 2020-01-01 | 170.0913 | 0.000294%
[25 empty] | 2020-02-12 | 16 | 12 | 16 | 2020-01-01 | 32.5454 | 5.626e-05%
[25 empty] | 2020-02-12 | 17 | 12 | 17 | 2020-01-01 | 0 | 0%
[25 empty] | 2020-02-12 | 18 | 12 | 18 | 2020-01-01 | 213.754 | 0.0003695%
[25 empty] | 2020-02-12 | 19 | 12 | 19 | 2020-01-01 | 27972.1958 | 0.04836%
[25 empty] | 2020-02-12 | 20 | 12 | 20 | 2020-01-01 | 45048.857 | 0.07788%
[25 empty] | 2020-02-12 | 21 | 12 | 21 | 2020-01-01 | 35148.857 | 0.06076%
[25 empty] | 2020-02-12 | 22 | 12 | 22 | 2020-01-01 | 26762.7118 | 0.04627%
[25 empty] | 2020-02-12 | 23 | 12 | 23 | 2020-01-01 | 12010.879 | 0.02076%
[25 empty] | 2020-02-12 | 24 | 12 | 24 | 2020-01-01 | 137.5784 | 0.0002378%
[25 empty] | 2020-02-13 | 1 | 13 | 1 | 2020-01-01 | 85.0197 | 0.000147%
[25 empty] | 2020-02-13 | 2 | 13 | 2 | 2020-01-01 | 0 | 0%
[25 empty] | 2020-02-13 | 3 | 13 | 3 | 2020-01-01 | 0 | 0%
[25 empty] | 2020-02-13 | 4 | 13 | 4 | 2020-01-01 | 0 | 0%
[25 empty] | 2020-02-13 | 5 | 13 | 5 | 2020-01-01 | 0 | 0%
[25 empty] | 2020-02-13 | 6 | 13 | 6 | 2020-01-01 | 0 | 0%
[25 empty] | 2020-02-13 | 7 | 13 | 7 | 2020-01-01 | 3.8369 | 6.633e-06%
[25 empty] | 2020-02-13 | 8 | 13 | 8 | 2020-01-01 | 55.3526 | 9.569e-05%
[25 empty] | 2020-02-13 | 9 | 13 | 9 | 2020-01-01 | 288.9443 | 0.0004995%
[25 empty] | 2020-02-13 | 10 | 13 | 10 | 2020-01-01 | 0 | 0%
[25 empty] | 2020-02-13 | 11 | 13 | 11 | 2020-01-01 | 0 | 0%
[25 empty] | 2020-02-13 | 12 | 13 | 12 | 2020-01-01 | 0 | 0%
[25 empty] | 2020-02-13 | 13 | 13 | 13 | 2020-01-01 | 0 | 0%
[25 empty] | 2020-02-13 | 14 | 13 | 14 | 2020-01-01 | 0 | 0%
[25 empty] | 2020-02-13 | 15 | 13 | 15 | 2020-01-01 | 0 | 0%
[25 empty] | 2020-02-13 | 16 | 13 | 16 | 2020-01-01 | 365.1696 | 0.0006313%
[25 empty] | 2020-02-13 | 17 | 13 | 17 | 2020-01-01 | 0 | 0%
[25 empty] | 2020-02-13 | 18 | 13 | 18 | 2020-01-01 | 983.638 | 0.0017%
[25 empty] | 2020-02-13 | 19 | 13 | 19 | 2020-01-01 | 24398.4089 | 0.04218%
[25 empty] | 2020-02-13 | 20 | 13 | 20 | 2020-01-01 | 43443.0849 | 0.0751%
[25 empty] | 2020-02-13 | 21 | 13 | 21 | 2020-01-01 | 33729.578 | 0.05831%
[25 empty] | 2020-02-13 | 22 | 13 | 22 | 2020-01-01 | 23770.317 | 0.04109%
[25 empty] | 2020-02-13 | 23 | 13 | 23 | 2020-01-01 | 9843.2779 | 0.01702%
[25 empty] | 2020-02-13 | 24 | 13 | 24 | 2020-01-01 | 207.1808 | 0.0003582%
[25 empty] | 2020-02-14 | 1 | 14 | 1 | 2020-01-01 | 6.8033 | 1.176e-05%
[25 empty] | 2020-02-14 | 2 | 14 | 2 | 2020-01-01 | 0 | 0%
[25 empty] | 2020-02-14 | 3 | 14 | 3 | 2020-01-01 | 0 | 0%
[25 empty] | 2020-02-14 | 4 | 14 | 4 | 2020-01-01 | 0 | 0%
[25 empty] | 2020-02-14 | 5 | 14 | 5 | 2020-01-01 | 0 | 0%
[25 empty] | 2020-02-14 | 6 | 14 | 6 | 2020-01-01 | 0 | 0%
[25 empty] | 2020-02-14 | 7 | 14 | 7 | 2020-01-01 | 0 | 0%
[25 empty] | 2020-02-14 | 8 | 14 | 8 | 2020-01-01 | 185.7238 | 0.0003211%
[25 empty] | 2020-02-14 | 9 | 14 | 9 | 2020-01-01 | 201.0254 | 0.0003475%
[25 empty] | 2020-02-14 | 10 | 14 | 10 | 2020-01-01 | 0 | 0%
[25 empty] | 2020-02-14 | 11 | 14 | 11 | 2020-01-01 | 0 | 0%
[25 empty] | 2020-02-14 | 12 | 14 | 12 | 2020-01-01 | 0 | 0%
[25 empty] | 2020-02-14 | 13 | 14 | 13 | 2020-01-01 | 0 | 0%
[25 empty] | 2020-02-14 | 14 | 14 | 14 | 2020-01-01 | 0 | 0%
[25 empty] | 2020-02-14 | 15 | 14 | 15 | 2020-01-01 | 0 | 0%
[25 empty] | 2020-02-14 | 16 | 14 | 16 | 2020-01-01 | 252.9991 | 0.0004374%
[25 empty] | 2020-02-14 | 17 | 14 | 17 | 2020-01-01 | 0 | 0%
[25 empty] | 2020-02-14 | 18 | 14 | 18 | 2020-01-01 | 331.5755 | 0.0005732%
[25 empty] | 2020-02-14 | 19 | 14 | 19 | 2020-01-01 | 21946.4427 | 0.03794%
[25 empty] | 2020-02-14 | 20 | 14 | 20 | 2020-01-01 | 41349.3398 | 0.07148%
[25 empty] | 2020-02-14 | 21 | 14 | 21 | 2020-01-01 | 31646.6384 | 0.05471%
[25 empty] | 2020-02-14 | 22 | 14 | 22 | 2020-01-01 | 19646.5034 | 0.03396%
[25 empty] | 2020-02-14 | 23 | 14 | 23 | 2020-01-01 | 5963.6121 | 0.01031%
[25 empty] | 2020-02-14 | 24 | 14 | 24 | 2020-01-01 | 0 | 0%
[25 empty] | 2020-02-15 | 1 | 15 | 1 | 2020-01-01 | 141.3904 | 0.0002444%
[25 empty] | 2020-02-15 | 2 | 15 | 2 | 2020-01-01 | 1.697 | 2.934e-06%
[25 empty] | 2020-02-15 | 3 | 15 | 3 | 2020-01-01 | 0 | 0%
[25 empty] | 2020-02-15 | 4 | 15 | 4 | 2020-01-01 | 0 | 0%
[25 empty] | 2020-02-15 | 5 | 15 | 5 | 2020-01-01 | 0 | 0%
[25 empty] | 2020-02-15 | 6 | 15 | 6 | 2020-01-01 | 0 | 0%
[25 empty] | 2020-02-15 | 7 | 15 | 7 | 2020-01-01 | 3.5417 | 6.123e-06%
[25 empty] | 2020-02-15 | 8 | 15 | 8 | 2020-01-01 | 21.2818 | 3.679e-05%
[25 empty] | 2020-02-15 | 9 | 15 | 9 | 2020-01-01 | 2806.4838 | 0.004852%
[25 empty] | 2020-02-15 | 10 | 15 | 10 | 2020-01-01 | 0 | 0%
[25 empty] | 2020-02-15 | 11 | 15 | 11 | 2020-01-01 | 0 | 0%
[25 empty] | 2020-02-15 | 12 | 15 | 12 | 2020-01-01 | 0 | 0%
[25 empty] | 2020-02-15 | 13 | 15 | 13 | 2020-01-01 | 0 | 0%
[25 empty] | 2020-02-15 | 14 | 15 | 14 | 2020-01-01 | 0 | 0%
[25 empty] | 2020-02-15 | 15 | 15 | 15 | 2020-01-01 | 0 | 0%
[25 empty] | 2020-02-15 | 16 | 15 | 16 | 2020-01-01 | 80.424 | 0.000139%
[25 empty] | 2020-02-15 | 17 | 15 | 17 | 2020-01-01 | 0 | 0%
[25 empty] | 2020-02-15 | 18 | 15 | 18 | 2020-01-01 | 0 | 0%
[25 empty] | 2020-02-15 | 19 | 15 | 19 | 2020-01-01 | 4037.9881 | 0.006981%
[25 empty] | 2020-02-15 | 20 | 15 | 20 | 2020-01-01 | 20624.6243 | 0.03565%
[25 empty] | 2020-02-15 | 21 | 15 | 21 | 2020-01-01 | 13988.6596 | 0.02418%
[25 empty] | 2020-02-15 | 22 | 15 | 22 | 2020-01-01 | 9702.741 | 0.01677%
[25 empty] | 2020-02-15 | 23 | 15 | 23 | 2020-01-01 | 1537.6591 | 0.002658%
[25 empty] | 2020-02-15 | 24 | 15 | 24 | 2020-01-01 | 0 | 0%
[25 empty] | 2020-02-16 | 1 | 16 | 1 | 2020-01-01 | 11.8865 | 2.055e-05%
[25 empty] | 2020-02-16 | 2 | 16 | 2 | 2020-01-01 | 0 | 0%
[25 empty] | 2020-02-16 | 3 | 16 | 3 | 2020-01-01 | 0 | 0%
[25 empty] | 2020-02-16 | 4 | 16 | 4 | 2020-01-01 | 0 | 0%
[25 empty] | 2020-02-16 | 5 | 16 | 5 | 2020-01-01 | 0 | 0%
[25 empty] | 2020-02-16 | 6 | 16 | 6 | 2020-01-01 | 0 | 0%
[25 empty] | 2020-02-16 | 7 | 16 | 7 | 2020-01-01 | 73.0427 | 0.0001263%
[25 empty] | 2020-02-16 | 8 | 16 | 8 | 2020-01-01 | 22.7601 | 3.935e-05%
[25 empty] | 2020-02-16 | 9 | 16 | 9 | 2020-01-01 | 1987.2716 | 0.003436%
[25 empty] | 2020-02-16 | 10 | 16 | 10 | 2020-01-01 | 0 | 0%
[25 empty] | 2020-02-16 | 11 | 16 | 11 | 2020-01-01 | 0 | 0%
[25 empty] | 2020-02-16 | 12 | 16 | 12 | 2020-01-01 | 0 | 0%
[25 empty] | 2020-02-16 | 13 | 16 | 13 | 2020-01-01 | 0 | 0%
[25 empty] | 2020-02-16 | 14 | 16 | 14 | 2020-01-01 | 0 | 0%
[25 empty] | 2020-02-16 | 15 | 16 | 15 | 2020-01-01 | 0 | 0%
[25 empty] | 2020-02-16 | 16 | 16 | 16 | 2020-01-01 | 252.6819 | 0.0004368%
[25 empty] | 2020-02-16 | 17 | 16 | 17 | 2020-01-01 | 0 | 0%
[25 empty] | 2020-02-16 | 18 | 16 | 18 | 2020-01-01 | 0 | 0%
[25 empty] | 2020-02-16 | 19 | 16 | 19 | 2020-01-01 | 1422.5175 | 0.002459%
[25 empty] | 2020-02-16 | 20 | 16 | 20 | 2020-01-01 | 11714.848 | 0.02025%
[25 empty] | 2020-02-16 | 21 | 16 | 21 | 2020-01-01 | 7745.5643 | 0.01339%
[25 empty] | 2020-02-16 | 22 | 16 | 22 | 2020-01-01 | 6087.3663 | 0.01052%
[25 empty] | 2020-02-16 | 23 | 16 | 23 | 2020-01-01 | 688.0567 | 0.001189%
[25 empty] | 2020-02-16 | 24 | 16 | 24 | 2020-01-01 | 0 | 0%
[25 empty] | 2020-02-17 | 1 | 17 | 1 | 2020-01-01 | 4.7786 | 8.261e-06%
[25 empty] | 2020-02-17 | 2 | 17 | 2 | 2020-01-01 | 0 | 0%
[25 empty] | 2020-02-17 | 3 | 17 | 3 | 2020-01-01 | 0 | 0%
[25 empty] | 2020-02-17 | 4 | 17 | 4 | 2020-01-01 | 0 | 0%
[25 empty] | 2020-02-17 | 5 | 17 | 5 | 2020-01-01 | 0 | 0%
[25 empty] | 2020-02-17 | 6 | 17 | 6 | 2020-01-01 | 0 | 0%
[25 empty] | 2020-02-17 | 7 | 17 | 7 | 2020-01-01 | 0 | 0%
[25 empty] | 2020-02-17 | 8 | 17 | 8 | 2020-01-01 | 83.2998 | 0.000144%
[25 empty] | 2020-02-17 | 9 | 17 | 9 | 2020-01-01 | 9.2094 | 1.592e-05%
[25 empty] | 2020-02-17 | 10 | 17 | 10 | 2020-01-01 | 0 | 0%
[25 empty] | 2020-02-17 | 11 | 17 | 11 | 2020-01-01 | 0 | 0%
[25 empty] | 2020-02-17 | 12 | 17 | 12 | 2020-01-01 | 0 | 0%
[25 empty] | 2020-02-17 | 13 | 17 | 13 | 2020-01-01 | 0 | 0%
[25 empty] | 2020-02-17 | 14 | 17 | 14 | 2020-01-01 | 0 | 0%
[25 empty] | 2020-02-17 | 15 | 17 | 15 | 2020-01-01 | 0 | 0%
[25 empty] | 2020-02-17 | 16 | 17 | 16 | 2020-01-01 | 241.6427 | 0.0004177%
[25 empty] | 2020-02-17 | 17 | 17 | 17 | 2020-01-01 | 0 | 0%
[25 empty] | 2020-02-17 | 18 | 17 | 18 | 2020-01-01 | 110.6629 | 0.0001913%
[25 empty] | 2020-02-17 | 19 | 17 | 19 | 2020-01-01 | 10298.9207 | 0.0178%
[25 empty] | 2020-02-17 | 20 | 17 | 20 | 2020-01-01 | 28706.8141 | 0.04963%
[25 empty] | 2020-02-17 | 21 | 17 | 21 | 2020-01-01 | 23547.751 | 0.04071%
[25 empty] | 2020-02-17 | 22 | 17 | 22 | 2020-01-01 | 15919.665 | 0.02752%
[25 empty] | 2020-02-17 | 23 | 17 | 23 | 2020-01-01 | 4969.6329 | 0.008591%
[25 empty] | 2020-02-17 | 24 | 17 | 24 | 2020-01-01 | 52.964 | 9.156e-05%
[25 empty] | 2020-02-18 | 1 | 18 | 1 | 2020-01-01 | 120.6996 | 0.0002087%
[25 empty] | 2020-02-18 | 2 | 18 | 2 | 2020-01-01 | 0 | 0%
[25 empty] | 2020-02-18 | 3 | 18 | 3 | 2020-01-01 | 0 | 0%
[25 empty] | 2020-02-18 | 4 | 18 | 4 | 2020-01-01 | 0 | 0%
[25 empty] | 2020-02-18 | 5 | 18 | 5 | 2020-01-01 | 0 | 0%
[25 empty] | 2020-02-18 | 6 | 18 | 6 | 2020-01-01 | 0 | 0%
[25 empty] | 2020-02-18 | 7 | 18 | 7 | 2020-01-01 | 0 | 0%
[25 empty] | 2020-02-18 | 8 | 18 | 8 | 2020-01-01 | 209.9202 | 0.0003629%
[25 empty] | 2020-02-18 | 9 | 18 | 9 | 2020-01-01 | 86.026 | 0.0001487%
[25 empty] | 2020-02-18 | 10 | 18 | 10 | 2020-01-01 | 0 | 0%
[25 empty] | 2020-02-18 | 11 | 18 | 11 | 2020-01-01 | 0 | 0%
[25 empty] | 2020-02-18 | 12 | 18 | 12 | 2020-01-01 | 0 | 0%
[25 empty] | 2020-02-18 | 13 | 18 | 13 | 2020-01-01 | 0 | 0%
[25 empty] | 2020-02-18 | 14 | 18 | 14 | 2020-01-01 | 0 | 0%
[25 empty] | 2020-02-18 | 15 | 18 | 15 | 2020-01-01 | 0 | 0%
[25 empty] | 2020-02-18 | 16 | 18 | 16 | 2020-01-01 | 207.7174 | 0.0003591%
[25 empty] | 2020-02-18 | 17 | 18 | 17 | 2020-01-01 | 0 | 0%
[25 empty] | 2020-02-18 | 18 | 18 | 18 | 2020-01-01 | 1569.1436 | 0.002713%
[25 empty] | 2020-02-18 | 19 | 18 | 19 | 2020-01-01 | 31189.011 | 0.05392%
[25 empty] | 2020-02-18 | 20 | 18 | 20 | 2020-01-01 | 45877.0977 | 0.07931%
[25 empty] | 2020-02-18 | 21 | 18 | 21 | 2020-01-01 | 35154.9845 | 0.06077%
[25 empty] | 2020-02-18 | 22 | 18 | 22 | 2020-01-01 | 21888.0933 | 0.03784%
[25 empty] | 2020-02-18 | 23 | 18 | 23 | 2020-01-01 | 8929.7215 | 0.01544%
[25 empty] | 2020-02-18 | 24 | 18 | 24 | 2020-01-01 | 30.0643 | 5.197e-05%
[25 empty] | 2020-02-19 | 1 | 19 | 1 | 2020-01-01 | 25.6345 | 4.432e-05%
[25 empty] | 2020-02-19 | 2 | 19 | 2 | 2020-01-01 | 0 | 0%
[25 empty] | 2020-02-19 | 3 | 19 | 3 | 2020-01-01 | 0 | 0%
[25 empty] | 2020-02-19 | 4 | 19 | 4 | 2020-01-01 | 0 | 0%
[25 empty] | 2020-02-19 | 5 | 19 | 5 | 2020-01-01 | 0 | 0%
[25 empty] | 2020-02-19 | 6 | 19 | 6 | 2020-01-01 | 0 | 0%
[25 empty] | 2020-02-19 | 7 | 19 | 7 | 2020-01-01 | 0 | 0%
[25 empty] | 2020-02-19 | 8 | 19 | 8 | 2020-01-01 | 42.6805 | 7.378e-05%
[25 empty] | 2020-02-19 | 9 | 19 | 9 | 2020-01-01 | 289.754 | 0.0005009%
[25 empty] | 2020-02-19 | 10 | 19 | 10 | 2020-01-01 | 0 | 0%
[25 empty] | 2020-02-19 | 11 | 19 | 11 | 2020-01-01 | 0 | 0%
[25 empty] | 2020-02-19 | 12 | 19 | 12 | 2020-01-01 | 0 | 0%
[25 empty] | 2020-02-19 | 13 | 19 | 13 | 2020-01-01 | 0 | 0%
[25 empty] | 2020-02-19 | 14 | 19 | 14 | 2020-01-01 | 0 | 0%
[25 empty] | 2020-02-19 | 15 | 19 | 15 | 2020-01-01 | 0 | 0%
[25 empty] | 2020-02-19 | 16 | 19 | 16 | 2020-01-01 | 607.714 | 0.001051%
[25 empty] | 2020-02-19 | 17 | 19 | 17 | 2020-01-01 | 0 | 0%
[25 empty] | 2020-02-19 | 18 | 19 | 18 | 2020-01-01 | 763.0054 | 0.001319%
[25 empty] | 2020-02-19 | 19 | 19 | 19 | 2020-01-01 | 16553.4684 | 0.02862%
[25 empty] | 2020-02-19 | 20 | 19 | 20 | 2020-01-01 | 31922.4025 | 0.05519%
[25 empty] | 2020-02-19 | 21 | 19 | 21 | 2020-01-01 | 24200.5452 | 0.04184%
[25 empty] | 2020-02-19 | 22 | 19 | 22 | 2020-01-01 | 16084.319 | 0.02781%
[25 empty] | 2020-02-19 | 23 | 19 | 23 | 2020-01-01 | 6249.4906 | 0.0108%
[25 empty] | 2020-02-19 | 24 | 19 | 24 | 2020-01-01 | 246.3015 | 0.0004258%
[25 empty] | 2020-02-20 | 1 | 20 | 1 | 2020-01-01 | 32.5198 | 5.622e-05%
[25 empty] | 2020-02-20 | 2 | 20 | 2 | 2020-01-01 | 0 | 0%
[25 empty] | 2020-02-20 | 3 | 20 | 3 | 2020-01-01 | 0 | 0%
[25 empty] | 2020-02-20 | 4 | 20 | 4 | 2020-01-01 | 0 | 0%
[25 empty] | 2020-02-20 | 5 | 20 | 5 | 2020-01-01 | 0 | 0%
[25 empty] | 2020-02-20 | 6 | 20 | 6 | 2020-01-01 | 0 | 0%
[25 empty] | 2020-02-20 | 7 | 20 | 7 | 2020-01-01 | 0 | 0%
[25 empty] | 2020-02-20 | 8 | 20 | 8 | 2020-01-01 | 393.1812 | 0.0006797%
[25 empty] | 2020-02-20 | 9 | 20 | 9 | 2020-01-01 | 983.4575 | 0.0017%
[25 empty] | 2020-02-20 | 10 | 20 | 10 | 2020-01-01 | 0 | 0%
[25 empty] | 2020-02-20 | 11 | 20 | 11 | 2020-01-01 | 0 | 0%
[25 empty] | 2020-02-20 | 12 | 20 | 12 | 2020-01-01 | 0 | 0%
[25 empty] | 2020-02-20 | 13 | 20 | 13 | 2020-01-01 | 0 | 0%
[25 empty] | 2020-02-20 | 14 | 20 | 14 | 2020-01-01 | 0 | 0%
[25 empty] | 2020-02-20 | 15 | 20 | 15 | 2020-01-01 | 0 | 0%
[25 empty] | 2020-02-20 | 16 | 20 | 16 | 2020-01-01 | 339.3916 | 0.0005867%
[25 empty] | 2020-02-20 | 17 | 20 | 17 | 2020-01-01 | 0 | 0%
[25 empty] | 2020-02-20 | 18 | 20 | 18 | 2020-01-01 | 386.5895 | 0.0006683%
[25 empty] | 2020-02-20 | 19 | 20 | 19 | 2020-01-01 | 22819.017 | 0.03945%
[25 empty] | 2020-02-20 | 20 | 20 | 20 | 2020-01-01 | 42681.1972 | 0.07379%
[25 empty] | 2020-02-20 | 21 | 20 | 21 | 2020-01-01 | 32651.8469 | 0.05645%
[25 empty] | 2020-02-20 | 22 | 20 | 22 | 2020-01-01 | 23022.4323 | 0.0398%
[25 empty] | 2020-02-20 | 23 | 20 | 23 | 2020-01-01 | 9606.8419 | 0.01661%
[25 empty] | 2020-02-20 | 24 | 20 | 24 | 2020-01-01 | 169.2308 | 0.0002926%
[25 empty] | 2020-02-21 | 1 | 21 | 1 | 2020-01-01 | 25.1324 | 4.345e-05%
[25 empty] | 2020-02-21 | 2 | 21 | 2 | 2020-01-01 | 0 | 0%
[25 empty] | 2020-02-21 | 3 | 21 | 3 | 2020-01-01 | 0 | 0%
[25 empty] | 2020-02-21 | 4 | 21 | 4 | 2020-01-01 | 0 | 0%
[25 empty] | 2020-02-21 | 5 | 21 | 5 | 2020-01-01 | 0 | 0%
[25 empty] | 2020-02-21 | 6 | 21 | 6 | 2020-01-01 | 0 | 0%
[25 empty] | 2020-02-21 | 7 | 21 | 7 | 2020-01-01 | 0 | 0%
[25 empty] | 2020-02-21 | 8 | 21 | 8 | 2020-01-01 | 0.24486 | 4.233e-07%
[25 empty] | 2020-02-21 | 9 | 21 | 9 | 2020-01-01 | 1007.0071 | 0.001741%
[25 empty] | 2020-02-21 | 10 | 21 | 10 | 2020-01-01 | 0 | 0%
[25 empty] | 2020-02-21 | 11 | 21 | 11 | 2020-01-01 | 0 | 0%
[25 empty] | 2020-02-21 | 12 | 21 | 12 | 2020-01-01 | 0 | 0%
[25 empty] | 2020-02-21 | 13 | 21 | 13 | 2020-01-01 | 0 | 0%
[25 empty] | 2020-02-21 | 14 | 21 | 14 | 2020-01-01 | 0 | 0%
[25 empty] | 2020-02-21 | 15 | 21 | 15 | 2020-01-01 | 0 | 0%
[25 empty] | 2020-02-21 | 16 | 21 | 16 | 2020-01-01 | 545.2857 | 0.0009427%
[25 empty] | 2020-02-21 | 17 | 21 | 17 | 2020-01-01 | 0 | 0%
[25 empty] | 2020-02-21 | 18 | 21 | 18 | 2020-01-01 | 0 | 0%
[25 empty] | 2020-02-21 | 19 | 21 | 19 | 2020-01-01 | 12205.8916 | 0.0211%
[25 empty] | 2020-02-21 | 20 | 21 | 20 | 2020-01-01 | 25319.794 | 0.04377%
[25 empty] | 2020-02-21 | 21 | 21 | 21 | 2020-01-01 | 15467.6574 | 0.02674%
[25 empty] | 2020-02-21 | 22 | 21 | 22 | 2020-01-01 | 7538.1264 | 0.01303%
[25 empty] | 2020-02-21 | 23 | 21 | 23 | 2020-01-01 | 1836.7157 | 0.003175%
[25 empty] | 2020-02-21 | 24 | 21 | 24 | 2020-01-01 | 0 | 0%
[25 empty] | 2020-02-22 | 1 | 22 | 1 | 2020-01-01 | 6.8402 | 1.182e-05%
[25 empty] | 2020-02-22 | 2 | 22 | 2 | 2020-01-01 | 0 | 0%
[25 empty] | 2020-02-22 | 3 | 22 | 3 | 2020-01-01 | 0 | 0%
[25 empty] | 2020-02-22 | 4 | 22 | 4 | 2020-01-01 | 0 | 0%
[25 empty] | 2020-02-22 | 5 | 22 | 5 | 2020-01-01 | 18.431 | 3.186e-05%
[25 empty] | 2020-02-22 | 6 | 22 | 6 | 2020-01-01 | 0 | 0%
[25 empty] | 2020-02-22 | 7 | 22 | 7 | 2020-01-01 | 0 | 0%
[25 empty] | 2020-02-22 | 8 | 22 | 8 | 2020-01-01 | 0 | 0%
[25 empty] | 2020-02-22 | 9 | 22 | 9 | 2020-01-01 | 271.8633 | 0.00047%
[25 empty] | 2020-02-22 | 10 | 22 | 10 | 2020-01-01 | 3328.4794 | 0.005754%
[25 empty] | 2020-02-22 | 11 | 22 | 11 | 2020-01-01 | 0 | 0%
[25 empty] | 2020-02-22 | 12 | 22 | 12 | 2020-01-01 | 0 | 0%
[25 empty] | 2020-02-22 | 13 | 22 | 13 | 2020-01-01 | 0 | 0%
[25 empty] | 2020-02-22 | 14 | 22 | 14 | 2020-01-01 | 0 | 0%
[25 empty] | 2020-02-22 | 15 | 22 | 15 | 2020-01-01 | 0 | 0%
[25 empty] | 2020-02-22 | 16 | 22 | 16 | 2020-01-01 | 133.5098 | 0.0002308%
[25 empty] | 2020-02-22 | 17 | 22 | 17 | 2020-01-01 | 0 | 0%
[25 empty] | 2020-02-22 | 18 | 22 | 18 | 2020-01-01 | 0 | 0%
[25 empty] | 2020-02-22 | 19 | 22 | 19 | 2020-01-01 | 2093.2135 | 0.003619%
[25 empty] | 2020-02-22 | 20 | 22 | 20 | 2020-01-01 | 9021.5803 | 0.0156%
[25 empty] | 2020-02-22 | 21 | 22 | 21 | 2020-01-01 | 5626.9569 | 0.009728%
[25 empty] | 2020-02-22 | 22 | 22 | 22 | 2020-01-01 | 3859.9772 | 0.006673%
[25 empty] | 2020-02-22 | 23 | 22 | 23 | 2020-01-01 | 496.1283 | 0.0008577%
[25 empty] | 2020-02-22 | 24 | 22 | 24 | 2020-01-01 | 0 | 0%
[25 empty] | 2020-02-23 | 1 | 23 | 1 | 2020-01-01 | 70.6894 | 0.0001222%
[25 empty] | 2020-02-23 | 2 | 23 | 2 | 2020-01-01 | 15.975 | 2.762e-05%
[25 empty] | 2020-02-23 | 3 | 23 | 3 | 2020-01-01 | 0 | 0%
[25 empty] | 2020-02-23 | 4 | 23 | 4 | 2020-01-01 | 0 | 0%
[25 empty] | 2020-02-23 | 5 | 23 | 5 | 2020-01-01 | 11.8917 | 2.056e-05%
[25 empty] | 2020-02-23 | 6 | 23 | 6 | 2020-01-01 | 0 | 0%
[25 empty] | 2020-02-23 | 7 | 23 | 7 | 2020-01-01 | 0 | 0%
[25 empty] | 2020-02-23 | 8 | 23 | 8 | 2020-01-01 | 0 | 0%
[25 empty] | 2020-02-23 | 9 | 23 | 9 | 2020-01-01 | 586.1812 | 0.001013%
[25 empty] | 2020-02-23 | 10 | 23 | 10 | 2020-01-01 | 1279.2398 | 0.002211%
[25 empty] | 2020-02-23 | 11 | 23 | 11 | 2020-01-01 | 0 | 0%
[25 empty] | 2020-02-23 | 12 | 23 | 12 | 2020-01-01 | 0 | 0%
[25 empty] | 2020-02-23 | 13 | 23 | 13 | 2020-01-01 | 0 | 0%
[25 empty] | 2020-02-23 | 14 | 23 | 14 | 2020-01-01 | 0 | 0%
[25 empty] | 2020-02-23 | 15 | 23 | 15 | 2020-01-01 | 0 | 0%
[25 empty] | 2020-02-23 | 16 | 23 | 16 | 2020-01-01 | 208.7297 | 0.0003608%
[25 empty] | 2020-02-23 | 17 | 23 | 17 | 2020-01-01 | 0 | 0%
[25 empty] | 2020-02-23 | 18 | 23 | 18 | 2020-01-01 | 0 | 0%
[25 empty] | 2020-02-23 | 19 | 23 | 19 | 2020-01-01 | 2606.898 | 0.004507%
[25 empty] | 2020-02-23 | 20 | 23 | 20 | 2020-01-01 | 15908.7093 | 0.0275%
[25 empty] | 2020-02-23 | 21 | 23 | 21 | 2020-01-01 | 10311.3625 | 0.01783%
[25 empty] | 2020-02-23 | 22 | 23 | 22 | 2020-01-01 | 7874.045 | 0.01361%
[25 empty] | 2020-02-23 | 23 | 23 | 23 | 2020-01-01 | 2061.8572 | 0.003564%
[25 empty] | 2020-02-23 | 24 | 23 | 24 | 2020-01-01 | 0 | 0%
[25 empty] | 2020-02-24 | 1 | 24 | 1 | 2020-01-01 | 3.5128 | 6.073e-06%
[25 empty] | 2020-02-24 | 2 | 24 | 2 | 2020-01-01 | 0 | 0%
[25 empty] | 2020-02-24 | 3 | 24 | 3 | 2020-01-01 | 0 | 0%
[25 empty] | 2020-02-24 | 4 | 24 | 4 | 2020-01-01 | 0 | 0%
[25 empty] | 2020-02-24 | 5 | 24 | 5 | 2020-01-01 | 0 | 0%
[25 empty] | 2020-02-24 | 6 | 24 | 6 | 2020-01-01 | 0 | 0%
[25 empty] | 2020-02-24 | 7 | 24 | 7 | 2020-01-01 | 5.5395 | 9.576e-06%
[25 empty] | 2020-02-24 | 8 | 24 | 8 | 2020-01-01 | 210.5716 | 0.000364%
[25 empty] | 2020-02-24 | 9 | 24 | 9 | 2020-01-01 | 180.7681 | 0.0003125%
[25 empty] | 2020-02-24 | 10 | 24 | 10 | 2020-01-01 | 0 | 0%
[25 empty] | 2020-02-24 | 11 | 24 | 11 | 2020-01-01 | 0 | 0%
[25 empty] | 2020-02-24 | 12 | 24 | 12 | 2020-01-01 | 0 | 0%
[25 empty] | 2020-02-24 | 13 | 24 | 13 | 2020-01-01 | 0 | 0%
[25 empty] | 2020-02-24 | 14 | 24 | 14 | 2020-01-01 | 0 | 0%
[25 empty] | 2020-02-24 | 15 | 24 | 15 | 2020-01-01 | 0 | 0%
[25 empty] | 2020-02-24 | 16 | 24 | 16 | 2020-01-01 | 330.7043 | 0.0005717%
[25 empty] | 2020-02-24 | 17 | 24 | 17 | 2020-01-01 | 6.0307 | 1.043e-05%
[25 empty] | 2020-02-24 | 18 | 24 | 18 | 2020-01-01 | 2072.2229 | 0.003582%
[25 empty] | 2020-02-24 | 19 | 24 | 19 | 2020-01-01 | 28554.6971 | 0.04936%
[25 empty] | 2020-02-24 | 20 | 24 | 20 | 2020-01-01 | 46833.5603 | 0.08096%
[25 empty] | 2020-02-24 | 21 | 24 | 21 | 2020-01-01 | 37755.8343 | 0.06527%
[25 empty] | 2020-02-24 | 22 | 24 | 22 | 2020-01-01 | 28372.8829 | 0.04905%
[25 empty] | 2020-02-24 | 23 | 24 | 23 | 2020-01-01 | 13016.0228 | 0.0225%
[25 empty] | 2020-02-24 | 24 | 24 | 24 | 2020-01-01 | 410.1031 | 0.000709%
[25 empty] | 2020-02-25 | 1 | 25 | 1 | 2020-01-01 | 34.9279 | 6.038e-05%
[25 empty] | 2020-02-25 | 2 | 25 | 2 | 2020-01-01 | 0 | 0%
[25 empty] | 2020-02-25 | 3 | 25 | 3 | 2020-01-01 | 0 | 0%
[25 empty] | 2020-02-25 | 4 | 25 | 4 | 2020-01-01 | 0 | 0%
[25 empty] | 2020-02-25 | 5 | 25 | 5 | 2020-01-01 | 0 | 0%
[25 empty] | 2020-02-25 | 6 | 25 | 6 | 2020-01-01 | 0 | 0%
[25 empty] | 2020-02-25 | 7 | 25 | 7 | 2020-01-01 | 15.8817 | 2.746e-05%
[25 empty] | 2020-02-25 | 8 | 25 | 8 | 2020-01-01 | 64.4777 | 0.0001115%
[25 empty] | 2020-02-25 | 9 | 25 | 9 | 2020-01-01 | 1270.3461 | 0.002196%
[25 empty] | 2020-02-25 | 10 | 25 | 10 | 2020-01-01 | 0 | 0%
[25 empty] | 2020-02-25 | 11 | 25 | 11 | 2020-01-01 | 0 | 0%
[25 empty] | 2020-02-25 | 12 | 25 | 12 | 2020-01-01 | 0 | 0%
[25 empty] | 2020-02-25 | 13 | 25 | 13 | 2020-01-01 | 0 | 0%
[25 empty] | 2020-02-25 | 14 | 25 | 14 | 2020-01-01 | 0 | 0%
[25 empty] | 2020-02-25 | 15 | 25 | 15 | 2020-01-01 | 0 | 0%
[25 empty] | 2020-02-25 | 16 | 25 | 16 | 2020-01-01 | 206.6361 | 0.0003572%
[25 empty] | 2020-02-25 | 17 | 25 | 17 | 2020-01-01 | 0 | 0%
[25 empty] | 2020-02-25 | 18 | 25 | 18 | 2020-01-01 | 0 | 0%
[25 empty] | 2020-02-25 | 19 | 25 | 19 | 2020-01-01 | 11199.7932 | 0.01936%
[25 empty] | 2020-02-25 | 20 | 25 | 20 | 2020-01-01 | 29947.7381 | 0.05177%
[25 empty] | 2020-02-25 | 21 | 25 | 21 | 2020-01-01 | 21151.3408 | 0.03657%
[25 empty] | 2020-02-25 | 22 | 25 | 22 | 2020-01-01 | 11784.9054 | 0.02037%
[25 empty] | 2020-02-25 | 23 | 25 | 23 | 2020-01-01 | 3632.0462 | 0.006279%
[25 empty] | 2020-02-25 | 24 | 25 | 24 | 2020-01-01 | 0 | 0%
[25 empty] | 2020-02-26 | 1 | 26 | 1 | 2020-01-01 | 25.4298 | 4.396e-05%
[25 empty] | 2020-02-26 | 2 | 26 | 2 | 2020-01-01 | 0 | 0%
[25 empty] | 2020-02-26 | 3 | 26 | 3 | 2020-01-01 | 0 | 0%
[25 empty] | 2020-02-26 | 4 | 26 | 4 | 2020-01-01 | 0 | 0%
[25 empty] | 2020-02-26 | 5 | 26 | 5 | 2020-01-01 | 0 | 0%
[25 empty] | 2020-02-26 | 6 | 26 | 6 | 2020-01-01 | 0 | 0%
[25 empty] | 2020-02-26 | 7 | 26 | 7 | 2020-01-01 | 3.9115 | 6.762e-06%
[25 empty] | 2020-02-26 | 8 | 26 | 8 | 2020-01-01 | 0.63489 | 1.098e-06%
[25 empty] | 2020-02-26 | 9 | 26 | 9 | 2020-01-01 | 3868.5659 | 0.006688%
[25 empty] | 2020-02-26 | 10 | 26 | 10 | 2020-01-01 | 0 | 0%
[25 empty] | 2020-02-26 | 11 | 26 | 11 | 2020-01-01 | 0 | 0%
[25 empty] | 2020-02-26 | 12 | 26 | 12 | 2020-01-01 | 0 | 0%
[25 empty] | 2020-02-26 | 13 | 26 | 13 | 2020-01-01 | 0 | 0%
[25 empty] | 2020-02-26 | 14 | 26 | 14 | 2020-01-01 | 0 | 0%
[25 empty] | 2020-02-26 | 15 | 26 | 15 | 2020-01-01 | 0 | 0%
[25 empty] | 2020-02-26 | 16 | 26 | 16 | 2020-01-01 | 301.8248 | 0.0005218%
[25 empty] | 2020-02-26 | 17 | 26 | 17 | 2020-01-01 | 0 | 0%
[25 empty] | 2020-02-26 | 18 | 26 | 18 | 2020-01-01 | 64.2194 | 0.000111%
[25 empty] | 2020-02-26 | 19 | 26 | 19 | 2020-01-01 | 8037.6261 | 0.0139%
[25 empty] | 2020-02-26 | 20 | 26 | 20 | 2020-01-01 | 24876.5188 | 0.04301%
[25 empty] | 2020-02-26 | 21 | 26 | 21 | 2020-01-01 | 16830.7559 | 0.0291%
[25 empty] | 2020-02-26 | 22 | 26 | 22 | 2020-01-01 | 10101.782 | 0.01746%
[25 empty] | 2020-02-26 | 23 | 26 | 23 | 2020-01-01 | 3046.0474 | 0.005266%
[25 empty] | 2020-02-26 | 24 | 26 | 24 | 2020-01-01 | 0 | 0%
[25 empty] | 2020-02-27 | 1 | 27 | 1 | 2020-01-01 | 20.7497 | 3.587e-05%
[25 empty] | 2020-02-27 | 2 | 27 | 2 | 2020-01-01 | 0 | 0%
[25 empty] | 2020-02-27 | 3 | 27 | 3 | 2020-01-01 | 0 | 0%
[25 empty] | 2020-02-27 | 4 | 27 | 4 | 2020-01-01 | 0 | 0%
[25 empty] | 2020-02-27 | 5 | 27 | 5 | 2020-01-01 | 0 | 0%
[25 empty] | 2020-02-27 | 6 | 27 | 6 | 2020-01-01 | 0 | 0%
[25 empty] | 2020-02-27 | 7 | 27 | 7 | 2020-01-01 | 0 | 0%
[25 empty] | 2020-02-27 | 8 | 27 | 8 | 2020-01-01 | 194.848 | 0.0003368%
[25 empty] | 2020-02-27 | 9 | 27 | 9 | 2020-01-01 | 59.2117 | 0.0001024%
[25 empty] | 2020-02-27 | 10 | 27 | 10 | 2020-01-01 | 0 | 0%
[25 empty] | 2020-02-27 | 11 | 27 | 11 | 2020-01-01 | 0 | 0%
[25 empty] | 2020-02-27 | 12 | 27 | 12 | 2020-01-01 | 0 | 0%
[25 empty] | 2020-02-27 | 13 | 27 | 13 | 2020-01-01 | 0 | 0%
[25 empty] | 2020-02-27 | 14 | 27 | 14 | 2020-01-01 | 0 | 0%
[25 empty] | 2020-02-27 | 15 | 27 | 15 | 2020-01-01 | 0 | 0%
[25 empty] | 2020-02-27 | 16 | 27 | 16 | 2020-01-01 | 237.9755 | 0.0004114%
[25 empty] | 2020-02-27 | 17 | 27 | 17 | 2020-01-01 | 0 | 0%
[25 empty] | 2020-02-27 | 18 | 27 | 18 | 2020-01-01 | 141.1913 | 0.0002441%
[25 empty] | 2020-02-27 | 19 | 27 | 19 | 2020-01-01 | 8548.5337 | 0.01478%
[25 empty] | 2020-02-27 | 20 | 27 | 20 | 2020-01-01 | 23354.1544 | 0.04037%
[25 empty] | 2020-02-27 | 21 | 27 | 21 | 2020-01-01 | 15648.1975 | 0.02705%
[25 empty] | 2020-02-27 | 22 | 27 | 22 | 2020-01-01 | 10140.0541 | 0.01753%
[25 empty] | 2020-02-27 | 23 | 27 | 23 | 2020-01-01 | 4037.7069 | 0.00698%
[25 empty] | 2020-02-27 | 24 | 27 | 24 | 2020-01-01 | 186.0788 | 0.0003217%
[25 empty] | 2020-02-28 | 1 | 28 | 1 | 2020-01-01 | 72.22 | 0.0001249%
[25 empty] | 2020-02-28 | 2 | 28 | 2 | 2020-01-01 | 0 | 0%
[25 empty] | 2020-02-28 | 3 | 28 | 3 | 2020-01-01 | 0 | 0%
[25 empty] | 2020-02-28 | 4 | 28 | 4 | 2020-01-01 | 0 | 0%
[25 empty] | 2020-02-28 | 5 | 28 | 5 | 2020-01-01 | 0 | 0%
[25 empty] | 2020-02-28 | 6 | 28 | 6 | 2020-01-01 | 0 | 0%
[25 empty] | 2020-02-28 | 7 | 28 | 7 | 2020-01-01 | 4.3738 | 7.561e-06%
[25 empty] | 2020-02-28 | 8 | 28 | 8 | 2020-01-01 | 2.4325 | 4.205e-06%
[25 empty] | 2020-02-28 | 9 | 28 | 9 | 2020-01-01 | 504.9524 | 0.0008729%
[25 empty] | 2020-02-28 | 10 | 28 | 10 | 2020-01-01 | 36.4936 | 6.309e-05%
[25 empty] | 2020-02-28 | 11 | 28 | 11 | 2020-01-01 | 193.4364 | 0.0003344%
[25 empty] | 2020-02-28 | 12 | 28 | 12 | 2020-01-01 | 0 | 0%
[25 empty] | 2020-02-28 | 13 | 28 | 13 | 2020-01-01 | 0 | 0%
[25 empty] | 2020-02-28 | 14 | 28 | 14 | 2020-01-01 | 0 | 0%
[25 empty] | 2020-02-28 | 15 | 28 | 15 | 2020-01-01 | 34.0395 | 5.885e-05%
[25 empty] | 2020-02-28 | 16 | 28 | 16 | 2020-01-01 | 1066.4005 | 0.001844%
[25 empty] | 2020-02-28 | 17 | 28 | 17 | 2020-01-01 | 0 | 0%
[25 empty] | 2020-02-28 | 18 | 28 | 18 | 2020-01-01 | 63.3453 | 0.0001095%
[25 empty] | 2020-02-28 | 19 | 28 | 19 | 2020-01-01 | 14575.7139 | 0.0252%
[25 empty] | 2020-02-28 | 20 | 28 | 20 | 2020-01-01 | 35728.0778 | 0.06176%
[25 empty] | 2020-02-28 | 21 | 28 | 21 | 2020-01-01 | 27059.6412 | 0.04678%
[25 empty] | 2020-02-28 | 22 | 28 | 22 | 2020-01-01 | 16955.7865 | 0.02931%
[25 empty] | 2020-02-28 | 23 | 28 | 23 | 2020-01-01 | 6103.2537 | 0.01055%
[25 empty] | 2020-02-28 | 24 | 28 | 24 | 2020-01-01 | 87.7181 | 0.0001516%
[25 empty] | 2020-02-29 | 1 | 29 | 1 | 2020-01-01 | 54.6425 | 9.446e-05%
[25 empty] | 2020-02-29 | 2 | 29 | 2 | 2020-01-01 | 0 | 0%
[25 empty] | 2020-02-29 | 3 | 29 | 3 | 2020-01-01 | 0 | 0%
[25 empty] | 2020-02-29 | 4 | 29 | 4 | 2020-01-01 | 0 | 0%
[25 empty] | 2020-02-29 | 5 | 29 | 5 | 2020-01-01 | 0 | 0%
[25 empty] | 2020-02-29 | 6 | 29 | 6 | 2020-01-01 | 0 | 0%
[25 empty] | 2020-02-29 | 7 | 29 | 7 | 2020-01-01 | 19.2385 | 3.326e-05%
[25 empty] | 2020-02-29 | 8 | 29 | 8 | 2020-01-01 | 6.5871 | 1.139e-05%
[25 empty] | 2020-02-29 | 9 | 29 | 9 | 2020-01-01 | 1789.4853 | 0.003094%
[25 empty] | 2020-02-29 | 10 | 29 | 10 | 2020-01-01 | 0 | 0%
[25 empty] | 2020-02-29 | 11 | 29 | 11 | 2020-01-01 | 0 | 0%
[25 empty] | 2020-02-29 | 12 | 29 | 12 | 2020-01-01 | 0 | 0%
[25 empty] | 2020-02-29 | 13 | 29 | 13 | 2020-01-01 | 0 | 0%
[25 empty] | 2020-02-29 | 14 | 29 | 14 | 2020-01-01 | 0 | 0%
[25 empty] | 2020-02-29 | 15 | 29 | 15 | 2020-01-01 | 0 | 0%
[25 empty] | 2020-02-29 | 16 | 29 | 16 | 2020-01-01 | 46.3705 | 8.016e-05%
[25 empty] | 2020-02-29 | 17 | 29 | 17 | 2020-01-01 | 0 | 0%
[25 empty] | 2020-02-29 | 18 | 29 | 18 | 2020-01-01 | 133.5171 | 0.0002308%
[25 empty] | 2020-02-29 | 19 | 29 | 19 | 2020-01-01 | 13310.3421 | 0.02301%
[25 empty] | 2020-02-29 | 20 | 29 | 20 | 2020-01-01 | 31964.4406 | 0.05526%
[25 empty] | 2020-02-29 | 21 | 29 | 21 | 2020-01-01 | 22200.085 | 0.03838%
[25 empty] | 2020-02-29 | 22 | 29 | 22 | 2020-01-01 | 13370.0054 | 0.02311%
[25 empty] | 2020-02-29 | 23 | 29 | 23 | 2020-01-01 | 4781.0534 | 0.008265%
[25 empty] | 2020-02-29 | 24 | 29 | 24 | 2020-01-01 | 162.3811 | 0.0002807%
[25 empty] | 2020-03-01 | 1 | 1 | 1 | 2020-01-01 | 49.2849 | 8.52e-05%
[25 empty] | 2020-03-01 | 2 | 1 | 2 | 2020-01-01 | 0 | 0%
[25 empty] | 2020-03-01 | 3 | 1 | 3 | 2020-01-01 | 0 | 0%
[25 empty] | 2020-03-01 | 4 | 1 | 4 | 2020-01-01 | 0 | 0%
[25 empty] | 2020-03-01 | 5 | 1 | 5 | 2020-01-01 | 0 | 0%
[25 empty] | 2020-03-01 | 6 | 1 | 6 | 2020-01-01 | 0 | 0%
[25 empty] | 2020-03-01 | 7 | 1 | 7 | 2020-01-01 | 41.2868 | 7.137e-05%
[25 empty] | 2020-03-01 | 8 | 1 | 8 | 2020-01-01 | 0 | 0%
[25 empty] | 2020-03-01 | 9 | 1 | 9 | 2020-01-01 | 749.9599 | 0.001296%
[25 empty] | 2020-03-01 | 10 | 1 | 10 | 2020-01-01 | 0 | 0%
[25 empty] | 2020-03-01 | 11 | 1 | 11 | 2020-01-01 | 0 | 0%
[25 empty] | 2020-03-01 | 12 | 1 | 12 | 2020-01-01 | 0 | 0%
[25 empty] | 2020-03-01 | 13 | 1 | 13 | 2020-01-01 | 0 | 0%
[25 empty] | 2020-03-01 | 14 | 1 | 14 | 2020-01-01 | 0 | 0%
[25 empty] | 2020-03-01 | 15 | 1 | 15 | 2020-01-01 | 0 | 0%
[25 empty] | 2020-03-01 | 16 | 1 | 16 | 2020-01-01 | 45.2894 | 7.829e-05%
[25 empty] | 2020-03-01 | 17 | 1 | 17 | 2020-01-01 | 0 | 0%
[25 empty] | 2020-03-01 | 18 | 1 | 18 | 2020-01-01 | 0 | 0%
[25 empty] | 2020-03-01 | 19 | 1 | 19 | 2020-01-01 | 3702.397 | 0.006401%
[25 empty] | 2020-03-01 | 20 | 1 | 20 | 2020-01-01 | 22969.779 | 0.03971%
[25 empty] | 2020-03-01 | 21 | 1 | 21 | 2020-01-01 | 16117.7823 | 0.02786%
[25 empty] | 2020-03-01 | 22 | 1 | 22 | 2020-01-01 | 5626.949 | 0.009728%
[25 empty] | 2020-03-01 | 23 | 1 | 23 | 2020-01-01 | 0 | 0%
[25 empty] | 2020-03-01 | 24 | 1 | 24 | 2020-01-01 | 0 | 0%
[25 empty] | 2020-03-02 | 1 | 2 | 1 | 2020-01-01 | 10.561 | 1.826e-05%
[25 empty] | 2020-03-02 | 2 | 2 | 2 | 2020-01-01 | 0 | 0%
[25 empty] | 2020-03-02 | 3 | 2 | 3 | 2020-01-01 | 0 | 0%
[25 empty] | 2020-03-02 | 4 | 2 | 4 | 2020-01-01 | 0 | 0%
[25 empty] | 2020-03-02 | 5 | 2 | 5 | 2020-01-01 | 0 | 0%
[25 empty] | 2020-03-02 | 6 | 2 | 6 | 2020-01-01 | 0 | 0%
[25 empty] | 2020-03-02 | 7 | 2 | 7 | 2020-01-01 | 0 | 0%
[25 empty] | 2020-03-02 | 8 | 2 | 8 | 2020-01-01 | 0 | 0%
[25 empty] | 2020-03-02 | 9 | 2 | 9 | 2020-01-01 | 140.3598 | 0.0002426%
[25 empty] | 2020-03-02 | 10 | 2 | 10 | 2020-01-01 | 0 | 0%
[25 empty] | 2020-03-02 | 11 | 2 | 11 | 2020-01-01 | 0 | 0%
[25 empty] | 2020-03-02 | 12 | 2 | 12 | 2020-01-01 | 0 | 0%
[25 empty] | 2020-03-02 | 13 | 2 | 13 | 2020-01-01 | 0 | 0%
[25 empty] | 2020-03-02 | 14 | 2 | 14 | 2020-01-01 | 0 | 0%
[25 empty] | 2020-03-02 | 15 | 2 | 15 | 2020-01-01 | 0 | 0%
[25 empty] | 2020-03-02 | 16 | 2 | 16 | 2020-01-01 | 283.7062 | 0.0004905%
[25 empty] | 2020-03-02 | 17 | 2 | 17 | 2020-01-01 | 0 | 0%
[25 empty] | 2020-03-02 | 18 | 2 | 18 | 2020-01-01 | 1496.9887 | 0.002588%
[25 empty] | 2020-03-02 | 19 | 2 | 19 | 2020-01-01 | 25034.0128 | 0.04328%
[25 empty] | 2020-03-02 | 20 | 2 | 20 | 2020-01-01 | 48680.9436 | 0.08416%
[25 empty] | 2020-03-02 | 21 | 2 | 21 | 2020-01-01 | 38480.9436 | 0.06652%
[25 empty] | 2020-03-02 | 22 | 2 | 22 | 2020-01-01 | 23854.3131 | 0.04124%
[25 empty] | 2020-03-02 | 23 | 2 | 23 | 2020-01-01 | 6867.1976 | 0.01187%
[25 empty] | 2020-03-02 | 24 | 2 | 24 | 2020-01-01 | 0 | 0%
[25 empty] | 2020-03-03 | 1 | 3 | 1 | 2020-01-01 | 41.2746 | 7.135e-05%
[25 empty] | 2020-03-03 | 2 | 3 | 2 | 2020-01-01 | 0 | 0%
[25 empty] | 2020-03-03 | 3 | 3 | 3 | 2020-01-01 | 0 | 0%
[25 empty] | 2020-03-03 | 4 | 3 | 4 | 2020-01-01 | 0 | 0%
[25 empty] | 2020-03-03 | 5 | 3 | 5 | 2020-01-01 | 0 | 0%
[25 empty] | 2020-03-03 | 6 | 3 | 6 | 2020-01-01 | 0 | 0%
[25 empty] | 2020-03-03 | 7 | 3 | 7 | 2020-01-01 | 42.3653 | 7.324e-05%
[25 empty] | 2020-03-03 | 8 | 3 | 8 | 2020-01-01 | 11.1533 | 1.928e-05%
[25 empty] | 2020-03-03 | 9 | 3 | 9 | 2020-01-01 | 282.9309 | 0.0004891%
[25 empty] | 2020-03-03 | 10 | 3 | 10 | 2020-01-01 | 0 | 0%
[25 empty] | 2020-03-03 | 11 | 3 | 11 | 2020-01-01 | 0 | 0%
[25 empty] | 2020-03-03 | 12 | 3 | 12 | 2020-01-01 | 0 | 0%
[25 empty] | 2020-03-03 | 13 | 3 | 13 | 2020-01-01 | 0 | 0%
[25 empty] | 2020-03-03 | 14 | 3 | 14 | 2020-01-01 | 0 | 0%
[25 empty] | 2020-03-03 | 15 | 3 | 15 | 2020-01-01 | 0 | 0%
[25 empty] | 2020-03-03 | 16 | 3 | 16 | 2020-01-01 | 414.3834 | 0.0007164%
[25 empty] | 2020-03-03 | 17 | 3 | 17 | 2020-01-01 | 0 | 0%
[25 empty] | 2020-03-03 | 18 | 3 | 18 | 2020-01-01 | 551.6852 | 0.0009537%
[25 empty] | 2020-03-03 | 19 | 3 | 19 | 2020-01-01 | 17711.6637 | 0.03062%
[25 empty] | 2020-03-03 | 20 | 3 | 20 | 2020-01-01 | 40887.1715 | 0.07068%
[25 empty] | 2020-03-03 | 21 | 3 | 21 | 2020-01-01 | 32791.5627 | 0.05669%
[25 empty] | 2020-03-03 | 22 | 3 | 22 | 2020-01-01 | 19344.4455 | 0.03344%
[25 empty] | 2020-03-03 | 23 | 3 | 23 | 2020-01-01 | 4010.8165 | 0.006934%
[25 empty] | 2020-03-03 | 24 | 3 | 24 | 2020-01-01 | 0 | 0%
[25 empty] | 2020-03-04 | 1 | 4 | 1 | 2020-01-01 | 35.8489 | 6.197e-05%
[25 empty] | 2020-03-04 | 2 | 4 | 2 | 2020-01-01 | 0 | 0%
[25 empty] | 2020-03-04 | 3 | 4 | 3 | 2020-01-01 | 0 | 0%
[25 empty] | 2020-03-04 | 4 | 4 | 4 | 2020-01-01 | 0 | 0%
[25 empty] | 2020-03-04 | 5 | 4 | 5 | 2020-01-01 | 0 | 0%
[25 empty] | 2020-03-04 | 6 | 4 | 6 | 2020-01-01 | 0 | 0%
[25 empty] | 2020-03-04 | 7 | 4 | 7 | 2020-01-01 | 0 | 0%
[25 empty] | 2020-03-04 | 8 | 4 | 8 | 2020-01-01 | 71.0268 | 0.0001228%
[25 empty] | 2020-03-04 | 9 | 4 | 9 | 2020-01-01 | 474.6575 | 0.0008206%
[25 empty] | 2020-03-04 | 10 | 4 | 10 | 2020-01-01 | 0 | 0%
[25 empty] | 2020-03-04 | 11 | 4 | 11 | 2020-01-01 | 0 | 0%
[25 empty] | 2020-03-04 | 12 | 4 | 12 | 2020-01-01 | 0 | 0%
[25 empty] | 2020-03-04 | 13 | 4 | 13 | 2020-01-01 | 0 | 0%
[25 empty] | 2020-03-04 | 14 | 4 | 14 | 2020-01-01 | 0 | 0%
[25 empty] | 2020-03-04 | 15 | 4 | 15 | 2020-01-01 | 30.3666 | 5.25e-05%
[25 empty] | 2020-03-04 | 16 | 4 | 16 | 2020-01-01 | 635.7689 | 0.001099%
[25 empty] | 2020-03-04 | 17 | 4 | 17 | 2020-01-01 | 0 | 0%
[25 empty] | 2020-03-04 | 18 | 4 | 18 | 2020-01-01 | 178.6254 | 0.0003088%
[25 empty] | 2020-03-04 | 19 | 4 | 19 | 2020-01-01 | 9275.485 | 0.01604%
[25 empty] | 2020-03-04 | 20 | 4 | 20 | 2020-01-01 | 31446.8028 | 0.05436%
[25 empty] | 2020-03-04 | 21 | 4 | 21 | 2020-01-01 | 23237.1569 | 0.04017%
[25 empty] | 2020-03-04 | 22 | 4 | 22 | 2020-01-01 | 11600.705 | 0.02005%
[25 empty] | 2020-03-04 | 23 | 4 | 23 | 2020-01-01 | 1989.9748 | 0.00344%
[25 empty] | 2020-03-04 | 24 | 4 | 24 | 2020-01-01 | 0 | 0%
[25 empty] | 2020-03-05 | 1 | 5 | 1 | 2020-01-01 | 64.8917 | 0.0001122%
[25 empty] | 2020-03-05 | 2 | 5 | 2 | 2020-01-01 | 0 | 0%
[25 empty] | 2020-03-05 | 3 | 5 | 3 | 2020-01-01 | 0 | 0%
[25 empty] | 2020-03-05 | 4 | 5 | 4 | 2020-01-01 | 0 | 0%
[25 empty] | 2020-03-05 | 5 | 5 | 5 | 2020-01-01 | 0 | 0%
[25 empty] | 2020-03-05 | 6 | 5 | 6 | 2020-01-01 | 0 | 0%
[25 empty] | 2020-03-05 | 7 | 5 | 7 | 2020-01-01 | 0 | 0%
[25 empty] | 2020-03-05 | 8 | 5 | 8 | 2020-01-01 | 97.0478 | 0.0001678%
[25 empty] | 2020-03-05 | 9 | 5 | 9 | 2020-01-01 | 849.3927 | 0.001468%
[25 empty] | 2020-03-05 | 10 | 5 | 10 | 2020-01-01 | 0 | 0%
[25 empty] | 2020-03-05 | 11 | 5 | 11 | 2020-01-01 | 0 | 0%
[25 empty] | 2020-03-05 | 12 | 5 | 12 | 2020-01-01 | 0 | 0%
[25 empty] | 2020-03-05 | 13 | 5 | 13 | 2020-01-01 | 0 | 0%
[25 empty] | 2020-03-05 | 14 | 5 | 14 | 2020-01-01 | 0 | 0%
[25 empty] | 2020-03-05 | 15 | 5 | 15 | 2020-01-01 | 0 | 0%
[25 empty] | 2020-03-05 | 16 | 5 | 16 | 2020-01-01 | 504.914 | 0.0008729%
[25 empty] | 2020-03-05 | 17 | 5 | 17 | 2020-01-01 | 0 | 0%
[25 empty] | 2020-03-05 | 18 | 5 | 18 | 2020-01-01 | 1409.8518 | 0.002437%
[25 empty] | 2020-03-05 | 19 | 5 | 19 | 2020-01-01 | 12156.0022 | 0.02101%
[25 empty] | 2020-03-05 | 20 | 5 | 20 | 2020-01-01 | 26392.2931 | 0.04563%
[25 empty] | 2020-03-05 | 21 | 5 | 21 | 2020-01-01 | 19894.2208 | 0.03439%
[25 empty] | 2020-03-05 | 22 | 5 | 22 | 2020-01-01 | 10845.1695 | 0.01875%
[25 empty] | 2020-03-05 | 23 | 5 | 23 | 2020-01-01 | 2291.0264 | 0.003961%
[25 empty] | 2020-03-05 | 24 | 5 | 24 | 2020-01-01 | 2.842 | 4.913e-06%
[25 empty] | 2020-03-06 | 1 | 6 | 1 | 2020-01-01 | 26.8832 | 4.647e-05%
[25 empty] | 2020-03-06 | 2 | 6 | 2 | 2020-01-01 | 0 | 0%
[25 empty] | 2020-03-06 | 3 | 6 | 3 | 2020-01-01 | 0 | 0%
[25 empty] | 2020-03-06 | 4 | 6 | 4 | 2020-01-01 | 0 | 0%
[25 empty] | 2020-03-06 | 5 | 6 | 5 | 2020-01-01 | 0 | 0%
[25 empty] | 2020-03-06 | 6 | 6 | 6 | 2020-01-01 | 0 | 0%
[25 empty] | 2020-03-06 | 7 | 6 | 7 | 2020-01-01 | 124.8942 | 0.0002159%
[25 empty] | 2020-03-06 | 8 | 6 | 8 | 2020-01-01 | 43.3588 | 7.496e-05%
[25 empty] | 2020-03-06 | 9 | 6 | 9 | 2020-01-01 | 696.9471 | 0.001205%
[25 empty] | 2020-03-06 | 10 | 6 | 10 | 2020-01-01 | 0 | 0%
[25 empty] | 2020-03-06 | 11 | 6 | 11 | 2020-01-01 | 0 | 0%
[25 empty] | 2020-03-06 | 12 | 6 | 12 | 2020-01-01 | 0 | 0%
[25 empty] | 2020-03-06 | 13 | 6 | 13 | 2020-01-01 | 0 | 0%
[25 empty] | 2020-03-06 | 14 | 6 | 14 | 2020-01-01 | 0 | 0%
[25 empty] | 2020-03-06 | 15 | 6 | 15 | 2020-01-01 | 0 | 0%
[25 empty] | 2020-03-06 | 16 | 6 | 16 | 2020-01-01 | 148.2848 | 0.0002563%
[25 empty] | 2020-03-06 | 17 | 6 | 17 | 2020-01-01 | 0 | 0%
[25 empty] | 2020-03-06 | 18 | 6 | 18 | 2020-01-01 | 346.0054 | 0.0005982%
[25 empty] | 2020-03-06 | 19 | 6 | 19 | 2020-01-01 | 13019.7215 | 0.02251%
[25 empty] | 2020-03-06 | 20 | 6 | 20 | 2020-01-01 | 36287.2174 | 0.06273%
[25 empty] | 2020-03-06 | 21 | 6 | 21 | 2020-01-01 | 28713.1724 | 0.04964%
[25 empty] | 2020-03-06 | 22 | 6 | 22 | 2020-01-01 | 14015.1249 | 0.02423%
[25 empty] | 2020-03-06 | 23 | 6 | 23 | 2020-01-01 | 2065.8032 | 0.003571%
[25 empty] | 2020-03-06 | 24 | 6 | 24 | 2020-01-01 | 0 | 0%
[25 empty] | 2020-03-07 | 1 | 7 | 1 | 2020-01-01 | 1.6676 | 2.883e-06%
[25 empty] | 2020-03-07 | 2 | 7 | 2 | 2020-01-01 | 0 | 0%
[25 empty] | 2020-03-07 | 3 | 7 | 3 | 2020-01-01 | 0 | 0%
[25 empty] | 2020-03-07 | 4 | 7 | 4 | 2020-01-01 | 0 | 0%
[25 empty] | 2020-03-07 | 5 | 7 | 5 | 2020-01-01 | 0 | 0%
[25 empty] | 2020-03-07 | 6 | 7 | 6 | 2020-01-01 | 0 | 0%
[25 empty] | 2020-03-07 | 7 | 7 | 7 | 2020-01-01 | 7.6947 | 1.33e-05%
[25 empty] | 2020-03-07 | 8 | 7 | 8 | 2020-01-01 | 0 | 0%
[25 empty] | 2020-03-07 | 9 | 7 | 9 | 2020-01-01 | 2639.2347 | 0.004563%
[25 empty] | 2020-03-07 | 10 | 7 | 10 | 2020-01-01 | 0 | 0%
[25 empty] | 2020-03-07 | 11 | 7 | 11 | 2020-01-01 | 0 | 0%
[25 empty] | 2020-03-07 | 12 | 7 | 12 | 2020-01-01 | 0 | 0%
[25 empty] | 2020-03-07 | 13 | 7 | 13 | 2020-01-01 | 0 | 0%
[25 empty] | 2020-03-07 | 14 | 7 | 14 | 2020-01-01 | 0 | 0%
[25 empty] | 2020-03-07 | 15 | 7 | 15 | 2020-01-01 | 0 | 0%
[25 empty] | 2020-03-07 | 16 | 7 | 16 | 2020-01-01 | 117.8906 | 0.0002038%
[25 empty] | 2020-03-07 | 17 | 7 | 17 | 2020-01-01 | 0 | 0%
[25 empty] | 2020-03-07 | 18 | 7 | 18 | 2020-01-01 | 0 | 0%
[25 empty] | 2020-03-07 | 19 | 7 | 19 | 2020-01-01 | 836.3788 | 0.001446%
[25 empty] | 2020-03-07 | 20 | 7 | 20 | 2020-01-01 | 17330.5231 | 0.02996%
[25 empty] | 2020-03-07 | 21 | 7 | 21 | 2020-01-01 | 12551.8755 | 0.0217%
[25 empty] | 2020-03-07 | 22 | 7 | 22 | 2020-01-01 | 4701.64 | 0.008128%
[25 empty] | 2020-03-07 | 23 | 7 | 23 | 2020-01-01 | 21.0609 | 3.641e-05%
[25 empty] | 2020-03-07 | 24 | 7 | 24 | 2020-01-01 | 0 | 0%
[25 empty] | 2020-03-08 | 1 | 8 | 1 | 2020-01-01 | 15.314 | 2.647e-05%
[25 empty] | 2020-03-08 | 2 | 8 | 2 | 2020-01-01 | 0 | 0%
[25 empty] | 2020-03-08 | 3 | 8 | 3 | 2020-01-01 | 0 | 0%
[25 empty] | 2020-03-08 | 4 | 8 | 4 | 2020-01-01 | 0 | 0%
[25 empty] | 2020-03-08 | 5 | 8 | 5 | 2020-01-01 | 0 | 0%
[25 empty] | 2020-03-08 | 6 | 8 | 6 | 2020-01-01 | 0 | 0%
[25 empty] | 2020-03-08 | 7 | 8 | 7 | 2020-01-01 | 14.7786 | 2.555e-05%
[25 empty] | 2020-03-08 | 8 | 8 | 8 | 2020-01-01 | 0 | 0%
[25 empty] | 2020-03-08 | 9 | 8 | 9 | 2020-01-01 | 1262.5795 | 0.002183%
[25 empty] | 2020-03-08 | 10 | 8 | 10 | 2020-01-01 | 13.6294 | 2.356e-05%
[25 empty] | 2020-03-08 | 11 | 8 | 11 | 2020-01-01 | 851.3071 | 0.001472%
[25 empty] | 2020-03-08 | 12 | 8 | 12 | 2020-01-01 | 0 | 0%
[25 empty] | 2020-03-08 | 13 | 8 | 13 | 2020-01-01 | 0 | 0%
[25 empty] | 2020-03-08 | 14 | 8 | 14 | 2020-01-01 | 0 | 0%
[25 empty] | 2020-03-08 | 15 | 8 | 15 | 2020-01-01 | 0 | 0%
[25 empty] | 2020-03-08 | 16 | 8 | 16 | 2020-01-01 | 0 | 0%
[25 empty] | 2020-03-08 | 17 | 8 | 17 | 2020-01-01 | 0 | 0%
[25 empty] | 2020-03-08 | 18 | 8 | 18 | 2020-01-01 | 0 | 0%
[25 empty] | 2020-03-08 | 19 | 8 | 19 | 2020-01-01 | 2748.1352 | 0.004751%
[25 empty] | 2020-03-08 | 20 | 8 | 20 | 2020-01-01 | 22235.6396 | 0.03844%
[25 empty] | 2020-03-08 | 21 | 8 | 21 | 2020-01-01 | 19955.9357 | 0.0345%
[25 empty] | 2020-03-08 | 22 | 8 | 22 | 2020-01-01 | 6818.0109 | 0.01179%
[25 empty] | 2020-03-08 | 23 | 8 | 23 | 2020-01-01 | 105.3271 | 0.0001821%
[25 empty] | 2020-03-08 | 24 | 8 | 24 | 2020-01-01 | 0 | 0%
[25 empty] | 2020-03-09 | 1 | 9 | 1 | 2020-01-01 | 46.3832 | 8.019e-05%
[25 empty] | 2020-03-09 | 2 | 9 | 2 | 2020-01-01 | 0 | 0%
[25 empty] | 2020-03-09 | 3 | 9 | 3 | 2020-01-01 | 0 | 0%
[25 empty] | 2020-03-09 | 4 | 9 | 4 | 2020-01-01 | 0 | 0%
[25 empty] | 2020-03-09 | 5 | 9 | 5 | 2020-01-01 | 0 | 0%
[25 empty] | 2020-03-09 | 6 | 9 | 6 | 2020-01-01 | 0 | 0%
[25 empty] | 2020-03-09 | 7 | 9 | 7 | 2020-01-01 | 18.5508 | 3.207e-05%
[25 empty] | 2020-03-09 | 8 | 9 | 8 | 2020-01-01 | 7.3648 | 1.273e-05%
[25 empty] | 2020-03-09 | 9 | 9 | 9 | 2020-01-01 | 157.2428 | 0.0002718%
[25 empty] | 2020-03-09 | 10 | 9 | 10 | 2020-01-01 | 0 | 0%
[25 empty] | 2020-03-09 | 11 | 9 | 11 | 2020-01-01 | 0 | 0%
[25 empty] | 2020-03-09 | 12 | 9 | 12 | 2020-01-01 | 0 | 0%
[25 empty] | 2020-03-09 | 13 | 9 | 13 | 2020-01-01 | 0 | 0%
[25 empty] | 2020-03-09 | 14 | 9 | 14 | 2020-01-01 | 0 | 0%
[25 empty] | 2020-03-09 | 15 | 9 | 15 | 2020-01-01 | 0 | 0%
[25 empty] | 2020-03-09 | 16 | 9 | 16 | 2020-01-01 | 281.6323 | 0.0004869%
[25 empty] | 2020-03-09 | 17 | 9 | 17 | 2020-01-01 | 0 | 0%
[25 empty] | 2020-03-09 | 18 | 9 | 18 | 2020-01-01 | 150.4912 | 0.0002602%
[25 empty] | 2020-03-09 | 19 | 9 | 19 | 2020-01-01 | 15472.7729 | 0.02675%
[25 empty] | 2020-03-09 | 20 | 9 | 20 | 2020-01-01 | 38152.0412 | 0.06596%
[25 empty] | 2020-03-09 | 21 | 9 | 21 | 2020-01-01 | 30152.0412 | 0.05213%
[25 empty] | 2020-03-09 | 22 | 9 | 22 | 2020-01-01 | 18764.087 | 0.03244%
[25 empty] | 2020-03-09 | 23 | 9 | 23 | 2020-01-01 | 1824.3483 | 0.003154%
[25 empty] | 2020-03-09 | 24 | 9 | 24 | 2020-01-01 | 0 | 0%
[25 empty] | 2020-03-10 | 1 | 10 | 1 | 2020-01-01 | 29.7302 | 5.14e-05%
[25 empty] | 2020-03-10 | 2 | 10 | 2 | 2020-01-01 | 0 | 0%
[25 empty] | 2020-03-10 | 3 | 10 | 3 | 2020-01-01 | 0 | 0%
[25 empty] | 2020-03-10 | 4 | 10 | 4 | 2020-01-01 | 0 | 0%
[25 empty] | 2020-03-10 | 5 | 10 | 5 | 2020-01-01 | 0 | 0%
[25 empty] | 2020-03-10 | 6 | 10 | 6 | 2020-01-01 | 0 | 0%
[25 empty] | 2020-03-10 | 7 | 10 | 7 | 2020-01-01 | 140.2057 | 0.0002424%
[25 empty] | 2020-03-10 | 8 | 10 | 8 | 2020-01-01 | 0 | 0%
[25 empty] | 2020-03-10 | 9 | 10 | 9 | 2020-01-01 | 937.6944 | 0.001621%
[25 empty] | 2020-03-10 | 10 | 10 | 10 | 2020-01-01 | 0 | 0%
[25 empty] | 2020-03-10 | 11 | 10 | 11 | 2020-01-01 | 0 | 0%
[25 empty] | 2020-03-10 | 12 | 10 | 12 | 2020-01-01 | 0 | 0%
[25 empty] | 2020-03-10 | 13 | 10 | 13 | 2020-01-01 | 0 | 0%
[25 empty] | 2020-03-10 | 14 | 10 | 14 | 2020-01-01 | 0 | 0%
[25 empty] | 2020-03-10 | 15 | 10 | 15 | 2020-01-01 | 0 | 0%
[25 empty] | 2020-03-10 | 16 | 10 | 16 | 2020-01-01 | 806.8549 | 0.001395%
[25 empty] | 2020-03-10 | 17 | 10 | 17 | 2020-01-01 | 0 | 0%
[25 empty] | 2020-03-10 | 18 | 10 | 18 | 2020-01-01 | 234.1286 | 0.0004048%
[25 empty] | 2020-03-10 | 19 | 10 | 19 | 2020-01-01 | 12127.7105 | 0.02097%
[25 empty] | 2020-03-10 | 20 | 10 | 20 | 2020-01-01 | 34866.8667 | 0.06028%
[25 empty] | 2020-03-10 | 21 | 10 | 21 | 2020-01-01 | 26323.3396 | 0.04551%
[25 empty] | 2020-03-10 | 22 | 10 | 22 | 2020-01-01 | 13986.3338 | 0.02418%
[25 empty] | 2020-03-10 | 23 | 10 | 23 | 2020-01-01 | 748.1383 | 0.001293%
[25 empty] | 2020-03-10 | 24 | 10 | 24 | 2020-01-01 | 0 | 0%
[25 empty] | 2020-03-11 | 1 | 11 | 1 | 2020-01-01 | 155.8801 | 0.0002695%
[25 empty] | 2020-03-11 | 2 | 11 | 2 | 2020-01-01 | 0 | 0%
[25 empty] | 2020-03-11 | 3 | 11 | 3 | 2020-01-01 | 0 | 0%
[25 empty] | 2020-03-11 | 4 | 11 | 4 | 2020-01-01 | 0 | 0%
[25 empty] | 2020-03-11 | 5 | 11 | 5 | 2020-01-01 | 0 | 0%
[25 empty] | 2020-03-11 | 6 | 11 | 6 | 2020-01-01 | 0 | 0%
[25 empty] | 2020-03-11 | 7 | 11 | 7 | 2020-01-01 | 96.234 | 0.0001664%
[25 empty] | 2020-03-11 | 8 | 11 | 8 | 2020-01-01 | 9.2812 | 1.604e-05%
[25 empty] | 2020-03-11 | 9 | 11 | 9 | 2020-01-01 | 689.4714 | 0.001192%
[25 empty] | 2020-03-11 | 10 | 11 | 10 | 2020-01-01 | 76.8489 | 0.0001329%
[25 empty] | 2020-03-11 | 11 | 11 | 11 | 2020-01-01 | 0 | 0%
[25 empty] | 2020-03-11 | 12 | 11 | 12 | 2020-01-01 | 0 | 0%
[25 empty] | 2020-03-11 | 13 | 11 | 13 | 2020-01-01 | 0 | 0%
[25 empty] | 2020-03-11 | 14 | 11 | 14 | 2020-01-01 | 0 | 0%
[25 empty] | 2020-03-11 | 15 | 11 | 15 | 2020-01-01 | 0 | 0%
[25 empty] | 2020-03-11 | 16 | 11 | 16 | 2020-01-01 | 124.1689 | 0.0002147%
[25 empty] | 2020-03-11 | 17 | 11 | 17 | 2020-01-01 | 0 | 0%
[25 empty] | 2020-03-11 | 18 | 11 | 18 | 2020-01-01 | 75.2351 | 0.0001301%
[25 empty] | 2020-03-11 | 19 | 11 | 19 | 2020-01-01 | 15093.6769 | 0.02609%
[25 empty] | 2020-03-11 | 20 | 11 | 20 | 2020-01-01 | 37553.4369 | 0.06492%
[25 empty] | 2020-03-11 | 21 | 11 | 21 | 2020-01-01 | 29453.1299 | 0.05092%
[25 empty] | 2020-03-11 | 22 | 11 | 22 | 2020-01-01 | 16380.82 | 0.02832%
[25 empty] | 2020-03-11 | 23 | 11 | 23 | 2020-01-01 | 1032.0266 | 0.001784%
[25 empty] | 2020-03-11 | 24 | 11 | 24 | 2020-01-01 | 0 | 0%
[25 empty] | 2020-03-12 | 1 | 12 | 1 | 2020-01-01 | 231.044 | 0.0003994%
[25 empty] | 2020-03-12 | 2 | 12 | 2 | 2020-01-01 | 0 | 0%
[25 empty] | 2020-03-12 | 3 | 12 | 3 | 2020-01-01 | 0 | 0%
[25 empty] | 2020-03-12 | 4 | 12 | 4 | 2020-01-01 | 0 | 0%
[25 empty] | 2020-03-12 | 5 | 12 | 5 | 2020-01-01 | 0 | 0%
[25 empty] | 2020-03-12 | 6 | 12 | 6 | 2020-01-01 | 0 | 0%
[25 empty] | 2020-03-12 | 7 | 12 | 7 | 2020-01-01 | 0 | 0%
[25 empty] | 2020-03-12 | 8 | 12 | 8 | 2020-01-01 | 198.0514 | 0.0003424%
[25 empty] | 2020-03-12 | 9 | 12 | 9 | 2020-01-01 | 945.4721 | 0.001634%
[25 empty] | 2020-03-12 | 10 | 12 | 10 | 2020-01-01 | 0 | 0%
[25 empty] | 2020-03-12 | 11 | 12 | 11 | 2020-01-01 | 0 | 0%
[25 empty] | 2020-03-12 | 12 | 12 | 12 | 2020-01-01 | 0 | 0%
[25 empty] | 2020-03-12 | 13 | 12 | 13 | 2020-01-01 | 0 | 0%
[25 empty] | 2020-03-12 | 14 | 12 | 14 | 2020-01-01 | 9.6003 | 1.66e-05%
[25 empty] | 2020-03-12 | 15 | 12 | 15 | 2020-01-01 | 0 | 0%
[25 empty] | 2020-03-12 | 16 | 12 | 16 | 2020-01-01 | 0 | 0%
[25 empty] | 2020-03-12 | 17 | 12 | 17 | 2020-01-01 | 0 | 0%
[25 empty] | 2020-03-12 | 18 | 12 | 18 | 2020-01-01 | 55.5584 | 9.605e-05%
[25 empty] | 2020-03-12 | 19 | 12 | 19 | 2020-01-01 | 16987.6975 | 0.02937%
[25 empty] | 2020-03-12 | 20 | 12 | 20 | 2020-01-01 | 45252.0412 | 0.07823%
[25 empty] | 2020-03-12 | 21 | 12 | 21 | 2020-01-01 | 35672.1882 | 0.06167%
[25 empty] | 2020-03-12 | 22 | 12 | 22 | 2020-01-01 | 26485.9873 | 0.04579%
[25 empty] | 2020-03-12 | 23 | 12 | 23 | 2020-01-01 | 6780.3556 | 0.01172%
[25 empty] | 2020-03-12 | 24 | 12 | 24 | 2020-01-01 | 7.0333 | 1.216e-05%
[25 empty] | 2020-03-13 | 1 | 13 | 1 | 2020-01-01 | 67.0889 | 0.000116%
[25 empty] | 2020-03-13 | 2 | 13 | 3 | 2020-01-01 | 0 | 0%
[25 empty] | 2020-03-13 | 3 | 13 | 4 | 2020-01-01 | 0 | 0%
[25 empty] | 2020-03-13 | 4 | 13 | 5 | 2020-01-01 | 0 | 0%
[25 empty] | 2020-03-13 | 5 | 13 | 6 | 2020-01-01 | 0 | 0%
[25 empty] | 2020-03-13 | 6 | 13 | 7 | 2020-01-01 | 0 | 0%
[25 empty] | 2020-03-13 | 7 | 13 | 8 | 2020-01-01 | 0 | 0%
[25 empty] | 2020-03-13 | 8 | 13 | 9 | 2020-01-01 | 146.6424 | 0.0002535%
[25 empty] | 2020-03-13 | 9 | 13 | 10 | 2020-01-01 | 38.3088 | 6.623e-05%
[25 empty] | 2020-03-13 | 10 | 13 | 11 | 2020-01-01 | 0 | 0%
[25 empty] | 2020-03-13 | 11 | 13 | 12 | 2020-01-01 | 0 | 0%
[25 empty] | 2020-03-13 | 12 | 13 | 13 | 2020-01-01 | 0 | 0%
[25 empty] | 2020-03-13 | 13 | 13 | 14 | 2020-01-01 | 0 | 0%
[25 empty] | 2020-03-13 | 14 | 13 | 15 | 2020-01-01 | 0 | 0%
[25 empty] | 2020-03-13 | 15 | 13 | 16 | 2020-01-01 | 0 | 0%
[25 empty] | 2020-03-13 | 16 | 13 | 17 | 2020-01-01 | 450.3374 | 0.0007785%
[25 empty] | 2020-03-13 | 17 | 13 | 18 | 2020-01-01 | 0 | 0%
[25 empty] | 2020-03-13 | 18 | 13 | 19 | 2020-01-01 | 0 | 0%
[25 empty] | 2020-03-13 | 19 | 13 | 20 | 2020-01-01 | 11162.2683 | 0.0193%
[25 empty] | 2020-03-13 | 20 | 13 | 21 | 2020-01-01 | 32015.8677 | 0.05535%
[25 empty] | 2020-03-13 | 21 | 13 | 22 | 2020-01-01 | 18522.5474 | 0.03202%
[25 empty] | 2020-03-13 | 22 | 13 | 23 | 2020-01-01 | 9726.508 | 0.01681%
[25 empty] | 2020-03-13 | 23 | 13 | 24 | 2020-01-01 | 339.2349 | 0.0005865%
[25 empty] | 2020-03-13 | 24 | 14 | 1 | 2020-01-01 | 0 | 0%
[25 empty] | 2020-03-14 | 1 | 14 | 2 | 2020-01-01 | 149.0099 | 0.0002576%
[25 empty] | 2020-03-14 | 2 | 14 | 3 | 2020-01-01 | 0 | 0%
[25 empty] | 2020-03-14 | 3 | 14 | 4 | 2020-01-01 | 0 | 0%
[25 empty] | 2020-03-14 | 4 | 14 | 5 | 2020-01-01 | 0 | 0%
[25 empty] | 2020-03-14 | 5 | 14 | 6 | 2020-01-01 | 0 | 0%
[25 empty] | 2020-03-14 | 6 | 14 | 7 | 2020-01-01 | 0 | 0%
[25 empty] | 2020-03-14 | 7 | 14 | 8 | 2020-01-01 | 0 | 0%
[25 empty] | 2020-03-14 | 8 | 14 | 9 | 2020-01-01 | 134.2633 | 0.0002321%
[25 empty] | 2020-03-14 | 9 | 14 | 10 | 2020-01-01 | 84.8229 | 0.0001466%
[25 empty] | 2020-03-14 | 10 | 14 | 11 | 2020-01-01 | 0 | 0%
[25 empty] | 2020-03-14 | 11 | 14 | 12 | 2020-01-01 | 0 | 0%
[25 empty] | 2020-03-14 | 12 | 14 | 13 | 2020-01-01 | 0 | 0%
[25 empty] | 2020-03-14 | 13 | 14 | 14 | 2020-01-01 | 0 | 0%
[25 empty] | 2020-03-14 | 14 | 14 | 15 | 2020-01-01 | 0 | 0%
[25 empty] | 2020-03-14 | 15 | 14 | 16 | 2020-01-01 | 0 | 0%
[25 empty] | 2020-03-14 | 16 | 14 | 17 | 2020-01-01 | 207.5223 | 0.0003588%
[25 empty] | 2020-03-14 | 17 | 14 | 18 | 2020-01-01 | 0 | 0%
[25 empty] | 2020-03-14 | 18 | 14 | 19 | 2020-01-01 | 0 | 0%
[25 empty] | 2020-03-14 | 19 | 14 | 20 | 2020-01-01 | 3980.708 | 0.006882%
[25 empty] | 2020-03-14 | 20 | 14 | 21 | 2020-01-01 | 24522.8036 | 0.04239%
[25 empty] | 2020-03-14 | 21 | 14 | 22 | 2020-01-01 | 21766.2354 | 0.03763%
[25 empty] | 2020-03-14 | 22 | 14 | 23 | 2020-01-01 | 8723.1051 | 0.01508%
[25 empty] | 2020-03-14 | 23 | 14 | 24 | 2020-01-01 | 130.1726 | 0.000225%
[25 empty] | 2020-03-14 | 24 | 15 | 1 | 2020-01-01 | 0 | 0%
[25 empty] | 2020-03-15 | 1 | 15 | 2 | 2020-01-01 | 56.3413 | 9.74e-05%
[25 empty] | 2020-03-15 | 2 | 15 | 3 | 2020-01-01 | 0 | 0%
[25 empty] | 2020-03-15 | 3 | 15 | 4 | 2020-01-01 | 0 | 0%
[25 empty] | 2020-03-15 | 4 | 15 | 5 | 2020-01-01 | 0 | 0%
[25 empty] | 2020-03-15 | 5 | 15 | 6 | 2020-01-01 | 0 | 0%
[25 empty] | 2020-03-15 | 6 | 15 | 7 | 2020-01-01 | 0 | 0%
[25 empty] | 2020-03-15 | 7 | 15 | 8 | 2020-01-01 | 0 | 0%
[25 empty] | 2020-03-15 | 8 | 15 | 9 | 2020-01-01 | 39.6902 | 6.861e-05%
[25 empty] | 2020-03-15 | 9 | 15 | 10 | 2020-01-01 | 24.2364 | 4.19e-05%
[25 empty] | 2020-03-15 | 10 | 15 | 11 | 2020-01-01 | 0 | 0%
[25 empty] | 2020-03-15 | 11 | 15 | 12 | 2020-01-01 | 0 | 0%
[25 empty] | 2020-03-15 | 12 | 15 | 13 | 2020-01-01 | 0 | 0%
[25 empty] | 2020-03-15 | 13 | 15 | 14 | 2020-01-01 | 0 | 0%
[25 empty] | 2020-03-15 | 14 | 15 | 15 | 2020-01-01 | 0 | 0%
[25 empty] | 2020-03-15 | 15 | 15 | 16 | 2020-01-01 | 0 | 0%
[25 empty] | 2020-03-15 | 16 | 15 | 17 | 2020-01-01 | 390.4846 | 0.0006751%
[25 empty] | 2020-03-15 | 17 | 15 | 18 | 2020-01-01 | 0 | 0%
[25 empty] | 2020-03-15 | 18 | 15 | 19 | 2020-01-01 | 0 | 0%
[25 empty] | 2020-03-15 | 19 | 15 | 20 | 2020-01-01 | 3458.4305 | 0.005979%
[25 empty] | 2020-03-15 | 20 | 15 | 21 | 2020-01-01 | 29583.8855 | 0.05114%
[25 empty] | 2020-03-15 | 21 | 15 | 22 | 2020-01-01 | 28201.9374 | 0.04875%
[25 empty] | 2020-03-15 | 22 | 15 | 23 | 2020-01-01 | 12152.0376 | 0.02101%
[25 empty] | 2020-03-15 | 23 | 15 | 24 | 2020-01-01 | 107.1714 | 0.0001853%
[25 empty] | 2020-03-15 | 24 | 16 | 1 | 2020-01-01 | 0 | 0%
[25 empty] | 2020-03-16 | 1 | 16 | 2 | 2020-01-01 | 0 | 0%
[25 empty] | 2020-03-16 | 2 | 16 | 3 | 2020-01-01 | 0 | 0%
[25 empty] | 2020-03-16 | 3 | 16 | 4 | 2020-01-01 | 0 | 0%
[25 empty] | 2020-03-16 | 4 | 16 | 5 | 2020-01-01 | 0 | 0%
[25 empty] | 2020-03-16 | 5 | 16 | 6 | 2020-01-01 | 0 | 0%
[25 empty] | 2020-03-16 | 6 | 16 | 7 | 2020-01-01 | 0 | 0%
[25 empty] | 2020-03-16 | 7 | 16 | 8 | 2020-01-01 | 0 | 0%
[25 empty] | 2020-03-16 | 8 | 16 | 9 | 2020-01-01 | 114.5253 | 0.000198%
[25 empty] | 2020-03-16 | 9 | 16 | 10 | 2020-01-01 | 25.5055 | 4.409e-05%
[25 empty] | 2020-03-16 | 10 | 16 | 11 | 2020-01-01 | 0 | 0%
[25 empty] | 2020-03-16 | 11 | 16 | 12 | 2020-01-01 | 0 | 0%
[25 empty] | 2020-03-16 | 12 | 16 | 13 | 2020-01-01 | 0 | 0%
[25 empty] | 2020-03-16 | 13 | 16 | 14 | 2020-01-01 | 0 | 0%
[25 empty] | 2020-03-16 | 14 | 16 | 15 | 2020-01-01 | 0 | 0%
[25 empty] | 2020-03-16 | 15 | 16 | 16 | 2020-01-01 | 0 | 0%
[25 empty] | 2020-03-16 | 16 | 16 | 17 | 2020-01-01 | 170.1954 | 0.0002942%
[25 empty] | 2020-03-16 | 17 | 16 | 18 | 2020-01-01 | 0 | 0%
[25 empty] | 2020-03-16 | 18 | 16 | 19 | 2020-01-01 | 0 | 0%
[25 empty] | 2020-03-16 | 19 | 16 | 20 | 2020-01-01 | 14008.7199 | 0.02422%
[25 empty] | 2020-03-16 | 20 | 16 | 21 | 2020-01-01 | 40068.0899 | 0.06927%
[25 empty] | 2020-03-16 | 21 | 16 | 22 | 2020-01-01 | 32004.8802 | 0.05533%
[25 empty] | 2020-03-16 | 22 | 16 | 23 | 2020-01-01 | 24667.9452 | 0.04264%
[25 empty] | 2020-03-16 | 23 | 16 | 24 | 2020-01-01 | 7148.3086 | 0.01236%
[25 empty] | 2020-03-16 | 24 | 17 | 1 | 2020-01-01 | 0 | 0%
[25 empty] | 2020-03-17 | 1 | 17 | 2 | 2020-01-01 | 32.5607 | 5.629e-05%
[25 empty] | 2020-03-17 | 2 | 17 | 3 | 2020-01-01 | 0 | 0%
[25 empty] | 2020-03-17 | 3 | 17 | 4 | 2020-01-01 | 0 | 0%
[25 empty] | 2020-03-17 | 4 | 17 | 5 | 2020-01-01 | 0 | 0%
[25 empty] | 2020-03-17 | 5 | 17 | 6 | 2020-01-01 | 0 | 0%
[25 empty] | 2020-03-17 | 6 | 17 | 7 | 2020-01-01 | 0 | 0%
[25 empty] | 2020-03-17 | 7 | 17 | 8 | 2020-01-01 | 0 | 0%
[25 empty] | 2020-03-17 | 8 | 17 | 9 | 2020-01-01 | 105.1723 | 0.0001818%
[25 empty] | 2020-03-17 | 9 | 17 | 10 | 2020-01-01 | 61.3421 | 0.000106%
[25 empty] | 2020-03-17 | 10 | 17 | 11 | 2020-01-01 | 0 | 0%
[25 empty] | 2020-03-17 | 11 | 17 | 12 | 2020-01-01 | 0 | 0%
[25 empty] | 2020-03-17 | 12 | 17 | 13 | 2020-01-01 | 0 | 0%
[25 empty] | 2020-03-17 | 13 | 17 | 14 | 2020-01-01 | 0 | 0%
[25 empty] | 2020-03-17 | 14 | 17 | 15 | 2020-01-01 | 0 | 0%
[25 empty] | 2020-03-17 | 15 | 17 | 16 | 2020-01-01 | 0 | 0%
[25 empty] | 2020-03-17 | 16 | 17 | 17 | 2020-01-01 | 452.3303 | 0.000782%
[25 empty] | 2020-03-17 | 17 | 17 | 18 | 2020-01-01 | 0 | 0%
[25 empty] | 2020-03-17 | 18 | 17 | 19 | 2020-01-01 | 0 | 0%
[25 empty] | 2020-03-17 | 19 | 17 | 20 | 2020-01-01 | 7691.9973 | 0.0133%
[25 empty] | 2020-03-17 | 20 | 17 | 21 | 2020-01-01 | 35235.4707 | 0.06091%
[25 empty] | 2020-03-17 | 21 | 17 | 22 | 2020-01-01 | 26640.2259 | 0.04605%
[25 empty] | 2020-03-17 | 22 | 17 | 23 | 2020-01-01 | 13859.2542 | 0.02396%
[25 empty] | 2020-03-17 | 23 | 17 | 24 | 2020-01-01 | 480.2963 | 0.0008303%
[25 empty] | 2020-03-17 | 24 | 18 | 1 | 2020-01-01 | 0 | 0%
[25 empty] | 2020-03-18 | 1 | 18 | 2 | 2020-01-01 | 217.9036 | 0.0003767%
[25 empty] | 2020-03-18 | 2 | 18 | 3 | 2020-01-01 | 0 | 0%
[25 empty] | 2020-03-18 | 3 | 18 | 4 | 2020-01-01 | 0 | 0%
[25 empty] | 2020-03-18 | 4 | 18 | 5 | 2020-01-01 | 0 | 0%
[25 empty] | 2020-03-18 | 5 | 18 | 6 | 2020-01-01 | 0 | 0%
[25 empty] | 2020-03-18 | 6 | 18 | 7 | 2020-01-01 | 0 | 0%
[25 empty] | 2020-03-18 | 7 | 18 | 8 | 2020-01-01 | 0 | 0%
[25 empty] | 2020-03-18 | 8 | 18 | 9 | 2020-01-01 | 177.2793 | 0.0003065%
[25 empty] | 2020-03-18 | 9 | 18 | 10 | 2020-01-01 | 95.1918 | 0.0001646%
[25 empty] | 2020-03-18 | 10 | 18 | 11 | 2020-01-01 | 0 | 0%
[25 empty] | 2020-03-18 | 11 | 18 | 12 | 2020-01-01 | 0 | 0%
[25 empty] | 2020-03-18 | 12 | 18 | 13 | 2020-01-01 | 0 | 0%
[25 empty] | 2020-03-18 | 13 | 18 | 14 | 2020-01-01 | 0 | 0%
[25 empty] | 2020-03-18 | 14 | 18 | 15 | 2020-01-01 | 0 | 0%
[25 empty] | 2020-03-18 | 15 | 18 | 16 | 2020-01-01 | 0 | 0%
[25 empty] | 2020-03-18 | 16 | 18 | 17 | 2020-01-01 | 309.3753 | 0.0005348%
[25 empty] | 2020-03-18 | 17 | 18 | 18 | 2020-01-01 | 0 | 0%
[25 empty] | 2020-03-18 | 18 | 18 | 19 | 2020-01-01 | 0 | 0%
[25 empty] | 2020-03-18 | 19 | 18 | 20 | 2020-01-01 | 6054.6756 | 0.01047%
[25 empty] | 2020-03-18 | 20 | 18 | 21 | 2020-01-01 | 32505.2648 | 0.05619%
[25 empty] | 2020-03-18 | 21 | 18 | 22 | 2020-01-01 | 24658.4595 | 0.04263%
[25 empty] | 2020-03-18 | 22 | 18 | 23 | 2020-01-01 | 13144.031 | 0.02272%
[25 empty] | 2020-03-18 | 23 | 18 | 24 | 2020-01-01 | 569.5606 | 0.0009846%
[25 empty] | 2020-03-18 | 24 | 19 | 1 | 2020-01-01 | 0 | 0%
[25 empty] | 2020-03-19 | 1 | 19 | 2 | 2020-01-01 | 142.031 | 0.0002455%
[25 empty] | 2020-03-19 | 2 | 19 | 3 | 2020-01-01 | 0 | 0%
[25 empty] | 2020-03-19 | 3 | 19 | 4 | 2020-01-01 | 0 | 0%
[25 empty] | 2020-03-19 | 4 | 19 | 5 | 2020-01-01 | 0 | 0%
[25 empty] | 2020-03-19 | 5 | 19 | 6 | 2020-01-01 | 0 | 0%
[25 empty] | 2020-03-19 | 6 | 19 | 7 | 2020-01-01 | 0 | 0%
[25 empty] | 2020-03-19 | 7 | 19 | 8 | 2020-01-01 | 30.4676 | 5.267e-05%
[25 empty] | 2020-03-19 | 8 | 19 | 9 | 2020-01-01 | 301.9466 | 0.000522%
[25 empty] | 2020-03-19 | 9 | 19 | 10 | 2020-01-01 | 2125.919 | 0.003675%
[25 empty] | 2020-03-19 | 10 | 19 | 11 | 2020-01-01 | 0 | 0%
[25 empty] | 2020-03-19 | 11 | 19 | 12 | 2020-01-01 | 0 | 0%
[25 empty] | 2020-03-19 | 12 | 19 | 13 | 2020-01-01 | 0 | 0%
[25 empty] | 2020-03-19 | 13 | 19 | 14 | 2020-01-01 | 0 | 0%
[25 empty] | 2020-03-19 | 14 | 19 | 15 | 2020-01-01 | 0 | 0%
[25 empty] | 2020-03-19 | 15 | 19 | 16 | 2020-01-01 | 0 | 0%
[25 empty] | 2020-03-19 | 16 | 19 | 17 | 2020-01-01 | 141.661 | 0.0002449%
[25 empty] | 2020-03-19 | 17 | 19 | 18 | 2020-01-01 | 0 | 0%
[25 empty] | 2020-03-19 | 18 | 19 | 19 | 2020-01-01 | 0 | 0%
[25 empty] | 2020-03-19 | 19 | 19 | 20 | 2020-01-01 | 2731.7623 | 0.004723%
[25 empty] | 2020-03-19 | 20 | 19 | 21 | 2020-01-01 | 21732.1223 | 0.03757%
[25 empty] | 2020-03-19 | 21 | 19 | 22 | 2020-01-01 | 16541.3593 | 0.0286%
[25 empty] | 2020-03-19 | 22 | 19 | 23 | 2020-01-01 | 8611.9628 | 0.01489%
[25 empty] | 2020-03-19 | 23 | 19 | 24 | 2020-01-01 | 214.6857 | 0.0003711%
[25 empty] | 2020-03-19 | 24 | 20 | 1 | 2020-01-01 | 0 | 0%
[25 empty] | 2020-03-20 | 1 | 20 | 2 | 2020-01-01 | 35.8212 | 6.193e-05%
[25 empty] | 2020-03-20 | 2 | 20 | 3 | 2020-01-01 | 0 | 0%
[25 empty] | 2020-03-20 | 3 | 20 | 4 | 2020-01-01 | 0 | 0%
[25 empty] | 2020-03-20 | 4 | 20 | 5 | 2020-01-01 | 0 | 0%
[25 empty] | 2020-03-20 | 5 | 20 | 6 | 2020-01-01 | 0 | 0%
[25 empty] | 2020-03-20 | 6 | 20 | 7 | 2020-01-01 | 0 | 0%
[25 empty] | 2020-03-20 | 7 | 20 | 8 | 2020-01-01 | 3.6251 | 6.267e-06%
[25 empty] | 2020-03-20 | 8 | 20 | 9 | 2020-01-01 | 0 | 0%
[25 empty] | 2020-03-20 | 9 | 20 | 10 | 2020-01-01 | 3497.6121 | 0.006047%
[25 empty] | 2020-03-20 | 10 | 20 | 11 | 2020-01-01 | 128.1143 | 0.0002215%
[25 empty] | 2020-03-20 | 11 | 20 | 12 | 2020-01-01 | 0 | 0%
[25 empty] | 2020-03-20 | 12 | 20 | 13 | 2020-01-01 | 0 | 0%
[25 empty] | 2020-03-20 | 13 | 20 | 14 | 2020-01-01 | 0 | 0%
[25 empty] | 2020-03-20 | 14 | 20 | 15 | 2020-01-01 | 0 | 0%
[25 empty] | 2020-03-20 | 15 | 20 | 16 | 2020-01-01 | 0 | 0%
[25 empty] | 2020-03-20 | 16 | 20 | 17 | 2020-01-01 | 7.1047 | 1.228e-05%
[25 empty] | 2020-03-20 | 17 | 20 | 18 | 2020-01-01 | 0 | 0%
[25 empty] | 2020-03-20 | 18 | 20 | 19 | 2020-01-01 | 0 | 0%
[25 empty] | 2020-03-20 | 19 | 20 | 20 | 2020-01-01 | 397.5883 | 0.0006873%
[25 empty] | 2020-03-20 | 20 | 20 | 21 | 2020-01-01 | 8603.3421 | 0.01487%
[25 empty] | 2020-03-20 | 21 | 20 | 22 | 2020-01-01 | 5195.7075 | 0.008982%
[25 empty] | 2020-03-20 | 22 | 20 | 23 | 2020-01-01 | 1758.5504 | 0.00304%
[25 empty] | 2020-03-20 | 23 | 20 | 24 | 2020-01-01 | 10.2664 | 1.775e-05%
[25 empty] | 2020-03-20 | 24 | 21 | 1 | 2020-01-01 | 0 | 0%
[25 empty] | 2020-03-21 | 1 | 21 | 2 | 2020-01-01 | 20.5865 | 3.559e-05%
[25 empty] | 2020-03-21 | 2 | 21 | 3 | 2020-01-01 | 0 | 0%
[25 empty] | 2020-03-21 | 3 | 21 | 4 | 2020-01-01 | 0 | 0%
[25 empty] | 2020-03-21 | 4 | 21 | 5 | 2020-01-01 | 0 | 0%
[25 empty] | 2020-03-21 | 5 | 21 | 6 | 2020-01-01 | 0 | 0%
[25 empty] | 2020-03-21 | 6 | 21 | 7 | 2020-01-01 | 0 | 0%
[25 empty] | 2020-03-21 | 7 | 21 | 8 | 2020-01-01 | 0 | 0%
[25 empty] | 2020-03-21 | 8 | 21 | 9 | 2020-01-01 | 15.9568 | 2.759e-05%
[25 empty] | 2020-03-21 | 9 | 21 | 10 | 2020-01-01 | 5646.9615 | 0.009762%
[25 empty] | 2020-03-21 | 10 | 21 | 11 | 2020-01-01 | 361.8233 | 0.0006255%
[25 empty] | 2020-03-21 | 11 | 21 | 12 | 2020-01-01 | 0 | 0%
[25 empty] | 2020-03-21 | 12 | 21 | 13 | 2020-01-01 | 0 | 0%
[25 empty] | 2020-03-21 | 13 | 21 | 14 | 2020-01-01 | 0 | 0%
[25 empty] | 2020-03-21 | 14 | 21 | 15 | 2020-01-01 | 0 | 0%
[25 empty] | 2020-03-21 | 15 | 21 | 16 | 2020-01-01 | 0 | 0%
[25 empty] | 2020-03-21 | 16 | 21 | 17 | 2020-01-01 | 0 | 0%
[25 empty] | 2020-03-21 | 17 | 21 | 18 | 2020-01-01 | 0 | 0%
[25 empty] | 2020-03-21 | 18 | 21 | 19 | 2020-01-01 | 0 | 0%
[25 empty] | 2020-03-21 | 19 | 21 | 20 | 2020-01-01 | 14.4359 | 2.496e-05%
[25 empty] | 2020-03-21 | 20 | 21 | 21 | 2020-01-01 | 5992.8732 | 0.01036%
[25 empty] | 2020-03-21 | 21 | 21 | 22 | 2020-01-01 | 4648.3427 | 0.008036%
[25 empty] | 2020-03-21 | 22 | 21 | 23 | 2020-01-01 | 1098.3396 | 0.001899%
[25 empty] | 2020-03-21 | 23 | 21 | 24 | 2020-01-01 | 0 | 0%
[25 empty] | 2020-03-21 | 24 | 22 | 1 | 2020-01-01 | 0 | 0%
[25 empty] | 2020-03-22 | 1 | 22 | 2 | 2020-01-01 | 36.5844 | 6.325e-05%
[25 empty] | 2020-03-22 | 2 | 22 | 3 | 2020-01-01 | 0 | 0%
[25 empty] | 2020-03-22 | 3 | 22 | 4 | 2020-01-01 | 0 | 0%
[25 empty] | 2020-03-22 | 4 | 22 | 5 | 2020-01-01 | 0 | 0%
[25 empty] | 2020-03-22 | 5 | 22 | 6 | 2020-01-01 | 0 | 0%
[25 empty] | 2020-03-22 | 6 | 22 | 7 | 2020-01-01 | 12.188 | 2.107e-05%
[25 empty] | 2020-03-22 | 7 | 22 | 8 | 2020-01-01 | 127.8685 | 0.0002211%
[25 empty] | 2020-03-22 | 8 | 22 | 9 | 2020-01-01 | 15.5371 | 2.686e-05%
[25 empty] | 2020-03-22 | 9 | 22 | 10 | 2020-01-01 | 1402.9335 | 0.002425%
[25 empty] | 2020-03-22 | 10 | 22 | 11 | 2020-01-01 | 53.1945 | 9.196e-05%
[25 empty] | 2020-03-22 | 11 | 22 | 12 | 2020-01-01 | 0 | 0%
[25 empty] | 2020-03-22 | 12 | 22 | 13 | 2020-01-01 | 0 | 0%
[25 empty] | 2020-03-22 | 13 | 22 | 14 | 2020-01-01 | 0 | 0%
[25 empty] | 2020-03-22 | 14 | 22 | 15 | 2020-01-01 | 0 | 0%
[25 empty] | 2020-03-22 | 15 | 22 | 16 | 2020-01-01 | 0 | 0%
[25 empty] | 2020-03-22 | 16 | 22 | 17 | 2020-01-01 | 1768.2215 | 0.003057%
[25 empty] | 2020-03-22 | 17 | 22 | 18 | 2020-01-01 | 0 | 0%
[25 empty] | 2020-03-22 | 18 | 22 | 19 | 2020-01-01 | 0 | 0%
[25 empty] | 2020-03-22 | 19 | 22 | 20 | 2020-01-01 | 2.9501 | 5.1e-06%
[25 empty] | 2020-03-22 | 20 | 22 | 21 | 2020-01-01 | 5261.4079 | 0.009096%
[25 empty] | 2020-03-22 | 21 | 22 | 22 | 2020-01-01 | 4844.4011 | 0.008375%
[25 empty] | 2020-03-22 | 22 | 22 | 23 | 2020-01-01 | 1130.9792 | 0.001955%
[25 empty] | 2020-03-22 | 23 | 22 | 24 | 2020-01-01 | 0 | 0%
[25 empty] | 2020-03-22 | 24 | 23 | 1 | 2020-01-01 | 0 | 0%
[25 empty] | 2020-03-23 | 1 | 23 | 2 | 2020-01-01 | 8.297 | 1.434e-05%
[25 empty] | 2020-03-23 | 2 | 23 | 3 | 2020-01-01 | 0 | 0%
[25 empty] | 2020-03-23 | 3 | 23 | 4 | 2020-01-01 | 0 | 0%
[25 empty] | 2020-03-23 | 4 | 23 | 5 | 2020-01-01 | 0 | 0%
[25 empty] | 2020-03-23 | 5 | 23 | 6 | 2020-01-01 | 0 | 0%
[25 empty] | 2020-03-23 | 6 | 23 | 7 | 2020-01-01 | 0 | 0%
[25 empty] | 2020-03-23 | 7 | 23 | 8 | 2020-01-01 | 19.819 | 3.426e-05%
[25 empty] | 2020-03-23 | 8 | 23 | 9 | 2020-01-01 | 0 | 0%
[25 empty] | 2020-03-23 | 9 | 23 | 10 | 2020-01-01 | 5146.298 | 0.008897%
[25 empty] | 2020-03-23 | 10 | 23 | 11 | 2020-01-01 | 1196.1594 | 0.002068%
[25 empty] | 2020-03-23 | 11 | 23 | 12 | 2020-01-01 | 0 | 0%
[25 empty] | 2020-03-23 | 12 | 23 | 13 | 2020-01-01 | 0 | 0%
[25 empty] | 2020-03-23 | 13 | 23 | 14 | 2020-01-01 | 0 | 0%
[25 empty] | 2020-03-23 | 14 | 23 | 15 | 2020-01-01 | 0 | 0%
[25 empty] | 2020-03-23 | 15 | 23 | 16 | 2020-01-01 | 0 | 0%
[25 empty] | 2020-03-23 | 16 | 23 | 17 | 2020-01-01 | 138.7342 | 0.0002398%
[25 empty] | 2020-03-23 | 17 | 23 | 18 | 2020-01-01 | 0 | 0%
[25 empty] | 2020-03-23 | 18 | 23 | 19 | 2020-01-01 | 0 | 0%
[25 empty] | 2020-03-23 | 19 | 23 | 20 | 2020-01-01 | 246.4746 | 0.0004261%
[25 empty] | 2020-03-23 | 20 | 23 | 21 | 2020-01-01 | 13592.5673 | 0.0235%
[25 empty] | 2020-03-23 | 21 | 23 | 22 | 2020-01-01 | 9401.2511 | 0.01625%
[25 empty] | 2020-03-23 | 22 | 23 | 23 | 2020-01-01 | 5273.7294 | 0.009117%
[25 empty] | 2020-03-23 | 23 | 23 | 24 | 2020-01-01 | 125.4668 | 0.0002169%
[25 empty] | 2020-03-23 | 24 | 24 | 1 | 2020-01-01 | 0 | 0%
[25 empty] | 2020-03-24 | 1 | 24 | 2 | 2020-01-01 | 101.2858 | 0.0001751%
[25 empty] | 2020-03-24 | 2 | 24 | 3 | 2020-01-01 | 0 | 0%
[25 empty] | 2020-03-24 | 3 | 24 | 4 | 2020-01-01 | 0 | 0%
[25 empty] | 2020-03-24 | 4 | 24 | 5 | 2020-01-01 | 0 | 0%
[25 empty] | 2020-03-24 | 5 | 24 | 6 | 2020-01-01 | 0 | 0%
[25 empty] | 2020-03-24 | 6 | 24 | 7 | 2020-01-01 | 0 | 0%
[25 empty] | 2020-03-24 | 7 | 24 | 8 | 2020-01-01 | 43.407 | 7.504e-05%
[25 empty] | 2020-03-24 | 8 | 24 | 9 | 2020-01-01 | 30.4132 | 5.258e-05%
[25 empty] | 2020-03-24 | 9 | 24 | 10 | 2020-01-01 | 1293.7372 | 0.002237%
[25 empty] | 2020-03-24 | 10 | 24 | 11 | 2020-01-01 | 0 | 0%
[25 empty] | 2020-03-24 | 11 | 24 | 12 | 2020-01-01 | 0 | 0%
[25 empty] | 2020-03-24 | 12 | 24 | 13 | 2020-01-01 | 0 | 0%
[25 empty] | 2020-03-24 | 13 | 24 | 14 | 2020-01-01 | 0 | 0%
[25 empty] | 2020-03-24 | 14 | 24 | 15 | 2020-01-01 | 0 | 0%
[25 empty] | 2020-03-24 | 15 | 24 | 16 | 2020-01-01 | 0 | 0%
[25 empty] | 2020-03-24 | 16 | 24 | 17 | 2020-01-01 | 107.8604 | 0.0001865%
[25 empty] | 2020-03-24 | 17 | 24 | 18 | 2020-01-01 | 0 | 0%
[25 empty] | 2020-03-24 | 18 | 24 | 19 | 2020-01-01 | 0 | 0%
[25 empty] | 2020-03-24 | 19 | 24 | 20 | 2020-01-01 | 1384.9742 | 0.002394%
[25 empty] | 2020-03-24 | 20 | 24 | 21 | 2020-01-01 | 18260.8107 | 0.03157%
[25 empty] | 2020-03-24 | 21 | 24 | 22 | 2020-01-01 | 13027.5513 | 0.02252%
[25 empty] | 2020-03-24 | 22 | 24 | 23 | 2020-01-01 | 4482.8328 | 0.00775%
[25 empty] | 2020-03-24 | 23 | 24 | 24 | 2020-01-01 | 45.0331 | 7.785e-05%
[25 empty] | 2020-03-24 | 24 | 25 | 1 | 2020-01-01 | 0 | 0%
[25 empty] | 2020-03-25 | 1 | 25 | 2 | 2020-01-01 | 46.2279 | 7.992e-05%
[25 empty] | 2020-03-25 | 2 | 25 | 3 | 2020-01-01 | 0 | 0%
[25 empty] | 2020-03-25 | 3 | 25 | 4 | 2020-01-01 | 0 | 0%
[25 empty] | 2020-03-25 | 4 | 25 | 5 | 2020-01-01 | 0 | 0%
[25 empty] | 2020-03-25 | 5 | 25 | 6 | 2020-01-01 | 0 | 0%
[25 empty] | 2020-03-25 | 6 | 25 | 7 | 2020-01-01 | 0 | 0%
[25 empty] | 2020-03-25 | 7 | 25 | 8 | 2020-01-01 | 40.0245 | 6.919e-05%
[25 empty] | 2020-03-25 | 8 | 25 | 9 | 2020-01-01 | 0 | 0%
[25 empty] | 2020-03-25 | 9 | 25 | 10 | 2020-01-01 | 2626.7907 | 0.004541%
[25 empty] | 2020-03-25 | 10 | 25 | 11 | 2020-01-01 | 0 | 0%
[25 empty] | 2020-03-25 | 11 | 25 | 12 | 2020-01-01 | 0 | 0%
[25 empty] | 2020-03-25 | 12 | 25 | 13 | 2020-01-01 | 0 | 0%
[25 empty] | 2020-03-25 | 13 | 25 | 14 | 2020-01-01 | 0 | 0%
[25 empty] | 2020-03-25 | 14 | 25 | 15 | 2020-01-01 | 0 | 0%
[25 empty] | 2020-03-25 | 15 | 25 | 16 | 2020-01-01 | 1396.4092 | 0.002414%
[25 empty] | 2020-03-25 | 16 | 25 | 17 | 2020-01-01 | 27.7729 | 4.801e-05%
[25 empty] | 2020-03-25 | 17 | 25 | 18 | 2020-01-01 | 0 | 0%
[25 empty] | 2020-03-25 | 18 | 25 | 19 | 2020-01-01 | 0 | 0%
[25 empty] | 2020-03-25 | 19 | 25 | 20 | 2020-01-01 | 1073.2882 | 0.001855%
[25 empty] | 2020-03-25 | 20 | 25 | 21 | 2020-01-01 | 13727.3764 | 0.02373%
[25 empty] | 2020-03-25 | 21 | 25 | 22 | 2020-01-01 | 9723.3797 | 0.01681%
[25 empty] | 2020-03-25 | 22 | 25 | 23 | 2020-01-01 | 4582.7083 | 0.007922%
[25 empty] | 2020-03-25 | 23 | 25 | 24 | 2020-01-01 | 98.118 | 0.0001696%
[25 empty] | 2020-03-25 | 24 | 26 | 1 | 2020-01-01 | 0 | 0%
[25 empty] | 2020-03-26 | 1 | 26 | 2 | 2020-01-01 | 183.8917 | 0.0003179%
[25 empty] | 2020-03-26 | 2 | 26 | 3 | 2020-01-01 | 0 | 0%
[25 empty] | 2020-03-26 | 3 | 26 | 4 | 2020-01-01 | 0 | 0%
[25 empty] | 2020-03-26 | 4 | 26 | 5 | 2020-01-01 | 0 | 0%
[25 empty] | 2020-03-26 | 5 | 26 | 6 | 2020-01-01 | 0 | 0%
[25 empty] | 2020-03-26 | 6 | 26 | 7 | 2020-01-01 | 0 | 0%
[25 empty] | 2020-03-26 | 7 | 26 | 8 | 2020-01-01 | 55.8257 | 9.651e-05%
[25 empty] | 2020-03-26 | 8 | 26 | 9 | 2020-01-01 | 203.3448 | 0.0003515%
[25 empty] | 2020-03-26 | 9 | 26 | 10 | 2020-01-01 | 169.1028 | 0.0002923%
[25 empty] | 2020-03-26 | 10 | 26 | 11 | 2020-01-01 | 0 | 0%
[25 empty] | 2020-03-26 | 11 | 26 | 12 | 2020-01-01 | 0 | 0%
[25 empty] | 2020-03-26 | 12 | 26 | 13 | 2020-01-01 | 0 | 0%
[25 empty] | 2020-03-26 | 13 | 26 | 14 | 2020-01-01 | 0 | 0%
[25 empty] | 2020-03-26 | 14 | 26 | 15 | 2020-01-01 | 0 | 0%
[25 empty] | 2020-03-26 | 15 | 26 | 16 | 2020-01-01 | 169.0056 | 0.0002922%
[25 empty] | 2020-03-26 | 16 | 26 | 17 | 2020-01-01 | 113.1919 | 0.0001957%
[25 empty] | 2020-03-26 | 17 | 26 | 18 | 2020-01-01 | 0 | 0%
[25 empty] | 2020-03-26 | 18 | 26 | 19 | 2020-01-01 | 0 | 0%
[25 empty] | 2020-03-26 | 19 | 26 | 20 | 2020-01-01 | 1496.2708 | 0.002587%
[25 empty] | 2020-03-26 | 20 | 26 | 21 | 2020-01-01 | 17086.9677 | 0.02954%
[25 empty] | 2020-03-26 | 21 | 26 | 22 | 2020-01-01 | 13665.3376 | 0.02362%
[25 empty] | 2020-03-26 | 22 | 26 | 23 | 2020-01-01 | 5938.8699 | 0.01027%
[25 empty] | 2020-03-26 | 23 | 26 | 24 | 2020-01-01 | 155.3028 | 0.0002685%
[25 empty] | 2020-03-26 | 24 | 27 | 1 | 2020-01-01 | 0 | 0%
[25 empty] | 2020-03-27 | 1 | 27 | 2 | 2020-01-01 | 17.3677 | 3.002e-05%
[25 empty] | 2020-03-27 | 2 | 27 | 3 | 2020-01-01 | 0 | 0%
[25 empty] | 2020-03-27 | 3 | 27 | 4 | 2020-01-01 | 0 | 0%
[25 empty] | 2020-03-27 | 4 | 27 | 5 | 2020-01-01 | 0 | 0%
[25 empty] | 2020-03-27 | 5 | 27 | 6 | 2020-01-01 | 0 | 0%
[25 empty] | 2020-03-27 | 6 | 27 | 7 | 2020-01-01 | 0 | 0%
[25 empty] | 2020-03-27 | 7 | 27 | 8 | 2020-01-01 | 5.5162 | 9.536e-06%
[25 empty] | 2020-03-27 | 8 | 27 | 9 | 2020-01-01 | 0 | 0%
[25 empty] | 2020-03-27 | 9 | 27 | 10 | 2020-01-01 | 3270.8422 | 0.005654%
[25 empty] | 2020-03-27 | 10 | 27 | 11 | 2020-01-01 | 0 | 0%
[25 empty] | 2020-03-27 | 11 | 27 | 12 | 2020-01-01 | 0 | 0%
[25 empty] | 2020-03-27 | 12 | 27 | 13 | 2020-01-01 | 0 | 0%
[25 empty] | 2020-03-27 | 13 | 27 | 14 | 2020-01-01 | 0 | 0%
[25 empty] | 2020-03-27 | 14 | 27 | 15 | 2020-01-01 | 0 | 0%
[25 empty] | 2020-03-27 | 15 | 27 | 16 | 2020-01-01 | 0 | 0%
[25 empty] | 2020-03-27 | 16 | 27 | 17 | 2020-01-01 | 0 | 0%
[25 empty] | 2020-03-27 | 17 | 27 | 18 | 2020-01-01 | 0 | 0%
[25 empty] | 2020-03-27 | 18 | 27 | 19 | 2020-01-01 | 0 | 0%
[25 empty] | 2020-03-27 | 19 | 27 | 20 | 2020-01-01 | 87.925 | 0.000152%
[25 empty] | 2020-03-27 | 20 | 27 | 21 | 2020-01-01 | 9053.166 | 0.01565%
[25 empty] | 2020-03-27 | 21 | 27 | 22 | 2020-01-01 | 5569.1519 | 0.009628%
[25 empty] | 2020-03-27 | 22 | 27 | 23 | 2020-01-01 | 2719.6272 | 0.004702%
[25 empty] | 2020-03-27 | 23 | 27 | 24 | 2020-01-01 | 107.3667 | 0.0001856%
[25 empty] | 2020-03-27 | 24 | 28 | 1 | 2020-01-01 | 0 | 0%
[25 empty] | 2020-03-28 | 1 | 28 | 2 | 2020-01-01 | 67.5147 | 0.0001167%
[25 empty] | 2020-03-28 | 2 | 28 | 3 | 2020-01-01 | 0 | 0%
[25 empty] | 2020-03-28 | 3 | 28 | 4 | 2020-01-01 | 0 | 0%
[25 empty] | 2020-03-28 | 4 | 28 | 5 | 2020-01-01 | 0 | 0%
[25 empty] | 2020-03-28 | 5 | 28 | 6 | 2020-01-01 | 0 | 0%
[25 empty] | 2020-03-28 | 6 | 28 | 7 | 2020-01-01 | 0 | 0%
[25 empty] | 2020-03-28 | 7 | 28 | 8 | 2020-01-01 | 40.7326 | 7.042e-05%
[25 empty] | 2020-03-28 | 8 | 28 | 9 | 2020-01-01 | 0 | 0%
[25 empty] | 2020-03-28 | 9 | 28 | 10 | 2020-01-01 | 2904.0419 | 0.00502%
[25 empty] | 2020-03-28 | 10 | 28 | 11 | 2020-01-01 | 0 | 0%
[25 empty] | 2020-03-28 | 11 | 28 | 12 | 2020-01-01 | 0 | 0%
[25 empty] | 2020-03-28 | 12 | 28 | 13 | 2020-01-01 | 0 | 0%
[25 empty] | 2020-03-28 | 13 | 28 | 14 | 2020-01-01 | 0 | 0%
[25 empty] | 2020-03-28 | 14 | 28 | 15 | 2020-01-01 | 0 | 0%
[25 empty] | 2020-03-28 | 15 | 28 | 16 | 2020-01-01 | 0 | 0%
[25 empty] | 2020-03-28 | 16 | 28 | 17 | 2020-01-01 | 0 | 0%
[25 empty] | 2020-03-28 | 17 | 28 | 18 | 2020-01-01 | 0 | 0%
[25 empty] | 2020-03-28 | 18 | 28 | 19 | 2020-01-01 | 0 | 0%
[25 empty] | 2020-03-28 | 19 | 28 | 20 | 2020-01-01 | 0 | 0%
[25 empty] | 2020-03-28 | 20 | 28 | 21 | 2020-01-01 | 12388.3089 | 0.02142%
[25 empty] | 2020-03-28 | 21 | 28 | 22 | 2020-01-01 | 11942.9078 | 0.02065%
[25 empty] | 2020-03-28 | 22 | 28 | 23 | 2020-01-01 | 2927.051 | 0.00506%
[25 empty] | 2020-03-28 | 23 | 28 | 24 | 2020-01-01 | 0 | 0%
[25 empty] | 2020-03-28 | 24 | 29 | 1 | 2020-01-01 | 0 | 0%
[25 empty] | 2020-03-29 | 1 | 29 | 2 | 2020-01-01 | 40.6466 | 7.027e-05%
[25 empty] | 2020-03-29 | 2 | 29 | 3 | 2020-01-01 | 0 | 0%
[25 empty] | 2020-03-29 | 3 | 29 | 4 | 2020-01-01 | 0 | 0%
[25 empty] | 2020-03-29 | 4 | 29 | 5 | 2020-01-01 | 0 | 0%
[25 empty] | 2020-03-29 | 5 | 29 | 6 | 2020-01-01 | 0 | 0%
[25 empty] | 2020-03-29 | 6 | 29 | 7 | 2020-01-01 | 0 | 0%
[25 empty] | 2020-03-29 | 7 | 29 | 8 | 2020-01-01 | 2.8649 | 4.953e-06%
[25 empty] | 2020-03-29 | 8 | 29 | 9 | 2020-01-01 | 0 | 0%
[25 empty] | 2020-03-29 | 9 | 29 | 10 | 2020-01-01 | 3165.924 | 0.005473%
[25 empty] | 2020-03-29 | 10 | 29 | 11 | 2020-01-01 | 0 | 0%
[25 empty] | 2020-03-29 | 11 | 29 | 12 | 2020-01-01 | 0 | 0%
[25 empty] | 2020-03-29 | 12 | 29 | 13 | 2020-01-01 | 0 | 0%
[25 empty] | 2020-03-29 | 13 | 29 | 14 | 2020-01-01 | 0 | 0%
[25 empty] | 2020-03-29 | 14 | 29 | 15 | 2020-01-01 | 0 | 0%
[25 empty] | 2020-03-29 | 15 | 29 | 16 | 2020-01-01 | 0 | 0%
[25 empty] | 2020-03-29 | 16 | 29 | 17 | 2020-01-01 | 0 | 0%
[25 empty] | 2020-03-29 | 17 | 29 | 18 | 2020-01-01 | 0 | 0%
[25 empty] | 2020-03-29 | 18 | 29 | 19 | 2020-01-01 | 0 | 0%
[25 empty] | 2020-03-29 | 19 | 29 | 20 | 2020-01-01 | 0 | 0%
[25 empty] | 2020-03-29 | 20 | 29 | 21 | 2020-01-01 | 5638.9396 | 0.009748%
[25 empty] | 2020-03-29 | 21 | 29 | 22 | 2020-01-01 | 4912.136 | 0.008492%
[25 empty] | 2020-03-29 | 22 | 29 | 23 | 2020-01-01 | 772.7187 | 0.001336%
[25 empty] | 2020-03-29 | 23 | 29 | 24 | 2020-01-01 | 0 | 0%
[25 empty] | 2020-03-29 | 24 | 30 | 1 | 2020-01-01 | 0 | 0%
[25 empty] | 2020-03-30 | 1 | 30 | 2 | 2020-01-01 | 52.3814 | 9.055e-05%
[25 empty] | 2020-03-30 | 2 | 30 | 3 | 2020-01-01 | 0 | 0%
[25 empty] | 2020-03-30 | 3 | 30 | 4 | 2020-01-01 | 0 | 0%
[25 empty] | 2020-03-30 | 4 | 30 | 5 | 2020-01-01 | 0 | 0%
[25 empty] | 2020-03-30 | 5 | 30 | 6 | 2020-01-01 | 0 | 0%
[25 empty] | 2020-03-30 | 6 | 30 | 7 | 2020-01-01 | 0 | 0%
[25 empty] | 2020-03-30 | 7 | 30 | 8 | 2020-01-01 | 28.2485 | 4.883e-05%
[25 empty] | 2020-03-30 | 8 | 30 | 9 | 2020-01-01 | 0 | 0%
[25 empty] | 2020-03-30 | 9 | 30 | 10 | 2020-01-01 | 1807.0657 | 0.003124%
[25 empty] | 2020-03-30 | 10 | 30 | 11 | 2020-01-01 | 0 | 0%
[25 empty] | 2020-03-30 | 11 | 30 | 12 | 2020-01-01 | 0 | 0%
[25 empty] | 2020-03-30 | 12 | 30 | 13 | 2020-01-01 | 0 | 0%
[25 empty] | 2020-03-30 | 13 | 30 | 14 | 2020-01-01 | 0 | 0%
[25 empty] | 2020-03-30 | 14 | 30 | 15 | 2020-01-01 | 0 | 0%
[25 empty] | 2020-03-30 | 15 | 30 | 16 | 2020-01-01 | 0 | 0%
[25 empty] | 2020-03-30 | 16 | 30 | 17 | 2020-01-01 | 25.8122 | 4.462e-05%
[25 empty] | 2020-03-30 | 17 | 30 | 18 | 2020-01-01 | 0 | 0%
[25 empty] | 2020-03-30 | 18 | 30 | 19 | 2020-01-01 | 0 | 0%
[25 empty] | 2020-03-30 | 19 | 30 | 20 | 2020-01-01 | 25.6276 | 4.43e-05%
[25 empty] | 2020-03-30 | 20 | 30 | 21 | 2020-01-01 | 11500.8001 | 0.01988%
[25 empty] | 2020-03-30 | 21 | 30 | 22 | 2020-01-01 | 6946.1731 | 0.01201%
[25 empty] | 2020-03-30 | 22 | 30 | 23 | 2020-01-01 | 1813.3704 | 0.003135%
[25 empty] | 2020-03-30 | 23 | 30 | 24 | 2020-01-01 | 0 | 0%
[25 empty] | 2020-03-30 | 24 | 31 | 1 | 2020-01-01 | 0 | 0%
[25 empty] | 2020-03-31 | 1 | 31 | 2 | 2020-01-01 | 122.7794 | 0.0002123%
[25 empty] | 2020-03-31 | 2 | 31 | 3 | 2020-01-01 | 11.2398 | 1.943e-05%
[25 empty] | 2020-03-31 | 3 | 31 | 4 | 2020-01-01 | 0 | 0%
[25 empty] | 2020-03-31 | 4 | 31 | 5 | 2020-01-01 | 0 | 0%
[25 empty] | 2020-03-31 | 5 | 31 | 6 | 2020-01-01 | 0 | 0%
[25 empty] | 2020-03-31 | 6 | 31 | 7 | 2020-01-01 | 0 | 0%
[25 empty] | 2020-03-31 | 7 | 31 | 8 | 2020-01-01 | 105.2608 | 0.000182%
[25 empty] | 2020-03-31 | 8 | 31 | 9 | 2020-01-01 | 17.1906 | 2.972e-05%
[25 empty] | 2020-03-31 | 9 | 31 | 10 | 2020-01-01 | 2678.6296 | 0.004631%
[25 empty] | 2020-03-31 | 10 | 31 | 11 | 2020-01-01 | 0 | 0%
[25 empty] | 2020-03-31 | 11 | 31 | 12 | 2020-01-01 | 0 | 0%
[25 empty] | 2020-03-31 | 12 | 31 | 13 | 2020-01-01 | 0 | 0%
[25 empty] | 2020-03-31 | 13 | 31 | 14 | 2020-01-01 | 0 | 0%
[25 empty] | 2020-03-31 | 14 | 31 | 15 | 2020-01-01 | 0 | 0%
[25 empty] | 2020-03-31 | 15 | 31 | 16 | 2020-01-01 | 0 | 0%
[25 empty] | 2020-03-31 | 16 | 31 | 17 | 2020-01-01 | 98.2815 | 0.0001699%
[25 empty] | 2020-03-31 | 17 | 31 | 18 | 2020-01-01 | 0 | 0%
[25 empty] | 2020-03-31 | 18 | 31 | 19 | 2020-01-01 | 0 | 0%
[25 empty] | 2020-03-31 | 19 | 31 | 20 | 2020-01-01 | 893.4795 | 0.001545%
[25 empty] | 2020-03-31 | 20 | 31 | 21 | 2020-01-01 | 18777.8578 | 0.03246%
[25 empty] | 2020-03-31 | 21 | 31 | 22 | 2020-01-01 | 16739.8722 | 0.02894%
[25 empty] | 2020-03-31 | 22 | 31 | 23 | 2020-01-01 | 9376.6342 | 0.01621%
[25 empty] | 2020-03-31 | 23 | 31 | 24 | 2020-01-01 | 184.2841 | 0.0003186%
[25 empty] | 2020-03-31 | 24 | 1 | 1 | 2020-01-01 | 0 | 0%
[25 empty] | 2020-04-01 | 1 | 1 | 2 | 2020-01-01 | 120.9102 | 0.000209%
[25 empty] | 2020-04-01 | 2 | 1 | 3 | 2020-01-01 | 0 | 0%
[25 empty] | 2020-04-01 | 3 | 1 | 4 | 2020-01-01 | 0 | 0%
[25 empty] | 2020-04-01 | 4 | 1 | 5 | 2020-01-01 | 0 | 0%
[25 empty] | 2020-04-01 | 5 | 1 | 6 | 2020-01-01 | 0 | 0%
[25 empty] | 2020-04-01 | 6 | 1 | 7 | 2020-01-01 | 0 | 0%
[25 empty] | 2020-04-01 | 7 | 1 | 8 | 2020-01-01 | 90.7047 | 0.0001568%
[25 empty] | 2020-04-01 | 8 | 1 | 9 | 2020-01-01 | 0 | 0%
[25 empty] | 2020-04-01 | 9 | 1 | 10 | 2020-01-01 | 72.6096 | 0.0001255%
[25 empty] | 2020-04-01 | 10 | 1 | 11 | 2020-01-01 | 0 | 0%
[25 empty] | 2020-04-01 | 11 | 1 | 12 | 2020-01-01 | 0 | 0%
[25 empty] | 2020-04-01 | 12 | 1 | 13 | 2020-01-01 | 0 | 0%
[25 empty] | 2020-04-01 | 13 | 1 | 14 | 2020-01-01 | 440.5211 | 0.0007616%
[25 empty] | 2020-04-01 | 14 | 1 | 15 | 2020-01-01 | 0 | 0%
[25 empty] | 2020-04-01 | 15 | 1 | 16 | 2020-01-01 | 0 | 0%
[25 empty] | 2020-04-01 | 16 | 1 | 17 | 2020-01-01 | 45.5457 | 7.874e-05%
[25 empty] | 2020-04-01 | 17 | 1 | 18 | 2020-01-01 | 0 | 0%
[25 empty] | 2020-04-01 | 18 | 1 | 19 | 2020-01-01 | 0 | 0%
[25 empty] | 2020-04-01 | 19 | 1 | 20 | 2020-01-01 | 1771.4081 | 0.003062%
[25 empty] | 2020-04-01 | 20 | 1 | 21 | 2020-01-01 | 23535.0309 | 0.04069%
[25 empty] | 2020-04-01 | 21 | 1 | 22 | 2020-01-01 | 22931.9658 | 0.03964%
[25 empty] | 2020-04-01 | 22 | 1 | 23 | 2020-01-01 | 10507.2148 | 0.01816%
[25 empty] | 2020-04-01 | 23 | 1 | 24 | 2020-01-01 | 156.3688 | 0.0002703%
[25 empty] | 2020-04-01 | 24 | 2 | 1 | 2020-01-01 | 0 | 0%
[25 empty] | 2020-04-02 | 1 | 2 | 2 | 2020-01-01 | 189.7402 | 0.000328%
[25 empty] | 2020-04-02 | 2 | 2 | 3 | 2020-01-01 | 0 | 0%
[25 empty] | 2020-04-02 | 3 | 2 | 4 | 2020-01-01 | 0 | 0%
[25 empty] | 2020-04-02 | 4 | 2 | 5 | 2020-01-01 | 0 | 0%
[25 empty] | 2020-04-02 | 5 | 2 | 6 | 2020-01-01 | 0 | 0%
[25 empty] | 2020-04-02 | 6 | 2 | 7 | 2020-01-01 | 0 | 0%
[25 empty] | 2020-04-02 | 7 | 2 | 8 | 2020-01-01 | 119.0893 | 0.0002059%
[25 empty] | 2020-04-02 | 8 | 2 | 9 | 2020-01-01 | 28.4265 | 4.914e-05%
[25 empty] | 2020-04-02 | 9 | 2 | 10 | 2020-01-01 | 73.7228 | 0.0001274%
[25 empty] | 2020-04-02 | 10 | 2 | 11 | 2020-01-01 | 0 | 0%
[25 empty] | 2020-04-02 | 11 | 2 | 12 | 2020-01-01 | 0 | 0%
[25 empty] | 2020-04-02 | 12 | 2 | 13 | 2020-01-01 | 0 | 0%
[25 empty] | 2020-04-02 | 13 | 2 | 14 | 2020-01-01 | 0 | 0%
[25 empty] | 2020-04-02 | 14 | 2 | 15 | 2020-01-01 | 0 | 0%
[25 empty] | 2020-04-02 | 15 | 2 | 16 | 2020-01-01 | 0 | 0%
[25 empty] | 2020-04-02 | 16 | 2 | 17 | 2020-01-01 | 394.4146 | 0.0006818%
[25 empty] | 2020-04-02 | 17 | 2 | 18 | 2020-01-01 | 0 | 0%
[25 empty] | 2020-04-02 | 18 | 2 | 19 | 2020-01-01 | 0 | 0%
[25 empty] | 2020-04-02 | 19 | 2 | 20 | 2020-01-01 | 623.1222 | 0.001077%
[25 empty] | 2020-04-02 | 20 | 2 | 21 | 2020-01-01 | 10838.6346 | 0.01874%
[25 empty] | 2020-04-02 | 21 | 2 | 22 | 2020-01-01 | 10689.2825 | 0.01848%
[25 empty] | 2020-04-02 | 22 | 2 | 23 | 2020-01-01 | 4492.1948 | 0.007766%
[25 empty] | 2020-04-02 | 23 | 2 | 24 | 2020-01-01 | 35.6984 | 6.171e-05%
[25 empty] | 2020-04-02 | 24 | 3 | 1 | 2020-01-01 | 0 | 0%
[25 empty] | 2020-04-03 | 1 | 3 | 2 | 2020-01-01 | 123.0383 | 0.0002127%
[25 empty] | 2020-04-03 | 2 | 3 | 3 | 2020-01-01 | 0 | 0%
[25 empty] | 2020-04-03 | 3 | 3 | 4 | 2020-01-01 | 0 | 0%
[25 empty] | 2020-04-03 | 4 | 3 | 5 | 2020-01-01 | 0 | 0%
[25 empty] | 2020-04-03 | 5 | 3 | 6 | 2020-01-01 | 0 | 0%
[25 empty] | 2020-04-03 | 6 | 3 | 7 | 2020-01-01 | 0 | 0%
[25 empty] | 2020-04-03 | 7 | 3 | 8 | 2020-01-01 | 37.9876 | 6.567e-05%
[25 empty] | 2020-04-03 | 8 | 3 | 9 | 2020-01-01 | 0 | 0%
[25 empty] | 2020-04-03 | 9 | 3 | 10 | 2020-01-01 | 3032.2348 | 0.005242%
[25 empty] | 2020-04-03 | 10 | 3 | 11 | 2020-01-01 | 45.0934 | 7.796e-05%
[25 empty] | 2020-04-03 | 11 | 3 | 12 | 2020-01-01 | 0 | 0%
[25 empty] | 2020-04-03 | 12 | 3 | 13 | 2020-01-01 | 0 | 0%
[25 empty] | 2020-04-03 | 13 | 3 | 14 | 2020-01-01 | 0 | 0%
[25 empty] | 2020-04-03 | 14 | 3 | 15 | 2020-01-01 | 0 | 0%
[25 empty] | 2020-04-03 | 15 | 3 | 16 | 2020-01-01 | 0 | 0%
[25 empty] | 2020-04-03 | 16 | 3 | 17 | 2020-01-01 | 15.9357 | 2.755e-05%
[25 empty] | 2020-04-03 | 17 | 3 | 18 | 2020-01-01 | 0 | 0%
[25 empty] | 2020-04-03 | 18 | 3 | 19 | 2020-01-01 | 0 | 0%
[25 empty] | 2020-04-03 | 19 | 3 | 20 | 2020-01-01 | 177.7688 | 0.0003073%
[25 empty] | 2020-04-03 | 20 | 3 | 21 | 2020-01-01 | 6591.7154 | 0.0114%
[25 empty] | 2020-04-03 | 21 | 3 | 22 | 2020-01-01 | 6129.2046 | 0.0106%
[25 empty] | 2020-04-03 | 22 | 3 | 23 | 2020-01-01 | 2012.8715 | 0.00348%
[25 empty] | 2020-04-03 | 23 | 3 | 24 | 2020-01-01 | 5.3954 | 9.327e-06%
[25 empty] | 2020-04-03 | 24 | 4 | 1 | 2020-01-01 | 0 | 0%
[25 empty] | 2020-04-04 | 1 | 4 | 2 | 2020-01-01 | 56.1897 | 9.714e-05%
[25 empty] | 2020-04-04 | 2 | 4 | 3 | 2020-01-01 | 111.8375 | 0.0001933%
[25 empty] | 2020-04-04 | 3 | 4 | 4 | 2020-01-01 | 0 | 0%
[25 empty] | 2020-04-04 | 4 | 4 | 5 | 2020-01-01 | 0 | 0%
[25 empty] | 2020-04-04 | 5 | 4 | 6 | 2020-01-01 | 0 | 0%
[25 empty] | 2020-04-04 | 6 | 4 | 7 | 2020-01-01 | 0 | 0%
[25 empty] | 2020-04-04 | 7 | 4 | 8 | 2020-01-01 | 162.2728 | 0.0002805%
[25 empty] | 2020-04-04 | 8 | 4 | 9 | 2020-01-01 | 0 | 0%
[25 empty] | 2020-04-04 | 9 | 4 | 10 | 2020-01-01 | 3583.1891 | 0.006194%
[25 empty] | 2020-04-04 | 10 | 4 | 11 | 2020-01-01 | 0 | 0%
[25 empty] | 2020-04-04 | 11 | 4 | 12 | 2020-01-01 | 0 | 0%
[25 empty] | 2020-04-04 | 12 | 4 | 13 | 2020-01-01 | 0 | 0%
[25 empty] | 2020-04-04 | 13 | 4 | 14 | 2020-01-01 | 0 | 0%
[25 empty] | 2020-04-04 | 14 | 4 | 15 | 2020-01-01 | 0 | 0%
[25 empty] | 2020-04-04 | 15 | 4 | 16 | 2020-01-01 | 0 | 0%
[25 empty] | 2020-04-04 | 16 | 4 | 17 | 2020-01-01 | 0 | 0%
[25 empty] | 2020-04-04 | 17 | 4 | 18 | 2020-01-01 | 0 | 0%
[25 empty] | 2020-04-04 | 18 | 4 | 19 | 2020-01-01 | 0 | 0%
[25 empty] | 2020-04-04 | 19 | 4 | 20 | 2020-01-01 | 0 | 0%
[25 empty] | 2020-04-04 | 20 | 4 | 21 | 2020-01-01 | 7066.1966 | 0.01222%
[25 empty] | 2020-04-04 | 21 | 4 | 22 | 2020-01-01 | 11017.2678 | 0.01905%
[25 empty] | 2020-04-04 | 22 | 4 | 23 | 2020-01-01 | 3237.8095 | 0.005597%
[25 empty] | 2020-04-04 | 23 | 4 | 24 | 2020-01-01 | 0 | 0%
[25 empty] | 2020-04-04 | 24 | 5 | 1 | 2020-01-01 | 0 | 0%
[25 empty] | 2020-04-05 | 1 | 5 | 2 | 2020-01-01 | 0 | 0%
[25 empty] | 2020-04-05 | 2 | 5 | 3 | 2020-01-01 | 0 | 0%
[25 empty] | 2020-04-05 | 3 | 5 | 4 | 2020-01-01 | 0 | 0%
[25 empty] | 2020-04-05 | 4 | 5 | 5 | 2020-01-01 | 0 | 0%
[25 empty] | 2020-04-05 | 5 | 5 | 6 | 2020-01-01 | 0 | 0%
[25 empty] | 2020-04-05 | 6 | 5 | 7 | 2020-01-01 | 0 | 0%
[25 empty] | 2020-04-05 | 7 | 5 | 8 | 2020-01-01 | 0 | 0%
[25 empty] | 2020-04-05 | 8 | 5 | 9 | 2020-01-01 | 0 | 0%
[25 empty] | 2020-04-05 | 9 | 5 | 10 | 2020-01-01 | 4098.8442 | 0.007086%
[25 empty] | 2020-04-05 | 10 | 5 | 11 | 2020-01-01 | 0 | 0%
[25 empty] | 2020-04-05 | 11 | 5 | 12 | 2020-01-01 | 0 | 0%
[25 empty] | 2020-04-05 | 12 | 5 | 13 | 2020-01-01 | 0 | 0%
[25 empty] | 2020-04-05 | 13 | 5 | 14 | 2020-01-01 | 0 | 0%
[25 empty] | 2020-04-05 | 14 | 5 | 15 | 2020-01-01 | 0 | 0%
[25 empty] | 2020-04-05 | 15 | 5 | 16 | 2020-01-01 | 0 | 0%
[25 empty] | 2020-04-05 | 16 | 5 | 17 | 2020-01-01 | 0 | 0%
[25 empty] | 2020-04-05 | 17 | 5 | 18 | 2020-01-01 | 0 | 0%
[25 empty] | 2020-04-05 | 18 | 5 | 19 | 2020-01-01 | 0 | 0%
[25 empty] | 2020-04-05 | 19 | 5 | 20 | 2020-01-01 | 0 | 0%
[25 empty] | 2020-04-05 | 20 | 5 | 21 | 2020-01-01 | 5917.1126 | 0.01023%
[25 empty] | 2020-04-05 | 21 | 5 | 22 | 2020-01-01 | 9954.4555 | 0.01721%
[25 empty] | 2020-04-05 | 22 | 5 | 23 | 2020-01-01 | 2121.0849 | 0.003667%
[25 empty] | 2020-04-05 | 23 | 5 | 24 | 2020-01-01 | 3.6089 | 6.239e-06%
[25 empty] | 2020-04-05 | 24 | 6 | 1 | 2020-01-01 | 0 | 0%
[25 empty] | 2020-04-06 | 1 | 6 | 2 | 2020-01-01 | 272.0238 | 0.0004703%
[25 empty] | 2020-04-06 | 2 | 6 | 3 | 2020-01-01 | 0 | 0%
[25 empty] | 2020-04-06 | 3 | 6 | 4 | 2020-01-01 | 0 | 0%
[25 empty] | 2020-04-06 | 4 | 6 | 5 | 2020-01-01 | 0 | 0%
[25 empty] | 2020-04-06 | 5 | 6 | 6 | 2020-01-01 | 0 | 0%
[25 empty] | 2020-04-06 | 6 | 6 | 7 | 2020-01-01 | 0 | 0%
[25 empty] | 2020-04-06 | 7 | 6 | 8 | 2020-01-01 | 111.377 | 0.0001925%
[25 empty] | 2020-04-06 | 8 | 6 | 9 | 2020-01-01 | 0 | 0%
[25 empty] | 2020-04-06 | 9 | 6 | 10 | 2020-01-01 | 2693.2511 | 0.004656%
[25 empty] | 2020-04-06 | 10 | 6 | 11 | 2020-01-01 | 0 | 0%
[25 empty] | 2020-04-06 | 11 | 6 | 12 | 2020-01-01 | 0 | 0%
[25 empty] | 2020-04-06 | 12 | 6 | 13 | 2020-01-01 | 0 | 0%
[25 empty] | 2020-04-06 | 13 | 6 | 14 | 2020-01-01 | 0 | 0%
[25 empty] | 2020-04-06 | 14 | 6 | 15 | 2020-01-01 | 0 | 0%
[25 empty] | 2020-04-06 | 15 | 6 | 16 | 2020-01-01 | 0 | 0%
[25 empty] | 2020-04-06 | 16 | 6 | 17 | 2020-01-01 | 89.6403 | 0.000155%
[25 empty] | 2020-04-06 | 17 | 6 | 18 | 2020-01-01 | 0 | 0%
[25 empty] | 2020-04-06 | 18 | 6 | 19 | 2020-01-01 | 0 | 0%
[25 empty] | 2020-04-06 | 19 | 6 | 20 | 2020-01-01 | 535.2326 | 0.0009253%
[25 empty] | 2020-04-06 | 20 | 6 | 21 | 2020-01-01 | 10865.3812 | 0.01878%
[25 empty] | 2020-04-06 | 21 | 6 | 22 | 2020-01-01 | 11001.4152 | 0.01902%
[25 empty] | 2020-04-06 | 22 | 6 | 23 | 2020-01-01 | 3068.7002 | 0.005305%
[25 empty] | 2020-04-06 | 23 | 6 | 24 | 2020-01-01 | 0 | 0%
[25 empty] | 2020-04-06 | 24 | 7 | 1 | 2020-01-01 | 0 | 0%
[25 empty] | 2020-04-07 | 1 | 7 | 2 | 2020-01-01 | 84.073 | 0.0001453%
[25 empty] | 2020-04-07 | 2 | 7 | 3 | 2020-01-01 | 0 | 0%
[25 empty] | 2020-04-07 | 3 | 7 | 4 | 2020-01-01 | 0 | 0%
[25 empty] | 2020-04-07 | 4 | 7 | 5 | 2020-01-01 | 0 | 0%
[25 empty] | 2020-04-07 | 5 | 7 | 6 | 2020-01-01 | 0 | 0%
[25 empty] | 2020-04-07 | 6 | 7 | 7 | 2020-01-01 | 0 | 0%
[25 empty] | 2020-04-07 | 7 | 7 | 8 | 2020-01-01 | 100.6587 | 0.000174%
[25 empty] | 2020-04-07 | 8 | 7 | 9 | 2020-01-01 | 0 | 0%
[25 empty] | 2020-04-07 | 9 | 7 | 10 | 2020-01-01 | 3804.5888 | 0.006577%
[25 empty] | 2020-04-07 | 10 | 7 | 11 | 2020-01-01 | 0 | 0%
[25 empty] | 2020-04-07 | 11 | 7 | 12 | 2020-01-01 | 0 | 0%
[25 empty] | 2020-04-07 | 12 | 7 | 13 | 2020-01-01 | 0 | 0%
[25 empty] | 2020-04-07 | 13 | 7 | 14 | 2020-01-01 | 0 | 0%
[25 empty] | 2020-04-07 | 14 | 7 | 15 | 2020-01-01 | 0 | 0%
[25 empty] | 2020-04-07 | 15 | 7 | 16 | 2020-01-01 | 0 | 0%
[25 empty] | 2020-04-07 | 16 | 7 | 17 | 2020-01-01 | 2.1988 | 3.801e-06%
[25 empty] | 2020-04-07 | 17 | 7 | 18 | 2020-01-01 | 0 | 0%
[25 empty] | 2020-04-07 | 18 | 7 | 19 | 2020-01-01 | 0 | 0%
[25 empty] | 2020-04-07 | 19 | 7 | 20 | 2020-01-01 | 397.5459 | 0.0006873%
[25 empty] | 2020-04-07 | 20 | 7 | 21 | 2020-01-01 | 11718.5837 | 0.02026%
[25 empty] | 2020-04-07 | 21 | 7 | 22 | 2020-01-01 | 10641.1418 | 0.0184%
[25 empty] | 2020-04-07 | 22 | 7 | 23 | 2020-01-01 | 3860.7141 | 0.006674%
[25 empty] | 2020-04-07 | 23 | 7 | 24 | 2020-01-01 | 71.6372 | 0.0001238%
[25 empty] | 2020-04-07 | 24 | 8 | 1 | 2020-01-01 | 0 | 0%
[25 empty] | 2020-04-08 | 1 | 8 | 2 | 2020-01-01 | 35.9222 | 6.21e-05%
[25 empty] | 2020-04-08 | 2 | 8 | 3 | 2020-01-01 | 0 | 0%
[25 empty] | 2020-04-08 | 3 | 8 | 4 | 2020-01-01 | 0 | 0%
[25 empty] | 2020-04-08 | 4 | 8 | 5 | 2020-01-01 | 0 | 0%
[25 empty] | 2020-04-08 | 5 | 8 | 6 | 2020-01-01 | 0 | 0%
[25 empty] | 2020-04-08 | 6 | 8 | 7 | 2020-01-01 | 0 | 0%
[25 empty] | 2020-04-08 | 7 | 8 | 8 | 2020-01-01 | 71.7018 | 0.000124%
[25 empty] | 2020-04-08 | 8 | 8 | 9 | 2020-01-01 | 0 | 0%
[25 empty] | 2020-04-08 | 9 | 8 | 10 | 2020-01-01 | 620.0778 | 0.001072%
[25 empty] | 2020-04-08 | 10 | 8 | 11 | 2020-01-01 | 0 | 0%
[25 empty] | 2020-04-08 | 11 | 8 | 12 | 2020-01-01 | 0 | 0%
[25 empty] | 2020-04-08 | 12 | 8 | 13 | 2020-01-01 | 0 | 0%
[25 empty] | 2020-04-08 | 13 | 8 | 14 | 2020-01-01 | 0 | 0%
[25 empty] | 2020-04-08 | 14 | 8 | 15 | 2020-01-01 | 0 | 0%
[25 empty] | 2020-04-08 | 15 | 8 | 16 | 2020-01-01 | 0 | 0%
[25 empty] | 2020-04-08 | 16 | 8 | 17 | 2020-01-01 | 250.7213 | 0.0004334%
[25 empty] | 2020-04-08 | 17 | 8 | 18 | 2020-01-01 | 0 | 0%
[25 empty] | 2020-04-08 | 18 | 8 | 19 | 2020-01-01 | 0 | 0%
[25 empty] | 2020-04-08 | 19 | 8 | 20 | 2020-01-01 | 427.0118 | 0.0007382%
[25 empty] | 2020-04-08 | 20 | 8 | 21 | 2020-01-01 | 9707.012 | 0.01678%
[25 empty] | 2020-04-08 | 21 | 8 | 22 | 2020-01-01 | 9192.9002 | 0.01589%
[25 empty] | 2020-04-08 | 22 | 8 | 23 | 2020-01-01 | 3847.3257 | 0.006651%
[25 empty] | 2020-04-08 | 23 | 8 | 24 | 2020-01-01 | 0 | 0%
[25 empty] | 2020-04-08 | 24 | 9 | 1 | 2020-01-01 | 0 | 0%
[25 empty] | 2020-04-09 | 1 | 9 | 2 | 2020-01-01 | 30.2802 | 5.235e-05%
[25 empty] | 2020-04-09 | 2 | 9 | 3 | 2020-01-01 | 6.6788 | 1.155e-05%
[25 empty] | 2020-04-09 | 3 | 9 | 4 | 2020-01-01 | 19.7715 | 3.418e-05%
[25 empty] | 2020-04-09 | 4 | 9 | 5 | 2020-01-01 | 2.9582 | 5.114e-06%
[25 empty] | 2020-04-09 | 5 | 9 | 6 | 2020-01-01 | 0 | 0%
[25 empty] | 2020-04-09 | 6 | 9 | 7 | 2020-01-01 | 0 | 0%
[25 empty] | 2020-04-09 | 7 | 9 | 8 | 2020-01-01 | 97.1084 | 0.0001679%
[25 empty] | 2020-04-09 | 8 | 9 | 9 | 2020-01-01 | 0 | 0%
[25 empty] | 2020-04-09 | 9 | 9 | 10 | 2020-01-01 | 2590.7359 | 0.004479%
[25 empty] | 2020-04-09 | 10 | 9 | 11 | 2020-01-01 | 0 | 0%
[25 empty] | 2020-04-09 | 11 | 9 | 12 | 2020-01-01 | 0 | 0%
[25 empty] | 2020-04-09 | 12 | 9 | 13 | 2020-01-01 | 0 | 0%
[25 empty] | 2020-04-09 | 13 | 9 | 14 | 2020-01-01 | 0 | 0%
[25 empty] | 2020-04-09 | 14 | 9 | 15 | 2020-01-01 | 0 | 0%
[25 empty] | 2020-04-09 | 15 | 9 | 16 | 2020-01-01 | 0 | 0%
[25 empty] | 2020-04-09 | 16 | 9 | 17 | 2020-01-01 | 96.6651 | 0.0001671%
[25 empty] | 2020-04-09 | 17 | 9 | 18 | 2020-01-01 | 0 | 0%
[25 empty] | 2020-04-09 | 18 | 9 | 19 | 2020-01-01 | 0 | 0%
[25 empty] | 2020-04-09 | 19 | 9 | 20 | 2020-01-01 | 1173.7434 | 0.002029%
[25 empty] | 2020-04-09 | 20 | 9 | 21 | 2020-01-01 | 17892.6285 | 0.03093%
[25 empty] | 2020-04-09 | 21 | 9 | 22 | 2020-01-01 | 18913.2629 | 0.0327%
[25 empty] | 2020-04-09 | 22 | 9 | 23 | 2020-01-01 | 7617.2329 | 0.01317%
[25 empty] | 2020-04-09 | 23 | 9 | 24 | 2020-01-01 | 264.6122 | 0.0004574%
[25 empty] | 2020-04-09 | 24 | 10 | 1 | 2020-01-01 | 0 | 0%
[25 empty] | 2020-04-10 | 1 | 10 | 2 | 2020-01-01 | 236.3702 | 0.0004086%
[25 empty] | 2020-04-10 | 2 | 10 | 3 | 2020-01-01 | 0 | 0%
[25 empty] | 2020-04-10 | 3 | 10 | 4 | 2020-01-01 | 0 | 0%
[25 empty] | 2020-04-10 | 4 | 10 | 5 | 2020-01-01 | 0 | 0%
[25 empty] | 2020-04-10 | 5 | 10 | 6 | 2020-01-01 | 0 | 0%
[25 empty] | 2020-04-10 | 6 | 10 | 7 | 2020-01-01 | 0 | 0%
[25 empty] | 2020-04-10 | 7 | 10 | 8 | 2020-01-01 | 77.2524 | 0.0001336%
[25 empty] | 2020-04-10 | 8 | 10 | 9 | 2020-01-01 | 0 | 0%
[25 empty] | 2020-04-10 | 9 | 10 | 10 | 2020-01-01 | 2825.5101 | 0.004885%
[25 empty] | 2020-04-10 | 10 | 10 | 11 | 2020-01-01 | 0 | 0%
[25 empty] | 2020-04-10 | 11 | 10 | 12 | 2020-01-01 | 0 | 0%
[25 empty] | 2020-04-10 | 12 | 10 | 13 | 2020-01-01 | 0 | 0%
[25 empty] | 2020-04-10 | 13 | 10 | 14 | 2020-01-01 | 0 | 0%
[25 empty] | 2020-04-10 | 14 | 10 | 15 | 2020-01-01 | 0 | 0%
[25 empty] | 2020-04-10 | 15 | 10 | 16 | 2020-01-01 | 0 | 0%
[25 empty] | 2020-04-10 | 16 | 10 | 17 | 2020-01-01 | 15.1088 | 2.612e-05%
[25 empty] | 2020-04-10 | 17 | 10 | 18 | 2020-01-01 | 0 | 0%
[25 empty] | 2020-04-10 | 18 | 10 | 19 | 2020-01-01 | 0 | 0%
[25 empty] | 2020-04-10 | 19 | 10 | 20 | 2020-01-01 | 397.7968 | 0.0006877%
[25 empty] | 2020-04-10 | 20 | 10 | 21 | 2020-01-01 | 14339.3652 | 0.02479%
[25 empty] | 2020-04-10 | 21 | 10 | 22 | 2020-01-01 | 13994.438 | 0.02419%
[25 empty] | 2020-04-10 | 22 | 10 | 23 | 2020-01-01 | 6340.2582 | 0.01096%
[25 empty] | 2020-04-10 | 23 | 10 | 24 | 2020-01-01 | 89.7469 | 0.0001552%
[25 empty] | 2020-04-10 | 24 | 11 | 1 | 2020-01-01 | 0 | 0%
[25 empty] | 2020-04-11 | 1 | 11 | 2 | 2020-01-01 | 0 | 0%
[25 empty] | 2020-04-11 | 2 | 11 | 3 | 2020-01-01 | 0 | 0%
[25 empty] | 2020-04-11 | 3 | 11 | 4 | 2020-01-01 | 0 | 0%
[25 empty] | 2020-04-11 | 4 | 11 | 5 | 2020-01-01 | 0 | 0%
[25 empty] | 2020-04-11 | 5 | 11 | 6 | 2020-01-01 | 0 | 0%
[25 empty] | 2020-04-11 | 6 | 11 | 7 | 2020-01-01 | 5.706 | 9.864e-06%
[25 empty] | 2020-04-11 | 7 | 11 | 8 | 2020-01-01 | 8.348 | 1.443e-05%
[25 empty] | 2020-04-11 | 8 | 11 | 9 | 2020-01-01 | 0 | 0%
[25 empty] | 2020-04-11 | 9 | 11 | 10 | 2020-01-01 | 3647.5932 | 0.006306%
[25 empty] | 2020-04-11 | 10 | 11 | 11 | 2020-01-01 | 0 | 0%
[25 empty] | 2020-04-11 | 11 | 11 | 12 | 2020-01-01 | 0 | 0%
[25 empty] | 2020-04-11 | 12 | 11 | 13 | 2020-01-01 | 0 | 0%
[25 empty] | 2020-04-11 | 13 | 11 | 14 | 2020-01-01 | 0 | 0%
[25 empty] | 2020-04-11 | 14 | 11 | 15 | 2020-01-01 | 0 | 0%
[25 empty] | 2020-04-11 | 15 | 11 | 16 | 2020-01-01 | 0 | 0%
[25 empty] | 2020-04-11 | 16 | 11 | 17 | 2020-01-01 | 0 | 0%
[25 empty] | 2020-04-11 | 17 | 11 | 18 | 2020-01-01 | 0 | 0%
[25 empty] | 2020-04-11 | 18 | 11 | 19 | 2020-01-01 | 0 | 0%
[25 empty] | 2020-04-11 | 19 | 11 | 20 | 2020-01-01 | 0 | 0%
[25 empty] | 2020-04-11 | 20 | 11 | 21 | 2020-01-01 | 1311.9972 | 0.002268%
[25 empty] | 2020-04-11 | 21 | 11 | 22 | 2020-01-01 | 2052.1341 | 0.003548%
[25 empty] | 2020-04-11 | 22 | 11 | 23 | 2020-01-01 | 52.2908 | 9.04e-05%
[25 empty] | 2020-04-11 | 23 | 11 | 24 | 2020-01-01 | 0 | 0%
[25 empty] | 2020-04-11 | 24 | 12 | 1 | 2020-01-01 | 0 | 0%
[25 empty] | 2020-04-12 | 1 | 12 | 2 | 2020-01-01 | 31.012 | 5.361e-05%
[25 empty] | 2020-04-12 | 2 | 12 | 3 | 2020-01-01 | 19.1761 | 3.315e-05%
[25 empty] | 2020-04-12 | 3 | 12 | 4 | 2020-01-01 | 0 | 0%
[25 empty] | 2020-04-12 | 4 | 12 | 5 | 2020-01-01 | 2.4573 | 4.248e-06%
[25 empty] | 2020-04-12 | 5 | 12 | 6 | 2020-01-01 | 0 | 0%
[25 empty] | 2020-04-12 | 6 | 12 | 7 | 2020-01-01 | 0 | 0%
[25 empty] | 2020-04-12 | 7 | 12 | 8 | 2020-01-01 | 32.9277 | 5.692e-05%
[25 empty] | 2020-04-12 | 8 | 12 | 9 | 2020-01-01 | 0 | 0%
[25 empty] | 2020-04-12 | 9 | 12 | 10 | 2020-01-01 | 3697.5166 | 0.006392%
[25 empty] | 2020-04-12 | 10 | 12 | 11 | 2020-01-01 | 0 | 0%
[25 empty] | 2020-04-12 | 11 | 12 | 12 | 2020-01-01 | 0 | 0%
[25 empty] | 2020-04-12 | 12 | 12 | 13 | 2020-01-01 | 0 | 0%
[25 empty] | 2020-04-12 | 13 | 12 | 14 | 2020-01-01 | 0 | 0%
[25 empty] | 2020-04-12 | 14 | 12 | 15 | 2020-01-01 | 0 | 0%
[25 empty] | 2020-04-12 | 15 | 12 | 16 | 2020-01-01 | 0 | 0%
[25 empty] | 2020-04-12 | 16 | 12 | 17 | 2020-01-01 | 0 | 0%
[25 empty] | 2020-04-12 | 17 | 12 | 18 | 2020-01-01 | 0 | 0%
[25 empty] | 2020-04-12 | 18 | 12 | 19 | 2020-01-01 | 0 | 0%
[25 empty] | 2020-04-12 | 19 | 12 | 20 | 2020-01-01 | 0 | 0%
[25 empty] | 2020-04-12 | 20 | 12 | 21 | 2020-01-01 | 3045.773 | 0.005265%
[25 empty] | 2020-04-12 | 21 | 12 | 22 | 2020-01-01 | 4559.017 | 0.007881%
[25 empty] | 2020-04-12 | 22 | 12 | 23 | 2020-01-01 | 825.6967 | 0.001427%
[25 empty] | 2020-04-12 | 23 | 12 | 24 | 2020-01-01 | 0 | 0%
[25 empty] | 2020-04-12 | 24 | 13 | 1 | 2020-01-01 | 0 | 0%
[25 empty] | 2020-04-13 | 1 | 13 | 2 | 2020-01-01 | 136.9611 | 0.0002368%
[25 empty] | 2020-04-13 | 2 | 13 | 3 | 2020-01-01 | 0 | 0%
[25 empty] | 2020-04-13 | 3 | 13 | 4 | 2020-01-01 | 0 | 0%
[25 empty] | 2020-04-13 | 4 | 13 | 5 | 2020-01-01 | 0 | 0%
[25 empty] | 2020-04-13 | 5 | 13 | 6 | 2020-01-01 | 0 | 0%
[25 empty] | 2020-04-13 | 6 | 13 | 7 | 2020-01-01 | 0 | 0%
[25 empty] | 2020-04-13 | 7 | 13 | 8 | 2020-01-01 | 104.7629 | 0.0001811%
[25 empty] | 2020-04-13 | 8 | 13 | 9 | 2020-01-01 | 0 | 0%
[25 empty] | 2020-04-13 | 9 | 13 | 10 | 2020-01-01 | 4771.558 | 0.008249%
[25 empty] | 2020-04-13 | 10 | 13 | 11 | 2020-01-01 | 0 | 0%
[25 empty] | 2020-04-13 | 11 | 13 | 12 | 2020-01-01 | 0 | 0%
[25 empty] | 2020-04-13 | 12 | 13 | 13 | 2020-01-01 | 0 | 0%
[25 empty] | 2020-04-13 | 13 | 13 | 14 | 2020-01-01 | 0 | 0%
[25 empty] | 2020-04-13 | 14 | 13 | 15 | 2020-01-01 | 0 | 0%
[25 empty] | 2020-04-13 | 15 | 13 | 16 | 2020-01-01 | 0 | 0%
[25 empty] | 2020-04-13 | 16 | 13 | 17 | 2020-01-01 | 99.8347 | 0.0001726%
[25 empty] | 2020-04-13 | 17 | 13 | 18 | 2020-01-01 | 0 | 0%
[25 empty] | 2020-04-13 | 18 | 13 | 19 | 2020-01-01 | 0 | 0%
[25 empty] | 2020-04-13 | 19 | 13 | 20 | 2020-01-01 | 591.0294 | 0.001022%
[25 empty] | 2020-04-13 | 20 | 13 | 21 | 2020-01-01 | 10189.9285 | 0.01762%
[25 empty] | 2020-04-13 | 21 | 13 | 22 | 2020-01-01 | 10089.0794 | 0.01744%
[25 empty] | 2020-04-13 | 22 | 13 | 23 | 2020-01-01 | 4229.4423 | 0.007312%
[25 empty] | 2020-04-13 | 23 | 13 | 24 | 2020-01-01 | 30.8144 | 5.327e-05%
[25 empty] | 2020-04-13 | 24 | 14 | 1 | 2020-01-01 | 0 | 0%
[25 empty] | 2020-04-14 | 1 | 14 | 2 | 2020-01-01 | 74.3226 | 0.0001285%
[25 empty] | 2020-04-14 | 2 | 14 | 3 | 2020-01-01 | 0 | 0%
[25 empty] | 2020-04-14 | 3 | 14 | 4 | 2020-01-01 | 0 | 0%
[25 empty] | 2020-04-14 | 4 | 14 | 5 | 2020-01-01 | 0 | 0%
[25 empty] | 2020-04-14 | 5 | 14 | 6 | 2020-01-01 | 0 | 0%
[25 empty] | 2020-04-14 | 6 | 14 | 7 | 2020-01-01 | 0 | 0%
[25 empty] | 2020-04-14 | 7 | 14 | 8 | 2020-01-01 | 127.9503 | 0.0002212%
[25 empty] | 2020-04-14 | 8 | 14 | 9 | 2020-01-01 | 0 | 0%
[25 empty] | 2020-04-14 | 9 | 14 | 10 | 2020-01-01 | 173.7794 | 0.0003004%
[25 empty] | 2020-04-14 | 10 | 14 | 11 | 2020-01-01 | 0 | 0%
[25 empty] | 2020-04-14 | 11 | 14 | 12 | 2020-01-01 | 0 | 0%
[25 empty] | 2020-04-14 | 12 | 14 | 13 | 2020-01-01 | 0 | 0%
[25 empty] | 2020-04-14 | 13 | 14 | 14 | 2020-01-01 | 0 | 0%
[25 empty] | 2020-04-14 | 14 | 14 | 15 | 2020-01-01 | 7.1797 | 1.241e-05%
[25 empty] | 2020-04-14 | 15 | 14 | 16 | 2020-01-01 | 93.1588 | 0.000161%
[25 empty] | 2020-04-14 | 16 | 14 | 17 | 2020-01-01 | 470.3867 | 0.0008132%
[25 empty] | 2020-04-14 | 17 | 14 | 18 | 2020-01-01 | 0 | 0%
[25 empty] | 2020-04-14 | 18 | 14 | 19 | 2020-01-01 | 0 | 0%
[25 empty] | 2020-04-14 | 19 | 14 | 20 | 2020-01-01 | 1111.9766 | 0.001922%
[25 empty] | 2020-04-14 | 20 | 14 | 21 | 2020-01-01 | 16605.9921 | 0.02871%
[25 empty] | 2020-04-14 | 21 | 14 | 22 | 2020-01-01 | 17577.0973 | 0.03039%
[25 empty] | 2020-04-14 | 22 | 14 | 23 | 2020-01-01 | 6805.9799 | 0.01177%
[25 empty] | 2020-04-14 | 23 | 14 | 24 | 2020-01-01 | 145.9302 | 0.0002523%
[25 empty] | 2020-04-14 | 24 | 15 | 1 | 2020-01-01 | 0 | 0%
[25 empty] | 2020-04-15 | 1 | 15 | 2 | 2020-01-01 | 83.9043 | 0.000145%
[25 empty] | 2020-04-15 | 2 | 15 | 3 | 2020-01-01 | 0 | 0%
[25 empty] | 2020-04-15 | 3 | 15 | 4 | 2020-01-01 | 0 | 0%
[25 empty] | 2020-04-15 | 4 | 15 | 5 | 2020-01-01 | 0 | 0%
[25 empty] | 2020-04-15 | 5 | 15 | 6 | 2020-01-01 | 0 | 0%
[25 empty] | 2020-04-15 | 6 | 15 | 7 | 2020-01-01 | 0 | 0%
[25 empty] | 2020-04-15 | 7 | 15 | 8 | 2020-01-01 | 50.9571 | 8.809e-05%
[25 empty] | 2020-04-15 | 8 | 15 | 9 | 2020-01-01 | 0 | 0%
[25 empty] | 2020-04-15 | 9 | 15 | 10 | 2020-01-01 | 381.7071 | 0.0006599%
[25 empty] | 2020-04-15 | 10 | 15 | 11 | 2020-01-01 | 0 | 0%
[25 empty] | 2020-04-15 | 11 | 15 | 12 | 2020-01-01 | 0 | 0%
[25 empty] | 2020-04-15 | 12 | 15 | 13 | 2020-01-01 | 0 | 0%
[25 empty] | 2020-04-15 | 13 | 15 | 14 | 2020-01-01 | 0 | 0%
[25 empty] | 2020-04-15 | 14 | 15 | 15 | 2020-01-01 | 0 | 0%
[25 empty] | 2020-04-15 | 15 | 15 | 16 | 2020-01-01 | 0 | 0%
[25 empty] | 2020-04-15 | 16 | 15 | 17 | 2020-01-01 | 421.6568 | 0.0007289%
[25 empty] | 2020-04-15 | 17 | 15 | 18 | 2020-01-01 | 0 | 0%
[25 empty] | 2020-04-15 | 18 | 15 | 19 | 2020-01-01 | 19.6479 | 3.397e-05%
[25 empty] | 2020-04-15 | 19 | 15 | 20 | 2020-01-01 | 9783.1828 | 0.01691%
[25 empty] | 2020-04-15 | 20 | 15 | 21 | 2020-01-01 | 29804.3596 | 0.05152%
[25 empty] | 2020-04-15 | 21 | 15 | 22 | 2020-01-01 | 22820.6614 | 0.03945%
[25 empty] | 2020-04-15 | 22 | 15 | 23 | 2020-01-01 | 11519.6397 | 0.01991%
[25 empty] | 2020-04-15 | 23 | 15 | 24 | 2020-01-01 | 364.5643 | 0.0006302%
[25 empty] | 2020-04-15 | 24 | 16 | 1 | 2020-01-01 | 0 | 0%
[25 empty] | 2020-04-16 | 1 | 16 | 2 | 2020-01-01 | 113.6572 | 0.0001965%
[25 empty] | 2020-04-16 | 2 | 16 | 3 | 2020-01-01 | 0 | 0%
[25 empty] | 2020-04-16 | 3 | 16 | 4 | 2020-01-01 | 0 | 0%
[25 empty] | 2020-04-16 | 4 | 16 | 5 | 2020-01-01 | 0 | 0%
[25 empty] | 2020-04-16 | 5 | 16 | 6 | 2020-01-01 | 0 | 0%
[25 empty] | 2020-04-16 | 6 | 16 | 7 | 2020-01-01 | 0 | 0%
[25 empty] | 2020-04-16 | 7 | 16 | 8 | 2020-01-01 | 79.2308 | 0.000137%
[25 empty] | 2020-04-16 | 8 | 16 | 9 | 2020-01-01 | 0 | 0%
[25 empty] | 2020-04-16 | 9 | 16 | 10 | 2020-01-01 | 2665.0703 | 0.004607%
[25 empty] | 2020-04-16 | 10 | 16 | 11 | 2020-01-01 | 0 | 0%
[25 empty] | 2020-04-16 | 11 | 16 | 12 | 2020-01-01 | 0 | 0%
[25 empty] | 2020-04-16 | 12 | 16 | 13 | 2020-01-01 | 0 | 0%
[25 empty] | 2020-04-16 | 13 | 16 | 14 | 2020-01-01 | 0 | 0%
[25 empty] | 2020-04-16 | 14 | 16 | 15 | 2020-01-01 | 0 | 0%
[25 empty] | 2020-04-16 | 15 | 16 | 16 | 2020-01-01 | 0 | 0%
[25 empty] | 2020-04-16 | 16 | 16 | 17 | 2020-01-01 | 91.5765 | 0.0001583%
[25 empty] | 2020-04-16 | 17 | 16 | 18 | 2020-01-01 | 0 | 0%
[25 empty] | 2020-04-16 | 18 | 16 | 19 | 2020-01-01 | 0 | 0%
[25 empty] | 2020-04-16 | 19 | 16 | 20 | 2020-01-01 | 1103.389 | 0.001907%
[25 empty] | 2020-04-16 | 20 | 16 | 21 | 2020-01-01 | 12272.4796 | 0.02122%
[25 empty] | 2020-04-16 | 21 | 16 | 22 | 2020-01-01 | 12882.7793 | 0.02227%
[25 empty] | 2020-04-16 | 22 | 16 | 23 | 2020-01-01 | 6144.9023 | 0.01062%
[25 empty] | 2020-04-16 | 23 | 16 | 24 | 2020-01-01 | 38.9133 | 6.727e-05%
[25 empty] | 2020-04-16 | 24 | 17 | 1 | 2020-01-01 | 0 | 0%
[25 empty] | 2020-04-17 | 1 | 17 | 2 | 2020-01-01 | 157.4199 | 0.0002721%
[25 empty] | 2020-04-17 | 2 | 17 | 3 | 2020-01-01 | 0 | 0%
[25 empty] | 2020-04-17 | 3 | 17 | 4 | 2020-01-01 | 8.5052 | 1.47e-05%
[25 empty] | 2020-04-17 | 4 | 17 | 5 | 2020-01-01 | 44.9672 | 7.774e-05%
[25 empty] | 2020-04-17 | 5 | 17 | 6 | 2020-01-01 | 0 | 0%
[25 empty] | 2020-04-17 | 6 | 17 | 7 | 2020-01-01 | 0 | 0%
[25 empty] | 2020-04-17 | 7 | 17 | 8 | 2020-01-01 | 66.9841 | 0.0001158%
[25 empty] | 2020-04-17 | 8 | 17 | 9 | 2020-01-01 | 0 | 0%
[25 empty] | 2020-04-17 | 9 | 17 | 10 | 2020-01-01 | 937.113 | 0.00162%
[25 empty] | 2020-04-17 | 10 | 17 | 11 | 2020-01-01 | 0 | 0%
[25 empty] | 2020-04-17 | 11 | 17 | 12 | 2020-01-01 | 0 | 0%
[25 empty] | 2020-04-17 | 12 | 17 | 13 | 2020-01-01 | 0 | 0%
[25 empty] | 2020-04-17 | 13 | 17 | 14 | 2020-01-01 | 0 | 0%
[25 empty] | 2020-04-17 | 14 | 17 | 15 | 2020-01-01 | 0 | 0%
[25 empty] | 2020-04-17 | 15 | 17 | 16 | 2020-01-01 | 0 | 0%
[25 empty] | 2020-04-17 | 16 | 17 | 17 | 2020-01-01 | 53.0032 | 9.163e-05%
[25 empty] | 2020-04-17 | 17 | 17 | 18 | 2020-01-01 | 0 | 0%
[25 empty] | 2020-04-17 | 18 | 17 | 19 | 2020-01-01 | 0 | 0%
[25 empty] | 2020-04-17 | 19 | 17 | 20 | 2020-01-01 | 1037.5762 | 0.001794%
[25 empty] | 2020-04-17 | 20 | 17 | 21 | 2020-01-01 | 13334.59 | 0.02305%
[25 empty] | 2020-04-17 | 21 | 17 | 22 | 2020-01-01 | 15224.3609 | 0.02632%
[25 empty] | 2020-04-17 | 22 | 17 | 23 | 2020-01-01 | 5684.6015 | 0.009827%
[25 empty] | 2020-04-17 | 23 | 17 | 24 | 2020-01-01 | 4.8794 | 8.435e-06%
[25 empty] | 2020-04-17 | 24 | 18 | 1 | 2020-01-01 | 0 | 0%
[25 empty] | 2020-04-18 | 1 | 18 | 2 | 2020-01-01 | 35.4528 | 6.129e-05%
[25 empty] | 2020-04-18 | 2 | 18 | 3 | 2020-01-01 | 0 | 0%
[25 empty] | 2020-04-18 | 3 | 18 | 4 | 2020-01-01 | 0 | 0%
[25 empty] | 2020-04-18 | 4 | 18 | 5 | 2020-01-01 | 0 | 0%
[25 empty] | 2020-04-18 | 5 | 18 | 6 | 2020-01-01 | 0 | 0%
[25 empty] | 2020-04-18 | 6 | 18 | 7 | 2020-01-01 | 0 | 0%
[25 empty] | 2020-04-18 | 7 | 18 | 8 | 2020-01-01 | 55.8963 | 9.663e-05%
[25 empty] | 2020-04-18 | 8 | 18 | 9 | 2020-01-01 | 0 | 0%
[25 empty] | 2020-04-18 | 9 | 18 | 10 | 2020-01-01 | 3867.3804 | 0.006686%
[25 empty] | 2020-04-18 | 10 | 18 | 11 | 2020-01-01 | 0 | 0%
[25 empty] | 2020-04-18 | 11 | 18 | 12 | 2020-01-01 | 0 | 0%
[25 empty] | 2020-04-18 | 12 | 18 | 13 | 2020-01-01 | 0 | 0%
[25 empty] | 2020-04-18 | 13 | 18 | 14 | 2020-01-01 | 0 | 0%
[25 empty] | 2020-04-18 | 14 | 18 | 15 | 2020-01-01 | 0 | 0%
[25 empty] | 2020-04-18 | 15 | 18 | 16 | 2020-01-01 | 0 | 0%
[25 empty] | 2020-04-18 | 16 | 18 | 17 | 2020-01-01 | 0 | 0%
[25 empty] | 2020-04-18 | 17 | 18 | 18 | 2020-01-01 | 0 | 0%
[25 empty] | 2020-04-18 | 18 | 18 | 19 | 2020-01-01 | 0 | 0%
[25 empty] | 2020-04-18 | 19 | 18 | 20 | 2020-01-01 | 0 | 0%
[25 empty] | 2020-04-18 | 20 | 18 | 21 | 2020-01-01 | 4136.0435 | 0.00715%
[25 empty] | 2020-04-18 | 21 | 18 | 22 | 2020-01-01 | 5640.6501 | 0.009751%
[25 empty] | 2020-04-18 | 22 | 18 | 23 | 2020-01-01 | 1304.0588 | 0.002254%
[25 empty] | 2020-04-18 | 23 | 18 | 24 | 2020-01-01 | 0 | 0%
[25 empty] | 2020-04-18 | 24 | 19 | 1 | 2020-01-01 | 0 | 0%
[25 empty] | 2020-04-19 | 1 | 19 | 2 | 2020-01-01 | 51.5463 | 8.911e-05%
[25 empty] | 2020-04-19 | 2 | 19 | 3 | 2020-01-01 | 0 | 0%
[25 empty] | 2020-04-19 | 3 | 19 | 4 | 2020-01-01 | 0 | 0%
[25 empty] | 2020-04-19 | 4 | 19 | 5 | 2020-01-01 | 0 | 0%
[25 empty] | 2020-04-19 | 5 | 19 | 6 | 2020-01-01 | 0 | 0%
[25 empty] | 2020-04-19 | 6 | 19 | 7 | 2020-01-01 | 0 | 0%
[25 empty] | 2020-04-19 | 7 | 19 | 8 | 2020-01-01 | 149.5503 | 0.0002585%
[25 empty] | 2020-04-19 | 8 | 19 | 9 | 2020-01-01 | 0 | 0%
[25 empty] | 2020-04-19 | 9 | 19 | 10 | 2020-01-01 | 2143.7024 | 0.003706%
[25 empty] | 2020-04-19 | 10 | 19 | 11 | 2020-01-01 | 0 | 0%
[25 empty] | 2020-04-19 | 11 | 19 | 12 | 2020-01-01 | 0 | 0%
[25 empty] | 2020-04-19 | 12 | 19 | 13 | 2020-01-01 | 0 | 0%
[25 empty] | 2020-04-19 | 13 | 19 | 14 | 2020-01-01 | 0 | 0%
[25 empty] | 2020-04-19 | 14 | 19 | 15 | 2020-01-01 | 0 | 0%
[25 empty] | 2020-04-19 | 15 | 19 | 16 | 2020-01-01 | 0 | 0%
[25 empty] | 2020-04-19 | 16 | 19 | 17 | 2020-01-01 | 1472.695 | 0.002546%
[25 empty] | 2020-04-19 | 17 | 19 | 18 | 2020-01-01 | 0 | 0%
[25 empty] | 2020-04-19 | 18 | 19 | 19 | 2020-01-01 | 0 | 0%
[25 empty] | 2020-04-19 | 19 | 19 | 20 | 2020-01-01 | 58.8959 | 0.0001018%
[25 empty] | 2020-04-19 | 20 | 19 | 21 | 2020-01-01 | 5806.3575 | 0.01004%
[25 empty] | 2020-04-19 | 21 | 19 | 22 | 2020-01-01 | 6853.2809 | 0.01185%
[25 empty] | 2020-04-19 | 22 | 19 | 23 | 2020-01-01 | 1713.2124 | 0.002962%
[25 empty] | 2020-04-19 | 23 | 19 | 24 | 2020-01-01 | 0 | 0%
[25 empty] | 2020-04-19 | 24 | 20 | 1 | 2020-01-01 | 0 | 0%
[25 empty] | 2020-04-20 | 1 | 20 | 2 | 2020-01-01 | 109.0688 | 0.0001886%
[25 empty] | 2020-04-20 | 2 | 20 | 3 | 2020-01-01 | 0 | 0%
[25 empty] | 2020-04-20 | 3 | 20 | 4 | 2020-01-01 | 0 | 0%
[25 empty] | 2020-04-20 | 4 | 20 | 5 | 2020-01-01 | 0 | 0%
[25 empty] | 2020-04-20 | 5 | 20 | 6 | 2020-01-01 | 0 | 0%
[25 empty] | 2020-04-20 | 6 | 20 | 7 | 2020-01-01 | 0 | 0%
[25 empty] | 2020-04-20 | 7 | 20 | 8 | 2020-01-01 | 36.8876 | 6.377e-05%
[25 empty] | 2020-04-20 | 8 | 20 | 9 | 2020-01-01 | 0 | 0%
[25 empty] | 2020-04-20 | 9 | 20 | 10 | 2020-01-01 | 785.2408 | 0.001357%
[25 empty] | 2020-04-20 | 10 | 20 | 11 | 2020-01-01 | 0 | 0%
[25 empty] | 2020-04-20 | 11 | 20 | 12 | 2020-01-01 | 0 | 0%
[25 empty] | 2020-04-20 | 12 | 20 | 13 | 2020-01-01 | 0 | 0%
[25 empty] | 2020-04-20 | 13 | 20 | 14 | 2020-01-01 | 410.8901 | 0.0007103%
[25 empty] | 2020-04-20 | 14 | 20 | 15 | 2020-01-01 | 0 | 0%
[25 empty] | 2020-04-20 | 15 | 20 | 16 | 2020-01-01 | 0 | 0%
[25 empty] | 2020-04-20 | 16 | 20 | 17 | 2020-01-01 | 305.47 | 0.0005281%
[25 empty] | 2020-04-20 | 17 | 20 | 18 | 2020-01-01 | 0 | 0%
[25 empty] | 2020-04-20 | 18 | 20 | 19 | 2020-01-01 | 0 | 0%
[25 empty] | 2020-04-20 | 19 | 20 | 20 | 2020-01-01 | 2211.6076 | 0.003823%
[25 empty] | 2020-04-20 | 20 | 20 | 21 | 2020-01-01 | 20357.9411 | 0.03519%
[25 empty] | 2020-04-20 | 21 | 20 | 22 | 2020-01-01 | 19091.4316 | 0.033%
[25 empty] | 2020-04-20 | 22 | 20 | 23 | 2020-01-01 | 9815.3236 | 0.01697%
[25 empty] | 2020-04-20 | 23 | 20 | 24 | 2020-01-01 | 238.6852 | 0.0004126%
[25 empty] | 2020-04-20 | 24 | 21 | 1 | 2020-01-01 | 0 | 0%
[25 empty] | 2020-04-21 | 1 | 21 | 2 | 2020-01-01 | 147.4561 | 0.0002549%
[25 empty] | 2020-04-21 | 2 | 21 | 3 | 2020-01-01 | 0 | 0%
[25 empty] | 2020-04-21 | 3 | 21 | 4 | 2020-01-01 | 0 | 0%
[25 empty] | 2020-04-21 | 4 | 21 | 5 | 2020-01-01 | 0 | 0%
[25 empty] | 2020-04-21 | 5 | 21 | 6 | 2020-01-01 | 0 | 0%
[25 empty] | 2020-04-21 | 6 | 21 | 7 | 2020-01-01 | 0 | 0%
[25 empty] | 2020-04-21 | 7 | 21 | 8 | 2020-01-01 | 113.4966 | 0.0001962%
[25 empty] | 2020-04-21 | 8 | 21 | 9 | 2020-01-01 | 0 | 0%
[25 empty] | 2020-04-21 | 9 | 21 | 10 | 2020-01-01 | 542.9055 | 0.0009385%
[25 empty] | 2020-04-21 | 10 | 21 | 11 | 2020-01-01 | 0 | 0%
[25 empty] | 2020-04-21 | 11 | 21 | 12 | 2020-01-01 | 0 | 0%
[25 empty] | 2020-04-21 | 12 | 21 | 13 | 2020-01-01 | 0 | 0%
[25 empty] | 2020-04-21 | 13 | 21 | 14 | 2020-01-01 | 0 | 0%
[25 empty] | 2020-04-21 | 14 | 21 | 15 | 2020-01-01 | 0 | 0%
[25 empty] | 2020-04-21 | 15 | 21 | 16 | 2020-01-01 | 0 | 0%
[25 empty] | 2020-04-21 | 16 | 21 | 17 | 2020-01-01 | 166.6101 | 0.000288%
[25 empty] | 2020-04-21 | 17 | 21 | 18 | 2020-01-01 | 0 | 0%
[25 empty] | 2020-04-21 | 18 | 21 | 19 | 2020-01-01 | 0 | 0%
[25 empty] | 2020-04-21 | 19 | 21 | 20 | 2020-01-01 | 3352.5088 | 0.005796%
[25 empty] | 2020-04-21 | 20 | 21 | 21 | 2020-01-01 | 28489.7165 | 0.04925%
[25 empty] | 2020-04-21 | 21 | 21 | 22 | 2020-01-01 | 27273.9053 | 0.04715%
[25 empty] | 2020-04-21 | 22 | 21 | 23 | 2020-01-01 | 14250.4338 | 0.02464%
[25 empty] | 2020-04-21 | 23 | 21 | 24 | 2020-01-01 | 629.1901 | 0.001088%
[25 empty] | 2020-04-21 | 24 | 22 | 1 | 2020-01-01 | 0 | 0%
[25 empty] | 2020-04-22 | 1 | 22 | 2 | 2020-01-01 | 74.2768 | 0.0001284%
[25 empty] | 2020-04-22 | 2 | 22 | 3 | 2020-01-01 | 0 | 0%
[25 empty] | 2020-04-22 | 3 | 22 | 4 | 2020-01-01 | 0 | 0%
[25 empty] | 2020-04-22 | 4 | 22 | 5 | 2020-01-01 | 0 | 0%
[25 empty] | 2020-04-22 | 5 | 22 | 6 | 2020-01-01 | 0 | 0%
[25 empty] | 2020-04-22 | 6 | 22 | 7 | 2020-01-01 | 0 | 0%
[25 empty] | 2020-04-22 | 7 | 22 | 8 | 2020-01-01 | 99.55 | 0.0001721%
[25 empty] | 2020-04-22 | 8 | 22 | 9 | 2020-01-01 | 3.7164 | 6.425e-06%
[25 empty] | 2020-04-22 | 9 | 22 | 10 | 2020-01-01 | 257.6375 | 0.0004454%
[25 empty] | 2020-04-22 | 10 | 22 | 11 | 2020-01-01 | 0 | 0%
[25 empty] | 2020-04-22 | 11 | 22 | 12 | 2020-01-01 | 0 | 0%
[25 empty] | 2020-04-22 | 12 | 22 | 13 | 2020-01-01 | 0 | 0%
[25 empty] | 2020-04-22 | 13 | 22 | 14 | 2020-01-01 | 0 | 0%
[25 empty] | 2020-04-22 | 14 | 22 | 15 | 2020-01-01 | 0 | 0%
[25 empty] | 2020-04-22 | 15 | 22 | 16 | 2020-01-01 | 0 | 0%
[25 empty] | 2020-04-22 | 16 | 22 | 17 | 2020-01-01 | 249.0003 | 0.0004305%
[25 empty] | 2020-04-22 | 17 | 22 | 18 | 2020-01-01 | 0 | 0%
[25 empty] | 2020-04-22 | 18 | 22 | 19 | 2020-01-01 | 137.4382 | 0.0002376%
[25 empty] | 2020-04-22 | 19 | 22 | 20 | 2020-01-01 | 12791.5229 | 0.02211%
[25 empty] | 2020-04-22 | 20 | 22 | 21 | 2020-01-01 | 27686.9419 | 0.04786%
[25 empty] | 2020-04-22 | 21 | 22 | 22 | 2020-01-01 | 28922.4373 | 0.05%
[25 empty] | 2020-04-22 | 22 | 22 | 23 | 2020-01-01 | 17429.4207 | 0.03013%
[25 empty] | 2020-04-22 | 23 | 22 | 24 | 2020-01-01 | 1719.6404 | 0.002973%
[25 empty] | 2020-04-22 | 24 | 23 | 1 | 2020-01-01 | 0 | 0%
[25 empty] | 2020-04-23 | 1 | 23 | 2 | 2020-01-01 | 54.7203 | 9.46e-05%
[25 empty] | 2020-04-23 | 2 | 23 | 3 | 2020-01-01 | 0 | 0%
[25 empty] | 2020-04-23 | 3 | 23 | 4 | 2020-01-01 | 0 | 0%
[25 empty] | 2020-04-23 | 4 | 23 | 5 | 2020-01-01 | 0 | 0%
[25 empty] | 2020-04-23 | 5 | 23 | 6 | 2020-01-01 | 0 | 0%
[25 empty] | 2020-04-23 | 6 | 23 | 7 | 2020-01-01 | 0 | 0%
[25 empty] | 2020-04-23 | 7 | 23 | 8 | 2020-01-01 | 87.8217 | 0.0001518%
[25 empty] | 2020-04-23 | 8 | 23 | 9 | 2020-01-01 | 0.36119 | 6.244e-07%
[25 empty] | 2020-04-23 | 9 | 23 | 10 | 2020-01-01 | 83.6099 | 0.0001445%
[25 empty] | 2020-04-23 | 10 | 23 | 11 | 2020-01-01 | 12.7768 | 2.209e-05%
[25 empty] | 2020-04-23 | 11 | 23 | 12 | 2020-01-01 | 0 | 0%
[25 empty] | 2020-04-23 | 12 | 23 | 13 | 2020-01-01 | 0 | 0%
[25 empty] | 2020-04-23 | 13 | 23 | 14 | 2020-01-01 | 0 | 0%
[25 empty] | 2020-04-23 | 14 | 23 | 15 | 2020-01-01 | 0 | 0%
[25 empty] | 2020-04-23 | 15 | 23 | 16 | 2020-01-01 | 0 | 0%
[25 empty] | 2020-04-23 | 16 | 23 | 17 | 2020-01-01 | 311.1275 | 0.0005379%
[25 empty] | 2020-04-23 | 17 | 23 | 18 | 2020-01-01 | 0 | 0%
[25 empty] | 2020-04-23 | 18 | 23 | 19 | 2020-01-01 | 83.1433 | 0.0001437%
[25 empty] | 2020-04-23 | 19 | 23 | 20 | 2020-01-01 | 5818.7463 | 0.01006%
[25 empty] | 2020-04-23 | 20 | 23 | 21 | 2020-01-01 | 20153.5887 | 0.03484%
[25 empty] | 2020-04-23 | 21 | 23 | 22 | 2020-01-01 | 21376.4177 | 0.03695%
[25 empty] | 2020-04-23 | 22 | 23 | 23 | 2020-01-01 | 10907.7587 | 0.01886%
[25 empty] | 2020-04-23 | 23 | 23 | 24 | 2020-01-01 | 993.2953 | 0.001717%
[25 empty] | 2020-04-23 | 24 | 24 | 1 | 2020-01-01 | 0 | 0%
[25 empty] | 2020-04-24 | 1 | 24 | 2 | 2020-01-01 | 181.7007 | 0.0003141%
[25 empty] | 2020-04-24 | 2 | 24 | 3 | 2020-01-01 | 0 | 0%
[25 empty] | 2020-04-24 | 3 | 24 | 4 | 2020-01-01 | 0 | 0%
[25 empty] | 2020-04-24 | 4 | 24 | 5 | 2020-01-01 | 0 | 0%
[25 empty] | 2020-04-24 | 5 | 24 | 6 | 2020-01-01 | 0 | 0%
[25 empty] | 2020-04-24 | 6 | 24 | 7 | 2020-01-01 | 0 | 0%
[25 empty] | 2020-04-24 | 7 | 24 | 8 | 2020-01-01 | 40.3798 | 6.981e-05%
[25 empty] | 2020-04-24 | 8 | 24 | 9 | 2020-01-01 | 0 | 0%
[25 empty] | 2020-04-24 | 9 | 24 | 10 | 2020-01-01 | 1786.0399 | 0.003088%
[25 empty] | 2020-04-24 | 10 | 24 | 11 | 2020-01-01 | 0 | 0%
[25 empty] | 2020-04-24 | 11 | 24 | 12 | 2020-01-01 | 0 | 0%
[25 empty] | 2020-04-24 | 12 | 24 | 13 | 2020-01-01 | 0 | 0%
[25 empty] | 2020-04-24 | 13 | 24 | 14 | 2020-01-01 | 0 | 0%
[25 empty] | 2020-04-24 | 14 | 24 | 15 | 2020-01-01 | 0 | 0%
[25 empty] | 2020-04-24 | 15 | 24 | 16 | 2020-01-01 | 0 | 0%
[25 empty] | 2020-04-24 | 16 | 24 | 17 | 2020-01-01 | 76.7927 | 0.0001328%
[25 empty] | 2020-04-24 | 17 | 24 | 18 | 2020-01-01 | 0 | 0%
[25 empty] | 2020-04-24 | 18 | 24 | 19 | 2020-01-01 | 0 | 0%
[25 empty] | 2020-04-24 | 19 | 24 | 20 | 2020-01-01 | 458.3848 | 0.0007924%
[25 empty] | 2020-04-24 | 20 | 24 | 21 | 2020-01-01 | 6604.4202 | 0.01142%
[25 empty] | 2020-04-24 | 21 | 24 | 22 | 2020-01-01 | 7162.0296 | 0.01238%
[25 empty] | 2020-04-24 | 22 | 24 | 23 | 2020-01-01 | 2815.5722 | 0.004867%
[25 empty] | 2020-04-24 | 23 | 24 | 24 | 2020-01-01 | 171.0511 | 0.0002957%
[25 empty] | 2020-04-24 | 24 | 25 | 1 | 2020-01-01 | 0 | 0%
[25 empty] | 2020-04-25 | 1 | 25 | 2 | 2020-01-01 | 42.9908 | 7.432e-05%
[25 empty] | 2020-04-25 | 2 | 25 | 3 | 2020-01-01 | 0 | 0%
[25 empty] | 2020-04-25 | 3 | 25 | 4 | 2020-01-01 | 0 | 0%
[25 empty] | 2020-04-25 | 4 | 25 | 5 | 2020-01-01 | 0 | 0%
[25 empty] | 2020-04-25 | 5 | 25 | 6 | 2020-01-01 | 65.3893 | 0.000113%
[25 empty] | 2020-04-25 | 6 | 25 | 7 | 2020-01-01 | 82.308 | 0.0001423%
[25 empty] | 2020-04-25 | 7 | 25 | 8 | 2020-01-01 | 129.1183 | 0.0002232%
[25 empty] | 2020-04-25 | 8 | 25 | 9 | 2020-01-01 | 0 | 0%
[25 empty] | 2020-04-25 | 9 | 25 | 10 | 2020-01-01 | 1304.0565 | 0.002254%
[25 empty] | 2020-04-25 | 10 | 25 | 11 | 2020-01-01 | 0 | 0%
[25 empty] | 2020-04-25 | 11 | 25 | 12 | 2020-01-01 | 0 | 0%
[25 empty] | 2020-04-25 | 12 | 25 | 13 | 2020-01-01 | 0 | 0%
[25 empty] | 2020-04-25 | 13 | 25 | 14 | 2020-01-01 | 0 | 0%
[25 empty] | 2020-04-25 | 14 | 25 | 15 | 2020-01-01 | 0 | 0%
[25 empty] | 2020-04-25 | 15 | 25 | 16 | 2020-01-01 | 70.0995 | 0.0001212%
[25 empty] | 2020-04-25 | 16 | 25 | 17 | 2020-01-01 | 3077.1546 | 0.00532%
[25 empty] | 2020-04-25 | 17 | 25 | 18 | 2020-01-01 | 0 | 0%
[25 empty] | 2020-04-25 | 18 | 25 | 19 | 2020-01-01 | 0 | 0%
[25 empty] | 2020-04-25 | 19 | 25 | 20 | 2020-01-01 | 0 | 0%
[25 empty] | 2020-04-25 | 20 | 25 | 21 | 2020-01-01 | 4175.4673 | 0.007218%
[25 empty] | 2020-04-25 | 21 | 25 | 22 | 2020-01-01 | 6321.1408 | 0.01093%
[25 empty] | 2020-04-25 | 22 | 25 | 23 | 2020-01-01 | 1141.8558 | 0.001974%
[25 empty] | 2020-04-25 | 23 | 25 | 24 | 2020-01-01 | 0 | 0%
[25 empty] | 2020-04-25 | 24 | 26 | 1 | 2020-01-01 | 0 | 0%
[25 empty] | 2020-04-26 | 1 | 26 | 2 | 2020-01-01 | 42.1702 | 7.29e-05%
[25 empty] | 2020-04-26 | 2 | 26 | 3 | 2020-01-01 | 0 | 0%
[25 empty] | 2020-04-26 | 3 | 26 | 4 | 2020-01-01 | 0 | 0%
[25 empty] | 2020-04-26 | 4 | 26 | 5 | 2020-01-01 | 0 | 0%
[25 empty] | 2020-04-26 | 5 | 26 | 6 | 2020-01-01 | 0 | 0%
[25 empty] | 2020-04-26 | 6 | 26 | 7 | 2020-01-01 | 0 | 0%
[25 empty] | 2020-04-26 | 7 | 26 | 8 | 2020-01-01 | 116.8246 | 0.000202%
[25 empty] | 2020-04-26 | 8 | 26 | 9 | 2020-01-01 | 0 | 0%
[25 empty] | 2020-04-26 | 9 | 26 | 10 | 2020-01-01 | 4360.5753 | 0.007538%
[25 empty] | 2020-04-26 | 10 | 26 | 11 | 2020-01-01 | 16.7338 | 2.893e-05%
[25 empty] | 2020-04-26 | 11 | 26 | 12 | 2020-01-01 | 0 | 0%
[25 empty] | 2020-04-26 | 12 | 26 | 13 | 2020-01-01 | 0 | 0%
[25 empty] | 2020-04-26 | 13 | 26 | 14 | 2020-01-01 | 0 | 0%
[25 empty] | 2020-04-26 | 14 | 26 | 15 | 2020-01-01 | 0 | 0%
[25 empty] | 2020-04-26 | 15 | 26 | 16 | 2020-01-01 | 0 | 0%
[25 empty] | 2020-04-26 | 16 | 26 | 17 | 2020-01-01 | 0 | 0%
[25 empty] | 2020-04-26 | 17 | 26 | 18 | 2020-01-01 | 0 | 0%
[25 empty] | 2020-04-26 | 18 | 26 | 19 | 2020-01-01 | 0 | 0%
[25 empty] | 2020-04-26 | 19 | 26 | 20 | 2020-01-01 | 0 | 0%
[25 empty] | 2020-04-26 | 20 | 26 | 21 | 2020-01-01 | 2183.3015 | 0.003774%
[25 empty] | 2020-04-26 | 21 | 26 | 22 | 2020-01-01 | 4540.8538 | 0.00785%
[25 empty] | 2020-04-26 | 22 | 26 | 23 | 2020-01-01 | 756.2115 | 0.001307%
[25 empty] | 2020-04-26 | 23 | 26 | 24 | 2020-01-01 | 0 | 0%
[25 empty] | 2020-04-26 | 24 | 27 | 1 | 2020-01-01 | 0 | 0%
[25 empty] | 2020-04-27 | 1 | 27 | 2 | 2020-01-01 | 96.8795 | 0.0001675%
[25 empty] | 2020-04-27 | 2 | 27 | 3 | 2020-01-01 | 0 | 0%
[25 empty] | 2020-04-27 | 3 | 27 | 4 | 2020-01-01 | 0 | 0%
[25 empty] | 2020-04-27 | 4 | 27 | 5 | 2020-01-01 | 0 | 0%
[25 empty] | 2020-04-27 | 5 | 27 | 6 | 2020-01-01 | 0 | 0%
[25 empty] | 2020-04-27 | 6 | 27 | 7 | 2020-01-01 | 0 | 0%
[25 empty] | 2020-04-27 | 7 | 27 | 8 | 2020-01-01 | 74.1449 | 0.0001282%
[25 empty] | 2020-04-27 | 8 | 27 | 9 | 2020-01-01 | 2.7902 | 4.823e-06%
[25 empty] | 2020-04-27 | 9 | 27 | 10 | 2020-01-01 | 1847.7511 | 0.003194%
[25 empty] | 2020-04-27 | 10 | 27 | 11 | 2020-01-01 | 0 | 0%
[25 empty] | 2020-04-27 | 11 | 27 | 12 | 2020-01-01 | 0 | 0%
[25 empty] | 2020-04-27 | 12 | 27 | 13 | 2020-01-01 | 0 | 0%
[25 empty] | 2020-04-27 | 13 | 27 | 14 | 2020-01-01 | 0 | 0%
[25 empty] | 2020-04-27 | 14 | 27 | 15 | 2020-01-01 | 0 | 0%
[25 empty] | 2020-04-27 | 15 | 27 | 16 | 2020-01-01 | 0 | 0%
[25 empty] | 2020-04-27 | 16 | 27 | 17 | 2020-01-01 | 370.8058 | 0.000641%
[25 empty] | 2020-04-27 | 17 | 27 | 18 | 2020-01-01 | 0 | 0%
[25 empty] | 2020-04-27 | 18 | 27 | 19 | 2020-01-01 | 0 | 0%
[25 empty] | 2020-04-27 | 19 | 27 | 20 | 2020-01-01 | 918.4834 | 0.001588%
[25 empty] | 2020-04-27 | 20 | 27 | 21 | 2020-01-01 | 10628.6575 | 0.01837%
[25 empty] | 2020-04-27 | 21 | 27 | 22 | 2020-01-01 | 10318.0763 | 0.01784%
[25 empty] | 2020-04-27 | 22 | 27 | 23 | 2020-01-01 | 4709.704 | 0.008142%
[25 empty] | 2020-04-27 | 23 | 27 | 24 | 2020-01-01 | 273.7872 | 0.0004733%
[25 empty] | 2020-04-27 | 24 | 28 | 1 | 2020-01-01 | 0 | 0%
[25 empty] | 2020-04-28 | 1 | 28 | 2 | 2020-01-01 | 189.3879 | 0.0003274%
[25 empty] | 2020-04-28 | 2 | 28 | 3 | 2020-01-01 | 0 | 0%
[25 empty] | 2020-04-28 | 3 | 28 | 4 | 2020-01-01 | 0 | 0%
[25 empty] | 2020-04-28 | 4 | 28 | 5 | 2020-01-01 | 0 | 0%
[25 empty] | 2020-04-28 | 5 | 28 | 6 | 2020-01-01 | 0 | 0%
[25 empty] | 2020-04-28 | 6 | 28 | 7 | 2020-01-01 | 0 | 0%
[25 empty] | 2020-04-28 | 7 | 28 | 8 | 2020-01-01 | 93.1448 | 0.000161%
[25 empty] | 2020-04-28 | 8 | 28 | 9 | 2020-01-01 | 25.7403 | 4.45e-05%
[25 empty] | 2020-04-28 | 9 | 28 | 10 | 2020-01-01 | 166.9787 | 0.0002887%
[25 empty] | 2020-04-28 | 10 | 28 | 11 | 2020-01-01 | 0 | 0%
[25 empty] | 2020-04-28 | 11 | 28 | 12 | 2020-01-01 | 0 | 0%
[25 empty] | 2020-04-28 | 12 | 28 | 13 | 2020-01-01 | 0 | 0%
[25 empty] | 2020-04-28 | 13 | 28 | 14 | 2020-01-01 | 0 | 0%
[25 empty] | 2020-04-28 | 14 | 28 | 15 | 2020-01-01 | 0 | 0%
[25 empty] | 2020-04-28 | 15 | 28 | 16 | 2020-01-01 | 0 | 0%
[25 empty] | 2020-04-28 | 16 | 28 | 17 | 2020-01-01 | 217.026 | 0.0003752%
[25 empty] | 2020-04-28 | 17 | 28 | 18 | 2020-01-01 | 0 | 0%
[25 empty] | 2020-04-28 | 18 | 28 | 19 | 2020-01-01 | 0 | 0%
[25 empty] | 2020-04-28 | 19 | 28 | 20 | 2020-01-01 | 4460.1726 | 0.007711%
[25 empty] | 2020-04-28 | 20 | 28 | 21 | 2020-01-01 | 29179.2601 | 0.05044%
[25 empty] | 2020-04-28 | 21 | 28 | 22 | 2020-01-01 | 27718.28 | 0.04792%
[25 empty] | 2020-04-28 | 22 | 28 | 23 | 2020-01-01 | 13457.3429 | 0.02326%
[25 empty] | 2020-04-28 | 23 | 28 | 24 | 2020-01-01 | 373.9659 | 0.0006465%
[25 empty] | 2020-04-28 | 24 | 29 | 1 | 2020-01-01 | 0 | 0%
[25 empty] | 2020-04-29 | 1 | 29 | 2 | 2020-01-01 | 82.553 | 0.0001427%
[25 empty] | 2020-04-29 | 2 | 29 | 3 | 2020-01-01 | 0 | 0%
[25 empty] | 2020-04-29 | 3 | 29 | 4 | 2020-01-01 | 0 | 0%
[25 empty] | 2020-04-29 | 4 | 29 | 5 | 2020-01-01 | 0 | 0%
[25 empty] | 2020-04-29 | 5 | 29 | 6 | 2020-01-01 | 0 | 0%
[25 empty] | 2020-04-29 | 6 | 29 | 7 | 2020-01-01 | 0 | 0%
[25 empty] | 2020-04-29 | 7 | 29 | 8 | 2020-01-01 | 70.2492 | 0.0001214%
[25 empty] | 2020-04-29 | 8 | 29 | 9 | 2020-01-01 | 0 | 0%
[25 empty] | 2020-04-29 | 9 | 29 | 10 | 2020-01-01 | 3143.988 | 0.005435%
[25 empty] | 2020-04-29 | 10 | 29 | 11 | 2020-01-01 | 0 | 0%
[25 empty] | 2020-04-29 | 11 | 29 | 12 | 2020-01-01 | 0 | 0%
[25 empty] | 2020-04-29 | 12 | 29 | 13 | 2020-01-01 | 0 | 0%
[25 empty] | 2020-04-29 | 13 | 29 | 14 | 2020-01-01 | 0 | 0%
[25 empty] | 2020-04-29 | 14 | 29 | 15 | 2020-01-01 | 0 | 0%
[25 empty] | 2020-04-29 | 15 | 29 | 16 | 2020-01-01 | 0 | 0%
[25 empty] | 2020-04-29 | 16 | 29 | 17 | 2020-01-01 | 37.2849 | 6.446e-05%
[25 empty] | 2020-04-29 | 17 | 29 | 18 | 2020-01-01 | 0 | 0%
[25 empty] | 2020-04-29 | 18 | 29 | 19 | 2020-01-01 | 0 | 0%
[25 empty] | 2020-04-29 | 19 | 29 | 20 | 2020-01-01 | 256.7598 | 0.0004439%
[25 empty] | 2020-04-29 | 20 | 29 | 21 | 2020-01-01 | 18628.9485 | 0.0322%
[25 empty] | 2020-04-29 | 21 | 29 | 22 | 2020-01-01 | 20534.965 | 0.0355%
[25 empty] | 2020-04-29 | 22 | 29 | 23 | 2020-01-01 | 9464.7696 | 0.01636%
[25 empty] | 2020-04-29 | 23 | 29 | 24 | 2020-01-01 | 242.4814 | 0.0004192%
[25 empty] | 2020-04-29 | 24 | 30 | 1 | 2020-01-01 | 0 | 0%
[25 empty] | 2020-04-30 | 1 | 30 | 2 | 2020-01-01 | 97.767 | 0.000169%
[25 empty] | 2020-04-30 | 2 | 30 | 3 | 2020-01-01 | 0 | 0%
[25 empty] | 2020-04-30 | 3 | 30 | 4 | 2020-01-01 | 0 | 0%
[25 empty] | 2020-04-30 | 4 | 30 | 5 | 2020-01-01 | 0 | 0%
[25 empty] | 2020-04-30 | 5 | 30 | 6 | 2020-01-01 | 0 | 0%
[25 empty] | 2020-04-30 | 6 | 30 | 7 | 2020-01-01 | 0 | 0%
[25 empty] | 2020-04-30 | 7 | 30 | 8 | 2020-01-01 | 86.5591 | 0.0001496%
[25 empty] | 2020-04-30 | 8 | 30 | 9 | 2020-01-01 | 0 | 0%
[25 empty] | 2020-04-30 | 9 | 30 | 10 | 2020-01-01 | 1952.2059 | 0.003375%
[25 empty] | 2020-04-30 | 10 | 30 | 11 | 2020-01-01 | 0 | 0%
[25 empty] | 2020-04-30 | 11 | 30 | 12 | 2020-01-01 | 0 | 0%
[25 empty] | 2020-04-30 | 12 | 30 | 13 | 2020-01-01 | 0 | 0%
[25 empty] | 2020-04-30 | 13 | 30 | 14 | 2020-01-01 | 0 | 0%
[25 empty] | 2020-04-30 | 14 | 30 | 15 | 2020-01-01 | 0 | 0%
[25 empty] | 2020-04-30 | 15 | 30 | 16 | 2020-01-01 | 0 | 0%
[25 empty] | 2020-04-30 | 16 | 30 | 17 | 2020-01-01 | 178.3525 | 0.0003083%
[25 empty] | 2020-04-30 | 17 | 30 | 18 | 2020-01-01 | 0 | 0%
[25 empty] | 2020-04-30 | 18 | 30 | 19 | 2020-01-01 | 0 | 0%
[25 empty] | 2020-04-30 | 19 | 30 | 20 | 2020-01-01 | 441.2965 | 0.0007629%
[25 empty] | 2020-04-30 | 20 | 30 | 21 | 2020-01-01 | 12687.9971 | 0.02193%
[25 empty] | 2020-04-30 | 21 | 30 | 22 | 2020-01-01 | 13589.8358 | 0.02349%
[25 empty] | 2020-04-30 | 22 | 30 | 23 | 2020-01-01 | 4529.4647 | 0.00783%
[25 empty] | 2020-04-30 | 23 | 30 | 24 | 2020-01-01 | 72.3881 | 0.0001251%
[25 empty] | 2020-04-30 | 24 | 1 | 1 | 2020-01-01 | 0 | 0%
[25 empty] | 2020-05-01 | 1 | 1 | 2 | 2020-01-01 | 61.9291 | 0.0001071%
[25 empty] | 2020-05-01 | 2 | 1 | 3 | 2020-01-01 | 0 | 0%
[25 empty] | 2020-05-01 | 3 | 1 | 4 | 2020-01-01 | 0 | 0%
[25 empty] | 2020-05-01 | 4 | 1 | 5 | 2020-01-01 | 0 | 0%
[25 empty] | 2020-05-01 | 5 | 1 | 6 | 2020-01-01 | 0 | 0%
[25 empty] | 2020-05-01 | 6 | 1 | 7 | 2020-01-01 | 0 | 0%
[25 empty] | 2020-05-01 | 7 | 1 | 8 | 2020-01-01 | 93.9883 | 0.0001625%
[25 empty] | 2020-05-01 | 8 | 1 | 9 | 2020-01-01 | 25.2676 | 4.368e-05%
[25 empty] | 2020-05-01 | 9 | 1 | 10 | 2020-01-01 | 368.9633 | 0.0006378%
[25 empty] | 2020-05-01 | 10 | 1 | 11 | 2020-01-01 | 0 | 0%
[25 empty] | 2020-05-01 | 11 | 1 | 12 | 2020-01-01 | 0 | 0%
[25 empty] | 2020-05-01 | 12 | 1 | 13 | 2020-01-01 | 0 | 0%
[25 empty] | 2020-05-01 | 13 | 1 | 14 | 2020-01-01 | 0 | 0%
[25 empty] | 2020-05-01 | 14 | 1 | 15 | 2020-01-01 | 0 | 0%
[25 empty] | 2020-05-01 | 15 | 1 | 16 | 2020-01-01 | 0 | 0%
[25 empty] | 2020-05-01 | 16 | 1 | 17 | 2020-01-01 | 504.6896 | 0.0008725%
[25 empty] | 2020-05-01 | 17 | 1 | 18 | 2020-01-01 | 575.2203 | 0.0009944%
[25 empty] | 2020-05-01 | 18 | 1 | 19 | 2020-01-01 | 7046.0082 | 0.01218%
[25 empty] | 2020-05-01 | 19 | 1 | 20 | 2020-01-01 | 36094.9543 | 0.0624%
[25 empty] | 2020-05-01 | 20 | 1 | 21 | 2020-01-01 | 47668.8408 | 0.08241%
[25 empty] | 2020-05-01 | 21 | 1 | 22 | 2020-01-01 | 48162.2634 | 0.08326%
[25 empty] | 2020-05-01 | 22 | 1 | 23 | 2020-01-01 | 33552.7058 | 0.058%
[25 empty] | 2020-05-01 | 23 | 1 | 24 | 2020-01-01 | 9538.9707 | 0.01649%
[25 empty] | 2020-05-01 | 24 | 2 | 1 | 2020-01-01 | 178.9078 | 0.0003093%
[25 empty] | 2020-05-02 | 1 | 2 | 2 | 2020-01-01 | 89.7134 | 0.0001551%
[25 empty] | 2020-05-02 | 2 | 2 | 3 | 2020-01-01 | 0 | 0%
[25 empty] | 2020-05-02 | 3 | 2 | 4 | 2020-01-01 | 0 | 0%
[25 empty] | 2020-05-02 | 4 | 2 | 5 | 2020-01-01 | 0 | 0%
[25 empty] | 2020-05-02 | 5 | 2 | 6 | 2020-01-01 | 0 | 0%
[25 empty] | 2020-05-02 | 6 | 2 | 7 | 2020-01-01 | 44.3559 | 7.668e-05%
[25 empty] | 2020-05-02 | 7 | 2 | 8 | 2020-01-01 | 86.4985 | 0.0001495%
[25 empty] | 2020-05-02 | 8 | 2 | 9 | 2020-01-01 | 0 | 0%
[25 empty] | 2020-05-02 | 9 | 2 | 10 | 2020-01-01 | 3054.2474 | 0.00528%
[25 empty] | 2020-05-02 | 10 | 2 | 11 | 2020-01-01 | 0 | 0%
[25 empty] | 2020-05-02 | 11 | 2 | 12 | 2020-01-01 | 0 | 0%
[25 empty] | 2020-05-02 | 12 | 2 | 13 | 2020-01-01 | 0 | 0%
[25 empty] | 2020-05-02 | 13 | 2 | 14 | 2020-01-01 | 0 | 0%
[25 empty] | 2020-05-02 | 14 | 2 | 15 | 2020-01-01 | 0 | 0%
[25 empty] | 2020-05-02 | 15 | 2 | 16 | 2020-01-01 | 0 | 0%
[25 empty] | 2020-05-02 | 16 | 2 | 17 | 2020-01-01 | 0 | 0%
[25 empty] | 2020-05-02 | 17 | 2 | 18 | 2020-01-01 | 0 | 0%
[25 empty] | 2020-05-02 | 18 | 2 | 19 | 2020-01-01 | 0 | 0%
[25 empty] | 2020-05-02 | 19 | 2 | 20 | 2020-01-01 | 24.5736 | 4.248e-05%
[25 empty] | 2020-05-02 | 20 | 2 | 21 | 2020-01-01 | 5747.6337 | 0.009936%
[25 empty] | 2020-05-02 | 21 | 2 | 22 | 2020-01-01 | 11656.6659 | 0.02015%
[25 empty] | 2020-05-02 | 22 | 2 | 23 | 2020-01-01 | 3678.274 | 0.006359%
[25 empty] | 2020-05-02 | 23 | 2 | 24 | 2020-01-01 | 129.6964 | 0.0002242%
[25 empty] | 2020-05-02 | 24 | 3 | 1 | 2020-01-01 | 0 | 0%
[25 empty] | 2020-05-03 | 1 | 3 | 2 | 2020-01-01 | 34.2971 | 5.929e-05%
[25 empty] | 2020-05-03 | 2 | 3 | 3 | 2020-01-01 | 0 | 0%
[25 empty] | 2020-05-03 | 3 | 3 | 4 | 2020-01-01 | 0 | 0%
[25 empty] | 2020-05-03 | 4 | 3 | 5 | 2020-01-01 | 0 | 0%
[25 empty] | 2020-05-03 | 5 | 3 | 6 | 2020-01-01 | 0 | 0%
[25 empty] | 2020-05-03 | 6 | 3 | 7 | 2020-01-01 | 34.1182 | 5.898e-05%
[25 empty] | 2020-05-03 | 7 | 3 | 8 | 2020-01-01 | 30.8612 | 5.335e-05%
[25 empty] | 2020-05-03 | 8 | 3 | 9 | 2020-01-01 | 0 | 0%
[25 empty] | 2020-05-03 | 9 | 3 | 10 | 2020-01-01 | 3181.8273 | 0.005501%
[25 empty] | 2020-05-03 | 10 | 3 | 11 | 2020-01-01 | 0 | 0%
[25 empty] | 2020-05-03 | 11 | 3 | 12 | 2020-01-01 | 0 | 0%
[25 empty] | 2020-05-03 | 12 | 3 | 13 | 2020-01-01 | 0 | 0%
[25 empty] | 2020-05-03 | 13 | 3 | 14 | 2020-01-01 | 0 | 0%
[25 empty] | 2020-05-03 | 14 | 3 | 15 | 2020-01-01 | 0 | 0%
[25 empty] | 2020-05-03 | 15 | 3 | 16 | 2020-01-01 | 0 | 0%
[25 empty] | 2020-05-03 | 16 | 3 | 17 | 2020-01-01 | 14.3155 | 2.475e-05%
[25 empty] | 2020-05-03 | 17 | 3 | 18 | 2020-01-01 | 0 | 0%
[25 empty] | 2020-05-03 | 18 | 3 | 19 | 2020-01-01 | 0 | 0%
[25 empty] | 2020-05-03 | 19 | 3 | 20 | 2020-01-01 | 57.0261 | 9.858e-05%
[25 empty] | 2020-05-03 | 20 | 3 | 21 | 2020-01-01 | 7888.5916 | 0.01364%
[25 empty] | 2020-05-03 | 21 | 3 | 22 | 2020-01-01 | 11149.7478 | 0.01928%
[25 empty] | 2020-05-03 | 22 | 3 | 23 | 2020-01-01 | 3690.3531 | 0.00638%
[25 empty] | 2020-05-03 | 23 | 3 | 24 | 2020-01-01 | 105.7553 | 0.0001828%
[25 empty] | 2020-05-03 | 24 | 4 | 1 | 2020-01-01 | 0 | 0%
[25 empty] | 2020-05-04 | 1 | 4 | 2 | 2020-01-01 | 267.6612 | 0.0004627%
[25 empty] | 2020-05-04 | 2 | 4 | 3 | 2020-01-01 | 0 | 0%
[25 empty] | 2020-05-04 | 3 | 4 | 4 | 2020-01-01 | 0 | 0%
[25 empty] | 2020-05-04 | 4 | 4 | 5 | 2020-01-01 | 0 | 0%
[25 empty] | 2020-05-04 | 5 | 4 | 6 | 2020-01-01 | 0 | 0%
[25 empty] | 2020-05-04 | 6 | 4 | 7 | 2020-01-01 | 0 | 0%
[25 empty] | 2020-05-04 | 7 | 4 | 8 | 2020-01-01 | 193.4452 | 0.0003344%
[25 empty] | 2020-05-04 | 8 | 4 | 9 | 2020-01-01 | 0 | 0%
[25 empty] | 2020-05-04 | 9 | 4 | 10 | 2020-01-01 | 314.3613 | 0.0005435%
[25 empty] | 2020-05-04 | 10 | 4 | 11 | 2020-01-01 | 0 | 0%
[25 empty] | 2020-05-04 | 11 | 4 | 12 | 2020-01-01 | 0 | 0%
[25 empty] | 2020-05-04 | 12 | 4 | 13 | 2020-01-01 | 0 | 0%
[25 empty] | 2020-05-04 | 13 | 4 | 14 | 2020-01-01 | 13.5343 | 2.34e-05%
[25 empty] | 2020-05-04 | 14 | 4 | 15 | 2020-01-01 | 0 | 0%
[25 empty] | 2020-05-04 | 15 | 4 | 16 | 2020-01-01 | 0 | 0%
[25 empty] | 2020-05-04 | 16 | 4 | 17 | 2020-01-01 | 17.1215 | 2.96e-05%
[25 empty] | 2020-05-04 | 17 | 4 | 18 | 2020-01-01 | 0 | 0%
[25 empty] | 2020-05-04 | 18 | 4 | 19 | 2020-01-01 | 0 | 0%
[25 empty] | 2020-05-04 | 19 | 4 | 20 | 2020-01-01 | 788.8296 | 0.001364%
[25 empty] | 2020-05-04 | 20 | 4 | 21 | 2020-01-01 | 12376.6451 | 0.0214%
[25 empty] | 2020-05-04 | 21 | 4 | 22 | 2020-01-01 | 20959.3122 | 0.03623%
[25 empty] | 2020-05-04 | 22 | 4 | 23 | 2020-01-01 | 10102.3635 | 0.01746%
[25 empty] | 2020-05-04 | 23 | 4 | 24 | 2020-01-01 | 289.7798 | 0.000501%
[25 empty] | 2020-05-04 | 24 | 5 | 1 | 2020-01-01 | 0 | 0%
[25 empty] | 2020-05-05 | 1 | 5 | 2 | 2020-01-01 | 58.6936 | 0.0001015%
[25 empty] | 2020-05-05 | 2 | 5 | 3 | 2020-01-01 | 0 | 0%
[25 empty] | 2020-05-05 | 3 | 5 | 4 | 2020-01-01 | 0 | 0%
[25 empty] | 2020-05-05 | 4 | 5 | 5 | 2020-01-01 | 0 | 0%
[25 empty] | 2020-05-05 | 5 | 5 | 6 | 2020-01-01 | 0 | 0%
[25 empty] | 2020-05-05 | 6 | 5 | 7 | 2020-01-01 | 0 | 0%
[25 empty] | 2020-05-05 | 7 | 5 | 8 | 2020-01-01 | 84.8937 | 0.0001468%
[25 empty] | 2020-05-05 | 8 | 5 | 9 | 2020-01-01 | 0 | 0%
[25 empty] | 2020-05-05 | 9 | 5 | 10 | 2020-01-01 | 1971.1041 | 0.003408%
[25 empty] | 2020-05-05 | 10 | 5 | 11 | 2020-01-01 | 0 | 0%
[25 empty] | 2020-05-05 | 11 | 5 | 12 | 2020-01-01 | 0 | 0%
[25 empty] | 2020-05-05 | 12 | 5 | 13 | 2020-01-01 | 0 | 0%
[25 empty] | 2020-05-05 | 13 | 5 | 14 | 2020-01-01 | 0 | 0%
[25 empty] | 2020-05-05 | 14 | 5 | 15 | 2020-01-01 | 0 | 0%
[25 empty] | 2020-05-05 | 15 | 5 | 16 | 2020-01-01 | 0 | 0%
[25 empty] | 2020-05-05 | 16 | 5 | 17 | 2020-01-01 | 199.8235 | 0.0003454%
[25 empty] | 2020-05-05 | 17 | 5 | 18 | 2020-01-01 | 0 | 0%
[25 empty] | 2020-05-05 | 18 | 5 | 19 | 2020-01-01 | 0 | 0%
[25 empty] | 2020-05-05 | 19 | 5 | 20 | 2020-01-01 | 814.6656 | 0.001408%
[25 empty] | 2020-05-05 | 20 | 5 | 21 | 2020-01-01 | 7092.1279 | 0.01226%
[25 empty] | 2020-05-05 | 21 | 5 | 22 | 2020-01-01 | 11117.4633 | 0.01922%
[25 empty] | 2020-05-05 | 22 | 5 | 23 | 2020-01-01 | 4758.6535 | 0.008227%
[25 empty] | 2020-05-05 | 23 | 5 | 24 | 2020-01-01 | 157.8616 | 0.0002729%
[25 empty] | 2020-05-05 | 24 | 6 | 1 | 2020-01-01 | 0 | 0%
[25 empty] | 2020-05-06 | 1 | 6 | 2 | 2020-01-01 | 5.8037 | 1.003e-05%
[25 empty] | 2020-05-06 | 2 | 6 | 3 | 2020-01-01 | 0 | 0%
[25 empty] | 2020-05-06 | 3 | 6 | 4 | 2020-01-01 | 0 | 0%
[25 empty] | 2020-05-06 | 4 | 6 | 5 | 2020-01-01 | 0 | 0%
[25 empty] | 2020-05-06 | 5 | 6 | 6 | 2020-01-01 | 0 | 0%
[25 empty] | 2020-05-06 | 6 | 6 | 7 | 2020-01-01 | 0 | 0%
[25 empty] | 2020-05-06 | 7 | 6 | 8 | 2020-01-01 | 42.1804 | 7.292e-05%
[25 empty] | 2020-05-06 | 8 | 6 | 9 | 2020-01-01 | 0 | 0%
[25 empty] | 2020-05-06 | 9 | 6 | 10 | 2020-01-01 | 2268.8644 | 0.003922%
[25 empty] | 2020-05-06 | 10 | 6 | 11 | 2020-01-01 | 0 | 0%
[25 empty] | 2020-05-06 | 11 | 6 | 12 | 2020-01-01 | 0 | 0%
[25 empty] | 2020-05-06 | 12 | 6 | 13 | 2020-01-01 | 0 | 0%
[25 empty] | 2020-05-06 | 13 | 6 | 14 | 2020-01-01 | 0 | 0%
[25 empty] | 2020-05-06 | 14 | 6 | 15 | 2020-01-01 | 0 | 0%
[25 empty] | 2020-05-06 | 15 | 6 | 16 | 2020-01-01 | 0 | 0%
[25 empty] | 2020-05-06 | 16 | 6 | 17 | 2020-01-01 | 165.8195 | 0.0002867%
[25 empty] | 2020-05-06 | 17 | 6 | 18 | 2020-01-01 | 0 | 0%
[25 empty] | 2020-05-06 | 18 | 6 | 19 | 2020-01-01 | 0 | 0%
[25 empty] | 2020-05-06 | 19 | 6 | 20 | 2020-01-01 | 2306.7489 | 0.003988%
[25 empty] | 2020-05-06 | 20 | 6 | 21 | 2020-01-01 | 11062.2424 | 0.01912%
[25 empty] | 2020-05-06 | 21 | 6 | 22 | 2020-01-01 | 16640.1827 | 0.02877%
[25 empty] | 2020-05-06 | 22 | 6 | 23 | 2020-01-01 | 10145.8605 | 0.01754%
[25 empty] | 2020-05-06 | 23 | 6 | 24 | 2020-01-01 | 175.9638 | 0.0003042%
[25 empty] | 2020-05-06 | 24 | 7 | 1 | 2020-01-01 | 0 | 0%
[25 empty] | 2020-05-07 | 1 | 7 | 2 | 2020-01-01 | 33.2966 | 5.756e-05%
[25 empty] | 2020-05-07 | 2 | 7 | 3 | 2020-01-01 | 0 | 0%
[25 empty] | 2020-05-07 | 3 | 7 | 4 | 2020-01-01 | 0 | 0%
[25 empty] | 2020-05-07 | 4 | 7 | 5 | 2020-01-01 | 0 | 0%
[25 empty] | 2020-05-07 | 5 | 7 | 6 | 2020-01-01 | 0 | 0%
[25 empty] | 2020-05-07 | 6 | 7 | 7 | 2020-01-01 | 0 | 0%
[25 empty] | 2020-05-07 | 7 | 7 | 8 | 2020-01-01 | 129.3905 | 0.0002237%
[25 empty] | 2020-05-07 | 8 | 7 | 9 | 2020-01-01 | 17.6458 | 3.051e-05%
[25 empty] | 2020-05-07 | 9 | 7 | 10 | 2020-01-01 | 302.2621 | 0.0005225%
[25 empty] | 2020-05-07 | 10 | 7 | 11 | 2020-01-01 | 0 | 0%
[25 empty] | 2020-05-07 | 11 | 7 | 12 | 2020-01-01 | 0 | 0%
[25 empty] | 2020-05-07 | 12 | 7 | 13 | 2020-01-01 | 0 | 0%
[25 empty] | 2020-05-07 | 13 | 7 | 14 | 2020-01-01 | 0 | 0%
[25 empty] | 2020-05-07 | 14 | 7 | 15 | 2020-01-01 | 0 | 0%
[25 empty] | 2020-05-07 | 15 | 7 | 16 | 2020-01-01 | 0 | 0%
[25 empty] | 2020-05-07 | 16 | 7 | 17 | 2020-01-01 | 749.8827 | 0.001296%
[25 empty] | 2020-05-07 | 17 | 7 | 18 | 2020-01-01 | 36.3988 | 6.292e-05%
[25 empty] | 2020-05-07 | 18 | 7 | 19 | 2020-01-01 | 1348.4002 | 0.002331%
[25 empty] | 2020-05-07 | 19 | 7 | 20 | 2020-01-01 | 16048.5466 | 0.02774%
[25 empty] | 2020-05-07 | 20 | 7 | 21 | 2020-01-01 | 30009.3099 | 0.05188%
[25 empty] | 2020-05-07 | 21 | 7 | 22 | 2020-01-01 | 33497.6164 | 0.05791%
[25 empty] | 2020-05-07 | 22 | 7 | 23 | 2020-01-01 | 24889.0002 | 0.04303%
[25 empty] | 2020-05-07 | 23 | 7 | 24 | 2020-01-01 | 4952.8887 | 0.008562%
[25 empty] | 2020-05-07 | 24 | 8 | 1 | 2020-01-01 | 0.25956 | 4.487e-07%
[25 empty] | 2020-05-08 | 1 | 8 | 2 | 2020-01-01 | 28.7831 | 4.976e-05%
[25 empty] | 2020-05-08 | 2 | 8 | 3 | 2020-01-01 | 0 | 0%
[25 empty] | 2020-05-08 | 3 | 8 | 4 | 2020-01-01 | 0 | 0%
[25 empty] | 2020-05-08 | 4 | 8 | 5 | 2020-01-01 | 0 | 0%
[25 empty] | 2020-05-08 | 5 | 8 | 6 | 2020-01-01 | 0 | 0%
[25 empty] | 2020-05-08 | 6 | 8 | 7 | 2020-01-01 | 0 | 0%
[25 empty] | 2020-05-08 | 7 | 8 | 8 | 2020-01-01 | 85.6546 | 0.0001481%
[25 empty] | 2020-05-08 | 8 | 8 | 9 | 2020-01-01 | 0 | 0%
[25 empty] | 2020-05-08 | 9 | 8 | 10 | 2020-01-01 | 3008.0698 | 0.0052%
[25 empty] | 2020-05-08 | 10 | 8 | 11 | 2020-01-01 | 167.3188 | 0.0002893%
[25 empty] | 2020-05-08 | 11 | 8 | 12 | 2020-01-01 | 0 | 0%
[25 empty] | 2020-05-08 | 12 | 8 | 13 | 2020-01-01 | 0 | 0%
[25 empty] | 2020-05-08 | 13 | 8 | 14 | 2020-01-01 | 0 | 0%
[25 empty] | 2020-05-08 | 14 | 8 | 15 | 2020-01-01 | 0 | 0%
[25 empty] | 2020-05-08 | 15 | 8 | 16 | 2020-01-01 | 0 | 0%
[25 empty] | 2020-05-08 | 16 | 8 | 17 | 2020-01-01 | 671.1809 | 0.00116%
[25 empty] | 2020-05-08 | 17 | 8 | 18 | 2020-01-01 | 0 | 0%
[25 empty] | 2020-05-08 | 18 | 8 | 19 | 2020-01-01 | 0 | 0%
[25 empty] | 2020-05-08 | 19 | 8 | 20 | 2020-01-01 | 369.2157 | 0.0006383%
[25 empty] | 2020-05-08 | 20 | 8 | 21 | 2020-01-01 | 8040.7734 | 0.0139%
[25 empty] | 2020-05-08 | 21 | 8 | 22 | 2020-01-01 | 14360.6046 | 0.02483%
[25 empty] | 2020-05-08 | 22 | 8 | 23 | 2020-01-01 | 6413.1583 | 0.01109%
[25 empty] | 2020-05-08 | 23 | 8 | 24 | 2020-01-01 | 131.5105 | 0.0002273%
[25 empty] | 2020-05-08 | 24 | 9 | 1 | 2020-01-01 | 0 | 0%
[25 empty] | 2020-05-09 | 1 | 9 | 2 | 2020-01-01 | 0.4614 | 7.976e-07%
[25 empty] | 2020-05-09 | 2 | 9 | 3 | 2020-01-01 | 0 | 0%
[25 empty] | 2020-05-09 | 3 | 9 | 4 | 2020-01-01 | 0 | 0%
[25 empty] | 2020-05-09 | 4 | 9 | 5 | 2020-01-01 | 0 | 0%
[25 empty] | 2020-05-09 | 5 | 9 | 6 | 2020-01-01 | 0 | 0%
[25 empty] | 2020-05-09 | 6 | 9 | 7 | 2020-01-01 | 71.0652 | 0.0001229%
[25 empty] | 2020-05-09 | 7 | 9 | 8 | 2020-01-01 | 141.3867 | 0.0002444%
[25 empty] | 2020-05-09 | 8 | 9 | 9 | 2020-01-01 | 0 | 0%
[25 empty] | 2020-05-09 | 9 | 9 | 10 | 2020-01-01 | 7578.5388 | 0.0131%
[25 empty] | 2020-05-09 | 10 | 9 | 11 | 2020-01-01 | 0 | 0%
[25 empty] | 2020-05-09 | 11 | 9 | 12 | 2020-01-01 | 0 | 0%
[25 empty] | 2020-05-09 | 12 | 9 | 13 | 2020-01-01 | 0 | 0%
[25 empty] | 2020-05-09 | 13 | 9 | 14 | 2020-01-01 | 0 | 0%
[25 empty] | 2020-05-09 | 14 | 9 | 15 | 2020-01-01 | 0 | 0%
[25 empty] | 2020-05-09 | 15 | 9 | 16 | 2020-01-01 | 0 | 0%
[25 empty] | 2020-05-09 | 16 | 9 | 17 | 2020-01-01 | 28.9291 | 5.001e-05%
[25 empty] | 2020-05-09 | 17 | 9 | 18 | 2020-01-01 | 0 | 0%
[25 empty] | 2020-05-09 | 18 | 9 | 19 | 2020-01-01 | 0 | 0%
[25 empty] | 2020-05-09 | 19 | 9 | 20 | 2020-01-01 | 68.3817 | 0.0001182%
[25 empty] | 2020-05-09 | 20 | 9 | 21 | 2020-01-01 | 1919.7918 | 0.003319%
[25 empty] | 2020-05-09 | 21 | 9 | 22 | 2020-01-01 | 7130.6071 | 0.01233%
[25 empty] | 2020-05-09 | 22 | 9 | 23 | 2020-01-01 | 1973.7278 | 0.003412%
[25 empty] | 2020-05-09 | 23 | 9 | 24 | 2020-01-01 | 65.7804 | 0.0001137%
[25 empty] | 2020-05-09 | 24 | 10 | 1 | 2020-01-01 | 0 | 0%
[25 empty] | 2020-05-10 | 1 | 10 | 2 | 2020-01-01 | 1.1249 | 1.945e-06%
[25 empty] | 2020-05-10 | 2 | 10 | 3 | 2020-01-01 | 0 | 0%
[25 empty] | 2020-05-10 | 3 | 10 | 4 | 2020-01-01 | 0 | 0%
[25 empty] | 2020-05-10 | 4 | 10 | 5 | 2020-01-01 | 0 | 0%
[25 empty] | 2020-05-10 | 5 | 10 | 6 | 2020-01-01 | 0 | 0%
[25 empty] | 2020-05-10 | 6 | 10 | 7 | 2020-01-01 | 20.143 | 3.482e-05%
[25 empty] | 2020-05-10 | 7 | 10 | 8 | 2020-01-01 | 0.83621 | 1.446e-06%
[25 empty] | 2020-05-10 | 8 | 10 | 9 | 2020-01-01 | 0 | 0%
[25 empty] | 2020-05-10 | 9 | 10 | 10 | 2020-01-01 | 3561.2177 | 0.006156%
[25 empty] | 2020-05-10 | 10 | 10 | 11 | 2020-01-01 | 0 | 0%
[25 empty] | 2020-05-10 | 11 | 10 | 12 | 2020-01-01 | 0 | 0%
[25 empty] | 2020-05-10 | 12 | 10 | 13 | 2020-01-01 | 0 | 0%
[25 empty] | 2020-05-10 | 13 | 10 | 14 | 2020-01-01 | 0 | 0%
[25 empty] | 2020-05-10 | 14 | 10 | 15 | 2020-01-01 | 0 | 0%
[25 empty] | 2020-05-10 | 15 | 10 | 16 | 2020-01-01 | 0 | 0%
[25 empty] | 2020-05-10 | 16 | 10 | 17 | 2020-01-01 | 0 | 0%
[25 empty] | 2020-05-10 | 17 | 10 | 18 | 2020-01-01 | 0 | 0%
[25 empty] | 2020-05-10 | 18 | 10 | 19 | 2020-01-01 | 0 | 0%
[25 empty] | 2020-05-10 | 19 | 10 | 20 | 2020-01-01 | 0 | 0%
[25 empty] | 2020-05-10 | 20 | 10 | 21 | 2020-01-01 | 2420.9388 | 0.004185%
[25 empty] | 2020-05-10 | 21 | 10 | 22 | 2020-01-01 | 7273.953 | 0.01257%
[25 empty] | 2020-05-10 | 22 | 10 | 23 | 2020-01-01 | 2360.9946 | 0.004082%
[25 empty] | 2020-05-10 | 23 | 10 | 24 | 2020-01-01 | 0 | 0%
[25 empty] | 2020-05-10 | 24 | 11 | 1 | 2020-01-01 | 0 | 0%
[25 empty] | 2020-05-11 | 1 | 11 | 2 | 2020-01-01 | 136.244 | 0.0002355%
[25 empty] | 2020-05-11 | 2 | 11 | 3 | 2020-01-01 | 0 | 0%
[25 empty] | 2020-05-11 | 3 | 11 | 4 | 2020-01-01 | 0 | 0%
[25 empty] | 2020-05-11 | 4 | 11 | 5 | 2020-01-01 | 0 | 0%
[25 empty] | 2020-05-11 | 5 | 11 | 6 | 2020-01-01 | 0 | 0%
[25 empty] | 2020-05-11 | 6 | 11 | 7 | 2020-01-01 | 0 | 0%
[25 empty] | 2020-05-11 | 7 | 11 | 8 | 2020-01-01 | 83.3291 | 0.0001441%
[25 empty] | 2020-05-11 | 8 | 11 | 9 | 2020-01-01 | 13.0015 | 2.248e-05%
[25 empty] | 2020-05-11 | 9 | 11 | 10 | 2020-01-01 | 214.2217 | 0.0003703%
[25 empty] | 2020-05-11 | 10 | 11 | 11 | 2020-01-01 | 0 | 0%
[25 empty] | 2020-05-11 | 11 | 11 | 12 | 2020-01-01 | 0 | 0%
[25 empty] | 2020-05-11 | 12 | 11 | 13 | 2020-01-01 | 0 | 0%
[25 empty] | 2020-05-11 | 13 | 11 | 14 | 2020-01-01 | 0 | 0%
[25 empty] | 2020-05-11 | 14 | 11 | 15 | 2020-01-01 | 0 | 0%
[25 empty] | 2020-05-11 | 15 | 11 | 16 | 2020-01-01 | 0 | 0%
[25 empty] | 2020-05-11 | 16 | 11 | 17 | 2020-01-01 | 252.9784 | 0.0004373%
[25 empty] | 2020-05-11 | 17 | 11 | 18 | 2020-01-01 | 0 | 0%
[25 empty] | 2020-05-11 | 18 | 11 | 19 | 2020-01-01 | 0 | 0%
[25 empty] | 2020-05-11 | 19 | 11 | 20 | 2020-01-01 | 7996.332 | 0.01382%
[25 empty] | 2020-05-11 | 20 | 11 | 21 | 2020-01-01 | 23683.1211 | 0.04094%
[25 empty] | 2020-05-11 | 21 | 11 | 22 | 2020-01-01 | 25374.104 | 0.04387%
[25 empty] | 2020-05-11 | 22 | 11 | 23 | 2020-01-01 | 15285.2894 | 0.02642%
[25 empty] | 2020-05-11 | 23 | 11 | 24 | 2020-01-01 | 1400.7299 | 0.002422%
[25 empty] | 2020-05-11 | 24 | 12 | 1 | 2020-01-01 | 0 | 0%
[25 empty] | 2020-05-12 | 1 | 12 | 2 | 2020-01-01 | 8.3926 | 1.451e-05%
[25 empty] | 2020-05-12 | 2 | 12 | 3 | 2020-01-01 | 0 | 0%
[25 empty] | 2020-05-12 | 3 | 12 | 4 | 2020-01-01 | 0 | 0%
[25 empty] | 2020-05-12 | 4 | 12 | 5 | 2020-01-01 | 0 | 0%
[25 empty] | 2020-05-12 | 5 | 12 | 6 | 2020-01-01 | 0 | 0%
[25 empty] | 2020-05-12 | 6 | 12 | 7 | 2020-01-01 | 12.7278 | 2.2e-05%
[25 empty] | 2020-05-12 | 7 | 12 | 8 | 2020-01-01 | 26.6275 | 4.603e-05%
[25 empty] | 2020-05-12 | 8 | 12 | 9 | 2020-01-01 | 0 | 0%
[25 empty] | 2020-05-12 | 9 | 12 | 10 | 2020-01-01 | 1336.5712 | 0.002311%
[25 empty] | 2020-05-12 | 10 | 12 | 11 | 2020-01-01 | 0 | 0%
[25 empty] | 2020-05-12 | 11 | 12 | 12 | 2020-01-01 | 0 | 0%
[25 empty] | 2020-05-12 | 12 | 12 | 13 | 2020-01-01 | 0 | 0%
[25 empty] | 2020-05-12 | 13 | 12 | 14 | 2020-01-01 | 0 | 0%
[25 empty] | 2020-05-12 | 14 | 12 | 15 | 2020-01-01 | 0 | 0%
[25 empty] | 2020-05-12 | 15 | 12 | 16 | 2020-01-01 | 0 | 0%
[25 empty] | 2020-05-12 | 16 | 12 | 17 | 2020-01-01 | 155.4871 | 0.0002688%
[25 empty] | 2020-05-12 | 17 | 12 | 18 | 2020-01-01 | 0 | 0%
[25 empty] | 2020-05-12 | 18 | 12 | 19 | 2020-01-01 | 0 | 0%
[25 empty] | 2020-05-12 | 19 | 12 | 20 | 2020-01-01 | 2640.9207 | 0.004565%
[25 empty] | 2020-05-12 | 20 | 12 | 21 | 2020-01-01 | 18306.9448 | 0.03165%
[25 empty] | 2020-05-12 | 21 | 12 | 22 | 2020-01-01 | 21026.2437 | 0.03635%
[25 empty] | 2020-05-12 | 22 | 12 | 23 | 2020-01-01 | 10823.881 | 0.01871%
[25 empty] | 2020-05-12 | 23 | 12 | 24 | 2020-01-01 | 845.377 | 0.001461%
[25 empty] | 2020-05-12 | 24 | 13 | 1 | 2020-01-01 | 0 | 0%
[25 empty] | 2020-05-13 | 1 | 13 | 2 | 2020-01-01 | 52.0098 | 8.991e-05%
[25 empty] | 2020-05-13 | 2 | 13 | 3 | 2020-01-01 | 0 | 0%
[25 empty] | 2020-05-13 | 3 | 13 | 4 | 2020-01-01 | 0 | 0%
[25 empty] | 2020-05-13 | 4 | 13 | 5 | 2020-01-01 | 0 | 0%
[25 empty] | 2020-05-13 | 5 | 13 | 6 | 2020-01-01 | 0 | 0%
[25 empty] | 2020-05-13 | 6 | 13 | 7 | 2020-01-01 | 0 | 0%
[25 empty] | 2020-05-13 | 7 | 13 | 8 | 2020-01-01 | 73.4388 | 0.000127%
[25 empty] | 2020-05-13 | 8 | 13 | 9 | 2020-01-01 | 23.7861 | 4.112e-05%
[25 empty] | 2020-05-13 | 9 | 13 | 10 | 2020-01-01 | 36.62 | 6.331e-05%
[25 empty] | 2020-05-13 | 10 | 13 | 11 | 2020-01-01 | 29.5099 | 5.102e-05%
[25 empty] | 2020-05-13 | 11 | 13 | 12 | 2020-01-01 | 91.3345 | 0.0001579%
[25 empty] | 2020-05-13 | 12 | 13 | 13 | 2020-01-01 | 0 | 0%
[25 empty] | 2020-05-13 | 13 | 13 | 14 | 2020-01-01 | 3.3175 | 5.735e-06%
[25 empty] | 2020-05-13 | 14 | 13 | 15 | 2020-01-01 | 0 | 0%
[25 empty] | 2020-05-13 | 15 | 13 | 16 | 2020-01-01 | 0 | 0%
[25 empty] | 2020-05-13 | 16 | 13 | 17 | 2020-01-01 | 126.8625 | 0.0002193%
[25 empty] | 2020-05-13 | 17 | 13 | 18 | 2020-01-01 | 0 | 0%
[25 empty] | 2020-05-13 | 18 | 13 | 19 | 2020-01-01 | 135.4289 | 0.0002341%
[25 empty] | 2020-05-13 | 19 | 13 | 20 | 2020-01-01 | 6211.5273 | 0.01074%
[25 empty] | 2020-05-13 | 20 | 13 | 21 | 2020-01-01 | 19985.2493 | 0.03455%
[25 empty] | 2020-05-13 | 21 | 13 | 22 | 2020-01-01 | 24026.2142 | 0.04154%
[25 empty] | 2020-05-13 | 22 | 13 | 23 | 2020-01-01 | 13160.8933 | 0.02275%
[25 empty] | 2020-05-13 | 23 | 13 | 24 | 2020-01-01 | 1030.6087 | 0.001782%
[25 empty] | 2020-05-13 | 24 | 14 | 1 | 2020-01-01 | 0 | 0%
[25 empty] | 2020-05-14 | 1 | 14 | 2 | 2020-01-01 | 39.233 | 6.782e-05%
[25 empty] | 2020-05-14 | 2 | 14 | 3 | 2020-01-01 | 0 | 0%
[25 empty] | 2020-05-14 | 3 | 14 | 4 | 2020-01-01 | 0 | 0%
[25 empty] | 2020-05-14 | 4 | 14 | 5 | 2020-01-01 | 0 | 0%
[25 empty] | 2020-05-14 | 5 | 14 | 6 | 2020-01-01 | 0 | 0%
[25 empty] | 2020-05-14 | 6 | 14 | 7 | 2020-01-01 | 0 | 0%
[25 empty] | 2020-05-14 | 7 | 14 | 8 | 2020-01-01 | 125.7333 | 0.0002174%
[25 empty] | 2020-05-14 | 8 | 14 | 9 | 2020-01-01 | 32.6702 | 5.648e-05%
[25 empty] | 2020-05-14 | 9 | 14 | 10 | 2020-01-01 | 1527.5857 | 0.002641%
[25 empty] | 2020-05-14 | 10 | 14 | 11 | 2020-01-01 | 0 | 0%
[25 empty] | 2020-05-14 | 11 | 14 | 12 | 2020-01-01 | 0 | 0%
[25 empty] | 2020-05-14 | 12 | 14 | 13 | 2020-01-01 | 0 | 0%
[25 empty] | 2020-05-14 | 13 | 14 | 14 | 2020-01-01 | 0 | 0%
[25 empty] | 2020-05-14 | 14 | 14 | 15 | 2020-01-01 | 0 | 0%
[25 empty] | 2020-05-14 | 15 | 14 | 16 | 2020-01-01 | 0 | 0%
[25 empty] | 2020-05-14 | 16 | 14 | 17 | 2020-01-01 | 45.3842 | 7.846e-05%
[25 empty] | 2020-05-14 | 17 | 14 | 18 | 2020-01-01 | 0 | 0%
[25 empty] | 2020-05-14 | 18 | 14 | 19 | 2020-01-01 | 0 | 0%
[25 empty] | 2020-05-14 | 19 | 14 | 20 | 2020-01-01 | 0 | 0%
[25 empty] | 2020-05-14 | 20 | 14 | 21 | 2020-01-01 | 3669.0611 | 0.006343%
[25 empty] | 2020-05-14 | 21 | 14 | 22 | 2020-01-01 | 6655.1314 | 0.01151%
[25 empty] | 2020-05-14 | 22 | 14 | 23 | 2020-01-01 | 2997.8225 | 0.005182%
[25 empty] | 2020-05-14 | 23 | 14 | 24 | 2020-01-01 | 128.314 | 0.0002218%
[25 empty] | 2020-05-14 | 24 | 15 | 1 | 2020-01-01 | 0 | 0%
[25 empty] | 2020-05-15 | 1 | 15 | 2 | 2020-01-01 | 63.3337 | 0.0001095%
[25 empty] | 2020-05-15 | 2 | 15 | 3 | 2020-01-01 | 0 | 0%
[25 empty] | 2020-05-15 | 3 | 15 | 4 | 2020-01-01 | 0 | 0%
[25 empty] | 2020-05-15 | 4 | 15 | 5 | 2020-01-01 | 0 | 0%
[25 empty] | 2020-05-15 | 5 | 15 | 6 | 2020-01-01 | 0 | 0%
[25 empty] | 2020-05-15 | 6 | 15 | 7 | 2020-01-01 | 59.9997 | 0.0001037%
[25 empty] | 2020-05-15 | 7 | 15 | 8 | 2020-01-01 | 42.9317 | 7.422e-05%
[25 empty] | 2020-05-15 | 8 | 15 | 9 | 2020-01-01 | 0 | 0%
[25 empty] | 2020-05-15 | 9 | 15 | 10 | 2020-01-01 | 57.4867 | 9.938e-05%
[25 empty] | 2020-05-15 | 10 | 15 | 11 | 2020-01-01 | 96.6284 | 0.000167%
[25 empty] | 2020-05-15 | 11 | 15 | 12 | 2020-01-01 | 0 | 0%
[25 empty] | 2020-05-15 | 12 | 15 | 13 | 2020-01-01 | 0 | 0%
[25 empty] | 2020-05-15 | 13 | 15 | 14 | 2020-01-01 | 0 | 0%
[25 empty] | 2020-05-15 | 14 | 15 | 15 | 2020-01-01 | 0 | 0%
[25 empty] | 2020-05-15 | 15 | 15 | 16 | 2020-01-01 | 0 | 0%
[25 empty] | 2020-05-15 | 16 | 15 | 17 | 2020-01-01 | 417.5337 | 0.0007218%
[25 empty] | 2020-05-15 | 17 | 15 | 18 | 2020-01-01 | 0 | 0%
[25 empty] | 2020-05-15 | 18 | 15 | 19 | 2020-01-01 | 0 | 0%
[25 empty] | 2020-05-15 | 19 | 15 | 20 | 2020-01-01 | 1765.082 | 0.003051%
[25 empty] | 2020-05-15 | 20 | 15 | 21 | 2020-01-01 | 8962.8074 | 0.01549%
[25 empty] | 2020-05-15 | 21 | 15 | 22 | 2020-01-01 | 13508.2994 | 0.02335%
[25 empty] | 2020-05-15 | 22 | 15 | 23 | 2020-01-01 | 6581.7076 | 0.01138%
[25 empty] | 2020-05-15 | 23 | 15 | 24 | 2020-01-01 | 756.1453 | 0.001307%
[25 empty] | 2020-05-15 | 24 | 16 | 1 | 2020-01-01 | 0 | 0%
[25 empty] | 2020-05-16 | 1 | 16 | 2 | 2020-01-01 | 17.132 | 2.962e-05%
[25 empty] | 2020-05-16 | 2 | 16 | 3 | 2020-01-01 | 0 | 0%
[25 empty] | 2020-05-16 | 3 | 16 | 4 | 2020-01-01 | 0 | 0%
[25 empty] | 2020-05-16 | 4 | 16 | 5 | 2020-01-01 | 0 | 0%
[25 empty] | 2020-05-16 | 5 | 16 | 6 | 2020-01-01 | 0 | 0%
[25 empty] | 2020-05-16 | 6 | 16 | 7 | 2020-01-01 | 0.73096 | 1.264e-06%
[25 empty] | 2020-05-16 | 7 | 16 | 8 | 2020-01-01 | 27.7652 | 4.8e-05%
[25 empty] | 2020-05-16 | 8 | 16 | 9 | 2020-01-01 | 0 | 0%
[25 empty] | 2020-05-16 | 9 | 16 | 10 | 2020-01-01 | 2538.6381 | 0.004389%
[25 empty] | 2020-05-16 | 10 | 16 | 11 | 2020-01-01 | 0 | 0%
[25 empty] | 2020-05-16 | 11 | 16 | 12 | 2020-01-01 | 0 | 0%
[25 empty] | 2020-05-16 | 12 | 16 | 13 | 2020-01-01 | 0 | 0%
[25 empty] | 2020-05-16 | 13 | 16 | 14 | 2020-01-01 | 0 | 0%
[25 empty] | 2020-05-16 | 14 | 16 | 15 | 2020-01-01 | 0 | 0%
[25 empty] | 2020-05-16 | 15 | 16 | 16 | 2020-01-01 | 0 | 0%
[25 empty] | 2020-05-16 | 16 | 16 | 17 | 2020-01-01 | 44.7869 | 7.743e-05%
[25 empty] | 2020-05-16 | 17 | 16 | 18 | 2020-01-01 | 0 | 0%
[25 empty] | 2020-05-16 | 18 | 16 | 19 | 2020-01-01 | 0 | 0%
[25 empty] | 2020-05-16 | 19 | 16 | 20 | 2020-01-01 | 0 | 0%
[25 empty] | 2020-05-16 | 20 | 16 | 21 | 2020-01-01 | 1720.5082 | 0.002974%
[25 empty] | 2020-05-16 | 21 | 16 | 22 | 2020-01-01 | 5993.1775 | 0.01036%
[25 empty] | 2020-05-16 | 22 | 16 | 23 | 2020-01-01 | 1749.07 | 0.003024%
[25 empty] | 2020-05-16 | 23 | 16 | 24 | 2020-01-01 | 0 | 0%
[25 empty] | 2020-05-16 | 24 | 17 | 1 | 2020-01-01 | 0 | 0%
[25 empty] | 2020-05-17 | 1 | 17 | 2 | 2020-01-01 | 34.6124 | 5.984e-05%
[25 empty] | 2020-05-17 | 2 | 17 | 3 | 2020-01-01 | 0 | 0%
[25 empty] | 2020-05-17 | 3 | 17 | 4 | 2020-01-01 | 0 | 0%
[25 empty] | 2020-05-17 | 4 | 17 | 5 | 2020-01-01 | 0 | 0%
[25 empty] | 2020-05-17 | 5 | 17 | 6 | 2020-01-01 | 0 | 0%
[25 empty] | 2020-05-17 | 6 | 17 | 7 | 2020-01-01 | 18.2455 | 3.154e-05%
[25 empty] | 2020-05-17 | 7 | 17 | 8 | 2020-01-01 | 2.4306 | 4.202e-06%
[25 empty] | 2020-05-17 | 8 | 17 | 9 | 2020-01-01 | 0 | 0%
[25 empty] | 2020-05-17 | 9 | 17 | 10 | 2020-01-01 | 2183.2514 | 0.003774%
[25 empty] | 2020-05-17 | 10 | 17 | 11 | 2020-01-01 | 3028.4802 | 0.005235%
[25 empty] | 2020-05-17 | 11 | 17 | 12 | 2020-01-01 | 0 | 0%
[25 empty] | 2020-05-17 | 12 | 17 | 13 | 2020-01-01 | 0 | 0%
[25 empty] | 2020-05-17 | 13 | 17 | 14 | 2020-01-01 | 0 | 0%
[25 empty] | 2020-05-17 | 14 | 17 | 15 | 2020-01-01 | 0 | 0%
[25 empty] | 2020-05-17 | 15 | 17 | 16 | 2020-01-01 | 0 | 0%
[25 empty] | 2020-05-17 | 16 | 17 | 17 | 2020-01-01 | 0 | 0%
[25 empty] | 2020-05-17 | 17 | 17 | 18 | 2020-01-01 | 0 | 0%
[25 empty] | 2020-05-17 | 18 | 17 | 19 | 2020-01-01 | 0 | 0%
[25 empty] | 2020-05-17 | 19 | 17 | 20 | 2020-01-01 | 15.031 | 2.598e-05%
[25 empty] | 2020-05-17 | 20 | 17 | 21 | 2020-01-01 | 3293.7439 | 0.005694%
[25 empty] | 2020-05-17 | 21 | 17 | 22 | 2020-01-01 | 8051.2916 | 0.01392%
[25 empty] | 2020-05-17 | 22 | 17 | 23 | 2020-01-01 | 3108.8951 | 0.005375%
[25 empty] | 2020-05-17 | 23 | 17 | 24 | 2020-01-01 | 13.5797 | 2.348e-05%
[25 empty] | 2020-05-17 | 24 | 18 | 1 | 2020-01-01 | 0 | 0%
[25 empty] | 2020-05-18 | 1 | 18 | 2 | 2020-01-01 | 87.762 | 0.0001517%
[25 empty] | 2020-05-18 | 2 | 18 | 3 | 2020-01-01 | 0 | 0%
[25 empty] | 2020-05-18 | 3 | 18 | 4 | 2020-01-01 | 0 | 0%
[25 empty] | 2020-05-18 | 4 | 18 | 5 | 2020-01-01 | 22.0447 | 3.811e-05%
[25 empty] | 2020-05-18 | 5 | 18 | 6 | 2020-01-01 | 0 | 0%
[25 empty] | 2020-05-18 | 6 | 18 | 7 | 2020-01-01 | 0 | 0%
[25 empty] | 2020-05-18 | 7 | 18 | 8 | 2020-01-01 | 8.0932 | 1.399e-05%
[25 empty] | 2020-05-18 | 8 | 18 | 9 | 2020-01-01 | 0 | 0%
[25 empty] | 2020-05-18 | 9 | 18 | 10 | 2020-01-01 | 1974.7645 | 0.003414%
[25 empty] | 2020-05-18 | 10 | 18 | 11 | 2020-01-01 | 0 | 0%
[25 empty] | 2020-05-18 | 11 | 18 | 12 | 2020-01-01 | 0 | 0%
[25 empty] | 2020-05-18 | 12 | 18 | 13 | 2020-01-01 | 0 | 0%
[25 empty] | 2020-05-18 | 13 | 18 | 14 | 2020-01-01 | 0 | 0%
[25 empty] | 2020-05-18 | 14 | 18 | 15 | 2020-01-01 | 0 | 0%
[25 empty] | 2020-05-18 | 15 | 18 | 16 | 2020-01-01 | 0 | 0%
[25 empty] | 2020-05-18 | 16 | 18 | 17 | 2020-01-01 | 156.0681 | 0.0002698%
[25 empty] | 2020-05-18 | 17 | 18 | 18 | 2020-01-01 | 0 | 0%
[25 empty] | 2020-05-18 | 18 | 18 | 19 | 2020-01-01 | 0 | 0%
[25 empty] | 2020-05-18 | 19 | 18 | 20 | 2020-01-01 | 74.8385 | 0.0001294%
[25 empty] | 2020-05-18 | 20 | 18 | 21 | 2020-01-01 | 9559.2734 | 0.01653%
[25 empty] | 2020-05-18 | 21 | 18 | 22 | 2020-01-01 | 16407.0703 | 0.02836%
[25 empty] | 2020-05-18 | 22 | 18 | 23 | 2020-01-01 | 7092.5396 | 0.01226%
[25 empty] | 2020-05-18 | 23 | 18 | 24 | 2020-01-01 | 181.8816 | 0.0003144%
[25 empty] | 2020-05-18 | 24 | 19 | 1 | 2020-01-01 | 0 | 0%
[25 empty] | 2020-05-19 | 1 | 19 | 2 | 2020-01-01 | 11.7432 | 2.03e-05%
[25 empty] | 2020-05-19 | 2 | 19 | 3 | 2020-01-01 | 0 | 0%
[25 empty] | 2020-05-19 | 3 | 19 | 4 | 2020-01-01 | 0 | 0%
[25 empty] | 2020-05-19 | 4 | 19 | 5 | 2020-01-01 | 0 | 0%
[25 empty] | 2020-05-19 | 5 | 19 | 6 | 2020-01-01 | 0 | 0%
[25 empty] | 2020-05-19 | 6 | 19 | 7 | 2020-01-01 | 0 | 0%
[25 empty] | 2020-05-19 | 7 | 19 | 8 | 2020-01-01 | 41.4182 | 7.16e-05%
[25 empty] | 2020-05-19 | 8 | 19 | 9 | 2020-01-01 | 0 | 0%
[25 empty] | 2020-05-19 | 9 | 19 | 10 | 2020-01-01 | 1740.6849 | 0.003009%
[25 empty] | 2020-05-19 | 10 | 19 | 11 | 2020-01-01 | 0 | 0%
[25 empty] | 2020-05-19 | 11 | 19 | 12 | 2020-01-01 | 0 | 0%
[25 empty] | 2020-05-19 | 12 | 19 | 13 | 2020-01-01 | 0 | 0%
[25 empty] | 2020-05-19 | 13 | 19 | 14 | 2020-01-01 | 0 | 0%
[25 empty] | 2020-05-19 | 14 | 19 | 15 | 2020-01-01 | 0 | 0%
[25 empty] | 2020-05-19 | 15 | 19 | 16 | 2020-01-01 | 0 | 0%
[25 empty] | 2020-05-19 | 16 | 19 | 17 | 2020-01-01 | 91.9881 | 0.000159%
[25 empty] | 2020-05-19 | 17 | 19 | 18 | 2020-01-01 | 0 | 0%
[25 empty] | 2020-05-19 | 18 | 19 | 19 | 2020-01-01 | 0 | 0%
[25 empty] | 2020-05-19 | 19 | 19 | 20 | 2020-01-01 | 1217.3232 | 0.002104%
[25 empty] | 2020-05-19 | 20 | 19 | 21 | 2020-01-01 | 18661.8217 | 0.03226%
[25 empty] | 2020-05-19 | 21 | 19 | 22 | 2020-01-01 | 28156.0034 | 0.04867%
[25 empty] | 2020-05-19 | 22 | 19 | 23 | 2020-01-01 | 15921.6966 | 0.02752%
[25 empty] | 2020-05-19 | 23 | 19 | 24 | 2020-01-01 | 811.9735 | 0.001404%
[25 empty] | 2020-05-19 | 24 | 20 | 1 | 2020-01-01 | 0 | 0%
[25 empty] | 2020-05-20 | 1 | 20 | 2 | 2020-01-01 | 11.9209 | 2.061e-05%
[25 empty] | 2020-05-20 | 2 | 20 | 3 | 2020-01-01 | 0 | 0%
[25 empty] | 2020-05-20 | 3 | 20 | 4 | 2020-01-01 | 0 | 0%
[25 empty] | 2020-05-20 | 4 | 20 | 5 | 2020-01-01 | 0 | 0%
[25 empty] | 2020-05-20 | 5 | 20 | 6 | 2020-01-01 | 0 | 0%
[25 empty] | 2020-05-20 | 6 | 20 | 7 | 2020-01-01 | 0 | 0%
[25 empty] | 2020-05-20 | 7 | 20 | 8 | 2020-01-01 | 67.5758 | 0.0001168%
[25 empty] | 2020-05-20 | 8 | 20 | 9 | 2020-01-01 | 0 | 0%
[25 empty] | 2020-05-20 | 9 | 20 | 10 | 2020-01-01 | 718.9366 | 0.001243%
[25 empty] | 2020-05-20 | 10 | 20 | 11 | 2020-01-01 | 0 | 0%
[25 empty] | 2020-05-20 | 11 | 20 | 12 | 2020-01-01 | 0 | 0%
[25 empty] | 2020-05-20 | 12 | 20 | 13 | 2020-01-01 | 0 | 0%
[25 empty] | 2020-05-20 | 13 | 20 | 14 | 2020-01-01 | 0 | 0%
[25 empty] | 2020-05-20 | 14 | 20 | 15 | 2020-01-01 | 0 | 0%
[25 empty] | 2020-05-20 | 15 | 20 | 16 | 2020-01-01 | 0 | 0%
[25 empty] | 2020-05-20 | 16 | 20 | 17 | 2020-01-01 | 354.9843 | 0.0006137%
[25 empty] | 2020-05-20 | 17 | 20 | 18 | 2020-01-01 | 0 | 0%
[25 empty] | 2020-05-20 | 18 | 20 | 19 | 2020-01-01 | 0 | 0%
[25 empty] | 2020-05-20 | 19 | 20 | 20 | 2020-01-01 | 141.9206 | 0.0002453%
[25 empty] | 2020-05-20 | 20 | 20 | 21 | 2020-01-01 | 10407.6964 | 0.01799%
[25 empty] | 2020-05-20 | 21 | 20 | 22 | 2020-01-01 | 18402.69 | 0.03181%
[25 empty] | 2020-05-20 | 22 | 20 | 23 | 2020-01-01 | 8573.7981 | 0.01482%
[25 empty] | 2020-05-20 | 23 | 20 | 24 | 2020-01-01 | 72.6943 | 0.0001257%
[25 empty] | 2020-05-20 | 24 | 21 | 1 | 2020-01-01 | 0 | 0%
[25 empty] | 2020-05-21 | 1 | 21 | 2 | 2020-01-01 | 43.1886 | 7.466e-05%
[25 empty] | 2020-05-21 | 2 | 21 | 3 | 2020-01-01 | 0 | 0%
[25 empty] | 2020-05-21 | 3 | 21 | 4 | 2020-01-01 | 0 | 0%
[25 empty] | 2020-05-21 | 4 | 21 | 5 | 2020-01-01 | 0 | 0%
[25 empty] | 2020-05-21 | 5 | 21 | 6 | 2020-01-01 | 0 | 0%
[25 empty] | 2020-05-21 | 6 | 21 | 7 | 2020-01-01 | 0 | 0%
[25 empty] | 2020-05-21 | 7 | 21 | 8 | 2020-01-01 | 31.6556 | 5.472e-05%
[25 empty] | 2020-05-21 | 8 | 21 | 9 | 2020-01-01 | 5.4854 | 9.483e-06%
[25 empty] | 2020-05-21 | 9 | 21 | 10 | 2020-01-01 | 277.0659 | 0.000479%
[25 empty] | 2020-05-21 | 10 | 21 | 11 | 2020-01-01 | 0 | 0%
[25 empty] | 2020-05-21 | 11 | 21 | 12 | 2020-01-01 | 0 | 0%
[25 empty] | 2020-05-21 | 12 | 21 | 13 | 2020-01-01 | 0 | 0%
[25 empty] | 2020-05-21 | 13 | 21 | 14 | 2020-01-01 | 0 | 0%
[25 empty] | 2020-05-21 | 14 | 21 | 15 | 2020-01-01 | 0 | 0%
[25 empty] | 2020-05-21 | 15 | 21 | 16 | 2020-01-01 | 0 | 0%
[25 empty] | 2020-05-21 | 16 | 21 | 17 | 2020-01-01 | 357.1191 | 0.0006174%
[25 empty] | 2020-05-21 | 17 | 21 | 18 | 2020-01-01 | 0 | 0%
[25 empty] | 2020-05-21 | 18 | 21 | 19 | 2020-01-01 | 249.6611 | 0.0004316%
[25 empty] | 2020-05-21 | 19 | 21 | 20 | 2020-01-01 | 7306.1556 | 0.01263%
[25 empty] | 2020-05-21 | 20 | 21 | 21 | 2020-01-01 | 24370.426 | 0.04213%
[25 empty] | 2020-05-21 | 21 | 21 | 22 | 2020-01-01 | 30840.3054 | 0.05332%
[25 empty] | 2020-05-21 | 22 | 21 | 23 | 2020-01-01 | 18137.3766 | 0.03136%
[25 empty] | 2020-05-21 | 23 | 21 | 24 | 2020-01-01 | 2694.6298 | 0.004658%
[25 empty] | 2020-05-21 | 24 | 22 | 1 | 2020-01-01 | 0 | 0%
[25 empty] | 2020-05-22 | 1 | 22 | 2 | 2020-01-01 | 31.1461 | 5.384e-05%
[25 empty] | 2020-05-22 | 2 | 22 | 3 | 2020-01-01 | 30.1845 | 5.218e-05%
[25 empty] | 2020-05-22 | 3 | 22 | 4 | 2020-01-01 | 0 | 0%
[25 empty] | 2020-05-22 | 4 | 22 | 5 | 2020-01-01 | 0 | 0%
[25 empty] | 2020-05-22 | 5 | 22 | 6 | 2020-01-01 | 0 | 0%
[25 empty] | 2020-05-22 | 6 | 22 | 7 | 2020-01-01 | 0 | 0%
[25 empty] | 2020-05-22 | 7 | 22 | 8 | 2020-01-01 | 54.6361 | 9.445e-05%
[25 empty] | 2020-05-22 | 8 | 22 | 9 | 2020-01-01 | 0 | 0%
[25 empty] | 2020-05-22 | 9 | 22 | 10 | 2020-01-01 | 1256.0011 | 0.002171%
[25 empty] | 2020-05-22 | 10 | 22 | 11 | 2020-01-01 | 0 | 0%
[25 empty] | 2020-05-22 | 11 | 22 | 12 | 2020-01-01 | 0 | 0%
[25 empty] | 2020-05-22 | 12 | 22 | 13 | 2020-01-01 | 0 | 0%
[25 empty] | 2020-05-22 | 13 | 22 | 14 | 2020-01-01 | 0 | 0%
[25 empty] | 2020-05-22 | 14 | 22 | 15 | 2020-01-01 | 0 | 0%
[25 empty] | 2020-05-22 | 15 | 22 | 16 | 2020-01-01 | 0 | 0%
[25 empty] | 2020-05-22 | 16 | 22 | 17 | 2020-01-01 | 135.1357 | 0.0002336%
[25 empty] | 2020-05-22 | 17 | 22 | 18 | 2020-01-01 | 0 | 0%
[25 empty] | 2020-05-22 | 18 | 22 | 19 | 2020-01-01 | 0 | 0%
[25 empty] | 2020-05-22 | 19 | 22 | 20 | 2020-01-01 | 233.8433 | 0.0004043%
[25 empty] | 2020-05-22 | 20 | 22 | 21 | 2020-01-01 | 6793.6575 | 0.01174%
[25 empty] | 2020-05-22 | 21 | 22 | 22 | 2020-01-01 | 12300.6166 | 0.02126%
[25 empty] | 2020-05-22 | 22 | 22 | 23 | 2020-01-01 | 6626.9236 | 0.01146%
[25 empty] | 2020-05-22 | 23 | 22 | 24 | 2020-01-01 | 251.5551 | 0.0004349%
[25 empty] | 2020-05-22 | 24 | 23 | 1 | 2020-01-01 | 0 | 0%
[25 empty] | 2020-05-23 | 1 | 23 | 2 | 2020-01-01 | 22.7801 | 3.938e-05%
[25 empty] | 2020-05-23 | 2 | 23 | 3 | 2020-01-01 | 0 | 0%
[25 empty] | 2020-05-23 | 3 | 23 | 4 | 2020-01-01 | 0 | 0%
[25 empty] | 2020-05-23 | 4 | 23 | 5 | 2020-01-01 | 0 | 0%
[25 empty] | 2020-05-23 | 5 | 23 | 6 | 2020-01-01 | 0 | 0%
[25 empty] | 2020-05-23 | 6 | 23 | 7 | 2020-01-01 | 29.3135 | 5.068e-05%
[25 empty] | 2020-05-23 | 7 | 23 | 8 | 2020-01-01 | 0 | 0%
[25 empty] | 2020-05-23 | 8 | 23 | 9 | 2020-01-01 | 0 | 0%
[25 empty] | 2020-05-23 | 9 | 23 | 10 | 2020-01-01 | 3530.0311 | 0.006103%
[25 empty] | 2020-05-23 | 10 | 23 | 11 | 2020-01-01 | 54.3733 | 9.4e-05%
[25 empty] | 2020-05-23 | 11 | 23 | 12 | 2020-01-01 | 0 | 0%
[25 empty] | 2020-05-23 | 12 | 23 | 13 | 2020-01-01 | 0 | 0%
[25 empty] | 2020-05-23 | 13 | 23 | 14 | 2020-01-01 | 0 | 0%
[25 empty] | 2020-05-23 | 14 | 23 | 15 | 2020-01-01 | 0 | 0%
[25 empty] | 2020-05-23 | 15 | 23 | 16 | 2020-01-01 | 0 | 0%
[25 empty] | 2020-05-23 | 16 | 23 | 17 | 2020-01-01 | 0 | 0%
[25 empty] | 2020-05-23 | 17 | 23 | 18 | 2020-01-01 | 0 | 0%
[25 empty] | 2020-05-23 | 18 | 23 | 19 | 2020-01-01 | 0 | 0%
[25 empty] | 2020-05-23 | 19 | 23 | 20 | 2020-01-01 | 0 | 0%
[25 empty] | 2020-05-23 | 20 | 23 | 21 | 2020-01-01 | 566.299 | 0.000979%
[25 empty] | 2020-05-23 | 21 | 23 | 22 | 2020-01-01 | 2496.6781 | 0.004316%
[25 empty] | 2020-05-23 | 22 | 23 | 23 | 2020-01-01 | 561.6724 | 0.000971%
[25 empty] | 2020-05-23 | 23 | 23 | 24 | 2020-01-01 | 0 | 0%
[25 empty] | 2020-05-23 | 24 | 24 | 1 | 2020-01-01 | 0 | 0%
[25 empty] | 2020-05-24 | 1 | 24 | 2 | 2020-01-01 | 0 | 0%
[25 empty] | 2020-05-24 | 2 | 24 | 3 | 2020-01-01 | 0 | 0%
[25 empty] | 2020-05-24 | 3 | 24 | 4 | 2020-01-01 | 15.4264 | 2.667e-05%
[25 empty] | 2020-05-24 | 4 | 24 | 5 | 2020-01-01 | 0 | 0%
[25 empty] | 2020-05-24 | 5 | 24 | 6 | 2020-01-01 | 0 | 0%
[25 empty] | 2020-05-24 | 6 | 24 | 7 | 2020-01-01 | 24.7459 | 4.278e-05%
[25 empty] | 2020-05-24 | 7 | 24 | 8 | 2020-01-01 | 15.3985 | 2.662e-05%
[25 empty] | 2020-05-24 | 8 | 24 | 9 | 2020-01-01 | 0 | 0%
[25 empty] | 2020-05-24 | 9 | 24 | 10 | 2020-01-01 | 1809.1013 | 0.003127%
[25 empty] | 2020-05-24 | 10 | 24 | 11 | 2020-01-01 | 0 | 0%
[25 empty] | 2020-05-24 | 11 | 24 | 12 | 2020-01-01 | 0 | 0%
[25 empty] | 2020-05-24 | 12 | 24 | 13 | 2020-01-01 | 0 | 0%
[25 empty] | 2020-05-24 | 13 | 24 | 14 | 2020-01-01 | 0 | 0%
[25 empty] | 2020-05-24 | 14 | 24 | 15 | 2020-01-01 | 0 | 0%
[25 empty] | 2020-05-24 | 15 | 24 | 16 | 2020-01-01 | 0 | 0%
[25 empty] | 2020-05-24 | 16 | 24 | 17 | 2020-01-01 | 0 | 0%
[25 empty] | 2020-05-24 | 17 | 24 | 18 | 2020-01-01 | 0 | 0%
[25 empty] | 2020-05-24 | 18 | 24 | 19 | 2020-01-01 | 0 | 0%
[25 empty] | 2020-05-24 | 19 | 24 | 20 | 2020-01-01 | 0 | 0%
[25 empty] | 2020-05-24 | 20 | 24 | 21 | 2020-01-01 | 539.1491 | 0.0009321%
[25 empty] | 2020-05-24 | 21 | 24 | 22 | 2020-01-01 | 1651.7528 | 0.002855%
[25 empty] | 2020-05-24 | 22 | 24 | 23 | 2020-01-01 | 404.8863 | 0.0006999%
[25 empty] | 2020-05-24 | 23 | 24 | 24 | 2020-01-01 | 9.8001 | 1.694e-05%
[25 empty] | 2020-05-24 | 24 | 25 | 1 | 2020-01-01 | 0 | 0%
[25 empty] | 2020-05-25 | 1 | 25 | 2 | 2020-01-01 | 13.4915 | 2.332e-05%
[25 empty] | 2020-05-25 | 2 | 25 | 3 | 2020-01-01 | 0 | 0%
[25 empty] | 2020-05-25 | 3 | 25 | 4 | 2020-01-01 | 0 | 0%
[25 empty] | 2020-05-25 | 4 | 25 | 5 | 2020-01-01 | 0 | 0%
[25 empty] | 2020-05-25 | 5 | 25 | 6 | 2020-01-01 | 0 | 0%
[25 empty] | 2020-05-25 | 6 | 25 | 7 | 2020-01-01 | 118.1324 | 0.0002042%
[25 empty] | 2020-05-25 | 7 | 25 | 8 | 2020-01-01 | 160.4985 | 0.0002775%
[25 empty] | 2020-05-25 | 8 | 25 | 9 | 2020-01-01 | 0 | 0%
[25 empty] | 2020-05-25 | 9 | 25 | 10 | 2020-01-01 | 2867.954 | 0.004958%
[25 empty] | 2020-05-25 | 10 | 25 | 11 | 2020-01-01 | 16.2436 | 2.808e-05%
[25 empty] | 2020-05-25 | 11 | 25 | 12 | 2020-01-01 | 0 | 0%
[25 empty] | 2020-05-25 | 12 | 25 | 13 | 2020-01-01 | 0 | 0%
[25 empty] | 2020-05-25 | 13 | 25 | 14 | 2020-01-01 | 0 | 0%
[25 empty] | 2020-05-25 | 14 | 25 | 15 | 2020-01-01 | 0 | 0%
[25 empty] | 2020-05-25 | 15 | 25 | 16 | 2020-01-01 | 0 | 0%
[25 empty] | 2020-05-25 | 16 | 25 | 17 | 2020-01-01 | 14.3516 | 2.481e-05%
[25 empty] | 2020-05-25 | 17 | 25 | 18 | 2020-01-01 | 0 | 0%
[25 empty] | 2020-05-25 | 18 | 25 | 19 | 2020-01-01 | 0 | 0%
[25 empty] | 2020-05-25 | 19 | 25 | 20 | 2020-01-01 | 0 | 0%
[25 empty] | 2020-05-25 | 20 | 25 | 21 | 2020-01-01 | 2802.0345 | 0.004844%
[25 empty] | 2020-05-25 | 21 | 25 | 22 | 2020-01-01 | 7054.7153 | 0.0122%
[25 empty] | 2020-05-25 | 22 | 25 | 23 | 2020-01-01 | 2837.4686 | 0.004905%
[25 empty] | 2020-05-25 | 23 | 25 | 24 | 2020-01-01 | 0 | 0%
[25 empty] | 2020-05-25 | 24 | 26 | 1 | 2020-01-01 | 0 | 0%
[25 empty] | 2020-05-26 | 1 | 26 | 2 | 2020-01-01 | 14.6753 | 2.537e-05%
[25 empty] | 2020-05-26 | 2 | 26 | 3 | 2020-01-01 | 0 | 0%
[25 empty] | 2020-05-26 | 3 | 26 | 4 | 2020-01-01 | 0 | 0%
[25 empty] | 2020-05-26 | 4 | 26 | 5 | 2020-01-01 | 0 | 0%
[25 empty] | 2020-05-26 | 5 | 26 | 6 | 2020-01-01 | 40.3707 | 6.979e-05%
[25 empty] | 2020-05-26 | 6 | 26 | 7 | 2020-01-01 | 63.39 | 0.0001096%
[25 empty] | 2020-05-26 | 7 | 26 | 8 | 2020-01-01 | 14.867 | 2.57e-05%
[25 empty] | 2020-05-26 | 8 | 26 | 9 | 2020-01-01 | 0 | 0%
[25 empty] | 2020-05-26 | 9 | 26 | 10 | 2020-01-01 | 169.3623 | 0.0002928%
[25 empty] | 2020-05-26 | 10 | 26 | 11 | 2020-01-01 | 0 | 0%
[25 empty] | 2020-05-26 | 11 | 26 | 12 | 2020-01-01 | 0 | 0%
[25 empty] | 2020-05-26 | 12 | 26 | 13 | 2020-01-01 | 0 | 0%
[25 empty] | 2020-05-26 | 13 | 26 | 14 | 2020-01-01 | 0 | 0%
[25 empty] | 2020-05-26 | 14 | 26 | 15 | 2020-01-01 | 0 | 0%
[25 empty] | 2020-05-26 | 15 | 26 | 16 | 2020-01-01 | 0 | 0%
[25 empty] | 2020-05-26 | 16 | 26 | 17 | 2020-01-01 | 925.1413 | 0.001599%
[25 empty] | 2020-05-26 | 17 | 26 | 18 | 2020-01-01 | 433.7385 | 0.0007498%
[25 empty] | 2020-05-26 | 18 | 26 | 19 | 2020-01-01 | 4121.7859 | 0.007126%
[25 empty] | 2020-05-26 | 19 | 26 | 20 | 2020-01-01 | 22510.7308 | 0.03892%
[25 empty] | 2020-05-26 | 20 | 26 | 21 | 2020-01-01 | 38845.6025 | 0.06715%
[25 empty] | 2020-05-26 | 21 | 26 | 22 | 2020-01-01 | 41282.0232 | 0.07137%
[25 empty] | 2020-05-26 | 22 | 26 | 23 | 2020-01-01 | 32358.9598 | 0.05594%
[25 empty] | 2020-05-26 | 23 | 26 | 24 | 2020-01-01 | 10158.1489 | 0.01756%
[25 empty] | 2020-05-26 | 24 | 27 | 1 | 2020-01-01 | 814.2318 | 0.001408%
[25 empty] | 2020-05-27 | 1 | 27 | 2 | 2020-01-01 | 35.148 | 6.076e-05%
[25 empty] | 2020-05-27 | 2 | 27 | 3 | 2020-01-01 | 0 | 0%
[25 empty] | 2020-05-27 | 3 | 27 | 4 | 2020-01-01 | 0 | 0%
[25 empty] | 2020-05-27 | 4 | 27 | 5 | 2020-01-01 | 0 | 0%
[25 empty] | 2020-05-27 | 5 | 27 | 6 | 2020-01-01 | 0 | 0%
[25 empty] | 2020-05-27 | 6 | 27 | 7 | 2020-01-01 | 0 | 0%
[25 empty] | 2020-05-27 | 7 | 27 | 8 | 2020-01-01 | 4.3969 | 7.601e-06%
[25 empty] | 2020-05-27 | 8 | 27 | 9 | 2020-01-01 | 0 | 0%
[25 empty] | 2020-05-27 | 9 | 27 | 10 | 2020-01-01 | 524.2054 | 0.0009062%
[25 empty] | 2020-05-27 | 10 | 27 | 11 | 2020-01-01 | 0 | 0%
[25 empty] | 2020-05-27 | 11 | 27 | 12 | 2020-01-01 | 0 | 0%
[25 empty] | 2020-05-27 | 12 | 27 | 13 | 2020-01-01 | 0 | 0%
[25 empty] | 2020-05-27 | 13 | 27 | 14 | 2020-01-01 | 0 | 0%
[25 empty] | 2020-05-27 | 14 | 27 | 15 | 2020-01-01 | 0 | 0%
[25 empty] | 2020-05-27 | 15 | 27 | 16 | 2020-01-01 | 0 | 0%
[25 empty] | 2020-05-27 | 16 | 27 | 17 | 2020-01-01 | 341.6973 | 0.0005907%
[25 empty] | 2020-05-27 | 17 | 27 | 18 | 2020-01-01 | 0 | 0%
[25 empty] | 2020-05-27 | 18 | 27 | 19 | 2020-01-01 | 0 | 0%
[25 empty] | 2020-05-27 | 19 | 27 | 20 | 2020-01-01 | 1145.189 | 0.00198%
[25 empty] | 2020-05-27 | 20 | 27 | 21 | 2020-01-01 | 12139.1706 | 0.02099%
[25 empty] | 2020-05-27 | 21 | 27 | 22 | 2020-01-01 | 23531.4771 | 0.04068%
[25 empty] | 2020-05-27 | 22 | 27 | 23 | 2020-01-01 | 13724.6395 | 0.02373%
[25 empty] | 2020-05-27 | 23 | 27 | 24 | 2020-01-01 | 1066.2364 | 0.001843%
[25 empty] | 2020-05-27 | 24 | 28 | 1 | 2020-01-01 | 0 | 0%
[25 empty] | 2020-05-28 | 1 | 28 | 2 | 2020-01-01 | 26.0726 | 4.507e-05%
[25 empty] | 2020-05-28 | 2 | 28 | 3 | 2020-01-01 | 0 | 0%
[25 empty] | 2020-05-28 | 3 | 28 | 4 | 2020-01-01 | 0 | 0%
[25 empty] | 2020-05-28 | 4 | 28 | 5 | 2020-01-01 | 0 | 0%
[25 empty] | 2020-05-28 | 5 | 28 | 6 | 2020-01-01 | 0 | 0%
[25 empty] | 2020-05-28 | 6 | 28 | 7 | 2020-01-01 | 4.2158 | 7.288e-06%
[25 empty] | 2020-05-28 | 7 | 28 | 8 | 2020-01-01 | 91.092 | 0.0001575%
[25 empty] | 2020-05-28 | 8 | 28 | 9 | 2020-01-01 | 0 | 0%
[25 empty] | 2020-05-28 | 9 | 28 | 10 | 2020-01-01 | 1429.8985 | 0.002472%
[25 empty] | 2020-05-28 | 10 | 28 | 11 | 2020-01-01 | 0 | 0%
[25 empty] | 2020-05-28 | 11 | 28 | 12 | 2020-01-01 | 0 | 0%
[25 empty] | 2020-05-28 | 12 | 28 | 13 | 2020-01-01 | 0 | 0%
[25 empty] | 2020-05-28 | 13 | 28 | 14 | 2020-01-01 | 0 | 0%
[25 empty] | 2020-05-28 | 14 | 28 | 15 | 2020-01-01 | 0 | 0%
[25 empty] | 2020-05-28 | 15 | 28 | 16 | 2020-01-01 | 0 | 0%
[25 empty] | 2020-05-28 | 16 | 28 | 17 | 2020-01-01 | 170.2458 | 0.0002943%
[25 empty] | 2020-05-28 | 17 | 28 | 18 | 2020-01-01 | 0 | 0%
[25 empty] | 2020-05-28 | 18 | 28 | 19 | 2020-01-01 | 0 | 0%
[25 empty] | 2020-05-28 | 19 | 28 | 20 | 2020-01-01 | 640.7889 | 0.001108%
[25 empty] | 2020-05-28 | 20 | 28 | 21 | 2020-01-01 | 10434.0825 | 0.01804%
[25 empty] | 2020-05-28 | 21 | 28 | 22 | 2020-01-01 | 15932.54 | 0.02754%
[25 empty] | 2020-05-28 | 22 | 28 | 23 | 2020-01-01 | 7520.1 | 0.013%
[25 empty] | 2020-05-28 | 23 | 28 | 24 | 2020-01-01 | 441.3642 | 0.000763%
[25 empty] | 2020-05-28 | 24 | 29 | 1 | 2020-01-01 | 0 | 0%
[25 empty] | 2020-05-29 | 1 | 29 | 2 | 2020-01-01 | 155.5281 | 0.0002689%
[25 empty] | 2020-05-29 | 2 | 29 | 3 | 2020-01-01 | 0 | 0%
[25 empty] | 2020-05-29 | 3 | 29 | 4 | 2020-01-01 | 0 | 0%
[25 empty] | 2020-05-29 | 4 | 29 | 5 | 2020-01-01 | 0 | 0%
[25 empty] | 2020-05-29 | 5 | 29 | 6 | 2020-01-01 | 0 | 0%
[25 empty] | 2020-05-29 | 6 | 29 | 7 | 2020-01-01 | 17.6323 | 3.048e-05%
[25 empty] | 2020-05-29 | 7 | 29 | 8 | 2020-01-01 | 48.9361 | 8.46e-05%
[25 empty] | 2020-05-29 | 8 | 29 | 9 | 2020-01-01 | 0 | 0%
[25 empty] | 2020-05-29 | 9 | 29 | 10 | 2020-01-01 | 174.7103 | 0.000302%
[25 empty] | 2020-05-29 | 10 | 29 | 11 | 2020-01-01 | 0 | 0%
[25 empty] | 2020-05-29 | 11 | 29 | 12 | 2020-01-01 | 0 | 0%
[25 empty] | 2020-05-29 | 12 | 29 | 13 | 2020-01-01 | 0 | 0%
[25 empty] | 2020-05-29 | 13 | 29 | 14 | 2020-01-01 | 0 | 0%
[25 empty] | 2020-05-29 | 14 | 29 | 15 | 2020-01-01 | 0 | 0%
[25 empty] | 2020-05-29 | 15 | 29 | 16 | 2020-01-01 | 0 | 0%
[25 empty] | 2020-05-29 | 16 | 29 | 17 | 2020-01-01 | 223.841 | 0.000387%
[25 empty] | 2020-05-29 | 17 | 29 | 18 | 2020-01-01 | 0 | 0%
[25 empty] | 2020-05-29 | 18 | 29 | 19 | 2020-01-01 | 0 | 0%
[25 empty] | 2020-05-29 | 19 | 29 | 20 | 2020-01-01 | 0 | 0%
[25 empty] | 2020-05-29 | 20 | 29 | 21 | 2020-01-01 | 6799.2071 | 0.01175%
[25 empty] | 2020-05-29 | 21 | 29 | 22 | 2020-01-01 | 13231.1995 | 0.02287%
[25 empty] | 2020-05-29 | 22 | 29 | 23 | 2020-01-01 | 4318.4772 | 0.007466%
[25 empty] | 2020-05-29 | 23 | 29 | 24 | 2020-01-01 | 56.6304 | 9.79e-05%
[25 empty] | 2020-05-29 | 24 | 30 | 1 | 2020-01-01 | 0 | 0%
[25 empty] | 2020-05-30 | 1 | 30 | 2 | 2020-01-01 | 22.5916 | 3.906e-05%
[25 empty] | 2020-05-30 | 2 | 30 | 3 | 2020-01-01 | 0 | 0%
[25 empty] | 2020-05-30 | 3 | 30 | 4 | 2020-01-01 | 0 | 0%
[25 empty] | 2020-05-30 | 4 | 30 | 5 | 2020-01-01 | 20.8607 | 3.606e-05%
[25 empty] | 2020-05-30 | 5 | 30 | 6 | 2020-01-01 | 0 | 0%
[25 empty] | 2020-05-30 | 6 | 30 | 7 | 2020-01-01 | 17.5024 | 3.026e-05%
[25 empty] | 2020-05-30 | 7 | 30 | 8 | 2020-01-01 | 0 | 0%
[25 empty] | 2020-05-30 | 8 | 30 | 9 | 2020-01-01 | 0 | 0%
[25 empty] | 2020-05-30 | 9 | 30 | 10 | 2020-01-01 | 2836.5979 | 0.004904%
[25 empty] | 2020-05-30 | 10 | 30 | 11 | 2020-01-01 | 0 | 0%
[25 empty] | 2020-05-30 | 11 | 30 | 12 | 2020-01-01 | 0 | 0%
[25 empty] | 2020-05-30 | 12 | 30 | 13 | 2020-01-01 | 0 | 0%
[25 empty] | 2020-05-30 | 13 | 30 | 14 | 2020-01-01 | 0 | 0%
[25 empty] | 2020-05-30 | 14 | 30 | 15 | 2020-01-01 | 0 | 0%
[25 empty] | 2020-05-30 | 15 | 30 | 16 | 2020-01-01 | 0 | 0%
[25 empty] | 2020-05-30 | 16 | 30 | 17 | 2020-01-01 | 0 | 0%
[25 empty] | 2020-05-30 | 17 | 30 | 18 | 2020-01-01 | 0 | 0%
[25 empty] | 2020-05-30 | 18 | 30 | 19 | 2020-01-01 | 0 | 0%
[25 empty] | 2020-05-30 | 19 | 30 | 20 | 2020-01-01 | 0 | 0%
[25 empty] | 2020-05-30 | 20 | 30 | 21 | 2020-01-01 | 1215.173 | 0.002101%
[25 empty] | 2020-05-30 | 21 | 30 | 22 | 2020-01-01 | 4087.0473 | 0.007065%
[25 empty] | 2020-05-30 | 22 | 30 | 23 | 2020-01-01 | 1389.6493 | 0.002402%
[25 empty] | 2020-05-30 | 23 | 30 | 24 | 2020-01-01 | 0 | 0%
[25 empty] | 2020-05-30 | 24 | 31 | 1 | 2020-01-01 | 0 | 0%
[25 empty] | 2020-05-31 | 1 | 31 | 2 | 2020-01-01 | 15.1833 | 2.625e-05%
[25 empty] | 2020-05-31 | 2 | 31 | 3 | 2020-01-01 | 0 | 0%
[25 empty] | 2020-05-31 | 3 | 31 | 4 | 2020-01-01 | 0 | 0%
[25 empty] | 2020-05-31 | 4 | 31 | 5 | 2020-01-01 | 0 | 0%
[25 empty] | 2020-05-31 | 5 | 31 | 6 | 2020-01-01 | 0 | 0%
[25 empty] | 2020-05-31 | 6 | 31 | 7 | 2020-01-01 | 6.4753 | 1.119e-05%
[25 empty] | 2020-05-31 | 7 | 31 | 8 | 2020-01-01 | 0 | 0%
[25 empty] | 2020-05-31 | 8 | 31 | 9 | 2020-01-01 | 0 | 0%
[25 empty] | 2020-05-31 | 9 | 31 | 10 | 2020-01-01 | 2096.0922 | 0.003624%
[25 empty] | 2020-05-31 | 10 | 31 | 11 | 2020-01-01 | 592.6756 | 0.001025%
[25 empty] | 2020-05-31 | 11 | 31 | 12 | 2020-01-01 | 0 | 0%
[25 empty] | 2020-05-31 | 12 | 31 | 13 | 2020-01-01 | 0 | 0%
[25 empty] | 2020-05-31 | 13 | 31 | 14 | 2020-01-01 | 0 | 0%
[25 empty] | 2020-05-31 | 14 | 31 | 15 | 2020-01-01 | 0 | 0%
[25 empty] | 2020-05-31 | 15 | 31 | 16 | 2020-01-01 | 0 | 0%
[25 empty] | 2020-05-31 | 16 | 31 | 17 | 2020-01-01 | 0 | 0%
[25 empty] | 2020-05-31 | 17 | 31 | 18 | 2020-01-01 | 0 | 0%
[25 empty] | 2020-05-31 | 18 | 31 | 19 | 2020-01-01 | 0 | 0%
[25 empty] | 2020-05-31 | 19 | 31 | 20 | 2020-01-01 | 0 | 0%
[25 empty] | 2020-05-31 | 20 | 31 | 21 | 2020-01-01 | 785.6574 | 0.001358%
[25 empty] | 2020-05-31 | 21 | 31 | 22 | 2020-01-01 | 3295.9583 | 0.005698%
[25 empty] | 2020-05-31 | 22 | 31 | 23 | 2020-01-01 | 1137.2639 | 0.001966%
[25 empty] | 2020-05-31 | 23 | 31 | 24 | 2020-01-01 | 0 | 0%
[25 empty] | 2020-05-31 | 24 | 1 | 1 | 2020-01-01 | 0 | 0%
[25 empty] | 2020-06-01 | 1 | 1 | 2 | 2020-01-01 | 21.0677 | 3.642e-05%
[25 empty] | 2020-06-01 | 2 | 1 | 3 | 2020-01-01 | 0 | 0%
[25 empty] | 2020-06-01 | 3 | 1 | 4 | 2020-01-01 | 0 | 0%
[25 empty] | 2020-06-01 | 4 | 1 | 5 | 2020-01-01 | 8.755 | 1.514e-05%
[25 empty] | 2020-06-01 | 5 | 1 | 6 | 2020-01-01 | 0 | 0%
[25 empty] | 2020-06-01 | 6 | 1 | 7 | 2020-01-01 | 25.669 | 4.438e-05%
[25 empty] | 2020-06-01 | 7 | 1 | 8 | 2020-01-01 | 26.511 | 4.583e-05%
[25 empty] | 2020-06-01 | 8 | 1 | 9 | 2020-01-01 | 0 | 0%
[25 empty] | 2020-06-01 | 9 | 1 | 10 | 2020-01-01 | 340.2761 | 0.0005883%
[25 empty] | 2020-06-01 | 10 | 1 | 11 | 2020-01-01 | 0 | 0%
[25 empty] | 2020-06-01 | 11 | 1 | 12 | 2020-01-01 | 0 | 0%
[25 empty] | 2020-06-01 | 12 | 1 | 13 | 2020-01-01 | 0 | 0%
[25 empty] | 2020-06-01 | 13 | 1 | 14 | 2020-01-01 | 0 | 0%
[25 empty] | 2020-06-01 | 14 | 1 | 15 | 2020-01-01 | 0 | 0%
[25 empty] | 2020-06-01 | 15 | 1 | 16 | 2020-01-01 | 0 | 0%
[25 empty] | 2020-06-01 | 16 | 1 | 17 | 2020-01-01 | 258.3332 | 0.0004466%
[25 empty] | 2020-06-01 | 17 | 1 | 18 | 2020-01-01 | 0 | 0%
[25 empty] | 2020-06-01 | 18 | 1 | 19 | 2020-01-01 | 54.8915 | 9.489e-05%
[25 empty] | 2020-06-01 | 19 | 1 | 20 | 2020-01-01 | 6495.6622 | 0.01123%
[25 empty] | 2020-06-01 | 20 | 1 | 21 | 2020-01-01 | 20702.2106 | 0.03579%
[25 empty] | 2020-06-01 | 21 | 1 | 22 | 2020-01-01 | 28845.6881 | 0.04987%
[25 empty] | 2020-06-01 | 22 | 1 | 23 | 2020-01-01 | 21186.613 | 0.03663%
[25 empty] | 2020-06-01 | 23 | 1 | 24 | 2020-01-01 | 6357.9707 | 0.01099%
[25 empty] | 2020-06-01 | 24 | 2 | 1 | 2020-01-01 | 385.5473 | 0.0006665%
[25 empty] | 2020-06-02 | 1 | 2 | 2 | 2020-01-01 | 254.9949 | 0.0004408%
[25 empty] | 2020-06-02 | 2 | 2 | 3 | 2020-01-01 | 69.337 | 0.0001199%
[25 empty] | 2020-06-02 | 3 | 2 | 4 | 2020-01-01 | 36.5103 | 6.312e-05%
[25 empty] | 2020-06-02 | 4 | 2 | 5 | 2020-01-01 | 5.3752 | 9.292e-06%
[25 empty] | 2020-06-02 | 5 | 2 | 6 | 2020-01-01 | 66.2893 | 0.0001146%
[25 empty] | 2020-06-02 | 6 | 2 | 7 | 2020-01-01 | 178.7696 | 0.000309%
[25 empty] | 2020-06-02 | 7 | 2 | 8 | 2020-01-01 | 169.8929 | 0.0002937%
[25 empty] | 2020-06-02 | 8 | 2 | 9 | 2020-01-01 | 50.0349 | 8.65e-05%
[25 empty] | 2020-06-02 | 9 | 2 | 10 | 2020-01-01 | 102.4383 | 0.0001771%
[25 empty] | 2020-06-02 | 10 | 2 | 11 | 2020-01-01 | 0 | 0%
[25 empty] | 2020-06-02 | 11 | 2 | 12 | 2020-01-01 | 0 | 0%
[25 empty] | 2020-06-02 | 12 | 2 | 13 | 2020-01-01 | 0 | 0%
[25 empty] | 2020-06-02 | 13 | 2 | 14 | 2020-01-01 | 0 | 0%
[25 empty] | 2020-06-02 | 14 | 2 | 15 | 2020-01-01 | 0 | 0%
[25 empty] | 2020-06-02 | 15 | 2 | 16 | 2020-01-01 | 0 | 0%
[25 empty] | 2020-06-02 | 16 | 2 | 17 | 2020-01-01 | 352.3878 | 0.0006092%
[25 empty] | 2020-06-02 | 17 | 2 | 18 | 2020-01-01 | 53.3541 | 9.224e-05%
[25 empty] | 2020-06-02 | 18 | 2 | 19 | 2020-01-01 | 402.1716 | 0.0006953%
[25 empty] | 2020-06-02 | 19 | 2 | 20 | 2020-01-01 | 6443.7588 | 0.01114%
[25 empty] | 2020-06-02 | 20 | 2 | 21 | 2020-01-01 | 22200.6877 | 0.03838%
[25 empty] | 2020-06-02 | 21 | 2 | 22 | 2020-01-01 | 31464.7206 | 0.05439%
[25 empty] | 2020-06-02 | 22 | 2 | 23 | 2020-01-01 | 24381.3967 | 0.04215%
[25 empty] | 2020-06-02 | 23 | 2 | 24 | 2020-01-01 | 6803.3006 | 0.01176%
[25 empty] | 2020-06-02 | 24 | 3 | 1 | 2020-01-01 | 729.9177 | 0.001262%
[25 empty] | 2020-06-03 | 1 | 3 | 2 | 2020-01-01 | 29.2745 | 5.061e-05%
[25 empty] | 2020-06-03 | 2 | 3 | 3 | 2020-01-01 | 0 | 0%
[25 empty] | 2020-06-03 | 3 | 3 | 4 | 2020-01-01 | 0 | 0%
[25 empty] | 2020-06-03 | 4 | 3 | 5 | 2020-01-01 | 0 | 0%
[25 empty] | 2020-06-03 | 5 | 3 | 6 | 2020-01-01 | 0 | 0%
[25 empty] | 2020-06-03 | 6 | 3 | 7 | 2020-01-01 | 23.639 | 4.087e-05%
[25 empty] | 2020-06-03 | 7 | 3 | 8 | 2020-01-01 | 0 | 0%
[25 empty] | 2020-06-03 | 8 | 3 | 9 | 2020-01-01 | 0 | 0%
[25 empty] | 2020-06-03 | 9 | 3 | 10 | 2020-01-01 | 406.7615 | 0.0007032%
[25 empty] | 2020-06-03 | 10 | 3 | 11 | 2020-01-01 | 0 | 0%
[25 empty] | 2020-06-03 | 11 | 3 | 12 | 2020-01-01 | 0 | 0%
[25 empty] | 2020-06-03 | 12 | 3 | 13 | 2020-01-01 | 0 | 0%
[25 empty] | 2020-06-03 | 13 | 3 | 14 | 2020-01-01 | 0 | 0%
[25 empty] | 2020-06-03 | 14 | 3 | 15 | 2020-01-01 | 0 | 0%
[25 empty] | 2020-06-03 | 15 | 3 | 16 | 2020-01-01 | 0 | 0%
[25 empty] | 2020-06-03 | 16 | 3 | 17 | 2020-01-01 | 207.0889 | 0.000358%
[25 empty] | 2020-06-03 | 17 | 3 | 18 | 2020-01-01 | 0 | 0%
[25 empty] | 2020-06-03 | 18 | 3 | 19 | 2020-01-01 | 0 | 0%
[25 empty] | 2020-06-03 | 19 | 3 | 20 | 2020-01-01 | 1723.3987 | 0.002979%
[25 empty] | 2020-06-03 | 20 | 3 | 21 | 2020-01-01 | 10046.0024 | 0.01737%
[25 empty] | 2020-06-03 | 21 | 3 | 22 | 2020-01-01 | 18745.6613 | 0.03241%
[25 empty] | 2020-06-03 | 22 | 3 | 23 | 2020-01-01 | 14264.8673 | 0.02466%
[25 empty] | 2020-06-03 | 23 | 3 | 24 | 2020-01-01 | 3656.4491 | 0.006321%
[25 empty] | 2020-06-03 | 24 | 4 | 1 | 2020-01-01 | 67.1397 | 0.0001161%
[25 empty] | 2020-06-04 | 1 | 4 | 2 | 2020-01-01 | 123.8912 | 0.0002142%
[25 empty] | 2020-06-04 | 2 | 4 | 3 | 2020-01-01 | 8.7141 | 1.506e-05%
[25 empty] | 2020-06-04 | 3 | 4 | 4 | 2020-01-01 | 0 | 0%
[25 empty] | 2020-06-04 | 4 | 4 | 5 | 2020-01-01 | 0 | 0%
[25 empty] | 2020-06-04 | 5 | 4 | 6 | 2020-01-01 | 0 | 0%
[25 empty] | 2020-06-04 | 6 | 4 | 7 | 2020-01-01 | 34.9306 | 6.039e-05%
[25 empty] | 2020-06-04 | 7 | 4 | 8 | 2020-01-01 | 143.2143 | 0.0002476%
[25 empty] | 2020-06-04 | 8 | 4 | 9 | 2020-01-01 | 7.2344 | 1.251e-05%
[25 empty] | 2020-06-04 | 9 | 4 | 10 | 2020-01-01 | 571.6013 | 0.0009882%
[25 empty] | 2020-06-04 | 10 | 4 | 11 | 2020-01-01 | 0 | 0%
[25 empty] | 2020-06-04 | 11 | 4 | 12 | 2020-01-01 | 0 | 0%
[25 empty] | 2020-06-04 | 12 | 4 | 13 | 2020-01-01 | 0 | 0%
[25 empty] | 2020-06-04 | 13 | 4 | 14 | 2020-01-01 | 0 | 0%
[25 empty] | 2020-06-04 | 14 | 4 | 15 | 2020-01-01 | 0 | 0%
[25 empty] | 2020-06-04 | 15 | 4 | 16 | 2020-01-01 | 0 | 0%
[25 empty] | 2020-06-04 | 16 | 4 | 17 | 2020-01-01 | 190.7892 | 0.0003298%
[25 empty] | 2020-06-04 | 17 | 4 | 18 | 2020-01-01 | 0 | 0%
[25 empty] | 2020-06-04 | 18 | 4 | 19 | 2020-01-01 | 0 | 0%
[25 empty] | 2020-06-04 | 19 | 4 | 20 | 2020-01-01 | 3487.5854 | 0.006029%
[25 empty] | 2020-06-04 | 20 | 4 | 21 | 2020-01-01 | 18839.0667 | 0.03257%
[25 empty] | 2020-06-04 | 21 | 4 | 22 | 2020-01-01 | 23228.7112 | 0.04016%
[25 empty] | 2020-06-04 | 22 | 4 | 23 | 2020-01-01 | 16560.4141 | 0.02863%
[25 empty] | 2020-06-04 | 23 | 4 | 24 | 2020-01-01 | 3294.6673 | 0.005696%
[25 empty] | 2020-06-04 | 24 | 5 | 1 | 2020-01-01 | 126.746 | 0.0002191%
[25 empty] | 2020-06-05 | 1 | 5 | 2 | 2020-01-01 | 72.6108 | 0.0001255%
[25 empty] | 2020-06-05 | 2 | 5 | 3 | 2020-01-01 | 0 | 0%
[25 empty] | 2020-06-05 | 3 | 5 | 4 | 2020-01-01 | 0 | 0%
[25 empty] | 2020-06-05 | 4 | 5 | 5 | 2020-01-01 | 0 | 0%
[25 empty] | 2020-06-05 | 5 | 5 | 6 | 2020-01-01 | 0 | 0%
[25 empty] | 2020-06-05 | 6 | 5 | 7 | 2020-01-01 | 0 | 0%
[25 empty] | 2020-06-05 | 7 | 5 | 8 | 2020-01-01 | 33.6116 | 5.811e-05%
[25 empty] | 2020-06-05 | 8 | 5 | 9 | 2020-01-01 | 0 | 0%
[25 empty] | 2020-06-05 | 9 | 5 | 10 | 2020-01-01 | 638.1292 | 0.001103%
[25 empty] | 2020-06-05 | 10 | 5 | 11 | 2020-01-01 | 0 | 0%
[25 empty] | 2020-06-05 | 11 | 5 | 12 | 2020-01-01 | 0 | 0%
[25 empty] | 2020-06-05 | 12 | 5 | 13 | 2020-01-01 | 0 | 0%
[25 empty] | 2020-06-05 | 13 | 5 | 14 | 2020-01-01 | 0 | 0%
[25 empty] | 2020-06-05 | 14 | 5 | 15 | 2020-01-01 | 0 | 0%
[25 empty] | 2020-06-05 | 15 | 5 | 16 | 2020-01-01 | 0 | 0%
[25 empty] | 2020-06-05 | 16 | 5 | 17 | 2020-01-01 | 337.5263 | 0.0005835%
[25 empty] | 2020-06-05 | 17 | 5 | 18 | 2020-01-01 | 0 | 0%
[25 empty] | 2020-06-05 | 18 | 5 | 19 | 2020-01-01 | 0 | 0%
[25 empty] | 2020-06-05 | 19 | 5 | 20 | 2020-01-01 | 3282.7982 | 0.005675%
[25 empty] | 2020-06-05 | 20 | 5 | 21 | 2020-01-01 | 18381.2317 | 0.03178%
[25 empty] | 2020-06-05 | 21 | 5 | 22 | 2020-01-01 | 29777.18 | 0.05148%
[25 empty] | 2020-06-05 | 22 | 5 | 23 | 2020-01-01 | 22343.399 | 0.03863%
[25 empty] | 2020-06-05 | 23 | 5 | 24 | 2020-01-01 | 4269.9022 | 0.007382%
[25 empty] | 2020-06-05 | 24 | 6 | 1 | 2020-01-01 | 128.0714 | 0.0002214%
[25 empty] | 2020-06-06 | 1 | 6 | 2 | 2020-01-01 | 20.1112 | 3.477e-05%
[25 empty] | 2020-06-06 | 2 | 6 | 3 | 2020-01-01 | 0 | 0%
[25 empty] | 2020-06-06 | 3 | 6 | 4 | 2020-01-01 | 0 | 0%
[25 empty] | 2020-06-06 | 4 | 6 | 5 | 2020-01-01 | 0 | 0%
[25 empty] | 2020-06-06 | 5 | 6 | 6 | 2020-01-01 | 0 | 0%
[25 empty] | 2020-06-06 | 6 | 6 | 7 | 2020-01-01 | 3.9444 | 6.819e-06%
[25 empty] | 2020-06-06 | 7 | 6 | 8 | 2020-01-01 | 0 | 0%
[25 empty] | 2020-06-06 | 8 | 6 | 9 | 2020-01-01 | 0 | 0%
[25 empty] | 2020-06-06 | 9 | 6 | 10 | 2020-01-01 | 2991.7752 | 0.005172%
[25 empty] | 2020-06-06 | 10 | 6 | 11 | 2020-01-01 | 0 | 0%
[25 empty] | 2020-06-06 | 11 | 6 | 12 | 2020-01-01 | 0 | 0%
[25 empty] | 2020-06-06 | 12 | 6 | 13 | 2020-01-01 | 0 | 0%
[25 empty] | 2020-06-06 | 13 | 6 | 14 | 2020-01-01 | 0 | 0%
[25 empty] | 2020-06-06 | 14 | 6 | 15 | 2020-01-01 | 0 | 0%
[25 empty] | 2020-06-06 | 15 | 6 | 16 | 2020-01-01 | 0 | 0%
[25 empty] | 2020-06-06 | 16 | 6 | 17 | 2020-01-01 | 0 | 0%
[25 empty] | 2020-06-06 | 17 | 6 | 18 | 2020-01-01 | 0 | 0%
[25 empty] | 2020-06-06 | 18 | 6 | 19 | 2020-01-01 | 0 | 0%
[25 empty] | 2020-06-06 | 19 | 6 | 20 | 2020-01-01 | 311.6058 | 0.0005387%
[25 empty] | 2020-06-06 | 20 | 6 | 21 | 2020-01-01 | 5487.3912 | 0.009486%
[25 empty] | 2020-06-06 | 21 | 6 | 22 | 2020-01-01 | 13381.1932 | 0.02313%
[25 empty] | 2020-06-06 | 22 | 6 | 23 | 2020-01-01 | 7419.558 | 0.01283%
[25 empty] | 2020-06-06 | 23 | 6 | 24 | 2020-01-01 | 1417.4179 | 0.00245%
[25 empty] | 2020-06-06 | 24 | 7 | 1 | 2020-01-01 | 64.208 | 0.000111%
[25 empty] | 2020-06-07 | 1 | 7 | 2 | 2020-01-01 | 18.7017 | 3.233e-05%
[25 empty] | 2020-06-07 | 2 | 7 | 3 | 2020-01-01 | 0 | 0%
[25 empty] | 2020-06-07 | 3 | 7 | 4 | 2020-01-01 | 0 | 0%
[25 empty] | 2020-06-07 | 4 | 7 | 5 | 2020-01-01 | 0 | 0%
[25 empty] | 2020-06-07 | 5 | 7 | 6 | 2020-01-01 | 0 | 0%
[25 empty] | 2020-06-07 | 6 | 7 | 7 | 2020-01-01 | 5.8579 | 1.013e-05%
[25 empty] | 2020-06-07 | 7 | 7 | 8 | 2020-01-01 | 0 | 0%
[25 empty] | 2020-06-07 | 8 | 7 | 9 | 2020-01-01 | 0 | 0%
[25 empty] | 2020-06-07 | 9 | 7 | 10 | 2020-01-01 | 1725.8067 | 0.002983%
[25 empty] | 2020-06-07 | 10 | 7 | 11 | 2020-01-01 | 0 | 0%
[25 empty] | 2020-06-07 | 11 | 7 | 12 | 2020-01-01 | 0 | 0%
[25 empty] | 2020-06-07 | 12 | 7 | 13 | 2020-01-01 | 0 | 0%
[25 empty] | 2020-06-07 | 13 | 7 | 14 | 2020-01-01 | 0 | 0%
[25 empty] | 2020-06-07 | 14 | 7 | 15 | 2020-01-01 | 0 | 0%
[25 empty] | 2020-06-07 | 15 | 7 | 16 | 2020-01-01 | 0 | 0%
[25 empty] | 2020-06-07 | 16 | 7 | 17 | 2020-01-01 | 199.7575 | 0.0003453%
[25 empty] | 2020-06-07 | 17 | 7 | 18 | 2020-01-01 | 0 | 0%
[25 empty] | 2020-06-07 | 18 | 7 | 19 | 2020-01-01 | 0 | 0%
[25 empty] | 2020-06-07 | 19 | 7 | 20 | 2020-01-01 | 992.1348 | 0.001715%
[25 empty] | 2020-06-07 | 20 | 7 | 21 | 2020-01-01 | 8076.052 | 0.01396%
[25 empty] | 2020-06-07 | 21 | 7 | 22 | 2020-01-01 | 15040.2567 | 0.026%
[25 empty] | 2020-06-07 | 22 | 7 | 23 | 2020-01-01 | 9255.5389 | 0.016%
[25 empty] | 2020-06-07 | 23 | 7 | 24 | 2020-01-01 | 1810.5623 | 0.00313%
[25 empty] | 2020-06-07 | 24 | 8 | 1 | 2020-01-01 | 145.5246 | 0.0002516%
[25 empty] | 2020-06-08 | 1 | 8 | 2 | 2020-01-01 | 90.4389 | 0.0001563%
[25 empty] | 2020-06-08 | 2 | 8 | 3 | 2020-01-01 | 0 | 0%
[25 empty] | 2020-06-08 | 3 | 8 | 4 | 2020-01-01 | 0 | 0%
[25 empty] | 2020-06-08 | 4 | 8 | 5 | 2020-01-01 | 0 | 0%
[25 empty] | 2020-06-08 | 5 | 8 | 6 | 2020-01-01 | 0 | 0%
[25 empty] | 2020-06-08 | 6 | 8 | 7 | 2020-01-01 | 15.332 | 2.651e-05%
[25 empty] | 2020-06-08 | 7 | 8 | 8 | 2020-01-01 | 61.8514 | 0.0001069%
[25 empty] | 2020-06-08 | 8 | 8 | 9 | 2020-01-01 | 0 | 0%
[25 empty] | 2020-06-08 | 9 | 8 | 10 | 2020-01-01 | 1062.4799 | 0.001837%
[25 empty] | 2020-06-08 | 10 | 8 | 11 | 2020-01-01 | 51.045 | 8.824e-05%
[25 empty] | 2020-06-08 | 11 | 8 | 12 | 2020-01-01 | 0 | 0%
[25 empty] | 2020-06-08 | 12 | 8 | 13 | 2020-01-01 | 0 | 0%
[25 empty] | 2020-06-08 | 13 | 8 | 14 | 2020-01-01 | 0 | 0%
[25 empty] | 2020-06-08 | 14 | 8 | 15 | 2020-01-01 | 0 | 0%
[25 empty] | 2020-06-08 | 15 | 8 | 16 | 2020-01-01 | 0 | 0%
[25 empty] | 2020-06-08 | 16 | 8 | 17 | 2020-01-01 | 291.7594 | 0.0005044%
[25 empty] | 2020-06-08 | 17 | 8 | 18 | 2020-01-01 | 0 | 0%
[25 empty] | 2020-06-08 | 18 | 8 | 19 | 2020-01-01 | 24.4693 | 4.23e-05%
[25 empty] | 2020-06-08 | 19 | 8 | 20 | 2020-01-01 | 5107.9729 | 0.00883%
[25 empty] | 2020-06-08 | 20 | 8 | 21 | 2020-01-01 | 15711.7739 | 0.02716%
[25 empty] | 2020-06-08 | 21 | 8 | 22 | 2020-01-01 | 22915.2126 | 0.03961%
[25 empty] | 2020-06-08 | 22 | 8 | 23 | 2020-01-01 | 17417.9743 | 0.03011%
[25 empty] | 2020-06-08 | 23 | 8 | 24 | 2020-01-01 | 4882.0204 | 0.00844%
[25 empty] | 2020-06-08 | 24 | 9 | 1 | 2020-01-01 | 321.0281 | 0.000555%
[25 empty] | 2020-06-09 | 1 | 9 | 2 | 2020-01-01 | 64.2793 | 0.0001111%
[25 empty] | 2020-06-09 | 2 | 9 | 3 | 2020-01-01 | 0 | 0%
[25 empty] | 2020-06-09 | 3 | 9 | 4 | 2020-01-01 | 0 | 0%
[25 empty] | 2020-06-09 | 4 | 9 | 5 | 2020-01-01 | 0 | 0%
[25 empty] | 2020-06-09 | 5 | 9 | 6 | 2020-01-01 | 8.8375 | 1.528e-05%
[25 empty] | 2020-06-09 | 6 | 9 | 7 | 2020-01-01 | 6.3344 | 1.095e-05%
[25 empty] | 2020-06-09 | 7 | 9 | 8 | 2020-01-01 | 28.9477 | 5.004e-05%
[25 empty] | 2020-06-09 | 8 | 9 | 9 | 2020-01-01 | 2.0364 | 3.52e-06%
[25 empty] | 2020-06-09 | 9 | 9 | 10 | 2020-01-01 | 668.9128 | 0.001156%
[25 empty] | 2020-06-09 | 10 | 9 | 11 | 2020-01-01 | 338.596 | 0.0005853%
[25 empty] | 2020-06-09 | 11 | 9 | 12 | 2020-01-01 | 53.2201 | 9.2e-05%
[25 empty] | 2020-06-09 | 12 | 9 | 13 | 2020-01-01 | 0 | 0%
[25 empty] | 2020-06-09 | 13 | 9 | 14 | 2020-01-01 | 0 | 0%
[25 empty] | 2020-06-09 | 14 | 9 | 15 | 2020-01-01 | 0 | 0%
[25 empty] | 2020-06-09 | 15 | 9 | 16 | 2020-01-01 | 0 | 0%
[25 empty] | 2020-06-09 | 16 | 9 | 17 | 2020-01-01 | 225.6081 | 0.00039%
[25 empty] | 2020-06-09 | 17 | 9 | 18 | 2020-01-01 | 0 | 0%
[25 empty] | 2020-06-09 | 18 | 9 | 19 | 2020-01-01 | 519.7154 | 0.0008985%
[25 empty] | 2020-06-09 | 19 | 9 | 20 | 2020-01-01 | 5066.2608 | 0.008758%
[25 empty] | 2020-06-09 | 20 | 9 | 21 | 2020-01-01 | 15016.1635 | 0.02596%
[25 empty] | 2020-06-09 | 21 | 9 | 22 | 2020-01-01 | 20402.9701 | 0.03527%
[25 empty] | 2020-06-09 | 22 | 9 | 23 | 2020-01-01 | 15877.4491 | 0.02745%
[25 empty] | 2020-06-09 | 23 | 9 | 24 | 2020-01-01 | 4685.5305 | 0.0081%
[25 empty] | 2020-06-09 | 24 | 10 | 1 | 2020-01-01 | 519.1615 | 0.0008975%
[25 empty] | 2020-06-10 | 1 | 10 | 2 | 2020-01-01 | 56.6807 | 9.799e-05%
[25 empty] | 2020-06-10 | 2 | 10 | 3 | 2020-01-01 | 0 | 0%
[25 empty] | 2020-06-10 | 3 | 10 | 4 | 2020-01-01 | 0 | 0%
[25 empty] | 2020-06-10 | 4 | 10 | 5 | 2020-01-01 | 0 | 0%
[25 empty] | 2020-06-10 | 5 | 10 | 6 | 2020-01-01 | 0 | 0%
[25 empty] | 2020-06-10 | 6 | 10 | 7 | 2020-01-01 | 62.4778 | 0.000108%
[25 empty] | 2020-06-10 | 7 | 10 | 8 | 2020-01-01 | 118.9033 | 0.0002056%
[25 empty] | 2020-06-10 | 8 | 10 | 9 | 2020-01-01 | 32.0985 | 5.549e-05%
[25 empty] | 2020-06-10 | 9 | 10 | 10 | 2020-01-01 | 555.7448 | 0.0009607%
[25 empty] | 2020-06-10 | 10 | 10 | 11 | 2020-01-01 | 4.6596 | 8.055e-06%
[25 empty] | 2020-06-10 | 11 | 10 | 12 | 2020-01-01 | 0 | 0%
[25 empty] | 2020-06-10 | 12 | 10 | 13 | 2020-01-01 | 0 | 0%
[25 empty] | 2020-06-10 | 13 | 10 | 14 | 2020-01-01 | 0 | 0%
[25 empty] | 2020-06-10 | 14 | 10 | 15 | 2020-01-01 | 0 | 0%
[25 empty] | 2020-06-10 | 15 | 10 | 16 | 2020-01-01 | 0 | 0%
[25 empty] | 2020-06-10 | 16 | 10 | 17 | 2020-01-01 | 133.7866 | 0.0002313%
[25 empty] | 2020-06-10 | 17 | 10 | 18 | 2020-01-01 | 0 | 0%
[25 empty] | 2020-06-10 | 18 | 10 | 19 | 2020-01-01 | 305.5523 | 0.0005282%
[25 empty] | 2020-06-10 | 19 | 10 | 20 | 2020-01-01 | 3921.1654 | 0.006779%
[25 empty] | 2020-06-10 | 20 | 10 | 21 | 2020-01-01 | 14541.5559 | 0.02514%
[25 empty] | 2020-06-10 | 21 | 10 | 22 | 2020-01-01 | 20943.3324 | 0.03621%
[25 empty] | 2020-06-10 | 22 | 10 | 23 | 2020-01-01 | 16276.8458 | 0.02814%
[25 empty] | 2020-06-10 | 23 | 10 | 24 | 2020-01-01 | 4423.2902 | 0.007647%
[25 empty] | 2020-06-10 | 24 | 11 | 1 | 2020-01-01 | 233.9146 | 0.0004044%
[25 empty] | 2020-06-11 | 1 | 11 | 2 | 2020-01-01 | 27.9216 | 4.827e-05%
[25 empty] | 2020-06-11 | 2 | 11 | 3 | 2020-01-01 | 0 | 0%
[25 empty] | 2020-06-11 | 3 | 11 | 4 | 2020-01-01 | 0 | 0%
[25 empty] | 2020-06-11 | 4 | 11 | 5 | 2020-01-01 | 0 | 0%
[25 empty] | 2020-06-11 | 5 | 11 | 6 | 2020-01-01 | 0 | 0%
[25 empty] | 2020-06-11 | 6 | 11 | 7 | 2020-01-01 | 0 | 0%
[25 empty] | 2020-06-11 | 7 | 11 | 8 | 2020-01-01 | 0 | 0%
[25 empty] | 2020-06-11 | 8 | 11 | 9 | 2020-01-01 | 0 | 0%
[25 empty] | 2020-06-11 | 9 | 11 | 10 | 2020-01-01 | 3147.7465 | 0.005442%
[25 empty] | 2020-06-11 | 10 | 11 | 11 | 2020-01-01 | 561.5659 | 0.0009708%
[25 empty] | 2020-06-11 | 11 | 11 | 12 | 2020-01-01 | 0 | 0%
[25 empty] | 2020-06-11 | 12 | 11 | 13 | 2020-01-01 | 0 | 0%
[25 empty] | 2020-06-11 | 13 | 11 | 14 | 2020-01-01 | 0 | 0%
[25 empty] | 2020-06-11 | 14 | 11 | 15 | 2020-01-01 | 0 | 0%
[25 empty] | 2020-06-11 | 15 | 11 | 16 | 2020-01-01 | 0 | 0%
[25 empty] | 2020-06-11 | 16 | 11 | 17 | 2020-01-01 | 200.2191 | 0.0003461%
[25 empty] | 2020-06-11 | 17 | 11 | 18 | 2020-01-01 | 0 | 0%
[25 empty] | 2020-06-11 | 18 | 11 | 19 | 2020-01-01 | 0 | 0%
[25 empty] | 2020-06-11 | 19 | 11 | 20 | 2020-01-01 | 1264.4784 | 0.002186%
[25 empty] | 2020-06-11 | 20 | 11 | 21 | 2020-01-01 | 10644.418 | 0.0184%
[25 empty] | 2020-06-11 | 21 | 11 | 22 | 2020-01-01 | 18393.3214 | 0.0318%
[25 empty] | 2020-06-11 | 22 | 11 | 23 | 2020-01-01 | 12745.3875 | 0.02203%
[25 empty] | 2020-06-11 | 23 | 11 | 24 | 2020-01-01 | 2333.0478 | 0.004033%
[25 empty] | 2020-06-11 | 24 | 12 | 1 | 2020-01-01 | 86.8759 | 0.0001502%
[25 empty] | 2020-06-12 | 1 | 12 | 2 | 2020-01-01 | 37.8403 | 6.542e-05%
[25 empty] | 2020-06-12 | 2 | 12 | 3 | 2020-01-01 | 0 | 0%
[25 empty] | 2020-06-12 | 3 | 12 | 4 | 2020-01-01 | 0 | 0%
[25 empty] | 2020-06-12 | 4 | 12 | 5 | 2020-01-01 | 0 | 0%
[25 empty] | 2020-06-12 | 5 | 12 | 6 | 2020-01-01 | 21.9686 | 3.798e-05%
[25 empty] | 2020-06-12 | 6 | 12 | 7 | 2020-01-01 | 100.3906 | 0.0001736%
[25 empty] | 2020-06-12 | 7 | 12 | 8 | 2020-01-01 | 0 | 0%
[25 empty] | 2020-06-12 | 8 | 12 | 9 | 2020-01-01 | 0 | 0%
[25 empty] | 2020-06-12 | 9 | 12 | 10 | 2020-01-01 | 668.9995 | 0.001157%
[25 empty] | 2020-06-12 | 10 | 12 | 11 | 2020-01-01 | 0 | 0%
[25 empty] | 2020-06-12 | 11 | 12 | 12 | 2020-01-01 | 0 | 0%
[25 empty] | 2020-06-12 | 12 | 12 | 13 | 2020-01-01 | 0 | 0%
[25 empty] | 2020-06-12 | 13 | 12 | 14 | 2020-01-01 | 0 | 0%
[25 empty] | 2020-06-12 | 14 | 12 | 15 | 2020-01-01 | 0 | 0%
[25 empty] | 2020-06-12 | 15 | 12 | 16 | 2020-01-01 | 0 | 0%
[25 empty] | 2020-06-12 | 16 | 12 | 17 | 2020-01-01 | 84.1384 | 0.0001455%
[25 empty] | 2020-06-12 | 17 | 12 | 18 | 2020-01-01 | 0 | 0%
[25 empty] | 2020-06-12 | 18 | 12 | 19 | 2020-01-01 | 0 | 0%
[25 empty] | 2020-06-12 | 19 | 12 | 20 | 2020-01-01 | 666.7985 | 0.001153%
[25 empty] | 2020-06-12 | 20 | 12 | 21 | 2020-01-01 | 6247.7458 | 0.0108%
[25 empty] | 2020-06-12 | 21 | 12 | 22 | 2020-01-01 | 12408.9347 | 0.02145%
[25 empty] | 2020-06-12 | 22 | 12 | 23 | 2020-01-01 | 8543.7983 | 0.01477%
[25 empty] | 2020-06-12 | 23 | 12 | 24 | 2020-01-01 | 1680.6485 | 0.002905%
[25 empty] | 2020-06-12 | 24 | 13 | 1 | 2020-01-01 | 80.1929 | 0.0001386%
[25 empty] | 2020-06-13 | 1 | 13 | 2 | 2020-01-01 | 31.051 | 5.368e-05%
[25 empty] | 2020-06-13 | 2 | 13 | 3 | 2020-01-01 | 16.0276 | 2.771e-05%
[25 empty] | 2020-06-13 | 3 | 13 | 4 | 2020-01-01 | 10.5933 | 1.831e-05%
[25 empty] | 2020-06-13 | 4 | 13 | 5 | 2020-01-01 | 0 | 0%
[25 empty] | 2020-06-13 | 5 | 13 | 6 | 2020-01-01 | 0 | 0%
[25 empty] | 2020-06-13 | 6 | 13 | 7 | 2020-01-01 | 10.8621 | 1.878e-05%
[25 empty] | 2020-06-13 | 7 | 13 | 8 | 2020-01-01 | 0 | 0%
[25 empty] | 2020-06-13 | 8 | 13 | 9 | 2020-01-01 | 0 | 0%
[25 empty] | 2020-06-13 | 9 | 13 | 10 | 2020-01-01 | 2731.6705 | 0.004722%
[25 empty] | 2020-06-13 | 10 | 13 | 11 | 2020-01-01 | 3399.8915 | 0.005878%
[25 empty] | 2020-06-13 | 11 | 13 | 12 | 2020-01-01 | 33.0056 | 5.706e-05%
[25 empty] | 2020-06-13 | 12 | 13 | 13 | 2020-01-01 | 0 | 0%
[25 empty] | 2020-06-13 | 13 | 13 | 14 | 2020-01-01 | 0 | 0%
[25 empty] | 2020-06-13 | 14 | 13 | 15 | 2020-01-01 | 0 | 0%
[25 empty] | 2020-06-13 | 15 | 13 | 16 | 2020-01-01 | 0 | 0%
[25 empty] | 2020-06-13 | 16 | 13 | 17 | 2020-01-01 | 0 | 0%
[25 empty] | 2020-06-13 | 17 | 13 | 18 | 2020-01-01 | 0 | 0%
[25 empty] | 2020-06-13 | 18 | 13 | 19 | 2020-01-01 | 0 | 0%
[25 empty] | 2020-06-13 | 19 | 13 | 20 | 2020-01-01 | 14.0152 | 2.423e-05%
[25 empty] | 2020-06-13 | 20 | 13 | 21 | 2020-01-01 | 4533.9132 | 0.007838%
[25 empty] | 2020-06-13 | 21 | 13 | 22 | 2020-01-01 | 14503.3298 | 0.02507%
[25 empty] | 2020-06-13 | 22 | 13 | 23 | 2020-01-01 | 8154.8499 | 0.0141%
[25 empty] | 2020-06-13 | 23 | 13 | 24 | 2020-01-01 | 1028.8298 | 0.001779%
[25 empty] | 2020-06-13 | 24 | 14 | 1 | 2020-01-01 | 0 | 0%
[25 empty] | 2020-06-14 | 1 | 14 | 2 | 2020-01-01 | 3.7211 | 6.433e-06%
[25 empty] | 2020-06-14 | 2 | 14 | 3 | 2020-01-01 | 0 | 0%
[25 empty] | 2020-06-14 | 3 | 14 | 4 | 2020-01-01 | 0 | 0%
[25 empty] | 2020-06-14 | 4 | 14 | 5 | 2020-01-01 | 0 | 0%
[25 empty] | 2020-06-14 | 5 | 14 | 6 | 2020-01-01 | 0 | 0%
[25 empty] | 2020-06-14 | 6 | 14 | 7 | 2020-01-01 | 0 | 0%
[25 empty] | 2020-06-14 | 7 | 14 | 8 | 2020-01-01 | 0 | 0%
[25 empty] | 2020-06-14 | 8 | 14 | 9 | 2020-01-01 | 0 | 0%
[25 empty] | 2020-06-14 | 9 | 14 | 10 | 2020-01-01 | 1547.5754 | 0.002675%
[25 empty] | 2020-06-14 | 10 | 14 | 11 | 2020-01-01 | 94.4372 | 0.0001633%
[25 empty] | 2020-06-14 | 11 | 14 | 12 | 2020-01-01 | 0 | 0%
[25 empty] | 2020-06-14 | 12 | 14 | 13 | 2020-01-01 | 0 | 0%
[25 empty] | 2020-06-14 | 13 | 14 | 14 | 2020-01-01 | 0 | 0%
[25 empty] | 2020-06-14 | 14 | 14 | 15 | 2020-01-01 | 0 | 0%
[25 empty] | 2020-06-14 | 15 | 14 | 16 | 2020-01-01 | 0 | 0%
[25 empty] | 2020-06-14 | 16 | 14 | 17 | 2020-01-01 | 44.9921 | 7.778e-05%
[25 empty] | 2020-06-14 | 17 | 14 | 18 | 2020-01-01 | 0 | 0%
[25 empty] | 2020-06-14 | 18 | 14 | 19 | 2020-01-01 | 0 | 0%
[25 empty] | 2020-06-14 | 19 | 14 | 20 | 2020-01-01 | 201.6855 | 0.0003487%
[25 empty] | 2020-06-14 | 20 | 14 | 21 | 2020-01-01 | 4054.1392 | 0.007009%
[25 empty] | 2020-06-14 | 21 | 14 | 22 | 2020-01-01 | 11494.2431 | 0.01987%
[25 empty] | 2020-06-14 | 22 | 14 | 23 | 2020-01-01 | 6814.9472 | 0.01178%
[25 empty] | 2020-06-14 | 23 | 14 | 24 | 2020-01-01 | 1070.8395 | 0.001851%
[25 empty] | 2020-06-14 | 24 | 15 | 1 | 2020-01-01 | 39.4272 | 6.816e-05%
[25 empty] | 2020-06-15 | 1 | 15 | 2 | 2020-01-01 | 62.7247 | 0.0001084%
[25 empty] | 2020-06-15 | 2 | 15 | 3 | 2020-01-01 | 0 | 0%
[25 empty] | 2020-06-15 | 3 | 15 | 4 | 2020-01-01 | 0 | 0%
[25 empty] | 2020-06-15 | 4 | 15 | 5 | 2020-01-01 | 0 | 0%
[25 empty] | 2020-06-15 | 5 | 15 | 6 | 2020-01-01 | 0 | 0%
[25 empty] | 2020-06-15 | 6 | 15 | 7 | 2020-01-01 | 0 | 0%
[25 empty] | 2020-06-15 | 7 | 15 | 8 | 2020-01-01 | 86.9336 | 0.0001503%
[25 empty] | 2020-06-15 | 8 | 15 | 9 | 2020-01-01 | 0 | 0%
[25 empty] | 2020-06-15 | 9 | 15 | 10 | 2020-01-01 | 559.9374 | 0.000968%
[25 empty] | 2020-06-15 | 10 | 15 | 11 | 2020-01-01 | 0 | 0%
[25 empty] | 2020-06-15 | 11 | 15 | 12 | 2020-01-01 | 0 | 0%
[25 empty] | 2020-06-15 | 12 | 15 | 13 | 2020-01-01 | 0 | 0%
[25 empty] | 2020-06-15 | 13 | 15 | 14 | 2020-01-01 | 0 | 0%
[25 empty] | 2020-06-15 | 14 | 15 | 15 | 2020-01-01 | 0 | 0%
[25 empty] | 2020-06-15 | 15 | 15 | 16 | 2020-01-01 | 0 | 0%
[25 empty] | 2020-06-15 | 16 | 15 | 17 | 2020-01-01 | 304.2836 | 0.000526%
[25 empty] | 2020-06-15 | 17 | 15 | 18 | 2020-01-01 | 0 | 0%
[25 empty] | 2020-06-15 | 18 | 15 | 19 | 2020-01-01 | 0 | 0%
[25 empty] | 2020-06-15 | 19 | 15 | 20 | 2020-01-01 | 1053.1336 | 0.001821%
[25 empty] | 2020-06-15 | 20 | 15 | 21 | 2020-01-01 | 11125.4444 | 0.01923%
[25 empty] | 2020-06-15 | 21 | 15 | 22 | 2020-01-01 | 18303.9101 | 0.03164%
[25 empty] | 2020-06-15 | 22 | 15 | 23 | 2020-01-01 | 11907.437 | 0.02059%
[25 empty] | 2020-06-15 | 23 | 15 | 24 | 2020-01-01 | 1769.4614 | 0.003059%
[25 empty] | 2020-06-15 | 24 | 16 | 1 | 2020-01-01 | 75.0072 | 0.0001297%
[25 empty] | 2020-06-16 | 1 | 16 | 2 | 2020-01-01 | 42.3945 | 7.329e-05%
[25 empty] | 2020-06-16 | 2 | 16 | 3 | 2020-01-01 | 0 | 0%
[25 empty] | 2020-06-16 | 3 | 16 | 4 | 2020-01-01 | 0 | 0%
[25 empty] | 2020-06-16 | 4 | 16 | 5 | 2020-01-01 | 0 | 0%
[25 empty] | 2020-06-16 | 5 | 16 | 6 | 2020-01-01 | 0 | 0%
[25 empty] | 2020-06-16 | 6 | 16 | 7 | 2020-01-01 | 0 | 0%
[25 empty] | 2020-06-16 | 7 | 16 | 8 | 2020-01-01 | 19.9222 | 3.444e-05%
[25 empty] | 2020-06-16 | 8 | 16 | 9 | 2020-01-01 | 0 | 0%
[25 empty] | 2020-06-16 | 9 | 16 | 10 | 2020-01-01 | 47.4392 | 8.201e-05%
[25 empty] | 2020-06-16 | 10 | 16 | 11 | 2020-01-01 | 0 | 0%
[25 empty] | 2020-06-16 | 11 | 16 | 12 | 2020-01-01 | 0 | 0%
[25 empty] | 2020-06-16 | 12 | 16 | 13 | 2020-01-01 | 0 | 0%
[25 empty] | 2020-06-16 | 13 | 16 | 14 | 2020-01-01 | 0 | 0%
[25 empty] | 2020-06-16 | 14 | 16 | 15 | 2020-01-01 | 0 | 0%
[25 empty] | 2020-06-16 | 15 | 16 | 16 | 2020-01-01 | 0 | 0%
[25 empty] | 2020-06-16 | 16 | 16 | 17 | 2020-01-01 | 103.8013 | 0.0001794%
[25 empty] | 2020-06-16 | 17 | 16 | 18 | 2020-01-01 | 123.2537 | 0.0002131%
[25 empty] | 2020-06-16 | 18 | 16 | 19 | 2020-01-01 | 2541.0596 | 0.004393%
[25 empty] | 2020-06-16 | 19 | 16 | 20 | 2020-01-01 | 16113.5171 | 0.02786%
[25 empty] | 2020-06-16 | 20 | 16 | 21 | 2020-01-01 | 29897.9186 | 0.05169%
[25 empty] | 2020-06-16 | 21 | 16 | 22 | 2020-01-01 | 35633.8319 | 0.0616%
[25 empty] | 2020-06-16 | 22 | 16 | 23 | 2020-01-01 | 29595.9771 | 0.05116%
[25 empty] | 2020-06-16 | 23 | 16 | 24 | 2020-01-01 | 11680.887 | 0.02019%
[25 empty] | 2020-06-16 | 24 | 17 | 1 | 2020-01-01 | 634.6333 | 0.001097%
[25 empty] | 2020-06-17 | 1 | 17 | 2 | 2020-01-01 | 24.5377 | 4.242e-05%
[25 empty] | 2020-06-17 | 2 | 17 | 3 | 2020-01-01 | 0 | 0%
[25 empty] | 2020-06-17 | 3 | 17 | 4 | 2020-01-01 | 0 | 0%
[25 empty] | 2020-06-17 | 4 | 17 | 5 | 2020-01-01 | 0 | 0%
[25 empty] | 2020-06-17 | 5 | 17 | 6 | 2020-01-01 | 0 | 0%
[25 empty] | 2020-06-17 | 6 | 17 | 7 | 2020-01-01 | 23.8497 | 4.123e-05%
[25 empty] | 2020-06-17 | 7 | 17 | 8 | 2020-01-01 | 41.8376 | 7.233e-05%
[25 empty] | 2020-06-17 | 8 | 17 | 9 | 2020-01-01 | 0 | 0%
[25 empty] | 2020-06-17 | 9 | 17 | 10 | 2020-01-01 | 33.3624 | 5.768e-05%
[25 empty] | 2020-06-17 | 10 | 17 | 11 | 2020-01-01 | 0 | 0%
[25 empty] | 2020-06-17 | 11 | 17 | 12 | 2020-01-01 | 0 | 0%
[25 empty] | 2020-06-17 | 12 | 17 | 13 | 2020-01-01 | 0 | 0%
[25 empty] | 2020-06-17 | 13 | 17 | 14 | 2020-01-01 | 0 | 0%
[25 empty] | 2020-06-17 | 14 | 17 | 15 | 2020-01-01 | 0 | 0%
[25 empty] | 2020-06-17 | 15 | 17 | 16 | 2020-01-01 | 0 | 0%
[25 empty] | 2020-06-17 | 16 | 17 | 17 | 2020-01-01 | 311.228 | 0.000538%
[25 empty] | 2020-06-17 | 17 | 17 | 18 | 2020-01-01 | 0 | 0%
[25 empty] | 2020-06-17 | 18 | 17 | 19 | 2020-01-01 | 354.7174 | 0.0006132%
[25 empty] | 2020-06-17 | 19 | 17 | 20 | 2020-01-01 | 5939.4549 | 0.01027%
[25 empty] | 2020-06-17 | 20 | 17 | 21 | 2020-01-01 | 20097.6789 | 0.03474%
[25 empty] | 2020-06-17 | 21 | 17 | 22 | 2020-01-01 | 26246.4454 | 0.04537%
[25 empty] | 2020-06-17 | 22 | 17 | 23 | 2020-01-01 | 20263.5894 | 0.03503%
[25 empty] | 2020-06-17 | 23 | 17 | 24 | 2020-01-01 | 6244.8426 | 0.0108%
[25 empty] | 2020-06-17 | 24 | 18 | 1 | 2020-01-01 | 572.4713 | 0.0009897%
[25 empty] | 2020-06-18 | 1 | 18 | 2 | 2020-01-01 | 63.886 | 0.0001104%
[25 empty] | 2020-06-18 | 2 | 18 | 3 | 2020-01-01 | 0 | 0%
[25 empty] | 2020-06-18 | 3 | 18 | 4 | 2020-01-01 | 0 | 0%
[25 empty] | 2020-06-18 | 4 | 18 | 5 | 2020-01-01 | 0 | 0%
[25 empty] | 2020-06-18 | 5 | 18 | 6 | 2020-01-01 | 0 | 0%
[25 empty] | 2020-06-18 | 6 | 18 | 7 | 2020-01-01 | 0 | 0%
[25 empty] | 2020-06-18 | 7 | 18 | 8 | 2020-01-01 | 10.2832 | 1.778e-05%
[25 empty] | 2020-06-18 | 8 | 18 | 9 | 2020-01-01 | 0 | 0%
[25 empty] | 2020-06-18 | 9 | 18 | 10 | 2020-01-01 | 379.3491 | 0.0006558%
[25 empty] | 2020-06-18 | 10 | 18 | 11 | 2020-01-01 | 0 | 0%
[25 empty] | 2020-06-18 | 11 | 18 | 12 | 2020-01-01 | 0 | 0%
[25 empty] | 2020-06-18 | 12 | 18 | 13 | 2020-01-01 | 0 | 0%
[25 empty] | 2020-06-18 | 13 | 18 | 14 | 2020-01-01 | 0 | 0%
[25 empty] | 2020-06-18 | 14 | 18 | 15 | 2020-01-01 | 0 | 0%
[25 empty] | 2020-06-18 | 15 | 18 | 16 | 2020-01-01 | 0 | 0%
[25 empty] | 2020-06-18 | 16 | 18 | 17 | 2020-01-01 | 300.1983 | 0.000519%
[25 empty] | 2020-06-18 | 17 | 18 | 18 | 2020-01-01 | 0 | 0%
[25 empty] | 2020-06-18 | 18 | 18 | 19 | 2020-01-01 | 585.3139 | 0.001012%
[25 empty] | 2020-06-18 | 19 | 18 | 20 | 2020-01-01 | 8869.5748 | 0.01533%
[25 empty] | 2020-06-18 | 20 | 18 | 21 | 2020-01-01 | 22280.4756 | 0.03852%
[25 empty] | 2020-06-18 | 21 | 18 | 22 | 2020-01-01 | 30300.4311 | 0.05238%
[25 empty] | 2020-06-18 | 22 | 18 | 23 | 2020-01-01 | 25856.3259 | 0.0447%
[25 empty] | 2020-06-18 | 23 | 18 | 24 | 2020-01-01 | 8041.8315 | 0.0139%
[25 empty] | 2020-06-18 | 24 | 19 | 1 | 2020-01-01 | 669.394 | 0.001157%
[25 empty] | 2020-06-19 | 1 | 19 | 2 | 2020-01-01 | 234.8665 | 0.000406%
[25 empty] | 2020-06-19 | 2 | 19 | 3 | 2020-01-01 | 47.7975 | 8.263e-05%
[25 empty] | 2020-06-19 | 3 | 19 | 4 | 2020-01-01 | 0 | 0%
[25 empty] | 2020-06-19 | 4 | 19 | 5 | 2020-01-01 | 0 | 0%
[25 empty] | 2020-06-19 | 5 | 19 | 6 | 2020-01-01 | 0 | 0%
[25 empty] | 2020-06-19 | 6 | 19 | 7 | 2020-01-01 | 65.0724 | 0.0001125%
[25 empty] | 2020-06-19 | 7 | 19 | 8 | 2020-01-01 | 194.8921 | 0.0003369%
[25 empty] | 2020-06-19 | 8 | 19 | 9 | 2020-01-01 | 13.7617 | 2.379e-05%
[25 empty] | 2020-06-19 | 9 | 19 | 10 | 2020-01-01 | 50.6856 | 8.762e-05%
[25 empty] | 2020-06-19 | 10 | 19 | 11 | 2020-01-01 | 0 | 0%
[25 empty] | 2020-06-19 | 11 | 19 | 12 | 2020-01-01 | 0 | 0%
[25 empty] | 2020-06-19 | 12 | 19 | 13 | 2020-01-01 | 0 | 0%
[25 empty] | 2020-06-19 | 13 | 19 | 14 | 2020-01-01 | 0 | 0%
[25 empty] | 2020-06-19 | 14 | 19 | 15 | 2020-01-01 | 0 | 0%
[25 empty] | 2020-06-19 | 15 | 19 | 16 | 2020-01-01 | 0 | 0%
[25 empty] | 2020-06-19 | 16 | 19 | 17 | 2020-01-01 | 203.2761 | 0.0003514%
[25 empty] | 2020-06-19 | 17 | 19 | 18 | 2020-01-01 | 0 | 0%
[25 empty] | 2020-06-19 | 18 | 19 | 19 | 2020-01-01 | 873.1804 | 0.00151%
[25 empty] | 2020-06-19 | 19 | 19 | 20 | 2020-01-01 | 9798.0207 | 0.01694%
[25 empty] | 2020-06-19 | 20 | 19 | 21 | 2020-01-01 | 22137.6488 | 0.03827%
[25 empty] | 2020-06-19 | 21 | 19 | 22 | 2020-01-01 | 28631.5733 | 0.0495%
[25 empty] | 2020-06-19 | 22 | 19 | 23 | 2020-01-01 | 24438.7907 | 0.04225%
[25 empty] | 2020-06-19 | 23 | 19 | 24 | 2020-01-01 | 8531.6899 | 0.01475%
[25 empty] | 2020-06-19 | 24 | 20 | 1 | 2020-01-01 | 653.5044 | 0.00113%
[25 empty] | 2020-06-20 | 1 | 20 | 2 | 2020-01-01 | 0.21729 | 3.756e-07%
[25 empty] | 2020-06-20 | 2 | 20 | 3 | 2020-01-01 | 0 | 0%
[25 empty] | 2020-06-20 | 3 | 20 | 4 | 2020-01-01 | 0 | 0%
[25 empty] | 2020-06-20 | 4 | 20 | 5 | 2020-01-01 | 0 | 0%
[25 empty] | 2020-06-20 | 5 | 20 | 6 | 2020-01-01 | 0 | 0%
[25 empty] | 2020-06-20 | 6 | 20 | 7 | 2020-01-01 | 50.3424 | 8.703e-05%
[25 empty] | 2020-06-20 | 7 | 20 | 8 | 2020-01-01 | 2.4478 | 4.232e-06%
[25 empty] | 2020-06-20 | 8 | 20 | 9 | 2020-01-01 | 0 | 0%
[25 empty] | 2020-06-20 | 9 | 20 | 10 | 2020-01-01 | 985.1824 | 0.001703%
[25 empty] | 2020-06-20 | 10 | 20 | 11 | 2020-01-01 | 0 | 0%
[25 empty] | 2020-06-20 | 11 | 20 | 12 | 2020-01-01 | 0 | 0%
[25 empty] | 2020-06-20 | 12 | 20 | 13 | 2020-01-01 | 0 | 0%
[25 empty] | 2020-06-20 | 13 | 20 | 14 | 2020-01-01 | 0 | 0%
[25 empty] | 2020-06-20 | 14 | 20 | 15 | 2020-01-01 | 0 | 0%
[25 empty] | 2020-06-20 | 15 | 20 | 16 | 2020-01-01 | 0 | 0%
[25 empty] | 2020-06-20 | 16 | 20 | 17 | 2020-01-01 | 62.8853 | 0.0001087%
[25 empty] | 2020-06-20 | 17 | 20 | 18 | 2020-01-01 | 0 | 0%
[25 empty] | 2020-06-20 | 18 | 20 | 19 | 2020-01-01 | 0 | 0%
[25 empty] | 2020-06-20 | 19 | 20 | 20 | 2020-01-01 | 813.108 | 0.001406%
[25 empty] | 2020-06-20 | 20 | 20 | 21 | 2020-01-01 | 7717.2527 | 0.01334%
[25 empty] | 2020-06-20 | 21 | 20 | 22 | 2020-01-01 | 16947.1664 | 0.0293%
[25 empty] | 2020-06-20 | 22 | 20 | 23 | 2020-01-01 | 10495.4596 | 0.01814%
[25 empty] | 2020-06-20 | 23 | 20 | 24 | 2020-01-01 | 1925.1797 | 0.003328%
[25 empty] | 2020-06-20 | 24 | 21 | 1 | 2020-01-01 | 9.8779 | 1.708e-05%
[25 empty] | 2020-06-21 | 1 | 21 | 2 | 2020-01-01 | 26.6872 | 4.614e-05%
[25 empty] | 2020-06-21 | 2 | 21 | 3 | 2020-01-01 | 0 | 0%
[25 empty] | 2020-06-21 | 3 | 21 | 4 | 2020-01-01 | 0 | 0%
[25 empty] | 2020-06-21 | 4 | 21 | 5 | 2020-01-01 | 0 | 0%
[25 empty] | 2020-06-21 | 5 | 21 | 6 | 2020-01-01 | 0 | 0%
[25 empty] | 2020-06-21 | 6 | 21 | 7 | 2020-01-01 | 60.0338 | 0.0001038%
[25 empty] | 2020-06-21 | 7 | 21 | 8 | 2020-01-01 | 52.5682 | 9.088e-05%
[25 empty] | 2020-06-21 | 8 | 21 | 9 | 2020-01-01 | 0 | 0%
[25 empty] | 2020-06-21 | 9 | 21 | 10 | 2020-01-01 | 1228.1872 | 0.002123%
[25 empty] | 2020-06-21 | 10 | 21 | 11 | 2020-01-01 | 32.262 | 5.577e-05%
[25 empty] | 2020-06-21 | 11 | 21 | 12 | 2020-01-01 | 0 | 0%
[25 empty] | 2020-06-21 | 12 | 21 | 13 | 2020-01-01 | 0 | 0%
[25 empty] | 2020-06-21 | 13 | 21 | 14 | 2020-01-01 | 0 | 0%
[25 empty] | 2020-06-21 | 14 | 21 | 15 | 2020-01-01 | 0 | 0%
[25 empty] | 2020-06-21 | 15 | 21 | 16 | 2020-01-01 | 0 | 0%
[25 empty] | 2020-06-21 | 16 | 21 | 17 | 2020-01-01 | 69.9901 | 0.000121%
[25 empty] | 2020-06-21 | 17 | 21 | 18 | 2020-01-01 | 0 | 0%
[25 empty] | 2020-06-21 | 18 | 21 | 19 | 2020-01-01 | 0 | 0%
[25 empty] | 2020-06-21 | 19 | 21 | 20 | 2020-01-01 | 1656.4714 | 0.002864%
[25 empty] | 2020-06-21 | 20 | 21 | 21 | 2020-01-01 | 8820.5007 | 0.01525%
[25 empty] | 2020-06-21 | 21 | 21 | 22 | 2020-01-01 | 21752.3372 | 0.0376%
[25 empty] | 2020-06-21 | 22 | 21 | 23 | 2020-01-01 | 12027.9983 | 0.02079%
[25 empty] | 2020-06-21 | 23 | 21 | 24 | 2020-01-01 | 2315.8214 | 0.004003%
[25 empty] | 2020-06-21 | 24 | 22 | 1 | 2020-01-01 | 112.403 | 0.0001943%
[25 empty] | 2020-06-22 | 1 | 22 | 2 | 2020-01-01 | 418.9072 | 0.0007242%
[25 empty] | 2020-06-22 | 2 | 22 | 3 | 2020-01-01 | 29.8338 | 5.158e-05%
[25 empty] | 2020-06-22 | 3 | 22 | 4 | 2020-01-01 | 0 | 0%
[25 empty] | 2020-06-22 | 4 | 22 | 5 | 2020-01-01 | 23.7515 | 4.106e-05%
[25 empty] | 2020-06-22 | 5 | 22 | 6 | 2020-01-01 | 0 | 0%
[25 empty] | 2020-06-22 | 6 | 22 | 7 | 2020-01-01 | 138.2539 | 0.000239%
[25 empty] | 2020-06-22 | 7 | 22 | 8 | 2020-01-01 | 225.0271 | 0.000389%
[25 empty] | 2020-06-22 | 8 | 22 | 9 | 2020-01-01 | 45.8002 | 7.918e-05%
[25 empty] | 2020-06-22 | 9 | 22 | 10 | 2020-01-01 | 264.3057 | 0.0004569%
[25 empty] | 2020-06-22 | 10 | 22 | 11 | 2020-01-01 | 0 | 0%
[25 empty] | 2020-06-22 | 11 | 22 | 12 | 2020-01-01 | 0 | 0%
[25 empty] | 2020-06-22 | 12 | 22 | 13 | 2020-01-01 | 0 | 0%
[25 empty] | 2020-06-22 | 13 | 22 | 14 | 2020-01-01 | 0 | 0%
[25 empty] | 2020-06-22 | 14 | 22 | 15 | 2020-01-01 | 0 | 0%
[25 empty] | 2020-06-22 | 15 | 22 | 16 | 2020-01-01 | 0 | 0%
[25 empty] | 2020-06-22 | 16 | 22 | 17 | 2020-01-01 | 263.6358 | 0.0004558%
[25 empty] | 2020-06-22 | 17 | 22 | 18 | 2020-01-01 | 938.2831 | 0.001622%
[25 empty] | 2020-06-22 | 18 | 22 | 19 | 2020-01-01 | 10020.1305 | 0.01732%
[25 empty] | 2020-06-22 | 19 | 22 | 20 | 2020-01-01 | 35770.7394 | 0.06184%
[25 empty] | 2020-06-22 | 20 | 22 | 21 | 2020-01-01 | 54352.3387 | 0.09396%
[25 empty] | 2020-06-22 | 21 | 22 | 22 | 2020-01-01 | 57719.5378 | 0.09978%
[25 empty] | 2020-06-22 | 22 | 22 | 23 | 2020-01-01 | 50055.476 | 0.08653%
[25 empty] | 2020-06-22 | 23 | 22 | 24 | 2020-01-01 | 23211.4181 | 0.04013%
[25 empty] | 2020-06-22 | 24 | 23 | 1 | 2020-01-01 | 4554.2958 | 0.007873%
[25 empty] | 2020-06-23 | 1 | 23 | 2 | 2020-01-01 | 2212.0326 | 0.003824%
[25 empty] | 2020-06-23 | 2 | 23 | 3 | 2020-01-01 | 219.1844 | 0.0003789%
[25 empty] | 2020-06-23 | 3 | 23 | 4 | 2020-01-01 | 0 | 0%
[25 empty] | 2020-06-23 | 4 | 23 | 5 | 2020-01-01 | 0 | 0%
[25 empty] | 2020-06-23 | 5 | 23 | 6 | 2020-01-01 | 0 | 0%
[25 empty] | 2020-06-23 | 6 | 23 | 7 | 2020-01-01 | 190.8111 | 0.0003299%
[25 empty] | 2020-06-23 | 7 | 23 | 8 | 2020-01-01 | 398.0882 | 0.0006882%
[25 empty] | 2020-06-23 | 8 | 23 | 9 | 2020-01-01 | 105.7453 | 0.0001828%
[25 empty] | 2020-06-23 | 9 | 23 | 10 | 2020-01-01 | 254.8715 | 0.0004406%
[25 empty] | 2020-06-23 | 10 | 23 | 11 | 2020-01-01 | 0 | 0%
[25 empty] | 2020-06-23 | 11 | 23 | 12 | 2020-01-01 | 0 | 0%
[25 empty] | 2020-06-23 | 12 | 23 | 13 | 2020-01-01 | 0 | 0%
[25 empty] | 2020-06-23 | 13 | 23 | 14 | 2020-01-01 | 0 | 0%
[25 empty] | 2020-06-23 | 14 | 23 | 15 | 2020-01-01 | 0 | 0%
[25 empty] | 2020-06-23 | 15 | 23 | 16 | 2020-01-01 | 0 | 0%
[25 empty] | 2020-06-23 | 16 | 23 | 17 | 2020-01-01 | 636.4575 | 0.0011%
[25 empty] | 2020-06-23 | 17 | 23 | 18 | 2020-01-01 | 5333.6445 | 0.009221%
[25 empty] | 2020-06-23 | 18 | 23 | 19 | 2020-01-01 | 30675.7748 | 0.05303%
[25 empty] | 2020-06-23 | 19 | 23 | 20 | 2020-01-01 | 52314.2632 | 0.09044%
[25 empty] | 2020-06-23 | 20 | 23 | 21 | 2020-01-01 | 61367.5983 | 0.1061%
[25 empty] | 2020-06-23 | 21 | 23 | 22 | 2020-01-01 | 63525.0691 | 0.1098%
[25 empty] | 2020-06-23 | 22 | 23 | 23 | 2020-01-01 | 51721.2909 | 0.08941%
[25 empty] | 2020-06-23 | 23 | 23 | 24 | 2020-01-01 | 26672.5736 | 0.04611%
[25 empty] | 2020-06-23 | 24 | 24 | 1 | 2020-01-01 | 9702.3393 | 0.01677%
[25 empty] | 2020-06-24 | 1 | 24 | 2 | 2020-01-01 | 710.9241 | 0.001229%
[25 empty] | 2020-06-24 | 2 | 24 | 3 | 2020-01-01 | 183.0134 | 0.0003164%
[25 empty] | 2020-06-24 | 3 | 24 | 4 | 2020-01-01 | 0 | 0%
[25 empty] | 2020-06-24 | 4 | 24 | 5 | 2020-01-01 | 0 | 0%
[25 empty] | 2020-06-24 | 5 | 24 | 6 | 2020-01-01 | 0 | 0%
[25 empty] | 2020-06-24 | 6 | 24 | 7 | 2020-01-01 | 157.2885 | 0.0002719%
[25 empty] | 2020-06-24 | 7 | 24 | 8 | 2020-01-01 | 391.8555 | 0.0006774%
[25 empty] | 2020-06-24 | 8 | 24 | 9 | 2020-01-01 | 18.2686 | 3.158e-05%
[25 empty] | 2020-06-24 | 9 | 24 | 10 | 2020-01-01 | 297.1932 | 0.0005138%
[25 empty] | 2020-06-24 | 10 | 24 | 11 | 2020-01-01 | 0 | 0%
[25 empty] | 2020-06-24 | 11 | 24 | 12 | 2020-01-01 | 0 | 0%
[25 empty] | 2020-06-24 | 12 | 24 | 13 | 2020-01-01 | 0 | 0%
[25 empty] | 2020-06-24 | 13 | 24 | 14 | 2020-01-01 | 0 | 0%
[25 empty] | 2020-06-24 | 14 | 24 | 15 | 2020-01-01 | 0 | 0%
[25 empty] | 2020-06-24 | 15 | 24 | 16 | 2020-01-01 | 0 | 0%
[25 empty] | 2020-06-24 | 16 | 24 | 17 | 2020-01-01 | 401.7451 | 0.0006945%
[25 empty] | 2020-06-24 | 17 | 24 | 18 | 2020-01-01 | 963.6284 | 0.001666%
[25 empty] | 2020-06-24 | 18 | 24 | 19 | 2020-01-01 | 8306.1647 | 0.01436%
[25 empty] | 2020-06-24 | 19 | 24 | 20 | 2020-01-01 | 31375.2449 | 0.05424%
[25 empty] | 2020-06-24 | 20 | 24 | 21 | 2020-01-01 | 45299.9297 | 0.07831%
[25 empty] | 2020-06-24 | 21 | 24 | 22 | 2020-01-01 | 46736.7674 | 0.0808%
[25 empty] | 2020-06-24 | 22 | 24 | 23 | 2020-01-01 | 38593.5728 | 0.06672%
[25 empty] | 2020-06-24 | 23 | 24 | 24 | 2020-01-01 | 17534.3618 | 0.03031%
[25 empty] | 2020-06-24 | 24 | 25 | 1 | 2020-01-01 | 2999.5108 | 0.005185%
[25 empty] | 2020-06-25 | 1 | 25 | 2 | 2020-01-01 | 1731.2493 | 0.002993%
[25 empty] | 2020-06-25 | 2 | 25 | 3 | 2020-01-01 | 197.7562 | 0.0003419%
[25 empty] | 2020-06-25 | 3 | 25 | 4 | 2020-01-01 | 89.6981 | 0.0001551%
[25 empty] | 2020-06-25 | 4 | 25 | 5 | 2020-01-01 | 8.9884 | 1.554e-05%
[25 empty] | 2020-06-25 | 5 | 25 | 6 | 2020-01-01 | 23.3905 | 4.044e-05%
[25 empty] | 2020-06-25 | 6 | 25 | 7 | 2020-01-01 | 136.309 | 0.0002356%
[25 empty] | 2020-06-25 | 7 | 25 | 8 | 2020-01-01 | 250.6537 | 0.0004333%
[25 empty] | 2020-06-25 | 8 | 25 | 9 | 2020-01-01 | 28.9911 | 5.012e-05%
[25 empty] | 2020-06-25 | 9 | 25 | 10 | 2020-01-01 | 74.3296 | 0.0001285%
[25 empty] | 2020-06-25 | 10 | 25 | 11 | 2020-01-01 | 0 | 0%
[25 empty] | 2020-06-25 | 11 | 25 | 12 | 2020-01-01 | 0 | 0%
[25 empty] | 2020-06-25 | 12 | 25 | 13 | 2020-01-01 | 0 | 0%
[25 empty] | 2020-06-25 | 13 | 25 | 14 | 2020-01-01 | 0 | 0%
[25 empty] | 2020-06-25 | 14 | 25 | 15 | 2020-01-01 | 0 | 0%
[25 empty] | 2020-06-25 | 15 | 25 | 16 | 2020-01-01 | 0 | 0%
[25 empty] | 2020-06-25 | 16 | 25 | 17 | 2020-01-01 | 590.3991 | 0.001021%
[25 empty] | 2020-06-25 | 17 | 25 | 18 | 2020-01-01 | 2281.6743 | 0.003944%
[25 empty] | 2020-06-25 | 18 | 25 | 19 | 2020-01-01 | 19020.8758 | 0.03288%
[25 empty] | 2020-06-25 | 19 | 25 | 20 | 2020-01-01 | 44557.3244 | 0.07703%
[25 empty] | 2020-06-25 | 20 | 25 | 21 | 2020-01-01 | 64932.157 | 0.1123%
[25 empty] | 2020-06-25 | 21 | 25 | 22 | 2020-01-01 | 67547.8416 | 0.1168%
[25 empty] | 2020-06-25 | 22 | 25 | 23 | 2020-01-01 | 59014.5328 | 0.102%
[25 empty] | 2020-06-25 | 23 | 25 | 24 | 2020-01-01 | 32680.5745 | 0.0565%
[25 empty] | 2020-06-25 | 24 | 26 | 1 | 2020-01-01 | 13547.5255 | 0.02342%
[25 empty] | 2020-06-26 | 1 | 26 | 2 | 2020-01-01 | 478.2541 | 0.0008268%
[25 empty] | 2020-06-26 | 2 | 26 | 3 | 2020-01-01 | 117.7032 | 0.0002035%
[25 empty] | 2020-06-26 | 3 | 26 | 4 | 2020-01-01 | 63.9908 | 0.0001106%
[25 empty] | 2020-06-26 | 4 | 26 | 5 | 2020-01-01 | 62.332 | 0.0001078%
[25 empty] | 2020-06-26 | 5 | 26 | 6 | 2020-01-01 | 136.957 | 0.0002368%
[25 empty] | 2020-06-26 | 6 | 26 | 7 | 2020-01-01 | 243.0302 | 0.0004201%
[25 empty] | 2020-06-26 | 7 | 26 | 8 | 2020-01-01 | 318.6159 | 0.0005508%
[25 empty] | 2020-06-26 | 8 | 26 | 9 | 2020-01-01 | 123.24 | 0.0002131%
[25 empty] | 2020-06-26 | 9 | 26 | 10 | 2020-01-01 | 121.6929 | 0.0002104%
[25 empty] | 2020-06-26 | 10 | 26 | 11 | 2020-01-01 | 0 | 0%
[25 empty] | 2020-06-26 | 11 | 26 | 12 | 2020-01-01 | 0 | 0%
[25 empty] | 2020-06-26 | 12 | 26 | 13 | 2020-01-01 | 0 | 0%
[25 empty] | 2020-06-26 | 13 | 26 | 14 | 2020-01-01 | 0 | 0%
[25 empty] | 2020-06-26 | 14 | 26 | 15 | 2020-01-01 | 0 | 0%
[25 empty] | 2020-06-26 | 15 | 26 | 16 | 2020-01-01 | 85.2643 | 0.0001474%
[25 empty] | 2020-06-26 | 16 | 26 | 17 | 2020-01-01 | 343.8402 | 0.0005944%
[25 empty] | 2020-06-26 | 17 | 26 | 18 | 2020-01-01 | 287.2048 | 0.0004965%
[25 empty] | 2020-06-26 | 18 | 26 | 19 | 2020-01-01 | 1526.6202 | 0.002639%
[25 empty] | 2020-06-26 | 19 | 26 | 20 | 2020-01-01 | 14180.9928 | 0.02452%
[25 empty] | 2020-06-26 | 20 | 26 | 21 | 2020-01-01 | 29366.1497 | 0.05077%
[25 empty] | 2020-06-26 | 21 | 26 | 22 | 2020-01-01 | 38962.5398 | 0.06736%
[25 empty] | 2020-06-26 | 22 | 26 | 23 | 2020-01-01 | 30670.3962 | 0.05302%
[25 empty] | 2020-06-26 | 23 | 26 | 24 | 2020-01-01 | 11373.4916 | 0.01966%
[25 empty] | 2020-06-26 | 24 | 27 | 1 | 2020-01-01 | 992.6202 | 0.001716%
[25 empty] | 2020-06-27 | 1 | 27 | 2 | 2020-01-01 | 8.6396 | 1.494e-05%
[25 empty] | 2020-06-27 | 2 | 27 | 3 | 2020-01-01 | 0 | 0%
[25 empty] | 2020-06-27 | 3 | 27 | 4 | 2020-01-01 | 0 | 0%
[25 empty] | 2020-06-27 | 4 | 27 | 5 | 2020-01-01 | 0 | 0%
[25 empty] | 2020-06-27 | 5 | 27 | 6 | 2020-01-01 | 0 | 0%
[25 empty] | 2020-06-27 | 6 | 27 | 7 | 2020-01-01 | 0 | 0%
[25 empty] | 2020-06-27 | 7 | 27 | 8 | 2020-01-01 | 7.8724 | 1.361e-05%
[25 empty] | 2020-06-27 | 8 | 27 | 9 | 2020-01-01 | 0 | 0%
[25 empty] | 2020-06-27 | 9 | 27 | 10 | 2020-01-01 | 2514.6821 | 0.004347%
[25 empty] | 2020-06-27 | 10 | 27 | 11 | 2020-01-01 | 0 | 0%
[25 empty] | 2020-06-27 | 11 | 27 | 12 | 2020-01-01 | 0 | 0%
[25 empty] | 2020-06-27 | 12 | 27 | 13 | 2020-01-01 | 0 | 0%
[25 empty] | 2020-06-27 | 13 | 27 | 14 | 2020-01-01 | 0 | 0%
[25 empty] | 2020-06-27 | 14 | 27 | 15 | 2020-01-01 | 0 | 0%
[25 empty] | 2020-06-27 | 15 | 27 | 16 | 2020-01-01 | 0 | 0%
[25 empty] | 2020-06-27 | 16 | 27 | 17 | 2020-01-01 | 192.4571 | 0.0003327%
[25 empty] | 2020-06-27 | 17 | 27 | 18 | 2020-01-01 | 0 | 0%
[25 empty] | 2020-06-27 | 18 | 27 | 19 | 2020-01-01 | 0 | 0%
[25 empty] | 2020-06-27 | 19 | 27 | 20 | 2020-01-01 | 953.3813 | 0.001648%
[25 empty] | 2020-06-27 | 20 | 27 | 21 | 2020-01-01 | 7178.1192 | 0.01241%
[25 empty] | 2020-06-27 | 21 | 27 | 22 | 2020-01-01 | 14514.9669 | 0.02509%
[25 empty] | 2020-06-27 | 22 | 27 | 23 | 2020-01-01 | 9233.0137 | 0.01596%
[25 empty] | 2020-06-27 | 23 | 27 | 24 | 2020-01-01 | 2053.3715 | 0.00355%
[25 empty] | 2020-06-27 | 24 | 28 | 1 | 2020-01-01 | 601.4645 | 0.00104%
[25 empty] | 2020-06-28 | 1 | 28 | 2 | 2020-01-01 | 58.6217 | 0.0001013%
[25 empty] | 2020-06-28 | 2 | 28 | 3 | 2020-01-01 | 0 | 0%
[25 empty] | 2020-06-28 | 3 | 28 | 4 | 2020-01-01 | 0 | 0%
[25 empty] | 2020-06-28 | 4 | 28 | 5 | 2020-01-01 | 0 | 0%
[25 empty] | 2020-06-28 | 5 | 28 | 6 | 2020-01-01 | 3.5915 | 6.209e-06%
[25 empty] | 2020-06-28 | 6 | 28 | 7 | 2020-01-01 | 158.8766 | 0.0002747%
[25 empty] | 2020-06-28 | 7 | 28 | 8 | 2020-01-01 | 99.4127 | 0.0001719%
[25 empty] | 2020-06-28 | 8 | 28 | 9 | 2020-01-01 | 0 | 0%
[25 empty] | 2020-06-28 | 9 | 28 | 10 | 2020-01-01 | 362.7018 | 0.000627%
[25 empty] | 2020-06-28 | 10 | 28 | 11 | 2020-01-01 | 2069.1409 | 0.003577%
[25 empty] | 2020-06-28 | 11 | 28 | 12 | 2020-01-01 | 0 | 0%
[25 empty] | 2020-06-28 | 12 | 28 | 13 | 2020-01-01 | 0 | 0%
[25 empty] | 2020-06-28 | 13 | 28 | 14 | 2020-01-01 | 0 | 0%
[25 empty] | 2020-06-28 | 14 | 28 | 15 | 2020-01-01 | 0 | 0%
[25 empty] | 2020-06-28 | 15 | 28 | 16 | 2020-01-01 | 0 | 0%
[25 empty] | 2020-06-28 | 16 | 28 | 17 | 2020-01-01 | 237.6634 | 0.0004109%
[25 empty] | 2020-06-28 | 17 | 28 | 18 | 2020-01-01 | 0 | 0%
[25 empty] | 2020-06-28 | 18 | 28 | 19 | 2020-01-01 | 0 | 0%
[25 empty] | 2020-06-28 | 19 | 28 | 20 | 2020-01-01 | 1968.4375 | 0.003403%
[25 empty] | 2020-06-28 | 20 | 28 | 21 | 2020-01-01 | 10359.123 | 0.01791%
[25 empty] | 2020-06-28 | 21 | 28 | 22 | 2020-01-01 | 20584.7445 | 0.03559%
[25 empty] | 2020-06-28 | 22 | 28 | 23 | 2020-01-01 | 12409.6087 | 0.02145%
[25 empty] | 2020-06-28 | 23 | 28 | 24 | 2020-01-01 | 2281.0012 | 0.003943%
[25 empty] | 2020-06-28 | 24 | 29 | 1 | 2020-01-01 | 247.0182 | 0.000427%
[25 empty] | 2020-06-29 | 1 | 29 | 2 | 2020-01-01 | 511.0834 | 0.0008835%
[25 empty] | 2020-06-29 | 2 | 29 | 3 | 2020-01-01 | 43.2855 | 7.483e-05%
[25 empty] | 2020-06-29 | 3 | 29 | 4 | 2020-01-01 | 0 | 0%
[25 empty] | 2020-06-29 | 4 | 29 | 5 | 2020-01-01 | 0 | 0%
[25 empty] | 2020-06-29 | 5 | 29 | 6 | 2020-01-01 | 0 | 0%
[25 empty] | 2020-06-29 | 6 | 29 | 7 | 2020-01-01 | 214.592 | 0.000371%
[25 empty] | 2020-06-29 | 7 | 29 | 8 | 2020-01-01 | 375.8607 | 0.0006498%
[25 empty] | 2020-06-29 | 8 | 29 | 9 | 2020-01-01 | 51.2682 | 8.863e-05%
[25 empty] | 2020-06-29 | 9 | 29 | 10 | 2020-01-01 | 330.7855 | 0.0005718%
[25 empty] | 2020-06-29 | 10 | 29 | 11 | 2020-01-01 | 0 | 0%
[25 empty] | 2020-06-29 | 11 | 29 | 12 | 2020-01-01 | 0 | 0%
[25 empty] | 2020-06-29 | 12 | 29 | 13 | 2020-01-01 | 0 | 0%
[25 empty] | 2020-06-29 | 13 | 29 | 14 | 2020-01-01 | 0 | 0%
[25 empty] | 2020-06-29 | 14 | 29 | 15 | 2020-01-01 | 0 | 0%
[25 empty] | 2020-06-29 | 15 | 29 | 16 | 2020-01-01 | 0 | 0%
[25 empty] | 2020-06-29 | 16 | 29 | 17 | 2020-01-01 | 295.5374 | 0.0005109%
[25 empty] | 2020-06-29 | 17 | 29 | 18 | 2020-01-01 | 72.0597 | 0.0001246%
[25 empty] | 2020-06-29 | 18 | 29 | 19 | 2020-01-01 | 925.0878 | 0.001599%
[25 empty] | 2020-06-29 | 19 | 29 | 20 | 2020-01-01 | 8081.0531 | 0.01397%
[25 empty] | 2020-06-29 | 20 | 29 | 21 | 2020-01-01 | 20829.9621 | 0.03601%
[25 empty] | 2020-06-29 | 21 | 29 | 22 | 2020-01-01 | 29702.0814 | 0.05135%
[25 empty] | 2020-06-29 | 22 | 29 | 23 | 2020-01-01 | 23590.0833 | 0.04078%
[25 empty] | 2020-06-29 | 23 | 29 | 24 | 2020-01-01 | 8957.7177 | 0.01549%
[25 empty] | 2020-06-29 | 24 | 30 | 1 | 2020-01-01 | 2492.8322 | 0.004309%
[25 empty] | 2020-06-30 | 1 | 30 | 2 | 2020-01-01 | 192.7951 | 0.0003333%
[25 empty] | 2020-06-30 | 2 | 30 | 3 | 2020-01-01 | 33.5217 | 5.795e-05%
[25 empty] | 2020-06-30 | 3 | 30 | 4 | 2020-01-01 | 0 | 0%
[25 empty] | 2020-06-30 | 4 | 30 | 5 | 2020-01-01 | 0 | 0%
[25 empty] | 2020-06-30 | 5 | 30 | 6 | 2020-01-01 | 0 | 0%
[25 empty] | 2020-06-30 | 6 | 30 | 7 | 2020-01-01 | 85.062 | 0.0001471%
[25 empty] | 2020-06-30 | 7 | 30 | 8 | 2020-01-01 | 241.475 | 0.0004175%
[25 empty] | 2020-06-30 | 8 | 30 | 9 | 2020-01-01 | 169.0043 | 0.0002922%
[25 empty] | 2020-06-30 | 9 | 30 | 10 | 2020-01-01 | 244.3283 | 0.0004224%
[25 empty] | 2020-06-30 | 10 | 30 | 11 | 2020-01-01 | 0 | 0%
[25 empty] | 2020-06-30 | 11 | 30 | 12 | 2020-01-01 | 0 | 0%
[25 empty] | 2020-06-30 | 12 | 30 | 13 | 2020-01-01 | 0 | 0%
[25 empty] | 2020-06-30 | 13 | 30 | 14 | 2020-01-01 | 0 | 0%
[25 empty] | 2020-06-30 | 14 | 30 | 15 | 2020-01-01 | 0 | 0%
[25 empty] | 2020-06-30 | 15 | 30 | 16 | 2020-01-01 | 0 | 0%
[25 empty] | 2020-06-30 | 16 | 30 | 17 | 2020-01-01 | 246.3151 | 0.0004258%
[25 empty] | 2020-06-30 | 17 | 30 | 18 | 2020-01-01 | 68.5279 | 0.0001185%
[25 empty] | 2020-06-30 | 18 | 30 | 19 | 2020-01-01 | 1604.2192 | 0.002773%
[25 empty] | 2020-06-30 | 19 | 30 | 20 | 2020-01-01 | 15019.2303 | 0.02596%
[25 empty] | 2020-06-30 | 20 | 30 | 21 | 2020-01-01 | 32777.8976 | 0.05666%
[25 empty] | 2020-06-30 | 21 | 30 | 22 | 2020-01-01 | 39610.5775 | 0.06848%
[25 empty] | 2020-06-30 | 22 | 30 | 23 | 2020-01-01 | 31495.8672 | 0.05445%
[25 empty] | 2020-06-30 | 23 | 30 | 24 | 2020-01-01 | 12423.2106 | 0.02148%
[25 empty] | 2020-06-30 | 24 | 1 | 1 | 2020-01-01 | 1715.2267 | 0.002965%
[25 empty] | 2020-07-01 | 1 | 1 | 2 | 2020-01-01 | 363.3439 | 0.0006281%
[25 empty] | 2020-07-01 | 2 | 1 | 3 | 2020-01-01 | 0 | 0%
[25 empty] | 2020-07-01 | 3 | 1 | 4 | 2020-01-01 | 0 | 0%
[25 empty] | 2020-07-01 | 4 | 1 | 5 | 2020-01-01 | 0 | 0%
[25 empty] | 2020-07-01 | 5 | 1 | 6 | 2020-01-01 | 0 | 0%
[25 empty] | 2020-07-01 | 6 | 1 | 7 | 2020-01-01 | 2.5599 | 4.425e-06%
[25 empty] | 2020-07-01 | 7 | 1 | 8 | 2020-01-01 | 27.7599 | 4.799e-05%
[25 empty] | 2020-07-01 | 8 | 1 | 9 | 2020-01-01 | 0 | 0%
[25 empty] | 2020-07-01 | 9 | 1 | 10 | 2020-01-01 | 144.668 | 0.0002501%
[25 empty] | 2020-07-01 | 10 | 1 | 11 | 2020-01-01 | 0 | 0%
[25 empty] | 2020-07-01 | 11 | 1 | 12 | 2020-01-01 | 0 | 0%
[25 empty] | 2020-07-01 | 12 | 1 | 13 | 2020-01-01 | 0 | 0%
[25 empty] | 2020-07-01 | 13 | 1 | 14 | 2020-01-01 | 0 | 0%
[25 empty] | 2020-07-01 | 14 | 1 | 15 | 2020-01-01 | 0 | 0%
[25 empty] | 2020-07-01 | 15 | 1 | 16 | 2020-01-01 | 0 | 0%
[25 empty] | 2020-07-01 | 16 | 1 | 17 | 2020-01-01 | 342.3782 | 0.0005919%
[25 empty] | 2020-07-01 | 17 | 1 | 18 | 2020-01-01 | 0 | 0%
[25 empty] | 2020-07-01 | 18 | 1 | 19 | 2020-01-01 | 1715.8079 | 0.002966%
[25 empty] | 2020-07-01 | 19 | 1 | 20 | 2020-01-01 | 14738.8922 | 0.02548%
[25 empty] | 2020-07-01 | 20 | 1 | 21 | 2020-01-01 | 29059.7081 | 0.05024%
[25 empty] | 2020-07-01 | 21 | 1 | 22 | 2020-01-01 | 35238.0252 | 0.06092%
[25 empty] | 2020-07-01 | 22 | 1 | 23 | 2020-01-01 | 29795.1162 | 0.05151%
[25 empty] | 2020-07-01 | 23 | 1 | 24 | 2020-01-01 | 12563.3809 | 0.02172%
[25 empty] | 2020-07-01 | 24 | 2 | 1 | 2020-01-01 | 1381.3232 | 0.002388%
[25 empty] | 2020-07-02 | 1 | 2 | 2 | 2020-01-01 | 575.1948 | 0.0009944%
[25 empty] | 2020-07-02 | 2 | 2 | 3 | 2020-01-01 | 95.9185 | 0.0001658%
[25 empty] | 2020-07-02 | 3 | 2 | 4 | 2020-01-01 | 0 | 0%
[25 empty] | 2020-07-02 | 4 | 2 | 5 | 2020-01-01 | 0 | 0%
[25 empty] | 2020-07-02 | 5 | 2 | 6 | 2020-01-01 | 0 | 0%
[25 empty] | 2020-07-02 | 6 | 2 | 7 | 2020-01-01 | 62.085 | 0.0001073%
[25 empty] | 2020-07-02 | 7 | 2 | 8 | 2020-01-01 | 276.4433 | 0.0004779%
[25 empty] | 2020-07-02 | 8 | 2 | 9 | 2020-01-01 | 49.3472 | 8.531e-05%
[25 empty] | 2020-07-02 | 9 | 2 | 10 | 2020-01-01 | 87.9049 | 0.000152%
[25 empty] | 2020-07-02 | 10 | 2 | 11 | 2020-01-01 | 0 | 0%
[25 empty] | 2020-07-02 | 11 | 2 | 12 | 2020-01-01 | 0 | 0%
[25 empty] | 2020-07-02 | 12 | 2 | 13 | 2020-01-01 | 0 | 0%
[25 empty] | 2020-07-02 | 13 | 2 | 14 | 2020-01-01 | 0 | 0%
[25 empty] | 2020-07-02 | 14 | 2 | 15 | 2020-01-01 | 0 | 0%
[25 empty] | 2020-07-02 | 15 | 2 | 16 | 2020-01-01 | 0 | 0%
[25 empty] | 2020-07-02 | 16 | 2 | 17 | 2020-01-01 | 425.9194 | 0.0007363%
[25 empty] | 2020-07-02 | 17 | 2 | 18 | 2020-01-01 | 1972.8318 | 0.003411%
[25 empty] | 2020-07-02 | 18 | 2 | 19 | 2020-01-01 | 18877.8974 | 0.03264%
[25 empty] | 2020-07-02 | 19 | 2 | 20 | 2020-01-01 | 46472.6713 | 0.08034%
[25 empty] | 2020-07-02 | 20 | 2 | 21 | 2020-01-01 | 59702.6382 | 0.1032%
[25 empty] | 2020-07-02 | 21 | 2 | 22 | 2020-01-01 | 61861.4408 | 0.1069%
[25 empty] | 2020-07-02 | 22 | 2 | 23 | 2020-01-01 | 49637.8485 | 0.08581%
[25 empty] | 2020-07-02 | 23 | 2 | 24 | 2020-01-01 | 23180.2457 | 0.04007%
[25 empty] | 2020-07-02 | 24 | 3 | 1 | 2020-01-01 | 7139.3632 | 0.01234%
[25 empty] | 2020-07-03 | 1 | 3 | 2 | 2020-01-01 | 40.587 | 7.016e-05%
[25 empty] | 2020-07-03 | 2 | 3 | 3 | 2020-01-01 | 14.5939 | 2.523e-05%
[25 empty] | 2020-07-03 | 3 | 3 | 4 | 2020-01-01 | 0 | 0%
[25 empty] | 2020-07-03 | 4 | 3 | 5 | 2020-01-01 | 0 | 0%
[25 empty] | 2020-07-03 | 5 | 3 | 6 | 2020-01-01 | 0 | 0%
[25 empty] | 2020-07-03 | 6 | 3 | 7 | 2020-01-01 | 0 | 0%
[25 empty] | 2020-07-03 | 7 | 3 | 8 | 2020-01-01 | 0 | 0%
[25 empty] | 2020-07-03 | 8 | 3 | 9 | 2020-01-01 | 0 | 0%
[25 empty] | 2020-07-03 | 9 | 3 | 10 | 2020-01-01 | 285.4595 | 0.0004935%
[25 empty] | 2020-07-03 | 10 | 3 | 11 | 2020-01-01 | 0 | 0%
[25 empty] | 2020-07-03 | 11 | 3 | 12 | 2020-01-01 | 0 | 0%
[25 empty] | 2020-07-03 | 12 | 3 | 13 | 2020-01-01 | 0 | 0%
[25 empty] | 2020-07-03 | 13 | 3 | 14 | 2020-01-01 | 0 | 0%
[25 empty] | 2020-07-03 | 14 | 3 | 15 | 2020-01-01 | 0 | 0%
[25 empty] | 2020-07-03 | 15 | 3 | 16 | 2020-01-01 | 0 | 0%
[25 empty] | 2020-07-03 | 16 | 3 | 17 | 2020-01-01 | 440.8813 | 0.0007622%
[25 empty] | 2020-07-03 | 17 | 3 | 18 | 2020-01-01 | 0 | 0%
[25 empty] | 2020-07-03 | 18 | 3 | 19 | 2020-01-01 | 180.4694 | 0.000312%
[25 empty] | 2020-07-03 | 19 | 3 | 20 | 2020-01-01 | 9671.9243 | 0.01672%
[25 empty] | 2020-07-03 | 20 | 3 | 21 | 2020-01-01 | 26825.9099 | 0.04638%
[25 empty] | 2020-07-03 | 21 | 3 | 22 | 2020-01-01 | 33017.5163 | 0.05708%
[25 empty] | 2020-07-03 | 22 | 3 | 23 | 2020-01-01 | 26834.8399 | 0.04639%
[25 empty] | 2020-07-03 | 23 | 3 | 24 | 2020-01-01 | 7567.4253 | 0.01308%
[25 empty] | 2020-07-03 | 24 | 4 | 1 | 2020-01-01 | 480.7257 | 0.0008311%
[25 empty] | 2020-07-04 | 1 | 4 | 2 | 2020-01-01 | 20.2333 | 3.498e-05%
[25 empty] | 2020-07-04 | 2 | 4 | 3 | 2020-01-01 | 0 | 0%
[25 empty] | 2020-07-04 | 3 | 4 | 4 | 2020-01-01 | 0 | 0%
[25 empty] | 2020-07-04 | 4 | 4 | 5 | 2020-01-01 | 0 | 0%
[25 empty] | 2020-07-04 | 5 | 4 | 6 | 2020-01-01 | 0 | 0%
[25 empty] | 2020-07-04 | 6 | 4 | 7 | 2020-01-01 | 74.9247 | 0.0001295%
[25 empty] | 2020-07-04 | 7 | 4 | 8 | 2020-01-01 | 0 | 0%
[25 empty] | 2020-07-04 | 8 | 4 | 9 | 2020-01-01 | 0 | 0%
[25 empty] | 2020-07-04 | 9 | 4 | 10 | 2020-01-01 | 576.1195 | 0.000996%
[25 empty] | 2020-07-04 | 10 | 4 | 11 | 2020-01-01 | 0 | 0%
[25 empty] | 2020-07-04 | 11 | 4 | 12 | 2020-01-01 | 0 | 0%
[25 empty] | 2020-07-04 | 12 | 4 | 13 | 2020-01-01 | 0 | 0%
[25 empty] | 2020-07-04 | 13 | 4 | 14 | 2020-01-01 | 0 | 0%
[25 empty] | 2020-07-04 | 14 | 4 | 15 | 2020-01-01 | 0 | 0%
[25 empty] | 2020-07-04 | 15 | 4 | 16 | 2020-01-01 | 0 | 0%
[25 empty] | 2020-07-04 | 16 | 4 | 17 | 2020-01-01 | 334.3624 | 0.000578%
[25 empty] | 2020-07-04 | 17 | 4 | 18 | 2020-01-01 | 0 | 0%
[25 empty] | 2020-07-04 | 18 | 4 | 19 | 2020-01-01 | 0 | 0%
[25 empty] | 2020-07-04 | 19 | 4 | 20 | 2020-01-01 | 2652.6861 | 0.004586%
[25 empty] | 2020-07-04 | 20 | 4 | 21 | 2020-01-01 | 12862.2411 | 0.02224%
[25 empty] | 2020-07-04 | 21 | 4 | 22 | 2020-01-01 | 21648.442 | 0.03742%
[25 empty] | 2020-07-04 | 22 | 4 | 23 | 2020-01-01 | 13645.3168 | 0.02359%
[25 empty] | 2020-07-04 | 23 | 4 | 24 | 2020-01-01 | 3724.283 | 0.006438%
[25 empty] | 2020-07-04 | 24 | 5 | 1 | 2020-01-01 | 578.2849 | 0.0009997%
[25 empty] | 2020-07-05 | 1 | 5 | 2 | 2020-01-01 | 163.2426 | 0.0002822%
[25 empty] | 2020-07-05 | 2 | 5 | 3 | 2020-01-01 | 20.2826 | 3.506e-05%
[25 empty] | 2020-07-05 | 3 | 5 | 4 | 2020-01-01 | 4.3574 | 7.533e-06%
[25 empty] | 2020-07-05 | 4 | 5 | 5 | 2020-01-01 | 0 | 0%
[25 empty] | 2020-07-05 | 5 | 5 | 6 | 2020-01-01 | 0 | 0%
[25 empty] | 2020-07-05 | 6 | 5 | 7 | 2020-01-01 | 97.6325 | 0.0001688%
[25 empty] | 2020-07-05 | 7 | 5 | 8 | 2020-01-01 | 29.5026 | 5.1e-05%
[25 empty] | 2020-07-05 | 8 | 5 | 9 | 2020-01-01 | 18.2657 | 3.158e-05%
[25 empty] | 2020-07-05 | 9 | 5 | 10 | 2020-01-01 | 23.8042 | 4.115e-05%
[25 empty] | 2020-07-05 | 10 | 5 | 11 | 2020-01-01 | 0 | 0%
[25 empty] | 2020-07-05 | 11 | 5 | 12 | 2020-01-01 | 0 | 0%
[25 empty] | 2020-07-05 | 12 | 5 | 13 | 2020-01-01 | 0 | 0%
[25 empty] | 2020-07-05 | 13 | 5 | 14 | 2020-01-01 | 469.7583 | 0.0008121%
[25 empty] | 2020-07-05 | 14 | 5 | 15 | 2020-01-01 | 0 | 0%
[25 empty] | 2020-07-05 | 15 | 5 | 16 | 2020-01-01 | 0 | 0%
[25 empty] | 2020-07-05 | 16 | 5 | 17 | 2020-01-01 | 11.744 | 2.03e-05%
[25 empty] | 2020-07-05 | 17 | 5 | 18 | 2020-01-01 | 0 | 0%
[25 empty] | 2020-07-05 | 18 | 5 | 19 | 2020-01-01 | 0 | 0%
[25 empty] | 2020-07-05 | 19 | 5 | 20 | 2020-01-01 | 1531.4949 | 0.002648%
[25 empty] | 2020-07-05 | 20 | 5 | 21 | 2020-01-01 | 8287.6767 | 0.01433%
[25 empty] | 2020-07-05 | 21 | 5 | 22 | 2020-01-01 | 18811.1137 | 0.03252%
[25 empty] | 2020-07-05 | 22 | 5 | 23 | 2020-01-01 | 12155.27 | 0.02101%
[25 empty] | 2020-07-05 | 23 | 5 | 24 | 2020-01-01 | 3479.4606 | 0.006015%
[25 empty] | 2020-07-05 | 24 | 6 | 1 | 2020-01-01 | 122.624 | 0.000212%
[25 empty] | 2020-07-06 | 1 | 6 | 2 | 2020-01-01 | 221.7958 | 0.0003834%
[25 empty] | 2020-07-06 | 2 | 6 | 3 | 2020-01-01 | 0 | 0%
[25 empty] | 2020-07-06 | 3 | 6 | 4 | 2020-01-01 | 0 | 0%
[25 empty] | 2020-07-06 | 4 | 6 | 5 | 2020-01-01 | 0 | 0%
[25 empty] | 2020-07-06 | 5 | 6 | 6 | 2020-01-01 | 0 | 0%
[25 empty] | 2020-07-06 | 6 | 6 | 7 | 2020-01-01 | 0 | 0%
[25 empty] | 2020-07-06 | 7 | 6 | 8 | 2020-01-01 | 184.6692 | 0.0003192%
[25 empty] | 2020-07-06 | 8 | 6 | 9 | 2020-01-01 | 54.5646 | 9.433e-05%
[25 empty] | 2020-07-06 | 9 | 6 | 10 | 2020-01-01 | 183.2603 | 0.0003168%
[25 empty] | 2020-07-06 | 10 | 6 | 11 | 2020-01-01 | 0 | 0%
[25 empty] | 2020-07-06 | 11 | 6 | 12 | 2020-01-01 | 0 | 0%
[25 empty] | 2020-07-06 | 12 | 6 | 13 | 2020-01-01 | 0 | 0%
[25 empty] | 2020-07-06 | 13 | 6 | 14 | 2020-01-01 | 0 | 0%
[25 empty] | 2020-07-06 | 14 | 6 | 15 | 2020-01-01 | 0 | 0%
[25 empty] | 2020-07-06 | 15 | 6 | 16 | 2020-01-01 | 0 | 0%
[25 empty] | 2020-07-06 | 16 | 6 | 17 | 2020-01-01 | 472.0121 | 0.000816%
[25 empty] | 2020-07-06 | 17 | 6 | 18 | 2020-01-01 | 338.6256 | 0.0005854%
[25 empty] | 2020-07-06 | 18 | 6 | 19 | 2020-01-01 | 2364.9536 | 0.004088%
[25 empty] | 2020-07-06 | 19 | 6 | 20 | 2020-01-01 | 14176.8403 | 0.02451%
[25 empty] | 2020-07-06 | 20 | 6 | 21 | 2020-01-01 | 28120.851 | 0.04861%
[25 empty] | 2020-07-06 | 21 | 6 | 22 | 2020-01-01 | 35983.289 | 0.06221%
[25 empty] | 2020-07-06 | 22 | 6 | 23 | 2020-01-01 | 33251.6609 | 0.05748%
[25 empty] | 2020-07-06 | 23 | 6 | 24 | 2020-01-01 | 14170.8847 | 0.0245%
[25 empty] | 2020-07-06 | 24 | 7 | 1 | 2020-01-01 | 2353.1269 | 0.004068%
[25 empty] | 2020-07-07 | 1 | 7 | 2 | 2020-01-01 | 105.1828 | 0.0001818%
[25 empty] | 2020-07-07 | 2 | 7 | 3 | 2020-01-01 | 0 | 0%
[25 empty] | 2020-07-07 | 3 | 7 | 4 | 2020-01-01 | 0 | 0%
[25 empty] | 2020-07-07 | 4 | 7 | 5 | 2020-01-01 | 0 | 0%
[25 empty] | 2020-07-07 | 5 | 7 | 6 | 2020-01-01 | 0 | 0%
[25 empty] | 2020-07-07 | 6 | 7 | 7 | 2020-01-01 | 20.359 | 3.52e-05%
[25 empty] | 2020-07-07 | 7 | 7 | 8 | 2020-01-01 | 48.1851 | 8.33e-05%
[25 empty] | 2020-07-07 | 8 | 7 | 9 | 2020-01-01 | 0 | 0%
[25 empty] | 2020-07-07 | 9 | 7 | 10 | 2020-01-01 | 151.5447 | 0.000262%
[25 empty] | 2020-07-07 | 10 | 7 | 11 | 2020-01-01 | 0 | 0%
[25 empty] | 2020-07-07 | 11 | 7 | 12 | 2020-01-01 | 0 | 0%
[25 empty] | 2020-07-07 | 12 | 7 | 13 | 2020-01-01 | 0 | 0%
[25 empty] | 2020-07-07 | 13 | 7 | 14 | 2020-01-01 | 0 | 0%
[25 empty] | 2020-07-07 | 14 | 7 | 15 | 2020-01-01 | 0 | 0%
[25 empty] | 2020-07-07 | 15 | 7 | 16 | 2020-01-01 | 0 | 0%
[25 empty] | 2020-07-07 | 16 | 7 | 17 | 2020-01-01 | 364.7293 | 0.0006305%
[25 empty] | 2020-07-07 | 17 | 7 | 18 | 2020-01-01 | 8.8306 | 1.527e-05%
[25 empty] | 2020-07-07 | 18 | 7 | 19 | 2020-01-01 | 1405.7779 | 0.00243%
[25 empty] | 2020-07-07 | 19 | 7 | 20 | 2020-01-01 | 15192.2266 | 0.02626%
[25 empty] | 2020-07-07 | 20 | 7 | 21 | 2020-01-01 | 29490.8462 | 0.05098%
[25 empty] | 2020-07-07 | 21 | 7 | 22 | 2020-01-01 | 36268.0494 | 0.0627%
[25 empty] | 2020-07-07 | 22 | 7 | 23 | 2020-01-01 | 30221.2959 | 0.05225%
[25 empty] | 2020-07-07 | 23 | 7 | 24 | 2020-01-01 | 12448.8706 | 0.02152%
[25 empty] | 2020-07-07 | 24 | 8 | 1 | 2020-01-01 | 1374.8388 | 0.002377%
[25 empty] | 2020-07-08 | 1 | 8 | 2 | 2020-01-01 | 619.342 | 0.001071%
[25 empty] | 2020-07-08 | 2 | 8 | 3 | 2020-01-01 | 0 | 0%
[25 empty] | 2020-07-08 | 3 | 8 | 4 | 2020-01-01 | 0 | 0%
[25 empty] | 2020-07-08 | 4 | 8 | 5 | 2020-01-01 | 0 | 0%
[25 empty] | 2020-07-08 | 5 | 8 | 6 | 2020-01-01 | 0 | 0%
[25 empty] | 2020-07-08 | 6 | 8 | 7 | 2020-01-01 | 0 | 0%
[25 empty] | 2020-07-08 | 7 | 8 | 8 | 2020-01-01 | 75.1786 | 0.00013%
[25 empty] | 2020-07-08 | 8 | 8 | 9 | 2020-01-01 | 71.1639 | 0.000123%
[25 empty] | 2020-07-08 | 9 | 8 | 10 | 2020-01-01 | 46.3827 | 8.018e-05%
[25 empty] | 2020-07-08 | 10 | 8 | 11 | 2020-01-01 | 0 | 0%
[25 empty] | 2020-07-08 | 11 | 8 | 12 | 2020-01-01 | 0 | 0%
[25 empty] | 2020-07-08 | 12 | 8 | 13 | 2020-01-01 | 0 | 0%
[25 empty] | 2020-07-08 | 13 | 8 | 14 | 2020-01-01 | 84.0723 | 0.0001453%
[25 empty] | 2020-07-08 | 14 | 8 | 15 | 2020-01-01 | 0 | 0%
[25 empty] | 2020-07-08 | 15 | 8 | 16 | 2020-01-01 | 0 | 0%
[25 empty] | 2020-07-08 | 16 | 8 | 17 | 2020-01-01 | 24.1162 | 4.169e-05%
[25 empty] | 2020-07-08 | 17 | 8 | 18 | 2020-01-01 | 411.6066 | 0.0007116%
[25 empty] | 2020-07-08 | 18 | 8 | 19 | 2020-01-01 | 7058.547 | 0.0122%
[25 empty] | 2020-07-08 | 19 | 8 | 20 | 2020-01-01 | 34248.6422 | 0.05921%
[25 empty] | 2020-07-08 | 20 | 8 | 21 | 2020-01-01 | 50654.3737 | 0.08757%
[25 empty] | 2020-07-08 | 21 | 8 | 22 | 2020-01-01 | 56896.4148 | 0.09836%
[25 empty] | 2020-07-08 | 22 | 8 | 23 | 2020-01-01 | 50464.1051 | 0.08724%
[25 empty] | 2020-07-08 | 23 | 8 | 24 | 2020-01-01 | 26418.4569 | 0.04567%
[25 empty] | 2020-07-08 | 24 | 9 | 1 | 2020-01-01 | 6678.8323 | 0.01155%
[25 empty] | 2020-07-09 | 1 | 9 | 2 | 2020-01-01 | 485.0761 | 0.0008386%
[25 empty] | 2020-07-09 | 2 | 9 | 3 | 2020-01-01 | 69.3878 | 0.00012%
[25 empty] | 2020-07-09 | 3 | 9 | 4 | 2020-01-01 | 9.2106 | 1.592e-05%
[25 empty] | 2020-07-09 | 4 | 9 | 5 | 2020-01-01 | 0 | 0%
[25 empty] | 2020-07-09 | 5 | 9 | 6 | 2020-01-01 | 0 | 0%
[25 empty] | 2020-07-09 | 6 | 9 | 7 | 2020-01-01 | 59.6726 | 0.0001032%
[25 empty] | 2020-07-09 | 7 | 9 | 8 | 2020-01-01 | 123.9691 | 0.0002143%
[25 empty] | 2020-07-09 | 8 | 9 | 9 | 2020-01-01 | 270.0219 | 0.0004668%
[25 empty] | 2020-07-09 | 9 | 9 | 10 | 2020-01-01 | 109.6688 | 0.0001896%
[25 empty] | 2020-07-09 | 10 | 9 | 11 | 2020-01-01 | 33.4903 | 5.79e-05%
[25 empty] | 2020-07-09 | 11 | 9 | 12 | 2020-01-01 | 0 | 0%
[25 empty] | 2020-07-09 | 12 | 9 | 13 | 2020-01-01 | 0 | 0%
[25 empty] | 2020-07-09 | 13 | 9 | 14 | 2020-01-01 | 0 | 0%
[25 empty] | 2020-07-09 | 14 | 9 | 15 | 2020-01-01 | 0 | 0%
[25 empty] | 2020-07-09 | 15 | 9 | 16 | 2020-01-01 | 0 | 0%
[25 empty] | 2020-07-09 | 16 | 9 | 17 | 2020-01-01 | 52.3401 | 9.048e-05%
[25 empty] | 2020-07-09 | 17 | 9 | 18 | 2020-01-01 | 292.2046 | 0.0005051%
[25 empty] | 2020-07-09 | 18 | 9 | 19 | 2020-01-01 | 3753.1136 | 0.006488%
[25 empty] | 2020-07-09 | 19 | 9 | 20 | 2020-01-01 | 24629.3226 | 0.04258%
[25 empty] | 2020-07-09 | 20 | 9 | 21 | 2020-01-01 | 37956.4196 | 0.06562%
[25 empty] | 2020-07-09 | 21 | 9 | 22 | 2020-01-01 | 39172.1405 | 0.06772%
[25 empty] | 2020-07-09 | 22 | 9 | 23 | 2020-01-01 | 35494.0292 | 0.06136%
[25 empty] | 2020-07-09 | 23 | 9 | 24 | 2020-01-01 | 17723.516 | 0.03064%
[25 empty] | 2020-07-09 | 24 | 10 | 1 | 2020-01-01 | 4183.721 | 0.007233%
[25 empty] | 2020-07-10 | 1 | 10 | 2 | 2020-01-01 | 578.3952 | 0.0009999%
[25 empty] | 2020-07-10 | 2 | 10 | 3 | 2020-01-01 | 78.2165 | 0.0001352%
[25 empty] | 2020-07-10 | 3 | 10 | 4 | 2020-01-01 | 7.6797 | 1.328e-05%
[25 empty] | 2020-07-10 | 4 | 10 | 5 | 2020-01-01 | 0 | 0%
[25 empty] | 2020-07-10 | 5 | 10 | 6 | 2020-01-01 | 0 | 0%
[25 empty] | 2020-07-10 | 6 | 10 | 7 | 2020-01-01 | 114.479 | 0.0001979%
[25 empty] | 2020-07-10 | 7 | 10 | 8 | 2020-01-01 | 371.0598 | 0.0006415%
[25 empty] | 2020-07-10 | 8 | 10 | 9 | 2020-01-01 | 178.5312 | 0.0003086%
[25 empty] | 2020-07-10 | 9 | 10 | 10 | 2020-01-01 | 286.3539 | 0.000495%
[25 empty] | 2020-07-10 | 10 | 10 | 11 | 2020-01-01 | 0 | 0%
[25 empty] | 2020-07-10 | 11 | 10 | 12 | 2020-01-01 | 0 | 0%
[25 empty] | 2020-07-10 | 12 | 10 | 13 | 2020-01-01 | 0 | 0%
[25 empty] | 2020-07-10 | 13 | 10 | 14 | 2020-01-01 | 0 | 0%
[25 empty] | 2020-07-10 | 14 | 10 | 15 | 2020-01-01 | 0 | 0%
[25 empty] | 2020-07-10 | 15 | 10 | 16 | 2020-01-01 | 145.3233 | 0.0002512%
[25 empty] | 2020-07-10 | 16 | 10 | 17 | 2020-01-01 | 190.7637 | 0.0003298%
[25 empty] | 2020-07-10 | 17 | 10 | 18 | 2020-01-01 | 619.2202 | 0.00107%
[25 empty] | 2020-07-10 | 18 | 10 | 19 | 2020-01-01 | 4309.5229 | 0.00745%
[25 empty] | 2020-07-10 | 19 | 10 | 20 | 2020-01-01 | 18392.4011 | 0.0318%
[25 empty] | 2020-07-10 | 20 | 10 | 21 | 2020-01-01 | 35143.932 | 0.06076%
[25 empty] | 2020-07-10 | 21 | 10 | 22 | 2020-01-01 | 43611.4786 | 0.07539%
[25 empty] | 2020-07-10 | 22 | 10 | 23 | 2020-01-01 | 34743.1046 | 0.06006%
[25 empty] | 2020-07-10 | 23 | 10 | 24 | 2020-01-01 | 14715.9578 | 0.02544%
[25 empty] | 2020-07-10 | 24 | 11 | 1 | 2020-01-01 | 2612.722 | 0.004517%
[25 empty] | 2020-07-11 | 1 | 11 | 2 | 2020-01-01 | 25.3529 | 4.383e-05%
[25 empty] | 2020-07-11 | 2 | 11 | 3 | 2020-01-01 | 13.1412 | 2.272e-05%
[25 empty] | 2020-07-11 | 3 | 11 | 4 | 2020-01-01 | 0 | 0%
[25 empty] | 2020-07-11 | 4 | 11 | 5 | 2020-01-01 | 0 | 0%
[25 empty] | 2020-07-11 | 5 | 11 | 6 | 2020-01-01 | 0 | 0%
[25 empty] | 2020-07-11 | 6 | 11 | 7 | 2020-01-01 | 13.1201 | 2.268e-05%
[25 empty] | 2020-07-11 | 7 | 11 | 8 | 2020-01-01 | 0 | 0%
[25 empty] | 2020-07-11 | 8 | 11 | 9 | 2020-01-01 | 0 | 0%
[25 empty] | 2020-07-11 | 9 | 11 | 10 | 2020-01-01 | 136.2005 | 0.0002355%
[25 empty] | 2020-07-11 | 10 | 11 | 11 | 2020-01-01 | 39.6042 | 6.847e-05%
[25 empty] | 2020-07-11 | 11 | 11 | 12 | 2020-01-01 | 0 | 0%
[25 empty] | 2020-07-11 | 12 | 11 | 13 | 2020-01-01 | 0 | 0%
[25 empty] | 2020-07-11 | 13 | 11 | 14 | 2020-01-01 | 0 | 0%
[25 empty] | 2020-07-11 | 14 | 11 | 15 | 2020-01-01 | 0 | 0%
[25 empty] | 2020-07-11 | 15 | 11 | 16 | 2020-01-01 | 585.437 | 0.001012%
[25 empty] | 2020-07-11 | 16 | 11 | 17 | 2020-01-01 | 12.3515 | 2.135e-05%
[25 empty] | 2020-07-11 | 17 | 11 | 18 | 2020-01-01 | 0 | 0%
[25 empty] | 2020-07-11 | 18 | 11 | 19 | 2020-01-01 | 159.7318 | 0.0002761%
[25 empty] | 2020-07-11 | 19 | 11 | 20 | 2020-01-01 | 6210.3353 | 0.01074%
[25 empty] | 2020-07-11 | 20 | 11 | 21 | 2020-01-01 | 16467.5887 | 0.02847%
[25 empty] | 2020-07-11 | 21 | 11 | 22 | 2020-01-01 | 26337.8626 | 0.04553%
[25 empty] | 2020-07-11 | 22 | 11 | 23 | 2020-01-01 | 17704.5654 | 0.03061%
[25 empty] | 2020-07-11 | 23 | 11 | 24 | 2020-01-01 | 5930.9426 | 0.01025%
[25 empty] | 2020-07-11 | 24 | 12 | 1 | 2020-01-01 | 853.2952 | 0.001475%
[25 empty] | 2020-07-12 | 1 | 12 | 2 | 2020-01-01 | 144.5597 | 0.0002499%
[25 empty] | 2020-07-12 | 2 | 12 | 3 | 2020-01-01 | 0 | 0%
[25 empty] | 2020-07-12 | 3 | 12 | 4 | 2020-01-01 | 0 | 0%
[25 empty] | 2020-07-12 | 4 | 12 | 5 | 2020-01-01 | 0 | 0%
[25 empty] | 2020-07-12 | 5 | 12 | 6 | 2020-01-01 | 0 | 0%
[25 empty] | 2020-07-12 | 6 | 12 | 7 | 2020-01-01 | 28.8816 | 4.993e-05%
[25 empty] | 2020-07-12 | 7 | 12 | 8 | 2020-01-01 | 77.1005 | 0.0001333%
[25 empty] | 2020-07-12 | 8 | 12 | 9 | 2020-01-01 | 0 | 0%
[25 empty] | 2020-07-12 | 9 | 12 | 10 | 2020-01-01 | 3.2073 | 5.545e-06%
[25 empty] | 2020-07-12 | 10 | 12 | 11 | 2020-01-01 | 26.0127 | 4.497e-05%
[25 empty] | 2020-07-12 | 11 | 12 | 12 | 2020-01-01 | 26.7591 | 4.626e-05%
[25 empty] | 2020-07-12 | 12 | 12 | 13 | 2020-01-01 | 35.6092 | 6.156e-05%
[25 empty] | 2020-07-12 | 13 | 12 | 14 | 2020-01-01 | 189.692 | 0.0003279%
[25 empty] | 2020-07-12 | 14 | 12 | 15 | 2020-01-01 | 0 | 0%
[25 empty] | 2020-07-12 | 15 | 12 | 16 | 2020-01-01 | 0 | 0%
[25 empty] | 2020-07-12 | 16 | 12 | 17 | 2020-01-01 | 319.2743 | 0.0005519%
[25 empty] | 2020-07-12 | 17 | 12 | 18 | 2020-01-01 | 0 | 0%
[25 empty] | 2020-07-12 | 18 | 12 | 19 | 2020-01-01 | 94.587 | 0.0001635%
[25 empty] | 2020-07-12 | 19 | 12 | 20 | 2020-01-01 | 6256.5889 | 0.01082%
[25 empty] | 2020-07-12 | 20 | 12 | 21 | 2020-01-01 | 19963.9132 | 0.03451%
[25 empty] | 2020-07-12 | 21 | 12 | 22 | 2020-01-01 | 31821.1699 | 0.05501%
[25 empty] | 2020-07-12 | 22 | 12 | 23 | 2020-01-01 | 22365.7118 | 0.03866%
[25 empty] | 2020-07-12 | 23 | 12 | 24 | 2020-01-01 | 7157.7121 | 0.01237%
[25 empty] | 2020-07-12 | 24 | 13 | 1 | 2020-01-01 | 845.4387 | 0.001462%
[25 empty] | 2020-07-13 | 1 | 13 | 2 | 2020-01-01 | 19.8274 | 3.428e-05%
[25 empty] | 2020-07-13 | 2 | 13 | 3 | 2020-01-01 | 0 | 0%
[25 empty] | 2020-07-13 | 3 | 13 | 4 | 2020-01-01 | 0 | 0%
[25 empty] | 2020-07-13 | 4 | 13 | 5 | 2020-01-01 | 0 | 0%
[25 empty] | 2020-07-13 | 5 | 13 | 6 | 2020-01-01 | 0 | 0%
[25 empty] | 2020-07-13 | 6 | 13 | 7 | 2020-01-01 | 17.9058 | 3.095e-05%
[25 empty] | 2020-07-13 | 7 | 13 | 8 | 2020-01-01 | 40.5951 | 7.018e-05%
[25 empty] | 2020-07-13 | 8 | 13 | 9 | 2020-01-01 | 0 | 0%
[25 empty] | 2020-07-13 | 9 | 13 | 10 | 2020-01-01 | 226.1754 | 0.000391%
[25 empty] | 2020-07-13 | 10 | 13 | 11 | 2020-01-01 | 0 | 0%
[25 empty] | 2020-07-13 | 11 | 13 | 12 | 2020-01-01 | 0 | 0%
[25 empty] | 2020-07-13 | 12 | 13 | 13 | 2020-01-01 | 0 | 0%
[25 empty] | 2020-07-13 | 13 | 13 | 14 | 2020-01-01 | 0 | 0%
[25 empty] | 2020-07-13 | 14 | 13 | 15 | 2020-01-01 | 0 | 0%
[25 empty] | 2020-07-13 | 15 | 13 | 16 | 2020-01-01 | 0 | 0%
[25 empty] | 2020-07-13 | 16 | 13 | 17 | 2020-01-01 | 435.1841 | 0.0007523%
[25 empty] | 2020-07-13 | 17 | 13 | 18 | 2020-01-01 | 31.5706 | 5.458e-05%
[25 empty] | 2020-07-13 | 18 | 13 | 19 | 2020-01-01 | 5528.9603 | 0.009558%
[25 empty] | 2020-07-13 | 19 | 13 | 20 | 2020-01-01 | 21918.9765 | 0.03789%
[25 empty] | 2020-07-13 | 20 | 13 | 21 | 2020-01-01 | 39906.7137 | 0.06899%
[25 empty] | 2020-07-13 | 21 | 13 | 22 | 2020-01-01 | 45933.21 | 0.07941%
[25 empty] | 2020-07-13 | 22 | 13 | 23 | 2020-01-01 | 36321.3844 | 0.06279%
[25 empty] | 2020-07-13 | 23 | 13 | 24 | 2020-01-01 | 15908.2607 | 0.0275%
[25 empty] | 2020-07-13 | 24 | 14 | 1 | 2020-01-01 | 3250.1693 | 0.005619%
[25 empty] | 2020-07-14 | 1 | 14 | 2 | 2020-01-01 | 696.458 | 0.001204%
[25 empty] | 2020-07-14 | 2 | 14 | 3 | 2020-01-01 | 20.3914 | 3.525e-05%
[25 empty] | 2020-07-14 | 3 | 14 | 4 | 2020-01-01 | 0 | 0%
[25 empty] | 2020-07-14 | 4 | 14 | 5 | 2020-01-01 | 0 | 0%
[25 empty] | 2020-07-14 | 5 | 14 | 6 | 2020-01-01 | 0 | 0%
[25 empty] | 2020-07-14 | 6 | 14 | 7 | 2020-01-01 | 50.2708 | 8.691e-05%
[25 empty] | 2020-07-14 | 7 | 14 | 8 | 2020-01-01 | 433.2447 | 0.000749%
[25 empty] | 2020-07-14 | 8 | 14 | 9 | 2020-01-01 | 312.5512 | 0.0005403%
[25 empty] | 2020-07-14 | 9 | 14 | 10 | 2020-01-01 | 152.671 | 0.0002639%
[25 empty] | 2020-07-14 | 10 | 14 | 11 | 2020-01-01 | 0 | 0%
[25 empty] | 2020-07-14 | 11 | 14 | 12 | 2020-01-01 | 0 | 0%
[25 empty] | 2020-07-14 | 12 | 14 | 13 | 2020-01-01 | 0 | 0%
[25 empty] | 2020-07-14 | 13 | 14 | 14 | 2020-01-01 | 0 | 0%
[25 empty] | 2020-07-14 | 14 | 14 | 15 | 2020-01-01 | 0 | 0%
[25 empty] | 2020-07-14 | 15 | 14 | 16 | 2020-01-01 | 58.3501 | 0.0001009%
[25 empty] | 2020-07-14 | 16 | 14 | 17 | 2020-01-01 | 593.6742 | 0.001026%
[25 empty] | 2020-07-14 | 17 | 14 | 18 | 2020-01-01 | 2862.3011 | 0.004948%
[25 empty] | 2020-07-14 | 18 | 14 | 19 | 2020-01-01 | 13964.2238 | 0.02414%
[25 empty] | 2020-07-14 | 19 | 14 | 20 | 2020-01-01 | 36109.509 | 0.06242%
[25 empty] | 2020-07-14 | 20 | 14 | 21 | 2020-01-01 | 50464.1442 | 0.08724%
[25 empty] | 2020-07-14 | 21 | 14 | 22 | 2020-01-01 | 56522.4089 | 0.09771%
[25 empty] | 2020-07-14 | 22 | 14 | 23 | 2020-01-01 | 49014.4895 | 0.08473%
[25 empty] | 2020-07-14 | 23 | 14 | 24 | 2020-01-01 | 27083.2879 | 0.04682%
[25 empty] | 2020-07-14 | 24 | 15 | 1 | 2020-01-01 | 6377.1152 | 0.01102%
[25 empty] | 2020-07-15 | 1 | 15 | 2 | 2020-01-01 | 36.1377 | 6.247e-05%
[25 empty] | 2020-07-15 | 2 | 15 | 3 | 2020-01-01 | 0 | 0%
[25 empty] | 2020-07-15 | 3 | 15 | 4 | 2020-01-01 | 0 | 0%
[25 empty] | 2020-07-15 | 4 | 15 | 5 | 2020-01-01 | 0 | 0%
[25 empty] | 2020-07-15 | 5 | 15 | 6 | 2020-01-01 | 0 | 0%
[25 empty] | 2020-07-15 | 6 | 15 | 7 | 2020-01-01 | 0 | 0%
[25 empty] | 2020-07-15 | 7 | 15 | 8 | 2020-01-01 | 53.1175 | 9.183e-05%
[25 empty] | 2020-07-15 | 8 | 15 | 9 | 2020-01-01 | 41.6771 | 7.205e-05%
[25 empty] | 2020-07-15 | 9 | 15 | 10 | 2020-01-01 | 36.3534 | 6.285e-05%
[25 empty] | 2020-07-15 | 10 | 15 | 11 | 2020-01-01 | 0 | 0%
[25 empty] | 2020-07-15 | 11 | 15 | 12 | 2020-01-01 | 0 | 0%
[25 empty] | 2020-07-15 | 12 | 15 | 13 | 2020-01-01 | 0 | 0%
[25 empty] | 2020-07-15 | 13 | 15 | 14 | 2020-01-01 | 0 | 0%
[25 empty] | 2020-07-15 | 14 | 15 | 15 | 2020-01-01 | 0 | 0%
[25 empty] | 2020-07-15 | 15 | 15 | 16 | 2020-01-01 | 0 | 0%
[25 empty] | 2020-07-15 | 16 | 15 | 17 | 2020-01-01 | 309.8311 | 0.0005356%
[25 empty] | 2020-07-15 | 17 | 15 | 18 | 2020-01-01 | 48.0948 | 8.314e-05%
[25 empty] | 2020-07-15 | 18 | 15 | 19 | 2020-01-01 | 3293.0994 | 0.005693%
[25 empty] | 2020-07-15 | 19 | 15 | 20 | 2020-01-01 | 20252.2012 | 0.03501%
[25 empty] | 2020-07-15 | 20 | 15 | 21 | 2020-01-01 | 35000.374 | 0.06051%
[25 empty] | 2020-07-15 | 21 | 15 | 22 | 2020-01-01 | 40112.9637 | 0.06935%
[25 empty] | 2020-07-15 | 22 | 15 | 23 | 2020-01-01 | 31238.3821 | 0.054%
[25 empty] | 2020-07-15 | 23 | 15 | 24 | 2020-01-01 | 12540.2178 | 0.02168%
[25 empty] | 2020-07-15 | 24 | 16 | 1 | 2020-01-01 | 1167.6009 | 0.002018%
[25 empty] | 2020-07-16 | 1 | 16 | 2 | 2020-01-01 | 3339.3493 | 0.005773%
[25 empty] | 2020-07-16 | 2 | 16 | 3 | 2020-01-01 | 923.1695 | 0.001596%
[25 empty] | 2020-07-16 | 3 | 16 | 4 | 2020-01-01 | 249.672 | 0.0004316%
[25 empty] | 2020-07-16 | 4 | 16 | 5 | 2020-01-01 | 103.1371 | 0.0001783%
[25 empty] | 2020-07-16 | 5 | 16 | 6 | 2020-01-01 | 173.1934 | 0.0002994%
[25 empty] | 2020-07-16 | 6 | 16 | 7 | 2020-01-01 | 422.6017 | 0.0007306%
[25 empty] | 2020-07-16 | 7 | 16 | 8 | 2020-01-01 | 2101.3495 | 0.003633%
[25 empty] | 2020-07-16 | 8 | 16 | 9 | 2020-01-01 | 2194.144 | 0.003793%
[25 empty] | 2020-07-16 | 9 | 16 | 10 | 2020-01-01 | 216.0823 | 0.0003736%
[25 empty] | 2020-07-16 | 10 | 16 | 11 | 2020-01-01 | 0 | 0%
[25 empty] | 2020-07-16 | 11 | 16 | 12 | 2020-01-01 | 0 | 0%
[25 empty] | 2020-07-16 | 12 | 16 | 13 | 2020-01-01 | 0 | 0%
[25 empty] | 2020-07-16 | 13 | 16 | 14 | 2020-01-01 | 0 | 0%
[25 empty] | 2020-07-16 | 14 | 16 | 15 | 2020-01-01 | 0 | 0%
[25 empty] | 2020-07-16 | 15 | 16 | 16 | 2020-01-01 | 126.6887 | 0.000219%
[25 empty] | 2020-07-16 | 16 | 16 | 17 | 2020-01-01 | 2602.3195 | 0.004499%
[25 empty] | 2020-07-16 | 17 | 16 | 18 | 2020-01-01 | 8271.743 | 0.0143%
[25 empty] | 2020-07-16 | 18 | 16 | 19 | 2020-01-01 | 29238.4428 | 0.05055%
[25 empty] | 2020-07-16 | 19 | 16 | 20 | 2020-01-01 | 58641.3422 | 0.1014%
[25 empty] | 2020-07-16 | 20 | 16 | 21 | 2020-01-01 | 70390.6652 | 0.1217%
[25 empty] | 2020-07-16 | 21 | 16 | 22 | 2020-01-01 | 69299.8735 | 0.1198%
[25 empty] | 2020-07-16 | 22 | 16 | 23 | 2020-01-01 | 58871.7572 | 0.1018%
[25 empty] | 2020-07-16 | 23 | 16 | 24 | 2020-01-01 | 33123.0817 | 0.05726%
[25 empty] | 2020-07-16 | 24 | 17 | 1 | 2020-01-01 | 11041.94 | 0.01909%
[25 empty] | 2020-07-17 | 1 | 17 | 2 | 2020-01-01 | 583.4151 | 0.001009%
[25 empty] | 2020-07-17 | 2 | 17 | 3 | 2020-01-01 | 127.0339 | 0.0002196%
[25 empty] | 2020-07-17 | 3 | 17 | 4 | 2020-01-01 | 39.2002 | 6.777e-05%
[25 empty] | 2020-07-17 | 4 | 17 | 5 | 2020-01-01 | 45.8469 | 7.926e-05%
[25 empty] | 2020-07-17 | 5 | 17 | 6 | 2020-01-01 | 124.9915 | 0.0002161%
[25 empty] | 2020-07-17 | 6 | 17 | 7 | 2020-01-01 | 312.7769 | 0.0005407%
[25 empty] | 2020-07-17 | 7 | 17 | 8 | 2020-01-01 | 633.4722 | 0.001095%
[25 empty] | 2020-07-17 | 8 | 17 | 9 | 2020-01-01 | 206.2233 | 0.0003565%
[25 empty] | 2020-07-17 | 9 | 17 | 10 | 2020-01-01 | 55.9217 | 9.667e-05%
[25 empty] | 2020-07-17 | 10 | 17 | 11 | 2020-01-01 | 0 | 0%
[25 empty] | 2020-07-17 | 11 | 17 | 12 | 2020-01-01 | 33.7993 | 5.843e-05%
[25 empty] | 2020-07-17 | 12 | 17 | 13 | 2020-01-01 | 88.2487 | 0.0001526%
[25 empty] | 2020-07-17 | 13 | 17 | 14 | 2020-01-01 | 65.5106 | 0.0001133%
[25 empty] | 2020-07-17 | 14 | 17 | 15 | 2020-01-01 | 27.6257 | 4.776e-05%
[25 empty] | 2020-07-17 | 15 | 17 | 16 | 2020-01-01 | 0 | 0%
[25 empty] | 2020-07-17 | 16 | 17 | 17 | 2020-01-01 | 197.3791 | 0.0003412%
[25 empty] | 2020-07-17 | 17 | 17 | 18 | 2020-01-01 | 215.1469 | 0.0003719%
[25 empty] | 2020-07-17 | 18 | 17 | 19 | 2020-01-01 | 2326.9619 | 0.004023%
[25 empty] | 2020-07-17 | 19 | 17 | 20 | 2020-01-01 | 19004.5646 | 0.03285%
[25 empty] | 2020-07-17 | 20 | 17 | 21 | 2020-01-01 | 33820.0698 | 0.05847%
[25 empty] | 2020-07-17 | 21 | 17 | 22 | 2020-01-01 | 39401.3873 | 0.06812%
[25 empty] | 2020-07-17 | 22 | 17 | 23 | 2020-01-01 | 32963.8704 | 0.05699%
[25 empty] | 2020-07-17 | 23 | 17 | 24 | 2020-01-01 | 15354.2418 | 0.02654%
[25 empty] | 2020-07-17 | 24 | 18 | 1 | 2020-01-01 | 3195.6305 | 0.005524%
[25 empty] | 2020-07-18 | 1 | 18 | 2 | 2020-01-01 | 61.1589 | 0.0001057%
[25 empty] | 2020-07-18 | 2 | 18 | 3 | 2020-01-01 | 0 | 0%
[25 empty] | 2020-07-18 | 3 | 18 | 4 | 2020-01-01 | 0 | 0%
[25 empty] | 2020-07-18 | 4 | 18 | 5 | 2020-01-01 | 9.5597 | 1.653e-05%
[25 empty] | 2020-07-18 | 5 | 18 | 6 | 2020-01-01 | 0 | 0%
[25 empty] | 2020-07-18 | 6 | 18 | 7 | 2020-01-01 | 14.7752 | 2.554e-05%
[25 empty] | 2020-07-18 | 7 | 18 | 8 | 2020-01-01 | 4.9506 | 8.558e-06%
[25 empty] | 2020-07-18 | 8 | 18 | 9 | 2020-01-01 | 0 | 0%
[25 empty] | 2020-07-18 | 9 | 18 | 10 | 2020-01-01 | 240.2733 | 0.0004154%
[25 empty] | 2020-07-18 | 10 | 18 | 11 | 2020-01-01 | 0 | 0%
[25 empty] | 2020-07-18 | 11 | 18 | 12 | 2020-01-01 | 0 | 0%
[25 empty] | 2020-07-18 | 12 | 18 | 13 | 2020-01-01 | 0 | 0%
[25 empty] | 2020-07-18 | 13 | 18 | 14 | 2020-01-01 | 0 | 0%
[25 empty] | 2020-07-18 | 14 | 18 | 15 | 2020-01-01 | 0 | 0%
[25 empty] | 2020-07-18 | 15 | 18 | 16 | 2020-01-01 | 0 | 0%
[25 empty] | 2020-07-18 | 16 | 18 | 17 | 2020-01-01 | 868.3658 | 0.001501%
[25 empty] | 2020-07-18 | 17 | 18 | 18 | 2020-01-01 | 0 | 0%
[25 empty] | 2020-07-18 | 18 | 18 | 19 | 2020-01-01 | 0 | 0%
[25 empty] | 2020-07-18 | 19 | 18 | 20 | 2020-01-01 | 4404.6595 | 0.007615%
[25 empty] | 2020-07-18 | 20 | 18 | 21 | 2020-01-01 | 16544.7804 | 0.0286%
[25 empty] | 2020-07-18 | 21 | 18 | 22 | 2020-01-01 | 24831.5105 | 0.04293%
[25 empty] | 2020-07-18 | 22 | 18 | 23 | 2020-01-01 | 18913.6352 | 0.0327%
[25 empty] | 2020-07-18 | 23 | 18 | 24 | 2020-01-01 | 6906.8335 | 0.01194%
[25 empty] | 2020-07-18 | 24 | 19 | 1 | 2020-01-01 | 695.8965 | 0.001203%
[25 empty] | 2020-07-19 | 1 | 19 | 2 | 2020-01-01 | 92.6481 | 0.0001602%
[25 empty] | 2020-07-19 | 2 | 19 | 3 | 2020-01-01 | 0 | 0%
[25 empty] | 2020-07-19 | 3 | 19 | 4 | 2020-01-01 | 0 | 0%
[25 empty] | 2020-07-19 | 4 | 19 | 5 | 2020-01-01 | 0 | 0%
[25 empty] | 2020-07-19 | 5 | 19 | 6 | 2020-01-01 | 0 | 0%
[25 empty] | 2020-07-19 | 6 | 19 | 7 | 2020-01-01 | 19.9329 | 3.446e-05%
[25 empty] | 2020-07-19 | 7 | 19 | 8 | 2020-01-01 | 70.9466 | 0.0001226%
[25 empty] | 2020-07-19 | 8 | 19 | 9 | 2020-01-01 | 0 | 0%
[25 empty] | 2020-07-19 | 9 | 19 | 10 | 2020-01-01 | 140.4869 | 0.0002429%
[25 empty] | 2020-07-19 | 10 | 19 | 11 | 2020-01-01 | 0 | 0%
[25 empty] | 2020-07-19 | 11 | 19 | 12 | 2020-01-01 | 0 | 0%
[25 empty] | 2020-07-19 | 12 | 19 | 13 | 2020-01-01 | 0 | 0%
[25 empty] | 2020-07-19 | 13 | 19 | 14 | 2020-01-01 | 0 | 0%
[25 empty] | 2020-07-19 | 14 | 19 | 15 | 2020-01-01 | 0 | 0%
[25 empty] | 2020-07-19 | 15 | 19 | 16 | 2020-01-01 | 0 | 0%
[25 empty] | 2020-07-19 | 16 | 19 | 17 | 2020-01-01 | 407.5053 | 0.0007045%
[25 empty] | 2020-07-19 | 17 | 19 | 18 | 2020-01-01 | 0 | 0%
[25 empty] | 2020-07-19 | 18 | 19 | 19 | 2020-01-01 | 0 | 0%
[25 empty] | 2020-07-19 | 19 | 19 | 20 | 2020-01-01 | 6301.2765 | 0.01089%
[25 empty] | 2020-07-19 | 20 | 19 | 21 | 2020-01-01 | 21625.2095 | 0.03738%
[25 empty] | 2020-07-19 | 21 | 19 | 22 | 2020-01-01 | 36076.415 | 0.06237%
[25 empty] | 2020-07-19 | 22 | 19 | 23 | 2020-01-01 | 26690.445 | 0.04614%
[25 empty] | 2020-07-19 | 23 | 19 | 24 | 2020-01-01 | 8949.1026 | 0.01547%
[25 empty] | 2020-07-19 | 24 | 20 | 1 | 2020-01-01 | 1066.2982 | 0.001843%
[25 empty] | 2020-07-20 | 1 | 20 | 2 | 2020-01-01 | 1033.7889 | 0.001787%
[25 empty] | 2020-07-20 | 2 | 20 | 3 | 2020-01-01 | 870.3231 | 0.001505%
[25 empty] | 2020-07-20 | 3 | 20 | 4 | 2020-01-01 | 120.1506 | 0.0002077%
[25 empty] | 2020-07-20 | 4 | 20 | 5 | 2020-01-01 | 0 | 0%
[25 empty] | 2020-07-20 | 5 | 20 | 6 | 2020-01-01 | 108.9359 | 0.0001883%
[25 empty] | 2020-07-20 | 6 | 20 | 7 | 2020-01-01 | 313.5542 | 0.0005421%
[25 empty] | 2020-07-20 | 7 | 20 | 8 | 2020-01-01 | 991.1017 | 0.001713%
[25 empty] | 2020-07-20 | 8 | 20 | 9 | 2020-01-01 | 287.5269 | 0.0004971%
[25 empty] | 2020-07-20 | 9 | 20 | 10 | 2020-01-01 | 217.5517 | 0.0003761%
[25 empty] | 2020-07-20 | 10 | 20 | 11 | 2020-01-01 | 0 | 0%
[25 empty] | 2020-07-20 | 11 | 20 | 12 | 2020-01-01 | 0 | 0%
[25 empty] | 2020-07-20 | 12 | 20 | 13 | 2020-01-01 | 0 | 0%
[25 empty] | 2020-07-20 | 13 | 20 | 14 | 2020-01-01 | 0 | 0%
[25 empty] | 2020-07-20 | 14 | 20 | 15 | 2020-01-01 | 0 | 0%
[25 empty] | 2020-07-20 | 15 | 20 | 16 | 2020-01-01 | 0 | 0%
[25 empty] | 2020-07-20 | 16 | 20 | 17 | 2020-01-01 | 326.3996 | 0.0005643%
[25 empty] | 2020-07-20 | 17 | 20 | 18 | 2020-01-01 | 1218.9471 | 0.002107%
[25 empty] | 2020-07-20 | 18 | 20 | 19 | 2020-01-01 | 7590.643 | 0.01312%
[25 empty] | 2020-07-20 | 19 | 20 | 20 | 2020-01-01 | 32814.5811 | 0.05673%
[25 empty] | 2020-07-20 | 20 | 20 | 21 | 2020-01-01 | 49876.3034 | 0.08622%
[25 empty] | 2020-07-20 | 21 | 20 | 22 | 2020-01-01 | 52157.2547 | 0.09017%
[25 empty] | 2020-07-20 | 22 | 20 | 23 | 2020-01-01 | 44447.0519 | 0.07684%
[25 empty] | 2020-07-20 | 23 | 20 | 24 | 2020-01-01 | 24784.2115 | 0.04285%
[25 empty] | 2020-07-20 | 24 | 21 | 1 | 2020-01-01 | 8773.864 | 0.01517%
[25 empty] | 2020-07-21 | 1 | 21 | 2 | 2020-01-01 | 765.2185 | 0.001323%
[25 empty] | 2020-07-21 | 2 | 21 | 3 | 2020-01-01 | 134.4836 | 0.0002325%
[25 empty] | 2020-07-21 | 3 | 21 | 4 | 2020-01-01 | 53.2881 | 9.212e-05%
[25 empty] | 2020-07-21 | 4 | 21 | 5 | 2020-01-01 | 15.5447 | 2.687e-05%
[25 empty] | 2020-07-21 | 5 | 21 | 6 | 2020-01-01 | 20.4711 | 3.539e-05%
[25 empty] | 2020-07-21 | 6 | 21 | 7 | 2020-01-01 | 85.0386 | 0.000147%
[25 empty] | 2020-07-21 | 7 | 21 | 8 | 2020-01-01 | 199.2649 | 0.0003445%
[25 empty] | 2020-07-21 | 8 | 21 | 9 | 2020-01-01 | 0 | 0%
[25 empty] | 2020-07-21 | 9 | 21 | 10 | 2020-01-01 | 220.7569 | 0.0003816%
[25 empty] | 2020-07-21 | 10 | 21 | 11 | 2020-01-01 | 0 | 0%
[25 empty] | 2020-07-21 | 11 | 21 | 12 | 2020-01-01 | 0 | 0%
[25 empty] | 2020-07-21 | 12 | 21 | 13 | 2020-01-01 | 2.4807 | 4.288e-06%
[25 empty] | 2020-07-21 | 13 | 21 | 14 | 2020-01-01 | 0 | 0%
[25 empty] | 2020-07-21 | 14 | 21 | 15 | 2020-01-01 | 0 | 0%
[25 empty] | 2020-07-21 | 15 | 21 | 16 | 2020-01-01 | 0 | 0%
[25 empty] | 2020-07-21 | 16 | 21 | 17 | 2020-01-01 | 530.9119 | 0.0009178%
[25 empty] | 2020-07-21 | 17 | 21 | 18 | 2020-01-01 | 659.4494 | 0.00114%
[25 empty] | 2020-07-21 | 18 | 21 | 19 | 2020-01-01 | 9495.4291 | 0.01642%
[25 empty] | 2020-07-21 | 19 | 21 | 20 | 2020-01-01 | 32661.2687 | 0.05646%
[25 empty] | 2020-07-21 | 20 | 21 | 21 | 2020-01-01 | 49368.3649 | 0.08535%
[25 empty] | 2020-07-21 | 21 | 21 | 22 | 2020-01-01 | 56001.7836 | 0.09681%
[25 empty] | 2020-07-21 | 22 | 21 | 23 | 2020-01-01 | 49431.5117 | 0.08545%
[25 empty] | 2020-07-21 | 23 | 21 | 24 | 2020-01-01 | 24383.4325 | 0.04215%
[25 empty] | 2020-07-21 | 24 | 22 | 1 | 2020-01-01 | 5322.9715 | 0.009202%
[25 empty] | 2020-07-22 | 1 | 22 | 2 | 2020-01-01 | 4691.5508 | 0.008111%
[25 empty] | 2020-07-22 | 2 | 22 | 3 | 2020-01-01 | 1018.2476 | 0.00176%
[25 empty] | 2020-07-22 | 3 | 22 | 4 | 2020-01-01 | 400.8822 | 0.000693%
[25 empty] | 2020-07-22 | 4 | 22 | 5 | 2020-01-01 | 68.2577 | 0.000118%
[25 empty] | 2020-07-22 | 5 | 22 | 6 | 2020-01-01 | 277.6 | 0.0004799%
[25 empty] | 2020-07-22 | 6 | 22 | 7 | 2020-01-01 | 1147.8976 | 0.001984%
[25 empty] | 2020-07-22 | 7 | 22 | 8 | 2020-01-01 | 2384.7462 | 0.004123%
[25 empty] | 2020-07-22 | 8 | 22 | 9 | 2020-01-01 | 2368.152 | 0.004094%
[25 empty] | 2020-07-22 | 9 | 22 | 10 | 2020-01-01 | 660.5336 | 0.001142%
[25 empty] | 2020-07-22 | 10 | 22 | 11 | 2020-01-01 | 0 | 0%
[25 empty] | 2020-07-22 | 11 | 22 | 12 | 2020-01-01 | 0 | 0%
[25 empty] | 2020-07-22 | 12 | 22 | 13 | 2020-01-01 | 0 | 0%
[25 empty] | 2020-07-22 | 13 | 22 | 14 | 2020-01-01 | 0 | 0%
[25 empty] | 2020-07-22 | 14 | 22 | 15 | 2020-01-01 | 0 | 0%
[25 empty] | 2020-07-22 | 15 | 22 | 16 | 2020-01-01 | 134.049 | 0.0002317%
[25 empty] | 2020-07-22 | 16 | 22 | 17 | 2020-01-01 | 3365.1064 | 0.005817%
[25 empty] | 2020-07-22 | 17 | 22 | 18 | 2020-01-01 | 14644.6917 | 0.02532%
[25 empty] | 2020-07-22 | 18 | 22 | 19 | 2020-01-01 | 39062.8748 | 0.06753%
[25 empty] | 2020-07-22 | 19 | 22 | 20 | 2020-01-01 | 72040.9183 | 0.1245%
[25 empty] | 2020-07-22 | 20 | 22 | 21 | 2020-01-01 | 83181.1017 | 0.1438%
[25 empty] | 2020-07-22 | 21 | 22 | 22 | 2020-01-01 | 82798.8767 | 0.1431%
[25 empty] | 2020-07-22 | 22 | 22 | 23 | 2020-01-01 | 69191.1726 | 0.1196%
[25 empty] | 2020-07-22 | 23 | 22 | 24 | 2020-01-01 | 42076.0891 | 0.07274%
[25 empty] | 2020-07-22 | 24 | 23 | 1 | 2020-01-01 | 15827.9351 | 0.02736%
[25 empty] | 2020-07-23 | 1 | 23 | 2 | 2020-01-01 | 5476.0842 | 0.009467%
[25 empty] | 2020-07-23 | 2 | 23 | 3 | 2020-01-01 | 463.3759 | 0.0008011%
[25 empty] | 2020-07-23 | 3 | 23 | 4 | 2020-01-01 | 146.1023 | 0.0002526%
[25 empty] | 2020-07-23 | 4 | 23 | 5 | 2020-01-01 | 87.9649 | 0.0001521%
[25 empty] | 2020-07-23 | 5 | 23 | 6 | 2020-01-01 | 152.1272 | 0.000263%
[25 empty] | 2020-07-23 | 6 | 23 | 7 | 2020-01-01 | 525.3833 | 0.0009083%
[25 empty] | 2020-07-23 | 7 | 23 | 8 | 2020-01-01 | 2550.3007 | 0.004409%
[25 empty] | 2020-07-23 | 8 | 23 | 9 | 2020-01-01 | 2701.5907 | 0.00467%
[25 empty] | 2020-07-23 | 9 | 23 | 10 | 2020-01-01 | 672.6129 | 0.001163%
[25 empty] | 2020-07-23 | 10 | 23 | 11 | 2020-01-01 | 53.9247 | 9.322e-05%
[25 empty] | 2020-07-23 | 11 | 23 | 12 | 2020-01-01 | 0 | 0%
[25 empty] | 2020-07-23 | 12 | 23 | 13 | 2020-01-01 | 0 | 0%
[25 empty] | 2020-07-23 | 13 | 23 | 14 | 2020-01-01 | 0 | 0%
[25 empty] | 2020-07-23 | 14 | 23 | 15 | 2020-01-01 | 307.5604 | 0.0005317%
[25 empty] | 2020-07-23 | 15 | 23 | 16 | 2020-01-01 | 1438.4596 | 0.002487%
[25 empty] | 2020-07-23 | 16 | 23 | 17 | 2020-01-01 | 17740.621 | 0.03067%
[25 empty] | 2020-07-23 | 17 | 23 | 18 | 2020-01-01 | 46152.6475 | 0.07979%
[25 empty] | 2020-07-23 | 18 | 23 | 19 | 2020-01-01 | 46754.9644 | 0.08083%
[25 empty] | 2020-07-23 | 19 | 23 | 20 | 2020-01-01 | 66698.6009 | 0.1153%
[25 empty] | 2020-07-23 | 20 | 23 | 21 | 2020-01-01 | 80031.91 | 0.1384%
[25 empty] | 2020-07-23 | 21 | 23 | 22 | 2020-01-01 | 80534.0395 | 0.1392%
[25 empty] | 2020-07-23 | 22 | 23 | 23 | 2020-01-01 | 71825.9134 | 0.1242%
[25 empty] | 2020-07-23 | 23 | 23 | 24 | 2020-01-01 | 46881.7357 | 0.08105%
[25 empty] | 2020-07-23 | 24 | 24 | 1 | 2020-01-01 | 27971.0553 | 0.04836%
[25 empty] | 2020-07-24 | 1 | 24 | 2 | 2020-01-01 | 3656.365 | 0.006321%
[25 empty] | 2020-07-24 | 2 | 24 | 3 | 2020-01-01 | 433.5535 | 0.0007495%
[25 empty] | 2020-07-24 | 3 | 24 | 4 | 2020-01-01 | 103.494 | 0.0001789%
[25 empty] | 2020-07-24 | 4 | 24 | 5 | 2020-01-01 | 37.5102 | 6.485e-05%
[25 empty] | 2020-07-24 | 5 | 24 | 6 | 2020-01-01 | 61.9836 | 0.0001072%
[25 empty] | 2020-07-24 | 6 | 24 | 7 | 2020-01-01 | 469.4534 | 0.0008116%
[25 empty] | 2020-07-24 | 7 | 24 | 8 | 2020-01-01 | 2659.0117 | 0.004597%
[25 empty] | 2020-07-24 | 8 | 24 | 9 | 2020-01-01 | 4392.4398 | 0.007593%
[25 empty] | 2020-07-24 | 9 | 24 | 10 | 2020-01-01 | 1021.001 | 0.001765%
[25 empty] | 2020-07-24 | 10 | 24 | 11 | 2020-01-01 | 243.9236 | 0.0004217%
[25 empty] | 2020-07-24 | 11 | 24 | 12 | 2020-01-01 | 0 | 0%
[25 empty] | 2020-07-24 | 12 | 24 | 13 | 2020-01-01 | 0 | 0%
[25 empty] | 2020-07-24 | 13 | 24 | 14 | 2020-01-01 | 0 | 0%
[25 empty] | 2020-07-24 | 14 | 24 | 15 | 2020-01-01 | 325.4177 | 0.0005626%
[25 empty] | 2020-07-24 | 15 | 24 | 16 | 2020-01-01 | 2317.6347 | 0.004007%
[25 empty] | 2020-07-24 | 16 | 24 | 17 | 2020-01-01 | 6822.7912 | 0.01179%
[25 empty] | 2020-07-24 | 17 | 24 | 18 | 2020-01-01 | 33469.2778 | 0.05786%
[25 empty] | 2020-07-24 | 18 | 24 | 19 | 2020-01-01 | 62326.7606 | 0.1077%
[25 empty] | 2020-07-24 | 19 | 24 | 20 | 2020-01-01 | 84690.4224 | 0.1464%
[25 empty] | 2020-07-24 | 20 | 24 | 21 | 2020-01-01 | 87846.0432 | 0.1519%
[25 empty] | 2020-07-24 | 21 | 24 | 22 | 2020-01-01 | 85020.3415 | 0.147%
[25 empty] | 2020-07-24 | 22 | 24 | 23 | 2020-01-01 | 76603.9902 | 0.1324%
[25 empty] | 2020-07-24 | 23 | 24 | 24 | 2020-01-01 | 49540.9608 | 0.08564%
[25 empty] | 2020-07-24 | 24 | 25 | 1 | 2020-01-01 | 22432.994 | 0.03878%
[25 empty] | 2020-07-25 | 1 | 25 | 2 | 2020-01-01 | 25.2747 | 4.369e-05%
[25 empty] | 2020-07-25 | 2 | 25 | 3 | 2020-01-01 | 0 | 0%
[25 empty] | 2020-07-25 | 3 | 25 | 4 | 2020-01-01 | 0 | 0%
[25 empty] | 2020-07-25 | 4 | 25 | 5 | 2020-01-01 | 0 | 0%
[25 empty] | 2020-07-25 | 5 | 25 | 6 | 2020-01-01 | 0 | 0%
[25 empty] | 2020-07-25 | 6 | 25 | 7 | 2020-01-01 | 0 | 0%
[25 empty] | 2020-07-25 | 7 | 25 | 8 | 2020-01-01 | 5.2231 | 9.029e-06%
[25 empty] | 2020-07-25 | 8 | 25 | 9 | 2020-01-01 | 0 | 0%
[25 empty] | 2020-07-25 | 9 | 25 | 10 | 2020-01-01 | 100.3209 | 0.0001734%
[25 empty] | 2020-07-25 | 10 | 25 | 11 | 2020-01-01 | 0 | 0%
[25 empty] | 2020-07-25 | 11 | 25 | 12 | 2020-01-01 | 0 | 0%
[25 empty] | 2020-07-25 | 12 | 25 | 13 | 2020-01-01 | 0 | 0%
[25 empty] | 2020-07-25 | 13 | 25 | 14 | 2020-01-01 | 0 | 0%
[25 empty] | 2020-07-25 | 14 | 25 | 15 | 2020-01-01 | 0 | 0%
[25 empty] | 2020-07-25 | 15 | 25 | 16 | 2020-01-01 | 0 | 0%
[25 empty] | 2020-07-25 | 16 | 25 | 17 | 2020-01-01 | 177.095 | 0.0003062%
[25 empty] | 2020-07-25 | 17 | 25 | 18 | 2020-01-01 | 1428.7554 | 0.00247%
[25 empty] | 2020-07-25 | 18 | 25 | 19 | 2020-01-01 | 14414.8307 | 0.02492%
[25 empty] | 2020-07-25 | 19 | 25 | 20 | 2020-01-01 | 24780.6402 | 0.04284%
[25 empty] | 2020-07-25 | 20 | 25 | 21 | 2020-01-01 | 38268.7692 | 0.06616%
[25 empty] | 2020-07-25 | 21 | 25 | 22 | 2020-01-01 | 46645.3396 | 0.08064%
[25 empty] | 2020-07-25 | 22 | 25 | 23 | 2020-01-01 | 36091.6303 | 0.06239%
[25 empty] | 2020-07-25 | 23 | 25 | 24 | 2020-01-01 | 14921.2997 | 0.0258%
[25 empty] | 2020-07-25 | 24 | 26 | 1 | 2020-01-01 | 1218.1204 | 0.002106%
[25 empty] | 2020-07-26 | 1 | 26 | 2 | 2020-01-01 | 38.5036 | 6.656e-05%
[25 empty] | 2020-07-26 | 2 | 26 | 3 | 2020-01-01 | 0 | 0%
[25 empty] | 2020-07-26 | 3 | 26 | 4 | 2020-01-01 | 0 | 0%
[25 empty] | 2020-07-26 | 4 | 26 | 5 | 2020-01-01 | 0 | 0%
[25 empty] | 2020-07-26 | 5 | 26 | 6 | 2020-01-01 | 0 | 0%
[25 empty] | 2020-07-26 | 6 | 26 | 7 | 2020-01-01 | 0 | 0%
[25 empty] | 2020-07-26 | 7 | 26 | 8 | 2020-01-01 | 6.7545 | 1.168e-05%
[25 empty] | 2020-07-26 | 8 | 26 | 9 | 2020-01-01 | 0 | 0%
[25 empty] | 2020-07-26 | 9 | 26 | 10 | 2020-01-01 | 53.292 | 9.213e-05%
[25 empty] | 2020-07-26 | 10 | 26 | 11 | 2020-01-01 | 0 | 0%
[25 empty] | 2020-07-26 | 11 | 26 | 12 | 2020-01-01 | 0 | 0%
[25 empty] | 2020-07-26 | 12 | 26 | 13 | 2020-01-01 | 0 | 0%
[25 empty] | 2020-07-26 | 13 | 26 | 14 | 2020-01-01 | 0 | 0%
[25 empty] | 2020-07-26 | 14 | 26 | 15 | 2020-01-01 | 0 | 0%
[25 empty] | 2020-07-26 | 15 | 26 | 16 | 2020-01-01 | 0 | 0%
[25 empty] | 2020-07-26 | 16 | 26 | 17 | 2020-01-01 | 298.6143 | 0.0005162%
[25 empty] | 2020-07-26 | 17 | 26 | 18 | 2020-01-01 | 0 | 0%
[25 empty] | 2020-07-26 | 18 | 26 | 19 | 2020-01-01 | 1147.5175 | 0.001984%
[25 empty] | 2020-07-26 | 19 | 26 | 20 | 2020-01-01 | 10263.4692 | 0.01774%
[25 empty] | 2020-07-26 | 20 | 26 | 21 | 2020-01-01 | 21385.3836 | 0.03697%
[25 empty] | 2020-07-26 | 21 | 26 | 22 | 2020-01-01 | 29759.7701 | 0.05145%
[25 empty] | 2020-07-26 | 22 | 26 | 23 | 2020-01-01 | 22518.9884 | 0.03893%
[25 empty] | 2020-07-26 | 23 | 26 | 24 | 2020-01-01 | 7809.0063 | 0.0135%
[25 empty] | 2020-07-26 | 24 | 27 | 1 | 2020-01-01 | 418.1878 | 0.0007229%
[25 empty] | 2020-07-27 | 1 | 27 | 2 | 2020-01-01 | 1875.9721 | 0.003243%
[25 empty] | 2020-07-27 | 2 | 27 | 3 | 2020-01-01 | 142.6675 | 0.0002466%
[25 empty] | 2020-07-27 | 3 | 27 | 4 | 2020-01-01 | 0 | 0%
[25 empty] | 2020-07-27 | 4 | 27 | 5 | 2020-01-01 | 0 | 0%
[25 empty] | 2020-07-27 | 5 | 27 | 6 | 2020-01-01 | 0 | 0%
[25 empty] | 2020-07-27 | 6 | 27 | 7 | 2020-01-01 | 256.6462 | 0.0004437%
[25 empty] | 2020-07-27 | 7 | 27 | 8 | 2020-01-01 | 1205.2654 | 0.002084%
[25 empty] | 2020-07-27 | 8 | 27 | 9 | 2020-01-01 | 1015.0096 | 0.001755%
[25 empty] | 2020-07-27 | 9 | 27 | 10 | 2020-01-01 | 146.6817 | 0.0002536%
[25 empty] | 2020-07-27 | 10 | 27 | 11 | 2020-01-01 | 0 | 0%
[25 empty] | 2020-07-27 | 11 | 27 | 12 | 2020-01-01 | 0 | 0%
[25 empty] | 2020-07-27 | 12 | 27 | 13 | 2020-01-01 | 0 | 0%
[25 empty] | 2020-07-27 | 13 | 27 | 14 | 2020-01-01 | 0 | 0%
[25 empty] | 2020-07-27 | 14 | 27 | 15 | 2020-01-01 | 0 | 0%
[25 empty] | 2020-07-27 | 15 | 27 | 16 | 2020-01-01 | 0 | 0%
[25 empty] | 2020-07-27 | 16 | 27 | 17 | 2020-01-01 | 832.2431 | 0.001439%
[25 empty] | 2020-07-27 | 17 | 27 | 18 | 2020-01-01 | 7213.4887 | 0.01247%
[25 empty] | 2020-07-27 | 18 | 27 | 19 | 2020-01-01 | 23692.7751 | 0.04096%
[25 empty] | 2020-07-27 | 19 | 27 | 20 | 2020-01-01 | 49839.9351 | 0.08616%
[25 empty] | 2020-07-27 | 20 | 27 | 21 | 2020-01-01 | 66967.6533 | 0.1158%
[25 empty] | 2020-07-27 | 21 | 27 | 22 | 2020-01-01 | 65720.1046 | 0.1136%
[25 empty] | 2020-07-27 | 22 | 27 | 23 | 2020-01-01 | 57695.7352 | 0.09974%
[25 empty] | 2020-07-27 | 23 | 27 | 24 | 2020-01-01 | 34714.1235 | 0.06001%
[25 empty] | 2020-07-27 | 24 | 28 | 1 | 2020-01-01 | 17371.6658 | 0.03003%
[25 empty] | 2020-07-28 | 1 | 28 | 2 | 2020-01-01 | 908.9471 | 0.001571%
[25 empty] | 2020-07-28 | 2 | 28 | 3 | 2020-01-01 | 193.8992 | 0.0003352%
[25 empty] | 2020-07-28 | 3 | 28 | 4 | 2020-01-01 | 25.634 | 4.431e-05%
[25 empty] | 2020-07-28 | 4 | 28 | 5 | 2020-01-01 | 36.8534 | 6.371e-05%
[25 empty] | 2020-07-28 | 5 | 28 | 6 | 2020-01-01 | 75.2633 | 0.0001301%
[25 empty] | 2020-07-28 | 6 | 28 | 7 | 2020-01-01 | 269.5585 | 0.000466%
[25 empty] | 2020-07-28 | 7 | 28 | 8 | 2020-01-01 | 1424.4064 | 0.002462%
[25 empty] | 2020-07-28 | 8 | 28 | 9 | 2020-01-01 | 1101.5483 | 0.001904%
[25 empty] | 2020-07-28 | 9 | 28 | 10 | 2020-01-01 | 389.8128 | 0.0006739%
[25 empty] | 2020-07-28 | 10 | 28 | 11 | 2020-01-01 | 57.4554 | 9.933e-05%
[25 empty] | 2020-07-28 | 11 | 28 | 12 | 2020-01-01 | 0 | 0%
[25 empty] | 2020-07-28 | 12 | 28 | 13 | 2020-01-01 | 0 | 0%
[25 empty] | 2020-07-28 | 13 | 28 | 14 | 2020-01-01 | 0 | 0%
[25 empty] | 2020-07-28 | 14 | 28 | 15 | 2020-01-01 | 0 | 0%
[25 empty] | 2020-07-28 | 15 | 28 | 16 | 2020-01-01 | 0 | 0%
[25 empty] | 2020-07-28 | 16 | 28 | 17 | 2020-01-01 | 455.8169 | 0.000788%
[25 empty] | 2020-07-28 | 17 | 28 | 18 | 2020-01-01 | 2564.5824 | 0.004434%
[25 empty] | 2020-07-28 | 18 | 28 | 19 | 2020-01-01 | 16302.8381 | 0.02818%
[25 empty] | 2020-07-28 | 19 | 28 | 20 | 2020-01-01 | 43194.8818 | 0.07467%
[25 empty] | 2020-07-28 | 20 | 28 | 21 | 2020-01-01 | 52978.2032 | 0.09159%
[25 empty] | 2020-07-28 | 21 | 28 | 22 | 2020-01-01 | 53283.2963 | 0.09211%
[25 empty] | 2020-07-28 | 22 | 28 | 23 | 2020-01-01 | 45073.6559 | 0.07792%
[25 empty] | 2020-07-28 | 23 | 28 | 24 | 2020-01-01 | 24639.4154 | 0.0426%
[25 empty] | 2020-07-28 | 24 | 29 | 1 | 2020-01-01 | 5969.4316 | 0.01032%
[25 empty] | 2020-07-29 | 1 | 29 | 2 | 2020-01-01 | 779.0002 | 0.001347%
[25 empty] | 2020-07-29 | 2 | 29 | 3 | 2020-01-01 | 31.5915 | 5.461e-05%
[25 empty] | 2020-07-29 | 3 | 29 | 4 | 2020-01-01 | 0 | 0%
[25 empty] | 2020-07-29 | 4 | 29 | 5 | 2020-01-01 | 0 | 0%
[25 empty] | 2020-07-29 | 5 | 29 | 6 | 2020-01-01 | 0 | 0%
[25 empty] | 2020-07-29 | 6 | 29 | 7 | 2020-01-01 | 72.6164 | 0.0001255%
[25 empty] | 2020-07-29 | 7 | 29 | 8 | 2020-01-01 | 297.0999 | 0.0005136%
[25 empty] | 2020-07-29 | 8 | 29 | 9 | 2020-01-01 | 85.6222 | 0.000148%
[25 empty] | 2020-07-29 | 9 | 29 | 10 | 2020-01-01 | 155.0473 | 0.000268%
[25 empty] | 2020-07-29 | 10 | 29 | 11 | 2020-01-01 | 0 | 0%
[25 empty] | 2020-07-29 | 11 | 29 | 12 | 2020-01-01 | 0 | 0%
[25 empty] | 2020-07-29 | 12 | 29 | 13 | 2020-01-01 | 0 | 0%
[25 empty] | 2020-07-29 | 13 | 29 | 14 | 2020-01-01 | 0 | 0%
[25 empty] | 2020-07-29 | 14 | 29 | 15 | 2020-01-01 | 0 | 0%
[25 empty] | 2020-07-29 | 15 | 29 | 16 | 2020-01-01 | 0 | 0%
[25 empty] | 2020-07-29 | 16 | 29 | 17 | 2020-01-01 | 248.7603 | 0.00043%
[25 empty] | 2020-07-29 | 17 | 29 | 18 | 2020-01-01 | 1585.4421 | 0.002741%
[25 empty] | 2020-07-29 | 18 | 29 | 19 | 2020-01-01 | 9394.8595 | 0.01624%
[25 empty] | 2020-07-29 | 19 | 29 | 20 | 2020-01-01 | 35625.2737 | 0.06159%
[25 empty] | 2020-07-29 | 20 | 29 | 21 | 2020-01-01 | 47985.7437 | 0.08296%
[25 empty] | 2020-07-29 | 21 | 29 | 22 | 2020-01-01 | 51166.3069 | 0.08845%
[25 empty] | 2020-07-29 | 22 | 29 | 23 | 2020-01-01 | 43263.4702 | 0.07479%
[25 empty] | 2020-07-29 | 23 | 29 | 24 | 2020-01-01 | 24063.823 | 0.0416%
[25 empty] | 2020-07-29 | 24 | 30 | 1 | 2020-01-01 | 4286.6021 | 0.00741%
[25 empty] | 2020-07-30 | 1 | 30 | 2 | 2020-01-01 | 1074.9414 | 0.001858%
[25 empty] | 2020-07-30 | 2 | 30 | 3 | 2020-01-01 | 218.8181 | 0.0003783%
[25 empty] | 2020-07-30 | 3 | 30 | 4 | 2020-01-01 | 10.528 | 1.82e-05%
[25 empty] | 2020-07-30 | 4 | 30 | 5 | 2020-01-01 | 0 | 0%
[25 empty] | 2020-07-30 | 5 | 30 | 6 | 2020-01-01 | 0 | 0%
[25 empty] | 2020-07-30 | 6 | 30 | 7 | 2020-01-01 | 330.7779 | 0.0005718%
[25 empty] | 2020-07-30 | 7 | 30 | 8 | 2020-01-01 | 1854.7541 | 0.003206%
[25 empty] | 2020-07-30 | 8 | 30 | 9 | 2020-01-01 | 1535.5556 | 0.002655%
[25 empty] | 2020-07-30 | 9 | 30 | 10 | 2020-01-01 | 234.3879 | 0.0004052%
[25 empty] | 2020-07-30 | 10 | 30 | 11 | 2020-01-01 | 16.9506 | 2.93e-05%
[25 empty] | 2020-07-30 | 11 | 30 | 12 | 2020-01-01 | 0 | 0%
[25 empty] | 2020-07-30 | 12 | 30 | 13 | 2020-01-01 | 0 | 0%
[25 empty] | 2020-07-30 | 13 | 30 | 14 | 2020-01-01 | 0 | 0%
[25 empty] | 2020-07-30 | 14 | 30 | 15 | 2020-01-01 | 0 | 0%
[25 empty] | 2020-07-30 | 15 | 30 | 16 | 2020-01-01 | 2.755 | 4.763e-06%
[25 empty] | 2020-07-30 | 16 | 30 | 17 | 2020-01-01 | 846.0176 | 0.001463%
[25 empty] | 2020-07-30 | 17 | 30 | 18 | 2020-01-01 | 4334.0685 | 0.007493%
[25 empty] | 2020-07-30 | 18 | 30 | 19 | 2020-01-01 | 22913.2539 | 0.03961%
[25 empty] | 2020-07-30 | 19 | 30 | 20 | 2020-01-01 | 52863.9761 | 0.09139%
[25 empty] | 2020-07-30 | 20 | 30 | 21 | 2020-01-01 | 63890.1405 | 0.1105%
[25 empty] | 2020-07-30 | 21 | 30 | 22 | 2020-01-01 | 64748.6384 | 0.1119%
[25 empty] | 2020-07-30 | 22 | 30 | 23 | 2020-01-01 | 55508.7703 | 0.09596%
[25 empty] | 2020-07-30 | 23 | 30 | 24 | 2020-01-01 | 30378.7184 | 0.05252%
[25 empty] | 2020-07-30 | 24 | 31 | 1 | 2020-01-01 | 10636.3622 | 0.01839%
[25 empty] | 2020-07-31 | 1 | 31 | 2 | 2020-01-01 | 1093.1921 | 0.00189%
[25 empty] | 2020-07-31 | 2 | 31 | 3 | 2020-01-01 | 138.7635 | 0.0002399%
[25 empty] | 2020-07-31 | 3 | 31 | 4 | 2020-01-01 | 0 | 0%
[25 empty] | 2020-07-31 | 4 | 31 | 5 | 2020-01-01 | 0 | 0%
[25 empty] | 2020-07-31 | 5 | 31 | 6 | 2020-01-01 | 56.8753 | 9.832e-05%
[25 empty] | 2020-07-31 | 6 | 31 | 7 | 2020-01-01 | 300.3983 | 0.0005193%
[25 empty] | 2020-07-31 | 7 | 31 | 8 | 2020-01-01 | 1722.3698 | 0.002978%
[25 empty] | 2020-07-31 | 8 | 31 | 9 | 2020-01-01 | 2186.5925 | 0.00378%
[25 empty] | 2020-07-31 | 9 | 31 | 10 | 2020-01-01 | 950.5266 | 0.001643%
[25 empty] | 2020-07-31 | 10 | 31 | 11 | 2020-01-01 | 86.7111 | 0.0001499%
[25 empty] | 2020-07-31 | 11 | 31 | 12 | 2020-01-01 | 0 | 0%
[25 empty] | 2020-07-31 | 12 | 31 | 13 | 2020-01-01 | 0 | 0%
[25 empty] | 2020-07-31 | 13 | 31 | 14 | 2020-01-01 | 0 | 0%
[25 empty] | 2020-07-31 | 14 | 31 | 15 | 2020-01-01 | 0 | 0%
[25 empty] | 2020-07-31 | 15 | 31 | 16 | 2020-01-01 | 0 | 0%
[25 empty] | 2020-07-31 | 16 | 31 | 17 | 2020-01-01 | 615.6405 | 0.001064%
[25 empty] | 2020-07-31 | 17 | 31 | 18 | 2020-01-01 | 5850.7279 | 0.01011%
[25 empty] | 2020-07-31 | 18 | 31 | 19 | 2020-01-01 | 37532.7278 | 0.06488%
[25 empty] | 2020-07-31 | 19 | 31 | 20 | 2020-01-01 | 66929.5154 | 0.1157%
[25 empty] | 2020-07-31 | 20 | 31 | 21 | 2020-01-01 | 73393.033 | 0.1269%
[25 empty] | 2020-07-31 | 21 | 31 | 22 | 2020-01-01 | 76314.757 | 0.1319%
[25 empty] | 2020-07-31 | 22 | 31 | 23 | 2020-01-01 | 67108.3991 | 0.116%
[25 empty] | 2020-07-31 | 23 | 31 | 24 | 2020-01-01 | 39390.11 | 0.0681%
[25 empty] | 2020-07-31 | 24 | 1 | 1 | 2020-01-01 | 10956.9839 | 0.01894%
[25 empty] | 2020-08-01 | 1 | 1 | 2 | 2020-01-01 | 406.3432 | 0.0007025%
[25 empty] | 2020-08-01 | 2 | 1 | 3 | 2020-01-01 | 77.9969 | 0.0001348%
[25 empty] | 2020-08-01 | 3 | 1 | 4 | 2020-01-01 | 33.2007 | 5.74e-05%
[25 empty] | 2020-08-01 | 4 | 1 | 5 | 2020-01-01 | 0 | 0%
[25 empty] | 2020-08-01 | 5 | 1 | 6 | 2020-01-01 | 0 | 0%
[25 empty] | 2020-08-01 | 6 | 1 | 7 | 2020-01-01 | 10.7885 | 1.865e-05%
[25 empty] | 2020-08-01 | 7 | 1 | 8 | 2020-01-01 | 113.3265 | 0.0001959%
[25 empty] | 2020-08-01 | 8 | 1 | 9 | 2020-01-01 | 0 | 0%
[25 empty] | 2020-08-01 | 9 | 1 | 10 | 2020-01-01 | 382.8868 | 0.0006619%
[25 empty] | 2020-08-01 | 10 | 1 | 11 | 2020-01-01 | 0 | 0%
[25 empty] | 2020-08-01 | 11 | 1 | 12 | 2020-01-01 | 0 | 0%
[25 empty] | 2020-08-01 | 12 | 1 | 13 | 2020-01-01 | 0 | 0%
[25 empty] | 2020-08-01 | 13 | 1 | 14 | 2020-01-01 | 0 | 0%
[25 empty] | 2020-08-01 | 14 | 1 | 15 | 2020-01-01 | 0 | 0%
[25 empty] | 2020-08-01 | 15 | 1 | 16 | 2020-01-01 | 0 | 0%
[25 empty] | 2020-08-01 | 16 | 1 | 17 | 2020-01-01 | 93.7706 | 0.0001621%
[25 empty] | 2020-08-01 | 17 | 1 | 18 | 2020-01-01 | 0 | 0%
[25 empty] | 2020-08-01 | 18 | 1 | 19 | 2020-01-01 | 4494.6995 | 0.00777%
[25 empty] | 2020-08-01 | 19 | 1 | 20 | 2020-01-01 | 17557.1589 | 0.03035%
[25 empty] | 2020-08-01 | 20 | 1 | 21 | 2020-01-01 | 27543.7719 | 0.04762%
[25 empty] | 2020-08-01 | 21 | 1 | 22 | 2020-01-01 | 36300.3676 | 0.06275%
[25 empty] | 2020-08-01 | 22 | 1 | 23 | 2020-01-01 | 27337.0726 | 0.04726%
[25 empty] | 2020-08-01 | 23 | 1 | 24 | 2020-01-01 | 12350.8431 | 0.02135%
[25 empty] | 2020-08-01 | 24 | 2 | 1 | 2020-01-01 | 2506.1152 | 0.004332%
[25 empty] | 2020-08-02 | 1 | 2 | 2 | 2020-01-01 | 412.0802 | 0.0007124%
[25 empty] | 2020-08-02 | 2 | 2 | 3 | 2020-01-01 | 46.737 | 8.08e-05%
[25 empty] | 2020-08-02 | 3 | 2 | 4 | 2020-01-01 | 0 | 0%
[25 empty] | 2020-08-02 | 4 | 2 | 5 | 2020-01-01 | 24.3265 | 4.205e-05%
[25 empty] | 2020-08-02 | 5 | 2 | 6 | 2020-01-01 | 48.3921 | 8.366e-05%
[25 empty] | 2020-08-02 | 6 | 2 | 7 | 2020-01-01 | 104.4775 | 0.0001806%
[25 empty] | 2020-08-02 | 7 | 2 | 8 | 2020-01-01 | 87.787 | 0.0001518%
[25 empty] | 2020-08-02 | 8 | 2 | 9 | 2020-01-01 | 83.8264 | 0.0001449%
[25 empty] | 2020-08-02 | 9 | 2 | 10 | 2020-01-01 | 202.1428 | 0.0003495%
[25 empty] | 2020-08-02 | 10 | 2 | 11 | 2020-01-01 | 0 | 0%
[25 empty] | 2020-08-02 | 11 | 2 | 12 | 2020-01-01 | 0 | 0%
[25 empty] | 2020-08-02 | 12 | 2 | 13 | 2020-01-01 | 0 | 0%
[25 empty] | 2020-08-02 | 13 | 2 | 14 | 2020-01-01 | 0 | 0%
[25 empty] | 2020-08-02 | 14 | 2 | 15 | 2020-01-01 | 0 | 0%
[25 empty] | 2020-08-02 | 15 | 2 | 16 | 2020-01-01 | 0 | 0%
[25 empty] | 2020-08-02 | 16 | 2 | 17 | 2020-01-01 | 296.5422 | 0.0005126%
[25 empty] | 2020-08-02 | 17 | 2 | 18 | 2020-01-01 | 7.607 | 1.315e-05%
[25 empty] | 2020-08-02 | 18 | 2 | 19 | 2020-01-01 | 881.0649 | 0.001523%
[25 empty] | 2020-08-02 | 19 | 2 | 20 | 2020-01-01 | 14102.3683 | 0.02438%
[25 empty] | 2020-08-02 | 20 | 2 | 21 | 2020-01-01 | 26287.4181 | 0.04544%
[25 empty] | 2020-08-02 | 21 | 2 | 22 | 2020-01-01 | 32438.9832 | 0.05608%
[25 empty] | 2020-08-02 | 22 | 2 | 23 | 2020-01-01 | 20069.912 | 0.0347%
[25 empty] | 2020-08-02 | 23 | 2 | 24 | 2020-01-01 | 7817.6879 | 0.01351%
[25 empty] | 2020-08-02 | 24 | 3 | 1 | 2020-01-01 | 1385.2844 | 0.002395%
[25 empty] | 2020-08-03 | 1 | 3 | 2 | 2020-01-01 | 6826.9759 | 0.0118%
[25 empty] | 2020-08-03 | 2 | 3 | 3 | 2020-01-01 | 2292.6151 | 0.003963%
[25 empty] | 2020-08-03 | 3 | 3 | 4 | 2020-01-01 | 1091.5053 | 0.001887%
[25 empty] | 2020-08-03 | 4 | 3 | 5 | 2020-01-01 | 657.4837 | 0.001137%
[25 empty] | 2020-08-03 | 5 | 3 | 6 | 2020-01-01 | 1136.339 | 0.001964%
[25 empty] | 2020-08-03 | 6 | 3 | 7 | 2020-01-01 | 3201.649 | 0.005535%
[25 empty] | 2020-08-03 | 7 | 3 | 8 | 2020-01-01 | 8604.6884 | 0.01488%
[25 empty] | 2020-08-03 | 8 | 3 | 9 | 2020-01-01 | 5089.2004 | 0.008798%
[25 empty] | 2020-08-03 | 9 | 3 | 10 | 2020-01-01 | 1598.4767 | 0.002763%
[25 empty] | 2020-08-03 | 10 | 3 | 11 | 2020-01-01 | 351.2678 | 0.0006073%
[25 empty] | 2020-08-03 | 11 | 3 | 12 | 2020-01-01 | 63.0538 | 0.000109%
[25 empty] | 2020-08-03 | 12 | 3 | 13 | 2020-01-01 | 0 | 0%
[25 empty] | 2020-08-03 | 13 | 3 | 14 | 2020-01-01 | 47.5301 | 8.217e-05%
[25 empty] | 2020-08-03 | 14 | 3 | 15 | 2020-01-01 | 246.611 | 0.0004263%
[25 empty] | 2020-08-03 | 15 | 3 | 16 | 2020-01-01 | 3023.1812 | 0.005226%
[25 empty] | 2020-08-03 | 16 | 3 | 17 | 2020-01-01 | 22904.7923 | 0.0396%
[25 empty] | 2020-08-03 | 17 | 3 | 18 | 2020-01-01 | 25560.7406 | 0.04419%
[25 empty] | 2020-08-03 | 18 | 3 | 19 | 2020-01-01 | 28507.5693 | 0.04928%
[25 empty] | 2020-08-03 | 19 | 3 | 20 | 2020-01-01 | 60939.5963 | 0.1053%
[25 empty] | 2020-08-03 | 20 | 3 | 21 | 2020-01-01 | 77017.9025 | 0.1331%
[25 empty] | 2020-08-03 | 21 | 3 | 22 | 2020-01-01 | 78718.8806 | 0.1361%
[25 empty] | 2020-08-03 | 22 | 3 | 23 | 2020-01-01 | 65821.0354 | 0.1138%
[25 empty] | 2020-08-03 | 23 | 3 | 24 | 2020-01-01 | 39883.4329 | 0.06895%
[25 empty] | 2020-08-03 | 24 | 4 | 1 | 2020-01-01 | 17567.9145 | 0.03037%
[25 empty] | 2020-08-04 | 1 | 4 | 2 | 2020-01-01 | 12447.3318 | 0.02152%
[25 empty] | 2020-08-04 | 2 | 4 | 3 | 2020-01-01 | 4095.4008 | 0.00708%
[25 empty] | 2020-08-04 | 3 | 4 | 4 | 2020-01-01 | 1957.0689 | 0.003383%
[25 empty] | 2020-08-04 | 4 | 4 | 5 | 2020-01-01 | 1388.1953 | 0.0024%
[25 empty] | 2020-08-04 | 5 | 4 | 6 | 2020-01-01 | 2023.5281 | 0.003498%
[25 empty] | 2020-08-04 | 6 | 4 | 7 | 2020-01-01 | 4435.2578 | 0.007667%
[25 empty] | 2020-08-04 | 7 | 4 | 8 | 2020-01-01 | 10381.1692 | 0.01795%
[25 empty] | 2020-08-04 | 8 | 4 | 9 | 2020-01-01 | 5920.8535 | 0.01024%
[25 empty] | 2020-08-04 | 9 | 4 | 10 | 2020-01-01 | 2388.1875 | 0.004129%
[25 empty] | 2020-08-04 | 10 | 4 | 11 | 2020-01-01 | 1009.4678 | 0.001745%
[25 empty] | 2020-08-04 | 11 | 4 | 12 | 2020-01-01 | 413.4558 | 0.0007148%
[25 empty] | 2020-08-04 | 12 | 4 | 13 | 2020-01-01 | 224.3136 | 0.0003878%
[25 empty] | 2020-08-04 | 13 | 4 | 14 | 2020-01-01 | 435.351 | 0.0007526%
[25 empty] | 2020-08-04 | 14 | 4 | 15 | 2020-01-01 | 6683.2178 | 0.01155%
[25 empty] | 2020-08-04 | 15 | 4 | 16 | 2020-01-01 | 10066.4212 | 0.0174%
[25 empty] | 2020-08-04 | 16 | 4 | 17 | 2020-01-01 | 12324.3153 | 0.02131%
[25 empty] | 2020-08-04 | 17 | 4 | 18 | 2020-01-01 | 21107.8617 | 0.03649%
[25 empty] | 2020-08-04 | 18 | 4 | 19 | 2020-01-01 | 39013.9629 | 0.06745%
[25 empty] | 2020-08-04 | 19 | 4 | 20 | 2020-01-01 | 61269.272 | 0.1059%
[25 empty] | 2020-08-04 | 20 | 4 | 21 | 2020-01-01 | 78778.9827 | 0.1362%
[25 empty] | 2020-08-04 | 21 | 4 | 22 | 2020-01-01 | 75486.0073 | 0.1305%
[25 empty] | 2020-08-04 | 22 | 4 | 23 | 2020-01-01 | 61097.778 | 0.1056%
[25 empty] | 2020-08-04 | 23 | 4 | 24 | 2020-01-01 | 37829.3697 | 0.0654%
[25 empty] | 2020-08-04 | 24 | 5 | 1 | 2020-01-01 | 17377.5396 | 0.03004%
[25 empty] | 2020-08-05 | 1 | 5 | 2 | 2020-01-01 | 3211.9852 | 0.005553%
[25 empty] | 2020-08-05 | 2 | 5 | 3 | 2020-01-01 | 1277.5231 | 0.002209%
[25 empty] | 2020-08-05 | 3 | 5 | 4 | 2020-01-01 | 697.794 | 0.001206%
[25 empty] | 2020-08-05 | 4 | 5 | 5 | 2020-01-01 | 393.1466 | 0.0006797%
[25 empty] | 2020-08-05 | 5 | 5 | 6 | 2020-01-01 | 575.6399 | 0.0009951%
[25 empty] | 2020-08-05 | 6 | 5 | 7 | 2020-01-01 | 1313.7058 | 0.002271%
[25 empty] | 2020-08-05 | 7 | 5 | 8 | 2020-01-01 | 2887.2169 | 0.004991%
[25 empty] | 2020-08-05 | 8 | 5 | 9 | 2020-01-01 | 1648.0551 | 0.002849%
[25 empty] | 2020-08-05 | 9 | 5 | 10 | 2020-01-01 | 716.8497 | 0.001239%
[25 empty] | 2020-08-05 | 10 | 5 | 11 | 2020-01-01 | 182.8109 | 0.000316%
[25 empty] | 2020-08-05 | 11 | 5 | 12 | 2020-01-01 | 0 | 0%
[25 empty] | 2020-08-05 | 12 | 5 | 13 | 2020-01-01 | 0 | 0%
[25 empty] | 2020-08-05 | 13 | 5 | 14 | 2020-01-01 | 0 | 0%
[25 empty] | 2020-08-05 | 14 | 5 | 15 | 2020-01-01 | 146.4626 | 0.0002532%
[25 empty] | 2020-08-05 | 15 | 5 | 16 | 2020-01-01 | 359.2993 | 0.0006211%
[25 empty] | 2020-08-05 | 16 | 5 | 17 | 2020-01-01 | 1576.8132 | 0.002726%
[25 empty] | 2020-08-05 | 17 | 5 | 18 | 2020-01-01 | 4838.0781 | 0.008364%
[25 empty] | 2020-08-05 | 18 | 5 | 19 | 2020-01-01 | 16232.4442 | 0.02806%
[25 empty] | 2020-08-05 | 19 | 5 | 20 | 2020-01-01 | 41240.5834 | 0.07129%
[25 empty] | 2020-08-05 | 20 | 5 | 21 | 2020-01-01 | 53934.8132 | 0.09324%
[25 empty] | 2020-08-05 | 21 | 5 | 22 | 2020-01-01 | 56328.1352 | 0.09738%
[25 empty] | 2020-08-05 | 22 | 5 | 23 | 2020-01-01 | 46289.0994 | 0.08002%
[25 empty] | 2020-08-05 | 23 | 5 | 24 | 2020-01-01 | 24371.1184 | 0.04213%
[25 empty] | 2020-08-05 | 24 | 6 | 1 | 2020-01-01 | 8614.047 | 0.01489%
[25 empty] | 2020-08-06 | 1 | 6 | 2 | 2020-01-01 | 2102.0349 | 0.003634%
[25 empty] | 2020-08-06 | 2 | 6 | 3 | 2020-01-01 | 600.6248 | 0.001038%
[25 empty] | 2020-08-06 | 3 | 6 | 4 | 2020-01-01 | 207.6826 | 0.000359%
[25 empty] | 2020-08-06 | 4 | 6 | 5 | 2020-01-01 | 202.5323 | 0.0003501%
[25 empty] | 2020-08-06 | 5 | 6 | 6 | 2020-01-01 | 255.8225 | 0.0004423%
[25 empty] | 2020-08-06 | 6 | 6 | 7 | 2020-01-01 | 825.3654 | 0.001427%
[25 empty] | 2020-08-06 | 7 | 6 | 8 | 2020-01-01 | 1429.2713 | 0.002471%
[25 empty] | 2020-08-06 | 8 | 6 | 9 | 2020-01-01 | 780.7667 | 0.00135%
[25 empty] | 2020-08-06 | 9 | 6 | 10 | 2020-01-01 | 554.6878 | 0.0009589%
[25 empty] | 2020-08-06 | 10 | 6 | 11 | 2020-01-01 | 0 | 0%
[25 empty] | 2020-08-06 | 11 | 6 | 12 | 2020-01-01 | 0 | 0%
[25 empty] | 2020-08-06 | 12 | 6 | 13 | 2020-01-01 | 0 | 0%
[25 empty] | 2020-08-06 | 13 | 6 | 14 | 2020-01-01 | 0 | 0%
[25 empty] | 2020-08-06 | 14 | 6 | 15 | 2020-01-01 | 0 | 0%
[25 empty] | 2020-08-06 | 15 | 6 | 16 | 2020-01-01 | 140.3994 | 0.0002427%
[25 empty] | 2020-08-06 | 16 | 6 | 17 | 2020-01-01 | 915.0662 | 0.001582%
[25 empty] | 2020-08-06 | 17 | 6 | 18 | 2020-01-01 | 3031.6672 | 0.005241%
[25 empty] | 2020-08-06 | 18 | 6 | 19 | 2020-01-01 | 12794.4769 | 0.02212%
[25 empty] | 2020-08-06 | 19 | 6 | 20 | 2020-01-01 | 34621.0204 | 0.05985%
[25 empty] | 2020-08-06 | 20 | 6 | 21 | 2020-01-01 | 48878.9926 | 0.0845%
[25 empty] | 2020-08-06 | 21 | 6 | 22 | 2020-01-01 | 51367.7256 | 0.0888%
[25 empty] | 2020-08-06 | 22 | 6 | 23 | 2020-01-01 | 40872.4212 | 0.07066%
[25 empty] | 2020-08-06 | 23 | 6 | 24 | 2020-01-01 | 22847.9073 | 0.0395%
[25 empty] | 2020-08-06 | 24 | 7 | 1 | 2020-01-01 | 8409.5713 | 0.01454%
[25 empty] | 2020-08-07 | 1 | 7 | 2 | 2020-01-01 | 2588.9525 | 0.004476%
[25 empty] | 2020-08-07 | 2 | 7 | 3 | 2020-01-01 | 1237.9694 | 0.00214%
[25 empty] | 2020-08-07 | 3 | 7 | 4 | 2020-01-01 | 582.9675 | 0.001008%
[25 empty] | 2020-08-07 | 4 | 7 | 5 | 2020-01-01 | 543.5502 | 0.0009397%
[25 empty] | 2020-08-07 | 5 | 7 | 6 | 2020-01-01 | 667.2648 | 0.001154%
[25 empty] | 2020-08-07 | 6 | 7 | 7 | 2020-01-01 | 1932.3907 | 0.003341%
[25 empty] | 2020-08-07 | 7 | 7 | 8 | 2020-01-01 | 4215.3231 | 0.007287%
[25 empty] | 2020-08-07 | 8 | 7 | 9 | 2020-01-01 | 3050.4437 | 0.005273%
[25 empty] | 2020-08-07 | 9 | 7 | 10 | 2020-01-01 | 902.5946 | 0.00156%
[25 empty] | 2020-08-07 | 10 | 7 | 11 | 2020-01-01 | 0 | 0%
[25 empty] | 2020-08-07 | 11 | 7 | 12 | 2020-01-01 | 0 | 0%
[25 empty] | 2020-08-07 | 12 | 7 | 13 | 2020-01-01 | 0 | 0%
[25 empty] | 2020-08-07 | 13 | 7 | 14 | 2020-01-01 | 0 | 0%
[25 empty] | 2020-08-07 | 14 | 7 | 15 | 2020-01-01 | 0 | 0%
[25 empty] | 2020-08-07 | 15 | 7 | 16 | 2020-01-01 | 0 | 0%
[25 empty] | 2020-08-07 | 16 | 7 | 17 | 2020-01-01 | 415.9097 | 0.000719%
[25 empty] | 2020-08-07 | 17 | 7 | 18 | 2020-01-01 | 1801.5535 | 0.003114%
[25 empty] | 2020-08-07 | 18 | 7 | 19 | 2020-01-01 | 7691.6229 | 0.0133%
[25 empty] | 2020-08-07 | 19 | 7 | 20 | 2020-01-01 | 28463.2452 | 0.04921%
[25 empty] | 2020-08-07 | 20 | 7 | 21 | 2020-01-01 | 48663.9845 | 0.08413%
[25 empty] | 2020-08-07 | 21 | 7 | 22 | 2020-01-01 | 53072.5792 | 0.09175%
[25 empty] | 2020-08-07 | 22 | 7 | 23 | 2020-01-01 | 42224.1896 | 0.073%
[25 empty] | 2020-08-07 | 23 | 7 | 24 | 2020-01-01 | 21929.8169 | 0.03791%
[25 empty] | 2020-08-07 | 24 | 8 | 1 | 2020-01-01 | 7218.6746 | 0.01248%
[25 empty] | 2020-08-08 | 1 | 8 | 2 | 2020-01-01 | 1710.013 | 0.002956%
[25 empty] | 2020-08-08 | 2 | 8 | 3 | 2020-01-01 | 362.3376 | 0.0006264%
[25 empty] | 2020-08-08 | 3 | 8 | 4 | 2020-01-01 | 182.8661 | 0.0003161%
[25 empty] | 2020-08-08 | 4 | 8 | 5 | 2020-01-01 | 75.4549 | 0.0001304%
[25 empty] | 2020-08-08 | 5 | 8 | 6 | 2020-01-01 | 169.7358 | 0.0002934%
[25 empty] | 2020-08-08 | 6 | 8 | 7 | 2020-01-01 | 246.0928 | 0.0004254%
[25 empty] | 2020-08-08 | 7 | 8 | 8 | 2020-01-01 | 302.693 | 0.0005233%
[25 empty] | 2020-08-08 | 8 | 8 | 9 | 2020-01-01 | 39.7974 | 6.88e-05%
[25 empty] | 2020-08-08 | 9 | 8 | 10 | 2020-01-01 | 603.1319 | 0.001043%
[25 empty] | 2020-08-08 | 10 | 8 | 11 | 2020-01-01 | 0 | 0%
[25 empty] | 2020-08-08 | 11 | 8 | 12 | 2020-01-01 | 0 | 0%
[25 empty] | 2020-08-08 | 12 | 8 | 13 | 2020-01-01 | 0 | 0%
[25 empty] | 2020-08-08 | 13 | 8 | 14 | 2020-01-01 | 0 | 0%
[25 empty] | 2020-08-08 | 14 | 8 | 15 | 2020-01-01 | 0 | 0%
[25 empty] | 2020-08-08 | 15 | 8 | 16 | 2020-01-01 | 0 | 0%
[25 empty] | 2020-08-08 | 16 | 8 | 17 | 2020-01-01 | 345.9937 | 0.0005981%
[25 empty] | 2020-08-08 | 17 | 8 | 18 | 2020-01-01 | 155.7525 | 0.0002693%
[25 empty] | 2020-08-08 | 18 | 8 | 19 | 2020-01-01 | 2912.0495 | 0.005034%
[25 empty] | 2020-08-08 | 19 | 8 | 20 | 2020-01-01 | 15025.1769 | 0.02597%
[25 empty] | 2020-08-08 | 20 | 8 | 21 | 2020-01-01 | 30165.2013 | 0.05215%
[25 empty] | 2020-08-08 | 21 | 8 | 22 | 2020-01-01 | 37484.72 | 0.0648%
[25 empty] | 2020-08-08 | 22 | 8 | 23 | 2020-01-01 | 26298.4662 | 0.04546%
[25 empty] | 2020-08-08 | 23 | 8 | 24 | 2020-01-01 | 12181.3791 | 0.02106%
[25 empty] | 2020-08-08 | 24 | 9 | 1 | 2020-01-01 | 2866.9447 | 0.004956%
[25 empty] | 2020-08-09 | 1 | 9 | 2 | 2020-01-01 | 839.75 | 0.001452%
[25 empty] | 2020-08-09 | 2 | 9 | 3 | 2020-01-01 | 127.1044 | 0.0002197%
[25 empty] | 2020-08-09 | 3 | 9 | 4 | 2020-01-01 | 79.1537 | 0.0001368%
[25 empty] | 2020-08-09 | 4 | 9 | 5 | 2020-01-01 | 35.975 | 6.219e-05%
[25 empty] | 2020-08-09 | 5 | 9 | 6 | 2020-01-01 | 66.0775 | 0.0001142%
[25 empty] | 2020-08-09 | 6 | 9 | 7 | 2020-01-01 | 190.9379 | 0.0003301%
[25 empty] | 2020-08-09 | 7 | 9 | 8 | 2020-01-01 | 319.7555 | 0.0005528%
[25 empty] | 2020-08-09 | 8 | 9 | 9 | 2020-01-01 | 0 | 0%
[25 empty] | 2020-08-09 | 9 | 9 | 10 | 2020-01-01 | 746.7277 | 0.001291%
[25 empty] | 2020-08-09 | 10 | 9 | 11 | 2020-01-01 | 0 | 0%
[25 empty] | 2020-08-09 | 11 | 9 | 12 | 2020-01-01 | 0 | 0%
[25 empty] | 2020-08-09 | 12 | 9 | 13 | 2020-01-01 | 0 | 0%
[25 empty] | 2020-08-09 | 13 | 9 | 14 | 2020-01-01 | 0 | 0%
[25 empty] | 2020-08-09 | 14 | 9 | 15 | 2020-01-01 | 0 | 0%
[25 empty] | 2020-08-09 | 15 | 9 | 16 | 2020-01-01 | 0 | 0%
[25 empty] | 2020-08-09 | 16 | 9 | 17 | 2020-01-01 | 325.3458 | 0.0005624%
[25 empty] | 2020-08-09 | 17 | 9 | 18 | 2020-01-01 | 49.4802 | 8.554e-05%
[25 empty] | 2020-08-09 | 18 | 9 | 19 | 2020-01-01 | 2019.9761 | 0.003492%
[25 empty] | 2020-08-09 | 19 | 9 | 20 | 2020-01-01 | 17103.6098 | 0.02957%
[25 empty] | 2020-08-09 | 20 | 9 | 21 | 2020-01-01 | 29304.8418 | 0.05066%
[25 empty] | 2020-08-09 | 21 | 9 | 22 | 2020-01-01 | 35264.7784 | 0.06096%
[25 empty] | 2020-08-09 | 22 | 9 | 23 | 2020-01-01 | 25771.0982 | 0.04455%
[25 empty] | 2020-08-09 | 23 | 9 | 24 | 2020-01-01 | 13557.3804 | 0.02344%
[25 empty] | 2020-08-09 | 24 | 10 | 1 | 2020-01-01 | 3143.875 | 0.005435%
[25 empty] | 2020-08-10 | 1 | 10 | 2 | 2020-01-01 | 2075.17 | 0.003587%
[25 empty] | 2020-08-10 | 2 | 10 | 3 | 2020-01-01 | 962.542 | 0.001664%
[25 empty] | 2020-08-10 | 3 | 10 | 4 | 2020-01-01 | 409.1984 | 0.0007074%
[25 empty] | 2020-08-10 | 4 | 10 | 5 | 2020-01-01 | 411.4389 | 0.0007113%
[25 empty] | 2020-08-10 | 5 | 10 | 6 | 2020-01-01 | 516.9222 | 0.0008936%
[25 empty] | 2020-08-10 | 6 | 10 | 7 | 2020-01-01 | 1453.2717 | 0.002512%
[25 empty] | 2020-08-10 | 7 | 10 | 8 | 2020-01-01 | 2762.9429 | 0.004776%
[25 empty] | 2020-08-10 | 8 | 10 | 9 | 2020-01-01 | 2520.4247 | 0.004357%
[25 empty] | 2020-08-10 | 9 | 10 | 10 | 2020-01-01 | 937.4284 | 0.001621%
[25 empty] | 2020-08-10 | 10 | 10 | 11 | 2020-01-01 | 76.5454 | 0.0001323%
[25 empty] | 2020-08-10 | 11 | 10 | 12 | 2020-01-01 | 0 | 0%
[25 empty] | 2020-08-10 | 12 | 10 | 13 | 2020-01-01 | 0 | 0%
[25 empty] | 2020-08-10 | 13 | 10 | 14 | 2020-01-01 | 0 | 0%
[25 empty] | 2020-08-10 | 14 | 10 | 15 | 2020-01-01 | 0 | 0%
[25 empty] | 2020-08-10 | 15 | 10 | 16 | 2020-01-01 | 44.0598 | 7.617e-05%
[25 empty] | 2020-08-10 | 16 | 10 | 17 | 2020-01-01 | 415.2071 | 0.0007178%
[25 empty] | 2020-08-10 | 17 | 10 | 18 | 2020-01-01 | 2184.4447 | 0.003776%
[25 empty] | 2020-08-10 | 18 | 10 | 19 | 2020-01-01 | 11073.4883 | 0.01914%
[25 empty] | 2020-08-10 | 19 | 10 | 20 | 2020-01-01 | 29462.7608 | 0.05093%
[25 empty] | 2020-08-10 | 20 | 10 | 21 | 2020-01-01 | 44977.2638 | 0.07775%
[25 empty] | 2020-08-10 | 21 | 10 | 22 | 2020-01-01 | 48547.6944 | 0.08393%
[25 empty] | 2020-08-10 | 22 | 10 | 23 | 2020-01-01 | 39989.1447 | 0.06913%
[25 empty] | 2020-08-10 | 23 | 10 | 24 | 2020-01-01 | 22508.6007 | 0.03891%
[25 empty] | 2020-08-10 | 24 | 11 | 1 | 2020-01-01 | 8088.1004 | 0.01398%
[25 empty] | 2020-08-11 | 1 | 11 | 2 | 2020-01-01 | 4052.1139 | 0.007005%
[25 empty] | 2020-08-11 | 2 | 11 | 3 | 2020-01-01 | 1600.0404 | 0.002766%
[25 empty] | 2020-08-11 | 3 | 11 | 4 | 2020-01-01 | 699.545 | 0.001209%
[25 empty] | 2020-08-11 | 4 | 11 | 5 | 2020-01-01 | 601.2531 | 0.001039%
[25 empty] | 2020-08-11 | 5 | 11 | 6 | 2020-01-01 | 678.1206 | 0.001172%
[25 empty] | 2020-08-11 | 6 | 11 | 7 | 2020-01-01 | 1755.2937 | 0.003034%
[25 empty] | 2020-08-11 | 7 | 11 | 8 | 2020-01-01 | 4247.3225 | 0.007343%
[25 empty] | 2020-08-11 | 8 | 11 | 9 | 2020-01-01 | 2220.7457 | 0.003839%
[25 empty] | 2020-08-11 | 9 | 11 | 10 | 2020-01-01 | 741.0827 | 0.001281%
[25 empty] | 2020-08-11 | 10 | 11 | 11 | 2020-01-01 | 56.6168 | 9.788e-05%
[25 empty] | 2020-08-11 | 11 | 11 | 12 | 2020-01-01 | 0 | 0%
[25 empty] | 2020-08-11 | 12 | 11 | 13 | 2020-01-01 | 0 | 0%
[25 empty] | 2020-08-11 | 13 | 11 | 14 | 2020-01-01 | 0 | 0%
[25 empty] | 2020-08-11 | 14 | 11 | 15 | 2020-01-01 | 0 | 0%
[25 empty] | 2020-08-11 | 15 | 11 | 16 | 2020-01-01 | 47.4302 | 8.2e-05%
[25 empty] | 2020-08-11 | 16 | 11 | 17 | 2020-01-01 | 1692.6102 | 0.002926%
[25 empty] | 2020-08-11 | 17 | 11 | 18 | 2020-01-01 | 3444.4435 | 0.005955%
[25 empty] | 2020-08-11 | 18 | 11 | 19 | 2020-01-01 | 14895.2826 | 0.02575%
[25 empty] | 2020-08-11 | 19 | 11 | 20 | 2020-01-01 | 40862.2231 | 0.07064%
[25 empty] | 2020-08-11 | 20 | 11 | 21 | 2020-01-01 | 55844.2371 | 0.09654%
[25 empty] | 2020-08-11 | 21 | 11 | 22 | 2020-01-01 | 54936.0071 | 0.09497%
[25 empty] | 2020-08-11 | 22 | 11 | 23 | 2020-01-01 | 44271.7911 | 0.07653%
[25 empty] | 2020-08-11 | 23 | 11 | 24 | 2020-01-01 | 24910.5091 | 0.04306%
[25 empty] | 2020-08-11 | 24 | 12 | 1 | 2020-01-01 | 9403.318 | 0.01626%
[25 empty] | 2020-08-12 | 1 | 12 | 2 | 2020-01-01 | 3883.4247 | 0.006713%
[25 empty] | 2020-08-12 | 2 | 12 | 3 | 2020-01-01 | 1206.6057 | 0.002086%
[25 empty] | 2020-08-12 | 3 | 12 | 4 | 2020-01-01 | 571.4301 | 0.0009879%
[25 empty] | 2020-08-12 | 4 | 12 | 5 | 2020-01-01 | 366.1424 | 0.000633%
[25 empty] | 2020-08-12 | 5 | 12 | 6 | 2020-01-01 | 621.0678 | 0.001074%
[25 empty] | 2020-08-12 | 6 | 12 | 7 | 2020-01-01 | 1964.0731 | 0.003395%
[25 empty] | 2020-08-12 | 7 | 12 | 8 | 2020-01-01 | 5090.5044 | 0.0088%
[25 empty] | 2020-08-12 | 8 | 12 | 9 | 2020-01-01 | 3341.6024 | 0.005777%
[25 empty] | 2020-08-12 | 9 | 12 | 10 | 2020-01-01 | 870.3294 | 0.001505%
[25 empty] | 2020-08-12 | 10 | 12 | 11 | 2020-01-01 | 132.8532 | 0.0002297%
[25 empty] | 2020-08-12 | 11 | 12 | 12 | 2020-01-01 | 0 | 0%
[25 empty] | 2020-08-12 | 12 | 12 | 13 | 2020-01-01 | 0 | 0%
[25 empty] | 2020-08-12 | 13 | 12 | 14 | 2020-01-01 | 0 | 0%
[25 empty] | 2020-08-12 | 14 | 12 | 15 | 2020-01-01 | 0 | 0%
[25 empty] | 2020-08-12 | 15 | 12 | 16 | 2020-01-01 | 30.2708 | 5.233e-05%
[25 empty] | 2020-08-12 | 16 | 12 | 17 | 2020-01-01 | 704.5882 | 0.001218%
[25 empty] | 2020-08-12 | 17 | 12 | 18 | 2020-01-01 | 3388.5577 | 0.005858%
[25 empty] | 2020-08-12 | 18 | 12 | 19 | 2020-01-01 | 18232.5564 | 0.03152%
[25 empty] | 2020-08-12 | 19 | 12 | 20 | 2020-01-01 | 43495.8868 | 0.07519%
[25 empty] | 2020-08-12 | 20 | 12 | 21 | 2020-01-01 | 58178.957 | 0.1006%
[25 empty] | 2020-08-12 | 21 | 12 | 22 | 2020-01-01 | 57345.5951 | 0.09914%
[25 empty] | 2020-08-12 | 22 | 12 | 23 | 2020-01-01 | 45642.1682 | 0.0789%
[25 empty] | 2020-08-12 | 23 | 12 | 24 | 2020-01-01 | 25599.0853 | 0.04425%
[25 empty] | 2020-08-12 | 24 | 13 | 1 | 2020-01-01 | 9116.9771 | 0.01576%
[25 empty] | 2020-08-13 | 1 | 13 | 2 | 2020-01-01 | 3250.6706 | 0.00562%
[25 empty] | 2020-08-13 | 2 | 13 | 3 | 2020-01-01 | 1071.1677 | 0.001852%
[25 empty] | 2020-08-13 | 3 | 13 | 4 | 2020-01-01 | 503.701 | 0.0008708%
[25 empty] | 2020-08-13 | 4 | 13 | 5 | 2020-01-01 | 305.0846 | 0.0005274%
[25 empty] | 2020-08-13 | 5 | 13 | 6 | 2020-01-01 | 549.6346 | 0.0009502%
[25 empty] | 2020-08-13 | 6 | 13 | 7 | 2020-01-01 | 1692.0825 | 0.002925%
[25 empty] | 2020-08-13 | 7 | 13 | 8 | 2020-01-01 | 4383.1585 | 0.007577%
[25 empty] | 2020-08-13 | 8 | 13 | 9 | 2020-01-01 | 3069.4655 | 0.005306%
[25 empty] | 2020-08-13 | 9 | 13 | 10 | 2020-01-01 | 892.7363 | 0.001543%
[25 empty] | 2020-08-13 | 10 | 13 | 11 | 2020-01-01 | 0 | 0%
[25 empty] | 2020-08-13 | 11 | 13 | 12 | 2020-01-01 | 0 | 0%
[25 empty] | 2020-08-13 | 12 | 13 | 13 | 2020-01-01 | 0 | 0%
[25 empty] | 2020-08-13 | 13 | 13 | 14 | 2020-01-01 | 0 | 0%
[25 empty] | 2020-08-13 | 14 | 13 | 15 | 2020-01-01 | 0 | 0%
[25 empty] | 2020-08-13 | 15 | 13 | 16 | 2020-01-01 | 0 | 0%
[25 empty] | 2020-08-13 | 16 | 13 | 17 | 2020-01-01 | 1319.3909 | 0.002281%
[25 empty] | 2020-08-13 | 17 | 13 | 18 | 2020-01-01 | 4227.6672 | 0.007309%
[25 empty] | 2020-08-13 | 18 | 13 | 19 | 2020-01-01 | 15099.7484 | 0.0261%
[25 empty] | 2020-08-13 | 19 | 13 | 20 | 2020-01-01 | 39930.3412 | 0.06903%
[25 empty] | 2020-08-13 | 20 | 13 | 21 | 2020-01-01 | 55585.8063 | 0.09609%
[25 empty] | 2020-08-13 | 21 | 13 | 22 | 2020-01-01 | 55973.5366 | 0.09676%
[25 empty] | 2020-08-13 | 22 | 13 | 23 | 2020-01-01 | 46004.1165 | 0.07953%
[25 empty] | 2020-08-13 | 23 | 13 | 24 | 2020-01-01 | 25555.0257 | 0.04418%
[25 empty] | 2020-08-13 | 24 | 14 | 1 | 2020-01-01 | 9145.479 | 0.01581%
[25 empty] | 2020-08-14 | 1 | 14 | 2 | 2020-01-01 | 2513.8534 | 0.004346%
[25 empty] | 2020-08-14 | 2 | 14 | 3 | 2020-01-01 | 518.698 | 0.0008967%
[25 empty] | 2020-08-14 | 3 | 14 | 4 | 2020-01-01 | 113.5688 | 0.0001963%
[25 empty] | 2020-08-14 | 4 | 14 | 5 | 2020-01-01 | 69.1784 | 0.0001196%
[25 empty] | 2020-08-14 | 5 | 14 | 6 | 2020-01-01 | 198.1488 | 0.0003426%
[25 empty] | 2020-08-14 | 6 | 14 | 7 | 2020-01-01 | 575.1467 | 0.0009943%
[25 empty] | 2020-08-14 | 7 | 14 | 8 | 2020-01-01 | 1963.7157 | 0.003395%
[25 empty] | 2020-08-14 | 8 | 14 | 9 | 2020-01-01 | 1042.9771 | 0.001803%
[25 empty] | 2020-08-14 | 9 | 14 | 10 | 2020-01-01 | 383.1956 | 0.0006625%
[25 empty] | 2020-08-14 | 10 | 14 | 11 | 2020-01-01 | 413.4259 | 0.0007147%
[25 empty] | 2020-08-14 | 11 | 14 | 12 | 2020-01-01 | 0 | 0%
[25 empty] | 2020-08-14 | 12 | 14 | 13 | 2020-01-01 | 0 | 0%
[25 empty] | 2020-08-14 | 13 | 14 | 14 | 2020-01-01 | 0 | 0%
[25 empty] | 2020-08-14 | 14 | 14 | 15 | 2020-01-01 | 0 | 0%
[25 empty] | 2020-08-14 | 15 | 14 | 16 | 2020-01-01 | 346.9317 | 0.0005998%
[25 empty] | 2020-08-14 | 16 | 14 | 17 | 2020-01-01 | 507.7305 | 0.0008777%
[25 empty] | 2020-08-14 | 17 | 14 | 18 | 2020-01-01 | 2791.4809 | 0.004826%
[25 empty] | 2020-08-14 | 18 | 14 | 19 | 2020-01-01 | 12545.6872 | 0.02169%
[25 empty] | 2020-08-14 | 19 | 14 | 20 | 2020-01-01 | 39016.3117 | 0.06745%
[25 empty] | 2020-08-14 | 20 | 14 | 21 | 2020-01-01 | 54237.5855 | 0.09376%
[25 empty] | 2020-08-14 | 21 | 14 | 22 | 2020-01-01 | 52367.6467 | 0.09053%
[25 empty] | 2020-08-14 | 22 | 14 | 23 | 2020-01-01 | 41056.681 | 0.07098%
[25 empty] | 2020-08-14 | 23 | 14 | 24 | 2020-01-01 | 21674.9901 | 0.03747%
[25 empty] | 2020-08-14 | 24 | 15 | 1 | 2020-01-01 | 7017.9753 | 0.01213%
[25 empty] | 2020-08-15 | 1 | 15 | 2 | 2020-01-01 | 569.2585 | 0.0009841%
[25 empty] | 2020-08-15 | 2 | 15 | 3 | 2020-01-01 | 178.7637 | 0.000309%
[25 empty] | 2020-08-15 | 3 | 15 | 4 | 2020-01-01 | 38.7994 | 6.707e-05%
[25 empty] | 2020-08-15 | 4 | 15 | 5 | 2020-01-01 | 0 | 0%
[25 empty] | 2020-08-15 | 5 | 15 | 6 | 2020-01-01 | 14.1492 | 2.446e-05%
[25 empty] | 2020-08-15 | 6 | 15 | 7 | 2020-01-01 | 294.8033 | 0.0005096%
[25 empty] | 2020-08-15 | 7 | 15 | 8 | 2020-01-01 | 944.8731 | 0.001633%
[25 empty] | 2020-08-15 | 8 | 15 | 9 | 2020-01-01 | 415.3056 | 0.000718%
[25 empty] | 2020-08-15 | 9 | 15 | 10 | 2020-01-01 | 783.6242 | 0.001355%
[25 empty] | 2020-08-15 | 10 | 15 | 11 | 2020-01-01 | 0 | 0%
[25 empty] | 2020-08-15 | 11 | 15 | 12 | 2020-01-01 | 0 | 0%
[25 empty] | 2020-08-15 | 12 | 15 | 13 | 2020-01-01 | 0 | 0%
[25 empty] | 2020-08-15 | 13 | 15 | 14 | 2020-01-01 | 0 | 0%
[25 empty] | 2020-08-15 | 14 | 15 | 15 | 2020-01-01 | 0 | 0%
[25 empty] | 2020-08-15 | 15 | 15 | 16 | 2020-01-01 | 0 | 0%
[25 empty] | 2020-08-15 | 16 | 15 | 17 | 2020-01-01 | 179.5239 | 0.0003104%
[25 empty] | 2020-08-15 | 17 | 15 | 18 | 2020-01-01 | 147.1546 | 0.0002544%
[25 empty] | 2020-08-15 | 18 | 15 | 19 | 2020-01-01 | 3646.6315 | 0.006304%
[25 empty] | 2020-08-15 | 19 | 15 | 20 | 2020-01-01 | 20026.5711 | 0.03462%
[25 empty] | 2020-08-15 | 20 | 15 | 21 | 2020-01-01 | 30472.7327 | 0.05268%
[25 empty] | 2020-08-15 | 21 | 15 | 22 | 2020-01-01 | 37073.4803 | 0.06409%
[25 empty] | 2020-08-15 | 22 | 15 | 23 | 2020-01-01 | 25083.7638 | 0.04336%
[25 empty] | 2020-08-15 | 23 | 15 | 24 | 2020-01-01 | 11818.1584 | 0.02043%
[25 empty] | 2020-08-15 | 24 | 16 | 1 | 2020-01-01 | 2620.5459 | 0.00453%
[25 empty] | 2020-08-16 | 1 | 16 | 2 | 2020-01-01 | 1494.117 | 0.002583%
[25 empty] | 2020-08-16 | 2 | 16 | 3 | 2020-01-01 | 741.6841 | 0.001282%
[25 empty] | 2020-08-16 | 3 | 16 | 4 | 2020-01-01 | 339.4792 | 0.0005869%
[25 empty] | 2020-08-16 | 4 | 16 | 5 | 2020-01-01 | 119.8456 | 0.0002072%
[25 empty] | 2020-08-16 | 5 | 16 | 6 | 2020-01-01 | 269.7992 | 0.0004664%
[25 empty] | 2020-08-16 | 6 | 16 | 7 | 2020-01-01 | 709.7464 | 0.001227%
[25 empty] | 2020-08-16 | 7 | 16 | 8 | 2020-01-01 | 1379.5525 | 0.002385%
[25 empty] | 2020-08-16 | 8 | 16 | 9 | 2020-01-01 | 406.0642 | 0.000702%
[25 empty] | 2020-08-16 | 9 | 16 | 10 | 2020-01-01 | 434.1912 | 0.0007506%
[25 empty] | 2020-08-16 | 10 | 16 | 11 | 2020-01-01 | 260.0775 | 0.0004496%
[25 empty] | 2020-08-16 | 11 | 16 | 12 | 2020-01-01 | 0 | 0%
[25 empty] | 2020-08-16 | 12 | 16 | 13 | 2020-01-01 | 0 | 0%
[25 empty] | 2020-08-16 | 13 | 16 | 14 | 2020-01-01 | 0 | 0%
[25 empty] | 2020-08-16 | 14 | 16 | 15 | 2020-01-01 | 0 | 0%
[25 empty] | 2020-08-16 | 15 | 16 | 16 | 2020-01-01 | 0 | 0%
[25 empty] | 2020-08-16 | 16 | 16 | 17 | 2020-01-01 | 189.0042 | 0.0003267%
[25 empty] | 2020-08-16 | 17 | 16 | 18 | 2020-01-01 | 250.2795 | 0.0004327%
[25 empty] | 2020-08-16 | 18 | 16 | 19 | 2020-01-01 | 3964.6424 | 0.006854%
[25 empty] | 2020-08-16 | 19 | 16 | 20 | 2020-01-01 | 20128.6697 | 0.0348%
[25 empty] | 2020-08-16 | 20 | 16 | 21 | 2020-01-01 | 32622.5949 | 0.0564%
[25 empty] | 2020-08-16 | 21 | 16 | 22 | 2020-01-01 | 38723.6694 | 0.06694%
[25 empty] | 2020-08-16 | 22 | 16 | 23 | 2020-01-01 | 27901.7424 | 0.04824%
[25 empty] | 2020-08-16 | 23 | 16 | 24 | 2020-01-01 | 15242.6425 | 0.02635%
[25 empty] | 2020-08-16 | 24 | 17 | 1 | 2020-01-01 | 5668.7873 | 0.0098%
[25 empty] | 2020-08-17 | 1 | 17 | 2 | 2020-01-01 | 18816.3554 | 0.03253%
[25 empty] | 2020-08-17 | 2 | 17 | 3 | 2020-01-01 | 4622.4904 | 0.007991%
[25 empty] | 2020-08-17 | 3 | 17 | 4 | 2020-01-01 | 1302.8559 | 0.002252%
[25 empty] | 2020-08-17 | 4 | 17 | 5 | 2020-01-01 | 681.5772 | 0.001178%
[25 empty] | 2020-08-17 | 5 | 17 | 6 | 2020-01-01 | 1221.2654 | 0.002111%
[25 empty] | 2020-08-17 | 6 | 17 | 7 | 2020-01-01 | 4867.3224 | 0.008414%
[25 empty] | 2020-08-17 | 7 | 17 | 8 | 2020-01-01 | 13304.9329 | 0.023%
[25 empty] | 2020-08-17 | 8 | 17 | 9 | 2020-01-01 | 10092.7117 | 0.01745%
[25 empty] | 2020-08-17 | 9 | 17 | 10 | 2020-01-01 | 5108.8122 | 0.008832%
[25 empty] | 2020-08-17 | 10 | 17 | 11 | 2020-01-01 | 2775.6164 | 0.004798%
[25 empty] | 2020-08-17 | 11 | 17 | 12 | 2020-01-01 | 2528.6736 | 0.004371%
[25 empty] | 2020-08-17 | 12 | 17 | 13 | 2020-01-01 | 4861.5814 | 0.008404%
[25 empty] | 2020-08-17 | 13 | 17 | 14 | 2020-01-01 | 8244.1887 | 0.01425%
[25 empty] | 2020-08-17 | 14 | 17 | 15 | 2020-01-01 | 11967.0391 | 0.02069%
[25 empty] | 2020-08-17 | 15 | 17 | 16 | 2020-01-01 | 19198.1765 | 0.03319%
[25 empty] | 2020-08-17 | 16 | 17 | 17 | 2020-01-01 | 37764.7983 | 0.06529%
[25 empty] | 2020-08-17 | 17 | 17 | 18 | 2020-01-01 | 59674.9891 | 0.1032%
[25 empty] | 2020-08-17 | 18 | 17 | 19 | 2020-01-01 | 88109.4403 | 0.1523%
[25 empty] | 2020-08-17 | 19 | 17 | 20 | 2020-01-01 | 117278.2418 | 0.2027%
[25 empty] | 2020-08-17 | 20 | 17 | 21 | 2020-01-01 | 124763.8774 | 0.2157%
[25 empty] | 2020-08-17 | 21 | 17 | 22 | 2020-01-01 | 112266.2564 | 0.1941%
[25 empty] | 2020-08-17 | 22 | 17 | 23 | 2020-01-01 | 94021.1434 | 0.1625%
[25 empty] | 2020-08-17 | 23 | 17 | 24 | 2020-01-01 | 70253.1885 | 0.1215%
[25 empty] | 2020-08-17 | 24 | 18 | 1 | 2020-01-01 | 42762.065 | 0.07393%
[25 empty] | 2020-08-18 | 1 | 18 | 2 | 2020-01-01 | 4245.2807 | 0.007339%
[25 empty] | 2020-08-18 | 2 | 18 | 3 | 2020-01-01 | 1854.2453 | 0.003206%
[25 empty] | 2020-08-18 | 3 | 18 | 4 | 2020-01-01 | 749.3508 | 0.001295%
[25 empty] | 2020-08-18 | 4 | 18 | 5 | 2020-01-01 | 367.6421 | 0.0006356%
[25 empty] | 2020-08-18 | 5 | 18 | 6 | 2020-01-01 | 610.2643 | 0.001055%
[25 empty] | 2020-08-18 | 6 | 18 | 7 | 2020-01-01 | 1833.806 | 0.00317%
[25 empty] | 2020-08-18 | 7 | 18 | 8 | 2020-01-01 | 4024.4387 | 0.006957%
[25 empty] | 2020-08-18 | 8 | 18 | 9 | 2020-01-01 | 2503.0041 | 0.004327%
[25 empty] | 2020-08-18 | 9 | 18 | 10 | 2020-01-01 | 727.2145 | 0.001257%
[25 empty] | 2020-08-18 | 10 | 18 | 11 | 2020-01-01 | 62.6237 | 0.0001083%
[25 empty] | 2020-08-18 | 11 | 18 | 12 | 2020-01-01 | 0 | 0%
[25 empty] | 2020-08-18 | 12 | 18 | 13 | 2020-01-01 | 0 | 0%
[25 empty] | 2020-08-18 | 13 | 18 | 14 | 2020-01-01 | 0 | 0%
[25 empty] | 2020-08-18 | 14 | 18 | 15 | 2020-01-01 | 90.6891 | 0.0001568%
[25 empty] | 2020-08-18 | 15 | 18 | 16 | 2020-01-01 | 475.793 | 0.0008225%
[25 empty] | 2020-08-18 | 16 | 18 | 17 | 2020-01-01 | 2484.8741 | 0.004296%
[25 empty] | 2020-08-18 | 17 | 18 | 18 | 2020-01-01 | 7551.7029 | 0.01306%
[25 empty] | 2020-08-18 | 18 | 18 | 19 | 2020-01-01 | 25538.4566 | 0.04415%
[25 empty] | 2020-08-18 | 19 | 18 | 20 | 2020-01-01 | 55489.3716 | 0.09593%
[25 empty] | 2020-08-18 | 20 | 18 | 21 | 2020-01-01 | 66330.5795 | 0.1147%
[25 empty] | 2020-08-18 | 21 | 18 | 22 | 2020-01-01 | 61805.6503 | 0.1068%
[25 empty] | 2020-08-18 | 22 | 18 | 23 | 2020-01-01 | 51885.2374 | 0.0897%
[25 empty] | 2020-08-18 | 23 | 18 | 24 | 2020-01-01 | 29365.431 | 0.05077%
[25 empty] | 2020-08-18 | 24 | 19 | 1 | 2020-01-01 | 11784.868 | 0.02037%
[25 empty] | 2020-08-19 | 1 | 19 | 2 | 2020-01-01 | 3823.8148 | 0.00661%
[25 empty] | 2020-08-19 | 2 | 19 | 3 | 2020-01-01 | 1099.1902 | 0.0019%
[25 empty] | 2020-08-19 | 3 | 19 | 4 | 2020-01-01 | 371.2834 | 0.0006419%
[25 empty] | 2020-08-19 | 4 | 19 | 5 | 2020-01-01 | 295.6951 | 0.0005112%
[25 empty] | 2020-08-19 | 5 | 19 | 6 | 2020-01-01 | 310.0501 | 0.000536%
[25 empty] | 2020-08-19 | 6 | 19 | 7 | 2020-01-01 | 1300.4334 | 0.002248%
[25 empty] | 2020-08-19 | 7 | 19 | 8 | 2020-01-01 | 3234.1426 | 0.005591%
[25 empty] | 2020-08-19 | 8 | 19 | 9 | 2020-01-01 | 1754.595 | 0.003033%
[25 empty] | 2020-08-19 | 9 | 19 | 10 | 2020-01-01 | 309.4015 | 0.0005349%
[25 empty] | 2020-08-19 | 10 | 19 | 11 | 2020-01-01 | 0 | 0%
[25 empty] | 2020-08-19 | 11 | 19 | 12 | 2020-01-01 | 0 | 0%
[25 empty] | 2020-08-19 | 12 | 19 | 13 | 2020-01-01 | 0 | 0%
[25 empty] | 2020-08-19 | 13 | 19 | 14 | 2020-01-01 | 0 | 0%
[25 empty] | 2020-08-19 | 14 | 19 | 15 | 2020-01-01 | 0 | 0%
[25 empty] | 2020-08-19 | 15 | 19 | 16 | 2020-01-01 | 32.4626 | 5.612e-05%
[25 empty] | 2020-08-19 | 16 | 19 | 17 | 2020-01-01 | 1521.4768 | 0.00263%
[25 empty] | 2020-08-19 | 17 | 19 | 18 | 2020-01-01 | 5073.6847 | 0.008771%
[25 empty] | 2020-08-19 | 18 | 19 | 19 | 2020-01-01 | 14235.5377 | 0.02461%
[25 empty] | 2020-08-19 | 19 | 19 | 20 | 2020-01-01 | 41871.1403 | 0.07238%
[25 empty] | 2020-08-19 | 20 | 19 | 21 | 2020-01-01 | 55140.6804 | 0.09532%
[25 empty] | 2020-08-19 | 21 | 19 | 22 | 2020-01-01 | 54260.0219 | 0.0938%
[25 empty] | 2020-08-19 | 22 | 19 | 23 | 2020-01-01 | 41634.5766 | 0.07198%
[25 empty] | 2020-08-19 | 23 | 19 | 24 | 2020-01-01 | 21451.8934 | 0.03709%
[25 empty] | 2020-08-19 | 24 | 20 | 1 | 2020-01-01 | 7571.6949 | 0.01309%
[25 empty] | 2020-08-20 | 1 | 20 | 2 | 2020-01-01 | 2250.02 | 0.00389%
[25 empty] | 2020-08-20 | 2 | 20 | 3 | 2020-01-01 | 722.9175 | 0.00125%
[25 empty] | 2020-08-20 | 3 | 20 | 4 | 2020-01-01 | 373.2946 | 0.0006453%
[25 empty] | 2020-08-20 | 4 | 20 | 5 | 2020-01-01 | 201.6855 | 0.0003487%
[25 empty] | 2020-08-20 | 5 | 20 | 6 | 2020-01-01 | 397.4076 | 0.000687%
[25 empty] | 2020-08-20 | 6 | 20 | 7 | 2020-01-01 | 1013.3289 | 0.001752%
[25 empty] | 2020-08-20 | 7 | 20 | 8 | 2020-01-01 | 2142.2398 | 0.003703%
[25 empty] | 2020-08-20 | 8 | 20 | 9 | 2020-01-01 | 903.6198 | 0.001562%
[25 empty] | 2020-08-20 | 9 | 20 | 10 | 2020-01-01 | 268.6862 | 0.0004645%
[25 empty] | 2020-08-20 | 10 | 20 | 11 | 2020-01-01 | 0 | 0%
[25 empty] | 2020-08-20 | 11 | 20 | 12 | 2020-01-01 | 0 | 0%
[25 empty] | 2020-08-20 | 12 | 20 | 13 | 2020-01-01 | 0 | 0%
[25 empty] | 2020-08-20 | 13 | 20 | 14 | 2020-01-01 | 0 | 0%
[25 empty] | 2020-08-20 | 14 | 20 | 15 | 2020-01-01 | 0 | 0%
[25 empty] | 2020-08-20 | 15 | 20 | 16 | 2020-01-01 | 0 | 0%
[25 empty] | 2020-08-20 | 16 | 20 | 17 | 2020-01-01 | 568.5509 | 0.0009829%
[25 empty] | 2020-08-20 | 17 | 20 | 18 | 2020-01-01 | 2860.6357 | 0.004945%
[25 empty] | 2020-08-20 | 18 | 20 | 19 | 2020-01-01 | 16415.8749 | 0.02838%
[25 empty] | 2020-08-20 | 19 | 20 | 20 | 2020-01-01 | 47108.3449 | 0.08144%
[25 empty] | 2020-08-20 | 20 | 20 | 21 | 2020-01-01 | 54618.2876 | 0.09442%
[25 empty] | 2020-08-20 | 21 | 20 | 22 | 2020-01-01 | 53591.7024 | 0.09265%
[25 empty] | 2020-08-20 | 22 | 20 | 23 | 2020-01-01 | 43574.0398 | 0.07533%
[25 empty] | 2020-08-20 | 23 | 20 | 24 | 2020-01-01 | 22123.4526 | 0.03825%
[25 empty] | 2020-08-20 | 24 | 21 | 1 | 2020-01-01 | 7423.1294 | 0.01283%
[25 empty] | 2020-08-21 | 1 | 21 | 2 | 2020-01-01 | 3456.85 | 0.005976%
[25 empty] | 2020-08-21 | 2 | 21 | 3 | 2020-01-01 | 1178.0104 | 0.002036%
[25 empty] | 2020-08-21 | 3 | 21 | 4 | 2020-01-01 | 648.5647 | 0.001121%
[25 empty] | 2020-08-21 | 4 | 21 | 5 | 2020-01-01 | 416.2405 | 0.0007196%
[25 empty] | 2020-08-21 | 5 | 21 | 6 | 2020-01-01 | 532.8732 | 0.0009212%
[25 empty] | 2020-08-21 | 6 | 21 | 7 | 2020-01-01 | 1053.9265 | 0.001822%
[25 empty] | 2020-08-21 | 7 | 21 | 8 | 2020-01-01 | 2349.7284 | 0.004062%
[25 empty] | 2020-08-21 | 8 | 21 | 9 | 2020-01-01 | 1241.7064 | 0.002147%
[25 empty] | 2020-08-21 | 9 | 21 | 10 | 2020-01-01 | 397.8397 | 0.0006878%
[25 empty] | 2020-08-21 | 10 | 21 | 11 | 2020-01-01 | 257.6202 | 0.0004454%
[25 empty] | 2020-08-21 | 11 | 21 | 12 | 2020-01-01 | 624.0553 | 0.001079%
[25 empty] | 2020-08-21 | 12 | 21 | 13 | 2020-01-01 | 161.4217 | 0.0002791%
[25 empty] | 2020-08-21 | 13 | 21 | 14 | 2020-01-01 | 134.3975 | 0.0002323%
[25 empty] | 2020-08-21 | 14 | 21 | 15 | 2020-01-01 | 249.0978 | 0.0004306%
[25 empty] | 2020-08-21 | 15 | 21 | 16 | 2020-01-01 | 606.376 | 0.001048%
[25 empty] | 2020-08-21 | 16 | 21 | 17 | 2020-01-01 | 3150.2737 | 0.005446%
[25 empty] | 2020-08-21 | 17 | 21 | 18 | 2020-01-01 | 10444.0404 | 0.01806%
[25 empty] | 2020-08-21 | 18 | 21 | 19 | 2020-01-01 | 32582.2302 | 0.05633%
[25 empty] | 2020-08-21 | 19 | 21 | 20 | 2020-01-01 | 70890.0169 | 0.1226%
[25 empty] | 2020-08-21 | 20 | 21 | 21 | 2020-01-01 | 80939.6081 | 0.1399%
[25 empty] | 2020-08-21 | 21 | 21 | 22 | 2020-01-01 | 77598.0227 | 0.1341%
[25 empty] | 2020-08-21 | 22 | 21 | 23 | 2020-01-01 | 64353.6603 | 0.1113%
[25 empty] | 2020-08-21 | 23 | 21 | 24 | 2020-01-01 | 38157.1364 | 0.06596%
[25 empty] | 2020-08-21 | 24 | 22 | 1 | 2020-01-01 | 15626.5453 | 0.02701%
[25 empty] | 2020-08-22 | 1 | 22 | 2 | 2020-01-01 | 1694.9322 | 0.00293%
[25 empty] | 2020-08-22 | 2 | 22 | 3 | 2020-01-01 | 619.0629 | 0.00107%
[25 empty] | 2020-08-22 | 3 | 22 | 4 | 2020-01-01 | 236.8669 | 0.0004095%
[25 empty] | 2020-08-22 | 4 | 22 | 5 | 2020-01-01 | 131.0406 | 0.0002265%
[25 empty] | 2020-08-22 | 5 | 22 | 6 | 2020-01-01 | 173.91 | 0.0003006%
[25 empty] | 2020-08-22 | 6 | 22 | 7 | 2020-01-01 | 827.3195 | 0.00143%
[25 empty] | 2020-08-22 | 7 | 22 | 8 | 2020-01-01 | 2154.482 | 0.003725%
[25 empty] | 2020-08-22 | 8 | 22 | 9 | 2020-01-01 | 784.8886 | 0.001357%
[25 empty] | 2020-08-22 | 9 | 22 | 10 | 2020-01-01 | 181.5332 | 0.0003138%
[25 empty] | 2020-08-22 | 10 | 22 | 11 | 2020-01-01 | 0 | 0%
[25 empty] | 2020-08-22 | 11 | 22 | 12 | 2020-01-01 | 0 | 0%
[25 empty] | 2020-08-22 | 12 | 22 | 13 | 2020-01-01 | 0 | 0%
[25 empty] | 2020-08-22 | 13 | 22 | 14 | 2020-01-01 | 0 | 0%
[25 empty] | 2020-08-22 | 14 | 22 | 15 | 2020-01-01 | 0 | 0%
[25 empty] | 2020-08-22 | 15 | 22 | 16 | 2020-01-01 | 0 | 0%
[25 empty] | 2020-08-22 | 16 | 22 | 17 | 2020-01-01 | 267.7328 | 0.0004628%
[25 empty] | 2020-08-22 | 17 | 22 | 18 | 2020-01-01 | 1503.1335 | 0.002599%
[25 empty] | 2020-08-22 | 18 | 22 | 19 | 2020-01-01 | 11397.0602 | 0.0197%
[25 empty] | 2020-08-22 | 19 | 22 | 20 | 2020-01-01 | 33384.7376 | 0.05771%
[25 empty] | 2020-08-22 | 20 | 22 | 21 | 2020-01-01 | 40093.7473 | 0.06931%
[25 empty] | 2020-08-22 | 21 | 22 | 22 | 2020-01-01 | 44858.0736 | 0.07755%
[25 empty] | 2020-08-22 | 22 | 22 | 23 | 2020-01-01 | 31406.1759 | 0.05429%
[25 empty] | 2020-08-22 | 23 | 22 | 24 | 2020-01-01 | 15276.2189 | 0.02641%
[25 empty] | 2020-08-22 | 24 | 23 | 1 | 2020-01-01 | 3894.4336 | 0.006733%
[25 empty] | 2020-08-23 | 1 | 23 | 2 | 2020-01-01 | 1055.3367 | 0.001824%
[25 empty] | 2020-08-23 | 2 | 23 | 3 | 2020-01-01 | 609.0587 | 0.001053%
[25 empty] | 2020-08-23 | 3 | 23 | 4 | 2020-01-01 | 245.079 | 0.0004237%
[25 empty] | 2020-08-23 | 4 | 23 | 5 | 2020-01-01 | 197.9026 | 0.0003421%
[25 empty] | 2020-08-23 | 5 | 23 | 6 | 2020-01-01 | 265.231 | 0.0004585%
[25 empty] | 2020-08-23 | 6 | 23 | 7 | 2020-01-01 | 556.9404 | 0.0009628%
[25 empty] | 2020-08-23 | 7 | 23 | 8 | 2020-01-01 | 951.3091 | 0.001645%
[25 empty] | 2020-08-23 | 8 | 23 | 9 | 2020-01-01 | 438.1345 | 0.0007574%
[25 empty] | 2020-08-23 | 9 | 23 | 10 | 2020-01-01 | 448.4679 | 0.0007753%
[25 empty] | 2020-08-23 | 10 | 23 | 11 | 2020-01-01 | 53.9662 | 9.329e-05%
[25 empty] | 2020-08-23 | 11 | 23 | 12 | 2020-01-01 | 0 | 0%
[25 empty] | 2020-08-23 | 12 | 23 | 13 | 2020-01-01 | 0 | 0%
[25 empty] | 2020-08-23 | 13 | 23 | 14 | 2020-01-01 | 0 | 0%
[25 empty] | 2020-08-23 | 14 | 23 | 15 | 2020-01-01 | 0 | 0%
[25 empty] | 2020-08-23 | 15 | 23 | 16 | 2020-01-01 | 94.3284 | 0.0001631%
[25 empty] | 2020-08-23 | 16 | 23 | 17 | 2020-01-01 | 592.9706 | 0.001025%
[25 empty] | 2020-08-23 | 17 | 23 | 18 | 2020-01-01 | 1342.3744 | 0.002321%
[25 empty] | 2020-08-23 | 18 | 23 | 19 | 2020-01-01 | 5206.5218 | 0.009001%
[25 empty] | 2020-08-23 | 19 | 23 | 20 | 2020-01-01 | 21080.7196 | 0.03644%
[25 empty] | 2020-08-23 | 20 | 23 | 21 | 2020-01-01 | 28690.3925 | 0.0496%
[25 empty] | 2020-08-23 | 21 | 23 | 22 | 2020-01-01 | 35047.3171 | 0.06059%
[25 empty] | 2020-08-23 | 22 | 23 | 23 | 2020-01-01 | 25342.2007 | 0.04381%
[25 empty] | 2020-08-23 | 23 | 23 | 24 | 2020-01-01 | 13488.014 | 0.02332%
[25 empty] | 2020-08-23 | 24 | 24 | 1 | 2020-01-01 | 3618.6742 | 0.006256%
[25 empty] | 2020-08-24 | 1 | 24 | 2 | 2020-01-01 | 7354.2166 | 0.01271%
[25 empty] | 2020-08-24 | 2 | 24 | 3 | 2020-01-01 | 1753.325 | 0.003031%
[25 empty] | 2020-08-24 | 3 | 24 | 4 | 2020-01-01 | 960.4814 | 0.00166%
[25 empty] | 2020-08-24 | 4 | 24 | 5 | 2020-01-01 | 794.4413 | 0.001373%
[25 empty] | 2020-08-24 | 5 | 24 | 6 | 2020-01-01 | 1220.3501 | 0.00211%
[25 empty] | 2020-08-24 | 6 | 24 | 7 | 2020-01-01 | 3532.1493 | 0.006106%
[25 empty] | 2020-08-24 | 7 | 24 | 8 | 2020-01-01 | 8174.7915 | 0.01413%
[25 empty] | 2020-08-24 | 8 | 24 | 9 | 2020-01-01 | 6317.0197 | 0.01092%
[25 empty] | 2020-08-24 | 9 | 24 | 10 | 2020-01-01 | 1875.3249 | 0.003242%
[25 empty] | 2020-08-24 | 10 | 24 | 11 | 2020-01-01 | 856.3517 | 0.00148%
[25 empty] | 2020-08-24 | 11 | 24 | 12 | 2020-01-01 | 536.8627 | 0.0009281%
[25 empty] | 2020-08-24 | 12 | 24 | 13 | 2020-01-01 | 427.1764 | 0.0007385%
[25 empty] | 2020-08-24 | 13 | 24 | 14 | 2020-01-01 | 520.1888 | 0.0008993%
[25 empty] | 2020-08-24 | 14 | 24 | 15 | 2020-01-01 | 1304.2246 | 0.002255%
[25 empty] | 2020-08-24 | 15 | 24 | 16 | 2020-01-01 | 3211.2386 | 0.005551%
[25 empty] | 2020-08-24 | 16 | 24 | 17 | 2020-01-01 | 12166.5255 | 0.02103%
[25 empty] | 2020-08-24 | 17 | 24 | 18 | 2020-01-01 | 33039.1707 | 0.05712%
[25 empty] | 2020-08-24 | 18 | 24 | 19 | 2020-01-01 | 54461.2574 | 0.09415%
[25 empty] | 2020-08-24 | 19 | 24 | 20 | 2020-01-01 | 76018.2343 | 0.1314%
[25 empty] | 2020-08-24 | 20 | 24 | 21 | 2020-01-01 | 85646.819 | 0.1481%
[25 empty] | 2020-08-24 | 21 | 24 | 22 | 2020-01-01 | 84380.7082 | 0.1459%
[25 empty] | 2020-08-24 | 22 | 24 | 23 | 2020-01-01 | 71735.0886 | 0.124%
[25 empty] | 2020-08-24 | 23 | 24 | 24 | 2020-01-01 | 44058.3311 | 0.07617%
[25 empty] | 2020-08-24 | 24 | 25 | 1 | 2020-01-01 | 20500.9875 | 0.03544%
[25 empty] | 2020-08-25 | 1 | 25 | 2 | 2020-01-01 | 8556.4078 | 0.01479%
[25 empty] | 2020-08-25 | 2 | 25 | 3 | 2020-01-01 | 3111.7639 | 0.005379%
[25 empty] | 2020-08-25 | 3 | 25 | 4 | 2020-01-01 | 1387.608 | 0.002399%
[25 empty] | 2020-08-25 | 4 | 25 | 5 | 2020-01-01 | 1002.1441 | 0.001732%
[25 empty] | 2020-08-25 | 5 | 25 | 6 | 2020-01-01 | 1393.1105 | 0.002408%
[25 empty] | 2020-08-25 | 6 | 25 | 7 | 2020-01-01 | 2758.6162 | 0.004769%
[25 empty] | 2020-08-25 | 7 | 25 | 8 | 2020-01-01 | 7009.7431 | 0.01212%
[25 empty] | 2020-08-25 | 8 | 25 | 9 | 2020-01-01 | 6846.6355 | 0.01184%
[25 empty] | 2020-08-25 | 9 | 25 | 10 | 2020-01-01 | 1397.449 | 0.002416%
[25 empty] | 2020-08-25 | 10 | 25 | 11 | 2020-01-01 | 776.7524 | 0.001343%
[25 empty] | 2020-08-25 | 11 | 25 | 12 | 2020-01-01 | 1417.6938 | 0.002451%
[25 empty] | 2020-08-25 | 12 | 25 | 13 | 2020-01-01 | 909.4365 | 0.001572%
[25 empty] | 2020-08-25 | 13 | 25 | 14 | 2020-01-01 | 414.1174 | 0.0007159%
[25 empty] | 2020-08-25 | 14 | 25 | 15 | 2020-01-01 | 577.4225 | 0.0009982%
[25 empty] | 2020-08-25 | 15 | 25 | 16 | 2020-01-01 | 1806.4508 | 0.003123%
[25 empty] | 2020-08-25 | 16 | 25 | 17 | 2020-01-01 | 5417.1334 | 0.009365%
[25 empty] | 2020-08-25 | 17 | 25 | 18 | 2020-01-01 | 17484.5917 | 0.03023%
[25 empty] | 2020-08-25 | 18 | 25 | 19 | 2020-01-01 | 43646.145 | 0.07545%
[25 empty] | 2020-08-25 | 19 | 25 | 20 | 2020-01-01 | 80567.506 | 0.1393%
[25 empty] | 2020-08-25 | 20 | 25 | 21 | 2020-01-01 | 90006.9168 | 0.1556%
[25 empty] | 2020-08-25 | 21 | 25 | 22 | 2020-01-01 | 83781.6739 | 0.1448%
[25 empty] | 2020-08-25 | 22 | 25 | 23 | 2020-01-01 | 71994.5959 | 0.1245%
[25 empty] | 2020-08-25 | 23 | 25 | 24 | 2020-01-01 | 44704.8139 | 0.07728%
[25 empty] | 2020-08-25 | 24 | 26 | 1 | 2020-01-01 | 21005.6769 | 0.03631%
[25 empty] | 2020-08-26 | 1 | 26 | 2 | 2020-01-01 | 17964.9967 | 0.03106%
[25 empty] | 2020-08-26 | 2 | 26 | 3 | 2020-01-01 | 5970.909 | 0.01032%
[25 empty] | 2020-08-26 | 3 | 26 | 4 | 2020-01-01 | 2742.4314 | 0.004741%
[25 empty] | 2020-08-26 | 4 | 26 | 5 | 2020-01-01 | 2250.8158 | 0.003891%
[25 empty] | 2020-08-26 | 5 | 26 | 6 | 2020-01-01 | 2830.8342 | 0.004894%
[25 empty] | 2020-08-26 | 6 | 26 | 7 | 2020-01-01 | 6224.047 | 0.01076%
[25 empty] | 2020-08-26 | 7 | 26 | 8 | 2020-01-01 | 12898.5573 | 0.0223%
[25 empty] | 2020-08-26 | 8 | 26 | 9 | 2020-01-01 | 8926.0505 | 0.01543%
[25 empty] | 2020-08-26 | 9 | 26 | 10 | 2020-01-01 | 3263.3748 | 0.005642%
[25 empty] | 2020-08-26 | 10 | 26 | 11 | 2020-01-01 | 1444.2521 | 0.002497%
[25 empty] | 2020-08-26 | 11 | 26 | 12 | 2020-01-01 | 780.377 | 0.001349%
[25 empty] | 2020-08-26 | 12 | 26 | 13 | 2020-01-01 | 1057.444 | 0.001828%
[25 empty] | 2020-08-26 | 13 | 26 | 14 | 2020-01-01 | 2870.2122 | 0.004962%
[25 empty] | 2020-08-26 | 14 | 26 | 15 | 2020-01-01 | 6126.7672 | 0.01059%
[25 empty] | 2020-08-26 | 15 | 26 | 16 | 2020-01-01 | 10897.062 | 0.01884%
[25 empty] | 2020-08-26 | 16 | 26 | 17 | 2020-01-01 | 29253.9274 | 0.05057%
[25 empty] | 2020-08-26 | 17 | 26 | 18 | 2020-01-01 | 53233.3335 | 0.09203%
[25 empty] | 2020-08-26 | 18 | 26 | 19 | 2020-01-01 | 87245.1435 | 0.1508%
[25 empty] | 2020-08-26 | 19 | 26 | 20 | 2020-01-01 | 117340.1044 | 0.2029%
[25 empty] | 2020-08-26 | 20 | 26 | 21 | 2020-01-01 | 114036.4564 | 0.1971%
[25 empty] | 2020-08-26 | 21 | 26 | 22 | 2020-01-01 | 106772.826 | 0.1846%
[25 empty] | 2020-08-26 | 22 | 26 | 23 | 2020-01-01 | 89955.6455 | 0.1555%
[25 empty] | 2020-08-26 | 23 | 26 | 24 | 2020-01-01 | 61550.4957 | 0.1064%
[25 empty] | 2020-08-26 | 24 | 27 | 1 | 2020-01-01 | 30598.1003 | 0.0529%
[25 empty] | 2020-08-27 | 1 | 27 | 2 | 2020-01-01 | 16355.3195 | 0.02827%
[25 empty] | 2020-08-27 | 2 | 27 | 3 | 2020-01-01 | 6154.1727 | 0.01064%
[25 empty] | 2020-08-27 | 3 | 27 | 4 | 2020-01-01 | 3017.3079 | 0.005216%
[25 empty] | 2020-08-27 | 4 | 27 | 5 | 2020-01-01 | 2284.437 | 0.003949%
[25 empty] | 2020-08-27 | 5 | 27 | 6 | 2020-01-01 | 3197.0831 | 0.005527%
[25 empty] | 2020-08-27 | 6 | 27 | 7 | 2020-01-01 | 7345.9883 | 0.0127%
[25 empty] | 2020-08-27 | 7 | 27 | 8 | 2020-01-01 | 17173.7125 | 0.02969%
[25 empty] | 2020-08-27 | 8 | 27 | 9 | 2020-01-01 | 12923.6444 | 0.02234%
[25 empty] | 2020-08-27 | 9 | 27 | 10 | 2020-01-01 | 5372.7474 | 0.009288%
[25 empty] | 2020-08-27 | 10 | 27 | 11 | 2020-01-01 | 2632.3119 | 0.004551%
[25 empty] | 2020-08-27 | 11 | 27 | 12 | 2020-01-01 | 1665.2645 | 0.002879%
[25 empty] | 2020-08-27 | 12 | 27 | 13 | 2020-01-01 | 3451.4007 | 0.005967%
[25 empty] | 2020-08-27 | 13 | 27 | 14 | 2020-01-01 | 5751.2939 | 0.009943%
[25 empty] | 2020-08-27 | 14 | 27 | 15 | 2020-01-01 | 10677.2549 | 0.01846%
[25 empty] | 2020-08-27 | 15 | 27 | 16 | 2020-01-01 | 19960.4631 | 0.03451%
[25 empty] | 2020-08-27 | 16 | 27 | 17 | 2020-01-01 | 32309.9857 | 0.05586%
[25 empty] | 2020-08-27 | 17 | 27 | 18 | 2020-01-01 | 53907.5319 | 0.09319%
[25 empty] | 2020-08-27 | 18 | 27 | 19 | 2020-01-01 | 87687.0503 | 0.1516%
[25 empty] | 2020-08-27 | 19 | 27 | 20 | 2020-01-01 | 121280.5809 | 0.2097%
[25 empty] | 2020-08-27 | 20 | 27 | 21 | 2020-01-01 | 120628.9666 | 0.2085%
[25 empty] | 2020-08-27 | 21 | 27 | 22 | 2020-01-01 | 113770.7479 | 0.1967%
[25 empty] | 2020-08-27 | 22 | 27 | 23 | 2020-01-01 | 94769.6608 | 0.1638%
[25 empty] | 2020-08-27 | 23 | 27 | 24 | 2020-01-01 | 65866.5496 | 0.1139%
[25 empty] | 2020-08-27 | 24 | 28 | 1 | 2020-01-01 | 34153.2783 | 0.05904%
[25 empty] | 2020-08-28 | 1 | 28 | 2 | 2020-01-01 | 21398.9859 | 0.03699%
[25 empty] | 2020-08-28 | 2 | 28 | 3 | 2020-01-01 | 10081.1032 | 0.01743%
[25 empty] | 2020-08-28 | 3 | 28 | 4 | 2020-01-01 | 4937.4399 | 0.008536%
[25 empty] | 2020-08-28 | 4 | 28 | 5 | 2020-01-01 | 3691.8064 | 0.006382%
[25 empty] | 2020-08-28 | 5 | 28 | 6 | 2020-01-01 | 4398.9583 | 0.007605%
[25 empty] | 2020-08-28 | 6 | 28 | 7 | 2020-01-01 | 7582.1337 | 0.01311%
[25 empty] | 2020-08-28 | 7 | 28 | 8 | 2020-01-01 | 14267.445 | 0.02466%
[25 empty] | 2020-08-28 | 8 | 28 | 9 | 2020-01-01 | 14909.7869 | 0.02578%
[25 empty] | 2020-08-28 | 9 | 28 | 10 | 2020-01-01 | 4722.2622 | 0.008164%
[25 empty] | 2020-08-28 | 10 | 28 | 11 | 2020-01-01 | 2615.4114 | 0.004521%
[25 empty] | 2020-08-28 | 11 | 28 | 12 | 2020-01-01 | 2000.0521 | 0.003458%
[25 empty] | 2020-08-28 | 12 | 28 | 13 | 2020-01-01 | 2277.6361 | 0.003937%
[25 empty] | 2020-08-28 | 13 | 28 | 14 | 2020-01-01 | 3838.6938 | 0.006636%
[25 empty] | 2020-08-28 | 14 | 28 | 15 | 2020-01-01 | 6238.6414 | 0.01079%
[25 empty] | 2020-08-28 | 15 | 28 | 16 | 2020-01-01 | 10532.5663 | 0.01821%
[25 empty] | 2020-08-28 | 16 | 28 | 17 | 2020-01-01 | 21246.6733 | 0.03673%
[25 empty] | 2020-08-28 | 17 | 28 | 18 | 2020-01-01 | 42662.0657 | 0.07375%
[25 empty] | 2020-08-28 | 18 | 28 | 19 | 2020-01-01 | 73564.3533 | 0.1272%
[25 empty] | 2020-08-28 | 19 | 28 | 20 | 2020-01-01 | 96667.9505 | 0.1671%
[25 empty] | 2020-08-28 | 20 | 28 | 21 | 2020-01-01 | 100947.7704 | 0.1745%
[25 empty] | 2020-08-28 | 21 | 28 | 22 | 2020-01-01 | 100803.1434 | 0.1743%
[25 empty] | 2020-08-28 | 22 | 28 | 23 | 2020-01-01 | 90801.274 | 0.157%
[25 empty] | 2020-08-28 | 23 | 28 | 24 | 2020-01-01 | 66513.7295 | 0.115%
[25 empty] | 2020-08-28 | 24 | 29 | 1 | 2020-01-01 | 39016.0505 | 0.06745%
[25 empty] | 2020-08-29 | 1 | 29 | 2 | 2020-01-01 | 2084.5874 | 0.003604%
[25 empty] | 2020-08-29 | 2 | 29 | 3 | 2020-01-01 | 828.3702 | 0.001432%
[25 empty] | 2020-08-29 | 3 | 29 | 4 | 2020-01-01 | 346.6616 | 0.0005993%
[25 empty] | 2020-08-29 | 4 | 29 | 5 | 2020-01-01 | 147.1153 | 0.0002543%
[25 empty] | 2020-08-29 | 5 | 29 | 6 | 2020-01-01 | 269.9438 | 0.0004667%
[25 empty] | 2020-08-29 | 6 | 29 | 7 | 2020-01-01 | 712.4032 | 0.001232%
[25 empty] | 2020-08-29 | 7 | 29 | 8 | 2020-01-01 | 2028.1779 | 0.003506%
[25 empty] | 2020-08-29 | 8 | 29 | 9 | 2020-01-01 | 990.194 | 0.001712%
[25 empty] | 2020-08-29 | 9 | 29 | 10 | 2020-01-01 | 204.7856 | 0.000354%
[25 empty] | 2020-08-29 | 10 | 29 | 11 | 2020-01-01 | 0 | 0%
[25 empty] | 2020-08-29 | 11 | 29 | 12 | 2020-01-01 | 0 | 0%
[25 empty] | 2020-08-29 | 12 | 29 | 13 | 2020-01-01 | 0 | 0%
[25 empty] | 2020-08-29 | 13 | 29 | 14 | 2020-01-01 | 0 | 0%
[25 empty] | 2020-08-29 | 14 | 29 | 15 | 2020-01-01 | 0 | 0%
[25 empty] | 2020-08-29 | 15 | 29 | 16 | 2020-01-01 | 0 | 0%
[25 empty] | 2020-08-29 | 16 | 29 | 17 | 2020-01-01 | 193.8305 | 0.0003351%
[25 empty] | 2020-08-29 | 17 | 29 | 18 | 2020-01-01 | 1936.542 | 0.003348%
[25 empty] | 2020-08-29 | 18 | 29 | 19 | 2020-01-01 | 11367.6078 | 0.01965%
[25 empty] | 2020-08-29 | 19 | 29 | 20 | 2020-01-01 | 38572.3965 | 0.06668%
[25 empty] | 2020-08-29 | 20 | 29 | 21 | 2020-01-01 | 46538.0924 | 0.08045%
[25 empty] | 2020-08-29 | 21 | 29 | 22 | 2020-01-01 | 53524.8656 | 0.09253%
[25 empty] | 2020-08-29 | 22 | 29 | 23 | 2020-01-01 | 37812.0803 | 0.06537%
[25 empty] | 2020-08-29 | 23 | 29 | 24 | 2020-01-01 | 20105.3115 | 0.03476%
[25 empty] | 2020-08-29 | 24 | 30 | 1 | 2020-01-01 | 6031.0386 | 0.01043%
[25 empty] | 2020-08-30 | 1 | 30 | 2 | 2020-01-01 | 2080.9529 | 0.003597%
[25 empty] | 2020-08-30 | 2 | 30 | 3 | 2020-01-01 | 1050.1585 | 0.001815%
[25 empty] | 2020-08-30 | 3 | 30 | 4 | 2020-01-01 | 517.1566 | 0.000894%
[25 empty] | 2020-08-30 | 4 | 30 | 5 | 2020-01-01 | 231.3716 | 0.0004%
[25 empty] | 2020-08-30 | 5 | 30 | 6 | 2020-01-01 | 348.732 | 0.0006029%
[25 empty] | 2020-08-30 | 6 | 30 | 7 | 2020-01-01 | 700.5868 | 0.001211%
[25 empty] | 2020-08-30 | 7 | 30 | 8 | 2020-01-01 | 1193.3018 | 0.002063%
[25 empty] | 2020-08-30 | 8 | 30 | 9 | 2020-01-01 | 318.5225 | 0.0005506%
[25 empty] | 2020-08-30 | 9 | 30 | 10 | 2020-01-01 | 521.4729 | 0.0009015%
[25 empty] | 2020-08-30 | 10 | 30 | 11 | 2020-01-01 | 0 | 0%
[25 empty] | 2020-08-30 | 11 | 30 | 12 | 2020-01-01 | 0 | 0%
[25 empty] | 2020-08-30 | 12 | 30 | 13 | 2020-01-01 | 0 | 0%
[25 empty] | 2020-08-30 | 13 | 30 | 14 | 2020-01-01 | 0 | 0%
[25 empty] | 2020-08-30 | 14 | 30 | 15 | 2020-01-01 | 0 | 0%
[25 empty] | 2020-08-30 | 15 | 30 | 16 | 2020-01-01 | 0 | 0%
[25 empty] | 2020-08-30 | 16 | 30 | 17 | 2020-01-01 | 444.1188 | 0.0007678%
[25 empty] | 2020-08-30 | 17 | 30 | 18 | 2020-01-01 | 1038.4028 | 0.001795%
[25 empty] | 2020-08-30 | 18 | 30 | 19 | 2020-01-01 | 8272.0075 | 0.0143%
[25 empty] | 2020-08-30 | 19 | 30 | 20 | 2020-01-01 | 32374.1062 | 0.05597%
[25 empty] | 2020-08-30 | 20 | 30 | 21 | 2020-01-01 | 39946.9835 | 0.06906%
[25 empty] | 2020-08-30 | 21 | 30 | 22 | 2020-01-01 | 46766.9019 | 0.08085%
[25 empty] | 2020-08-30 | 22 | 30 | 23 | 2020-01-01 | 36413.82 | 0.06295%
[25 empty] | 2020-08-30 | 23 | 30 | 24 | 2020-01-01 | 20336.6691 | 0.03516%
[25 empty] | 2020-08-30 | 24 | 31 | 1 | 2020-01-01 | 6348.2134 | 0.01097%
[25 empty] | 2020-08-31 | 1 | 31 | 2 | 2020-01-01 | 14264.3082 | 0.02466%
[25 empty] | 2020-08-31 | 2 | 31 | 3 | 2020-01-01 | 7078.0747 | 0.01224%
[25 empty] | 2020-08-31 | 3 | 31 | 4 | 2020-01-01 | 3461.3838 | 0.005984%
[25 empty] | 2020-08-31 | 4 | 31 | 5 | 2020-01-01 | 2313.767 | 0.004%
[25 empty] | 2020-08-31 | 5 | 31 | 6 | 2020-01-01 | 2678.6957 | 0.004631%
[25 empty] | 2020-08-31 | 6 | 31 | 7 | 2020-01-01 | 5447.2068 | 0.009417%
[25 empty] | 2020-08-31 | 7 | 31 | 8 | 2020-01-01 | 12638.4153 | 0.02185%
[25 empty] | 2020-08-31 | 8 | 31 | 9 | 2020-01-01 | 12036.9546 | 0.02081%
[25 empty] | 2020-08-31 | 9 | 31 | 10 | 2020-01-01 | 4168.9574 | 0.007207%
[25 empty] | 2020-08-31 | 10 | 31 | 11 | 2020-01-01 | 1373.4123 | 0.002374%
[25 empty] | 2020-08-31 | 11 | 31 | 12 | 2020-01-01 | 629.9871 | 0.001089%
[25 empty] | 2020-08-31 | 12 | 31 | 13 | 2020-01-01 | 670.4677 | 0.001159%
[25 empty] | 2020-08-31 | 13 | 31 | 14 | 2020-01-01 | 1478.4017 | 0.002556%
[25 empty] | 2020-08-31 | 14 | 31 | 15 | 2020-01-01 | 4249.4534 | 0.007346%
[25 empty] | 2020-08-31 | 15 | 31 | 16 | 2020-01-01 | 8380.3163 | 0.01449%
[25 empty] | 2020-08-31 | 16 | 31 | 17 | 2020-01-01 | 19477.0891 | 0.03367%
[25 empty] | 2020-08-31 | 17 | 31 | 18 | 2020-01-01 | 38612.8079 | 0.06675%
[25 empty] | 2020-08-31 | 18 | 31 | 19 | 2020-01-01 | 67488.9877 | 0.1167%
[25 empty] | 2020-08-31 | 19 | 31 | 20 | 2020-01-01 | 95121.1788 | 0.1644%
[25 empty] | 2020-08-31 | 20 | 31 | 21 | 2020-01-01 | 99895.7052 | 0.1727%
[25 empty] | 2020-08-31 | 21 | 31 | 22 | 2020-01-01 | 96821.2739 | 0.1674%
[25 empty] | 2020-08-31 | 22 | 31 | 23 | 2020-01-01 | 81405.9749 | 0.1407%
[25 empty] | 2020-08-31 | 23 | 31 | 24 | 2020-01-01 | 56455.0159 | 0.0976%
[25 empty] | 2020-08-31 | 24 | 1 | 1 | 2020-01-01 | 29747.0646 | 0.05143%
[25 empty] | 2020-09-01 | 1 | 1 | 2 | 2020-01-01 | 37413.1968 | 0.06468%
[25 empty] | 2020-09-01 | 2 | 1 | 3 | 2020-01-01 | 18193.5453 | 0.03145%
[25 empty] | 2020-09-01 | 3 | 1 | 4 | 2020-01-01 | 10441.3393 | 0.01805%
[25 empty] | 2020-09-01 | 4 | 1 | 5 | 2020-01-01 | 7592.0278 | 0.01312%
[25 empty] | 2020-09-01 | 5 | 1 | 6 | 2020-01-01 | 7383.2622 | 0.01276%
[25 empty] | 2020-09-01 | 6 | 1 | 7 | 2020-01-01 | 13272.4054 | 0.02294%
[25 empty] | 2020-09-01 | 7 | 1 | 8 | 2020-01-01 | 25613.7473 | 0.04428%
[25 empty] | 2020-09-01 | 8 | 1 | 9 | 2020-01-01 | 19187.6151 | 0.03317%
[25 empty] | 2020-09-01 | 9 | 1 | 10 | 2020-01-01 | 7755.2664 | 0.01341%
[25 empty] | 2020-09-01 | 10 | 1 | 11 | 2020-01-01 | 4125.4615 | 0.007132%
[25 empty] | 2020-09-01 | 11 | 1 | 12 | 2020-01-01 | 3760.0529 | 0.0065%
[25 empty] | 2020-09-01 | 12 | 1 | 13 | 2020-01-01 | 6279.6811 | 0.01086%
[25 empty] | 2020-09-01 | 13 | 1 | 14 | 2020-01-01 | 9252.8561 | 0.016%
[25 empty] | 2020-09-01 | 14 | 1 | 15 | 2020-01-01 | 17505.3222 | 0.03026%
[25 empty] | 2020-09-01 | 15 | 1 | 16 | 2020-01-01 | 33111.1171 | 0.05724%
[25 empty] | 2020-09-01 | 16 | 1 | 17 | 2020-01-01 | 63926.8648 | 0.1105%
[25 empty] | 2020-09-01 | 17 | 1 | 18 | 2020-01-01 | 80808.2497 | 0.1397%
[25 empty] | 2020-09-01 | 18 | 1 | 19 | 2020-01-01 | 121162.4998 | 0.2095%
[25 empty] | 2020-09-01 | 19 | 1 | 20 | 2020-01-01 | 152190.3637 | 0.2631%
[25 empty] | 2020-09-01 | 20 | 1 | 21 | 2020-01-01 | 160488.1007 | 0.2774%
[25 empty] | 2020-09-01 | 21 | 1 | 22 | 2020-01-01 | 144419.3985 | 0.2497%
[25 empty] | 2020-09-01 | 22 | 1 | 23 | 2020-01-01 | 116227.5074 | 0.2009%
[25 empty] | 2020-09-01 | 23 | 1 | 24 | 2020-01-01 | 86492.0346 | 0.1495%
[25 empty] | 2020-09-01 | 24 | 2 | 1 | 2020-01-01 | 56936.9647 | 0.09843%
[25 empty] | 2020-09-02 | 1 | 2 | 2 | 2020-01-01 | 40446.8051 | 0.06992%
[25 empty] | 2020-09-02 | 2 | 2 | 3 | 2020-01-01 | 11172.3474 | 0.01931%
[25 empty] | 2020-09-02 | 3 | 2 | 4 | 2020-01-01 | 5231.8566 | 0.009045%
[25 empty] | 2020-09-02 | 4 | 2 | 5 | 2020-01-01 | 3700.6011 | 0.006397%
[25 empty] | 2020-09-02 | 5 | 2 | 6 | 2020-01-01 | 4799.4173 | 0.008297%
[25 empty] | 2020-09-02 | 6 | 2 | 7 | 2020-01-01 | 11587.584 | 0.02003%
[25 empty] | 2020-09-02 | 7 | 2 | 8 | 2020-01-01 | 23505.1523 | 0.04063%
[25 empty] | 2020-09-02 | 8 | 2 | 9 | 2020-01-01 | 25452.0204 | 0.044%
[25 empty] | 2020-09-02 | 9 | 2 | 10 | 2020-01-01 | 12396.7409 | 0.02143%
[25 empty] | 2020-09-02 | 10 | 2 | 11 | 2020-01-01 | 5766.8495 | 0.009969%
[25 empty] | 2020-09-02 | 11 | 2 | 12 | 2020-01-01 | 8397.7314 | 0.01452%
[25 empty] | 2020-09-02 | 12 | 2 | 13 | 2020-01-01 | 9735.3627 | 0.01683%
[25 empty] | 2020-09-02 | 13 | 2 | 14 | 2020-01-01 | 14124.6559 | 0.02442%
[25 empty] | 2020-09-02 | 14 | 2 | 15 | 2020-01-01 | 21808.7102 | 0.0377%
[25 empty] | 2020-09-02 | 15 | 2 | 16 | 2020-01-01 | 37708.5411 | 0.06519%
[25 empty] | 2020-09-02 | 16 | 2 | 17 | 2020-01-01 | 78792.2669 | 0.1362%
[25 empty] | 2020-09-02 | 17 | 2 | 18 | 2020-01-01 | 98618.3692 | 0.1705%
[25 empty] | 2020-09-02 | 18 | 2 | 19 | 2020-01-01 | 131697.6643 | 0.2277%
[25 empty] | 2020-09-02 | 19 | 2 | 20 | 2020-01-01 | 151255.3828 | 0.2615%
[25 empty] | 2020-09-02 | 20 | 2 | 21 | 2020-01-01 | 160511.3812 | 0.2775%
[25 empty] | 2020-09-02 | 21 | 2 | 22 | 2020-01-01 | 149939.903 | 0.2592%
[25 empty] | 2020-09-02 | 22 | 2 | 23 | 2020-01-01 | 122949.7705 | 0.2125%
[25 empty] | 2020-09-02 | 23 | 2 | 24 | 2020-01-01 | 89253.5136 | 0.1543%
[25 empty] | 2020-09-02 | 24 | 3 | 1 | 2020-01-01 | 56764.0371 | 0.09813%
[25 empty] | 2020-09-03 | 1 | 3 | 2 | 2020-01-01 | 4920.5594 | 0.008506%
[25 empty] | 2020-09-03 | 2 | 3 | 3 | 2020-01-01 | 422.231 | 0.0007299%
[25 empty] | 2020-09-03 | 3 | 3 | 4 | 2020-01-01 | 688.5627 | 0.00119%
[25 empty] | 2020-09-03 | 4 | 3 | 5 | 2020-01-01 | 403.1492 | 0.0006969%
[25 empty] | 2020-09-03 | 5 | 3 | 6 | 2020-01-01 | 618.5793 | 0.001069%
[25 empty] | 2020-09-03 | 6 | 3 | 7 | 2020-01-01 | 1656.8725 | 0.002864%
[25 empty] | 2020-09-03 | 7 | 3 | 8 | 2020-01-01 | 9096.7627 | 0.01573%
[25 empty] | 2020-09-03 | 8 | 3 | 9 | 2020-01-01 | 8653.4522 | 0.01496%
[25 empty] | 2020-09-03 | 9 | 3 | 10 | 2020-01-01 | 3972.2947 | 0.006867%
[25 empty] | 2020-09-03 | 10 | 3 | 11 | 2020-01-01 | 2153.5606 | 0.003723%
[25 empty] | 2020-09-03 | 11 | 3 | 12 | 2020-01-01 | 669.1339 | 0.001157%
[25 empty] | 2020-09-03 | 12 | 3 | 13 | 2020-01-01 | 431.1287 | 0.0007453%
[25 empty] | 2020-09-03 | 13 | 3 | 14 | 2020-01-01 | 199.977 | 0.0003457%
[25 empty] | 2020-09-03 | 14 | 3 | 15 | 2020-01-01 | 779.3299 | 0.001347%
[25 empty] | 2020-09-03 | 15 | 3 | 16 | 2020-01-01 | 4855.5209 | 0.008394%
[25 empty] | 2020-09-03 | 16 | 3 | 17 | 2020-01-01 | 16842.3188 | 0.02912%
[25 empty] | 2020-09-03 | 17 | 3 | 18 | 2020-01-01 | 33743.8626 | 0.05833%
[25 empty] | 2020-09-03 | 18 | 3 | 19 | 2020-01-01 | 48204.282 | 0.08333%
[25 empty] | 2020-09-03 | 19 | 3 | 20 | 2020-01-01 | 71894.287 | 0.1243%
[25 empty] | 2020-09-03 | 20 | 3 | 21 | 2020-01-01 | 86472.503 | 0.1495%
[25 empty] | 2020-09-03 | 21 | 3 | 22 | 2020-01-01 | 79411.3785 | 0.1373%
[25 empty] | 2020-09-03 | 22 | 3 | 23 | 2020-01-01 | 64639.9694 | 0.1117%
[25 empty] | 2020-09-03 | 23 | 3 | 24 | 2020-01-01 | 38301.4555 | 0.06621%
[25 empty] | 2020-09-03 | 24 | 4 | 1 | 2020-01-01 | 16497.3838 | 0.02852%
[25 empty] | 2020-09-04 | 1 | 4 | 2 | 2020-01-01 | 8574.2334 | 0.01482%
[25 empty] | 2020-09-04 | 2 | 4 | 3 | 2020-01-01 | 4467.9265 | 0.007724%
[25 empty] | 2020-09-04 | 3 | 4 | 4 | 2020-01-01 | 1557.5764 | 0.002693%
[25 empty] | 2020-09-04 | 4 | 4 | 5 | 2020-01-01 | 893.1071 | 0.001544%
[25 empty] | 2020-09-04 | 5 | 4 | 6 | 2020-01-01 | 1393.23 | 0.002409%
[25 empty] | 2020-09-04 | 6 | 4 | 7 | 2020-01-01 | 3372.7559 | 0.005831%
[25 empty] | 2020-09-04 | 7 | 4 | 8 | 2020-01-01 | 9479.9552 | 0.01639%
[25 empty] | 2020-09-04 | 8 | 4 | 9 | 2020-01-01 | 10025.9846 | 0.01733%
[25 empty] | 2020-09-04 | 9 | 4 | 10 | 2020-01-01 | 955.6856 | 0.001652%
[25 empty] | 2020-09-04 | 10 | 4 | 11 | 2020-01-01 | 367.2782 | 0.0006349%
[25 empty] | 2020-09-04 | 11 | 4 | 12 | 2020-01-01 | 271.0832 | 0.0004686%
[25 empty] | 2020-09-04 | 12 | 4 | 13 | 2020-01-01 | 239.2827 | 0.0004137%
[25 empty] | 2020-09-04 | 13 | 4 | 14 | 2020-01-01 | 338.0175 | 0.0005843%
[25 empty] | 2020-09-04 | 14 | 4 | 15 | 2020-01-01 | 1181.1228 | 0.002042%
[25 empty] | 2020-09-04 | 15 | 4 | 16 | 2020-01-01 | 4087.0344 | 0.007065%
[25 empty] | 2020-09-04 | 16 | 4 | 17 | 2020-01-01 | 13093.8432 | 0.02264%
[25 empty] | 2020-09-04 | 17 | 4 | 18 | 2020-01-01 | 31409.0174 | 0.0543%
[25 empty] | 2020-09-04 | 18 | 4 | 19 | 2020-01-01 | 58808.8296 | 0.1017%
[25 empty] | 2020-09-04 | 19 | 4 | 20 | 2020-01-01 | 83202.213 | 0.1438%
[25 empty] | 2020-09-04 | 20 | 4 | 21 | 2020-01-01 | 90786.2339 | 0.1569%
[25 empty] | 2020-09-04 | 21 | 4 | 22 | 2020-01-01 | 84217.1846 | 0.1456%
[25 empty] | 2020-09-04 | 22 | 4 | 23 | 2020-01-01 | 68287.8273 | 0.1181%
[25 empty] | 2020-09-04 | 23 | 4 | 24 | 2020-01-01 | 42317.0304 | 0.07316%
[25 empty] | 2020-09-04 | 24 | 5 | 1 | 2020-01-01 | 18421.565 | 0.03185%
[25 empty] | 2020-09-05 | 1 | 5 | 2 | 2020-01-01 | 1634.5995 | 0.002826%
[25 empty] | 2020-09-05 | 2 | 5 | 3 | 2020-01-01 | 590.8213 | 0.001021%
[25 empty] | 2020-09-05 | 3 | 5 | 4 | 2020-01-01 | 167.9898 | 0.0002904%
[25 empty] | 2020-09-05 | 4 | 5 | 5 | 2020-01-01 | 78.1677 | 0.0001351%
[25 empty] | 2020-09-05 | 5 | 5 | 6 | 2020-01-01 | 206.7012 | 0.0003573%
[25 empty] | 2020-09-05 | 6 | 5 | 7 | 2020-01-01 | 794.7095 | 0.001374%
[25 empty] | 2020-09-05 | 7 | 5 | 8 | 2020-01-01 | 3463.9091 | 0.005988%
[25 empty] | 2020-09-05 | 8 | 5 | 9 | 2020-01-01 | 2715.2495 | 0.004694%
[25 empty] | 2020-09-05 | 9 | 5 | 10 | 2020-01-01 | 1172.4908 | 0.002027%
[25 empty] | 2020-09-05 | 10 | 5 | 11 | 2020-01-01 | 649.3112 | 0.001122%
[25 empty] | 2020-09-05 | 11 | 5 | 12 | 2020-01-01 | 280.1834 | 0.0004844%
[25 empty] | 2020-09-05 | 12 | 5 | 13 | 2020-01-01 | 14.175 | 2.451e-05%
[25 empty] | 2020-09-05 | 13 | 5 | 14 | 2020-01-01 | 0 | 0%
[25 empty] | 2020-09-05 | 14 | 5 | 15 | 2020-01-01 | 38.8064 | 6.709e-05%
[25 empty] | 2020-09-05 | 15 | 5 | 16 | 2020-01-01 | 168.1686 | 0.0002907%
[25 empty] | 2020-09-05 | 16 | 5 | 17 | 2020-01-01 | 778.9031 | 0.001347%
[25 empty] | 2020-09-05 | 17 | 5 | 18 | 2020-01-01 | 4441.9702 | 0.007679%
[25 empty] | 2020-09-05 | 18 | 5 | 19 | 2020-01-01 | 28282.2748 | 0.04889%
[25 empty] | 2020-09-05 | 19 | 5 | 20 | 2020-01-01 | 56792.234 | 0.09818%
[25 empty] | 2020-09-05 | 20 | 5 | 21 | 2020-01-01 | 68889.83 | 0.1191%
[25 empty] | 2020-09-05 | 21 | 5 | 22 | 2020-01-01 | 64691.3182 | 0.1118%
[25 empty] | 2020-09-05 | 22 | 5 | 23 | 2020-01-01 | 45586.9829 | 0.07881%
[25 empty] | 2020-09-05 | 23 | 5 | 24 | 2020-01-01 | 21364.1525 | 0.03693%
[25 empty] | 2020-09-05 | 24 | 6 | 1 | 2020-01-01 | 4935.4126 | 0.008532%
[25 empty] | 2020-09-06 | 1 | 6 | 2 | 2020-01-01 | 1359.2007 | 0.00235%
[25 empty] | 2020-09-06 | 2 | 6 | 3 | 2020-01-01 | 757.8475 | 0.00131%
[25 empty] | 2020-09-06 | 3 | 6 | 4 | 2020-01-01 | 301.1835 | 0.0005207%
[25 empty] | 2020-09-06 | 4 | 6 | 5 | 2020-01-01 | 232.25 | 0.0004015%
[25 empty] | 2020-09-06 | 5 | 6 | 6 | 2020-01-01 | 312.1439 | 0.0005396%
[25 empty] | 2020-09-06 | 6 | 6 | 7 | 2020-01-01 | 784.8694 | 0.001357%
[25 empty] | 2020-09-06 | 7 | 6 | 8 | 2020-01-01 | 2157.4738 | 0.00373%
[25 empty] | 2020-09-06 | 8 | 6 | 9 | 2020-01-01 | 1258.9116 | 0.002176%
[25 empty] | 2020-09-06 | 9 | 6 | 10 | 2020-01-01 | 326.4298 | 0.0005643%
[25 empty] | 2020-09-06 | 10 | 6 | 11 | 2020-01-01 | 0 | 0%
[25 empty] | 2020-09-06 | 11 | 6 | 12 | 2020-01-01 | 0 | 0%
[25 empty] | 2020-09-06 | 12 | 6 | 13 | 2020-01-01 | 0 | 0%
[25 empty] | 2020-09-06 | 13 | 6 | 14 | 2020-01-01 | 0 | 0%
[25 empty] | 2020-09-06 | 14 | 6 | 15 | 2020-01-01 | 0 | 0%
[25 empty] | 2020-09-06 | 15 | 6 | 16 | 2020-01-01 | 12.4685 | 2.155e-05%
[25 empty] | 2020-09-06 | 16 | 6 | 17 | 2020-01-01 | 1705.7718 | 0.002949%
[25 empty] | 2020-09-06 | 17 | 6 | 18 | 2020-01-01 | 5577.6649 | 0.009642%
[25 empty] | 2020-09-06 | 18 | 6 | 19 | 2020-01-01 | 13060.9149 | 0.02258%
[25 empty] | 2020-09-06 | 19 | 6 | 20 | 2020-01-01 | 41810.3239 | 0.07228%
[25 empty] | 2020-09-06 | 20 | 6 | 21 | 2020-01-01 | 56249.6973 | 0.09724%
[25 empty] | 2020-09-06 | 21 | 6 | 22 | 2020-01-01 | 50026.7573 | 0.08648%
[25 empty] | 2020-09-06 | 22 | 6 | 23 | 2020-01-01 | 33850.2039 | 0.05852%
[25 empty] | 2020-09-06 | 23 | 6 | 24 | 2020-01-01 | 15957.0889 | 0.02759%
[25 empty] | 2020-09-06 | 24 | 7 | 1 | 2020-01-01 | 3573.8015 | 0.006178%
[25 empty] | 2020-09-07 | 1 | 7 | 2 | 2020-01-01 | 686.9898 | 0.001188%
[25 empty] | 2020-09-07 | 2 | 7 | 3 | 2020-01-01 | 163.712 | 0.000283%
[25 empty] | 2020-09-07 | 3 | 7 | 4 | 2020-01-01 | 51.2025 | 8.852e-05%
[25 empty] | 2020-09-07 | 4 | 7 | 5 | 2020-01-01 | 0 | 0%
[25 empty] | 2020-09-07 | 5 | 7 | 6 | 2020-01-01 | 113.3573 | 0.000196%
[25 empty] | 2020-09-07 | 6 | 7 | 7 | 2020-01-01 | 354.3108 | 0.0006125%
[25 empty] | 2020-09-07 | 7 | 7 | 8 | 2020-01-01 | 1989.2823 | 0.003439%
[25 empty] | 2020-09-07 | 8 | 7 | 9 | 2020-01-01 | 1410.7298 | 0.002439%
[25 empty] | 2020-09-07 | 9 | 7 | 10 | 2020-01-01 | 440.7293 | 0.0007619%
[25 empty] | 2020-09-07 | 10 | 7 | 11 | 2020-01-01 | 0 | 0%
[25 empty] | 2020-09-07 | 11 | 7 | 12 | 2020-01-01 | 0 | 0%
[25 empty] | 2020-09-07 | 12 | 7 | 13 | 2020-01-01 | 0 | 0%
[25 empty] | 2020-09-07 | 13 | 7 | 14 | 2020-01-01 | 0 | 0%
[25 empty] | 2020-09-07 | 14 | 7 | 15 | 2020-01-01 | 0 | 0%
[25 empty] | 2020-09-07 | 15 | 7 | 16 | 2020-01-01 | 0 | 0%
[25 empty] | 2020-09-07 | 16 | 7 | 17 | 2020-01-01 | 668.6079 | 0.001156%
[25 empty] | 2020-09-07 | 17 | 7 | 18 | 2020-01-01 | 3816.7958 | 0.006598%
[25 empty] | 2020-09-07 | 18 | 7 | 19 | 2020-01-01 | 21756.2074 | 0.03761%
[25 empty] | 2020-09-07 | 19 | 7 | 20 | 2020-01-01 | 36785.6538 | 0.06359%
[25 empty] | 2020-09-07 | 20 | 7 | 21 | 2020-01-01 | 54601.361 | 0.09439%
[25 empty] | 2020-09-07 | 21 | 7 | 22 | 2020-01-01 | 48776.7122 | 0.08432%
[25 empty] | 2020-09-07 | 22 | 7 | 23 | 2020-01-01 | 34861.1003 | 0.06027%
[25 empty] | 2020-09-07 | 23 | 7 | 24 | 2020-01-01 | 13033.0688 | 0.02253%
[25 empty] | 2020-09-07 | 24 | 8 | 1 | 2020-01-01 | 2532.7198 | 0.004378%
[25 empty] | 2020-09-08 | 1 | 8 | 2 | 2020-01-01 | 5161.8059 | 0.008923%
[25 empty] | 2020-09-08 | 2 | 8 | 3 | 2020-01-01 | 1671.3702 | 0.002889%
[25 empty] | 2020-09-08 | 3 | 8 | 4 | 2020-01-01 | 607.3266 | 0.00105%
[25 empty] | 2020-09-08 | 4 | 8 | 5 | 2020-01-01 | 484.7046 | 0.0008379%
[25 empty] | 2020-09-08 | 5 | 8 | 6 | 2020-01-01 | 484.7111 | 0.0008379%
[25 empty] | 2020-09-08 | 6 | 8 | 7 | 2020-01-01 | 1221.8543 | 0.002112%
[25 empty] | 2020-09-08 | 7 | 8 | 8 | 2020-01-01 | 5066.6659 | 0.008759%
[25 empty] | 2020-09-08 | 8 | 8 | 9 | 2020-01-01 | 4466.9845 | 0.007722%
[25 empty] | 2020-09-08 | 9 | 8 | 10 | 2020-01-01 | 1206.5081 | 0.002086%
[25 empty] | 2020-09-08 | 10 | 8 | 11 | 2020-01-01 | 0 | 0%
[25 empty] | 2020-09-08 | 11 | 8 | 12 | 2020-01-01 | 0 | 0%
[25 empty] | 2020-09-08 | 12 | 8 | 13 | 2020-01-01 | 0 | 0%
[25 empty] | 2020-09-08 | 13 | 8 | 14 | 2020-01-01 | 0 | 0%
[25 empty] | 2020-09-08 | 14 | 8 | 15 | 2020-01-01 | 418.5813 | 0.0007236%
[25 empty] | 2020-09-08 | 15 | 8 | 16 | 2020-01-01 | 3818.7711 | 0.006602%
[25 empty] | 2020-09-08 | 16 | 8 | 17 | 2020-01-01 | 23582.5431 | 0.04077%
[25 empty] | 2020-09-08 | 17 | 8 | 18 | 2020-01-01 | 29809.0108 | 0.05153%
[25 empty] | 2020-09-08 | 18 | 8 | 19 | 2020-01-01 | 55993.8244 | 0.0968%
[25 empty] | 2020-09-08 | 19 | 8 | 20 | 2020-01-01 | 77126.3774 | 0.1333%
[25 empty] | 2020-09-08 | 20 | 8 | 21 | 2020-01-01 | 85005.8329 | 0.147%
[25 empty] | 2020-09-08 | 21 | 8 | 22 | 2020-01-01 | 80815.293 | 0.1397%
[25 empty] | 2020-09-08 | 22 | 8 | 23 | 2020-01-01 | 63050.3527 | 0.109%
[25 empty] | 2020-09-08 | 23 | 8 | 24 | 2020-01-01 | 35817.9866 | 0.06192%
[25 empty] | 2020-09-08 | 24 | 9 | 1 | 2020-01-01 | 14476.8857 | 0.02503%
[25 empty] | 2020-09-09 | 1 | 9 | 2 | 2020-01-01 | 3171.6994 | 0.005483%
[25 empty] | 2020-09-09 | 2 | 9 | 3 | 2020-01-01 | 1225.5491 | 0.002119%
[25 empty] | 2020-09-09 | 3 | 9 | 4 | 2020-01-01 | 321.6355 | 0.000556%
[25 empty] | 2020-09-09 | 4 | 9 | 5 | 2020-01-01 | 190.8284 | 0.0003299%
[25 empty] | 2020-09-09 | 5 | 9 | 6 | 2020-01-01 | 613.3367 | 0.00106%
[25 empty] | 2020-09-09 | 6 | 9 | 7 | 2020-01-01 | 1715.66 | 0.002966%
[25 empty] | 2020-09-09 | 7 | 9 | 8 | 2020-01-01 | 7587.5644 | 0.01312%
[25 empty] | 2020-09-09 | 8 | 9 | 9 | 2020-01-01 | 5536.2867 | 0.009571%
[25 empty] | 2020-09-09 | 9 | 9 | 10 | 2020-01-01 | 1192.5077 | 0.002062%
[25 empty] | 2020-09-09 | 10 | 9 | 11 | 2020-01-01 | 39.0307 | 6.747e-05%
[25 empty] | 2020-09-09 | 11 | 9 | 12 | 2020-01-01 | 27.967 | 4.835e-05%
[25 empty] | 2020-09-09 | 12 | 9 | 13 | 2020-01-01 | 0 | 0%
[25 empty] | 2020-09-09 | 13 | 9 | 14 | 2020-01-01 | 0 | 0%
[25 empty] | 2020-09-09 | 14 | 9 | 15 | 2020-01-01 | 899.1454 | 0.001554%
[25 empty] | 2020-09-09 | 15 | 9 | 16 | 2020-01-01 | 2728.5807 | 0.004717%
[25 empty] | 2020-09-09 | 16 | 9 | 17 | 2020-01-01 | 6694.0544 | 0.01157%
[25 empty] | 2020-09-09 | 17 | 9 | 18 | 2020-01-01 | 15524.0344 | 0.02684%
[25 empty] | 2020-09-09 | 18 | 9 | 19 | 2020-01-01 | 57522.7761 | 0.09944%
[25 empty] | 2020-09-09 | 19 | 9 | 20 | 2020-01-01 | 71155.0483 | 0.123%
[25 empty] | 2020-09-09 | 20 | 9 | 21 | 2020-01-01 | 82090.6839 | 0.1419%
[25 empty] | 2020-09-09 | 21 | 9 | 22 | 2020-01-01 | 73069.6099 | 0.1263%
[25 empty] | 2020-09-09 | 22 | 9 | 23 | 2020-01-01 | 56624.7428 | 0.09789%
[25 empty] | 2020-09-09 | 23 | 9 | 24 | 2020-01-01 | 30641.0322 | 0.05297%
[25 empty] | 2020-09-09 | 24 | 10 | 1 | 2020-01-01 | 9593.4969 | 0.01658%
[25 empty] | 2020-09-10 | 1 | 10 | 2 | 2020-01-01 | 18059.767 | 0.03122%
[25 empty] | 2020-09-10 | 2 | 10 | 3 | 2020-01-01 | 11248.0553 | 0.01945%
[25 empty] | 2020-09-10 | 3 | 10 | 4 | 2020-01-01 | 5428.0989 | 0.009384%
[25 empty] | 2020-09-10 | 4 | 10 | 5 | 2020-01-01 | 3792.8638 | 0.006557%
[25 empty] | 2020-09-10 | 5 | 10 | 6 | 2020-01-01 | 4923.4366 | 0.008511%
[25 empty] | 2020-09-10 | 6 | 10 | 7 | 2020-01-01 | 9245.7185 | 0.01598%
[25 empty] | 2020-09-10 | 7 | 10 | 8 | 2020-01-01 | 19922.0287 | 0.03444%
[25 empty] | 2020-09-10 | 8 | 10 | 9 | 2020-01-01 | 14137.5885 | 0.02444%
[25 empty] | 2020-09-10 | 9 | 10 | 10 | 2020-01-01 | 4445.5234 | 0.007685%
[25 empty] | 2020-09-10 | 10 | 10 | 11 | 2020-01-01 | 1858.2066 | 0.003212%
[25 empty] | 2020-09-10 | 11 | 10 | 12 | 2020-01-01 | 1164.9105 | 0.002014%
[25 empty] | 2020-09-10 | 12 | 10 | 13 | 2020-01-01 | 1558.4538 | 0.002694%
[25 empty] | 2020-09-10 | 13 | 10 | 14 | 2020-01-01 | 2906.0906 | 0.005024%
[25 empty] | 2020-09-10 | 14 | 10 | 15 | 2020-01-01 | 4660.2282 | 0.008056%
[25 empty] | 2020-09-10 | 15 | 10 | 16 | 2020-01-01 | 8032.0491 | 0.01389%
[25 empty] | 2020-09-10 | 16 | 10 | 17 | 2020-01-01 | 21985.2346 | 0.03801%
[25 empty] | 2020-09-10 | 17 | 10 | 18 | 2020-01-01 | 47449.7927 | 0.08203%
[25 empty] | 2020-09-10 | 18 | 10 | 19 | 2020-01-01 | 84566.4841 | 0.1462%
[25 empty] | 2020-09-10 | 19 | 10 | 20 | 2020-01-01 | 106270.9203 | 0.1837%
[25 empty] | 2020-09-10 | 20 | 10 | 21 | 2020-01-01 | 114499.3522 | 0.1979%
[25 empty] | 2020-09-10 | 21 | 10 | 22 | 2020-01-01 | 105321.1895 | 0.1821%
[25 empty] | 2020-09-10 | 22 | 10 | 23 | 2020-01-01 | 88780.5686 | 0.1535%
[25 empty] | 2020-09-10 | 23 | 10 | 24 | 2020-01-01 | 62101.4843 | 0.1074%
[25 empty] | 2020-09-10 | 24 | 11 | 1 | 2020-01-01 | 33810.2425 | 0.05845%
[25 empty] | 2020-09-11 | 1 | 11 | 2 | 2020-01-01 | 14009.0833 | 0.02422%
[25 empty] | 2020-09-11 | 2 | 11 | 3 | 2020-01-01 | 9374.8134 | 0.01621%
[25 empty] | 2020-09-11 | 3 | 11 | 4 | 2020-01-01 | 4493.7453 | 0.007769%
[25 empty] | 2020-09-11 | 4 | 11 | 5 | 2020-01-01 | 2603.8679 | 0.004501%
[25 empty] | 2020-09-11 | 5 | 11 | 6 | 2020-01-01 | 3885.5453 | 0.006717%
[25 empty] | 2020-09-11 | 6 | 11 | 7 | 2020-01-01 | 10338.6288 | 0.01787%
[25 empty] | 2020-09-11 | 7 | 11 | 8 | 2020-01-01 | 26708.7045 | 0.04617%
[25 empty] | 2020-09-11 | 8 | 11 | 9 | 2020-01-01 | 23312.2755 | 0.0403%
[25 empty] | 2020-09-11 | 9 | 11 | 10 | 2020-01-01 | 13190.0293 | 0.0228%
[25 empty] | 2020-09-11 | 10 | 11 | 11 | 2020-01-01 | 5903.505 | 0.01021%
[25 empty] | 2020-09-11 | 11 | 11 | 12 | 2020-01-01 | 4865.4874 | 0.008411%
[25 empty] | 2020-09-11 | 12 | 11 | 13 | 2020-01-01 | 6369.9353 | 0.01101%
[25 empty] | 2020-09-11 | 13 | 11 | 14 | 2020-01-01 | 8873.1548 | 0.01534%
[25 empty] | 2020-09-11 | 14 | 11 | 15 | 2020-01-01 | 13882.1264 | 0.024%
[25 empty] | 2020-09-11 | 15 | 11 | 16 | 2020-01-01 | 20660.484 | 0.03572%
[25 empty] | 2020-09-11 | 16 | 11 | 17 | 2020-01-01 | 22937.9152 | 0.03965%
[25 empty] | 2020-09-11 | 17 | 11 | 18 | 2020-01-01 | 43263.1266 | 0.07479%
[25 empty] | 2020-09-11 | 18 | 11 | 19 | 2020-01-01 | 80619.2361 | 0.1394%
[25 empty] | 2020-09-11 | 19 | 11 | 20 | 2020-01-01 | 101726.3475 | 0.1759%
[25 empty] | 2020-09-11 | 20 | 11 | 21 | 2020-01-01 | 103907.9881 | 0.1796%
[25 empty] | 2020-09-11 | 21 | 11 | 22 | 2020-01-01 | 88083.0022 | 0.1523%
[25 empty] | 2020-09-11 | 22 | 11 | 23 | 2020-01-01 | 71887.3781 | 0.1243%
[25 empty] | 2020-09-11 | 23 | 11 | 24 | 2020-01-01 | 46111.1655 | 0.07971%
[25 empty] | 2020-09-11 | 24 | 12 | 1 | 2020-01-01 | 22037.4149 | 0.0381%
[25 empty] | 2020-09-12 | 1 | 12 | 2 | 2020-01-01 | 549.6759 | 0.0009503%
[25 empty] | 2020-09-12 | 2 | 12 | 3 | 2020-01-01 | 41.9792 | 7.257e-05%
[25 empty] | 2020-09-12 | 3 | 12 | 4 | 2020-01-01 | 0 | 0%
[25 empty] | 2020-09-12 | 4 | 12 | 5 | 2020-01-01 | 0 | 0%
[25 empty] | 2020-09-12 | 5 | 12 | 6 | 2020-01-01 | 0 | 0%
[25 empty] | 2020-09-12 | 6 | 12 | 7 | 2020-01-01 | 45.0624 | 7.79e-05%
[25 empty] | 2020-09-12 | 7 | 12 | 8 | 2020-01-01 | 1018.174 | 0.00176%
[25 empty] | 2020-09-12 | 8 | 12 | 9 | 2020-01-01 | 320.4432 | 0.000554%
[25 empty] | 2020-09-12 | 9 | 12 | 10 | 2020-01-01 | 221.4326 | 0.0003828%
[25 empty] | 2020-09-12 | 10 | 12 | 11 | 2020-01-01 | 0 | 0%
[25 empty] | 2020-09-12 | 11 | 12 | 12 | 2020-01-01 | 0 | 0%
[25 empty] | 2020-09-12 | 12 | 12 | 13 | 2020-01-01 | 0 | 0%
[25 empty] | 2020-09-12 | 13 | 12 | 14 | 2020-01-01 | 0 | 0%
[25 empty] | 2020-09-12 | 14 | 12 | 15 | 2020-01-01 | 0 | 0%
[25 empty] | 2020-09-12 | 15 | 12 | 16 | 2020-01-01 | 11.0793 | 1.915e-05%
[25 empty] | 2020-09-12 | 16 | 12 | 17 | 2020-01-01 | 904.8715 | 0.001564%
[25 empty] | 2020-09-12 | 17 | 12 | 18 | 2020-01-01 | 2261.2374 | 0.003909%
[25 empty] | 2020-09-12 | 18 | 12 | 19 | 2020-01-01 | 17011.1059 | 0.02941%
[25 empty] | 2020-09-12 | 19 | 12 | 20 | 2020-01-01 | 46085.9098 | 0.07967%
[25 empty] | 2020-09-12 | 20 | 12 | 21 | 2020-01-01 | 55393.7086 | 0.09576%
[25 empty] | 2020-09-12 | 21 | 12 | 22 | 2020-01-01 | 48345.2906 | 0.08358%
[25 empty] | 2020-09-12 | 22 | 12 | 23 | 2020-01-01 | 30037.2992 | 0.05193%
[25 empty] | 2020-09-12 | 23 | 12 | 24 | 2020-01-01 | 13023.8505 | 0.02252%
[25 empty] | 2020-09-12 | 24 | 13 | 1 | 2020-01-01 | 2503.2544 | 0.004328%
[25 empty] | 2020-09-13 | 1 | 13 | 2 | 2020-01-01 | 486.6006 | 0.0008412%
[25 empty] | 2020-09-13 | 2 | 13 | 3 | 2020-01-01 | 195.17 | 0.0003374%
[25 empty] | 2020-09-13 | 3 | 13 | 4 | 2020-01-01 | 0 | 0%
[25 empty] | 2020-09-13 | 4 | 13 | 5 | 2020-01-01 | 0 | 0%
[25 empty] | 2020-09-13 | 5 | 13 | 6 | 2020-01-01 | 0 | 0%
[25 empty] | 2020-09-13 | 6 | 13 | 7 | 2020-01-01 | 152.3586 | 0.0002634%
[25 empty] | 2020-09-13 | 7 | 13 | 8 | 2020-01-01 | 1732.2013 | 0.002995%
[25 empty] | 2020-09-13 | 8 | 13 | 9 | 2020-01-01 | 595.7417 | 0.00103%
[25 empty] | 2020-09-13 | 9 | 13 | 10 | 2020-01-01 | 124.1195 | 0.0002146%
[25 empty] | 2020-09-13 | 10 | 13 | 11 | 2020-01-01 | 0 | 0%
[25 empty] | 2020-09-13 | 11 | 13 | 12 | 2020-01-01 | 0 | 0%
[25 empty] | 2020-09-13 | 12 | 13 | 13 | 2020-01-01 | 0 | 0%
[25 empty] | 2020-09-13 | 13 | 13 | 14 | 2020-01-01 | 0 | 0%
[25 empty] | 2020-09-13 | 14 | 13 | 15 | 2020-01-01 | 0 | 0%
[25 empty] | 2020-09-13 | 15 | 13 | 16 | 2020-01-01 | 0 | 0%
[25 empty] | 2020-09-13 | 16 | 13 | 17 | 2020-01-01 | 671.555 | 0.001161%
[25 empty] | 2020-09-13 | 17 | 13 | 18 | 2020-01-01 | 3821.1554 | 0.006606%
[25 empty] | 2020-09-13 | 18 | 13 | 19 | 2020-01-01 | 14461.7399 | 0.025%
[25 empty] | 2020-09-13 | 19 | 13 | 20 | 2020-01-01 | 46512.7416 | 0.08041%
[25 empty] | 2020-09-13 | 20 | 13 | 21 | 2020-01-01 | 57967.2433 | 0.1002%
[25 empty] | 2020-09-13 | 21 | 13 | 22 | 2020-01-01 | 52218.1 | 0.09027%
[25 empty] | 2020-09-13 | 22 | 13 | 23 | 2020-01-01 | 33819.9907 | 0.05847%
[25 empty] | 2020-09-13 | 23 | 13 | 24 | 2020-01-01 | 14336.8039 | 0.02478%
[25 empty] | 2020-09-13 | 24 | 14 | 1 | 2020-01-01 | 1886.5446 | 0.003261%
[25 empty] | 2020-09-14 | 1 | 14 | 2 | 2020-01-01 | 3579.9616 | 0.006189%
[25 empty] | 2020-09-14 | 2 | 14 | 3 | 2020-01-01 | 716.461 | 0.001239%
[25 empty] | 2020-09-14 | 3 | 14 | 4 | 2020-01-01 | 243.612 | 0.0004211%
[25 empty] | 2020-09-14 | 4 | 14 | 5 | 2020-01-01 | 25.8117 | 4.462e-05%
[25 empty] | 2020-09-14 | 5 | 14 | 6 | 2020-01-01 | 206.2477 | 0.0003566%
[25 empty] | 2020-09-14 | 6 | 14 | 7 | 2020-01-01 | 961.8176 | 0.001663%
[25 empty] | 2020-09-14 | 7 | 14 | 8 | 2020-01-01 | 5748.569 | 0.009938%
[25 empty] | 2020-09-14 | 8 | 14 | 9 | 2020-01-01 | 4217.7514 | 0.007291%
[25 empty] | 2020-09-14 | 9 | 14 | 10 | 2020-01-01 | 1374.6734 | 0.002376%
[25 empty] | 2020-09-14 | 10 | 14 | 11 | 2020-01-01 | 503.3097 | 0.0008701%
[25 empty] | 2020-09-14 | 11 | 14 | 12 | 2020-01-01 | 127.8696 | 0.0002211%
[25 empty] | 2020-09-14 | 12 | 14 | 13 | 2020-01-01 | 102.3771 | 0.000177%
[25 empty] | 2020-09-14 | 13 | 14 | 14 | 2020-01-01 | 195.6642 | 0.0003383%
[25 empty] | 2020-09-14 | 14 | 14 | 15 | 2020-01-01 | 616.0873 | 0.001065%
[25 empty] | 2020-09-14 | 15 | 14 | 16 | 2020-01-01 | 1646.5707 | 0.002847%
[25 empty] | 2020-09-14 | 16 | 14 | 17 | 2020-01-01 | 5761.1781 | 0.00996%
[25 empty] | 2020-09-14 | 17 | 14 | 18 | 2020-01-01 | 14153.6925 | 0.02447%
[25 empty] | 2020-09-14 | 18 | 14 | 19 | 2020-01-01 | 36093.5912 | 0.0624%
[25 empty] | 2020-09-14 | 19 | 14 | 20 | 2020-01-01 | 64570.1047 | 0.1116%
[25 empty] | 2020-09-14 | 20 | 14 | 21 | 2020-01-01 | 72102.9355 | 0.1246%
[25 empty] | 2020-09-14 | 21 | 14 | 22 | 2020-01-01 | 64620.7768 | 0.1117%
[25 empty] | 2020-09-14 | 22 | 14 | 23 | 2020-01-01 | 49813.4804 | 0.08612%
[25 empty] | 2020-09-14 | 23 | 14 | 24 | 2020-01-01 | 25783.1051 | 0.04457%
[25 empty] | 2020-09-14 | 24 | 15 | 1 | 2020-01-01 | 9535.9401 | 0.01649%
[25 empty] | 2020-09-15 | 1 | 15 | 2 | 2020-01-01 | 808.6635 | 0.001398%
[25 empty] | 2020-09-15 | 2 | 15 | 3 | 2020-01-01 | 44.076 | 7.62e-05%
[25 empty] | 2020-09-15 | 3 | 15 | 4 | 2020-01-01 | 2.9247 | 5.056e-06%
[25 empty] | 2020-09-15 | 4 | 15 | 5 | 2020-01-01 | 0 | 0%
[25 empty] | 2020-09-15 | 5 | 15 | 6 | 2020-01-01 | 0 | 0%
[25 empty] | 2020-09-15 | 6 | 15 | 7 | 2020-01-01 | 15.542 | 2.687e-05%
[25 empty] | 2020-09-15 | 7 | 15 | 8 | 2020-01-01 | 891.3298 | 0.001541%
[25 empty] | 2020-09-15 | 8 | 15 | 9 | 2020-01-01 | 516.7898 | 0.0008934%
[25 empty] | 2020-09-15 | 9 | 15 | 10 | 2020-01-01 | 461.535 | 0.0007979%
[25 empty] | 2020-09-15 | 10 | 15 | 11 | 2020-01-01 | 0 | 0%
[25 empty] | 2020-09-15 | 11 | 15 | 12 | 2020-01-01 | 0 | 0%
[25 empty] | 2020-09-15 | 12 | 15 | 13 | 2020-01-01 | 0 | 0%
[25 empty] | 2020-09-15 | 13 | 15 | 14 | 2020-01-01 | 0 | 0%
[25 empty] | 2020-09-15 | 14 | 15 | 15 | 2020-01-01 | 0 | 0%
[25 empty] | 2020-09-15 | 15 | 15 | 16 | 2020-01-01 | 0 | 0%
[25 empty] | 2020-09-15 | 16 | 15 | 17 | 2020-01-01 | 685.1324 | 0.001184%
[25 empty] | 2020-09-15 | 17 | 15 | 18 | 2020-01-01 | 2237.1532 | 0.003867%
[25 empty] | 2020-09-15 | 18 | 15 | 19 | 2020-01-01 | 21993.6886 | 0.03802%
[25 empty] | 2020-09-15 | 19 | 15 | 20 | 2020-01-01 | 49405.6635 | 0.08541%
[25 empty] | 2020-09-15 | 20 | 15 | 21 | 2020-01-01 | 58277.9194 | 0.1007%
[25 empty] | 2020-09-15 | 21 | 15 | 22 | 2020-01-01 | 52017.9106 | 0.08993%
[25 empty] | 2020-09-15 | 22 | 15 | 23 | 2020-01-01 | 36775.1675 | 0.06358%
[25 empty] | 2020-09-15 | 23 | 15 | 24 | 2020-01-01 | 17070.3391 | 0.02951%
[25 empty] | 2020-09-15 | 24 | 16 | 1 | 2020-01-01 | 4021.7429 | 0.006953%
[25 empty] | 2020-09-16 | 1 | 16 | 2 | 2020-01-01 | 407.887 | 0.0007051%
[25 empty] | 2020-09-16 | 2 | 16 | 3 | 2020-01-01 | 95.9522 | 0.0001659%
[25 empty] | 2020-09-16 | 3 | 16 | 4 | 2020-01-01 | 0 | 0%
[25 empty] | 2020-09-16 | 4 | 16 | 5 | 2020-01-01 | 0 | 0%
[25 empty] | 2020-09-16 | 5 | 16 | 6 | 2020-01-01 | 0 | 0%
[25 empty] | 2020-09-16 | 6 | 16 | 7 | 2020-01-01 | 174.9829 | 0.0003025%
[25 empty] | 2020-09-16 | 7 | 16 | 8 | 2020-01-01 | 3062.5116 | 0.005294%
[25 empty] | 2020-09-16 | 8 | 16 | 9 | 2020-01-01 | 1801.0415 | 0.003114%
[25 empty] | 2020-09-16 | 9 | 16 | 10 | 2020-01-01 | 254.9137 | 0.0004407%
[25 empty] | 2020-09-16 | 10 | 16 | 11 | 2020-01-01 | 0 | 0%
[25 empty] | 2020-09-16 | 11 | 16 | 12 | 2020-01-01 | 0 | 0%
[25 empty] | 2020-09-16 | 12 | 16 | 13 | 2020-01-01 | 0 | 0%
[25 empty] | 2020-09-16 | 13 | 16 | 14 | 2020-01-01 | 0 | 0%
[25 empty] | 2020-09-16 | 14 | 16 | 15 | 2020-01-01 | 0 | 0%
[25 empty] | 2020-09-16 | 15 | 16 | 16 | 2020-01-01 | 0 | 0%
[25 empty] | 2020-09-16 | 16 | 16 | 17 | 2020-01-01 | 1128.1927 | 0.00195%
[25 empty] | 2020-09-16 | 17 | 16 | 18 | 2020-01-01 | 5378.4078 | 0.009298%
[25 empty] | 2020-09-16 | 18 | 16 | 19 | 2020-01-01 | 28522.5317 | 0.04931%
[25 empty] | 2020-09-16 | 19 | 16 | 20 | 2020-01-01 | 55877.903 | 0.0966%
[25 empty] | 2020-09-16 | 20 | 16 | 21 | 2020-01-01 | 61948.4162 | 0.1071%
[25 empty] | 2020-09-16 | 21 | 16 | 22 | 2020-01-01 | 52740.8071 | 0.09118%
[25 empty] | 2020-09-16 | 22 | 16 | 23 | 2020-01-01 | 37250.377 | 0.0644%
[25 empty] | 2020-09-16 | 23 | 16 | 24 | 2020-01-01 | 16322.7372 | 0.02822%
[25 empty] | 2020-09-16 | 24 | 17 | 1 | 2020-01-01 | 3499.2763 | 0.006049%
[25 empty] | 2020-09-17 | 1 | 17 | 2 | 2020-01-01 | 1156.6704 | 0.002%
[25 empty] | 2020-09-17 | 2 | 17 | 3 | 2020-01-01 | 329.5955 | 0.0005698%
[25 empty] | 2020-09-17 | 3 | 17 | 4 | 2020-01-01 | 124.8667 | 0.0002159%
[25 empty] | 2020-09-17 | 4 | 17 | 5 | 2020-01-01 | 79.4537 | 0.0001374%
[25 empty] | 2020-09-17 | 5 | 17 | 6 | 2020-01-01 | 81.0811 | 0.0001402%
[25 empty] | 2020-09-17 | 6 | 17 | 7 | 2020-01-01 | 326.374 | 0.0005642%
[25 empty] | 2020-09-17 | 7 | 17 | 8 | 2020-01-01 | 1422.8128 | 0.00246%
[25 empty] | 2020-09-17 | 8 | 17 | 9 | 2020-01-01 | 747.9316 | 0.001293%
[25 empty] | 2020-09-17 | 9 | 17 | 10 | 2020-01-01 | 413.1529 | 0.0007142%
[25 empty] | 2020-09-17 | 10 | 17 | 11 | 2020-01-01 | 0 | 0%
[25 empty] | 2020-09-17 | 11 | 17 | 12 | 2020-01-01 | 0 | 0%
[25 empty] | 2020-09-17 | 12 | 17 | 13 | 2020-01-01 | 0 | 0%
[25 empty] | 2020-09-17 | 13 | 17 | 14 | 2020-01-01 | 0 | 0%
[25 empty] | 2020-09-17 | 14 | 17 | 15 | 2020-01-01 | 0 | 0%
[25 empty] | 2020-09-17 | 15 | 17 | 16 | 2020-01-01 | 0 | 0%
[25 empty] | 2020-09-17 | 16 | 17 | 17 | 2020-01-01 | 592.1617 | 0.001024%
[25 empty] | 2020-09-17 | 17 | 17 | 18 | 2020-01-01 | 1899.028 | 0.003283%
[25 empty] | 2020-09-17 | 18 | 17 | 19 | 2020-01-01 | 18095.6599 | 0.03128%
[25 empty] | 2020-09-17 | 19 | 17 | 20 | 2020-01-01 | 45335.3384 | 0.07837%
[25 empty] | 2020-09-17 | 20 | 17 | 21 | 2020-01-01 | 55089.0153 | 0.09524%
[25 empty] | 2020-09-17 | 21 | 17 | 22 | 2020-01-01 | 44530.1155 | 0.07698%
[25 empty] | 2020-09-17 | 22 | 17 | 23 | 2020-01-01 | 33440.9595 | 0.05781%
[25 empty] | 2020-09-17 | 23 | 17 | 24 | 2020-01-01 | 16889.3346 | 0.0292%
[25 empty] | 2020-09-17 | 24 | 18 | 1 | 2020-01-01 | 4632.0628 | 0.008008%
[25 empty] | 2020-09-18 | 1 | 18 | 2 | 2020-01-01 | 1080.7348 | 0.001868%
[25 empty] | 2020-09-18 | 2 | 18 | 3 | 2020-01-01 | 361.0821 | 0.0006242%
[25 empty] | 2020-09-18 | 3 | 18 | 4 | 2020-01-01 | 134.4017 | 0.0002323%
[25 empty] | 2020-09-18 | 4 | 18 | 5 | 2020-01-01 | 105.1747 | 0.0001818%
[25 empty] | 2020-09-18 | 5 | 18 | 6 | 2020-01-01 | 156.7335 | 0.000271%
[25 empty] | 2020-09-18 | 6 | 18 | 7 | 2020-01-01 | 387.4408 | 0.0006698%
[25 empty] | 2020-09-18 | 7 | 18 | 8 | 2020-01-01 | 1939.0371 | 0.003352%
[25 empty] | 2020-09-18 | 8 | 18 | 9 | 2020-01-01 | 1032.4055 | 0.001785%
[25 empty] | 2020-09-18 | 9 | 18 | 10 | 2020-01-01 | 343.9353 | 0.0005946%
[25 empty] | 2020-09-18 | 10 | 18 | 11 | 2020-01-01 | 106.0613 | 0.0001834%
[25 empty] | 2020-09-18 | 11 | 18 | 12 | 2020-01-01 | 0 | 0%
[25 empty] | 2020-09-18 | 12 | 18 | 13 | 2020-01-01 | 0 | 0%
[25 empty] | 2020-09-18 | 13 | 18 | 14 | 2020-01-01 | 0 | 0%
[25 empty] | 2020-09-18 | 14 | 18 | 15 | 2020-01-01 | 0 | 0%
[25 empty] | 2020-09-18 | 15 | 18 | 16 | 2020-01-01 | 0 | 0%
[25 empty] | 2020-09-18 | 16 | 18 | 17 | 2020-01-01 | 315.8604 | 0.000546%
[25 empty] | 2020-09-18 | 17 | 18 | 18 | 2020-01-01 | 1300.1328 | 0.002248%
[25 empty] | 2020-09-18 | 18 | 18 | 19 | 2020-01-01 | 11902.9284 | 0.02058%
[25 empty] | 2020-09-18 | 19 | 18 | 20 | 2020-01-01 | 33006.1361 | 0.05706%
[25 empty] | 2020-09-18 | 20 | 18 | 21 | 2020-01-01 | 45684.4793 | 0.07898%
[25 empty] | 2020-09-18 | 21 | 18 | 22 | 2020-01-01 | 36932.075 | 0.06385%
[25 empty] | 2020-09-18 | 22 | 18 | 23 | 2020-01-01 | 24556.3425 | 0.04245%
[25 empty] | 2020-09-18 | 23 | 18 | 24 | 2020-01-01 | 9508.8099 | 0.01644%
[25 empty] | 2020-09-18 | 24 | 19 | 1 | 2020-01-01 | 1803.7075 | 0.003118%
[25 empty] | 2020-09-19 | 1 | 19 | 2 | 2020-01-01 | 75.6145 | 0.0001307%
[25 empty] | 2020-09-19 | 2 | 19 | 3 | 2020-01-01 | 42.8419 | 7.406e-05%
[25 empty] | 2020-09-19 | 3 | 19 | 4 | 2020-01-01 | 0 | 0%
[25 empty] | 2020-09-19 | 4 | 19 | 5 | 2020-01-01 | 0 | 0%
[25 empty] | 2020-09-19 | 5 | 19 | 6 | 2020-01-01 | 0 | 0%
[25 empty] | 2020-09-19 | 6 | 19 | 7 | 2020-01-01 | 0 | 0%
[25 empty] | 2020-09-19 | 7 | 19 | 8 | 2020-01-01 | 77.5998 | 0.0001342%
[25 empty] | 2020-09-19 | 8 | 19 | 9 | 2020-01-01 | 0 | 0%
[25 empty] | 2020-09-19 | 9 | 19 | 10 | 2020-01-01 | 1999.3447 | 0.003456%
[25 empty] | 2020-09-19 | 10 | 19 | 11 | 2020-01-01 | 1.7373 | 3.003e-06%
[25 empty] | 2020-09-19 | 11 | 19 | 12 | 2020-01-01 | 0 | 0%
[25 empty] | 2020-09-19 | 12 | 19 | 13 | 2020-01-01 | 0 | 0%
[25 empty] | 2020-09-19 | 13 | 19 | 14 | 2020-01-01 | 0 | 0%
[25 empty] | 2020-09-19 | 14 | 19 | 15 | 2020-01-01 | 0 | 0%
[25 empty] | 2020-09-19 | 15 | 19 | 16 | 2020-01-01 | 0 | 0%
[25 empty] | 2020-09-19 | 16 | 19 | 17 | 2020-01-01 | 107.6967 | 0.0001862%
[25 empty] | 2020-09-19 | 17 | 19 | 18 | 2020-01-01 | 0 | 0%
[25 empty] | 2020-09-19 | 18 | 19 | 19 | 2020-01-01 | 1720.803 | 0.002975%
[25 empty] | 2020-09-19 | 19 | 19 | 20 | 2020-01-01 | 14899.2297 | 0.02576%
[25 empty] | 2020-09-19 | 20 | 19 | 21 | 2020-01-01 | 24147.6957 | 0.04175%
[25 empty] | 2020-09-19 | 21 | 19 | 22 | 2020-01-01 | 21416.3334 | 0.03702%
[25 empty] | 2020-09-19 | 22 | 19 | 23 | 2020-01-01 | 12714.7629 | 0.02198%
[25 empty] | 2020-09-19 | 23 | 19 | 24 | 2020-01-01 | 4229.7558 | 0.007312%
[25 empty] | 2020-09-19 | 24 | 20 | 1 | 2020-01-01 | 435.971 | 0.0007537%
[25 empty] | 2020-09-20 | 1 | 20 | 2 | 2020-01-01 | 289.0378 | 0.0004997%
[25 empty] | 2020-09-20 | 2 | 20 | 3 | 2020-01-01 | 103.7971 | 0.0001794%
[25 empty] | 2020-09-20 | 3 | 20 | 4 | 2020-01-01 | 0 | 0%
[25 empty] | 2020-09-20 | 4 | 20 | 5 | 2020-01-01 | 0 | 0%
[25 empty] | 2020-09-20 | 5 | 20 | 6 | 2020-01-01 | 0 | 0%
[25 empty] | 2020-09-20 | 6 | 20 | 7 | 2020-01-01 | 79.4535 | 0.0001374%
[25 empty] | 2020-09-20 | 7 | 20 | 8 | 2020-01-01 | 531.1922 | 0.0009183%
[25 empty] | 2020-09-20 | 8 | 20 | 9 | 2020-01-01 | 48.1375 | 8.322e-05%
[25 empty] | 2020-09-20 | 9 | 20 | 10 | 2020-01-01 | 1648.9731 | 0.002851%
[25 empty] | 2020-09-20 | 10 | 20 | 11 | 2020-01-01 | 0 | 0%
[25 empty] | 2020-09-20 | 11 | 20 | 12 | 2020-01-01 | 0 | 0%
[25 empty] | 2020-09-20 | 12 | 20 | 13 | 2020-01-01 | 0 | 0%
[25 empty] | 2020-09-20 | 13 | 20 | 14 | 2020-01-01 | 0 | 0%
[25 empty] | 2020-09-20 | 14 | 20 | 15 | 2020-01-01 | 0 | 0%
[25 empty] | 2020-09-20 | 15 | 20 | 16 | 2020-01-01 | 0 | 0%
[25 empty] | 2020-09-20 | 16 | 20 | 17 | 2020-01-01 | 322.5614 | 0.0005576%
[25 empty] | 2020-09-20 | 17 | 20 | 18 | 2020-01-01 | 206.9939 | 0.0003578%
[25 empty] | 2020-09-20 | 18 | 20 | 19 | 2020-01-01 | 5308.129 | 0.009176%
[25 empty] | 2020-09-20 | 19 | 20 | 20 | 2020-01-01 | 23696.0614 | 0.04096%
[25 empty] | 2020-09-20 | 20 | 20 | 21 | 2020-01-01 | 33397.9532 | 0.05774%
[25 empty] | 2020-09-20 | 21 | 20 | 22 | 2020-01-01 | 31106.6755 | 0.05378%
[25 empty] | 2020-09-20 | 22 | 20 | 23 | 2020-01-01 | 16946.7457 | 0.0293%
[25 empty] | 2020-09-20 | 23 | 20 | 24 | 2020-01-01 | 6158.6871 | 0.01065%
[25 empty] | 2020-09-20 | 24 | 21 | 1 | 2020-01-01 | 1027.6619 | 0.001777%
[25 empty] | 2020-09-21 | 1 | 21 | 2 | 2020-01-01 | 5502.0774 | 0.009512%
[25 empty] | 2020-09-21 | 2 | 21 | 3 | 2020-01-01 | 1768.1707 | 0.003057%
[25 empty] | 2020-09-21 | 3 | 21 | 4 | 2020-01-01 | 699.8071 | 0.00121%
[25 empty] | 2020-09-21 | 4 | 21 | 5 | 2020-01-01 | 271.1299 | 0.0004687%
[25 empty] | 2020-09-21 | 5 | 21 | 6 | 2020-01-01 | 566.7453 | 0.0009798%
[25 empty] | 2020-09-21 | 6 | 21 | 7 | 2020-01-01 | 1836.1034 | 0.003174%
[25 empty] | 2020-09-21 | 7 | 21 | 8 | 2020-01-01 | 7602.9283 | 0.01314%
[25 empty] | 2020-09-21 | 8 | 21 | 9 | 2020-01-01 | 4581.292 | 0.00792%
[25 empty] | 2020-09-21 | 9 | 21 | 10 | 2020-01-01 | 513.5425 | 0.0008878%
[25 empty] | 2020-09-21 | 10 | 21 | 11 | 2020-01-01 | 0 | 0%
[25 empty] | 2020-09-21 | 11 | 21 | 12 | 2020-01-01 | 0 | 0%
[25 empty] | 2020-09-21 | 12 | 21 | 13 | 2020-01-01 | 0 | 0%
[25 empty] | 2020-09-21 | 13 | 21 | 14 | 2020-01-01 | 0 | 0%
[25 empty] | 2020-09-21 | 14 | 21 | 15 | 2020-01-01 | 0 | 0%
[25 empty] | 2020-09-21 | 15 | 21 | 16 | 2020-01-01 | 224.407 | 0.0003879%
[25 empty] | 2020-09-21 | 16 | 21 | 17 | 2020-01-01 | 3013.0824 | 0.005209%
[25 empty] | 2020-09-21 | 17 | 21 | 18 | 2020-01-01 | 11870.5275 | 0.02052%
[25 empty] | 2020-09-21 | 18 | 21 | 19 | 2020-01-01 | 41359.1198 | 0.0715%
[25 empty] | 2020-09-21 | 19 | 21 | 20 | 2020-01-01 | 66915.2097 | 0.1157%
[25 empty] | 2020-09-21 | 20 | 21 | 21 | 2020-01-01 | 72023.7892 | 0.1245%
[25 empty] | 2020-09-21 | 21 | 21 | 22 | 2020-01-01 | 63920.8221 | 0.1105%
[25 empty] | 2020-09-21 | 22 | 21 | 23 | 2020-01-01 | 52131.8356 | 0.09012%
[25 empty] | 2020-09-21 | 23 | 21 | 24 | 2020-01-01 | 30316.2986 | 0.05241%
[25 empty] | 2020-09-21 | 24 | 22 | 1 | 2020-01-01 | 13916.1537 | 0.02406%
[25 empty] | 2020-09-22 | 1 | 22 | 2 | 2020-01-01 | 82.3052 | 0.0001423%
[25 empty] | 2020-09-22 | 2 | 22 | 3 | 2020-01-01 | 0 | 0%
[25 empty] | 2020-09-22 | 3 | 22 | 4 | 2020-01-01 | 0 | 0%
[25 empty] | 2020-09-22 | 4 | 22 | 5 | 2020-01-01 | 0 | 0%
[25 empty] | 2020-09-22 | 5 | 22 | 6 | 2020-01-01 | 0 | 0%
[25 empty] | 2020-09-22 | 6 | 22 | 7 | 2020-01-01 | 0 | 0%
[25 empty] | 2020-09-22 | 7 | 22 | 8 | 2020-01-01 | 558.2102 | 0.000965%
[25 empty] | 2020-09-22 | 8 | 22 | 9 | 2020-01-01 | 93.6655 | 0.0001619%
[25 empty] | 2020-09-22 | 9 | 22 | 10 | 2020-01-01 | 290.5436 | 0.0005023%
[25 empty] | 2020-09-22 | 10 | 22 | 11 | 2020-01-01 | 0 | 0%
[25 empty] | 2020-09-22 | 11 | 22 | 12 | 2020-01-01 | 0 | 0%
[25 empty] | 2020-09-22 | 12 | 22 | 13 | 2020-01-01 | 0 | 0%
[25 empty] | 2020-09-22 | 13 | 22 | 14 | 2020-01-01 | 0 | 0%
[25 empty] | 2020-09-22 | 14 | 22 | 15 | 2020-01-01 | 0 | 0%
[25 empty] | 2020-09-22 | 15 | 22 | 16 | 2020-01-01 | 0 | 0%
[25 empty] | 2020-09-22 | 16 | 22 | 17 | 2020-01-01 | 482.6515 | 0.0008344%
[25 empty] | 2020-09-22 | 17 | 22 | 18 | 2020-01-01 | 952.4199 | 0.001646%
[25 empty] | 2020-09-22 | 18 | 22 | 19 | 2020-01-01 | 16386.0681 | 0.02833%
[25 empty] | 2020-09-22 | 19 | 22 | 20 | 2020-01-01 | 36924.007 | 0.06383%
[25 empty] | 2020-09-22 | 20 | 22 | 21 | 2020-01-01 | 46981.651 | 0.08122%
[25 empty] | 2020-09-22 | 21 | 22 | 22 | 2020-01-01 | 39047.7071 | 0.0675%
[25 empty] | 2020-09-22 | 22 | 22 | 23 | 2020-01-01 | 23505.7716 | 0.04064%
[25 empty] | 2020-09-22 | 23 | 22 | 24 | 2020-01-01 | 9147.0954 | 0.01581%
[25 empty] | 2020-09-22 | 24 | 23 | 1 | 2020-01-01 | 824.9425 | 0.001426%
[25 empty] | 2020-09-23 | 1 | 23 | 2 | 2020-01-01 | 1050.5823 | 0.001816%
[25 empty] | 2020-09-23 | 2 | 23 | 3 | 2020-01-01 | 137.5133 | 0.0002377%
[25 empty] | 2020-09-23 | 3 | 23 | 4 | 2020-01-01 | 91.2973 | 0.0001578%
[25 empty] | 2020-09-23 | 4 | 23 | 5 | 2020-01-01 | 20.5908 | 3.56e-05%
[25 empty] | 2020-09-23 | 5 | 23 | 6 | 2020-01-01 | 57.5192 | 9.944e-05%
[25 empty] | 2020-09-23 | 6 | 23 | 7 | 2020-01-01 | 174.7515 | 0.0003021%
[25 empty] | 2020-09-23 | 7 | 23 | 8 | 2020-01-01 | 1282.2861 | 0.002217%
[25 empty] | 2020-09-23 | 8 | 23 | 9 | 2020-01-01 | 613.1057 | 0.00106%
[25 empty] | 2020-09-23 | 9 | 23 | 10 | 2020-01-01 | 151.9138 | 0.0002626%
[25 empty] | 2020-09-23 | 10 | 23 | 11 | 2020-01-01 | 0 | 0%
[25 empty] | 2020-09-23 | 11 | 23 | 12 | 2020-01-01 | 0 | 0%
[25 empty] | 2020-09-23 | 12 | 23 | 13 | 2020-01-01 | 0 | 0%
[25 empty] | 2020-09-23 | 13 | 23 | 14 | 2020-01-01 | 0 | 0%
[25 empty] | 2020-09-23 | 14 | 23 | 15 | 2020-01-01 | 0 | 0%
[25 empty] | 2020-09-23 | 15 | 23 | 16 | 2020-01-01 | 0 | 0%
[25 empty] | 2020-09-23 | 16 | 23 | 17 | 2020-01-01 | 987.8357 | 0.001708%
[25 empty] | 2020-09-23 | 17 | 23 | 18 | 2020-01-01 | 6339.4607 | 0.01096%
[25 empty] | 2020-09-23 | 18 | 23 | 19 | 2020-01-01 | 36468.0427 | 0.06304%
[25 empty] | 2020-09-23 | 19 | 23 | 20 | 2020-01-01 | 62201.8934 | 0.1075%
[25 empty] | 2020-09-23 | 20 | 23 | 21 | 2020-01-01 | 70044.4642 | 0.1211%
[25 empty] | 2020-09-23 | 21 | 23 | 22 | 2020-01-01 | 58222.6921 | 0.1007%
[25 empty] | 2020-09-23 | 22 | 23 | 23 | 2020-01-01 | 45277.4292 | 0.07827%
[25 empty] | 2020-09-23 | 23 | 23 | 24 | 2020-01-01 | 24508.5917 | 0.04237%
[25 empty] | 2020-09-23 | 24 | 24 | 1 | 2020-01-01 | 7506.8102 | 0.01298%
[25 empty] | 2020-09-24 | 1 | 24 | 2 | 2020-01-01 | 896.9537 | 0.001551%
[25 empty] | 2020-09-24 | 2 | 24 | 3 | 2020-01-01 | 97.6404 | 0.0001688%
[25 empty] | 2020-09-24 | 3 | 24 | 4 | 2020-01-01 | 0 | 0%
[25 empty] | 2020-09-24 | 4 | 24 | 5 | 2020-01-01 | 0 | 0%
[25 empty] | 2020-09-24 | 5 | 24 | 6 | 2020-01-01 | 0 | 0%
[25 empty] | 2020-09-24 | 6 | 24 | 7 | 2020-01-01 | 235.831 | 0.0004077%
[25 empty] | 2020-09-24 | 7 | 24 | 8 | 2020-01-01 | 3311.0685 | 0.005724%
[25 empty] | 2020-09-24 | 8 | 24 | 9 | 2020-01-01 | 1801.0688 | 0.003114%
[25 empty] | 2020-09-24 | 9 | 24 | 10 | 2020-01-01 | 288.1174 | 0.0004981%
[25 empty] | 2020-09-24 | 10 | 24 | 11 | 2020-01-01 | 0 | 0%
[25 empty] | 2020-09-24 | 11 | 24 | 12 | 2020-01-01 | 0 | 0%
[25 empty] | 2020-09-24 | 12 | 24 | 13 | 2020-01-01 | 0 | 0%
[25 empty] | 2020-09-24 | 13 | 24 | 14 | 2020-01-01 | 0 | 0%
[25 empty] | 2020-09-24 | 14 | 24 | 15 | 2020-01-01 | 0 | 0%
[25 empty] | 2020-09-24 | 15 | 24 | 16 | 2020-01-01 | 0 | 0%
[25 empty] | 2020-09-24 | 16 | 24 | 17 | 2020-01-01 | 672.4961 | 0.001163%
[25 empty] | 2020-09-24 | 17 | 24 | 18 | 2020-01-01 | 3112.5896 | 0.005381%
[25 empty] | 2020-09-24 | 18 | 24 | 19 | 2020-01-01 | 27580.0331 | 0.04768%
[25 empty] | 2020-09-24 | 19 | 24 | 20 | 2020-01-01 | 54907.5814 | 0.09492%
[25 empty] | 2020-09-24 | 20 | 24 | 21 | 2020-01-01 | 64911.7501 | 0.1122%
[25 empty] | 2020-09-24 | 21 | 24 | 22 | 2020-01-01 | 55736.7033 | 0.09635%
[25 empty] | 2020-09-24 | 22 | 24 | 23 | 2020-01-01 | 38583.2012 | 0.0667%
[25 empty] | 2020-09-24 | 23 | 24 | 24 | 2020-01-01 | 17540.6936 | 0.03032%
[25 empty] | 2020-09-24 | 24 | 25 | 1 | 2020-01-01 | 3551.6416 | 0.00614%
[25 empty] | 2020-09-25 | 1 | 25 | 2 | 2020-01-01 | 1133.6776 | 0.00196%
[25 empty] | 2020-09-25 | 2 | 25 | 3 | 2020-01-01 | 383.841 | 0.0006636%
[25 empty] | 2020-09-25 | 3 | 25 | 4 | 2020-01-01 | 76.6119 | 0.0001324%
[25 empty] | 2020-09-25 | 4 | 25 | 5 | 2020-01-01 | 61.7202 | 0.0001067%
[25 empty] | 2020-09-25 | 5 | 25 | 6 | 2020-01-01 | 122.9198 | 0.0002125%
[25 empty] | 2020-09-25 | 6 | 25 | 7 | 2020-01-01 | 615.867 | 0.001065%
[25 empty] | 2020-09-25 | 7 | 25 | 8 | 2020-01-01 | 3815.582 | 0.006596%
[25 empty] | 2020-09-25 | 8 | 25 | 9 | 2020-01-01 | 1921.9327 | 0.003323%
[25 empty] | 2020-09-25 | 9 | 25 | 10 | 2020-01-01 | 236.8622 | 0.0004095%
[25 empty] | 2020-09-25 | 10 | 25 | 11 | 2020-01-01 | 118.7701 | 0.0002053%
[25 empty] | 2020-09-25 | 11 | 25 | 12 | 2020-01-01 | 0 | 0%
[25 empty] | 2020-09-25 | 12 | 25 | 13 | 2020-01-01 | 0 | 0%
[25 empty] | 2020-09-25 | 13 | 25 | 14 | 2020-01-01 | 0 | 0%
[25 empty] | 2020-09-25 | 14 | 25 | 15 | 2020-01-01 | 0 | 0%
[25 empty] | 2020-09-25 | 15 | 25 | 16 | 2020-01-01 | 0 | 0%
[25 empty] | 2020-09-25 | 16 | 25 | 17 | 2020-01-01 | 528.3446 | 0.0009134%
[25 empty] | 2020-09-25 | 17 | 25 | 18 | 2020-01-01 | 2583.3516 | 0.004466%
[25 empty] | 2020-09-25 | 18 | 25 | 19 | 2020-01-01 | 21844.7725 | 0.03776%
[25 empty] | 2020-09-25 | 19 | 25 | 20 | 2020-01-01 | 47643.4205 | 0.08236%
[25 empty] | 2020-09-25 | 20 | 25 | 21 | 2020-01-01 | 59850.5669 | 0.1035%
[25 empty] | 2020-09-25 | 21 | 25 | 22 | 2020-01-01 | 49737.0015 | 0.08598%
[25 empty] | 2020-09-25 | 22 | 25 | 23 | 2020-01-01 | 34716.0488 | 0.06002%
[25 empty] | 2020-09-25 | 23 | 25 | 24 | 2020-01-01 | 14795.4749 | 0.02558%
[25 empty] | 2020-09-25 | 24 | 26 | 1 | 2020-01-01 | 3267.141 | 0.005648%
[25 empty] | 2020-09-26 | 1 | 26 | 2 | 2020-01-01 | 481.0036 | 0.0008315%
[25 empty] | 2020-09-26 | 2 | 26 | 3 | 2020-01-01 | 268.6465 | 0.0004644%
[25 empty] | 2020-09-26 | 3 | 26 | 4 | 2020-01-01 | 40.7465 | 7.044e-05%
[25 empty] | 2020-09-26 | 4 | 26 | 5 | 2020-01-01 | 0 | 0%
[25 empty] | 2020-09-26 | 5 | 26 | 6 | 2020-01-01 | 0 | 0%
[25 empty] | 2020-09-26 | 6 | 26 | 7 | 2020-01-01 | 48.2516 | 8.342e-05%
[25 empty] | 2020-09-26 | 7 | 26 | 8 | 2020-01-01 | 96.7892 | 0.0001673%
[25 empty] | 2020-09-26 | 8 | 26 | 9 | 2020-01-01 | 0 | 0%
[25 empty] | 2020-09-26 | 9 | 26 | 10 | 2020-01-01 | 751.0359 | 0.001298%
[25 empty] | 2020-09-26 | 10 | 26 | 11 | 2020-01-01 | 0 | 0%
[25 empty] | 2020-09-26 | 11 | 26 | 12 | 2020-01-01 | 0 | 0%
[25 empty] | 2020-09-26 | 12 | 26 | 13 | 2020-01-01 | 0 | 0%
[25 empty] | 2020-09-26 | 13 | 26 | 14 | 2020-01-01 | 0 | 0%
[25 empty] | 2020-09-26 | 14 | 26 | 15 | 2020-01-01 | 0 | 0%
[25 empty] | 2020-09-26 | 15 | 26 | 16 | 2020-01-01 | 0 | 0%
[25 empty] | 2020-09-26 | 16 | 26 | 17 | 2020-01-01 | 276.3553 | 0.0004777%
[25 empty] | 2020-09-26 | 17 | 26 | 18 | 2020-01-01 | 406.4699 | 0.0007027%
[25 empty] | 2020-09-26 | 18 | 26 | 19 | 2020-01-01 | 8282.6652 | 0.01432%
[25 empty] | 2020-09-26 | 19 | 26 | 20 | 2020-01-01 | 29086.4434 | 0.05028%
[25 empty] | 2020-09-26 | 20 | 26 | 21 | 2020-01-01 | 38729.0288 | 0.06695%
[25 empty] | 2020-09-26 | 21 | 26 | 22 | 2020-01-01 | 32487.3896 | 0.05616%
[25 empty] | 2020-09-26 | 22 | 26 | 23 | 2020-01-01 | 20509.2534 | 0.03546%
[25 empty] | 2020-09-26 | 23 | 26 | 24 | 2020-01-01 | 8711.7487 | 0.01506%
[25 empty] | 2020-09-26 | 24 | 27 | 1 | 2020-01-01 | 2234.2861 | 0.003863%
[25 empty] | 2020-09-27 | 1 | 27 | 2 | 2020-01-01 | 1294.2485 | 0.002237%
[25 empty] | 2020-09-27 | 2 | 27 | 3 | 2020-01-01 | 428.9062 | 0.0007415%
[25 empty] | 2020-09-27 | 3 | 27 | 4 | 2020-01-01 | 109.5871 | 0.0001894%
[25 empty] | 2020-09-27 | 4 | 27 | 5 | 2020-01-01 | 85.92 | 0.0001485%
[25 empty] | 2020-09-27 | 5 | 27 | 6 | 2020-01-01 | 156.3883 | 0.0002704%
[25 empty] | 2020-09-27 | 6 | 27 | 7 | 2020-01-01 | 827.6552 | 0.001431%
[25 empty] | 2020-09-27 | 7 | 27 | 8 | 2020-01-01 | 3062.5355 | 0.005294%
[25 empty] | 2020-09-27 | 8 | 27 | 9 | 2020-01-01 | 2135.0594 | 0.003691%
[25 empty] | 2020-09-27 | 9 | 27 | 10 | 2020-01-01 | 607.4274 | 0.00105%
[25 empty] | 2020-09-27 | 10 | 27 | 11 | 2020-01-01 | 23.9435 | 4.139e-05%
[25 empty] | 2020-09-27 | 11 | 27 | 12 | 2020-01-01 | 0 | 0%
[25 empty] | 2020-09-27 | 12 | 27 | 13 | 2020-01-01 | 0 | 0%
[25 empty] | 2020-09-27 | 13 | 27 | 14 | 2020-01-01 | 0 | 0%
[25 empty] | 2020-09-27 | 14 | 27 | 15 | 2020-01-01 | 0 | 0%
[25 empty] | 2020-09-27 | 15 | 27 | 16 | 2020-01-01 | 9.565 | 1.654e-05%
[25 empty] | 2020-09-27 | 16 | 27 | 17 | 2020-01-01 | 325.4983 | 0.0005627%
[25 empty] | 2020-09-27 | 17 | 27 | 18 | 2020-01-01 | 1757.7515 | 0.003039%
[25 empty] | 2020-09-27 | 18 | 27 | 19 | 2020-01-01 | 13348.8448 | 0.02308%
[25 empty] | 2020-09-27 | 19 | 27 | 20 | 2020-01-01 | 37658.4952 | 0.0651%
[25 empty] | 2020-09-27 | 20 | 27 | 21 | 2020-01-01 | 50765.9639 | 0.08776%
[25 empty] | 2020-09-27 | 21 | 27 | 22 | 2020-01-01 | 43854.3832 | 0.07581%
[25 empty] | 2020-09-27 | 22 | 27 | 23 | 2020-01-01 | 28314.3184 | 0.04895%
[25 empty] | 2020-09-27 | 23 | 27 | 24 | 2020-01-01 | 11458.422 | 0.01981%
[25 empty] | 2020-09-27 | 24 | 28 | 1 | 2020-01-01 | 2960.0394 | 0.005117%
[25 empty] | 2020-09-28 | 1 | 28 | 2 | 2020-01-01 | 2006.8447 | 0.003469%
[25 empty] | 2020-09-28 | 2 | 28 | 3 | 2020-01-01 | 1058.2557 | 0.001829%
[25 empty] | 2020-09-28 | 3 | 28 | 4 | 2020-01-01 | 493.393 | 0.000853%
[25 empty] | 2020-09-28 | 4 | 28 | 5 | 2020-01-01 | 275.5875 | 0.0004764%
[25 empty] | 2020-09-28 | 5 | 28 | 6 | 2020-01-01 | 471.8078 | 0.0008156%
[25 empty] | 2020-09-28 | 6 | 28 | 7 | 2020-01-01 | 1320.5085 | 0.002283%
[25 empty] | 2020-09-28 | 7 | 28 | 8 | 2020-01-01 | 6120.8019 | 0.01058%
[25 empty] | 2020-09-28 | 8 | 28 | 9 | 2020-01-01 | 4294.623 | 0.007424%
[25 empty] | 2020-09-28 | 9 | 28 | 10 | 2020-01-01 | 282.872 | 0.000489%
[25 empty] | 2020-09-28 | 10 | 28 | 11 | 2020-01-01 | 0 | 0%
[25 empty] | 2020-09-28 | 11 | 28 | 12 | 2020-01-01 | 0 | 0%
[25 empty] | 2020-09-28 | 12 | 28 | 13 | 2020-01-01 | 0 | 0%
[25 empty] | 2020-09-28 | 13 | 28 | 14 | 2020-01-01 | 0 | 0%
[25 empty] | 2020-09-28 | 14 | 28 | 15 | 2020-01-01 | 0 | 0%
[25 empty] | 2020-09-28 | 15 | 28 | 16 | 2020-01-01 | 63.7988 | 0.0001103%
[25 empty] | 2020-09-28 | 16 | 28 | 17 | 2020-01-01 | 1890.8565 | 0.003269%
[25 empty] | 2020-09-28 | 17 | 28 | 18 | 2020-01-01 | 6638.9383 | 0.01148%
[25 empty] | 2020-09-28 | 18 | 28 | 19 | 2020-01-01 | 32736.1969 | 0.05659%
[25 empty] | 2020-09-28 | 19 | 28 | 20 | 2020-01-01 | 56587.5949 | 0.09783%
[25 empty] | 2020-09-28 | 20 | 28 | 21 | 2020-01-01 | 67112.3164 | 0.116%
[25 empty] | 2020-09-28 | 21 | 28 | 22 | 2020-01-01 | 57778.8373 | 0.09989%
[25 empty] | 2020-09-28 | 22 | 28 | 23 | 2020-01-01 | 40842.6676 | 0.07061%
[25 empty] | 2020-09-28 | 23 | 28 | 24 | 2020-01-01 | 19400.6976 | 0.03354%
[25 empty] | 2020-09-28 | 24 | 29 | 1 | 2020-01-01 | 5635.4772 | 0.009742%
[25 empty] | 2020-09-29 | 1 | 29 | 2 | 2020-01-01 | 2089.3246 | 0.003612%
[25 empty] | 2020-09-29 | 2 | 29 | 3 | 2020-01-01 | 881.8369 | 0.001524%
[25 empty] | 2020-09-29 | 3 | 29 | 4 | 2020-01-01 | 355.3944 | 0.0006144%
[25 empty] | 2020-09-29 | 4 | 29 | 5 | 2020-01-01 | 305.6602 | 0.0005284%
[25 empty] | 2020-09-29 | 5 | 29 | 6 | 2020-01-01 | 345.9942 | 0.0005981%
[25 empty] | 2020-09-29 | 6 | 29 | 7 | 2020-01-01 | 1044.4283 | 0.001806%
[25 empty] | 2020-09-29 | 7 | 29 | 8 | 2020-01-01 | 4385.2492 | 0.007581%
[25 empty] | 2020-09-29 | 8 | 29 | 9 | 2020-01-01 | 2816.9812 | 0.00487%
[25 empty] | 2020-09-29 | 9 | 29 | 10 | 2020-01-01 | 671.7158 | 0.001161%
[25 empty] | 2020-09-29 | 10 | 29 | 11 | 2020-01-01 | 78.8557 | 0.0001363%
[25 empty] | 2020-09-29 | 11 | 29 | 12 | 2020-01-01 | 0 | 0%
[25 empty] | 2020-09-29 | 12 | 29 | 13 | 2020-01-01 | 0 | 0%
[25 empty] | 2020-09-29 | 13 | 29 | 14 | 2020-01-01 | 30.0107 | 5.188e-05%
[25 empty] | 2020-09-29 | 14 | 29 | 15 | 2020-01-01 | 172.4088 | 0.0002981%
[25 empty] | 2020-09-29 | 15 | 29 | 16 | 2020-01-01 | 360.5855 | 0.0006234%
[25 empty] | 2020-09-29 | 16 | 29 | 17 | 2020-01-01 | 2057.1998 | 0.003556%
[25 empty] | 2020-09-29 | 17 | 29 | 18 | 2020-01-01 | 6428.7171 | 0.01111%
[25 empty] | 2020-09-29 | 18 | 29 | 19 | 2020-01-01 | 33714.4176 | 0.05828%
[25 empty] | 2020-09-29 | 19 | 29 | 20 | 2020-01-01 | 57563.8228 | 0.09951%
[25 empty] | 2020-09-29 | 20 | 29 | 21 | 2020-01-01 | 65170.1038 | 0.1127%
[25 empty] | 2020-09-29 | 21 | 29 | 22 | 2020-01-01 | 56002.9773 | 0.09682%
[25 empty] | 2020-09-29 | 22 | 29 | 23 | 2020-01-01 | 39956.1043 | 0.06907%
[25 empty] | 2020-09-29 | 23 | 29 | 24 | 2020-01-01 | 18773.5684 | 0.03245%
[25 empty] | 2020-09-29 | 24 | 30 | 1 | 2020-01-01 | 4739.5745 | 0.008194%
[25 empty] | 2020-09-30 | 1 | 30 | 2 | 2020-01-01 | 2853.0973 | 0.004932%
[25 empty] | 2020-09-30 | 2 | 30 | 3 | 2020-01-01 | 456.3314 | 0.0007889%
[25 empty] | 2020-09-30 | 3 | 30 | 4 | 2020-01-01 | 204.1962 | 0.000353%
[25 empty] | 2020-09-30 | 4 | 30 | 5 | 2020-01-01 | 84.9549 | 0.0001469%
[25 empty] | 2020-09-30 | 5 | 30 | 6 | 2020-01-01 | 230.1853 | 0.0003979%
[25 empty] | 2020-09-30 | 6 | 30 | 7 | 2020-01-01 | 492.6135 | 0.0008516%
[25 empty] | 2020-09-30 | 7 | 30 | 8 | 2020-01-01 | 2785.8708 | 0.004816%
[25 empty] | 2020-09-30 | 8 | 30 | 9 | 2020-01-01 | 1632.8861 | 0.002823%
[25 empty] | 2020-09-30 | 9 | 30 | 10 | 2020-01-01 | 376.1748 | 0.0006503%
[25 empty] | 2020-09-30 | 10 | 30 | 11 | 2020-01-01 | 31.6478 | 5.471e-05%
[25 empty] | 2020-09-30 | 11 | 30 | 12 | 2020-01-01 | 0 | 0%
[25 empty] | 2020-09-30 | 12 | 30 | 13 | 2020-01-01 | 0 | 0%
[25 empty] | 2020-09-30 | 13 | 30 | 14 | 2020-01-01 | 0 | 0%
[25 empty] | 2020-09-30 | 14 | 30 | 15 | 2020-01-01 | 0 | 0%
[25 empty] | 2020-09-30 | 15 | 30 | 16 | 2020-01-01 | 0 | 0%
[25 empty] | 2020-09-30 | 16 | 30 | 17 | 2020-01-01 | 542.265 | 0.0009374%
[25 empty] | 2020-09-30 | 17 | 30 | 18 | 2020-01-01 | 4306.585 | 0.007445%
[25 empty] | 2020-09-30 | 18 | 30 | 19 | 2020-01-01 | 31223.2993 | 0.05398%
[25 empty] | 2020-09-30 | 19 | 30 | 20 | 2020-01-01 | 54491.993 | 0.0942%
[25 empty] | 2020-09-30 | 20 | 30 | 21 | 2020-01-01 | 60331.6138 | 0.1043%
[25 empty] | 2020-09-30 | 21 | 30 | 22 | 2020-01-01 | 53424.7049 | 0.09236%
[25 empty] | 2020-09-30 | 22 | 30 | 23 | 2020-01-01 | 41753.5616 | 0.07218%
[25 empty] | 2020-09-30 | 23 | 30 | 24 | 2020-01-01 | 21128.9597 | 0.03653%
[25 empty] | 2020-09-30 | 24 | 1 | 1 | 2020-01-01 | 7344.6677 | 0.0127%
[25 empty] | 2020-10-01 | 1 | 1 | 2 | 2020-01-01 | 153.364 | 0.0002651%
[25 empty] | 2020-10-01 | 2 | 1 | 3 | 2020-01-01 | 37.6539 | 6.509e-05%
[25 empty] | 2020-10-01 | 3 | 1 | 4 | 2020-01-01 | 0 | 0%
[25 empty] | 2020-10-01 | 4 | 1 | 5 | 2020-01-01 | 0 | 0%
[25 empty] | 2020-10-01 | 5 | 1 | 6 | 2020-01-01 | 0 | 0%
[25 empty] | 2020-10-01 | 6 | 1 | 7 | 2020-01-01 | 52.7901 | 9.126e-05%
[25 empty] | 2020-10-01 | 7 | 1 | 8 | 2020-01-01 | 390.2507 | 0.0006746%
[25 empty] | 2020-10-01 | 8 | 1 | 9 | 2020-01-01 | 119.3775 | 0.0002064%
[25 empty] | 2020-10-01 | 9 | 1 | 10 | 2020-01-01 | 193.1834 | 0.000334%
[25 empty] | 2020-10-01 | 10 | 1 | 11 | 2020-01-01 | 0 | 0%
[25 empty] | 2020-10-01 | 11 | 1 | 12 | 2020-01-01 | 6.4053 | 1.107e-05%
[25 empty] | 2020-10-01 | 12 | 1 | 13 | 2020-01-01 | 0 | 0%
[25 empty] | 2020-10-01 | 13 | 1 | 14 | 2020-01-01 | 0 | 0%
[25 empty] | 2020-10-01 | 14 | 1 | 15 | 2020-01-01 | 0 | 0%
[25 empty] | 2020-10-01 | 15 | 1 | 16 | 2020-01-01 | 73.872 | 0.0001277%
[25 empty] | 2020-10-01 | 16 | 1 | 17 | 2020-01-01 | 709.4803 | 0.001227%
[25 empty] | 2020-10-01 | 17 | 1 | 18 | 2020-01-01 | 2723.8287 | 0.004709%
[25 empty] | 2020-10-01 | 18 | 1 | 19 | 2020-01-01 | 24466.6251 | 0.0423%
[25 empty] | 2020-10-01 | 19 | 1 | 20 | 2020-01-01 | 50722.3168 | 0.08769%
[25 empty] | 2020-10-01 | 20 | 1 | 21 | 2020-01-01 | 53446.5519 | 0.0924%
[25 empty] | 2020-10-01 | 21 | 1 | 22 | 2020-01-01 | 43527.2911 | 0.07525%
[25 empty] | 2020-10-01 | 22 | 1 | 23 | 2020-01-01 | 26865.5384 | 0.04644%
[25 empty] | 2020-10-01 | 23 | 1 | 24 | 2020-01-01 | 8929.727 | 0.01544%
[25 empty] | 2020-10-01 | 24 | 2 | 1 | 2020-01-01 | 813.1387 | 0.001406%
[25 empty] | 2020-10-02 | 1 | 2 | 2 | 2020-01-01 | 764.1314 | 0.001321%
[25 empty] | 2020-10-02 | 2 | 2 | 3 | 2020-01-01 | 73.9968 | 0.0001279%
[25 empty] | 2020-10-02 | 3 | 2 | 4 | 2020-01-01 | 0 | 0%
[25 empty] | 2020-10-02 | 4 | 2 | 5 | 2020-01-01 | 0 | 0%
[25 empty] | 2020-10-02 | 5 | 2 | 6 | 2020-01-01 | 0 | 0%
[25 empty] | 2020-10-02 | 6 | 2 | 7 | 2020-01-01 | 314.3406 | 0.0005434%
[25 empty] | 2020-10-02 | 7 | 2 | 8 | 2020-01-01 | 1600.673 | 0.002767%
[25 empty] | 2020-10-02 | 8 | 2 | 9 | 2020-01-01 | 1122.1406 | 0.00194%
[25 empty] | 2020-10-02 | 9 | 2 | 10 | 2020-01-01 | 190.9138 | 0.00033%
[25 empty] | 2020-10-02 | 10 | 2 | 11 | 2020-01-01 | 0 | 0%
[25 empty] | 2020-10-02 | 11 | 2 | 12 | 2020-01-01 | 0 | 0%
[25 empty] | 2020-10-02 | 12 | 2 | 13 | 2020-01-01 | 0 | 0%
[25 empty] | 2020-10-02 | 13 | 2 | 14 | 2020-01-01 | 0 | 0%
[25 empty] | 2020-10-02 | 14 | 2 | 15 | 2020-01-01 | 17.8802 | 3.091e-05%
[25 empty] | 2020-10-02 | 15 | 2 | 16 | 2020-01-01 | 235.5466 | 0.0004072%
[25 empty] | 2020-10-02 | 16 | 2 | 17 | 2020-01-01 | 1678.098 | 0.002901%
[25 empty] | 2020-10-02 | 17 | 2 | 18 | 2020-01-01 | 6216.986 | 0.01075%
[25 empty] | 2020-10-02 | 18 | 2 | 19 | 2020-01-01 | 37520.0363 | 0.06486%
[25 empty] | 2020-10-02 | 19 | 2 | 20 | 2020-01-01 | 58989.6905 | 0.102%
[25 empty] | 2020-10-02 | 20 | 2 | 21 | 2020-01-01 | 60644.9391 | 0.1048%
[25 empty] | 2020-10-02 | 21 | 2 | 22 | 2020-01-01 | 51661.782 | 0.08931%
[25 empty] | 2020-10-02 | 22 | 2 | 23 | 2020-01-01 | 34464.6551 | 0.05958%
[25 empty] | 2020-10-02 | 23 | 2 | 24 | 2020-01-01 | 12435.7626 | 0.0215%
[25 empty] | 2020-10-02 | 24 | 3 | 1 | 2020-01-01 | 1797.0813 | 0.003107%
[25 empty] | 2020-10-03 | 1 | 3 | 2 | 2020-01-01 | 76.1693 | 0.0001317%
[25 empty] | 2020-10-03 | 2 | 3 | 3 | 2020-01-01 | 0 | 0%
[25 empty] | 2020-10-03 | 3 | 3 | 4 | 2020-01-01 | 0 | 0%
[25 empty] | 2020-10-03 | 4 | 3 | 5 | 2020-01-01 | 0 | 0%
[25 empty] | 2020-10-03 | 5 | 3 | 6 | 2020-01-01 | 0 | 0%
[25 empty] | 2020-10-03 | 6 | 3 | 7 | 2020-01-01 | 6.2896 | 1.087e-05%
[25 empty] | 2020-10-03 | 7 | 3 | 8 | 2020-01-01 | 312.4035 | 0.0005401%
[25 empty] | 2020-10-03 | 8 | 3 | 9 | 2020-01-01 | 187.7665 | 0.0003246%
[25 empty] | 2020-10-03 | 9 | 3 | 10 | 2020-01-01 | 296.0102 | 0.0005117%
[25 empty] | 2020-10-03 | 10 | 3 | 11 | 2020-01-01 | 0 | 0%
[25 empty] | 2020-10-03 | 11 | 3 | 12 | 2020-01-01 | 0 | 0%
[25 empty] | 2020-10-03 | 12 | 3 | 13 | 2020-01-01 | 0 | 0%
[25 empty] | 2020-10-03 | 13 | 3 | 14 | 2020-01-01 | 0 | 0%
[25 empty] | 2020-10-03 | 14 | 3 | 15 | 2020-01-01 | 0 | 0%
[25 empty] | 2020-10-03 | 15 | 3 | 16 | 2020-01-01 | 0 | 0%
[25 empty] | 2020-10-03 | 16 | 3 | 17 | 2020-01-01 | 387.3671 | 0.0006697%
[25 empty] | 2020-10-03 | 17 | 3 | 18 | 2020-01-01 | 354.5295 | 0.0006129%
[25 empty] | 2020-10-03 | 18 | 3 | 19 | 2020-01-01 | 9168.9311 | 0.01585%
[25 empty] | 2020-10-03 | 19 | 3 | 20 | 2020-01-01 | 33809.2437 | 0.05845%
[25 empty] | 2020-10-03 | 20 | 3 | 21 | 2020-01-01 | 35359.8823 | 0.06113%
[25 empty] | 2020-10-03 | 21 | 3 | 22 | 2020-01-01 | 31427.6521 | 0.05433%
[25 empty] | 2020-10-03 | 22 | 3 | 23 | 2020-01-01 | 13836.7651 | 0.02392%
[25 empty] | 2020-10-03 | 23 | 3 | 24 | 2020-01-01 | 2622.3053 | 0.004533%
[25 empty] | 2020-10-03 | 24 | 4 | 1 | 2020-01-01 | 258.7368 | 0.0004473%
[25 empty] | 2020-10-04 | 1 | 4 | 2 | 2020-01-01 | 18.2902 | 3.162e-05%
[25 empty] | 2020-10-04 | 2 | 4 | 3 | 2020-01-01 | 51.519 | 8.906e-05%
[25 empty] | 2020-10-04 | 3 | 4 | 4 | 2020-01-01 | 0 | 0%
[25 empty] | 2020-10-04 | 4 | 4 | 5 | 2020-01-01 | 27.7326 | 4.794e-05%
[25 empty] | 2020-10-04 | 5 | 4 | 6 | 2020-01-01 | 0 | 0%
[25 empty] | 2020-10-04 | 6 | 4 | 7 | 2020-01-01 | 0 | 0%
[25 empty] | 2020-10-04 | 7 | 4 | 8 | 2020-01-01 | 92.0363 | 0.0001591%
[25 empty] | 2020-10-04 | 8 | 4 | 9 | 2020-01-01 | 0 | 0%
[25 empty] | 2020-10-04 | 9 | 4 | 10 | 2020-01-01 | 1049.3182 | 0.001814%
[25 empty] | 2020-10-04 | 10 | 4 | 11 | 2020-01-01 | 0 | 0%
[25 empty] | 2020-10-04 | 11 | 4 | 12 | 2020-01-01 | 0 | 0%
[25 empty] | 2020-10-04 | 12 | 4 | 13 | 2020-01-01 | 0 | 0%
[25 empty] | 2020-10-04 | 13 | 4 | 14 | 2020-01-01 | 0 | 0%
[25 empty] | 2020-10-04 | 14 | 4 | 15 | 2020-01-01 | 0 | 0%
[25 empty] | 2020-10-04 | 15 | 4 | 16 | 2020-01-01 | 0 | 0%
[25 empty] | 2020-10-04 | 16 | 4 | 17 | 2020-01-01 | 1059.3552 | 0.001831%
[25 empty] | 2020-10-04 | 17 | 4 | 18 | 2020-01-01 | 0 | 0%
[25 empty] | 2020-10-04 | 18 | 4 | 19 | 2020-01-01 | 5238.5133 | 0.009056%
[25 empty] | 2020-10-04 | 19 | 4 | 20 | 2020-01-01 | 33869.6153 | 0.05855%
[25 empty] | 2020-10-04 | 20 | 4 | 21 | 2020-01-01 | 35344.1502 | 0.0611%
[25 empty] | 2020-10-04 | 21 | 4 | 22 | 2020-01-01 | 27987.193 | 0.04838%
[25 empty] | 2020-10-04 | 22 | 4 | 23 | 2020-01-01 | 12864.6907 | 0.02224%
[25 empty] | 2020-10-04 | 23 | 4 | 24 | 2020-01-01 | 2242.3192 | 0.003876%
[25 empty] | 2020-10-04 | 24 | 5 | 1 | 2020-01-01 | 2.1458 | 3.71e-06%
[25 empty] | 2020-10-05 | 1 | 5 | 2 | 2020-01-01 | 2720.5 | 0.004703%
[25 empty] | 2020-10-05 | 2 | 5 | 3 | 2020-01-01 | 421.6178 | 0.0007289%
[25 empty] | 2020-10-05 | 3 | 5 | 4 | 2020-01-01 | 37.5524 | 6.492e-05%
[25 empty] | 2020-10-05 | 4 | 5 | 5 | 2020-01-01 | 0 | 0%
[25 empty] | 2020-10-05 | 5 | 5 | 6 | 2020-01-01 | 67.7694 | 0.0001172%
[25 empty] | 2020-10-05 | 6 | 5 | 7 | 2020-01-01 | 924.9663 | 0.001599%
[25 empty] | 2020-10-05 | 7 | 5 | 8 | 2020-01-01 | 7770.1696 | 0.01343%
[25 empty] | 2020-10-05 | 8 | 5 | 9 | 2020-01-01 | 4934.0051 | 0.00853%
[25 empty] | 2020-10-05 | 9 | 5 | 10 | 2020-01-01 | 1060.74 | 0.001834%
[25 empty] | 2020-10-05 | 10 | 5 | 11 | 2020-01-01 | 359.1567 | 0.0006209%
[25 empty] | 2020-10-05 | 11 | 5 | 12 | 2020-01-01 | 326.3562 | 0.0005642%
[25 empty] | 2020-10-05 | 12 | 5 | 13 | 2020-01-01 | 398.9869 | 0.0006897%
[25 empty] | 2020-10-05 | 13 | 5 | 14 | 2020-01-01 | 1045.5941 | 0.001808%
[25 empty] | 2020-10-05 | 14 | 5 | 15 | 2020-01-01 | 3710.5216 | 0.006415%
[25 empty] | 2020-10-05 | 15 | 5 | 16 | 2020-01-01 | 8501.5623 | 0.0147%
[25 empty] | 2020-10-05 | 16 | 5 | 17 | 2020-01-01 | 20287.5011 | 0.03507%
[25 empty] | 2020-10-05 | 17 | 5 | 18 | 2020-01-01 | 38906.9909 | 0.06726%
[25 empty] | 2020-10-05 | 18 | 5 | 19 | 2020-01-01 | 77638.8974 | 0.1342%
[25 empty] | 2020-10-05 | 19 | 5 | 20 | 2020-01-01 | 97875.5954 | 0.1692%
[25 empty] | 2020-10-05 | 20 | 5 | 21 | 2020-01-01 | 96859.3786 | 0.1674%
[25 empty] | 2020-10-05 | 21 | 5 | 22 | 2020-01-01 | 82918.0968 | 0.1433%
[25 empty] | 2020-10-05 | 22 | 5 | 23 | 2020-01-01 | 61989.939 | 0.1072%
[25 empty] | 2020-10-05 | 23 | 5 | 24 | 2020-01-01 | 30728.6763 | 0.05312%
[25 empty] | 2020-10-05 | 24 | 6 | 1 | 2020-01-01 | 8642.7246 | 0.01494%
[25 empty] | 2020-10-06 | 1 | 6 | 2 | 2020-01-01 | 534.4249 | 0.0009239%
[25 empty] | 2020-10-06 | 2 | 6 | 3 | 2020-01-01 | 154.9258 | 0.0002678%
[25 empty] | 2020-10-06 | 3 | 6 | 4 | 2020-01-01 | 55.8752 | 9.659e-05%
[25 empty] | 2020-10-06 | 4 | 6 | 5 | 2020-01-01 | 11.5862 | 2.003e-05%
[25 empty] | 2020-10-06 | 5 | 6 | 6 | 2020-01-01 | 24.4169 | 4.221e-05%
[25 empty] | 2020-10-06 | 6 | 6 | 7 | 2020-01-01 | 154.6735 | 0.0002674%
[25 empty] | 2020-10-06 | 7 | 6 | 8 | 2020-01-01 | 2475.4332 | 0.004279%
[25 empty] | 2020-10-06 | 8 | 6 | 9 | 2020-01-01 | 1091.6474 | 0.001887%
[25 empty] | 2020-10-06 | 9 | 6 | 10 | 2020-01-01 | 624.5116 | 0.00108%
[25 empty] | 2020-10-06 | 10 | 6 | 11 | 2020-01-01 | 0 | 0%
[25 empty] | 2020-10-06 | 11 | 6 | 12 | 2020-01-01 | 0 | 0%
[25 empty] | 2020-10-06 | 12 | 6 | 13 | 2020-01-01 | 0 | 0%
[25 empty] | 2020-10-06 | 13 | 6 | 14 | 2020-01-01 | 0 | 0%
[25 empty] | 2020-10-06 | 14 | 6 | 15 | 2020-01-01 | 0 | 0%
[25 empty] | 2020-10-06 | 15 | 6 | 16 | 2020-01-01 | 59.6699 | 0.0001032%
[25 empty] | 2020-10-06 | 16 | 6 | 17 | 2020-01-01 | 1283.0024 | 0.002218%
[25 empty] | 2020-10-06 | 17 | 6 | 18 | 2020-01-01 | 4531.0146 | 0.007833%
[25 empty] | 2020-10-06 | 18 | 6 | 19 | 2020-01-01 | 31223.5184 | 0.05398%
[25 empty] | 2020-10-06 | 19 | 6 | 20 | 2020-01-01 | 59290.6115 | 0.1025%
[25 empty] | 2020-10-06 | 20 | 6 | 21 | 2020-01-01 | 60916.3671 | 0.1053%
[25 empty] | 2020-10-06 | 21 | 6 | 22 | 2020-01-01 | 49304.8917 | 0.08524%
[25 empty] | 2020-10-06 | 22 | 6 | 23 | 2020-01-01 | 33234.1618 | 0.05745%
[25 empty] | 2020-10-06 | 23 | 6 | 24 | 2020-01-01 | 11514.2421 | 0.01991%
[25 empty] | 2020-10-06 | 24 | 7 | 1 | 2020-01-01 | 1647.0165 | 0.002847%
[25 empty] | 2020-10-07 | 1 | 7 | 2 | 2020-01-01 | 932.9049 | 0.001613%
[25 empty] | 2020-10-07 | 2 | 7 | 3 | 2020-01-01 | 241.0696 | 0.0004167%
[25 empty] | 2020-10-07 | 3 | 7 | 4 | 2020-01-01 | 8.3652 | 1.446e-05%
[25 empty] | 2020-10-07 | 4 | 7 | 5 | 2020-01-01 | 31.3583 | 5.421e-05%
[25 empty] | 2020-10-07 | 5 | 7 | 6 | 2020-01-01 | 60.9588 | 0.0001054%
[25 empty] | 2020-10-07 | 6 | 7 | 7 | 2020-01-01 | 470.3302 | 0.0008131%
[25 empty] | 2020-10-07 | 7 | 7 | 8 | 2020-01-01 | 3339.041 | 0.005772%
[25 empty] | 2020-10-07 | 8 | 7 | 9 | 2020-01-01 | 2547.3372 | 0.004404%
[25 empty] | 2020-10-07 | 9 | 7 | 10 | 2020-01-01 | 453.006 | 0.0007831%
[25 empty] | 2020-10-07 | 10 | 7 | 11 | 2020-01-01 | 26.7745 | 4.629e-05%
[25 empty] | 2020-10-07 | 11 | 7 | 12 | 2020-01-01 | 0 | 0%
[25 empty] | 2020-10-07 | 12 | 7 | 13 | 2020-01-01 | 0 | 0%
[25 empty] | 2020-10-07 | 13 | 7 | 14 | 2020-01-01 | 0 | 0%
[25 empty] | 2020-10-07 | 14 | 7 | 15 | 2020-01-01 | 54.8703 | 9.486e-05%
[25 empty] | 2020-10-07 | 15 | 7 | 16 | 2020-01-01 | 524.7 | 0.0009071%
[25 empty] | 2020-10-07 | 16 | 7 | 17 | 2020-01-01 | 2124.2976 | 0.003672%
[25 empty] | 2020-10-07 | 17 | 7 | 18 | 2020-01-01 | 5597.3002 | 0.009676%
[25 empty] | 2020-10-07 | 18 | 7 | 19 | 2020-01-01 | 27122.3486 | 0.04689%
[25 empty] | 2020-10-07 | 19 | 7 | 20 | 2020-01-01 | 51720.8288 | 0.08941%
[25 empty] | 2020-10-07 | 20 | 7 | 21 | 2020-01-01 | 53833.3639 | 0.09306%
[25 empty] | 2020-10-07 | 21 | 7 | 22 | 2020-01-01 | 41971.0321 | 0.07256%
[25 empty] | 2020-10-07 | 22 | 7 | 23 | 2020-01-01 | 27745.9024 | 0.04797%
[25 empty] | 2020-10-07 | 23 | 7 | 24 | 2020-01-01 | 8789.9773 | 0.0152%
[25 empty] | 2020-10-07 | 24 | 8 | 1 | 2020-01-01 | 2033.3656 | 0.003515%
[25 empty] | 2020-10-08 | 1 | 8 | 2 | 2020-01-01 | 463.2391 | 0.0008008%
[25 empty] | 2020-10-08 | 2 | 8 | 3 | 2020-01-01 | 150.9415 | 0.0002609%
[25 empty] | 2020-10-08 | 3 | 8 | 4 | 2020-01-01 | 80.1653 | 0.0001386%
[25 empty] | 2020-10-08 | 4 | 8 | 5 | 2020-01-01 | 31.2669 | 5.405e-05%
[25 empty] | 2020-10-08 | 5 | 8 | 6 | 2020-01-01 | 92.6163 | 0.0001601%
[25 empty] | 2020-10-08 | 6 | 8 | 7 | 2020-01-01 | 400.5242 | 0.0006924%
[25 empty] | 2020-10-08 | 7 | 8 | 8 | 2020-01-01 | 2625.1186 | 0.004538%
[25 empty] | 2020-10-08 | 8 | 8 | 9 | 2020-01-01 | 1357.7065 | 0.002347%
[25 empty] | 2020-10-08 | 9 | 8 | 10 | 2020-01-01 | 779.6314 | 0.001348%
[25 empty] | 2020-10-08 | 10 | 8 | 11 | 2020-01-01 | 16.0019 | 2.766e-05%
[25 empty] | 2020-10-08 | 11 | 8 | 12 | 2020-01-01 | 0 | 0%
[25 empty] | 2020-10-08 | 12 | 8 | 13 | 2020-01-01 | 0 | 0%
[25 empty] | 2020-10-08 | 13 | 8 | 14 | 2020-01-01 | 30.5571 | 5.283e-05%
[25 empty] | 2020-10-08 | 14 | 8 | 15 | 2020-01-01 | 0 | 0%
[25 empty] | 2020-10-08 | 15 | 8 | 16 | 2020-01-01 | 0 | 0%
[25 empty] | 2020-10-08 | 16 | 8 | 17 | 2020-01-01 | 449.9068 | 0.0007778%
[25 empty] | 2020-10-08 | 17 | 8 | 18 | 2020-01-01 | 1013.4316 | 0.001752%
[25 empty] | 2020-10-08 | 18 | 8 | 19 | 2020-01-01 | 11251.3269 | 0.01945%
[25 empty] | 2020-10-08 | 19 | 8 | 20 | 2020-01-01 | 30161.9494 | 0.05214%
[25 empty] | 2020-10-08 | 20 | 8 | 21 | 2020-01-01 | 35216.0259 | 0.06088%
[25 empty] | 2020-10-08 | 21 | 8 | 22 | 2020-01-01 | 28060.2943 | 0.04851%
[25 empty] | 2020-10-08 | 22 | 8 | 23 | 2020-01-01 | 17333.9666 | 0.02997%
[25 empty] | 2020-10-08 | 23 | 8 | 24 | 2020-01-01 | 4776.5937 | 0.008258%
[25 empty] | 2020-10-08 | 24 | 9 | 1 | 2020-01-01 | 666.6892 | 0.001153%
[25 empty] | 2020-10-09 | 1 | 9 | 2 | 2020-01-01 | 361.2897 | 0.0006246%
[25 empty] | 2020-10-09 | 2 | 9 | 3 | 2020-01-01 | 67.6852 | 0.000117%
[25 empty] | 2020-10-09 | 3 | 9 | 4 | 2020-01-01 | 57.5297 | 9.945e-05%
[25 empty] | 2020-10-09 | 4 | 9 | 5 | 2020-01-01 | 16.1135 | 2.786e-05%
[25 empty] | 2020-10-09 | 5 | 9 | 6 | 2020-01-01 | 21.9986 | 3.803e-05%
[25 empty] | 2020-10-09 | 6 | 9 | 7 | 2020-01-01 | 275.5673 | 0.0004764%
[25 empty] | 2020-10-09 | 7 | 9 | 8 | 2020-01-01 | 1907.3641 | 0.003297%
[25 empty] | 2020-10-09 | 8 | 9 | 9 | 2020-01-01 | 1275.1528 | 0.002204%
[25 empty] | 2020-10-09 | 9 | 9 | 10 | 2020-01-01 | 218.5417 | 0.0003778%
[25 empty] | 2020-10-09 | 10 | 9 | 11 | 2020-01-01 | 0 | 0%
[25 empty] | 2020-10-09 | 11 | 9 | 12 | 2020-01-01 | 0 | 0%
[25 empty] | 2020-10-09 | 12 | 9 | 13 | 2020-01-01 | 0 | 0%
[25 empty] | 2020-10-09 | 13 | 9 | 14 | 2020-01-01 | 0 | 0%
[25 empty] | 2020-10-09 | 14 | 9 | 15 | 2020-01-01 | 0 | 0%
[25 empty] | 2020-10-09 | 15 | 9 | 16 | 2020-01-01 | 30.2932 | 5.237e-05%
[25 empty] | 2020-10-09 | 16 | 9 | 17 | 2020-01-01 | 511.9823 | 0.0008851%
[25 empty] | 2020-10-09 | 17 | 9 | 18 | 2020-01-01 | 2789.9202 | 0.004823%
[25 empty] | 2020-10-09 | 18 | 9 | 19 | 2020-01-01 | 27430.103 | 0.04742%
[25 empty] | 2020-10-09 | 19 | 9 | 20 | 2020-01-01 | 55771.0261 | 0.09641%
[25 empty] | 2020-10-09 | 20 | 9 | 21 | 2020-01-01 | 62176.8401 | 0.1075%
[25 empty] | 2020-10-09 | 21 | 9 | 22 | 2020-01-01 | 50528.2166 | 0.08735%
[25 empty] | 2020-10-09 | 22 | 9 | 23 | 2020-01-01 | 33442.6237 | 0.05781%
[25 empty] | 2020-10-09 | 23 | 9 | 24 | 2020-01-01 | 10029.1136 | 0.01734%
[25 empty] | 2020-10-09 | 24 | 10 | 1 | 2020-01-01 | 1420.7602 | 0.002456%
[25 empty] | 2020-10-10 | 1 | 10 | 2 | 2020-01-01 | 168.746 | 0.0002917%
[25 empty] | 2020-10-10 | 2 | 10 | 3 | 2020-01-01 | 176.774 | 0.0003056%
[25 empty] | 2020-10-10 | 3 | 10 | 4 | 2020-01-01 | 78.6522 | 0.000136%
[25 empty] | 2020-10-10 | 4 | 10 | 5 | 2020-01-01 | 8.5287 | 1.474e-05%
[25 empty] | 2020-10-10 | 5 | 10 | 6 | 2020-01-01 | 17.7427 | 3.067e-05%
[25 empty] | 2020-10-10 | 6 | 10 | 7 | 2020-01-01 | 161.9954 | 0.00028%
[25 empty] | 2020-10-10 | 7 | 10 | 8 | 2020-01-01 | 466.7352 | 0.0008069%
[25 empty] | 2020-10-10 | 8 | 10 | 9 | 2020-01-01 | 144.939 | 0.0002506%
[25 empty] | 2020-10-10 | 9 | 10 | 10 | 2020-01-01 | 486.558 | 0.0008411%
[25 empty] | 2020-10-10 | 10 | 10 | 11 | 2020-01-01 | 0 | 0%
[25 empty] | 2020-10-10 | 11 | 10 | 12 | 2020-01-01 | 0 | 0%
[25 empty] | 2020-10-10 | 12 | 10 | 13 | 2020-01-01 | 0 | 0%
[25 empty] | 2020-10-10 | 13 | 10 | 14 | 2020-01-01 | 0 | 0%
[25 empty] | 2020-10-10 | 14 | 10 | 15 | 2020-01-01 | 0 | 0%
[25 empty] | 2020-10-10 | 15 | 10 | 16 | 2020-01-01 | 0 | 0%
[25 empty] | 2020-10-10 | 16 | 10 | 17 | 2020-01-01 | 286.4255 | 0.0004952%
[25 empty] | 2020-10-10 | 17 | 10 | 18 | 2020-01-01 | 0 | 0%
[25 empty] | 2020-10-10 | 18 | 10 | 19 | 2020-01-01 | 6989.989 | 0.01208%
[25 empty] | 2020-10-10 | 19 | 10 | 20 | 2020-01-01 | 31480.8803 | 0.05442%
[25 empty] | 2020-10-10 | 20 | 10 | 21 | 2020-01-01 | 33406.2456 | 0.05775%
[25 empty] | 2020-10-10 | 21 | 10 | 22 | 2020-01-01 | 27027.8636 | 0.04672%
[25 empty] | 2020-10-10 | 22 | 10 | 23 | 2020-01-01 | 14304.0334 | 0.02473%
[25 empty] | 2020-10-10 | 23 | 10 | 24 | 2020-01-01 | 3150.3229 | 0.005446%
[25 empty] | 2020-10-10 | 24 | 11 | 1 | 2020-01-01 | 524.9724 | 0.0009075%
[25 empty] | 2020-10-11 | 1 | 11 | 2 | 2020-01-01 | 128.6673 | 0.0002224%
[25 empty] | 2020-10-11 | 2 | 11 | 3 | 2020-01-01 | 0 | 0%
[25 empty] | 2020-10-11 | 3 | 11 | 4 | 2020-01-01 | 0 | 0%
[25 empty] | 2020-10-11 | 4 | 11 | 5 | 2020-01-01 | 0 | 0%
[25 empty] | 2020-10-11 | 5 | 11 | 6 | 2020-01-01 | 0 | 0%
[25 empty] | 2020-10-11 | 6 | 11 | 7 | 2020-01-01 | 21.6663 | 3.746e-05%
[25 empty] | 2020-10-11 | 7 | 11 | 8 | 2020-01-01 | 720.0701 | 0.001245%
[25 empty] | 2020-10-11 | 8 | 11 | 9 | 2020-01-01 | 515.3621 | 0.0008909%
[25 empty] | 2020-10-11 | 9 | 11 | 10 | 2020-01-01 | 481.1409 | 0.0008318%
[25 empty] | 2020-10-11 | 10 | 11 | 11 | 2020-01-01 | 0 | 0%
[25 empty] | 2020-10-11 | 11 | 11 | 12 | 2020-01-01 | 0 | 0%
[25 empty] | 2020-10-11 | 12 | 11 | 13 | 2020-01-01 | 0 | 0%
[25 empty] | 2020-10-11 | 13 | 11 | 14 | 2020-01-01 | 0 | 0%
[25 empty] | 2020-10-11 | 14 | 11 | 15 | 2020-01-01 | 0 | 0%
[25 empty] | 2020-10-11 | 15 | 11 | 16 | 2020-01-01 | 0 | 0%
[25 empty] | 2020-10-11 | 16 | 11 | 17 | 2020-01-01 | 259.6436 | 0.0004489%
[25 empty] | 2020-10-11 | 17 | 11 | 18 | 2020-01-01 | 756.7904 | 0.001308%
[25 empty] | 2020-10-11 | 18 | 11 | 19 | 2020-01-01 | 7834.7673 | 0.01354%
[25 empty] | 2020-10-11 | 19 | 11 | 20 | 2020-01-01 | 29642.3303 | 0.05124%
[25 empty] | 2020-10-11 | 20 | 11 | 21 | 2020-01-01 | 26947.147 | 0.04658%
[25 empty] | 2020-10-11 | 21 | 11 | 22 | 2020-01-01 | 21328.4828 | 0.03687%
[25 empty] | 2020-10-11 | 22 | 11 | 23 | 2020-01-01 | 8339.6543 | 0.01442%
[25 empty] | 2020-10-11 | 23 | 11 | 24 | 2020-01-01 | 1541.2871 | 0.002665%
[25 empty] | 2020-10-11 | 24 | 12 | 1 | 2020-01-01 | 123.6473 | 0.0002138%
[25 empty] | 2020-10-12 | 1 | 12 | 2 | 2020-01-01 | 727.5621 | 0.001258%
[25 empty] | 2020-10-12 | 2 | 12 | 3 | 2020-01-01 | 295.3991 | 0.0005107%
[25 empty] | 2020-10-12 | 3 | 12 | 4 | 2020-01-01 | 114.1415 | 0.0001973%
[25 empty] | 2020-10-12 | 4 | 12 | 5 | 2020-01-01 | 59.7518 | 0.0001033%
[25 empty] | 2020-10-12 | 5 | 12 | 6 | 2020-01-01 | 101.7516 | 0.0001759%
[25 empty] | 2020-10-12 | 6 | 12 | 7 | 2020-01-01 | 220.6717 | 0.0003815%
[25 empty] | 2020-10-12 | 7 | 12 | 8 | 2020-01-01 | 1069.7009 | 0.001849%
[25 empty] | 2020-10-12 | 8 | 12 | 9 | 2020-01-01 | 995.8552 | 0.001722%
[25 empty] | 2020-10-12 | 9 | 12 | 10 | 2020-01-01 | 915.084 | 0.001582%
[25 empty] | 2020-10-12 | 10 | 12 | 11 | 2020-01-01 | 535.1033 | 0.0009251%
[25 empty] | 2020-10-12 | 11 | 12 | 12 | 2020-01-01 | 442.8671 | 0.0007656%
[25 empty] | 2020-10-12 | 12 | 12 | 13 | 2020-01-01 | 522.599 | 0.0009034%
[25 empty] | 2020-10-12 | 13 | 12 | 14 | 2020-01-01 | 714.93 | 0.001236%
[25 empty] | 2020-10-12 | 14 | 12 | 15 | 2020-01-01 | 1248.3205 | 0.002158%
[25 empty] | 2020-10-12 | 15 | 12 | 16 | 2020-01-01 | 2028.5605 | 0.003507%
[25 empty] | 2020-10-12 | 16 | 12 | 17 | 2020-01-01 | 5350.5139 | 0.00925%
[25 empty] | 2020-10-12 | 17 | 12 | 18 | 2020-01-01 | 19441.2212 | 0.03361%
[25 empty] | 2020-10-12 | 18 | 12 | 19 | 2020-01-01 | 60404.5154 | 0.1044%
[25 empty] | 2020-10-12 | 19 | 12 | 20 | 2020-01-01 | 80194.5384 | 0.1386%
[25 empty] | 2020-10-12 | 20 | 12 | 21 | 2020-01-01 | 81359.9055 | 0.1407%
[25 empty] | 2020-10-12 | 21 | 12 | 22 | 2020-01-01 | 68424.7921 | 0.1183%
[25 empty] | 2020-10-12 | 22 | 12 | 23 | 2020-01-01 | 50528.0359 | 0.08735%
[25 empty] | 2020-10-12 | 23 | 12 | 24 | 2020-01-01 | 22793.1169 | 0.0394%
[25 empty] | 2020-10-12 | 24 | 13 | 1 | 2020-01-01 | 4668.6381 | 0.008071%
[25 empty] | 2020-10-13 | 1 | 13 | 2 | 2020-01-01 | 1381.5688 | 0.002388%
[25 empty] | 2020-10-13 | 2 | 13 | 3 | 2020-01-01 | 267.788 | 0.0004629%
[25 empty] | 2020-10-13 | 3 | 13 | 4 | 2020-01-01 | 113.0438 | 0.0001954%
[25 empty] | 2020-10-13 | 4 | 13 | 5 | 2020-01-01 | 0 | 0%
[25 empty] | 2020-10-13 | 5 | 13 | 6 | 2020-01-01 | 38.4537 | 6.648e-05%
[25 empty] | 2020-10-13 | 6 | 13 | 7 | 2020-01-01 | 284.4422 | 0.0004917%
[25 empty] | 2020-10-13 | 7 | 13 | 8 | 2020-01-01 | 4553.2361 | 0.007871%
[25 empty] | 2020-10-13 | 8 | 13 | 9 | 2020-01-01 | 3010.6436 | 0.005205%
[25 empty] | 2020-10-13 | 9 | 13 | 10 | 2020-01-01 | 459.7539 | 0.0007948%
[25 empty] | 2020-10-13 | 10 | 13 | 11 | 2020-01-01 | 158.1431 | 0.0002734%
[25 empty] | 2020-10-13 | 11 | 13 | 12 | 2020-01-01 | 131.5483 | 0.0002274%
[25 empty] | 2020-10-13 | 12 | 13 | 13 | 2020-01-01 | 61.7768 | 0.0001068%
[25 empty] | 2020-10-13 | 13 | 13 | 14 | 2020-01-01 | 238.1851 | 0.0004118%
[25 empty] | 2020-10-13 | 14 | 13 | 15 | 2020-01-01 | 566.9023 | 0.00098%
[25 empty] | 2020-10-13 | 15 | 13 | 16 | 2020-01-01 | 1575.9376 | 0.002724%
[25 empty] | 2020-10-13 | 16 | 13 | 17 | 2020-01-01 | 7001.0041 | 0.0121%
[25 empty] | 2020-10-13 | 17 | 13 | 18 | 2020-01-01 | 22120.2247 | 0.03824%
[25 empty] | 2020-10-13 | 18 | 13 | 19 | 2020-01-01 | 68086.013 | 0.1177%
[25 empty] | 2020-10-13 | 19 | 13 | 20 | 2020-01-01 | 85501.9011 | 0.1478%
[25 empty] | 2020-10-13 | 20 | 13 | 21 | 2020-01-01 | 84109.5412 | 0.1454%
[25 empty] | 2020-10-13 | 21 | 13 | 22 | 2020-01-01 | 70516.687 | 0.1219%
[25 empty] | 2020-10-13 | 22 | 13 | 23 | 2020-01-01 | 51917.8479 | 0.08975%
[25 empty] | 2020-10-13 | 23 | 13 | 24 | 2020-01-01 | 25224.8265 | 0.04361%
[25 empty] | 2020-10-13 | 24 | 14 | 1 | 2020-01-01 | 7508.5216 | 0.01298%
[25 empty] | 2020-10-14 | 1 | 14 | 2 | 2020-01-01 | 3688.0966 | 0.006376%
[25 empty] | 2020-10-14 | 2 | 14 | 3 | 2020-01-01 | 258.376 | 0.0004467%
[25 empty] | 2020-10-14 | 3 | 14 | 4 | 2020-01-01 | 79.5394 | 0.0001375%
[25 empty] | 2020-10-14 | 4 | 14 | 5 | 2020-01-01 | 11.7049 | 2.023e-05%
[25 empty] | 2020-10-14 | 5 | 14 | 6 | 2020-01-01 | 82.8898 | 0.0001433%
[25 empty] | 2020-10-14 | 6 | 14 | 7 | 2020-01-01 | 539.7297 | 0.0009331%
[25 empty] | 2020-10-14 | 7 | 14 | 8 | 2020-01-01 | 5149.2487 | 0.008902%
[25 empty] | 2020-10-14 | 8 | 14 | 9 | 2020-01-01 | 3450.6566 | 0.005965%
[25 empty] | 2020-10-14 | 9 | 14 | 10 | 2020-01-01 | 905.333 | 0.001565%
[25 empty] | 2020-10-14 | 10 | 14 | 11 | 2020-01-01 | 355.0845 | 0.0006139%
[25 empty] | 2020-10-14 | 11 | 14 | 12 | 2020-01-01 | 359.4954 | 0.0006215%
[25 empty] | 2020-10-14 | 12 | 14 | 13 | 2020-01-01 | 404.5727 | 0.0006994%
[25 empty] | 2020-10-14 | 13 | 14 | 14 | 2020-01-01 | 641.505 | 0.001109%
[25 empty] | 2020-10-14 | 14 | 14 | 15 | 2020-01-01 | 1210.7912 | 0.002093%
[25 empty] | 2020-10-14 | 15 | 14 | 16 | 2020-01-01 | 3538.7813 | 0.006118%
[25 empty] | 2020-10-14 | 16 | 14 | 17 | 2020-01-01 | 17798.5623 | 0.03077%
[25 empty] | 2020-10-14 | 17 | 14 | 18 | 2020-01-01 | 50461.0779 | 0.08723%
[25 empty] | 2020-10-14 | 18 | 14 | 19 | 2020-01-01 | 93633.9218 | 0.1619%
[25 empty] | 2020-10-14 | 19 | 14 | 20 | 2020-01-01 | 107003.112 | 0.185%
[25 empty] | 2020-10-14 | 20 | 14 | 21 | 2020-01-01 | 104754.6819 | 0.1811%
[25 empty] | 2020-10-14 | 21 | 14 | 22 | 2020-01-01 | 87392.1806 | 0.1511%
[25 empty] | 2020-10-14 | 22 | 14 | 23 | 2020-01-01 | 66925.6007 | 0.1157%
[25 empty] | 2020-10-14 | 23 | 14 | 24 | 2020-01-01 | 34185.1612 | 0.0591%
[25 empty] | 2020-10-14 | 24 | 15 | 1 | 2020-01-01 | 10095.3613 | 0.01745%
[25 empty] | 2020-10-15 | 1 | 15 | 2 | 2020-01-01 | 59.3507 | 0.0001026%
[25 empty] | 2020-10-15 | 2 | 15 | 3 | 2020-01-01 | 0 | 0%
[25 empty] | 2020-10-15 | 3 | 15 | 4 | 2020-01-01 | 0 | 0%
[25 empty] | 2020-10-15 | 4 | 15 | 5 | 2020-01-01 | 0 | 0%
[25 empty] | 2020-10-15 | 5 | 15 | 6 | 2020-01-01 | 0 | 0%
[25 empty] | 2020-10-15 | 6 | 15 | 7 | 2020-01-01 | 51.0101 | 8.818e-05%
[25 empty] | 2020-10-15 | 7 | 15 | 8 | 2020-01-01 | 1636.2972 | 0.002829%
[25 empty] | 2020-10-15 | 8 | 15 | 9 | 2020-01-01 | 2040.3297 | 0.003527%
[25 empty] | 2020-10-15 | 9 | 15 | 10 | 2020-01-01 | 474.5852 | 0.0008204%
[25 empty] | 2020-10-15 | 10 | 15 | 11 | 2020-01-01 | 134.221 | 0.000232%
[25 empty] | 2020-10-15 | 11 | 15 | 12 | 2020-01-01 | 47.1469 | 8.151e-05%
[25 empty] | 2020-10-15 | 12 | 15 | 13 | 2020-01-01 | 5.3856 | 9.31e-06%
[25 empty] | 2020-10-15 | 13 | 15 | 14 | 2020-01-01 | 11.9917 | 2.073e-05%
[25 empty] | 2020-10-15 | 14 | 15 | 15 | 2020-01-01 | 91.0414 | 0.0001574%
[25 empty] | 2020-10-15 | 15 | 15 | 16 | 2020-01-01 | 223.3089 | 0.000386%
[25 empty] | 2020-10-15 | 16 | 15 | 17 | 2020-01-01 | 985.2279 | 0.001703%
[25 empty] | 2020-10-15 | 17 | 15 | 18 | 2020-01-01 | 2542.8755 | 0.004396%
[25 empty] | 2020-10-15 | 18 | 15 | 19 | 2020-01-01 | 20332.8442 | 0.03515%
[25 empty] | 2020-10-15 | 19 | 15 | 20 | 2020-01-01 | 48816.776 | 0.08439%
[25 empty] | 2020-10-15 | 20 | 15 | 21 | 2020-01-01 | 49714.3729 | 0.08594%
[25 empty] | 2020-10-15 | 21 | 15 | 22 | 2020-01-01 | 39076.7578 | 0.06755%
[25 empty] | 2020-10-15 | 22 | 15 | 23 | 2020-01-01 | 21668.5143 | 0.03746%
[25 empty] | 2020-10-15 | 23 | 15 | 24 | 2020-01-01 | 4295.4862 | 0.007426%
[25 empty] | 2020-10-15 | 24 | 16 | 1 | 2020-01-01 | 441.0691 | 0.0007625%
[25 empty] | 2020-10-16 | 1 | 16 | 2 | 2020-01-01 | 171.808 | 0.000297%
[25 empty] | 2020-10-16 | 2 | 16 | 3 | 2020-01-01 | 0 | 0%
[25 empty] | 2020-10-16 | 3 | 16 | 4 | 2020-01-01 | 0 | 0%
[25 empty] | 2020-10-16 | 4 | 16 | 5 | 2020-01-01 | 0 | 0%
[25 empty] | 2020-10-16 | 5 | 16 | 6 | 2020-01-01 | 0 | 0%
[25 empty] | 2020-10-16 | 6 | 16 | 7 | 2020-01-01 | 0 | 0%
[25 empty] | 2020-10-16 | 7 | 16 | 8 | 2020-01-01 | 706.5184 | 0.001221%
[25 empty] | 2020-10-16 | 8 | 16 | 9 | 2020-01-01 | 1125.886 | 0.001946%
[25 empty] | 2020-10-16 | 9 | 16 | 10 | 2020-01-01 | 789.8694 | 0.001365%
[25 empty] | 2020-10-16 | 10 | 16 | 11 | 2020-01-01 | 223.312 | 0.0003861%
[25 empty] | 2020-10-16 | 11 | 16 | 12 | 2020-01-01 | 102.6037 | 0.0001774%
[25 empty] | 2020-10-16 | 12 | 16 | 13 | 2020-01-01 | 48.8583 | 8.446e-05%
[25 empty] | 2020-10-16 | 13 | 16 | 14 | 2020-01-01 | 32.3703 | 5.596e-05%
[25 empty] | 2020-10-16 | 14 | 16 | 15 | 2020-01-01 | 88.5879 | 0.0001531%
[25 empty] | 2020-10-16 | 15 | 16 | 16 | 2020-01-01 | 176.0445 | 0.0003043%
[25 empty] | 2020-10-16 | 16 | 16 | 17 | 2020-01-01 | 551.9154 | 0.0009541%
[25 empty] | 2020-10-16 | 17 | 16 | 18 | 2020-01-01 | 1361.4998 | 0.002354%
[25 empty] | 2020-10-16 | 18 | 16 | 19 | 2020-01-01 | 14655.1435 | 0.02534%
[25 empty] | 2020-10-16 | 19 | 16 | 20 | 2020-01-01 | 39934.7089 | 0.06904%
[25 empty] | 2020-10-16 | 20 | 16 | 21 | 2020-01-01 | 41266.5834 | 0.07134%
[25 empty] | 2020-10-16 | 21 | 16 | 22 | 2020-01-01 | 31525.2281 | 0.0545%
[25 empty] | 2020-10-16 | 22 | 16 | 23 | 2020-01-01 | 17649.7307 | 0.03051%
[25 empty] | 2020-10-16 | 23 | 16 | 24 | 2020-01-01 | 2949.9014 | 0.0051%
[25 empty] | 2020-10-16 | 24 | 17 | 1 | 2020-01-01 | 174.1501 | 0.0003011%
[25 empty] | 2020-10-17 | 1 | 17 | 2 | 2020-01-01 | 65.2796 | 0.0001129%
[25 empty] | 2020-10-17 | 2 | 17 | 3 | 2020-01-01 | 15.4253 | 2.667e-05%
[25 empty] | 2020-10-17 | 3 | 17 | 4 | 2020-01-01 | 0 | 0%
[25 empty] | 2020-10-17 | 4 | 17 | 5 | 2020-01-01 | 0 | 0%
[25 empty] | 2020-10-17 | 5 | 17 | 6 | 2020-01-01 | 0 | 0%
[25 empty] | 2020-10-17 | 6 | 17 | 7 | 2020-01-01 | 0 | 0%
[25 empty] | 2020-10-17 | 7 | 17 | 8 | 2020-01-01 | 58.5747 | 0.0001013%
[25 empty] | 2020-10-17 | 8 | 17 | 9 | 2020-01-01 | 24.1975 | 4.183e-05%
[25 empty] | 2020-10-17 | 9 | 17 | 10 | 2020-01-01 | 161.1927 | 0.0002787%
[25 empty] | 2020-10-17 | 10 | 17 | 11 | 2020-01-01 | 0 | 0%
[25 empty] | 2020-10-17 | 11 | 17 | 12 | 2020-01-01 | 0 | 0%
[25 empty] | 2020-10-17 | 12 | 17 | 13 | 2020-01-01 | 0 | 0%
[25 empty] | 2020-10-17 | 13 | 17 | 14 | 2020-01-01 | 0 | 0%
[25 empty] | 2020-10-17 | 14 | 17 | 15 | 2020-01-01 | 0 | 0%
[25 empty] | 2020-10-17 | 15 | 17 | 16 | 2020-01-01 | 0 | 0%
[25 empty] | 2020-10-17 | 16 | 17 | 17 | 2020-01-01 | 432.3761 | 0.0007475%
[25 empty] | 2020-10-17 | 17 | 17 | 18 | 2020-01-01 | 81.5055 | 0.0001409%
[25 empty] | 2020-10-17 | 18 | 17 | 19 | 2020-01-01 | 2082.5305 | 0.0036%
[25 empty] | 2020-10-17 | 19 | 17 | 20 | 2020-01-01 | 14234.3392 | 0.02461%
[25 empty] | 2020-10-17 | 20 | 17 | 21 | 2020-01-01 | 20767.5292 | 0.0359%
[25 empty] | 2020-10-17 | 21 | 17 | 22 | 2020-01-01 | 16690.8783 | 0.02885%
[25 empty] | 2020-10-17 | 22 | 17 | 23 | 2020-01-01 | 6895.0501 | 0.01192%
[25 empty] | 2020-10-17 | 23 | 17 | 24 | 2020-01-01 | 993.2129 | 0.001717%
[25 empty] | 2020-10-17 | 24 | 18 | 1 | 2020-01-01 | 48.5525 | 8.394e-05%
[25 empty] | 2020-10-18 | 1 | 18 | 2 | 2020-01-01 | 129.0751 | 0.0002231%
[25 empty] | 2020-10-18 | 2 | 18 | 3 | 2020-01-01 | 82.2077 | 0.0001421%
[25 empty] | 2020-10-18 | 3 | 18 | 4 | 2020-01-01 | 43.2797 | 7.482e-05%
[25 empty] | 2020-10-18 | 4 | 18 | 5 | 2020-01-01 | 0 | 0%
[25 empty] | 2020-10-18 | 5 | 18 | 6 | 2020-01-01 | 9.5954 | 1.659e-05%
[25 empty] | 2020-10-18 | 6 | 18 | 7 | 2020-01-01 | 82.4103 | 0.0001425%
[25 empty] | 2020-10-18 | 7 | 18 | 8 | 2020-01-01 | 292.6615 | 0.0005059%
[25 empty] | 2020-10-18 | 8 | 18 | 9 | 2020-01-01 | 224.2237 | 0.0003876%
[25 empty] | 2020-10-18 | 9 | 18 | 10 | 2020-01-01 | 910.5634 | 0.001574%
[25 empty] | 2020-10-18 | 10 | 18 | 11 | 2020-01-01 | 0 | 0%
[25 empty] | 2020-10-18 | 11 | 18 | 12 | 2020-01-01 | 78.3755 | 0.0001355%
[25 empty] | 2020-10-18 | 12 | 18 | 13 | 2020-01-01 | 56.1755 | 9.711e-05%
[25 empty] | 2020-10-18 | 13 | 18 | 14 | 2020-01-01 | 10.502 | 1.816e-05%
[25 empty] | 2020-10-18 | 14 | 18 | 15 | 2020-01-01 | 0 | 0%
[25 empty] | 2020-10-18 | 15 | 18 | 16 | 2020-01-01 | 0 | 0%
[25 empty] | 2020-10-18 | 16 | 18 | 17 | 2020-01-01 | 179.5369 | 0.0003104%
[25 empty] | 2020-10-18 | 17 | 18 | 18 | 2020-01-01 | 35.1321 | 6.073e-05%
[25 empty] | 2020-10-18 | 18 | 18 | 19 | 2020-01-01 | 4551.3882 | 0.007868%
[25 empty] | 2020-10-18 | 19 | 18 | 20 | 2020-01-01 | 21598.3626 | 0.03734%
[25 empty] | 2020-10-18 | 20 | 18 | 21 | 2020-01-01 | 24020.5059 | 0.04153%
[25 empty] | 2020-10-18 | 21 | 18 | 22 | 2020-01-01 | 18790.1852 | 0.03248%
[25 empty] | 2020-10-18 | 22 | 18 | 23 | 2020-01-01 | 9086.2086 | 0.01571%
[25 empty] | 2020-10-18 | 23 | 18 | 24 | 2020-01-01 | 1878.4246 | 0.003247%
[25 empty] | 2020-10-18 | 24 | 19 | 1 | 2020-01-01 | 289.2844 | 0.0005001%
[25 empty] | 2020-10-19 | 1 | 19 | 2 | 2020-01-01 | 365.4171 | 0.0006317%
[25 empty] | 2020-10-19 | 2 | 19 | 3 | 2020-01-01 | 55.5289 | 9.6e-05%
[25 empty] | 2020-10-19 | 3 | 19 | 4 | 2020-01-01 | 0 | 0%
[25 empty] | 2020-10-19 | 4 | 19 | 5 | 2020-01-01 | 0 | 0%
[25 empty] | 2020-10-19 | 5 | 19 | 6 | 2020-01-01 | 0 | 0%
[25 empty] | 2020-10-19 | 6 | 19 | 7 | 2020-01-01 | 242.0557 | 0.0004185%
[25 empty] | 2020-10-19 | 7 | 19 | 8 | 2020-01-01 | 1800.4408 | 0.003113%
[25 empty] | 2020-10-19 | 8 | 19 | 9 | 2020-01-01 | 2335.2394 | 0.004037%
[25 empty] | 2020-10-19 | 9 | 19 | 10 | 2020-01-01 | 924.3091 | 0.001598%
[25 empty] | 2020-10-19 | 10 | 19 | 11 | 2020-01-01 | 99.6106 | 0.0001722%
[25 empty] | 2020-10-19 | 11 | 19 | 12 | 2020-01-01 | 0 | 0%
[25 empty] | 2020-10-19 | 12 | 19 | 13 | 2020-01-01 | 0 | 0%
[25 empty] | 2020-10-19 | 13 | 19 | 14 | 2020-01-01 | 0 | 0%
[25 empty] | 2020-10-19 | 14 | 19 | 15 | 2020-01-01 | 0 | 0%
[25 empty] | 2020-10-19 | 15 | 19 | 16 | 2020-01-01 | 173.9324 | 0.0003007%
[25 empty] | 2020-10-19 | 16 | 19 | 17 | 2020-01-01 | 977.6441 | 0.00169%
[25 empty] | 2020-10-19 | 17 | 19 | 18 | 2020-01-01 | 2654.2426 | 0.004589%
[25 empty] | 2020-10-19 | 18 | 19 | 19 | 2020-01-01 | 13964.6948 | 0.02414%
[25 empty] | 2020-10-19 | 19 | 19 | 20 | 2020-01-01 | 27562.4138 | 0.04765%
[25 empty] | 2020-10-19 | 20 | 19 | 21 | 2020-01-01 | 30838.7145 | 0.05331%
[25 empty] | 2020-10-19 | 21 | 19 | 22 | 2020-01-01 | 23500.7328 | 0.04063%
[25 empty] | 2020-10-19 | 22 | 19 | 23 | 2020-01-01 | 13023.1904 | 0.02251%
[25 empty] | 2020-10-19 | 23 | 19 | 24 | 2020-01-01 | 3428.0451 | 0.005926%
[25 empty] | 2020-10-19 | 24 | 20 | 1 | 2020-01-01 | 789.9375 | 0.001366%
[25 empty] | 2020-10-20 | 1 | 20 | 2 | 2020-01-01 | 157.749 | 0.0002727%
[25 empty] | 2020-10-20 | 2 | 20 | 3 | 2020-01-01 | 0 | 0%
[25 empty] | 2020-10-20 | 3 | 20 | 4 | 2020-01-01 | 0 | 0%
[25 empty] | 2020-10-20 | 4 | 20 | 5 | 2020-01-01 | 0 | 0%
[25 empty] | 2020-10-20 | 5 | 20 | 6 | 2020-01-01 | 0 | 0%
[25 empty] | 2020-10-20 | 6 | 20 | 7 | 2020-01-01 | 0 | 0%
[25 empty] | 2020-10-20 | 7 | 20 | 8 | 2020-01-01 | 90.4133 | 0.0001563%
[25 empty] | 2020-10-20 | 8 | 20 | 9 | 2020-01-01 | 189.282 | 0.0003272%
[25 empty] | 2020-10-20 | 9 | 20 | 10 | 2020-01-01 | 172.4217 | 0.0002981%
[25 empty] | 2020-10-20 | 10 | 20 | 11 | 2020-01-01 | 3.0386 | 5.253e-06%
[25 empty] | 2020-10-20 | 11 | 20 | 12 | 2020-01-01 | 0 | 0%
[25 empty] | 2020-10-20 | 12 | 20 | 13 | 2020-01-01 | 0 | 0%
[25 empty] | 2020-10-20 | 13 | 20 | 14 | 2020-01-01 | 0 | 0%
[25 empty] | 2020-10-20 | 14 | 20 | 15 | 2020-01-01 | 0 | 0%
[25 empty] | 2020-10-20 | 15 | 20 | 16 | 2020-01-01 | 0 | 0%
[25 empty] | 2020-10-20 | 16 | 20 | 17 | 2020-01-01 | 244.9875 | 0.0004235%
[25 empty] | 2020-10-20 | 17 | 20 | 18 | 2020-01-01 | 1535.3449 | 0.002654%
[25 empty] | 2020-10-20 | 18 | 20 | 19 | 2020-01-01 | 10977.8104 | 0.01898%
[25 empty] | 2020-10-20 | 19 | 20 | 20 | 2020-01-01 | 28683.98 | 0.04959%
[25 empty] | 2020-10-20 | 20 | 20 | 21 | 2020-01-01 | 31933.5271 | 0.05521%
[25 empty] | 2020-10-20 | 21 | 20 | 22 | 2020-01-01 | 24286.1376 | 0.04198%
[25 empty] | 2020-10-20 | 22 | 20 | 23 | 2020-01-01 | 13329.446 | 0.02304%
[25 empty] | 2020-10-20 | 23 | 20 | 24 | 2020-01-01 | 2415.3758 | 0.004176%
[25 empty] | 2020-10-20 | 24 | 21 | 1 | 2020-01-01 | 106.2102 | 0.0001836%
[25 empty] | 2020-10-21 | 1 | 21 | 2 | 2020-01-01 | 181.7787 | 0.0003143%
[25 empty] | 2020-10-21 | 2 | 21 | 3 | 2020-01-01 | 21.0478 | 3.639e-05%
[25 empty] | 2020-10-21 | 3 | 21 | 4 | 2020-01-01 | 0 | 0%
[25 empty] | 2020-10-21 | 4 | 21 | 5 | 2020-01-01 | 0 | 0%
[25 empty] | 2020-10-21 | 5 | 21 | 6 | 2020-01-01 | 0 | 0%
[25 empty] | 2020-10-21 | 6 | 21 | 7 | 2020-01-01 | 39.3381 | 6.801e-05%
[25 empty] | 2020-10-21 | 7 | 21 | 8 | 2020-01-01 | 1021.7455 | 0.001766%
[25 empty] | 2020-10-21 | 8 | 21 | 9 | 2020-01-01 | 1420.9781 | 0.002457%
[25 empty] | 2020-10-21 | 9 | 21 | 10 | 2020-01-01 | 266.4412 | 0.0004606%
[25 empty] | 2020-10-21 | 10 | 21 | 11 | 2020-01-01 | 41.5353 | 7.18e-05%
[25 empty] | 2020-10-21 | 11 | 21 | 12 | 2020-01-01 | 0 | 0%
[25 empty] | 2020-10-21 | 12 | 21 | 13 | 2020-01-01 | 0 | 0%
[25 empty] | 2020-10-21 | 13 | 21 | 14 | 2020-01-01 | 0 | 0%
[25 empty] | 2020-10-21 | 14 | 21 | 15 | 2020-01-01 | 64.2932 | 0.0001111%
[25 empty] | 2020-10-21 | 15 | 21 | 16 | 2020-01-01 | 110.4964 | 0.000191%
[25 empty] | 2020-10-21 | 16 | 21 | 17 | 2020-01-01 | 1235.042 | 0.002135%
[25 empty] | 2020-10-21 | 17 | 21 | 18 | 2020-01-01 | 3300.5678 | 0.005706%
[25 empty] | 2020-10-21 | 18 | 21 | 19 | 2020-01-01 | 27806.9287 | 0.04807%
[25 empty] | 2020-10-21 | 19 | 21 | 20 | 2020-01-01 | 49826.6184 | 0.08614%
[25 empty] | 2020-10-21 | 20 | 21 | 21 | 2020-01-01 | 48737.9634 | 0.08426%
[25 empty] | 2020-10-21 | 21 | 21 | 22 | 2020-01-01 | 37889.966 | 0.0655%
[25 empty] | 2020-10-21 | 22 | 21 | 23 | 2020-01-01 | 25205.3674 | 0.04357%
[25 empty] | 2020-10-21 | 23 | 21 | 24 | 2020-01-01 | 8633.8969 | 0.01493%
[25 empty] | 2020-10-21 | 24 | 22 | 1 | 2020-01-01 | 1363.5028 | 0.002357%
[25 empty] | 2020-10-22 | 1 | 22 | 2 | 2020-01-01 | 98.9901 | 0.0001711%
[25 empty] | 2020-10-22 | 2 | 22 | 3 | 2020-01-01 | 0 | 0%
[25 empty] | 2020-10-22 | 3 | 22 | 4 | 2020-01-01 | 0 | 0%
[25 empty] | 2020-10-22 | 4 | 22 | 5 | 2020-01-01 | 0 | 0%
[25 empty] | 2020-10-22 | 5 | 22 | 6 | 2020-01-01 | 0 | 0%
[25 empty] | 2020-10-22 | 6 | 22 | 7 | 2020-01-01 | 7.1231 | 1.231e-05%
[25 empty] | 2020-10-22 | 7 | 22 | 8 | 2020-01-01 | 1979.8762 | 0.003423%
[25 empty] | 2020-10-22 | 8 | 22 | 9 | 2020-01-01 | 2063.0581 | 0.003567%
[25 empty] | 2020-10-22 | 9 | 22 | 10 | 2020-01-01 | 236.4737 | 0.0004088%
[25 empty] | 2020-10-22 | 10 | 22 | 11 | 2020-01-01 | 0 | 0%
[25 empty] | 2020-10-22 | 11 | 22 | 12 | 2020-01-01 | 0 | 0%
[25 empty] | 2020-10-22 | 12 | 22 | 13 | 2020-01-01 | 0 | 0%
[25 empty] | 2020-10-22 | 13 | 22 | 14 | 2020-01-01 | 0 | 0%
[25 empty] | 2020-10-22 | 14 | 22 | 15 | 2020-01-01 | 0 | 0%
[25 empty] | 2020-10-22 | 15 | 22 | 16 | 2020-01-01 | 0 | 0%
[25 empty] | 2020-10-22 | 16 | 22 | 17 | 2020-01-01 | 148.841 | 0.0002573%
[25 empty] | 2020-10-22 | 17 | 22 | 18 | 2020-01-01 | 381.4942 | 0.0006595%
[25 empty] | 2020-10-22 | 18 | 22 | 19 | 2020-01-01 | 12616.7514 | 0.02181%
[25 empty] | 2020-10-22 | 19 | 22 | 20 | 2020-01-01 | 37150.9013 | 0.06422%
[25 empty] | 2020-10-22 | 20 | 22 | 21 | 2020-01-01 | 37447.6281 | 0.06474%
[25 empty] | 2020-10-22 | 21 | 22 | 22 | 2020-01-01 | 28886.1113 | 0.04994%
[25 empty] | 2020-10-22 | 22 | 22 | 23 | 2020-01-01 | 17028.7926 | 0.02944%
[25 empty] | 2020-10-22 | 23 | 22 | 24 | 2020-01-01 | 3947.6388 | 0.006824%
[25 empty] | 2020-10-22 | 24 | 23 | 1 | 2020-01-01 | 430.911 | 0.0007449%
[25 empty] | 2020-10-23 | 1 | 23 | 2 | 2020-01-01 | 175.615 | 0.0003036%
[25 empty] | 2020-10-23 | 2 | 23 | 3 | 2020-01-01 | 36.9578 | 6.389e-05%
[25 empty] | 2020-10-23 | 3 | 23 | 4 | 2020-01-01 | 6.7328 | 1.164e-05%
[25 empty] | 2020-10-23 | 4 | 23 | 5 | 2020-01-01 | 0 | 0%
[25 empty] | 2020-10-23 | 5 | 23 | 6 | 2020-01-01 | 0 | 0%
[25 empty] | 2020-10-23 | 6 | 23 | 7 | 2020-01-01 | 17.1804 | 2.97e-05%
[25 empty] | 2020-10-23 | 7 | 23 | 8 | 2020-01-01 | 531.4156 | 0.0009187%
[25 empty] | 2020-10-23 | 8 | 23 | 9 | 2020-01-01 | 231.9545 | 0.000401%
[25 empty] | 2020-10-23 | 9 | 23 | 10 | 2020-01-01 | 937.3624 | 0.00162%
[25 empty] | 2020-10-23 | 10 | 23 | 11 | 2020-01-01 | 0 | 0%
[25 empty] | 2020-10-23 | 11 | 23 | 12 | 2020-01-01 | 0 | 0%
[25 empty] | 2020-10-23 | 12 | 23 | 13 | 2020-01-01 | 0 | 0%
[25 empty] | 2020-10-23 | 13 | 23 | 14 | 2020-01-01 | 0 | 0%
[25 empty] | 2020-10-23 | 14 | 23 | 15 | 2020-01-01 | 0 | 0%
[25 empty] | 2020-10-23 | 15 | 23 | 16 | 2020-01-01 | 0 | 0%
[25 empty] | 2020-10-23 | 16 | 23 | 17 | 2020-01-01 | 295.7695 | 0.0005113%
[25 empty] | 2020-10-23 | 17 | 23 | 18 | 2020-01-01 | 420.4522 | 0.0007269%
[25 empty] | 2020-10-23 | 18 | 23 | 19 | 2020-01-01 | 11487.0135 | 0.01986%
[25 empty] | 2020-10-23 | 19 | 23 | 20 | 2020-01-01 | 31303.5879 | 0.05412%
[25 empty] | 2020-10-23 | 20 | 23 | 21 | 2020-01-01 | 36236.0128 | 0.06264%
[25 empty] | 2020-10-23 | 21 | 23 | 22 | 2020-01-01 | 28610.519 | 0.04946%
[25 empty] | 2020-10-23 | 22 | 23 | 23 | 2020-01-01 | 16513.4668 | 0.02855%
[25 empty] | 2020-10-23 | 23 | 23 | 24 | 2020-01-01 | 4021.3938 | 0.006952%
[25 empty] | 2020-10-23 | 24 | 24 | 1 | 2020-01-01 | 418.9179 | 0.0007242%
[25 empty] | 2020-10-24 | 1 | 24 | 2 | 2020-01-01 | 3.4123 | 5.899e-06%
[25 empty] | 2020-10-24 | 2 | 24 | 3 | 2020-01-01 | 0 | 0%
[25 empty] | 2020-10-24 | 3 | 24 | 4 | 2020-01-01 | 0 | 0%
[25 empty] | 2020-10-24 | 4 | 24 | 5 | 2020-01-01 | 0 | 0%
[25 empty] | 2020-10-24 | 5 | 24 | 6 | 2020-01-01 | 0 | 0%
[25 empty] | 2020-10-24 | 6 | 24 | 7 | 2020-01-01 | 0 | 0%
[25 empty] | 2020-10-24 | 7 | 24 | 8 | 2020-01-01 | 73.9472 | 0.0001278%
[25 empty] | 2020-10-24 | 8 | 24 | 9 | 2020-01-01 | 105.5644 | 0.0001825%
[25 empty] | 2020-10-24 | 9 | 24 | 10 | 2020-01-01 | 521.5139 | 0.0009016%
[25 empty] | 2020-10-24 | 10 | 24 | 11 | 2020-01-01 | 0 | 0%
[25 empty] | 2020-10-24 | 11 | 24 | 12 | 2020-01-01 | 0 | 0%
[25 empty] | 2020-10-24 | 12 | 24 | 13 | 2020-01-01 | 0 | 0%
[25 empty] | 2020-10-24 | 13 | 24 | 14 | 2020-01-01 | 0 | 0%
[25 empty] | 2020-10-24 | 14 | 24 | 15 | 2020-01-01 | 0 | 0%
[25 empty] | 2020-10-24 | 15 | 24 | 16 | 2020-01-01 | 0 | 0%
[25 empty] | 2020-10-24 | 16 | 24 | 17 | 2020-01-01 | 296.8463 | 0.0005132%
[25 empty] | 2020-10-24 | 17 | 24 | 18 | 2020-01-01 | 198.0726 | 0.0003424%
[25 empty] | 2020-10-24 | 18 | 24 | 19 | 2020-01-01 | 7392.9984 | 0.01278%
[25 empty] | 2020-10-24 | 19 | 24 | 20 | 2020-01-01 | 25409.8988 | 0.04393%
[25 empty] | 2020-10-24 | 20 | 24 | 21 | 2020-01-01 | 30090.1593 | 0.05202%
[25 empty] | 2020-10-24 | 21 | 24 | 22 | 2020-01-01 | 24668.3566 | 0.04265%
[25 empty] | 2020-10-24 | 22 | 24 | 23 | 2020-01-01 | 11453.5641 | 0.0198%
[25 empty] | 2020-10-24 | 23 | 24 | 24 | 2020-01-01 | 2611.7602 | 0.004515%
[25 empty] | 2020-10-24 | 24 | 25 | 1 | 2020-01-01 | 101.5625 | 0.0001756%
[25 empty] | 2020-10-25 | 1 | 25 | 2 | 2020-01-01 | 68.2296 | 0.000118%
[25 empty] | 2020-10-25 | 2 | 25 | 3 | 2020-01-01 | 42.5154 | 7.35e-05%
[25 empty] | 2020-10-25 | 3 | 25 | 4 | 2020-01-01 | 11.2164 | 1.939e-05%
[25 empty] | 2020-10-25 | 4 | 25 | 5 | 2020-01-01 | 0 | 0%
[25 empty] | 2020-10-25 | 5 | 25 | 6 | 2020-01-01 | 0 | 0%
[25 empty] | 2020-10-25 | 6 | 25 | 7 | 2020-01-01 | 5.1667 | 8.932e-06%
[25 empty] | 2020-10-25 | 7 | 25 | 8 | 2020-01-01 | 112.9167 | 0.0001952%
[25 empty] | 2020-10-25 | 8 | 25 | 9 | 2020-01-01 | 8.8144 | 1.524e-05%
[25 empty] | 2020-10-25 | 9 | 25 | 10 | 2020-01-01 | 2048.1695 | 0.003541%
[25 empty] | 2020-10-25 | 10 | 25 | 11 | 2020-01-01 | 0 | 0%
[25 empty] | 2020-10-25 | 11 | 25 | 12 | 2020-01-01 | 0 | 0%
[25 empty] | 2020-10-25 | 12 | 25 | 13 | 2020-01-01 | 0 | 0%
[25 empty] | 2020-10-25 | 13 | 25 | 14 | 2020-01-01 | 0 | 0%
[25 empty] | 2020-10-25 | 14 | 25 | 15 | 2020-01-01 | 0 | 0%
[25 empty] | 2020-10-25 | 15 | 25 | 16 | 2020-01-01 | 0 | 0%
[25 empty] | 2020-10-25 | 16 | 25 | 17 | 2020-01-01 | 645.2541 | 0.001115%
[25 empty] | 2020-10-25 | 17 | 25 | 18 | 2020-01-01 | 128.4058 | 0.000222%
[25 empty] | 2020-10-25 | 18 | 25 | 19 | 2020-01-01 | 7628.0441 | 0.01319%
[25 empty] | 2020-10-25 | 19 | 25 | 20 | 2020-01-01 | 26577.0563 | 0.04595%
[25 empty] | 2020-10-25 | 20 | 25 | 21 | 2020-01-01 | 26654.7123 | 0.04608%
[25 empty] | 2020-10-25 | 21 | 25 | 22 | 2020-01-01 | 22136.5183 | 0.03827%
[25 empty] | 2020-10-25 | 22 | 25 | 23 | 2020-01-01 | 10741.9108 | 0.01857%
[25 empty] | 2020-10-25 | 23 | 25 | 24 | 2020-01-01 | 1965.4359 | 0.003398%
[25 empty] | 2020-10-25 | 24 | 26 | 1 | 2020-01-01 | 52.8195 | 9.131e-05%
[25 empty] | 2020-10-26 | 1 | 26 | 2 | 2020-01-01 | 365.1688 | 0.0006313%
[25 empty] | 2020-10-26 | 2 | 26 | 3 | 2020-01-01 | 17.4498 | 3.017e-05%
[25 empty] | 2020-10-26 | 3 | 26 | 4 | 2020-01-01 | 0 | 0%
[25 empty] | 2020-10-26 | 4 | 26 | 5 | 2020-01-01 | 0 | 0%
[25 empty] | 2020-10-26 | 5 | 26 | 6 | 2020-01-01 | 0 | 0%
[25 empty] | 2020-10-26 | 6 | 26 | 7 | 2020-01-01 | 111.6606 | 0.000193%
[25 empty] | 2020-10-26 | 7 | 26 | 8 | 2020-01-01 | 1464.2875 | 0.002531%
[25 empty] | 2020-10-26 | 8 | 26 | 9 | 2020-01-01 | 1941.0639 | 0.003356%
[25 empty] | 2020-10-26 | 9 | 26 | 10 | 2020-01-01 | 346.6025 | 0.0005992%
[25 empty] | 2020-10-26 | 10 | 26 | 11 | 2020-01-01 | 0 | 0%
[25 empty] | 2020-10-26 | 11 | 26 | 12 | 2020-01-01 | 0 | 0%
[25 empty] | 2020-10-26 | 12 | 26 | 13 | 2020-01-01 | 0 | 0%
[25 empty] | 2020-10-26 | 13 | 26 | 14 | 2020-01-01 | 0 | 0%
[25 empty] | 2020-10-26 | 14 | 26 | 15 | 2020-01-01 | 0 | 0%
[25 empty] | 2020-10-26 | 15 | 26 | 16 | 2020-01-01 | 0 | 0%
[25 empty] | 2020-10-26 | 16 | 26 | 17 | 2020-01-01 | 206.4352 | 0.0003569%
[25 empty] | 2020-10-26 | 17 | 26 | 18 | 2020-01-01 | 1452.1733 | 0.00251%
[25 empty] | 2020-10-26 | 18 | 26 | 19 | 2020-01-01 | 18545.3386 | 0.03206%
[25 empty] | 2020-10-26 | 19 | 26 | 20 | 2020-01-01 | 37802.3469 | 0.06535%
[25 empty] | 2020-10-26 | 20 | 26 | 21 | 2020-01-01 | 41337.9573 | 0.07146%
[25 empty] | 2020-10-26 | 21 | 26 | 22 | 2020-01-01 | 35098.6195 | 0.06068%
[25 empty] | 2020-10-26 | 22 | 26 | 23 | 2020-01-01 | 22912.4526 | 0.03961%
[25 empty] | 2020-10-26 | 23 | 26 | 24 | 2020-01-01 | 6910.547 | 0.01195%
[25 empty] | 2020-10-26 | 24 | 27 | 1 | 2020-01-01 | 1042.6867 | 0.001803%
[25 empty] | 2020-10-27 | 1 | 27 | 2 | 2020-01-01 | 98.6782 | 0.0001706%
[25 empty] | 2020-10-27 | 2 | 27 | 3 | 2020-01-01 | 18.0116 | 3.114e-05%
[25 empty] | 2020-10-27 | 3 | 27 | 4 | 2020-01-01 | 0 | 0%
[25 empty] | 2020-10-27 | 4 | 27 | 5 | 2020-01-01 | 0 | 0%
[25 empty] | 2020-10-27 | 5 | 27 | 6 | 2020-01-01 | 0 | 0%
[25 empty] | 2020-10-27 | 6 | 27 | 7 | 2020-01-01 | 25.4061 | 4.392e-05%
[25 empty] | 2020-10-27 | 7 | 27 | 8 | 2020-01-01 | 1738.983 | 0.003006%
[25 empty] | 2020-10-27 | 8 | 27 | 9 | 2020-01-01 | 3105.6339 | 0.005369%
[25 empty] | 2020-10-27 | 9 | 27 | 10 | 2020-01-01 | 717.2143 | 0.00124%
[25 empty] | 2020-10-27 | 10 | 27 | 11 | 2020-01-01 | 30.9868 | 5.357e-05%
[25 empty] | 2020-10-27 | 11 | 27 | 12 | 2020-01-01 | 0 | 0%
[25 empty] | 2020-10-27 | 12 | 27 | 13 | 2020-01-01 | 0 | 0%
[25 empty] | 2020-10-27 | 13 | 27 | 14 | 2020-01-01 | 0 | 0%
[25 empty] | 2020-10-27 | 14 | 27 | 15 | 2020-01-01 | 0 | 0%
[25 empty] | 2020-10-27 | 15 | 27 | 16 | 2020-01-01 | 0 | 0%
[25 empty] | 2020-10-27 | 16 | 27 | 17 | 2020-01-01 | 564.2596 | 0.0009755%
[25 empty] | 2020-10-27 | 17 | 27 | 18 | 2020-01-01 | 1224.6196 | 0.002117%
[25 empty] | 2020-10-27 | 18 | 27 | 19 | 2020-01-01 | 16973.9961 | 0.02934%
[25 empty] | 2020-10-27 | 19 | 27 | 20 | 2020-01-01 | 36037.6925 | 0.0623%
[25 empty] | 2020-10-27 | 20 | 27 | 21 | 2020-01-01 | 41214.3159 | 0.07125%
[25 empty] | 2020-10-27 | 21 | 27 | 22 | 2020-01-01 | 33222.8719 | 0.05743%
[25 empty] | 2020-10-27 | 22 | 27 | 23 | 2020-01-01 | 19446.6437 | 0.03362%
[25 empty] | 2020-10-27 | 23 | 27 | 24 | 2020-01-01 | 4252.1489 | 0.007351%
[25 empty] | 2020-10-27 | 24 | 28 | 1 | 2020-01-01 | 205.4879 | 0.0003552%
[25 empty] | 2020-10-28 | 1 | 28 | 2 | 2020-01-01 | 359.8653 | 0.0006221%
[25 empty] | 2020-10-28 | 2 | 28 | 3 | 2020-01-01 | 117.5982 | 0.0002033%
[25 empty] | 2020-10-28 | 3 | 28 | 4 | 2020-01-01 | 29.314 | 5.068e-05%
[25 empty] | 2020-10-28 | 4 | 28 | 5 | 2020-01-01 | 0 | 0%
[25 empty] | 2020-10-28 | 5 | 28 | 6 | 2020-01-01 | 132.7476 | 0.0002295%
[25 empty] | 2020-10-28 | 6 | 28 | 7 | 2020-01-01 | 315.27 | 0.000545%
[25 empty] | 2020-10-28 | 7 | 28 | 8 | 2020-01-01 | 2608.9522 | 0.00451%
[25 empty] | 2020-10-28 | 8 | 28 | 9 | 2020-01-01 | 3355.7997 | 0.005801%
[25 empty] | 2020-10-28 | 9 | 28 | 10 | 2020-01-01 | 497.6517 | 0.0008603%
[25 empty] | 2020-10-28 | 10 | 28 | 11 | 2020-01-01 | 0 | 0%
[25 empty] | 2020-10-28 | 11 | 28 | 12 | 2020-01-01 | 0 | 0%
[25 empty] | 2020-10-28 | 12 | 28 | 13 | 2020-01-01 | 0 | 0%
[25 empty] | 2020-10-28 | 13 | 28 | 14 | 2020-01-01 | 0 | 0%
[25 empty] | 2020-10-28 | 14 | 28 | 15 | 2020-01-01 | 0 | 0%
[25 empty] | 2020-10-28 | 15 | 28 | 16 | 2020-01-01 | 0 | 0%
[25 empty] | 2020-10-28 | 16 | 28 | 17 | 2020-01-01 | 1022.8243 | 0.001768%
[25 empty] | 2020-10-28 | 17 | 28 | 18 | 2020-01-01 | 3053.0128 | 0.005278%
[25 empty] | 2020-10-28 | 18 | 28 | 19 | 2020-01-01 | 21774.4825 | 0.03764%
[25 empty] | 2020-10-28 | 19 | 28 | 20 | 2020-01-01 | 45533.1539 | 0.07872%
[25 empty] | 2020-10-28 | 20 | 28 | 21 | 2020-01-01 | 46598.3435 | 0.08056%
[25 empty] | 2020-10-28 | 21 | 28 | 22 | 2020-01-01 | 37230.6571 | 0.06436%
[25 empty] | 2020-10-28 | 22 | 28 | 23 | 2020-01-01 | 22577.7367 | 0.03903%
[25 empty] | 2020-10-28 | 23 | 28 | 24 | 2020-01-01 | 5614.0184 | 0.009705%
[25 empty] | 2020-10-28 | 24 | 29 | 1 | 2020-01-01 | 978.5845 | 0.001692%
[25 empty] | 2020-10-29 | 1 | 29 | 2 | 2020-01-01 | 403.593 | 0.0006977%
[25 empty] | 2020-10-29 | 2 | 29 | 3 | 2020-01-01 | 74.4778 | 0.0001288%
[25 empty] | 2020-10-29 | 3 | 29 | 4 | 2020-01-01 | 47.3887 | 8.192e-05%
[25 empty] | 2020-10-29 | 4 | 29 | 5 | 2020-01-01 | 14.5675 | 2.518e-05%
[25 empty] | 2020-10-29 | 5 | 29 | 6 | 2020-01-01 | 35.5731 | 6.15e-05%
[25 empty] | 2020-10-29 | 6 | 29 | 7 | 2020-01-01 | 255.615 | 0.0004419%
[25 empty] | 2020-10-29 | 7 | 29 | 8 | 2020-01-01 | 1954.2088 | 0.003378%
[25 empty] | 2020-10-29 | 8 | 29 | 9 | 2020-01-01 | 1227.7922 | 0.002123%
[25 empty] | 2020-10-29 | 9 | 29 | 10 | 2020-01-01 | 429.7885 | 0.000743%
[25 empty] | 2020-10-29 | 10 | 29 | 11 | 2020-01-01 | 0 | 0%
[25 empty] | 2020-10-29 | 11 | 29 | 12 | 2020-01-01 | 0 | 0%
[25 empty] | 2020-10-29 | 12 | 29 | 13 | 2020-01-01 | 0 | 0%
[25 empty] | 2020-10-29 | 13 | 29 | 14 | 2020-01-01 | 0 | 0%
[25 empty] | 2020-10-29 | 14 | 29 | 15 | 2020-01-01 | 0 | 0%
[25 empty] | 2020-10-29 | 15 | 29 | 16 | 2020-01-01 | 0 | 0%
[25 empty] | 2020-10-29 | 16 | 29 | 17 | 2020-01-01 | 443.8421 | 0.0007673%
[25 empty] | 2020-10-29 | 17 | 29 | 18 | 2020-01-01 | 1371.762 | 0.002371%
[25 empty] | 2020-10-29 | 18 | 29 | 19 | 2020-01-01 | 15372.9138 | 0.02658%
[25 empty] | 2020-10-29 | 19 | 29 | 20 | 2020-01-01 | 35925.1419 | 0.06211%
[25 empty] | 2020-10-29 | 20 | 29 | 21 | 2020-01-01 | 37278.3711 | 0.06445%
[25 empty] | 2020-10-29 | 21 | 29 | 22 | 2020-01-01 | 29372.3881 | 0.05078%
[25 empty] | 2020-10-29 | 22 | 29 | 23 | 2020-01-01 | 17032.0306 | 0.02944%
[25 empty] | 2020-10-29 | 23 | 29 | 24 | 2020-01-01 | 3732.9232 | 0.006453%
[25 empty] | 2020-10-29 | 24 | 30 | 1 | 2020-01-01 | 569.2965 | 0.0009842%
[25 empty] | 2020-10-30 | 1 | 30 | 2 | 2020-01-01 | 47.4675 | 8.206e-05%
[25 empty] | 2020-10-30 | 2 | 30 | 3 | 2020-01-01 | 0 | 0%
[25 empty] | 2020-10-30 | 3 | 30 | 4 | 2020-01-01 | 0 | 0%
[25 empty] | 2020-10-30 | 4 | 30 | 5 | 2020-01-01 | 0 | 0%
[25 empty] | 2020-10-30 | 5 | 30 | 6 | 2020-01-01 | 0 | 0%
[25 empty] | 2020-10-30 | 6 | 30 | 7 | 2020-01-01 | 85.0114 | 0.000147%
[25 empty] | 2020-10-30 | 7 | 30 | 8 | 2020-01-01 | 906.57 | 0.001567%
[25 empty] | 2020-10-30 | 8 | 30 | 9 | 2020-01-01 | 1605.8746 | 0.002776%
[25 empty] | 2020-10-30 | 9 | 30 | 10 | 2020-01-01 | 456.1141 | 0.0007885%
[25 empty] | 2020-10-30 | 10 | 30 | 11 | 2020-01-01 | 0 | 0%
[25 empty] | 2020-10-30 | 11 | 30 | 12 | 2020-01-01 | 0 | 0%
[25 empty] | 2020-10-30 | 12 | 30 | 13 | 2020-01-01 | 0 | 0%
[25 empty] | 2020-10-30 | 13 | 30 | 14 | 2020-01-01 | 0 | 0%
[25 empty] | 2020-10-30 | 14 | 30 | 15 | 2020-01-01 | 0 | 0%
[25 empty] | 2020-10-30 | 15 | 30 | 16 | 2020-01-01 | 0 | 0%
[25 empty] | 2020-10-30 | 16 | 30 | 17 | 2020-01-01 | 465.6686 | 0.000805%
[25 empty] | 2020-10-30 | 17 | 30 | 18 | 2020-01-01 | 864.219 | 0.001494%
[25 empty] | 2020-10-30 | 18 | 30 | 19 | 2020-01-01 | 9563.4185 | 0.01653%
[25 empty] | 2020-10-30 | 19 | 30 | 20 | 2020-01-01 | 25423.2997 | 0.04395%
[25 empty] | 2020-10-30 | 20 | 30 | 21 | 2020-01-01 | 27858.6683 | 0.04816%
[25 empty] | 2020-10-30 | 21 | 30 | 22 | 2020-01-01 | 21104.247 | 0.03648%
[25 empty] | 2020-10-30 | 22 | 30 | 23 | 2020-01-01 | 10629.6728 | 0.01838%
[25 empty] | 2020-10-30 | 23 | 30 | 24 | 2020-01-01 | 2197.4626 | 0.003799%
[25 empty] | 2020-10-30 | 24 | 31 | 1 | 2020-01-01 | 292.754 | 0.0005061%
[25 empty] | 2020-10-31 | 1 | 31 | 2 | 2020-01-01 | 73.0264 | 0.0001262%
[25 empty] | 2020-10-31 | 2 | 31 | 3 | 2020-01-01 | 0 | 0%
[25 empty] | 2020-10-31 | 3 | 31 | 4 | 2020-01-01 | 0 | 0%
[25 empty] | 2020-10-31 | 4 | 31 | 5 | 2020-01-01 | 0 | 0%
[25 empty] | 2020-10-31 | 5 | 31 | 6 | 2020-01-01 | 0 | 0%
[25 empty] | 2020-10-31 | 6 | 31 | 7 | 2020-01-01 | 0 | 0%
[25 empty] | 2020-10-31 | 7 | 31 | 8 | 2020-01-01 | 122.3267 | 0.0002115%
[25 empty] | 2020-10-31 | 8 | 31 | 9 | 2020-01-01 | 351.04 | 0.0006069%
[25 empty] | 2020-10-31 | 9 | 31 | 10 | 2020-01-01 | 364.9502 | 0.0006309%
[25 empty] | 2020-10-31 | 10 | 31 | 11 | 2020-01-01 | 0 | 0%
[25 empty] | 2020-10-31 | 11 | 31 | 12 | 2020-01-01 | 0 | 0%
[25 empty] | 2020-10-31 | 12 | 31 | 13 | 2020-01-01 | 0 | 0%
[25 empty] | 2020-10-31 | 13 | 31 | 14 | 2020-01-01 | 0 | 0%
[25 empty] | 2020-10-31 | 14 | 31 | 15 | 2020-01-01 | 0 | 0%
[25 empty] | 2020-10-31 | 15 | 31 | 16 | 2020-01-01 | 0 | 0%
[25 empty] | 2020-10-31 | 16 | 31 | 17 | 2020-01-01 | 421.0623 | 0.0007279%
[25 empty] | 2020-10-31 | 17 | 31 | 18 | 2020-01-01 | 361.0389 | 0.0006241%
[25 empty] | 2020-10-31 | 18 | 31 | 19 | 2020-01-01 | 5777.5376 | 0.009988%
[25 empty] | 2020-10-31 | 19 | 31 | 20 | 2020-01-01 | 20325.0814 | 0.03514%
[25 empty] | 2020-10-31 | 20 | 31 | 21 | 2020-01-01 | 24648.3362 | 0.04261%
[25 empty] | 2020-10-31 | 21 | 31 | 22 | 2020-01-01 | 21993.4495 | 0.03802%
[25 empty] | 2020-10-31 | 22 | 31 | 23 | 2020-01-01 | 9210.1597 | 0.01592%
[25 empty] | 2020-10-31 | 23 | 31 | 24 | 2020-01-01 | 1292.7556 | 0.002235%
[25 empty] | 2020-10-31 | 24 | 1 | 1 | 2020-01-01 | 102.7764 | 0.0001777%
[25 empty] | 2020-11-01 | 1 | 1 | 2 | 2020-01-01 | 46.4695 | 8.033e-05%
[25 empty] | 2020-11-01 | 2 | 1 | 3 | 2020-01-01 | 0 | 0%
[25 empty] | 2020-11-01 | 3 | 1 | 4 | 2020-01-01 | 0 | 0%
[25 empty] | 2020-11-01 | 4 | 1 | 5 | 2020-01-01 | 0 | 0%
[25 empty] | 2020-11-01 | 5 | 1 | 6 | 2020-01-01 | 0 | 0%
[25 empty] | 2020-11-01 | 6 | 1 | 7 | 2020-01-01 | 0 | 0%
[25 empty] | 2020-11-01 | 7 | 1 | 8 | 2020-01-01 | 0 | 0%
[25 empty] | 2020-11-01 | 8 | 1 | 9 | 2020-01-01 | 129.6407 | 0.0002241%
[25 empty] | 2020-11-01 | 9 | 1 | 10 | 2020-01-01 | 303.2059 | 0.0005242%
[25 empty] | 2020-11-01 | 10 | 1 | 11 | 2020-01-01 | 0 | 0%
[25 empty] | 2020-11-01 | 11 | 1 | 12 | 2020-01-01 | 0 | 0%
[25 empty] | 2020-11-01 | 12 | 1 | 13 | 2020-01-01 | 0 | 0%
[25 empty] | 2020-11-01 | 13 | 1 | 14 | 2020-01-01 | 0 | 0%
[25 empty] | 2020-11-01 | 14 | 1 | 15 | 2020-01-01 | 0 | 0%
[25 empty] | 2020-11-01 | 15 | 1 | 16 | 2020-01-01 | 0 | 0%
[25 empty] | 2020-11-01 | 16 | 1 | 17 | 2020-01-01 | 438.1679 | 0.0007575%
[25 empty] | 2020-11-01 | 17 | 1 | 18 | 2020-01-01 | 0 | 0%
[25 empty] | 2020-11-01 | 18 | 1 | 19 | 2020-01-01 | 2814.7321 | 0.004866%
[25 empty] | 2020-11-01 | 19 | 1 | 20 | 2020-01-01 | 18718.7022 | 0.03236%
[25 empty] | 2020-11-01 | 20 | 1 | 21 | 2020-01-01 | 17505.608 | 0.03026%
[25 empty] | 2020-11-01 | 21 | 1 | 22 | 2020-01-01 | 12869.0946 | 0.02225%
[25 empty] | 2020-11-01 | 22 | 1 | 23 | 2020-01-01 | 7852.4529 | 0.01357%
[25 empty] | 2020-11-01 | 23 | 1 | 24 | 2020-01-01 | 1119.9298 | 0.001936%
[25 empty] | 2020-11-01 | 24 | 2 | 1 | 2020-01-01 | 0 | 0%
[25 empty] | 2020-11-02 | 1 | 2 | 2 | 2020-01-01 | 41.942 | 7.251e-05%
[25 empty] | 2020-11-02 | 2 | 2 | 3 | 2020-01-01 | 0 | 0%
[25 empty] | 2020-11-02 | 3 | 2 | 4 | 2020-01-01 | 0 | 0%
[25 empty] | 2020-11-02 | 4 | 2 | 5 | 2020-01-01 | 0 | 0%
[25 empty] | 2020-11-02 | 5 | 2 | 6 | 2020-01-01 | 0 | 0%
[25 empty] | 2020-11-02 | 6 | 2 | 7 | 2020-01-01 | 0 | 0%
[25 empty] | 2020-11-02 | 7 | 2 | 8 | 2020-01-01 | 0 | 0%
[25 empty] | 2020-11-02 | 8 | 2 | 9 | 2020-01-01 | 62.7984 | 0.0001086%
[25 empty] | 2020-11-02 | 9 | 2 | 10 | 2020-01-01 | 230.2084 | 0.000398%
[25 empty] | 2020-11-02 | 10 | 2 | 11 | 2020-01-01 | 0 | 0%
[25 empty] | 2020-11-02 | 11 | 2 | 12 | 2020-01-01 | 0 | 0%
[25 empty] | 2020-11-02 | 12 | 2 | 13 | 2020-01-01 | 0 | 0%
[25 empty] | 2020-11-02 | 13 | 2 | 14 | 2020-01-01 | 0 | 0%
[25 empty] | 2020-11-02 | 14 | 2 | 15 | 2020-01-01 | 0 | 0%
[25 empty] | 2020-11-02 | 15 | 2 | 16 | 2020-01-01 | 0 | 0%
[25 empty] | 2020-11-02 | 16 | 2 | 17 | 2020-01-01 | 407.8372 | 0.000705%
[25 empty] | 2020-11-02 | 17 | 2 | 18 | 2020-01-01 | 103.7867 | 0.0001794%
[25 empty] | 2020-11-02 | 18 | 2 | 19 | 2020-01-01 | 10993.7403 | 0.01901%
[25 empty] | 2020-11-02 | 19 | 2 | 20 | 2020-01-01 | 33073.5308 | 0.05718%
[25 empty] | 2020-11-02 | 20 | 2 | 21 | 2020-01-01 | 30674.6249 | 0.05303%
[25 empty] | 2020-11-02 | 21 | 2 | 22 | 2020-01-01 | 22634.5926 | 0.03913%
[25 empty] | 2020-11-02 | 22 | 2 | 23 | 2020-01-01 | 13439.5471 | 0.02323%
[25 empty] | 2020-11-02 | 23 | 2 | 24 | 2020-01-01 | 4231.056 | 0.007314%
[25 empty] | 2020-11-02 | 24 | 3 | 1 | 2020-01-01 | 55.7119 | 9.631e-05%
[25 empty] | 2020-11-03 | 1 | 3 | 2 | 2020-01-01 | 3.1776 | 5.493e-06%
[25 empty] | 2020-11-03 | 2 | 3 | 3 | 2020-01-01 | 0 | 0%
[25 empty] | 2020-11-03 | 3 | 3 | 4 | 2020-01-01 | 0 | 0%
[25 empty] | 2020-11-03 | 4 | 3 | 5 | 2020-01-01 | 0 | 0%
[25 empty] | 2020-11-03 | 5 | 3 | 6 | 2020-01-01 | 0 | 0%
[25 empty] | 2020-11-03 | 6 | 3 | 7 | 2020-01-01 | 0 | 0%
[25 empty] | 2020-11-03 | 7 | 3 | 8 | 2020-01-01 | 0 | 0%
[25 empty] | 2020-11-03 | 8 | 3 | 9 | 2020-01-01 | 56.3064 | 9.734e-05%
[25 empty] | 2020-11-03 | 9 | 3 | 10 | 2020-01-01 | 218.0712 | 0.000377%
[25 empty] | 2020-11-03 | 10 | 3 | 11 | 2020-01-01 | 0 | 0%
[25 empty] | 2020-11-03 | 11 | 3 | 12 | 2020-01-01 | 0 | 0%
[25 empty] | 2020-11-03 | 12 | 3 | 13 | 2020-01-01 | 0 | 0%
[25 empty] | 2020-11-03 | 13 | 3 | 14 | 2020-01-01 | 0 | 0%
[25 empty] | 2020-11-03 | 14 | 3 | 15 | 2020-01-01 | 0 | 0%
[25 empty] | 2020-11-03 | 15 | 3 | 16 | 2020-01-01 | 0 | 0%
[25 empty] | 2020-11-03 | 16 | 3 | 17 | 2020-01-01 | 275.3178 | 0.000476%
[25 empty] | 2020-11-03 | 17 | 3 | 18 | 2020-01-01 | 24.868 | 4.299e-05%
[25 empty] | 2020-11-03 | 18 | 3 | 19 | 2020-01-01 | 13154.9434 | 0.02274%
[25 empty] | 2020-11-03 | 19 | 3 | 20 | 2020-01-01 | 41827.8532 | 0.07231%
[25 empty] | 2020-11-03 | 20 | 3 | 21 | 2020-01-01 | 40220.3532 | 0.06953%
[25 empty] | 2020-11-03 | 21 | 3 | 22 | 2020-01-01 | 33043.678 | 0.05712%
[25 empty] | 2020-11-03 | 22 | 3 | 23 | 2020-01-01 | 19132.5439 | 0.03308%
[25 empty] | 2020-11-03 | 23 | 3 | 24 | 2020-01-01 | 6230.4811 | 0.01077%
[25 empty] | 2020-11-03 | 24 | 4 | 1 | 2020-01-01 | 0 | 0%
[25 empty] | 2020-11-04 | 1 | 4 | 2 | 2020-01-01 | 2.3473 | 4.058e-06%
[25 empty] | 2020-11-04 | 2 | 4 | 3 | 2020-01-01 | 0 | 0%
[25 empty] | 2020-11-04 | 3 | 4 | 4 | 2020-01-01 | 0 | 0%
[25 empty] | 2020-11-04 | 4 | 4 | 5 | 2020-01-01 | 0 | 0%
[25 empty] | 2020-11-04 | 5 | 4 | 6 | 2020-01-01 | 0 | 0%
[25 empty] | 2020-11-04 | 6 | 4 | 7 | 2020-01-01 | 0 | 0%
[25 empty] | 2020-11-04 | 7 | 4 | 8 | 2020-01-01 | 0 | 0%
[25 empty] | 2020-11-04 | 8 | 4 | 9 | 2020-01-01 | 19.5789 | 3.385e-05%
[25 empty] | 2020-11-04 | 9 | 4 | 10 | 2020-01-01 | 767.3661 | 0.001327%
[25 empty] | 2020-11-04 | 10 | 4 | 11 | 2020-01-01 | 0 | 0%
[25 empty] | 2020-11-04 | 11 | 4 | 12 | 2020-01-01 | 0 | 0%
[25 empty] | 2020-11-04 | 12 | 4 | 13 | 2020-01-01 | 0 | 0%
[25 empty] | 2020-11-04 | 13 | 4 | 14 | 2020-01-01 | 0 | 0%
[25 empty] | 2020-11-04 | 14 | 4 | 15 | 2020-01-01 | 0 | 0%
[25 empty] | 2020-11-04 | 15 | 4 | 16 | 2020-01-01 | 0 | 0%
[25 empty] | 2020-11-04 | 16 | 4 | 17 | 2020-01-01 | 383.6976 | 0.0006633%
[25 empty] | 2020-11-04 | 17 | 4 | 18 | 2020-01-01 | 0 | 0%
[25 empty] | 2020-11-04 | 18 | 4 | 19 | 2020-01-01 | 4977.5247 | 0.008605%
[25 empty] | 2020-11-04 | 19 | 4 | 20 | 2020-01-01 | 28935.8225 | 0.05002%
[25 empty] | 2020-11-04 | 20 | 4 | 21 | 2020-01-01 | 28752.3086 | 0.04971%
[25 empty] | 2020-11-04 | 21 | 4 | 22 | 2020-01-01 | 21075.0428 | 0.03643%
[25 empty] | 2020-11-04 | 22 | 4 | 23 | 2020-01-01 | 11832.3565 | 0.02046%
[25 empty] | 2020-11-04 | 23 | 4 | 24 | 2020-01-01 | 3028.6931 | 0.005236%
[25 empty] | 2020-11-04 | 24 | 5 | 1 | 2020-01-01 | 0 | 0%
[25 empty] | 2020-11-05 | 1 | 5 | 2 | 2020-01-01 | 36.0343 | 6.229e-05%
[25 empty] | 2020-11-05 | 2 | 5 | 3 | 2020-01-01 | 0 | 0%
[25 empty] | 2020-11-05 | 3 | 5 | 4 | 2020-01-01 | 0 | 0%
[25 empty] | 2020-11-05 | 4 | 5 | 5 | 2020-01-01 | 0 | 0%
[25 empty] | 2020-11-05 | 5 | 5 | 6 | 2020-01-01 | 0 | 0%
[25 empty] | 2020-11-05 | 6 | 5 | 7 | 2020-01-01 | 0 | 0%
[25 empty] | 2020-11-05 | 7 | 5 | 8 | 2020-01-01 | 19.4746 | 3.367e-05%
[25 empty] | 2020-11-05 | 8 | 5 | 9 | 2020-01-01 | 62.7848 | 0.0001085%
[25 empty] | 2020-11-05 | 9 | 5 | 10 | 2020-01-01 | 457.8074 | 0.0007914%
[25 empty] | 2020-11-05 | 10 | 5 | 11 | 2020-01-01 | 0 | 0%
[25 empty] | 2020-11-05 | 11 | 5 | 12 | 2020-01-01 | 0 | 0%
[25 empty] | 2020-11-05 | 12 | 5 | 13 | 2020-01-01 | 0 | 0%
[25 empty] | 2020-11-05 | 13 | 5 | 14 | 2020-01-01 | 0 | 0%
[25 empty] | 2020-11-05 | 14 | 5 | 15 | 2020-01-01 | 0 | 0%
[25 empty] | 2020-11-05 | 15 | 5 | 16 | 2020-01-01 | 0 | 0%
[25 empty] | 2020-11-05 | 16 | 5 | 17 | 2020-01-01 | 411.8173 | 0.0007119%
[25 empty] | 2020-11-05 | 17 | 5 | 18 | 2020-01-01 | 328.4528 | 0.0005678%
[25 empty] | 2020-11-05 | 18 | 5 | 19 | 2020-01-01 | 9168.7966 | 0.01585%
[25 empty] | 2020-11-05 | 19 | 5 | 20 | 2020-01-01 | 31507.9367 | 0.05447%
[25 empty] | 2020-11-05 | 20 | 5 | 21 | 2020-01-01 | 30027.0149 | 0.05191%
[25 empty] | 2020-11-05 | 21 | 5 | 22 | 2020-01-01 | 23332.221 | 0.04034%
[25 empty] | 2020-11-05 | 22 | 5 | 23 | 2020-01-01 | 12271.675 | 0.02121%
[25 empty] | 2020-11-05 | 23 | 5 | 24 | 2020-01-01 | 3050.9081 | 0.005274%
[25 empty] | 2020-11-05 | 24 | 6 | 1 | 2020-01-01 | 172.3031 | 0.0002979%
[25 empty] | 2020-11-06 | 1 | 6 | 2 | 2020-01-01 | 38.9753 | 6.738e-05%
[25 empty] | 2020-11-06 | 2 | 6 | 2 | 2020-01-01 | 0 | 0%
[25 empty] | 2020-11-06 | 3 | 6 | 3 | 2020-01-01 | 0 | 0%
[25 empty] | 2020-11-06 | 4 | 6 | 4 | 2020-01-01 | 0 | 0%
[25 empty] | 2020-11-06 | 5 | 6 | 5 | 2020-01-01 | 0 | 0%
[25 empty] | 2020-11-06 | 6 | 6 | 6 | 2020-01-01 | 0 | 0%
[25 empty] | 2020-11-06 | 7 | 6 | 7 | 2020-01-01 | 88.2464 | 0.0001526%
[25 empty] | 2020-11-06 | 8 | 6 | 8 | 2020-01-01 | 0 | 0%
[25 empty] | 2020-11-06 | 9 | 6 | 9 | 2020-01-01 | 122.3329 | 0.0002115%
[25 empty] | 2020-11-06 | 10 | 6 | 10 | 2020-01-01 | 0 | 0%
[25 empty] | 2020-11-06 | 11 | 6 | 11 | 2020-01-01 | 0 | 0%
[25 empty] | 2020-11-06 | 12 | 6 | 12 | 2020-01-01 | 0 | 0%
[25 empty] | 2020-11-06 | 13 | 6 | 13 | 2020-01-01 | 0 | 0%
[25 empty] | 2020-11-06 | 14 | 6 | 14 | 2020-01-01 | 0 | 0%
[25 empty] | 2020-11-06 | 15 | 6 | 15 | 2020-01-01 | 0 | 0%
[25 empty] | 2020-11-06 | 16 | 6 | 16 | 2020-01-01 | 690.9205 | 0.001194%
[25 empty] | 2020-11-06 | 17 | 6 | 17 | 2020-01-01 | 0 | 0%
[25 empty] | 2020-11-06 | 18 | 6 | 18 | 2020-01-01 | 5048.9576 | 0.008728%
[25 empty] | 2020-11-06 | 19 | 6 | 19 | 2020-01-01 | 25014.0119 | 0.04324%
[25 empty] | 2020-11-06 | 20 | 6 | 20 | 2020-01-01 | 20931.221 | 0.03618%
[25 empty] | 2020-11-06 | 21 | 6 | 21 | 2020-01-01 | 17927.4102 | 0.03099%
[25 empty] | 2020-11-06 | 22 | 6 | 22 | 2020-01-01 | 8931.2688 | 0.01544%
[25 empty] | 2020-11-06 | 23 | 6 | 23 | 2020-01-01 | 1878.8414 | 0.003248%
[25 empty] | 2020-11-06 | 24 | 6 | 24 | 2020-01-01 | 0 | 0%
[25 empty] | 2020-11-07 | 1 | 7 | 1 | 2020-01-01 | 17.0744 | 2.952e-05%
[25 empty] | 2020-11-07 | 2 | 7 | 2 | 2020-01-01 | 0 | 0%
[25 empty] | 2020-11-07 | 3 | 7 | 3 | 2020-01-01 | 0 | 0%
[25 empty] | 2020-11-07 | 4 | 7 | 4 | 2020-01-01 | 0 | 0%
[25 empty] | 2020-11-07 | 5 | 7 | 5 | 2020-01-01 | 0 | 0%
[25 empty] | 2020-11-07 | 6 | 7 | 6 | 2020-01-01 | 0 | 0%
[25 empty] | 2020-11-07 | 7 | 7 | 7 | 2020-01-01 | 5.5671 | 9.624e-06%
[25 empty] | 2020-11-07 | 8 | 7 | 8 | 2020-01-01 | 17.819 | 3.08e-05%
[25 empty] | 2020-11-07 | 9 | 7 | 9 | 2020-01-01 | 297.2259 | 0.0005138%
[25 empty] | 2020-11-07 | 10 | 7 | 10 | 2020-01-01 | 0 | 0%
[25 empty] | 2020-11-07 | 11 | 7 | 11 | 2020-01-01 | 0 | 0%
[25 empty] | 2020-11-07 | 12 | 7 | 12 | 2020-01-01 | 0 | 0%
[25 empty] | 2020-11-07 | 13 | 7 | 13 | 2020-01-01 | 0 | 0%
[25 empty] | 2020-11-07 | 14 | 7 | 14 | 2020-01-01 | 0 | 0%
[25 empty] | 2020-11-07 | 15 | 7 | 15 | 2020-01-01 | 0 | 0%
[25 empty] | 2020-11-07 | 16 | 7 | 16 | 2020-01-01 | 292.615 | 0.0005059%
[25 empty] | 2020-11-07 | 17 | 7 | 17 | 2020-01-01 | 0 | 0%
[25 empty] | 2020-11-07 | 18 | 7 | 18 | 2020-01-01 | 150.9346 | 0.0002609%
[25 empty] | 2020-11-07 | 19 | 7 | 19 | 2020-01-01 | 10992.1126 | 0.019%
[25 empty] | 2020-11-07 | 20 | 7 | 20 | 2020-01-01 | 8754.2612 | 0.01513%
[25 empty] | 2020-11-07 | 21 | 7 | 21 | 2020-01-01 | 5186.4227 | 0.008966%
[25 empty] | 2020-11-07 | 22 | 7 | 22 | 2020-01-01 | 2233.7285 | 0.003862%
[25 empty] | 2020-11-07 | 23 | 7 | 23 | 2020-01-01 | 60.074 | 0.0001039%
[25 empty] | 2020-11-07 | 24 | 7 | 24 | 2020-01-01 | 0 | 0%
[25 empty] | 2020-11-08 | 1 | 8 | 1 | 2020-01-01 | 78.7904 | 0.0001362%
[25 empty] | 2020-11-08 | 2 | 8 | 2 | 2020-01-01 | 0 | 0%
[25 empty] | 2020-11-08 | 3 | 8 | 3 | 2020-01-01 | 0 | 0%
[25 empty] | 2020-11-08 | 4 | 8 | 4 | 2020-01-01 | 0 | 0%
[25 empty] | 2020-11-08 | 5 | 8 | 5 | 2020-01-01 | 6.4259 | 1.111e-05%
[25 empty] | 2020-11-08 | 6 | 8 | 6 | 2020-01-01 | 21.4657 | 3.711e-05%
[25 empty] | 2020-11-08 | 7 | 8 | 7 | 2020-01-01 | 9.37 | 1.62e-05%
[25 empty] | 2020-11-08 | 8 | 8 | 8 | 2020-01-01 | 0 | 0%
[25 empty] | 2020-11-08 | 9 | 8 | 9 | 2020-01-01 | 243.8498 | 0.0004216%
[25 empty] | 2020-11-08 | 10 | 8 | 10 | 2020-01-01 | 0 | 0%
[25 empty] | 2020-11-08 | 11 | 8 | 11 | 2020-01-01 | 0 | 0%
[25 empty] | 2020-11-08 | 12 | 8 | 12 | 2020-01-01 | 0 | 0%
[25 empty] | 2020-11-08 | 13 | 8 | 13 | 2020-01-01 | 0 | 0%
[25 empty] | 2020-11-08 | 14 | 8 | 14 | 2020-01-01 | 0 | 0%
[25 empty] | 2020-11-08 | 15 | 8 | 15 | 2020-01-01 | 0 | 0%
[25 empty] | 2020-11-08 | 16 | 8 | 16 | 2020-01-01 | 866.9531 | 0.001499%
[25 empty] | 2020-11-08 | 17 | 8 | 17 | 2020-01-01 | 0 | 0%
[25 empty] | 2020-11-08 | 18 | 8 | 18 | 2020-01-01 | 2072.5413 | 0.003583%
[25 empty] | 2020-11-08 | 19 | 8 | 19 | 2020-01-01 | 25921.8361 | 0.04481%
[25 empty] | 2020-11-08 | 20 | 8 | 20 | 2020-01-01 | 26217.0913 | 0.04532%
[25 empty] | 2020-11-08 | 21 | 8 | 21 | 2020-01-01 | 19618.3222 | 0.03392%
[25 empty] | 2020-11-08 | 22 | 8 | 22 | 2020-01-01 | 11058.2213 | 0.01912%
[25 empty] | 2020-11-08 | 23 | 8 | 23 | 2020-01-01 | 1793.8528 | 0.003101%
[25 empty] | 2020-11-08 | 24 | 8 | 24 | 2020-01-01 | 0 | 0%
[25 empty] | 2020-11-09 | 1 | 9 | 1 | 2020-01-01 | 4.6912 | 8.11e-06%
[25 empty] | 2020-11-09 | 2 | 9 | 2 | 2020-01-01 | 0 | 0%
[25 empty] | 2020-11-09 | 3 | 9 | 3 | 2020-01-01 | 0 | 0%
[25 empty] | 2020-11-09 | 4 | 9 | 4 | 2020-01-01 | 0 | 0%
[25 empty] | 2020-11-09 | 5 | 9 | 5 | 2020-01-01 | 0 | 0%
[25 empty] | 2020-11-09 | 6 | 9 | 6 | 2020-01-01 | 0 | 0%
[25 empty] | 2020-11-09 | 7 | 9 | 7 | 2020-01-01 | 13.8448 | 2.393e-05%
[25 empty] | 2020-11-09 | 8 | 9 | 8 | 2020-01-01 | 6.7477 | 1.167e-05%
[25 empty] | 2020-11-09 | 9 | 9 | 9 | 2020-01-01 | 164.1151 | 0.0002837%
[25 empty] | 2020-11-09 | 10 | 9 | 10 | 2020-01-01 | 0 | 0%
[25 empty] | 2020-11-09 | 11 | 9 | 11 | 2020-01-01 | 0 | 0%
[25 empty] | 2020-11-09 | 12 | 9 | 12 | 2020-01-01 | 0 | 0%
[25 empty] | 2020-11-09 | 13 | 9 | 13 | 2020-01-01 | 0 | 0%
[25 empty] | 2020-11-09 | 14 | 9 | 14 | 2020-01-01 | 33.2011 | 5.74e-05%
[25 empty] | 2020-11-09 | 15 | 9 | 15 | 2020-01-01 | 144.6907 | 0.0002501%
[25 empty] | 2020-11-09 | 16 | 9 | 16 | 2020-01-01 | 1710.577 | 0.002957%
[25 empty] | 2020-11-09 | 17 | 9 | 17 | 2020-01-01 | 15475.8724 | 0.02675%
[25 empty] | 2020-11-09 | 18 | 9 | 18 | 2020-01-01 | 38082.8985 | 0.06584%
[25 empty] | 2020-11-09 | 19 | 9 | 19 | 2020-01-01 | 57018.8541 | 0.09857%
[25 empty] | 2020-11-09 | 20 | 9 | 20 | 2020-01-01 | 50773.8295 | 0.08778%
[25 empty] | 2020-11-09 | 21 | 9 | 21 | 2020-01-01 | 42095.0278 | 0.07277%
[25 empty] | 2020-11-09 | 22 | 9 | 22 | 2020-01-01 | 28793.6536 | 0.04978%
[25 empty] | 2020-11-09 | 23 | 9 | 23 | 2020-01-01 | 13544.3939 | 0.02341%
[25 empty] | 2020-11-09 | 24 | 9 | 24 | 2020-01-01 | 705.0485 | 0.001219%
[25 empty] | 2020-11-10 | 1 | 10 | 1 | 2020-01-01 | 26.356 | 4.556e-05%
[25 empty] | 2020-11-10 | 2 | 10 | 2 | 2020-01-01 | 0 | 0%
[25 empty] | 2020-11-10 | 3 | 10 | 3 | 2020-01-01 | 0 | 0%
[25 empty] | 2020-11-10 | 4 | 10 | 4 | 2020-01-01 | 0 | 0%
[25 empty] | 2020-11-10 | 5 | 10 | 5 | 2020-01-01 | 0 | 0%
[25 empty] | 2020-11-10 | 6 | 10 | 6 | 2020-01-01 | 0 | 0%
[25 empty] | 2020-11-10 | 7 | 10 | 7 | 2020-01-01 | 7.5354 | 1.303e-05%
[25 empty] | 2020-11-10 | 8 | 10 | 8 | 2020-01-01 | 29.2012 | 5.048e-05%
[25 empty] | 2020-11-10 | 9 | 10 | 9 | 2020-01-01 | 58.5939 | 0.0001013%
[25 empty] | 2020-11-10 | 10 | 10 | 10 | 2020-01-01 | 0 | 0%
[25 empty] | 2020-11-10 | 11 | 10 | 11 | 2020-01-01 | 0 | 0%
[25 empty] | 2020-11-10 | 12 | 10 | 12 | 2020-01-01 | 0 | 0%
[25 empty] | 2020-11-10 | 13 | 10 | 13 | 2020-01-01 | 0 | 0%
[25 empty] | 2020-11-10 | 14 | 10 | 14 | 2020-01-01 | 0 | 0%
[25 empty] | 2020-11-10 | 15 | 10 | 15 | 2020-01-01 | 0 | 0%
[25 empty] | 2020-11-10 | 16 | 10 | 16 | 2020-01-01 | 945.4628 | 0.001634%
[25 empty] | 2020-11-10 | 17 | 10 | 17 | 2020-01-01 | 2782.6332 | 0.00481%
[25 empty] | 2020-11-10 | 18 | 10 | 18 | 2020-01-01 | 17532.3549 | 0.03031%
[25 empty] | 2020-11-10 | 19 | 10 | 19 | 2020-01-01 | 39401.8932 | 0.06812%
[25 empty] | 2020-11-10 | 20 | 10 | 20 | 2020-01-01 | 38435.1764 | 0.06644%
[25 empty] | 2020-11-10 | 21 | 10 | 21 | 2020-01-01 | 31465.4515 | 0.0544%
[25 empty] | 2020-11-10 | 22 | 10 | 22 | 2020-01-01 | 21291.0515 | 0.03681%
[25 empty] | 2020-11-10 | 23 | 10 | 23 | 2020-01-01 | 7712.6695 | 0.01333%
[25 empty] | 2020-11-10 | 24 | 10 | 24 | 2020-01-01 | 228.6635 | 0.0003953%
[25 empty] | 2020-11-11 | 1 | 11 | 1 | 2020-01-01 | 0 | 0%
[25 empty] | 2020-11-11 | 2 | 11 | 2 | 2020-01-01 | 0 | 0%
[25 empty] | 2020-11-11 | 3 | 11 | 3 | 2020-01-01 | 0 | 0%
[25 empty] | 2020-11-11 | 4 | 11 | 4 | 2020-01-01 | 0 | 0%
[25 empty] | 2020-11-11 | 5 | 11 | 5 | 2020-01-01 | 0 | 0%
[25 empty] | 2020-11-11 | 6 | 11 | 6 | 2020-01-01 | 0 | 0%
[25 empty] | 2020-11-11 | 7 | 11 | 7 | 2020-01-01 | 0 | 0%
[25 empty] | 2020-11-11 | 8 | 11 | 8 | 2020-01-01 | 6.6331 | 1.147e-05%
[25 empty] | 2020-11-11 | 9 | 11 | 9 | 2020-01-01 | 66.2073 | 0.0001145%
[25 empty] | 2020-11-11 | 10 | 11 | 10 | 2020-01-01 | 0 | 0%
[25 empty] | 2020-11-11 | 11 | 11 | 11 | 2020-01-01 | 0 | 0%
[25 empty] | 2020-11-11 | 12 | 11 | 12 | 2020-01-01 | 0 | 0%
[25 empty] | 2020-11-11 | 13 | 11 | 13 | 2020-01-01 | 0 | 0%
[25 empty] | 2020-11-11 | 14 | 11 | 14 | 2020-01-01 | 0 | 0%
[25 empty] | 2020-11-11 | 15 | 11 | 15 | 2020-01-01 | 0 | 0%
[25 empty] | 2020-11-11 | 16 | 11 | 16 | 2020-01-01 | 507.9684 | 0.0008782%
[25 empty] | 2020-11-11 | 17 | 11 | 17 | 2020-01-01 | 291.1083 | 0.0005033%
[25 empty] | 2020-11-11 | 18 | 11 | 18 | 2020-01-01 | 13165.2235 | 0.02276%
[25 empty] | 2020-11-11 | 19 | 11 | 19 | 2020-01-01 | 36952.027 | 0.06388%
[25 empty] | 2020-11-11 | 20 | 11 | 20 | 2020-01-01 | 34176.1692 | 0.05908%
[25 empty] | 2020-11-11 | 21 | 11 | 21 | 2020-01-01 | 29236.5706 | 0.05054%
[25 empty] | 2020-11-11 | 22 | 11 | 22 | 2020-01-01 | 17355.4135 | 0.03%
[25 empty] | 2020-11-11 | 23 | 11 | 23 | 2020-01-01 | 5422.1684 | 0.009374%
[25 empty] | 2020-11-11 | 24 | 11 | 24 | 2020-01-01 | 34.7691 | 6.011e-05%
[25 empty] | 2020-11-12 | 1 | 12 | 1 | 2020-01-01 | 42.9216 | 7.42e-05%
[25 empty] | 2020-11-12 | 2 | 12 | 2 | 2020-01-01 | 0 | 0%
[25 empty] | 2020-11-12 | 3 | 12 | 3 | 2020-01-01 | 0 | 0%
[25 empty] | 2020-11-12 | 4 | 12 | 4 | 2020-01-01 | 0 | 0%
[25 empty] | 2020-11-12 | 5 | 12 | 5 | 2020-01-01 | 0 | 0%
[25 empty] | 2020-11-12 | 6 | 12 | 6 | 2020-01-01 | 0 | 0%
[25 empty] | 2020-11-12 | 7 | 12 | 7 | 2020-01-01 | 51.9482 | 8.981e-05%
[25 empty] | 2020-11-12 | 8 | 12 | 8 | 2020-01-01 | 64.9867 | 0.0001123%
[25 empty] | 2020-11-12 | 9 | 12 | 9 | 2020-01-01 | 199.0426 | 0.0003441%
[25 empty] | 2020-11-12 | 10 | 12 | 10 | 2020-01-01 | 0 | 0%
[25 empty] | 2020-11-12 | 11 | 12 | 11 | 2020-01-01 | 0 | 0%
[25 empty] | 2020-11-12 | 12 | 12 | 12 | 2020-01-01 | 0 | 0%
[25 empty] | 2020-11-12 | 13 | 12 | 13 | 2020-01-01 | 0 | 0%
[25 empty] | 2020-11-12 | 14 | 12 | 14 | 2020-01-01 | 0 | 0%
[25 empty] | 2020-11-12 | 15 | 12 | 15 | 2020-01-01 | 0 | 0%
[25 empty] | 2020-11-12 | 16 | 12 | 16 | 2020-01-01 | 1320.1371 | 0.002282%
[25 empty] | 2020-11-12 | 17 | 12 | 17 | 2020-01-01 | 14371.4195 | 0.02484%
[25 empty] | 2020-11-12 | 18 | 12 | 18 | 2020-01-01 | 37090.3216 | 0.06412%
[25 empty] | 2020-11-12 | 19 | 12 | 19 | 2020-01-01 | 56911.5594 | 0.09839%
[25 empty] | 2020-11-12 | 20 | 12 | 20 | 2020-01-01 | 48207.3684 | 0.08334%
[25 empty] | 2020-11-12 | 21 | 12 | 21 | 2020-01-01 | 41299.2229 | 0.0714%
[25 empty] | 2020-11-12 | 22 | 12 | 22 | 2020-01-01 | 29146.245 | 0.05039%
[25 empty] | 2020-11-12 | 23 | 12 | 23 | 2020-01-01 | 13627.2114 | 0.02356%
[25 empty] | 2020-11-12 | 24 | 12 | 24 | 2020-01-01 | 599.9634 | 0.001037%
[25 empty] | 2020-11-13 | 1 | 13 | 1 | 2020-01-01 | 17.9333 | 3.1e-05%
[25 empty] | 2020-11-13 | 2 | 13 | 2 | 2020-01-01 | 0 | 0%
[25 empty] | 2020-11-13 | 3 | 13 | 3 | 2020-01-01 | 0 | 0%
[25 empty] | 2020-11-13 | 4 | 13 | 4 | 2020-01-01 | 0 | 0%
[25 empty] | 2020-11-13 | 5 | 13 | 5 | 2020-01-01 | 0 | 0%
[25 empty] | 2020-11-13 | 6 | 13 | 6 | 2020-01-01 | 0 | 0%
[25 empty] | 2020-11-13 | 7 | 13 | 7 | 2020-01-01 | 71.5302 | 0.0001237%
[25 empty] | 2020-11-13 | 8 | 13 | 8 | 2020-01-01 | 160.9736 | 0.0002783%
[25 empty] | 2020-11-13 | 9 | 13 | 9 | 2020-01-01 | 464.1201 | 0.0008023%
[25 empty] | 2020-11-13 | 10 | 13 | 10 | 2020-01-01 | 0 | 0%
[25 empty] | 2020-11-13 | 11 | 13 | 11 | 2020-01-01 | 0 | 0%
[25 empty] | 2020-11-13 | 12 | 13 | 12 | 2020-01-01 | 0 | 0%
[25 empty] | 2020-11-13 | 13 | 13 | 13 | 2020-01-01 | 0 | 0%
[25 empty] | 2020-11-13 | 14 | 13 | 14 | 2020-01-01 | 0 | 0%
[25 empty] | 2020-11-13 | 15 | 13 | 15 | 2020-01-01 | 0 | 0%
[25 empty] | 2020-11-13 | 16 | 13 | 16 | 2020-01-01 | 332.627 | 0.000575%
[25 empty] | 2020-11-13 | 17 | 13 | 17 | 2020-01-01 | 348.9888 | 0.0006033%
[25 empty] | 2020-11-13 | 18 | 13 | 18 | 2020-01-01 | 7980.1349 | 0.0138%
[25 empty] | 2020-11-13 | 19 | 13 | 19 | 2020-01-01 | 29202.8231 | 0.05048%
[25 empty] | 2020-11-13 | 20 | 13 | 20 | 2020-01-01 | 27209.0096 | 0.04704%
[25 empty] | 2020-11-13 | 21 | 13 | 21 | 2020-01-01 | 20997.3614 | 0.0363%
[25 empty] | 2020-11-13 | 22 | 13 | 22 | 2020-01-01 | 7515.7727 | 0.01299%
[25 empty] | 2020-11-13 | 23 | 13 | 23 | 2020-01-01 | 687.2573 | 0.001188%
[25 empty] | 2020-11-13 | 24 | 13 | 24 | 2020-01-01 | 0 | 0%
[25 empty] | 2020-11-14 | 1 | 14 | 1 | 2020-01-01 | 115.1872 | 0.0001991%
[25 empty] | 2020-11-14 | 2 | 14 | 2 | 2020-01-01 | 0 | 0%
[25 empty] | 2020-11-14 | 3 | 14 | 3 | 2020-01-01 | 0 | 0%
[25 empty] | 2020-11-14 | 4 | 14 | 4 | 2020-01-01 | 0 | 0%
[25 empty] | 2020-11-14 | 5 | 14 | 5 | 2020-01-01 | 0 | 0%
[25 empty] | 2020-11-14 | 6 | 14 | 6 | 2020-01-01 | 0 | 0%
[25 empty] | 2020-11-14 | 7 | 14 | 7 | 2020-01-01 | 4.2494 | 7.346e-06%
[25 empty] | 2020-11-14 | 8 | 14 | 8 | 2020-01-01 | 0 | 0%
[25 empty] | 2020-11-14 | 9 | 14 | 9 | 2020-01-01 | 1571.2457 | 0.002716%
[25 empty] | 2020-11-14 | 10 | 14 | 10 | 2020-01-01 | 0 | 0%
[25 empty] | 2020-11-14 | 11 | 14 | 11 | 2020-01-01 | 0 | 0%
[25 empty] | 2020-11-14 | 12 | 14 | 12 | 2020-01-01 | 0 | 0%
[25 empty] | 2020-11-14 | 13 | 14 | 13 | 2020-01-01 | 0 | 0%
[25 empty] | 2020-11-14 | 14 | 14 | 14 | 2020-01-01 | 0 | 0%
[25 empty] | 2020-11-14 | 15 | 14 | 15 | 2020-01-01 | 0 | 0%
[25 empty] | 2020-11-14 | 16 | 14 | 16 | 2020-01-01 | 1111.2508 | 0.001921%
[25 empty] | 2020-11-14 | 17 | 14 | 17 | 2020-01-01 | 0 | 0%
[25 empty] | 2020-11-14 | 18 | 14 | 18 | 2020-01-01 | 1239.5979 | 0.002143%
[25 empty] | 2020-11-14 | 19 | 14 | 19 | 2020-01-01 | 18966.9459 | 0.03279%
[25 empty] | 2020-11-14 | 20 | 14 | 20 | 2020-01-01 | 17480.2019 | 0.03022%
[25 empty] | 2020-11-14 | 21 | 14 | 21 | 2020-01-01 | 12220.42 | 0.02113%
[25 empty] | 2020-11-14 | 22 | 14 | 22 | 2020-01-01 | 5306.1766 | 0.009173%
[25 empty] | 2020-11-14 | 23 | 14 | 23 | 2020-01-01 | 229.8051 | 0.0003973%
[25 empty] | 2020-11-14 | 24 | 14 | 24 | 2020-01-01 | 0 | 0%
[25 empty] | 2020-11-15 | 1 | 15 | 1 | 2020-01-01 | 48.6308 | 8.407e-05%
[25 empty] | 2020-11-15 | 2 | 15 | 2 | 2020-01-01 | 0 | 0%
[25 empty] | 2020-11-15 | 3 | 15 | 3 | 2020-01-01 | 0 | 0%
[25 empty] | 2020-11-15 | 4 | 15 | 4 | 2020-01-01 | 0 | 0%
[25 empty] | 2020-11-15 | 5 | 15 | 5 | 2020-01-01 | 0 | 0%
[25 empty] | 2020-11-15 | 6 | 15 | 6 | 2020-01-01 | 0 | 0%
[25 empty] | 2020-11-15 | 7 | 15 | 7 | 2020-01-01 | 0 | 0%
[25 empty] | 2020-11-15 | 8 | 15 | 8 | 2020-01-01 | 0 | 0%
[25 empty] | 2020-11-15 | 9 | 15 | 9 | 2020-01-01 | 310.4695 | 0.0005367%
[25 empty] | 2020-11-15 | 10 | 15 | 10 | 2020-01-01 | 0 | 0%
[25 empty] | 2020-11-15 | 11 | 15 | 11 | 2020-01-01 | 0 | 0%
[25 empty] | 2020-11-15 | 12 | 15 | 12 | 2020-01-01 | 0 | 0%
[25 empty] | 2020-11-15 | 13 | 15 | 13 | 2020-01-01 | 0 | 0%
[25 empty] | 2020-11-15 | 14 | 15 | 14 | 2020-01-01 | 0 | 0%
[25 empty] | 2020-11-15 | 15 | 15 | 15 | 2020-01-01 | 0 | 0%
[25 empty] | 2020-11-15 | 16 | 15 | 16 | 2020-01-01 | 357.3239 | 0.0006177%
[25 empty] | 2020-11-15 | 17 | 15 | 17 | 2020-01-01 | 0 | 0%
[25 empty] | 2020-11-15 | 18 | 15 | 18 | 2020-01-01 | 1551.1951 | 0.002682%
[25 empty] | 2020-11-15 | 19 | 15 | 19 | 2020-01-01 | 21154.3355 | 0.03657%
[25 empty] | 2020-11-15 | 20 | 15 | 20 | 2020-01-01 | 21435.3152 | 0.03706%
[25 empty] | 2020-11-15 | 21 | 15 | 21 | 2020-01-01 | 15229.6483 | 0.02633%
[25 empty] | 2020-11-15 | 22 | 15 | 22 | 2020-01-01 | 9823.2736 | 0.01698%
[25 empty] | 2020-11-15 | 23 | 15 | 23 | 2020-01-01 | 1385.8009 | 0.002396%
[25 empty] | 2020-11-15 | 24 | 15 | 24 | 2020-01-01 | 7.4943 | 1.296e-05%
[25 empty] | 2020-11-16 | 1 | 16 | 1 | 2020-01-01 | 35.9291 | 6.211e-05%
[25 empty] | 2020-11-16 | 2 | 16 | 2 | 2020-01-01 | 0 | 0%
[25 empty] | 2020-11-16 | 3 | 16 | 3 | 2020-01-01 | 0 | 0%
[25 empty] | 2020-11-16 | 4 | 16 | 4 | 2020-01-01 | 0 | 0%
[25 empty] | 2020-11-16 | 5 | 16 | 5 | 2020-01-01 | 0 | 0%
[25 empty] | 2020-11-16 | 6 | 16 | 6 | 2020-01-01 | 0 | 0%
[25 empty] | 2020-11-16 | 7 | 16 | 7 | 2020-01-01 | 8.564 | 1.48e-05%
[25 empty] | 2020-11-16 | 8 | 16 | 8 | 2020-01-01 | 14.3273 | 2.477e-05%
[25 empty] | 2020-11-16 | 9 | 16 | 9 | 2020-01-01 | 521.5326 | 0.0009016%
[25 empty] | 2020-11-16 | 10 | 16 | 10 | 2020-01-01 | 0 | 0%
[25 empty] | 2020-11-16 | 11 | 16 | 11 | 2020-01-01 | 0 | 0%
[25 empty] | 2020-11-16 | 12 | 16 | 12 | 2020-01-01 | 0 | 0%
[25 empty] | 2020-11-16 | 13 | 16 | 13 | 2020-01-01 | 0 | 0%
[25 empty] | 2020-11-16 | 14 | 16 | 14 | 2020-01-01 | 0 | 0%
[25 empty] | 2020-11-16 | 15 | 16 | 15 | 2020-01-01 | 0 | 0%
[25 empty] | 2020-11-16 | 16 | 16 | 16 | 2020-01-01 | 598.4582 | 0.001035%
[25 empty] | 2020-11-16 | 17 | 16 | 17 | 2020-01-01 | 97.7276 | 0.0001689%
[25 empty] | 2020-11-16 | 18 | 16 | 18 | 2020-01-01 | 9026.1276 | 0.0156%
[25 empty] | 2020-11-16 | 19 | 16 | 19 | 2020-01-01 | 30537.6488 | 0.05279%
[25 empty] | 2020-11-16 | 20 | 16 | 20 | 2020-01-01 | 27070.4176 | 0.0468%
[25 empty] | 2020-11-16 | 21 | 16 | 21 | 2020-01-01 | 23361.4327 | 0.04039%
[25 empty] | 2020-11-16 | 22 | 16 | 22 | 2020-01-01 | 12645.3015 | 0.02186%
[25 empty] | 2020-11-16 | 23 | 16 | 23 | 2020-01-01 | 4133.26 | 0.007145%
[25 empty] | 2020-11-16 | 24 | 16 | 24 | 2020-01-01 | 12.595 | 2.177e-05%
[25 empty] | 2020-11-17 | 1 | 17 | 1 | 2020-01-01 | 54.6909 | 9.455e-05%
[25 empty] | 2020-11-17 | 2 | 17 | 2 | 2020-01-01 | 0 | 0%
[25 empty] | 2020-11-17 | 3 | 17 | 3 | 2020-01-01 | 0 | 0%
[25 empty] | 2020-11-17 | 4 | 17 | 4 | 2020-01-01 | 0 | 0%
[25 empty] | 2020-11-17 | 5 | 17 | 5 | 2020-01-01 | 0 | 0%
[25 empty] | 2020-11-17 | 6 | 17 | 6 | 2020-01-01 | 0 | 0%
[25 empty] | 2020-11-17 | 7 | 17 | 7 | 2020-01-01 | 0 | 0%
[25 empty] | 2020-11-17 | 8 | 17 | 8 | 2020-01-01 | 48.1896 | 8.331e-05%
[25 empty] | 2020-11-17 | 9 | 17 | 9 | 2020-01-01 | 289.9848 | 0.0005013%
[25 empty] | 2020-11-17 | 10 | 17 | 10 | 2020-01-01 | 0 | 0%
[25 empty] | 2020-11-17 | 11 | 17 | 11 | 2020-01-01 | 0 | 0%
[25 empty] | 2020-11-17 | 12 | 17 | 12 | 2020-01-01 | 0 | 0%
[25 empty] | 2020-11-17 | 13 | 17 | 13 | 2020-01-01 | 0 | 0%
[25 empty] | 2020-11-17 | 14 | 17 | 14 | 2020-01-01 | 0 | 0%
[25 empty] | 2020-11-17 | 15 | 17 | 15 | 2020-01-01 | 0 | 0%
[25 empty] | 2020-11-17 | 16 | 17 | 16 | 2020-01-01 | 410.7797 | 0.0007101%
[25 empty] | 2020-11-17 | 17 | 17 | 17 | 2020-01-01 | 341.1098 | 0.0005897%
[25 empty] | 2020-11-17 | 18 | 17 | 18 | 2020-01-01 | 6339.0754 | 0.01096%
[25 empty] | 2020-11-17 | 19 | 17 | 19 | 2020-01-01 | 32415.2175 | 0.05604%
[25 empty] | 2020-11-17 | 20 | 17 | 20 | 2020-01-01 | 25332.3564 | 0.04379%
[25 empty] | 2020-11-17 | 21 | 17 | 21 | 2020-01-01 | 19624.0077 | 0.03393%
[25 empty] | 2020-11-17 | 22 | 17 | 22 | 2020-01-01 | 12607.9687 | 0.0218%
[25 empty] | 2020-11-17 | 23 | 17 | 23 | 2020-01-01 | 3425.5042 | 0.005922%
[25 empty] | 2020-11-17 | 24 | 17 | 24 | 2020-01-01 | 50.6857 | 8.762e-05%
[25 empty] | 2020-11-18 | 1 | 18 | 1 | 2020-01-01 | 114.1156 | 0.0001973%
[25 empty] | 2020-11-18 | 2 | 18 | 2 | 2020-01-01 | 0 | 0%
[25 empty] | 2020-11-18 | 3 | 18 | 3 | 2020-01-01 | 0 | 0%
[25 empty] | 2020-11-18 | 4 | 18 | 4 | 2020-01-01 | 0 | 0%
[25 empty] | 2020-11-18 | 5 | 18 | 5 | 2020-01-01 | 0 | 0%
[25 empty] | 2020-11-18 | 6 | 18 | 6 | 2020-01-01 | 0 | 0%
[25 empty] | 2020-11-18 | 7 | 18 | 7 | 2020-01-01 | 33.1887 | 5.738e-05%
[25 empty] | 2020-11-18 | 8 | 18 | 8 | 2020-01-01 | 51.8707 | 8.967e-05%
[25 empty] | 2020-11-18 | 9 | 18 | 9 | 2020-01-01 | 23.5388 | 4.069e-05%
[25 empty] | 2020-11-18 | 10 | 18 | 10 | 2020-01-01 | 24.3451 | 4.209e-05%
[25 empty] | 2020-11-18 | 11 | 18 | 11 | 2020-01-01 | 0 | 0%
[25 empty] | 2020-11-18 | 12 | 18 | 12 | 2020-01-01 | 0 | 0%
[25 empty] | 2020-11-18 | 13 | 18 | 13 | 2020-01-01 | 0 | 0%
[25 empty] | 2020-11-18 | 14 | 18 | 14 | 2020-01-01 | 0 | 0%
[25 empty] | 2020-11-18 | 15 | 18 | 15 | 2020-01-01 | 0 | 0%
[25 empty] | 2020-11-18 | 16 | 18 | 16 | 2020-01-01 | 381.873 | 0.0006602%
[25 empty] | 2020-11-18 | 17 | 18 | 17 | 2020-01-01 | 871.61 | 0.001507%
[25 empty] | 2020-11-18 | 18 | 18 | 18 | 2020-01-01 | 15460.6211 | 0.02673%
[25 empty] | 2020-11-18 | 19 | 18 | 19 | 2020-01-01 | 41312.6253 | 0.07142%
[25 empty] | 2020-11-18 | 20 | 18 | 20 | 2020-01-01 | 39315.5659 | 0.06797%
[25 empty] | 2020-11-18 | 21 | 18 | 21 | 2020-01-01 | 35526.7442 | 0.06142%
[25 empty] | 2020-11-18 | 22 | 18 | 22 | 2020-01-01 | 23328.7542 | 0.04033%
[25 empty] | 2020-11-18 | 23 | 18 | 23 | 2020-01-01 | 9053.9072 | 0.01565%
[25 empty] | 2020-11-18 | 24 | 18 | 24 | 2020-01-01 | 112.6639 | 0.0001948%
[25 empty] | 2020-11-19 | 1 | 19 | 1 | 2020-01-01 | 25.3242 | 4.378e-05%
[25 empty] | 2020-11-19 | 2 | 19 | 2 | 2020-01-01 | 0 | 0%
[25 empty] | 2020-11-19 | 3 | 19 | 3 | 2020-01-01 | 0 | 0%
[25 empty] | 2020-11-19 | 4 | 19 | 4 | 2020-01-01 | 0 | 0%
[25 empty] | 2020-11-19 | 5 | 19 | 5 | 2020-01-01 | 0 | 0%
[25 empty] | 2020-11-19 | 6 | 19 | 6 | 2020-01-01 | 0 | 0%
[25 empty] | 2020-11-19 | 7 | 19 | 7 | 2020-01-01 | 9.73 | 1.682e-05%
[25 empty] | 2020-11-19 | 8 | 19 | 8 | 2020-01-01 | 0 | 0%
[25 empty] | 2020-11-19 | 9 | 19 | 9 | 2020-01-01 | 163.0951 | 0.000282%
[25 empty] | 2020-11-19 | 10 | 19 | 10 | 2020-01-01 | 0 | 0%
[25 empty] | 2020-11-19 | 11 | 19 | 11 | 2020-01-01 | 0 | 0%
[25 empty] | 2020-11-19 | 12 | 19 | 12 | 2020-01-01 | 0 | 0%
[25 empty] | 2020-11-19 | 13 | 19 | 13 | 2020-01-01 | 0 | 0%
[25 empty] | 2020-11-19 | 14 | 19 | 14 | 2020-01-01 | 0 | 0%
[25 empty] | 2020-11-19 | 15 | 19 | 15 | 2020-01-01 | 0 | 0%
[25 empty] | 2020-11-19 | 16 | 19 | 16 | 2020-01-01 | 549.6237 | 0.0009502%
[25 empty] | 2020-11-19 | 17 | 19 | 17 | 2020-01-01 | 2336.0381 | 0.004038%
[25 empty] | 2020-11-19 | 18 | 19 | 18 | 2020-01-01 | 19724.8548 | 0.0341%
[25 empty] | 2020-11-19 | 19 | 19 | 19 | 2020-01-01 | 45050.1096 | 0.07788%
[25 empty] | 2020-11-19 | 20 | 19 | 20 | 2020-01-01 | 42250.1096 | 0.07304%
[25 empty] | 2020-11-19 | 21 | 19 | 21 | 2020-01-01 | 36550.1096 | 0.06319%
[25 empty] | 2020-11-19 | 22 | 19 | 22 | 2020-01-01 | 24060.5424 | 0.04159%
[25 empty] | 2020-11-19 | 23 | 19 | 23 | 2020-01-01 | 9800.4733 | 0.01694%
[25 empty] | 2020-11-19 | 24 | 19 | 24 | 2020-01-01 | 184.4757 | 0.0003189%
[25 empty] | 2020-11-20 | 1 | 20 | 1 | 2020-01-01 | 28.752 | 4.971e-05%
[25 empty] | 2020-11-20 | 2 | 20 | 2 | 2020-01-01 | 0 | 0%
[25 empty] | 2020-11-20 | 3 | 20 | 3 | 2020-01-01 | 0 | 0%
[25 empty] | 2020-11-20 | 4 | 20 | 4 | 2020-01-01 | 0 | 0%
[25 empty] | 2020-11-20 | 5 | 20 | 5 | 2020-01-01 | 0 | 0%
[25 empty] | 2020-11-20 | 6 | 20 | 6 | 2020-01-01 | 0 | 0%
[25 empty] | 2020-11-20 | 7 | 20 | 7 | 2020-01-01 | 0 | 0%
[25 empty] | 2020-11-20 | 8 | 20 | 8 | 2020-01-01 | 125.5407 | 0.000217%
[25 empty] | 2020-11-20 | 9 | 20 | 9 | 2020-01-01 | 253.859 | 0.0004389%
[25 empty] | 2020-11-20 | 10 | 20 | 10 | 2020-01-01 | 0 | 0%
[25 empty] | 2020-11-20 | 11 | 20 | 11 | 2020-01-01 | 0 | 0%
[25 empty] | 2020-11-20 | 12 | 20 | 12 | 2020-01-01 | 0 | 0%
[25 empty] | 2020-11-20 | 13 | 20 | 13 | 2020-01-01 | 0 | 0%
[25 empty] | 2020-11-20 | 14 | 20 | 14 | 2020-01-01 | 0 | 0%
[25 empty] | 2020-11-20 | 15 | 20 | 15 | 2020-01-01 | 0 | 0%
[25 empty] | 2020-11-20 | 16 | 20 | 16 | 2020-01-01 | 564.959 | 0.0009767%
[25 empty] | 2020-11-20 | 17 | 20 | 17 | 2020-01-01 | 539.3021 | 0.0009323%
[25 empty] | 2020-11-20 | 18 | 20 | 18 | 2020-01-01 | 11588.926 | 0.02003%
[25 empty] | 2020-11-20 | 19 | 20 | 19 | 2020-01-01 | 37057.9993 | 0.06406%
[25 empty] | 2020-11-20 | 20 | 20 | 20 | 2020-01-01 | 34993.868 | 0.0605%
[25 empty] | 2020-11-20 | 21 | 20 | 21 | 2020-01-01 | 29792.5732 | 0.0515%
[25 empty] | 2020-11-20 | 22 | 20 | 22 | 2020-01-01 | 17380.7886 | 0.03005%
[25 empty] | 2020-11-20 | 23 | 20 | 23 | 2020-01-01 | 5266.0455 | 0.009104%
[25 empty] | 2020-11-20 | 24 | 20 | 24 | 2020-01-01 | 103.9865 | 0.0001798%
[25 empty] | 2020-11-21 | 1 | 21 | 1 | 2020-01-01 | 0 | 0%
[25 empty] | 2020-11-21 | 2 | 21 | 2 | 2020-01-01 | 0 | 0%
[25 empty] | 2020-11-21 | 3 | 21 | 3 | 2020-01-01 | 0 | 0%
[25 empty] | 2020-11-21 | 4 | 21 | 4 | 2020-01-01 | 0 | 0%
[25 empty] | 2020-11-21 | 5 | 21 | 5 | 2020-01-01 | 0 | 0%
[25 empty] | 2020-11-21 | 6 | 21 | 6 | 2020-01-01 | 0 | 0%
[25 empty] | 2020-11-21 | 7 | 21 | 7 | 2020-01-01 | 26.6933 | 4.615e-05%
[25 empty] | 2020-11-21 | 8 | 21 | 8 | 2020-01-01 | 0 | 0%
[25 empty] | 2020-11-21 | 9 | 21 | 9 | 2020-01-01 | 238.2253 | 0.0004118%
[25 empty] | 2020-11-21 | 10 | 21 | 10 | 2020-01-01 | 0 | 0%
[25 empty] | 2020-11-21 | 11 | 21 | 11 | 2020-01-01 | 0 | 0%
[25 empty] | 2020-11-21 | 12 | 21 | 12 | 2020-01-01 | 0 | 0%
[25 empty] | 2020-11-21 | 13 | 21 | 13 | 2020-01-01 | 0 | 0%
[25 empty] | 2020-11-21 | 14 | 21 | 14 | 2020-01-01 | 0 | 0%
[25 empty] | 2020-11-21 | 15 | 21 | 15 | 2020-01-01 | 0 | 0%
[25 empty] | 2020-11-21 | 16 | 21 | 16 | 2020-01-01 | 578.45 | 0.001%
[25 empty] | 2020-11-21 | 17 | 21 | 17 | 2020-01-01 | 0 | 0%
[25 empty] | 2020-11-21 | 18 | 21 | 18 | 2020-01-01 | 1096.8086 | 0.001896%
[25 empty] | 2020-11-21 | 19 | 21 | 19 | 2020-01-01 | 18416.516 | 0.03184%
[25 empty] | 2020-11-21 | 20 | 21 | 20 | 2020-01-01 | 18860.5328 | 0.03261%
[25 empty] | 2020-11-21 | 21 | 21 | 21 | 2020-01-01 | 12756.9434 | 0.02205%
[25 empty] | 2020-11-21 | 22 | 21 | 22 | 2020-01-01 | 7453.8813 | 0.01289%
[25 empty] | 2020-11-21 | 23 | 21 | 23 | 2020-01-01 | 1015.0633 | 0.001755%
[25 empty] | 2020-11-21 | 24 | 21 | 24 | 2020-01-01 | 0 | 0%
[25 empty] | 2020-11-22 | 1 | 22 | 1 | 2020-01-01 | 0 | 0%
[25 empty] | 2020-11-22 | 2 | 22 | 2 | 2020-01-01 | 0 | 0%
[25 empty] | 2020-11-22 | 3 | 22 | 3 | 2020-01-01 | 0 | 0%
[25 empty] | 2020-11-22 | 4 | 22 | 4 | 2020-01-01 | 0 | 0%
[25 empty] | 2020-11-22 | 5 | 22 | 5 | 2020-01-01 | 0 | 0%
[25 empty] | 2020-11-22 | 6 | 22 | 6 | 2020-01-01 | 0 | 0%
[25 empty] | 2020-11-22 | 7 | 22 | 7 | 2020-01-01 | 0 | 0%
[25 empty] | 2020-11-22 | 8 | 22 | 8 | 2020-01-01 | 0 | 0%
[25 empty] | 2020-11-22 | 9 | 22 | 9 | 2020-01-01 | 198.0796 | 0.0003424%
[25 empty] | 2020-11-22 | 10 | 22 | 10 | 2020-01-01 | 0 | 0%
[25 empty] | 2020-11-22 | 11 | 22 | 11 | 2020-01-01 | 0 | 0%
[25 empty] | 2020-11-22 | 12 | 22 | 12 | 2020-01-01 | 0 | 0%
[25 empty] | 2020-11-22 | 13 | 22 | 13 | 2020-01-01 | 0 | 0%
[25 empty] | 2020-11-22 | 14 | 22 | 14 | 2020-01-01 | 0 | 0%
[25 empty] | 2020-11-22 | 15 | 22 | 15 | 2020-01-01 | 0 | 0%
[25 empty] | 2020-11-22 | 16 | 22 | 16 | 2020-01-01 | 975.2971 | 0.001686%
[25 empty] | 2020-11-22 | 17 | 22 | 17 | 2020-01-01 | 0 | 0%
[25 empty] | 2020-11-22 | 18 | 22 | 18 | 2020-01-01 | 2457.7531 | 0.004249%
[25 empty] | 2020-11-22 | 19 | 22 | 19 | 2020-01-01 | 25135.0528 | 0.04345%
[25 empty] | 2020-11-22 | 20 | 22 | 20 | 2020-01-01 | 25039.5639 | 0.04329%
[25 empty] | 2020-11-22 | 21 | 22 | 21 | 2020-01-01 | 18440.9753 | 0.03188%
[25 empty] | 2020-11-22 | 22 | 22 | 22 | 2020-01-01 | 10917.153 | 0.01887%
[25 empty] | 2020-11-22 | 23 | 22 | 23 | 2020-01-01 | 927.7777 | 0.001604%
[25 empty] | 2020-11-22 | 24 | 22 | 24 | 2020-01-01 | 0 | 0%
[25 empty] | 2020-11-23 | 1 | 23 | 1 | 2020-01-01 | 43.8673 | 7.584e-05%
[25 empty] | 2020-11-23 | 2 | 23 | 2 | 2020-01-01 | 0 | 0%
[25 empty] | 2020-11-23 | 3 | 23 | 3 | 2020-01-01 | 0 | 0%
[25 empty] | 2020-11-23 | 4 | 23 | 4 | 2020-01-01 | 0 | 0%
[25 empty] | 2020-11-23 | 5 | 23 | 5 | 2020-01-01 | 0 | 0%
[25 empty] | 2020-11-23 | 6 | 23 | 6 | 2020-01-01 | 0 | 0%
[25 empty] | 2020-11-23 | 7 | 23 | 7 | 2020-01-01 | 80.6371 | 0.0001394%
[25 empty] | 2020-11-23 | 8 | 23 | 8 | 2020-01-01 | 113.0477 | 0.0001954%
[25 empty] | 2020-11-23 | 9 | 23 | 9 | 2020-01-01 | 443.8346 | 0.0007673%
[25 empty] | 2020-11-23 | 10 | 23 | 10 | 2020-01-01 | 0 | 0%
[25 empty] | 2020-11-23 | 11 | 23 | 11 | 2020-01-01 | 0 | 0%
[25 empty] | 2020-11-23 | 12 | 23 | 12 | 2020-01-01 | 0 | 0%
[25 empty] | 2020-11-23 | 13 | 23 | 13 | 2020-01-01 | 0 | 0%
[25 empty] | 2020-11-23 | 14 | 23 | 14 | 2020-01-01 | 0 | 0%
[25 empty] | 2020-11-23 | 15 | 23 | 15 | 2020-01-01 | 0 | 0%
[25 empty] | 2020-11-23 | 16 | 23 | 16 | 2020-01-01 | 463.4528 | 0.0008012%
[25 empty] | 2020-11-23 | 17 | 23 | 17 | 2020-01-01 | 1935.7006 | 0.003346%
[25 empty] | 2020-11-23 | 18 | 23 | 18 | 2020-01-01 | 21261.398 | 0.03676%
[25 empty] | 2020-11-23 | 19 | 23 | 19 | 2020-01-01 | 47833.8028 | 0.08269%
[25 empty] | 2020-11-23 | 20 | 23 | 20 | 2020-01-01 | 44779.0877 | 0.07741%
[25 empty] | 2020-11-23 | 21 | 23 | 21 | 2020-01-01 | 38111.0806 | 0.06588%
[25 empty] | 2020-11-23 | 22 | 23 | 22 | 2020-01-01 | 25612.1089 | 0.04428%
[25 empty] | 2020-11-23 | 23 | 23 | 23 | 2020-01-01 | 9959.4958 | 0.01722%
[25 empty] | 2020-11-23 | 24 | 23 | 24 | 2020-01-01 | 232.3269 | 0.0004016%
[25 empty] | 2020-11-24 | 1 | 24 | 1 | 2020-01-01 | 38.8244 | 6.712e-05%
[25 empty] | 2020-11-24 | 2 | 24 | 2 | 2020-01-01 | 0 | 0%
[25 empty] | 2020-11-24 | 3 | 24 | 3 | 2020-01-01 | 0 | 0%
[25 empty] | 2020-11-24 | 4 | 24 | 4 | 2020-01-01 | 0 | 0%
[25 empty] | 2020-11-24 | 5 | 24 | 5 | 2020-01-01 | 0 | 0%
[25 empty] | 2020-11-24 | 6 | 24 | 6 | 2020-01-01 | 0 | 0%
[25 empty] | 2020-11-24 | 7 | 24 | 7 | 2020-01-01 | 0 | 0%
[25 empty] | 2020-11-24 | 8 | 24 | 8 | 2020-01-01 | 9.3587 | 1.618e-05%
[25 empty] | 2020-11-24 | 9 | 24 | 9 | 2020-01-01 | 382.1925 | 0.0006607%
[25 empty] | 2020-11-24 | 10 | 24 | 10 | 2020-01-01 | 0 | 0%
[25 empty] | 2020-11-24 | 11 | 24 | 11 | 2020-01-01 | 0 | 0%
[25 empty] | 2020-11-24 | 12 | 24 | 12 | 2020-01-01 | 0 | 0%
[25 empty] | 2020-11-24 | 13 | 24 | 13 | 2020-01-01 | 0 | 0%
[25 empty] | 2020-11-24 | 14 | 24 | 14 | 2020-01-01 | 0 | 0%
[25 empty] | 2020-11-24 | 15 | 24 | 15 | 2020-01-01 | 0 | 0%
[25 empty] | 2020-11-24 | 16 | 24 | 16 | 2020-01-01 | 478.7359 | 0.0008276%
[25 empty] | 2020-11-24 | 17 | 24 | 17 | 2020-01-01 | 545.8378 | 0.0009436%
[25 empty] | 2020-11-24 | 18 | 24 | 18 | 2020-01-01 | 15220.6123 | 0.02631%
[25 empty] | 2020-11-24 | 19 | 24 | 19 | 2020-01-01 | 44337.2846 | 0.07665%
[25 empty] | 2020-11-24 | 20 | 24 | 20 | 2020-01-01 | 43737.8089 | 0.07561%
[25 empty] | 2020-11-24 | 21 | 24 | 21 | 2020-01-01 | 37576.7602 | 0.06496%
[25 empty] | 2020-11-24 | 22 | 24 | 22 | 2020-01-01 | 26628.8635 | 0.04603%
[25 empty] | 2020-11-24 | 23 | 24 | 23 | 2020-01-01 | 10834.6969 | 0.01873%
[25 empty] | 2020-11-24 | 24 | 24 | 24 | 2020-01-01 | 96.6076 | 0.000167%
[25 empty] | 2020-11-25 | 1 | 25 | 1 | 2020-01-01 | 30.6028 | 5.29e-05%
[25 empty] | 2020-11-25 | 2 | 25 | 2 | 2020-01-01 | 0 | 0%
[25 empty] | 2020-11-25 | 3 | 25 | 3 | 2020-01-01 | 0 | 0%
[25 empty] | 2020-11-25 | 4 | 25 | 4 | 2020-01-01 | 0 | 0%
[25 empty] | 2020-11-25 | 5 | 25 | 5 | 2020-01-01 | 0 | 0%
[25 empty] | 2020-11-25 | 6 | 25 | 6 | 2020-01-01 | 0 | 0%
[25 empty] | 2020-11-25 | 7 | 25 | 7 | 2020-01-01 | 0 | 0%
[25 empty] | 2020-11-25 | 8 | 25 | 8 | 2020-01-01 | 32.4712 | 5.613e-05%
[25 empty] | 2020-11-25 | 9 | 25 | 9 | 2020-01-01 | 424.7058 | 0.0007342%
[25 empty] | 2020-11-25 | 10 | 25 | 10 | 2020-01-01 | 0 | 0%
[25 empty] | 2020-11-25 | 11 | 25 | 11 | 2020-01-01 | 0 | 0%
[25 empty] | 2020-11-25 | 12 | 25 | 12 | 2020-01-01 | 0 | 0%
[25 empty] | 2020-11-25 | 13 | 25 | 13 | 2020-01-01 | 0 | 0%
[25 empty] | 2020-11-25 | 14 | 25 | 14 | 2020-01-01 | 0 | 0%
[25 empty] | 2020-11-25 | 15 | 25 | 15 | 2020-01-01 | 0 | 0%
[25 empty] | 2020-11-25 | 16 | 25 | 16 | 2020-01-01 | 629.4087 | 0.001088%
[25 empty] | 2020-11-25 | 17 | 25 | 17 | 2020-01-01 | 1020.4566 | 0.001764%
[25 empty] | 2020-11-25 | 18 | 25 | 18 | 2020-01-01 | 16726.2714 | 0.02892%
[25 empty] | 2020-11-25 | 19 | 25 | 19 | 2020-01-01 | 42792.2867 | 0.07398%
[25 empty] | 2020-11-25 | 20 | 25 | 20 | 2020-01-01 | 41575.0737 | 0.07187%
[25 empty] | 2020-11-25 | 21 | 25 | 21 | 2020-01-01 | 36437.8607 | 0.06299%
[25 empty] | 2020-11-25 | 22 | 25 | 22 | 2020-01-01 | 23702.773 | 0.04098%
[25 empty] | 2020-11-25 | 23 | 25 | 23 | 2020-01-01 | 8752.0633 | 0.01513%
[25 empty] | 2020-11-25 | 24 | 25 | 24 | 2020-01-01 | 46.6493 | 8.065e-05%
[25 empty] | 2020-11-26 | 1 | 26 | 1 | 2020-01-01 | 43.8683 | 7.584e-05%
[25 empty] | 2020-11-26 | 2 | 26 | 2 | 2020-01-01 | 0 | 0%
[25 empty] | 2020-11-26 | 3 | 26 | 3 | 2020-01-01 | 0 | 0%
[25 empty] | 2020-11-26 | 4 | 26 | 4 | 2020-01-01 | 0 | 0%
[25 empty] | 2020-11-26 | 5 | 26 | 5 | 2020-01-01 | 0 | 0%
[25 empty] | 2020-11-26 | 6 | 26 | 6 | 2020-01-01 | 0 | 0%
[25 empty] | 2020-11-26 | 7 | 26 | 7 | 2020-01-01 | 20.317 | 3.512e-05%
[25 empty] | 2020-11-26 | 8 | 26 | 8 | 2020-01-01 | 0 | 0%
[25 empty] | 2020-11-26 | 9 | 26 | 9 | 2020-01-01 | 257.6078 | 0.0004453%
[25 empty] | 2020-11-26 | 10 | 26 | 10 | 2020-01-01 | 0 | 0%
[25 empty] | 2020-11-26 | 11 | 26 | 11 | 2020-01-01 | 0 | 0%
[25 empty] | 2020-11-26 | 12 | 26 | 12 | 2020-01-01 | 0 | 0%
[25 empty] | 2020-11-26 | 13 | 26 | 13 | 2020-01-01 | 0 | 0%
[25 empty] | 2020-11-26 | 14 | 26 | 14 | 2020-01-01 | 0 | 0%
[25 empty] | 2020-11-26 | 15 | 26 | 15 | 2020-01-01 | 0 | 0%
[25 empty] | 2020-11-26 | 16 | 26 | 16 | 2020-01-01 | 924.29 | 0.001598%
[25 empty] | 2020-11-26 | 17 | 26 | 17 | 2020-01-01 | 0 | 0%
[25 empty] | 2020-11-26 | 18 | 26 | 18 | 2020-01-01 | 95.5542 | 0.0001652%
[25 empty] | 2020-11-26 | 19 | 26 | 19 | 2020-01-01 | 3388.4312 | 0.005858%
[25 empty] | 2020-11-26 | 20 | 26 | 20 | 2020-01-01 | 1785.0364 | 0.003086%
[25 empty] | 2020-11-26 | 21 | 26 | 21 | 2020-01-01 | 1010.7146 | 0.001747%
[25 empty] | 2020-11-26 | 22 | 26 | 22 | 2020-01-01 | 168.2825 | 0.0002909%
[25 empty] | 2020-11-26 | 23 | 26 | 23 | 2020-01-01 | 36.2089 | 6.26e-05%
[25 empty] | 2020-11-26 | 24 | 26 | 24 | 2020-01-01 | 0 | 0%
[25 empty] | 2020-11-27 | 1 | 27 | 1 | 2020-01-01 | 78.8392 | 0.0001363%
[25 empty] | 2020-11-27 | 2 | 27 | 2 | 2020-01-01 | 0 | 0%
[25 empty] | 2020-11-27 | 3 | 27 | 3 | 2020-01-01 | 0 | 0%
[25 empty] | 2020-11-27 | 4 | 27 | 4 | 2020-01-01 | 0 | 0%
[25 empty] | 2020-11-27 | 5 | 27 | 5 | 2020-01-01 | 0 | 0%
[25 empty] | 2020-11-27 | 6 | 27 | 6 | 2020-01-01 | 0 | 0%
[25 empty] | 2020-11-27 | 7 | 27 | 7 | 2020-01-01 | 24.5895 | 4.251e-05%
[25 empty] | 2020-11-27 | 8 | 27 | 8 | 2020-01-01 | 38.6156 | 6.676e-05%
[25 empty] | 2020-11-27 | 9 | 27 | 9 | 2020-01-01 | 259.6201 | 0.0004488%
[25 empty] | 2020-11-27 | 10 | 27 | 10 | 2020-01-01 | 0 | 0%
[25 empty] | 2020-11-27 | 11 | 27 | 11 | 2020-01-01 | 0 | 0%
[25 empty] | 2020-11-27 | 12 | 27 | 12 | 2020-01-01 | 0 | 0%
[25 empty] | 2020-11-27 | 13 | 27 | 13 | 2020-01-01 | 0 | 0%
[25 empty] | 2020-11-27 | 14 | 27 | 14 | 2020-01-01 | 0 | 0%
[25 empty] | 2020-11-27 | 15 | 27 | 15 | 2020-01-01 | 0 | 0%
[25 empty] | 2020-11-27 | 16 | 27 | 16 | 2020-01-01 | 717.5127 | 0.00124%
[25 empty] | 2020-11-27 | 17 | 27 | 17 | 2020-01-01 | 0 | 0%
[25 empty] | 2020-11-27 | 18 | 27 | 18 | 2020-01-01 | 2220.7721 | 0.003839%
[25 empty] | 2020-11-27 | 19 | 27 | 19 | 2020-01-01 | 25625.977 | 0.0443%
[25 empty] | 2020-11-27 | 20 | 27 | 20 | 2020-01-01 | 26837.1823 | 0.04639%
[25 empty] | 2020-11-27 | 21 | 27 | 21 | 2020-01-01 | 16492.4476 | 0.02851%
[25 empty] | 2020-11-27 | 22 | 27 | 22 | 2020-01-01 | 7594.4283 | 0.01313%
[25 empty] | 2020-11-27 | 23 | 27 | 23 | 2020-01-01 | 1314.2688 | 0.002272%
[25 empty] | 2020-11-27 | 24 | 27 | 24 | 2020-01-01 | 0 | 0%
[25 empty] | 2020-11-28 | 1 | 28 | 1 | 2020-01-01 | 50.3685 | 8.707e-05%
[25 empty] | 2020-11-28 | 2 | 28 | 2 | 2020-01-01 | 0 | 0%
[25 empty] | 2020-11-28 | 3 | 28 | 3 | 2020-01-01 | 0 | 0%
[25 empty] | 2020-11-28 | 4 | 28 | 4 | 2020-01-01 | 0 | 0%
[25 empty] | 2020-11-28 | 5 | 28 | 5 | 2020-01-01 | 0 | 0%
[25 empty] | 2020-11-28 | 6 | 28 | 6 | 2020-01-01 | 0 | 0%
[25 empty] | 2020-11-28 | 7 | 28 | 7 | 2020-01-01 | 0 | 0%
[25 empty] | 2020-11-28 | 8 | 28 | 8 | 2020-01-01 | 0 | 0%
[25 empty] | 2020-11-28 | 9 | 28 | 9 | 2020-01-01 | 146.3128 | 0.0002529%
[25 empty] | 2020-11-28 | 10 | 28 | 10 | 2020-01-01 | 0 | 0%
[25 empty] | 2020-11-28 | 11 | 28 | 11 | 2020-01-01 | 0 | 0%
[25 empty] | 2020-11-28 | 12 | 28 | 12 | 2020-01-01 | 0 | 0%
[25 empty] | 2020-11-28 | 13 | 28 | 13 | 2020-01-01 | 0 | 0%
[25 empty] | 2020-11-28 | 14 | 28 | 14 | 2020-01-01 | 0 | 0%
[25 empty] | 2020-11-28 | 15 | 28 | 15 | 2020-01-01 | 0 | 0%
[25 empty] | 2020-11-28 | 16 | 28 | 16 | 2020-01-01 | 228.8693 | 0.0003957%
[25 empty] | 2020-11-28 | 17 | 28 | 17 | 2020-01-01 | 0 | 0%
[25 empty] | 2020-11-28 | 18 | 28 | 18 | 2020-01-01 | 1083.0843 | 0.001872%
[25 empty] | 2020-11-28 | 19 | 28 | 19 | 2020-01-01 | 16173.58 | 0.02796%
[25 empty] | 2020-11-28 | 20 | 28 | 20 | 2020-01-01 | 14519.6121 | 0.0251%
[25 empty] | 2020-11-28 | 21 | 28 | 21 | 2020-01-01 | 9605.507 | 0.01661%
[25 empty] | 2020-11-28 | 22 | 28 | 22 | 2020-01-01 | 5645.7423 | 0.00976%
[25 empty] | 2020-11-28 | 23 | 28 | 23 | 2020-01-01 | 310.4525 | 0.0005367%
[25 empty] | 2020-11-28 | 24 | 28 | 24 | 2020-01-01 | 0 | 0%
[25 empty] | 2020-11-29 | 1 | 29 | 1 | 2020-01-01 | 51.7164 | 8.94e-05%
[25 empty] | 2020-11-29 | 2 | 29 | 2 | 2020-01-01 | 0 | 0%
[25 empty] | 2020-11-29 | 3 | 29 | 3 | 2020-01-01 | 0 | 0%
[25 empty] | 2020-11-29 | 4 | 29 | 4 | 2020-01-01 | 0 | 0%
[25 empty] | 2020-11-29 | 5 | 29 | 5 | 2020-01-01 | 0 | 0%
[25 empty] | 2020-11-29 | 6 | 29 | 6 | 2020-01-01 | 0 | 0%
[25 empty] | 2020-11-29 | 7 | 29 | 7 | 2020-01-01 | 0 | 0%
[25 empty] | 2020-11-29 | 8 | 29 | 8 | 2020-01-01 | 6.7861 | 1.173e-05%
[25 empty] | 2020-11-29 | 9 | 29 | 9 | 2020-01-01 | 406.0007 | 0.0007019%
[25 empty] | 2020-11-29 | 10 | 29 | 10 | 2020-01-01 | 0 | 0%
[25 empty] | 2020-11-29 | 11 | 29 | 11 | 2020-01-01 | 0 | 0%
[25 empty] | 2020-11-29 | 12 | 29 | 12 | 2020-01-01 | 0 | 0%
[25 empty] | 2020-11-29 | 13 | 29 | 13 | 2020-01-01 | 0 | 0%
[25 empty] | 2020-11-29 | 14 | 29 | 14 | 2020-01-01 | 0 | 0%
[25 empty] | 2020-11-29 | 15 | 29 | 15 | 2020-01-01 | 0 | 0%
[25 empty] | 2020-11-29 | 16 | 29 | 16 | 2020-01-01 | 333.1651 | 0.000576%
[25 empty] | 2020-11-29 | 17 | 29 | 17 | 2020-01-01 | 0 | 0%
[25 empty] | 2020-11-29 | 18 | 29 | 18 | 2020-01-01 | 2321.3256 | 0.004013%
[25 empty] | 2020-11-29 | 19 | 29 | 19 | 2020-01-01 | 24637.0856 | 0.04259%
[25 empty] | 2020-11-29 | 20 | 29 | 20 | 2020-01-01 | 24726.5335 | 0.04275%
[25 empty] | 2020-11-29 | 21 | 29 | 21 | 2020-01-01 | 17515.8817 | 0.03028%
[25 empty] | 2020-11-29 | 22 | 29 | 22 | 2020-01-01 | 9924.6196 | 0.01716%
[25 empty] | 2020-11-29 | 23 | 29 | 23 | 2020-01-01 | 965.6221 | 0.001669%
[25 empty] | 2020-11-29 | 24 | 29 | 24 | 2020-01-01 | 0 | 0%
[25 empty] | 2020-11-30 | 1 | 30 | 1 | 2020-01-01 | 99.2392 | 0.0001716%
[25 empty] | 2020-11-30 | 2 | 30 | 2 | 2020-01-01 | 0 | 0%
[25 empty] | 2020-11-30 | 3 | 30 | 3 | 2020-01-01 | 0 | 0%
[25 empty] | 2020-11-30 | 4 | 30 | 4 | 2020-01-01 | 0 | 0%
[25 empty] | 2020-11-30 | 5 | 30 | 5 | 2020-01-01 | 0 | 0%
[25 empty] | 2020-11-30 | 6 | 30 | 6 | 2020-01-01 | 0 | 0%
[25 empty] | 2020-11-30 | 7 | 30 | 7 | 2020-01-01 | 0.15382 | 2.659e-07%
[25 empty] | 2020-11-30 | 8 | 30 | 8 | 2020-01-01 | 74.5459 | 0.0001289%
[25 empty] | 2020-11-30 | 9 | 30 | 9 | 2020-01-01 | 224.8287 | 0.0003887%
[25 empty] | 2020-11-30 | 10 | 30 | 10 | 2020-01-01 | 0 | 0%
[25 empty] | 2020-11-30 | 11 | 30 | 11 | 2020-01-01 | 0 | 0%
[25 empty] | 2020-11-30 | 12 | 30 | 12 | 2020-01-01 | 0 | 0%
[25 empty] | 2020-11-30 | 13 | 30 | 13 | 2020-01-01 | 0 | 0%
[25 empty] | 2020-11-30 | 14 | 30 | 14 | 2020-01-01 | 0 | 0%
[25 empty] | 2020-11-30 | 15 | 30 | 15 | 2020-01-01 | 0 | 0%
[25 empty] | 2020-11-30 | 16 | 30 | 16 | 2020-01-01 | 518.6838 | 0.0008967%
[25 empty] | 2020-11-30 | 17 | 30 | 17 | 2020-01-01 | 112.0997 | 0.0001938%
[25 empty] | 2020-11-30 | 18 | 30 | 18 | 2020-01-01 | 5917.0256 | 0.01023%
[25 empty] | 2020-11-30 | 19 | 30 | 19 | 2020-01-01 | 30524.1506 | 0.05277%
[25 empty] | 2020-11-30 | 20 | 30 | 20 | 2020-01-01 | 27524.0157 | 0.04758%
[25 empty] | 2020-11-30 | 21 | 30 | 21 | 2020-01-01 | 20605.957 | 0.03562%
[25 empty] | 2020-11-30 | 22 | 30 | 22 | 2020-01-01 | 11085.4373 | 0.01916%
[25 empty] | 2020-11-30 | 23 | 30 | 23 | 2020-01-01 | 3255.0049 | 0.005627%
[25 empty] | 2020-11-30 | 24 | 30 | 24 | 2020-01-01 | 153.6157 | 0.0002656%
[25 empty] | 2020-12-01 | 1 | 1 | 1 | 2020-01-01 | 99.9541 | 0.0001728%
[25 empty] | 2020-12-01 | 2 | 1 | 2 | 2020-01-01 | 0 | 0%
[25 empty] | 2020-12-01 | 3 | 1 | 3 | 2020-01-01 | 0 | 0%
[25 empty] | 2020-12-01 | 4 | 1 | 4 | 2020-01-01 | 0 | 0%
[25 empty] | 2020-12-01 | 5 | 1 | 5 | 2020-01-01 | 0 | 0%
[25 empty] | 2020-12-01 | 6 | 1 | 6 | 2020-01-01 | 0 | 0%
[25 empty] | 2020-12-01 | 7 | 1 | 7 | 2020-01-01 | 0 | 0%
[25 empty] | 2020-12-01 | 8 | 1 | 8 | 2020-01-01 | 187.3307 | 0.0003238%
[25 empty] | 2020-12-01 | 9 | 1 | 9 | 2020-01-01 | 118.3854 | 0.0002047%
[25 empty] | 2020-12-01 | 10 | 1 | 10 | 2020-01-01 | 0 | 0%
[25 empty] | 2020-12-01 | 11 | 1 | 11 | 2020-01-01 | 0 | 0%
[25 empty] | 2020-12-01 | 12 | 1 | 12 | 2020-01-01 | 0 | 0%
[25 empty] | 2020-12-01 | 13 | 1 | 13 | 2020-01-01 | 0 | 0%
[25 empty] | 2020-12-01 | 14 | 1 | 14 | 2020-01-01 | 0 | 0%
[25 empty] | 2020-12-01 | 15 | 1 | 15 | 2020-01-01 | 0 | 0%
[25 empty] | 2020-12-01 | 16 | 1 | 16 | 2020-01-01 | 102.7898 | 0.0001777%
[25 empty] | 2020-12-01 | 17 | 1 | 17 | 2020-01-01 | 815.5922 | 0.00141%
[25 empty] | 2020-12-01 | 18 | 1 | 18 | 2020-01-01 | 21104.9911 | 0.03649%
[25 empty] | 2020-12-01 | 19 | 1 | 19 | 2020-01-01 | 56479.5412 | 0.09764%
[25 empty] | 2020-12-01 | 20 | 1 | 20 | 2020-01-01 | 56712.0412 | 0.09804%
[25 empty] | 2020-12-01 | 21 | 1 | 21 | 2020-01-01 | 46792.0412 | 0.08089%
[25 empty] | 2020-12-01 | 22 | 1 | 22 | 2020-01-01 | 36402.7455 | 0.06293%
[25 empty] | 2020-12-01 | 23 | 1 | 23 | 2020-01-01 | 23867.9692 | 0.04126%
[25 empty] | 2020-12-01 | 24 | 1 | 24 | 2020-01-01 | 2577.66 | 0.004456%
[25 empty] | 2020-12-02 | 1 | 2 | 1 | 2020-01-01 | 57.045 | 9.862e-05%
[25 empty] | 2020-12-02 | 2 | 2 | 2 | 2020-01-01 | 0 | 0%
[25 empty] | 2020-12-02 | 3 | 2 | 3 | 2020-01-01 | 0 | 0%
[25 empty] | 2020-12-02 | 4 | 2 | 4 | 2020-01-01 | 0 | 0%
[25 empty] | 2020-12-02 | 5 | 2 | 5 | 2020-01-01 | 0 | 0%
[25 empty] | 2020-12-02 | 6 | 2 | 6 | 2020-01-01 | 0 | 0%
[25 empty] | 2020-12-02 | 7 | 2 | 7 | 2020-01-01 | 0 | 0%
[25 empty] | 2020-12-02 | 8 | 2 | 8 | 2020-01-01 | 207.3249 | 0.0003584%
[25 empty] | 2020-12-02 | 9 | 2 | 9 | 2020-01-01 | 127.5162 | 0.0002204%
[25 empty] | 2020-12-02 | 10 | 2 | 10 | 2020-01-01 | 0 | 0%
[25 empty] | 2020-12-02 | 11 | 2 | 11 | 2020-01-01 | 0 | 0%
[25 empty] | 2020-12-02 | 12 | 2 | 12 | 2020-01-01 | 0 | 0%
[25 empty] | 2020-12-02 | 13 | 2 | 13 | 2020-01-01 | 0 | 0%
[25 empty] | 2020-12-02 | 14 | 2 | 14 | 2020-01-01 | 0 | 0%
[25 empty] | 2020-12-02 | 15 | 2 | 15 | 2020-01-01 | 0 | 0%
[25 empty] | 2020-12-02 | 16 | 2 | 16 | 2020-01-01 | 334.1933 | 0.0005777%
[25 empty] | 2020-12-02 | 17 | 2 | 17 | 2020-01-01 | 745.003 | 0.001288%
[25 empty] | 2020-12-02 | 18 | 2 | 18 | 2020-01-01 | 25047.9862 | 0.0433%
[25 empty] | 2020-12-02 | 19 | 2 | 19 | 2020-01-01 | 58160.5968 | 0.1005%
[25 empty] | 2020-12-02 | 20 | 2 | 20 | 2020-01-01 | 58901.8635 | 0.1018%
[25 empty] | 2020-12-02 | 21 | 2 | 21 | 2020-01-01 | 48352.3621 | 0.08359%
[25 empty] | 2020-12-02 | 22 | 2 | 22 | 2020-01-01 | 39010.1538 | 0.06744%
[25 empty] | 2020-12-02 | 23 | 2 | 23 | 2020-01-01 | 24316.2612 | 0.04204%
[25 empty] | 2020-12-02 | 24 | 2 | 24 | 2020-01-01 | 1997.0765 | 0.003452%
[25 empty] | 2020-12-03 | 1 | 3 | 1 | 2020-01-01 | 22.2661 | 3.849e-05%
[25 empty] | 2020-12-03 | 2 | 3 | 2 | 2020-01-01 | 0 | 0%
[25 empty] | 2020-12-03 | 3 | 3 | 3 | 2020-01-01 | 0 | 0%
[25 empty] | 2020-12-03 | 4 | 3 | 4 | 2020-01-01 | 0 | 0%
[25 empty] | 2020-12-03 | 5 | 3 | 5 | 2020-01-01 | 0 | 0%
[25 empty] | 2020-12-03 | 6 | 3 | 6 | 2020-01-01 | 0 | 0%
[25 empty] | 2020-12-03 | 7 | 3 | 7 | 2020-01-01 | 0 | 0%
[25 empty] | 2020-12-03 | 8 | 3 | 8 | 2020-01-01 | 29.4395 | 5.089e-05%
[25 empty] | 2020-12-03 | 9 | 3 | 9 | 2020-01-01 | 113.3752 | 0.000196%
[25 empty] | 2020-12-03 | 10 | 3 | 10 | 2020-01-01 | 0 | 0%
[25 empty] | 2020-12-03 | 11 | 3 | 11 | 2020-01-01 | 0 | 0%
[25 empty] | 2020-12-03 | 12 | 3 | 12 | 2020-01-01 | 0 | 0%
[25 empty] | 2020-12-03 | 13 | 3 | 13 | 2020-01-01 | 0 | 0%
[25 empty] | 2020-12-03 | 14 | 3 | 14 | 2020-01-01 | 0 | 0%
[25 empty] | 2020-12-03 | 15 | 3 | 15 | 2020-01-01 | 0 | 0%
[25 empty] | 2020-12-03 | 16 | 3 | 16 | 2020-01-01 | 331.9875 | 0.0005739%
[25 empty] | 2020-12-03 | 17 | 3 | 17 | 2020-01-01 | 0 | 0%
[25 empty] | 2020-12-03 | 18 | 3 | 18 | 2020-01-01 | 7780.846 | 0.01345%
[25 empty] | 2020-12-03 | 19 | 3 | 19 | 2020-01-01 | 33016.724 | 0.05708%
[25 empty] | 2020-12-03 | 20 | 3 | 20 | 2020-01-01 | 32879.0467 | 0.05684%
[25 empty] | 2020-12-03 | 21 | 3 | 21 | 2020-01-01 | 27018.1013 | 0.04671%
[25 empty] | 2020-12-03 | 22 | 3 | 22 | 2020-01-01 | 19016.7919 | 0.03288%
[25 empty] | 2020-12-03 | 23 | 3 | 23 | 2020-01-01 | 11960.4646 | 0.02068%
[25 empty] | 2020-12-03 | 24 | 3 | 24 | 2020-01-01 | 483.1813 | 0.0008353%
[25 empty] | 2020-12-04 | 1 | 4 | 1 | 2020-01-01 | 23.9747 | 4.145e-05%
[25 empty] | 2020-12-04 | 2 | 4 | 2 | 2020-01-01 | 0 | 0%
[25 empty] | 2020-12-04 | 3 | 4 | 3 | 2020-01-01 | 0 | 0%
[25 empty] | 2020-12-04 | 4 | 4 | 4 | 2020-01-01 | 0 | 0%
[25 empty] | 2020-12-04 | 5 | 4 | 5 | 2020-01-01 | 0 | 0%
[25 empty] | 2020-12-04 | 6 | 4 | 6 | 2020-01-01 | 1.4298 | 2.472e-06%
[25 empty] | 2020-12-04 | 7 | 4 | 7 | 2020-01-01 | 10.8644 | 1.878e-05%
[25 empty] | 2020-12-04 | 8 | 4 | 8 | 2020-01-01 | 90.2744 | 0.0001561%
[25 empty] | 2020-12-04 | 9 | 4 | 9 | 2020-01-01 | 232.3999 | 0.0004018%
[25 empty] | 2020-12-04 | 10 | 4 | 10 | 2020-01-01 | 0 | 0%
[25 empty] | 2020-12-04 | 11 | 4 | 11 | 2020-01-01 | 0 | 0%
[25 empty] | 2020-12-04 | 12 | 4 | 12 | 2020-01-01 | 0 | 0%
[25 empty] | 2020-12-04 | 13 | 4 | 13 | 2020-01-01 | 0 | 0%
[25 empty] | 2020-12-04 | 14 | 4 | 14 | 2020-01-01 | 0 | 0%
[25 empty] | 2020-12-04 | 15 | 4 | 15 | 2020-01-01 | 0 | 0%
[25 empty] | 2020-12-04 | 16 | 4 | 16 | 2020-01-01 | 358.5375 | 0.0006198%
[25 empty] | 2020-12-04 | 17 | 4 | 17 | 2020-01-01 | 0 | 0%
[25 empty] | 2020-12-04 | 18 | 4 | 18 | 2020-01-01 | 10370.2006 | 0.01793%
[25 empty] | 2020-12-04 | 19 | 4 | 19 | 2020-01-01 | 40534.9988 | 0.07007%
[25 empty] | 2020-12-04 | 20 | 4 | 20 | 2020-01-01 | 41969.4924 | 0.07255%
[25 empty] | 2020-12-04 | 21 | 4 | 21 | 2020-01-01 | 31766.4505 | 0.05492%
[25 empty] | 2020-12-04 | 22 | 4 | 22 | 2020-01-01 | 23443.2867 | 0.04053%
[25 empty] | 2020-12-04 | 23 | 4 | 23 | 2020-01-01 | 13916.5278 | 0.02406%
[25 empty] | 2020-12-04 | 24 | 4 | 24 | 2020-01-01 | 912.9509 | 0.001578%
[25 empty] | 2020-12-05 | 1 | 5 | 1 | 2020-01-01 | 31.1734 | 5.389e-05%
[25 empty] | 2020-12-05 | 2 | 5 | 2 | 2020-01-01 | 0 | 0%
[25 empty] | 2020-12-05 | 3 | 5 | 3 | 2020-01-01 | 0 | 0%
[25 empty] | 2020-12-05 | 4 | 5 | 4 | 2020-01-01 | 0 | 0%
[25 empty] | 2020-12-05 | 5 | 5 | 5 | 2020-01-01 | 3.6236 | 6.264e-06%
[25 empty] | 2020-12-05 | 6 | 5 | 6 | 2020-01-01 | 3.0037 | 5.193e-06%
[25 empty] | 2020-12-05 | 7 | 5 | 7 | 2020-01-01 | 38.0972 | 6.586e-05%
[25 empty] | 2020-12-05 | 8 | 5 | 8 | 2020-01-01 | 0 | 0%
[25 empty] | 2020-12-05 | 9 | 5 | 9 | 2020-01-01 | 609.9551 | 0.001054%
[25 empty] | 2020-12-05 | 10 | 5 | 10 | 2020-01-01 | 0 | 0%
[25 empty] | 2020-12-05 | 11 | 5 | 11 | 2020-01-01 | 0 | 0%
[25 empty] | 2020-12-05 | 12 | 5 | 12 | 2020-01-01 | 0 | 0%
[25 empty] | 2020-12-05 | 13 | 5 | 13 | 2020-01-01 | 0 | 0%
[25 empty] | 2020-12-05 | 14 | 5 | 14 | 2020-01-01 | 0 | 0%
[25 empty] | 2020-12-05 | 15 | 5 | 15 | 2020-01-01 | 0 | 0%
[25 empty] | 2020-12-05 | 16 | 5 | 16 | 2020-01-01 | 666.6032 | 0.001152%
[25 empty] | 2020-12-05 | 17 | 5 | 17 | 2020-01-01 | 0 | 0%
[25 empty] | 2020-12-05 | 18 | 5 | 18 | 2020-01-01 | 450.0558 | 0.000778%
[25 empty] | 2020-12-05 | 19 | 5 | 19 | 2020-01-01 | 24089.5541 | 0.04164%
[25 empty] | 2020-12-05 | 20 | 5 | 20 | 2020-01-01 | 27249.3293 | 0.04711%
[25 empty] | 2020-12-05 | 21 | 5 | 21 | 2020-01-01 | 19401.8885 | 0.03354%
[25 empty] | 2020-12-05 | 22 | 5 | 22 | 2020-01-01 | 15273.8723 | 0.0264%
[25 empty] | 2020-12-05 | 23 | 5 | 23 | 2020-01-01 | 5605.6342 | 0.009691%
[25 empty] | 2020-12-05 | 24 | 5 | 24 | 2020-01-01 | 63.8273 | 0.0001103%
[25 empty] | 2020-12-06 | 1 | 6 | 1 | 2020-01-01 | 42.007 | 7.262e-05%
[25 empty] | 2020-12-06 | 2 | 6 | 2 | 2020-01-01 | 0 | 0%
[25 empty] | 2020-12-06 | 3 | 6 | 3 | 2020-01-01 | 0 | 0%
[25 empty] | 2020-12-06 | 4 | 6 | 4 | 2020-01-01 | 0 | 0%
[25 empty] | 2020-12-06 | 5 | 6 | 5 | 2020-01-01 | 0 | 0%
[25 empty] | 2020-12-06 | 6 | 6 | 6 | 2020-01-01 | 0 | 0%
[25 empty] | 2020-12-06 | 7 | 6 | 7 | 2020-01-01 | 10.8243 | 1.871e-05%
[25 empty] | 2020-12-06 | 8 | 6 | 8 | 2020-01-01 | 0 | 0%
[25 empty] | 2020-12-06 | 9 | 6 | 9 | 2020-01-01 | 0 | 0%
[25 empty] | 2020-12-06 | 10 | 6 | 10 | 2020-01-01 | 144.7304 | 0.0002502%
[25 empty] | 2020-12-06 | 11 | 6 | 11 | 2020-01-01 | 0 | 0%
[25 empty] | 2020-12-06 | 12 | 6 | 12 | 2020-01-01 | 0 | 0%
[25 empty] | 2020-12-06 | 13 | 6 | 13 | 2020-01-01 | 0 | 0%
[25 empty] | 2020-12-06 | 14 | 6 | 14 | 2020-01-01 | 0 | 0%
[25 empty] | 2020-12-06 | 15 | 6 | 15 | 2020-01-01 | 0 | 0%
[25 empty] | 2020-12-06 | 16 | 6 | 16 | 2020-01-01 | 213.1506 | 0.0003685%
[25 empty] | 2020-12-06 | 17 | 6 | 17 | 2020-01-01 | 0 | 0%
[25 empty] | 2020-12-06 | 18 | 6 | 18 | 2020-01-01 | 1626.1403 | 0.002811%
[25 empty] | 2020-12-06 | 19 | 6 | 19 | 2020-01-01 | 30500.3423 | 0.05273%
[25 empty] | 2020-12-06 | 20 | 6 | 20 | 2020-01-01 | 30943.0394 | 0.05349%
[25 empty] | 2020-12-06 | 21 | 6 | 21 | 2020-01-01 | 22104.403 | 0.03821%
[25 empty] | 2020-12-06 | 22 | 6 | 22 | 2020-01-01 | 17642.688 | 0.0305%
[25 empty] | 2020-12-06 | 23 | 6 | 23 | 2020-01-01 | 6747.232 | 0.01166%
[25 empty] | 2020-12-06 | 24 | 6 | 24 | 2020-01-01 | 161.7321 | 0.0002796%
[25 empty] | 2020-12-07 | 1 | 7 | 1 | 2020-01-01 | 10.9381 | 1.891e-05%
[25 empty] | 2020-12-07 | 2 | 7 | 2 | 2020-01-01 | 0 | 0%
[25 empty] | 2020-12-07 | 3 | 7 | 3 | 2020-01-01 | 0 | 0%
[25 empty] | 2020-12-07 | 4 | 7 | 4 | 2020-01-01 | 0 | 0%
[25 empty] | 2020-12-07 | 5 | 7 | 5 | 2020-01-01 | 0 | 0%
[25 empty] | 2020-12-07 | 6 | 7 | 6 | 2020-01-01 | 0 | 0%
[25 empty] | 2020-12-07 | 7 | 7 | 7 | 2020-01-01 | 0 | 0%
[25 empty] | 2020-12-07 | 8 | 7 | 8 | 2020-01-01 | 19.6749 | 3.401e-05%
[25 empty] | 2020-12-07 | 9 | 7 | 9 | 2020-01-01 | 139.0858 | 0.0002404%
[25 empty] | 2020-12-07 | 10 | 7 | 10 | 2020-01-01 | 0 | 0%
[25 empty] | 2020-12-07 | 11 | 7 | 11 | 2020-01-01 | 0 | 0%
[25 empty] | 2020-12-07 | 12 | 7 | 12 | 2020-01-01 | 0 | 0%
[25 empty] | 2020-12-07 | 13 | 7 | 13 | 2020-01-01 | 0 | 0%
[25 empty] | 2020-12-07 | 14 | 7 | 14 | 2020-01-01 | 0 | 0%
[25 empty] | 2020-12-07 | 15 | 7 | 15 | 2020-01-01 | 0 | 0%
[25 empty] | 2020-12-07 | 16 | 7 | 16 | 2020-01-01 | 211.1027 | 0.0003649%
[25 empty] | 2020-12-07 | 17 | 7 | 17 | 2020-01-01 | 287.8182 | 0.0004976%
[25 empty] | 2020-12-07 | 18 | 7 | 18 | 2020-01-01 | 18503.65 | 0.03199%
[25 empty] | 2020-12-07 | 19 | 7 | 19 | 2020-01-01 | 49087.7613 | 0.08486%
[25 empty] | 2020-12-07 | 20 | 7 | 20 | 2020-01-01 | 49013.807 | 0.08473%
[25 empty] | 2020-12-07 | 21 | 7 | 21 | 2020-01-01 | 40106.1908 | 0.06933%
[25 empty] | 2020-12-07 | 22 | 7 | 22 | 2020-01-01 | 30224.4229 | 0.05225%
[25 empty] | 2020-12-07 | 23 | 7 | 23 | 2020-01-01 | 15630.408 | 0.02702%
[25 empty] | 2020-12-07 | 24 | 7 | 24 | 2020-01-01 | 1112.5686 | 0.001923%
[25 empty] | 2020-12-08 | 1 | 8 | 1 | 2020-01-01 | 32.4638 | 5.612e-05%
[25 empty] | 2020-12-08 | 2 | 8 | 2 | 2020-01-01 | 0 | 0%
[25 empty] | 2020-12-08 | 3 | 8 | 3 | 2020-01-01 | 0 | 0%
[25 empty] | 2020-12-08 | 4 | 8 | 4 | 2020-01-01 | 0 | 0%
[25 empty] | 2020-12-08 | 5 | 8 | 5 | 2020-01-01 | 0 | 0%
[25 empty] | 2020-12-08 | 6 | 8 | 6 | 2020-01-01 | 0 | 0%
[25 empty] | 2020-12-08 | 7 | 8 | 7 | 2020-01-01 | 0 | 0%
[25 empty] | 2020-12-08 | 8 | 8 | 8 | 2020-01-01 | 54.2023 | 9.37e-05%
[25 empty] | 2020-12-08 | 9 | 8 | 9 | 2020-01-01 | 335.6096 | 0.0005802%
[25 empty] | 2020-12-08 | 10 | 8 | 10 | 2020-01-01 | 0 | 0%
[25 empty] | 2020-12-08 | 11 | 8 | 11 | 2020-01-01 | 0 | 0%
[25 empty] | 2020-12-08 | 12 | 8 | 12 | 2020-01-01 | 0 | 0%
[25 empty] | 2020-12-08 | 13 | 8 | 13 | 2020-01-01 | 0 | 0%
[25 empty] | 2020-12-08 | 14 | 8 | 14 | 2020-01-01 | 0 | 0%
[25 empty] | 2020-12-08 | 15 | 8 | 15 | 2020-01-01 | 0 | 0%
[25 empty] | 2020-12-08 | 16 | 8 | 16 | 2020-01-01 | 455.3566 | 0.0007872%
[25 empty] | 2020-12-08 | 17 | 8 | 17 | 2020-01-01 | 384.7178 | 0.0006651%
[25 empty] | 2020-12-08 | 18 | 8 | 18 | 2020-01-01 | 17809.7087 | 0.03079%
[25 empty] | 2020-12-08 | 19 | 8 | 19 | 2020-01-01 | 52172.6686 | 0.09019%
[25 empty] | 2020-12-08 | 20 | 8 | 20 | 2020-01-01 | 55397.9376 | 0.09577%
[25 empty] | 2020-12-08 | 21 | 8 | 21 | 2020-01-01 | 45428.1544 | 0.07853%
[25 empty] | 2020-12-08 | 22 | 8 | 22 | 2020-01-01 | 34649.5774 | 0.0599%
[25 empty] | 2020-12-08 | 23 | 8 | 23 | 2020-01-01 | 18467.1377 | 0.03193%
[25 empty] | 2020-12-08 | 24 | 8 | 24 | 2020-01-01 | 904.2042 | 0.001563%
[25 empty] | 2020-12-09 | 1 | 9 | 1 | 2020-01-01 | 55.3566 | 9.57e-05%
[25 empty] | 2020-12-09 | 2 | 9 | 2 | 2020-01-01 | 0 | 0%
[25 empty] | 2020-12-09 | 3 | 9 | 3 | 2020-01-01 | 0 | 0%
[25 empty] | 2020-12-09 | 4 | 9 | 4 | 2020-01-01 | 0 | 0%
[25 empty] | 2020-12-09 | 5 | 9 | 5 | 2020-01-01 | 0 | 0%
[25 empty] | 2020-12-09 | 6 | 9 | 6 | 2020-01-01 | 0 | 0%
[25 empty] | 2020-12-09 | 7 | 9 | 7 | 2020-01-01 | 0 | 0%
[25 empty] | 2020-12-09 | 8 | 9 | 8 | 2020-01-01 | 113.3866 | 0.000196%
[25 empty] | 2020-12-09 | 9 | 9 | 9 | 2020-01-01 | 236.0449 | 0.0004081%
[25 empty] | 2020-12-09 | 10 | 9 | 10 | 2020-01-01 | 0 | 0%
[25 empty] | 2020-12-09 | 11 | 9 | 11 | 2020-01-01 | 0 | 0%
[25 empty] | 2020-12-09 | 12 | 9 | 12 | 2020-01-01 | 0 | 0%
[25 empty] | 2020-12-09 | 13 | 9 | 13 | 2020-01-01 | 0 | 0%
[25 empty] | 2020-12-09 | 14 | 9 | 14 | 2020-01-01 | 0 | 0%
[25 empty] | 2020-12-09 | 15 | 9 | 15 | 2020-01-01 | 0 | 0%
[25 empty] | 2020-12-09 | 16 | 9 | 16 | 2020-01-01 | 617.2667 | 0.001067%
[25 empty] | 2020-12-09 | 17 | 9 | 17 | 2020-01-01 | 1063.4943 | 0.001839%
[25 empty] | 2020-12-09 | 18 | 9 | 18 | 2020-01-01 | 23033.5434 | 0.03982%
[25 empty] | 2020-12-09 | 19 | 9 | 19 | 2020-01-01 | 57443.1394 | 0.0993%
[25 empty] | 2020-12-09 | 20 | 9 | 20 | 2020-01-01 | 58539.9971 | 0.1012%
[25 empty] | 2020-12-09 | 21 | 9 | 21 | 2020-01-01 | 48335.6394 | 0.08356%
[25 empty] | 2020-12-09 | 22 | 9 | 22 | 2020-01-01 | 38443.1394 | 0.06646%
[25 empty] | 2020-12-09 | 23 | 9 | 23 | 2020-01-01 | 24404.0141 | 0.04219%
[25 empty] | 2020-12-09 | 24 | 9 | 24 | 2020-01-01 | 2165.3216 | 0.003743%
[25 empty] | 2020-12-10 | 1 | 10 | 1 | 2020-01-01 | 34.3214 | 5.933e-05%
[25 empty] | 2020-12-10 | 2 | 10 | 2 | 2020-01-01 | 0 | 0%
[25 empty] | 2020-12-10 | 3 | 10 | 3 | 2020-01-01 | 0 | 0%
[25 empty] | 2020-12-10 | 4 | 10 | 4 | 2020-01-01 | 0 | 0%
[25 empty] | 2020-12-10 | 5 | 10 | 5 | 2020-01-01 | 0 | 0%
[25 empty] | 2020-12-10 | 6 | 10 | 6 | 2020-01-01 | 0 | 0%
[25 empty] | 2020-12-10 | 7 | 10 | 7 | 2020-01-01 | 0 | 0%
[25 empty] | 2020-12-10 | 8 | 10 | 8 | 2020-01-01 | 502.1497 | 0.0008681%
[25 empty] | 2020-12-10 | 9 | 10 | 9 | 2020-01-01 | 37.1282 | 6.419e-05%
[25 empty] | 2020-12-10 | 10 | 10 | 10 | 2020-01-01 | 0 | 0%
[25 empty] | 2020-12-10 | 11 | 10 | 11 | 2020-01-01 | 0 | 0%
[25 empty] | 2020-12-10 | 12 | 10 | 12 | 2020-01-01 | 0 | 0%
[25 empty] | 2020-12-10 | 13 | 10 | 13 | 2020-01-01 | 0 | 0%
[25 empty] | 2020-12-10 | 14 | 10 | 14 | 2020-01-01 | 0 | 0%
[25 empty] | 2020-12-10 | 15 | 10 | 15 | 2020-01-01 | 0 | 0%
[25 empty] | 2020-12-10 | 16 | 10 | 16 | 2020-01-01 | 380.8162 | 0.0006583%
[25 empty] | 2020-12-10 | 17 | 10 | 17 | 2020-01-01 | 234.5616 | 0.0004055%
[25 empty] | 2020-12-10 | 18 | 10 | 18 | 2020-01-01 | 19281.4943 | 0.03333%
[25 empty] | 2020-12-10 | 19 | 10 | 19 | 2020-01-01 | 56443.0907 | 0.09758%
[25 empty] | 2020-12-10 | 20 | 10 | 20 | 2020-01-01 | 58943.9457 | 0.1019%
[25 empty] | 2020-12-10 | 21 | 10 | 21 | 2020-01-01 | 48860.6556 | 0.08447%
[25 empty] | 2020-12-10 | 22 | 10 | 22 | 2020-01-01 | 39476.5105 | 0.06825%
[25 empty] | 2020-12-10 | 23 | 10 | 23 | 2020-01-01 | 25577.3616 | 0.04422%
[25 empty] | 2020-12-10 | 24 | 10 | 24 | 2020-01-01 | 2601.207 | 0.004497%
[25 empty] | 2020-12-11 | 1 | 11 | 1 | 2020-01-01 | 7.8144 | 1.351e-05%
[25 empty] | 2020-12-11 | 2 | 11 | 2 | 2020-01-01 | 0 | 0%
[25 empty] | 2020-12-11 | 3 | 11 | 3 | 2020-01-01 | 0 | 0%
[25 empty] | 2020-12-11 | 4 | 11 | 4 | 2020-01-01 | 0 | 0%
[25 empty] | 2020-12-11 | 5 | 11 | 5 | 2020-01-01 | 0 | 0%
[25 empty] | 2020-12-11 | 6 | 11 | 6 | 2020-01-01 | 0 | 0%
[25 empty] | 2020-12-11 | 7 | 11 | 7 | 2020-01-01 | 0 | 0%
[25 empty] | 2020-12-11 | 8 | 11 | 8 | 2020-01-01 | 7.2834 | 1.259e-05%
[25 empty] | 2020-12-11 | 9 | 11 | 9 | 2020-01-01 | 10.5611 | 1.826e-05%
[25 empty] | 2020-12-11 | 10 | 11 | 10 | 2020-01-01 | 0 | 0%
[25 empty] | 2020-12-11 | 11 | 11 | 11 | 2020-01-01 | 0 | 0%
[25 empty] | 2020-12-11 | 12 | 11 | 12 | 2020-01-01 | 0 | 0%
[25 empty] | 2020-12-11 | 13 | 11 | 13 | 2020-01-01 | 0 | 0%
[25 empty] | 2020-12-11 | 14 | 11 | 14 | 2020-01-01 | 0 | 0%
[25 empty] | 2020-12-11 | 15 | 11 | 15 | 2020-01-01 | 0 | 0%
[25 empty] | 2020-12-11 | 16 | 11 | 16 | 2020-01-01 | 254.3633 | 0.0004397%
[25 empty] | 2020-12-11 | 17 | 11 | 17 | 2020-01-01 | 229.9012 | 0.0003974%
[25 empty] | 2020-12-11 | 18 | 11 | 18 | 2020-01-01 | 18915.2159 | 0.0327%
[25 empty] | 2020-12-11 | 19 | 11 | 19 | 2020-01-01 | 51628.6959 | 0.08925%
[25 empty] | 2020-12-11 | 20 | 11 | 20 | 2020-01-01 | 51844.1713 | 0.08963%
[25 empty] | 2020-12-11 | 21 | 11 | 21 | 2020-01-01 | 41337.0233 | 0.07146%
[25 empty] | 2020-12-11 | 22 | 11 | 22 | 2020-01-01 | 30652.4986 | 0.05299%
[25 empty] | 2020-12-11 | 23 | 11 | 23 | 2020-01-01 | 17520.2918 | 0.03029%
[25 empty] | 2020-12-11 | 24 | 11 | 24 | 2020-01-01 | 894.8601 | 0.001547%
[25 empty] | 2020-12-12 | 1 | 12 | 1 | 2020-01-01 | 144.617 | 0.00025%
[25 empty] | 2020-12-12 | 2 | 12 | 2 | 2020-01-01 | 0 | 0%
[25 empty] | 2020-12-12 | 3 | 12 | 3 | 2020-01-01 | 0 | 0%
[25 empty] | 2020-12-12 | 4 | 12 | 4 | 2020-01-01 | 0 | 0%
[25 empty] | 2020-12-12 | 5 | 12 | 5 | 2020-01-01 | 33.2206 | 5.743e-05%
[25 empty] | 2020-12-12 | 6 | 12 | 6 | 2020-01-01 | 64.0534 | 0.0001107%
[25 empty] | 2020-12-12 | 7 | 12 | 7 | 2020-01-01 | 162.8348 | 0.0002815%
[25 empty] | 2020-12-12 | 8 | 12 | 8 | 2020-01-01 | 9.7367 | 1.683e-05%
[25 empty] | 2020-12-12 | 9 | 12 | 9 | 2020-01-01 | 111.958 | 0.0001935%
[25 empty] | 2020-12-12 | 10 | 12 | 10 | 2020-01-01 | 659.9092 | 0.001141%
[25 empty] | 2020-12-12 | 11 | 12 | 11 | 2020-01-01 | 0 | 0%
[25 empty] | 2020-12-12 | 12 | 12 | 12 | 2020-01-01 | 164.0496 | 0.0002836%
[25 empty] | 2020-12-12 | 13 | 12 | 13 | 2020-01-01 | 0 | 0%
[25 empty] | 2020-12-12 | 14 | 12 | 14 | 2020-01-01 | 33.3088 | 5.758e-05%
[25 empty] | 2020-12-12 | 15 | 12 | 15 | 2020-01-01 | 298.5551 | 0.0005161%
[25 empty] | 2020-12-12 | 16 | 12 | 16 | 2020-01-01 | 730.8014 | 0.001263%
[25 empty] | 2020-12-12 | 17 | 12 | 17 | 2020-01-01 | 0 | 0%
[25 empty] | 2020-12-12 | 18 | 12 | 18 | 2020-01-01 | 748.8031 | 0.001294%
[25 empty] | 2020-12-12 | 19 | 12 | 19 | 2020-01-01 | 28318.4687 | 0.04896%
[25 empty] | 2020-12-12 | 20 | 12 | 20 | 2020-01-01 | 28608.2104 | 0.04946%
[25 empty] | 2020-12-12 | 21 | 12 | 21 | 2020-01-01 | 19105.1527 | 0.03303%
[25 empty] | 2020-12-12 | 22 | 12 | 22 | 2020-01-01 | 15427.4079 | 0.02667%
[25 empty] | 2020-12-12 | 23 | 12 | 23 | 2020-01-01 | 4713.3815 | 0.008148%
[25 empty] | 2020-12-12 | 24 | 12 | 24 | 2020-01-01 | 87.913 | 0.000152%
[25 empty] | 2020-12-13 | 1 | 13 | 1 | 2020-01-01 | 22.2347 | 3.844e-05%
[25 empty] | 2020-12-13 | 2 | 13 | 2 | 2020-01-01 | 0 | 0%
[25 empty] | 2020-12-13 | 3 | 13 | 3 | 2020-01-01 | 0 | 0%
[25 empty] | 2020-12-13 | 4 | 13 | 4 | 2020-01-01 | 0 | 0%
[25 empty] | 2020-12-13 | 5 | 13 | 5 | 2020-01-01 | 0 | 0%
[25 empty] | 2020-12-13 | 6 | 13 | 6 | 2020-01-01 | 0 | 0%
[25 empty] | 2020-12-13 | 7 | 13 | 7 | 2020-01-01 | 0 | 0%
[25 empty] | 2020-12-13 | 8 | 13 | 8 | 2020-01-01 | 0 | 0%
[25 empty] | 2020-12-13 | 9 | 13 | 9 | 2020-01-01 | 140.2129 | 0.0002424%
[25 empty] | 2020-12-13 | 10 | 13 | 10 | 2020-01-01 | 0 | 0%
[25 empty] | 2020-12-13 | 11 | 13 | 11 | 2020-01-01 | 0 | 0%
[25 empty] | 2020-12-13 | 12 | 13 | 12 | 2020-01-01 | 0 | 0%
[25 empty] | 2020-12-13 | 13 | 13 | 13 | 2020-01-01 | 0 | 0%
[25 empty] | 2020-12-13 | 14 | 13 | 14 | 2020-01-01 | 0 | 0%
[25 empty] | 2020-12-13 | 15 | 13 | 15 | 2020-01-01 | 0 | 0%
[25 empty] | 2020-12-13 | 16 | 13 | 16 | 2020-01-01 | 211.7825 | 0.0003661%
[25 empty] | 2020-12-13 | 17 | 13 | 17 | 2020-01-01 | 0 | 0%
[25 empty] | 2020-12-13 | 18 | 13 | 18 | 2020-01-01 | 5319.1725 | 0.009196%
[25 empty] | 2020-12-13 | 19 | 13 | 19 | 2020-01-01 | 43512.0412 | 0.07522%
[25 empty] | 2020-12-13 | 20 | 13 | 20 | 2020-01-01 | 46334.9372 | 0.0801%
[25 empty] | 2020-12-13 | 21 | 13 | 21 | 2020-01-01 | 33415.2085 | 0.05777%
[25 empty] | 2020-12-13 | 22 | 13 | 22 | 2020-01-01 | 28330.7741 | 0.04898%
[25 empty] | 2020-12-13 | 23 | 13 | 23 | 2020-01-01 | 14007.7422 | 0.02422%
[25 empty] | 2020-12-13 | 24 | 13 | 24 | 2020-01-01 | 986.1108 | 0.001705%
[25 empty] | 2020-12-14 | 1 | 14 | 1 | 2020-01-01 | 816.3411 | 0.001411%
[25 empty] | 2020-12-14 | 2 | 14 | 2 | 2020-01-01 | 0 | 0%
[25 empty] | 2020-12-14 | 3 | 14 | 3 | 2020-01-01 | 0 | 0%
[25 empty] | 2020-12-14 | 4 | 14 | 4 | 2020-01-01 | 0 | 0%
[25 empty] | 2020-12-14 | 5 | 14 | 5 | 2020-01-01 | 0 | 0%
[25 empty] | 2020-12-14 | 6 | 14 | 6 | 2020-01-01 | 0 | 0%
[25 empty] | 2020-12-14 | 7 | 14 | 7 | 2020-01-01 | 0 | 0%
[25 empty] | 2020-12-14 | 8 | 14 | 8 | 2020-01-01 | 711.1081 | 0.001229%
[25 empty] | 2020-12-14 | 9 | 14 | 9 | 2020-01-01 | 215.5866 | 0.0003727%
[25 empty] | 2020-12-14 | 10 | 14 | 10 | 2020-01-01 | 0 | 0%
[25 empty] | 2020-12-14 | 11 | 14 | 11 | 2020-01-01 | 0 | 0%
[25 empty] | 2020-12-14 | 12 | 14 | 12 | 2020-01-01 | 0 | 0%
[25 empty] | 2020-12-14 | 13 | 14 | 13 | 2020-01-01 | 0 | 0%
[25 empty] | 2020-12-14 | 14 | 14 | 14 | 2020-01-01 | 0 | 0%
[25 empty] | 2020-12-14 | 15 | 14 | 15 | 2020-01-01 | 4.8336 | 8.356e-06%
[25 empty] | 2020-12-14 | 16 | 14 | 16 | 2020-01-01 | 212.1725 | 0.0003668%
[25 empty] | 2020-12-14 | 17 | 14 | 17 | 2020-01-01 | 562.577 | 0.0009726%
[25 empty] | 2020-12-14 | 18 | 14 | 18 | 2020-01-01 | 18835.2219 | 0.03256%
[25 empty] | 2020-12-14 | 19 | 14 | 19 | 2020-01-01 | 60100.2789 | 0.1039%
[25 empty] | 2020-12-14 | 20 | 14 | 20 | 2020-01-01 | 62666.1573 | 0.1083%
[25 empty] | 2020-12-14 | 21 | 14 | 21 | 2020-01-01 | 54290.0159 | 0.09385%
[25 empty] | 2020-12-14 | 22 | 14 | 22 | 2020-01-01 | 47433.1795 | 0.082%
[25 empty] | 2020-12-14 | 23 | 14 | 23 | 2020-01-01 | 36298.0074 | 0.06275%
[25 empty] | 2020-12-14 | 24 | 14 | 24 | 2020-01-01 | 12716.1014 | 0.02198%
[25 empty] | 2020-12-15 | 1 | 15 | 1 | 2020-01-01 | 74.8487 | 0.0001294%
[25 empty] | 2020-12-15 | 2 | 15 | 2 | 2020-01-01 | 0 | 0%
[25 empty] | 2020-12-15 | 3 | 15 | 3 | 2020-01-01 | 0 | 0%
[25 empty] | 2020-12-15 | 4 | 15 | 4 | 2020-01-01 | 0 | 0%
[25 empty] | 2020-12-15 | 5 | 15 | 5 | 2020-01-01 | 0 | 0%
[25 empty] | 2020-12-15 | 6 | 15 | 6 | 2020-01-01 | 0 | 0%
[25 empty] | 2020-12-15 | 7 | 15 | 7 | 2020-01-01 | 0 | 0%
[25 empty] | 2020-12-15 | 8 | 15 | 8 | 2020-01-01 | 47.9233 | 8.285e-05%
[25 empty] | 2020-12-15 | 9 | 15 | 9 | 2020-01-01 | 100.5657 | 0.0001739%
[25 empty] | 2020-12-15 | 10 | 15 | 10 | 2020-01-01 | 0 | 0%
[25 empty] | 2020-12-15 | 11 | 15 | 11 | 2020-01-01 | 0 | 0%
[25 empty] | 2020-12-15 | 12 | 15 | 12 | 2020-01-01 | 0 | 0%
[25 empty] | 2020-12-15 | 13 | 15 | 13 | 2020-01-01 | 0 | 0%
[25 empty] | 2020-12-15 | 14 | 15 | 14 | 2020-01-01 | 0 | 0%
[25 empty] | 2020-12-15 | 15 | 15 | 15 | 2020-01-01 | 0 | 0%
[25 empty] | 2020-12-15 | 16 | 15 | 16 | 2020-01-01 | 271.1476 | 0.0004687%
[25 empty] | 2020-12-15 | 17 | 15 | 17 | 2020-01-01 | 3782.3961 | 0.006539%
[25 empty] | 2020-12-15 | 18 | 15 | 18 | 2020-01-01 | 27839.0455 | 0.04813%
[25 empty] | 2020-12-15 | 19 | 15 | 19 | 2020-01-01 | 60764.1994 | 0.105%
[25 empty] | 2020-12-15 | 20 | 15 | 20 | 2020-01-01 | 61641.6994 | 0.1066%
[25 empty] | 2020-12-15 | 21 | 15 | 21 | 2020-01-01 | 54061.2892 | 0.09346%
[25 empty] | 2020-12-15 | 22 | 15 | 22 | 2020-01-01 | 39470.1411 | 0.06823%
[25 empty] | 2020-12-15 | 23 | 15 | 23 | 2020-01-01 | 24500.6709 | 0.04236%
[25 empty] | 2020-12-15 | 24 | 15 | 24 | 2020-01-01 | 1857.8829 | 0.003212%
[25 empty] | 2020-12-16 | 1 | 16 | 1 | 2020-01-01 | 44.7187 | 7.731e-05%
[25 empty] | 2020-12-16 | 2 | 16 | 2 | 2020-01-01 | 0 | 0%
[25 empty] | 2020-12-16 | 3 | 16 | 3 | 2020-01-01 | 0 | 0%
[25 empty] | 2020-12-16 | 4 | 16 | 4 | 2020-01-01 | 0 | 0%
[25 empty] | 2020-12-16 | 5 | 16 | 5 | 2020-01-01 | 0 | 0%
[25 empty] | 2020-12-16 | 6 | 16 | 6 | 2020-01-01 | 0 | 0%
[25 empty] | 2020-12-16 | 7 | 16 | 7 | 2020-01-01 | 0 | 0%
[25 empty] | 2020-12-16 | 8 | 16 | 8 | 2020-01-01 | 147.3133 | 0.0002547%
[25 empty] | 2020-12-16 | 9 | 16 | 9 | 2020-01-01 | 89.8055 | 0.0001553%
[25 empty] | 2020-12-16 | 10 | 16 | 10 | 2020-01-01 | 0 | 0%
[25 empty] | 2020-12-16 | 11 | 16 | 11 | 2020-01-01 | 0 | 0%
[25 empty] | 2020-12-16 | 12 | 16 | 12 | 2020-01-01 | 0 | 0%
[25 empty] | 2020-12-16 | 13 | 16 | 13 | 2020-01-01 | 0 | 0%
[25 empty] | 2020-12-16 | 14 | 16 | 14 | 2020-01-01 | 0 | 0%
[25 empty] | 2020-12-16 | 15 | 16 | 15 | 2020-01-01 | 0 | 0%
[25 empty] | 2020-12-16 | 16 | 16 | 16 | 2020-01-01 | 228.4203 | 0.0003949%
[25 empty] | 2020-12-16 | 17 | 16 | 17 | 2020-01-01 | 2979.8099 | 0.005151%
[25 empty] | 2020-12-16 | 18 | 16 | 18 | 2020-01-01 | 28934.3357 | 0.05002%
[25 empty] | 2020-12-16 | 19 | 16 | 19 | 2020-01-01 | 62992.1248 | 0.1089%
[25 empty] | 2020-12-16 | 20 | 16 | 20 | 2020-01-01 | 65573.0923 | 0.1134%
[25 empty] | 2020-12-16 | 21 | 16 | 21 | 2020-01-01 | 56730.6917 | 0.09807%
[25 empty] | 2020-12-16 | 22 | 16 | 22 | 2020-01-01 | 47103.4915 | 0.08143%
[25 empty] | 2020-12-16 | 23 | 16 | 23 | 2020-01-01 | 31740.2418 | 0.05487%
[25 empty] | 2020-12-16 | 24 | 16 | 24 | 2020-01-01 | 3251.2846 | 0.005621%
[25 empty] | 2020-12-17 | 1 | 17 | 1 | 2020-01-01 | 181.446 | 0.0003137%
[25 empty] | 2020-12-17 | 2 | 17 | 2 | 2020-01-01 | 0 | 0%
[25 empty] | 2020-12-17 | 3 | 17 | 3 | 2020-01-01 | 0 | 0%
[25 empty] | 2020-12-17 | 4 | 17 | 4 | 2020-01-01 | 0 | 0%
[25 empty] | 2020-12-17 | 5 | 17 | 5 | 2020-01-01 | 0 | 0%
[25 empty] | 2020-12-17 | 6 | 17 | 6 | 2020-01-01 | 0 | 0%
[25 empty] | 2020-12-17 | 7 | 17 | 7 | 2020-01-01 | 0 | 0%
[25 empty] | 2020-12-17 | 8 | 17 | 8 | 2020-01-01 | 514.3218 | 0.0008891%
[25 empty] | 2020-12-17 | 9 | 17 | 9 | 2020-01-01 | 129.2247 | 0.0002234%
[25 empty] | 2020-12-17 | 10 | 17 | 10 | 2020-01-01 | 0 | 0%
[25 empty] | 2020-12-17 | 11 | 17 | 11 | 2020-01-01 | 0 | 0%
[25 empty] | 2020-12-17 | 12 | 17 | 12 | 2020-01-01 | 0 | 0%
[25 empty] | 2020-12-17 | 13 | 17 | 13 | 2020-01-01 | 0 | 0%
[25 empty] | 2020-12-17 | 14 | 17 | 14 | 2020-01-01 | 0 | 0%
[25 empty] | 2020-12-17 | 15 | 17 | 15 | 2020-01-01 | 0 | 0%
[25 empty] | 2020-12-17 | 16 | 17 | 16 | 2020-01-01 | 233.4072 | 0.0004035%
[25 empty] | 2020-12-17 | 17 | 17 | 17 | 2020-01-01 | 2346.7953 | 0.004057%
[25 empty] | 2020-12-17 | 18 | 17 | 18 | 2020-01-01 | 25609.0392 | 0.04427%
[25 empty] | 2020-12-17 | 19 | 17 | 19 | 2020-01-01 | 56688.3821 | 0.098%
[25 empty] | 2020-12-17 | 20 | 17 | 20 | 2020-01-01 | 59123.9151 | 0.1022%
[25 empty] | 2020-12-17 | 21 | 17 | 21 | 2020-01-01 | 50188.1471 | 0.08676%
[25 empty] | 2020-12-17 | 22 | 17 | 22 | 2020-01-01 | 39963.4244 | 0.06909%
[25 empty] | 2020-12-17 | 23 | 17 | 23 | 2020-01-01 | 25589.5356 | 0.04424%
[25 empty] | 2020-12-17 | 24 | 17 | 24 | 2020-01-01 | 2739.1507 | 0.004735%
[25 empty] | 2020-12-18 | 1 | 18 | 1 | 2020-01-01 | 116.5791 | 0.0002015%
[25 empty] | 2020-12-18 | 2 | 18 | 2 | 2020-01-01 | 0 | 0%
[25 empty] | 2020-12-18 | 3 | 18 | 3 | 2020-01-01 | 0 | 0%
[25 empty] | 2020-12-18 | 4 | 18 | 4 | 2020-01-01 | 0 | 0%
[25 empty] | 2020-12-18 | 5 | 18 | 5 | 2020-01-01 | 0 | 0%
[25 empty] | 2020-12-18 | 6 | 18 | 6 | 2020-01-01 | 0 | 0%
[25 empty] | 2020-12-18 | 7 | 18 | 7 | 2020-01-01 | 0 | 0%
[25 empty] | 2020-12-18 | 8 | 18 | 8 | 2020-01-01 | 260.2171 | 0.0004499%
[25 empty] | 2020-12-18 | 9 | 18 | 9 | 2020-01-01 | 331.8372 | 0.0005737%
[25 empty] | 2020-12-18 | 10 | 18 | 10 | 2020-01-01 | 0 | 0%
[25 empty] | 2020-12-18 | 11 | 18 | 11 | 2020-01-01 | 0 | 0%
[25 empty] | 2020-12-18 | 12 | 18 | 12 | 2020-01-01 | 0 | 0%
[25 empty] | 2020-12-18 | 13 | 18 | 13 | 2020-01-01 | 0 | 0%
[25 empty] | 2020-12-18 | 14 | 18 | 14 | 2020-01-01 | 0 | 0%
[25 empty] | 2020-12-18 | 15 | 18 | 15 | 2020-01-01 | 0 | 0%
[25 empty] | 2020-12-18 | 16 | 18 | 16 | 2020-01-01 | 258.6724 | 0.0004472%
[25 empty] | 2020-12-18 | 17 | 18 | 17 | 2020-01-01 | 1796.3081 | 0.003105%
[25 empty] | 2020-12-18 | 18 | 18 | 18 | 2020-01-01 | 24785.1985 | 0.04285%
[25 empty] | 2020-12-18 | 19 | 18 | 19 | 2020-01-01 | 57529.5448 | 0.09945%
[25 empty] | 2020-12-18 | 20 | 18 | 20 | 2020-01-01 | 59219.5412 | 0.1024%
[25 empty] | 2020-12-18 | 21 | 18 | 21 | 2020-01-01 | 48392.0412 | 0.08366%
[25 empty] | 2020-12-18 | 22 | 18 | 22 | 2020-01-01 | 37349.7881 | 0.06457%
[25 empty] | 2020-12-18 | 23 | 18 | 23 | 2020-01-01 | 23242.1766 | 0.04018%
[25 empty] | 2020-12-18 | 24 | 18 | 24 | 2020-01-01 | 2061.7197 | 0.003564%
[25 empty] | 2020-12-19 | 1 | 19 | 1 | 2020-01-01 | 39.693 | 6.862e-05%
[25 empty] | 2020-12-19 | 2 | 19 | 2 | 2020-01-01 | 0 | 0%
[25 empty] | 2020-12-19 | 3 | 19 | 3 | 2020-01-01 | 0 | 0%
[25 empty] | 2020-12-19 | 4 | 19 | 4 | 2020-01-01 | 0 | 0%
[25 empty] | 2020-12-19 | 5 | 19 | 5 | 2020-01-01 | 0 | 0%
[25 empty] | 2020-12-19 | 6 | 19 | 6 | 2020-01-01 | 0 | 0%
[25 empty] | 2020-12-19 | 7 | 19 | 7 | 2020-01-01 | 23.3133 | 4.03e-05%
[25 empty] | 2020-12-19 | 8 | 19 | 8 | 2020-01-01 | 0 | 0%
[25 empty] | 2020-12-19 | 9 | 19 | 9 | 2020-01-01 | 193.8342 | 0.0003351%
[25 empty] | 2020-12-19 | 10 | 19 | 10 | 2020-01-01 | 0 | 0%
[25 empty] | 2020-12-19 | 11 | 19 | 11 | 2020-01-01 | 0 | 0%
[25 empty] | 2020-12-19 | 12 | 19 | 12 | 2020-01-01 | 0 | 0%
[25 empty] | 2020-12-19 | 13 | 19 | 13 | 2020-01-01 | 0 | 0%
[25 empty] | 2020-12-19 | 14 | 19 | 14 | 2020-01-01 | 0 | 0%
[25 empty] | 2020-12-19 | 15 | 19 | 15 | 2020-01-01 | 0 | 0%
[25 empty] | 2020-12-19 | 16 | 19 | 16 | 2020-01-01 | 462.8853 | 0.0008002%
[25 empty] | 2020-12-19 | 17 | 19 | 17 | 2020-01-01 | 0 | 0%
[25 empty] | 2020-12-19 | 18 | 19 | 18 | 2020-01-01 | 4335.9255 | 0.007496%
[25 empty] | 2020-12-19 | 19 | 19 | 19 | 2020-01-01 | 38793.9792 | 0.06707%
[25 empty] | 2020-12-19 | 20 | 19 | 20 | 2020-01-01 | 42970.2549 | 0.07428%
[25 empty] | 2020-12-19 | 21 | 19 | 21 | 2020-01-01 | 34626.4512 | 0.05986%
[25 empty] | 2020-12-19 | 22 | 19 | 22 | 2020-01-01 | 30495.9394 | 0.05272%
[25 empty] | 2020-12-19 | 23 | 19 | 23 | 2020-01-01 | 15170.11 | 0.02623%
[25 empty] | 2020-12-19 | 24 | 19 | 24 | 2020-01-01 | 1148.5683 | 0.001986%
[25 empty] | 2020-12-20 | 1 | 20 | 1 | 2020-01-01 | 24.0632 | 4.16e-05%
[25 empty] | 2020-12-20 | 2 | 20 | 2 | 2020-01-01 | 0 | 0%
[25 empty] | 2020-12-20 | 3 | 20 | 3 | 2020-01-01 | 0 | 0%
[25 empty] | 2020-12-20 | 4 | 20 | 4 | 2020-01-01 | 0 | 0%
[25 empty] | 2020-12-20 | 5 | 20 | 5 | 2020-01-01 | 0 | 0%
[25 empty] | 2020-12-20 | 6 | 20 | 6 | 2020-01-01 | 0 | 0%
[25 empty] | 2020-12-20 | 7 | 20 | 7 | 2020-01-01 | 0.74817 | 1.293e-06%
[25 empty] | 2020-12-20 | 8 | 20 | 8 | 2020-01-01 | 3.521 | 6.087e-06%
[25 empty] | 2020-12-20 | 9 | 20 | 9 | 2020-01-01 | 249.2282 | 0.0004309%
[25 empty] | 2020-12-20 | 10 | 20 | 10 | 2020-01-01 | 0 | 0%
[25 empty] | 2020-12-20 | 11 | 20 | 11 | 2020-01-01 | 0 | 0%
[25 empty] | 2020-12-20 | 12 | 20 | 12 | 2020-01-01 | 0 | 0%
[25 empty] | 2020-12-20 | 13 | 20 | 13 | 2020-01-01 | 0 | 0%
[25 empty] | 2020-12-20 | 14 | 20 | 14 | 2020-01-01 | 0 | 0%
[25 empty] | 2020-12-20 | 15 | 20 | 15 | 2020-01-01 | 0 | 0%
[25 empty] | 2020-12-20 | 16 | 20 | 16 | 2020-01-01 | 414.5255 | 0.0007166%
[25 empty] | 2020-12-20 | 17 | 20 | 17 | 2020-01-01 | 0 | 0%
[25 empty] | 2020-12-20 | 18 | 20 | 18 | 2020-01-01 | 1255.1144 | 0.00217%
[25 empty] | 2020-12-20 | 19 | 20 | 19 | 2020-01-01 | 22316.5534 | 0.03858%
[25 empty] | 2020-12-20 | 20 | 20 | 20 | 2020-01-01 | 24919.0109 | 0.04308%
[25 empty] | 2020-12-20 | 21 | 20 | 21 | 2020-01-01 | 16516.9465 | 0.02855%
[25 empty] | 2020-12-20 | 22 | 20 | 22 | 2020-01-01 | 13520.512 | 0.02337%
[25 empty] | 2020-12-20 | 23 | 20 | 23 | 2020-01-01 | 5706.0176 | 0.009864%
[25 empty] | 2020-12-20 | 24 | 20 | 24 | 2020-01-01 | 191.4981 | 0.0003311%
[25 empty] | 2020-12-21 | 1 | 21 | 1 | 2020-01-01 | 47.8766 | 8.277e-05%
[25 empty] | 2020-12-21 | 2 | 21 | 2 | 2020-01-01 | 0 | 0%
[25 empty] | 2020-12-21 | 3 | 21 | 3 | 2020-01-01 | 0 | 0%
[25 empty] | 2020-12-21 | 4 | 21 | 4 | 2020-01-01 | 0 | 0%
[25 empty] | 2020-12-21 | 5 | 21 | 5 | 2020-01-01 | 0 | 0%
[25 empty] | 2020-12-21 | 6 | 21 | 6 | 2020-01-01 | 0 | 0%
[25 empty] | 2020-12-21 | 7 | 21 | 7 | 2020-01-01 | 0 | 0%
[25 empty] | 2020-12-21 | 8 | 21 | 8 | 2020-01-01 | 488.6916 | 0.0008448%
[25 empty] | 2020-12-21 | 9 | 21 | 9 | 2020-01-01 | 257.8106 | 0.0004457%
[25 empty] | 2020-12-21 | 10 | 21 | 10 | 2020-01-01 | 0 | 0%
[25 empty] | 2020-12-21 | 11 | 21 | 11 | 2020-01-01 | 0 | 0%
[25 empty] | 2020-12-21 | 12 | 21 | 12 | 2020-01-01 | 0 | 0%
[25 empty] | 2020-12-21 | 13 | 21 | 13 | 2020-01-01 | 0 | 0%
[25 empty] | 2020-12-21 | 14 | 21 | 14 | 2020-01-01 | 0 | 0%
[25 empty] | 2020-12-21 | 15 | 21 | 15 | 2020-01-01 | 0 | 0%
[25 empty] | 2020-12-21 | 16 | 21 | 16 | 2020-01-01 | 227.2267 | 0.0003928%
[25 empty] | 2020-12-21 | 17 | 21 | 17 | 2020-01-01 | 930.8066 | 0.001609%
[25 empty] | 2020-12-21 | 18 | 21 | 18 | 2020-01-01 | 20919.3074 | 0.03616%
[25 empty] | 2020-12-21 | 19 | 21 | 19 | 2020-01-01 | 58352.695 | 0.1009%
[25 empty] | 2020-12-21 | 20 | 21 | 20 | 2020-01-01 | 61573.4944 | 0.1064%
[25 empty] | 2020-12-21 | 21 | 21 | 21 | 2020-01-01 | 51725.1172 | 0.08942%
[25 empty] | 2020-12-21 | 22 | 21 | 22 | 2020-01-01 | 43311.3647 | 0.07487%
[25 empty] | 2020-12-21 | 23 | 21 | 23 | 2020-01-01 | 28432.0667 | 0.04915%
[25 empty] | 2020-12-21 | 24 | 21 | 24 | 2020-01-01 | 4031.9556 | 0.00697%
[25 empty] | 2020-12-22 | 1 | 22 | 1 | 2020-01-01 | 58.0444 | 0.0001003%
[25 empty] | 2020-12-22 | 2 | 22 | 2 | 2020-01-01 | 0 | 0%
[25 empty] | 2020-12-22 | 3 | 22 | 3 | 2020-01-01 | 0 | 0%
[25 empty] | 2020-12-22 | 4 | 22 | 4 | 2020-01-01 | 0 | 0%
[25 empty] | 2020-12-22 | 5 | 22 | 5 | 2020-01-01 | 0 | 0%
[25 empty] | 2020-12-22 | 6 | 22 | 6 | 2020-01-01 | 0 | 0%
[25 empty] | 2020-12-22 | 7 | 22 | 7 | 2020-01-01 | 7.4731 | 1.292e-05%
[25 empty] | 2020-12-22 | 8 | 22 | 8 | 2020-01-01 | 0 | 0%
[25 empty] | 2020-12-22 | 9 | 22 | 9 | 2020-01-01 | 199.5879 | 0.000345%
[25 empty] | 2020-12-22 | 10 | 22 | 10 | 2020-01-01 | 0 | 0%
[25 empty] | 2020-12-22 | 11 | 22 | 11 | 2020-01-01 | 0 | 0%
[25 empty] | 2020-12-22 | 12 | 22 | 12 | 2020-01-01 | 0 | 0%
[25 empty] | 2020-12-22 | 13 | 22 | 13 | 2020-01-01 | 0 | 0%
[25 empty] | 2020-12-22 | 14 | 22 | 14 | 2020-01-01 | 0 | 0%
[25 empty] | 2020-12-22 | 15 | 22 | 15 | 2020-01-01 | 0 | 0%
[25 empty] | 2020-12-22 | 16 | 22 | 16 | 2020-01-01 | 220.9381 | 0.0003819%
[25 empty] | 2020-12-22 | 17 | 22 | 17 | 2020-01-01 | 9.4336 | 1.631e-05%
[25 empty] | 2020-12-22 | 18 | 22 | 18 | 2020-01-01 | 9653.6579 | 0.01669%
[25 empty] | 2020-12-22 | 19 | 22 | 19 | 2020-01-01 | 41523.8447 | 0.07178%
[25 empty] | 2020-12-22 | 20 | 22 | 20 | 2020-01-01 | 43784.2986 | 0.07569%
[25 empty] | 2020-12-22 | 21 | 22 | 21 | 2020-01-01 | 35205.763 | 0.06086%
[25 empty] | 2020-12-22 | 22 | 22 | 22 | 2020-01-01 | 26796.5144 | 0.04632%
[25 empty] | 2020-12-22 | 23 | 22 | 23 | 2020-01-01 | 15936.3507 | 0.02755%
[25 empty] | 2020-12-22 | 24 | 22 | 24 | 2020-01-01 | 1367.6232 | 0.002364%
[25 empty] | 2020-12-23 | 1 | 23 | 1 | 2020-01-01 | 22.6936 | 3.923e-05%
[25 empty] | 2020-12-23 | 2 | 23 | 2 | 2020-01-01 | 0 | 0%
[25 empty] | 2020-12-23 | 3 | 23 | 3 | 2020-01-01 | 0 | 0%
[25 empty] | 2020-12-23 | 4 | 23 | 4 | 2020-01-01 | 0 | 0%
[25 empty] | 2020-12-23 | 5 | 23 | 5 | 2020-01-01 | 0 | 0%
[25 empty] | 2020-12-23 | 6 | 23 | 6 | 2020-01-01 | 0 | 0%
[25 empty] | 2020-12-23 | 7 | 23 | 7 | 2020-01-01 | 0 | 0%
[25 empty] | 2020-12-23 | 8 | 23 | 8 | 2020-01-01 | 17.2577 | 2.983e-05%
[25 empty] | 2020-12-23 | 9 | 23 | 9 | 2020-01-01 | 219.8488 | 0.0003801%
[25 empty] | 2020-12-23 | 10 | 23 | 10 | 2020-01-01 | 0 | 0%
[25 empty] | 2020-12-23 | 11 | 23 | 11 | 2020-01-01 | 0 | 0%
[25 empty] | 2020-12-23 | 12 | 23 | 12 | 2020-01-01 | 0 | 0%
[25 empty] | 2020-12-23 | 13 | 23 | 13 | 2020-01-01 | 0 | 0%
[25 empty] | 2020-12-23 | 14 | 23 | 14 | 2020-01-01 | 0 | 0%
[25 empty] | 2020-12-23 | 15 | 23 | 15 | 2020-01-01 | 0 | 0%
[25 empty] | 2020-12-23 | 16 | 23 | 16 | 2020-01-01 | 82.7568 | 0.0001431%
[25 empty] | 2020-12-23 | 17 | 23 | 17 | 2020-01-01 | 0 | 0%
[25 empty] | 2020-12-23 | 18 | 23 | 18 | 2020-01-01 | 9682.8015 | 0.01674%
[25 empty] | 2020-12-23 | 19 | 23 | 19 | 2020-01-01 | 46852.0412 | 0.081%
[25 empty] | 2020-12-23 | 20 | 23 | 20 | 2020-01-01 | 47752.0412 | 0.08255%
[25 empty] | 2020-12-23 | 21 | 23 | 21 | 2020-01-01 | 35252.0412 | 0.06094%
[25 empty] | 2020-12-23 | 22 | 23 | 22 | 2020-01-01 | 26372.8357 | 0.04559%
[25 empty] | 2020-12-23 | 23 | 23 | 23 | 2020-01-01 | 16247.8426 | 0.02809%
[25 empty] | 2020-12-23 | 24 | 23 | 24 | 2020-01-01 | 1705.2588 | 0.002948%
[25 empty] | 2020-12-24 | 1 | 24 | 1 | 2020-01-01 | 12.5387 | 2.168e-05%
[25 empty] | 2020-12-24 | 2 | 24 | 2 | 2020-01-01 | 0 | 0%
[25 empty] | 2020-12-24 | 3 | 24 | 3 | 2020-01-01 | 0 | 0%
[25 empty] | 2020-12-24 | 4 | 24 | 4 | 2020-01-01 | 0 | 0%
[25 empty] | 2020-12-24 | 5 | 24 | 5 | 2020-01-01 | 0 | 0%
[25 empty] | 2020-12-24 | 6 | 24 | 6 | 2020-01-01 | 0 | 0%
[25 empty] | 2020-12-24 | 7 | 24 | 7 | 2020-01-01 | 0 | 0%
[25 empty] | 2020-12-24 | 8 | 24 | 8 | 2020-01-01 | 33.3113 | 5.759e-05%
[25 empty] | 2020-12-24 | 9 | 24 | 9 | 2020-01-01 | 206.5639 | 0.0003571%
[25 empty] | 2020-12-24 | 10 | 24 | 10 | 2020-01-01 | 0 | 0%
[25 empty] | 2020-12-24 | 11 | 24 | 11 | 2020-01-01 | 0 | 0%
[25 empty] | 2020-12-24 | 12 | 24 | 12 | 2020-01-01 | 0 | 0%
[25 empty] | 2020-12-24 | 13 | 24 | 13 | 2020-01-01 | 0 | 0%
[25 empty] | 2020-12-24 | 14 | 24 | 14 | 2020-01-01 | 0 | 0%
[25 empty] | 2020-12-24 | 15 | 24 | 15 | 2020-01-01 | 0 | 0%
[25 empty] | 2020-12-24 | 16 | 24 | 16 | 2020-01-01 | 411.7024 | 0.0007117%
[25 empty] | 2020-12-24 | 17 | 24 | 17 | 2020-01-01 | 0 | 0%
[25 empty] | 2020-12-24 | 18 | 24 | 18 | 2020-01-01 | 13761.9896 | 0.02379%
[25 empty] | 2020-12-24 | 19 | 24 | 19 | 2020-01-01 | 47626.0131 | 0.08233%
[25 empty] | 2020-12-24 | 20 | 24 | 20 | 2020-01-01 | 48360.9163 | 0.0836%
[25 empty] | 2020-12-24 | 21 | 24 | 21 | 2020-01-01 | 38106.0131 | 0.06588%
[25 empty] | 2020-12-24 | 22 | 24 | 22 | 2020-01-01 | 27659.7089 | 0.04782%
[25 empty] | 2020-12-24 | 23 | 24 | 23 | 2020-01-01 | 15568.3242 | 0.02691%
[25 empty] | 2020-12-24 | 24 | 24 | 24 | 2020-01-01 | 837.3511 | 0.001448%
[25 empty] | 2020-12-25 | 1 | 25 | 1 | 2020-01-01 | 123.9497 | 0.0002143%
[25 empty] | 2020-12-25 | 2 | 25 | 2 | 2020-01-01 | 0 | 0%
[25 empty] | 2020-12-25 | 3 | 25 | 3 | 2020-01-01 | 0 | 0%
[25 empty] | 2020-12-25 | 4 | 25 | 4 | 2020-01-01 | 0 | 0%
[25 empty] | 2020-12-25 | 5 | 25 | 5 | 2020-01-01 | 2.1737 | 3.758e-06%
[25 empty] | 2020-12-25 | 6 | 25 | 6 | 2020-01-01 | 2.4391 | 4.217e-06%
[25 empty] | 2020-12-25 | 7 | 25 | 7 | 2020-01-01 | 78.6456 | 0.000136%
[25 empty] | 2020-12-25 | 8 | 25 | 8 | 2020-01-01 | 66.6149 | 0.0001152%
[25 empty] | 2020-12-25 | 9 | 25 | 9 | 2020-01-01 | 1513.0843 | 0.002616%
[25 empty] | 2020-12-25 | 10 | 25 | 10 | 2020-01-01 | 0 | 0%
[25 empty] | 2020-12-25 | 11 | 25 | 11 | 2020-01-01 | 0 | 0%
[25 empty] | 2020-12-25 | 12 | 25 | 12 | 2020-01-01 | 0 | 0%
[25 empty] | 2020-12-25 | 13 | 25 | 13 | 2020-01-01 | 0 | 0%
[25 empty] | 2020-12-25 | 14 | 25 | 14 | 2020-01-01 | 0 | 0%
[25 empty] | 2020-12-25 | 15 | 25 | 15 | 2020-01-01 | 0 | 0%
[25 empty] | 2020-12-25 | 16 | 25 | 16 | 2020-01-01 | 1730.626 | 0.002992%
[25 empty] | 2020-12-25 | 17 | 25 | 17 | 2020-01-01 | 0 | 0%
[25 empty] | 2020-12-25 | 18 | 25 | 18 | 2020-01-01 | 0 | 0%
[25 empty] | 2020-12-25 | 19 | 25 | 19 | 2020-01-01 | 12922.81 | 0.02234%
[25 empty] | 2020-12-25 | 20 | 25 | 20 | 2020-01-01 | 16463.5377 | 0.02846%
[25 empty] | 2020-12-25 | 21 | 25 | 21 | 2020-01-01 | 11596.0632 | 0.02005%
[25 empty] | 2020-12-25 | 22 | 25 | 22 | 2020-01-01 | 8430.9782 | 0.01458%
[25 empty] | 2020-12-25 | 23 | 25 | 23 | 2020-01-01 | 4008.7457 | 0.00693%
[25 empty] | 2020-12-25 | 24 | 25 | 24 | 2020-01-01 | 31.7288 | 5.485e-05%
[25 empty] | 2020-12-26 | 1 | 26 | 1 | 2020-01-01 | 48.4313 | 8.373e-05%
[25 empty] | 2020-12-26 | 2 | 26 | 2 | 2020-01-01 | 0 | 0%
[25 empty] | 2020-12-26 | 3 | 26 | 3 | 2020-01-01 | 0 | 0%
[25 empty] | 2020-12-26 | 4 | 26 | 4 | 2020-01-01 | 0 | 0%
[25 empty] | 2020-12-26 | 5 | 26 | 5 | 2020-01-01 | 0 | 0%
[25 empty] | 2020-12-26 | 6 | 26 | 6 | 2020-01-01 | 0 | 0%
[25 empty] | 2020-12-26 | 7 | 26 | 7 | 2020-01-01 | 32.5441 | 5.626e-05%
[25 empty] | 2020-12-26 | 8 | 26 | 8 | 2020-01-01 | 0 | 0%
[25 empty] | 2020-12-26 | 9 | 26 | 9 | 2020-01-01 | 190.4188 | 0.0003292%
[25 empty] | 2020-12-26 | 10 | 26 | 10 | 2020-01-01 | 0 | 0%
[25 empty] | 2020-12-26 | 11 | 26 | 11 | 2020-01-01 | 0 | 0%
[25 empty] | 2020-12-26 | 12 | 26 | 12 | 2020-01-01 | 0 | 0%
[25 empty] | 2020-12-26 | 13 | 26 | 13 | 2020-01-01 | 0 | 0%
[25 empty] | 2020-12-26 | 14 | 26 | 14 | 2020-01-01 | 0 | 0%
[25 empty] | 2020-12-26 | 15 | 26 | 15 | 2020-01-01 | 0 | 0%
[25 empty] | 2020-12-26 | 16 | 26 | 16 | 2020-01-01 | 287.3423 | 0.0004967%
[25 empty] | 2020-12-26 | 17 | 26 | 17 | 2020-01-01 | 0 | 0%
[25 empty] | 2020-12-26 | 18 | 26 | 18 | 2020-01-01 | 1622.5003 | 0.002805%
[25 empty] | 2020-12-26 | 19 | 26 | 19 | 2020-01-01 | 36270.0802 | 0.0627%
[25 empty] | 2020-12-26 | 20 | 26 | 20 | 2020-01-01 | 37670.0802 | 0.06512%
[25 empty] | 2020-12-26 | 21 | 26 | 21 | 2020-01-01 | 26970.0802 | 0.04662%
[25 empty] | 2020-12-26 | 22 | 26 | 22 | 2020-01-01 | 21879.0997 | 0.03782%
[25 empty] | 2020-12-26 | 23 | 26 | 23 | 2020-01-01 | 9961.4324 | 0.01722%
[25 empty] | 2020-12-26 | 24 | 26 | 24 | 2020-01-01 | 151.2393 | 0.0002615%
[25 empty] | 2020-12-27 | 1 | 27 | 1 | 2020-01-01 | 56.6135 | 9.787e-05%
[25 empty] | 2020-12-27 | 2 | 27 | 2 | 2020-01-01 | 0 | 0%
[25 empty] | 2020-12-27 | 3 | 27 | 3 | 2020-01-01 | 0 | 0%
[25 empty] | 2020-12-27 | 4 | 27 | 4 | 2020-01-01 | 0 | 0%
[25 empty] | 2020-12-27 | 5 | 27 | 5 | 2020-01-01 | 0 | 0%
[25 empty] | 2020-12-27 | 6 | 27 | 6 | 2020-01-01 | 0 | 0%
[25 empty] | 2020-12-27 | 7 | 27 | 7 | 2020-01-01 | 0 | 0%
[25 empty] | 2020-12-27 | 8 | 27 | 8 | 2020-01-01 | 5.0071 | 8.656e-06%
[25 empty] | 2020-12-27 | 9 | 27 | 9 | 2020-01-01 | 74.4675 | 0.0001287%
[25 empty] | 2020-12-27 | 10 | 27 | 10 | 2020-01-01 | 0 | 0%
[25 empty] | 2020-12-27 | 11 | 27 | 11 | 2020-01-01 | 0 | 0%
[25 empty] | 2020-12-27 | 12 | 27 | 12 | 2020-01-01 | 0 | 0%
[25 empty] | 2020-12-27 | 13 | 27 | 13 | 2020-01-01 | 0 | 0%
[25 empty] | 2020-12-27 | 14 | 27 | 14 | 2020-01-01 | 0 | 0%
[25 empty] | 2020-12-27 | 15 | 27 | 15 | 2020-01-01 | 0 | 0%
[25 empty] | 2020-12-27 | 16 | 27 | 16 | 2020-01-01 | 200.7962 | 0.0003471%
[25 empty] | 2020-12-27 | 17 | 27 | 17 | 2020-01-01 | 0 | 0%
[25 empty] | 2020-12-27 | 18 | 27 | 18 | 2020-01-01 | 10050.034 | 0.01737%
[25 empty] | 2020-12-27 | 19 | 27 | 19 | 2020-01-01 | 41660.1343 | 0.07202%
[25 empty] | 2020-12-27 | 20 | 27 | 20 | 2020-01-01 | 41864.5224 | 0.07237%
[25 empty] | 2020-12-27 | 21 | 27 | 21 | 2020-01-01 | 31784.3187 | 0.05495%
[25 empty] | 2020-12-27 | 22 | 27 | 22 | 2020-01-01 | 27064.1489 | 0.04679%
[25 empty] | 2020-12-27 | 23 | 27 | 23 | 2020-01-01 | 13388.3496 | 0.02315%
[25 empty] | 2020-12-27 | 24 | 27 | 24 | 2020-01-01 | 1041.875 | 0.001801%
[25 empty] | 2020-12-28 | 1 | 28 | 1 | 2020-01-01 | 29.5158 | 5.103e-05%
[25 empty] | 2020-12-28 | 2 | 28 | 2 | 2020-01-01 | 0 | 0%
[25 empty] | 2020-12-28 | 3 | 28 | 3 | 2020-01-01 | 0 | 0%
[25 empty] | 2020-12-28 | 4 | 28 | 4 | 2020-01-01 | 0 | 0%
[25 empty] | 2020-12-28 | 5 | 28 | 5 | 2020-01-01 | 0 | 0%
[25 empty] | 2020-12-28 | 6 | 28 | 6 | 2020-01-01 | 0 | 0%
[25 empty] | 2020-12-28 | 7 | 28 | 7 | 2020-01-01 | 0 | 0%
[25 empty] | 2020-12-28 | 8 | 28 | 8 | 2020-01-01 | 56.5624 | 9.778e-05%
[25 empty] | 2020-12-28 | 9 | 28 | 9 | 2020-01-01 | 164.467 | 0.0002843%
[25 empty] | 2020-12-28 | 10 | 28 | 10 | 2020-01-01 | 0 | 0%
[25 empty] | 2020-12-28 | 11 | 28 | 11 | 2020-01-01 | 0 | 0%
[25 empty] | 2020-12-28 | 12 | 28 | 12 | 2020-01-01 | 0 | 0%
[25 empty] | 2020-12-28 | 13 | 28 | 13 | 2020-01-01 | 0 | 0%
[25 empty] | 2020-12-28 | 14 | 28 | 14 | 2020-01-01 | 0 | 0%
[25 empty] | 2020-12-28 | 15 | 28 | 15 | 2020-01-01 | 0 | 0%
[25 empty] | 2020-12-28 | 16 | 28 | 16 | 2020-01-01 | 69.6573 | 0.0001204%
[25 empty] | 2020-12-28 | 17 | 28 | 17 | 2020-01-01 | 65.309 | 0.0001129%
[25 empty] | 2020-12-28 | 18 | 28 | 18 | 2020-01-01 | 12705.63 | 0.02196%
[25 empty] | 2020-12-28 | 19 | 28 | 19 | 2020-01-01 | 50633.6669 | 0.08753%
[25 empty] | 2020-12-28 | 20 | 28 | 20 | 2020-01-01 | 53252.1188 | 0.09206%
[25 empty] | 2020-12-28 | 21 | 28 | 21 | 2020-01-01 | 45105.0166 | 0.07798%
[25 empty] | 2020-12-28 | 22 | 28 | 22 | 2020-01-01 | 35707.3736 | 0.06173%
[25 empty] | 2020-12-28 | 23 | 28 | 23 | 2020-01-01 | 23556.1271 | 0.04072%
[25 empty] | 2020-12-28 | 24 | 28 | 24 | 2020-01-01 | 4071.557 | 0.007039%
[25 empty] | 2020-12-29 | 1 | 29 | 1 | 2020-01-01 | 3.1345 | 5.419e-06%
[25 empty] | 2020-12-29 | 2 | 29 | 2 | 2020-01-01 | 0 | 0%
[25 empty] | 2020-12-29 | 3 | 29 | 3 | 2020-01-01 | 0 | 0%
[25 empty] | 2020-12-29 | 4 | 29 | 4 | 2020-01-01 | 0 | 0%
[25 empty] | 2020-12-29 | 5 | 29 | 5 | 2020-01-01 | 0 | 0%
[25 empty] | 2020-12-29 | 6 | 29 | 6 | 2020-01-01 | 0 | 0%
[25 empty] | 2020-12-29 | 7 | 29 | 7 | 2020-01-01 | 0 | 0%
[25 empty] | 2020-12-29 | 8 | 29 | 8 | 2020-01-01 | 0 | 0%
[25 empty] | 2020-12-29 | 9 | 29 | 9 | 2020-01-01 | 155.1745 | 0.0002683%
[25 empty] | 2020-12-29 | 10 | 29 | 10 | 2020-01-01 | 0 | 0%
[25 empty] | 2020-12-29 | 11 | 29 | 11 | 2020-01-01 | 0 | 0%
[25 empty] | 2020-12-29 | 12 | 29 | 12 | 2020-01-01 | 0 | 0%
[25 empty] | 2020-12-29 | 13 | 29 | 13 | 2020-01-01 | 0 | 0%
[25 empty] | 2020-12-29 | 14 | 29 | 14 | 2020-01-01 | 0 | 0%
[25 empty] | 2020-12-29 | 15 | 29 | 15 | 2020-01-01 | 0 | 0%
[25 empty] | 2020-12-29 | 16 | 29 | 16 | 2020-01-01 | 292.0653 | 0.0005049%
[25 empty] | 2020-12-29 | 17 | 29 | 17 | 2020-01-01 | 53.9416 | 9.325e-05%
[25 empty] | 2020-12-29 | 18 | 29 | 18 | 2020-01-01 | 11309.6865 | 0.01955%
[25 empty] | 2020-12-29 | 19 | 29 | 19 | 2020-01-01 | 45418.0424 | 0.07852%
[25 empty] | 2020-12-29 | 20 | 29 | 20 | 2020-01-01 | 47018.0424 | 0.08128%
[25 empty] | 2020-12-29 | 21 | 29 | 21 | 2020-01-01 | 37298.0424 | 0.06448%
[25 empty] | 2020-12-29 | 22 | 29 | 22 | 2020-01-01 | 28853.1122 | 0.04988%
[25 empty] | 2020-12-29 | 23 | 29 | 23 | 2020-01-01 | 17575.7743 | 0.03038%
[25 empty] | 2020-12-29 | 24 | 29 | 24 | 2020-01-01 | 689.9695 | 0.001193%
[25 empty] | 2020-12-30 | 1 | 30 | 1 | 2020-01-01 | 15.2036 | 2.628e-05%
[25 empty] | 2020-12-30 | 2 | 30 | 2 | 2020-01-01 | 0 | 0%
[25 empty] | 2020-12-30 | 3 | 30 | 3 | 2020-01-01 | 0 | 0%
[25 empty] | 2020-12-30 | 4 | 30 | 4 | 2020-01-01 | 0 | 0%
[25 empty] | 2020-12-30 | 5 | 30 | 5 | 2020-01-01 | 0 | 0%
[25 empty] | 2020-12-30 | 6 | 30 | 6 | 2020-01-01 | 0 | 0%
[25 empty] | 2020-12-30 | 7 | 30 | 7 | 2020-01-01 | 0 | 0%
[25 empty] | 2020-12-30 | 8 | 30 | 8 | 2020-01-01 | 0 | 0%
[25 empty] | 2020-12-30 | 9 | 30 | 9 | 2020-01-01 | 75.4389 | 0.0001304%
[25 empty] | 2020-12-30 | 10 | 30 | 10 | 2020-01-01 | 0 | 0%
[25 empty] | 2020-12-30 | 11 | 30 | 11 | 2020-01-01 | 0 | 0%
[25 empty] | 2020-12-30 | 12 | 30 | 12 | 2020-01-01 | 0 | 0%
[25 empty] | 2020-12-30 | 13 | 30 | 13 | 2020-01-01 | 0 | 0%
[25 empty] | 2020-12-30 | 14 | 30 | 14 | 2020-01-01 | 0 | 0%
[25 empty] | 2020-12-30 | 15 | 30 | 15 | 2020-01-01 | 0 | 0%
[25 empty] | 2020-12-30 | 16 | 30 | 16 | 2020-01-01 | 185.1124 | 0.00032%
[25 empty] | 2020-12-30 | 17 | 30 | 17 | 2020-01-01 | 0 | 0%
[25 empty] | 2020-12-30 | 18 | 30 | 18 | 2020-01-01 | 7093.1232 | 0.01226%
[25 empty] | 2020-12-30 | 19 | 30 | 19 | 2020-01-01 | 42227.818 | 0.073%
[25 empty] | 2020-12-30 | 20 | 30 | 20 | 2020-01-01 | 43020.7753 | 0.07437%
[25 empty] | 2020-12-30 | 21 | 30 | 21 | 2020-01-01 | 28561.7998 | 0.04938%
[25 empty] | 2020-12-30 | 22 | 30 | 22 | 2020-01-01 | 20297.2599 | 0.03509%
[25 empty] | 2020-12-30 | 23 | 30 | 23 | 2020-01-01 | 10617.0188 | 0.01835%
[25 empty] | 2020-12-30 | 24 | 30 | 24 | 2020-01-01 | 785.4317 | 0.001358%
[25 empty] | 2020-12-31 | 1 | 31 | 1 | 2020-01-01 | 47.742 | 8.253e-05%
[25 empty] | 2020-12-31 | 2 | 31 | 2 | 2020-01-01 | 0 | 0%
[25 empty] | 2020-12-31 | 3 | 31 | 3 | 2020-01-01 | 0 | 0%
[25 empty] | 2020-12-31 | 4 | 31 | 4 | 2020-01-01 | 0 | 0%
[25 empty] | 2020-12-31 | 5 | 31 | 5 | 2020-01-01 | 0 | 0%
[25 empty] | 2020-12-31 | 6 | 31 | 6 | 2020-01-01 | 0 | 0%
[25 empty] | 2020-12-31 | 7 | 31 | 7 | 2020-01-01 | 0 | 0%
[25 empty] | 2020-12-31 | 8 | 31 | 8 | 2020-01-01 | 145.7312 | 0.0002519%
[25 empty] | 2020-12-31 | 9 | 31 | 9 | 2020-01-01 | 21.0544 | 3.64e-05%
[25 empty] | 2020-12-31 | 10 | 31 | 10 | 2020-01-01 | 0 | 0%
[25 empty] | 2020-12-31 | 11 | 31 | 11 | 2020-01-01 | 0 | 0%
[25 empty] | 2020-12-31 | 12 | 31 | 12 | 2020-01-01 | 0 | 0%
[25 empty] | 2020-12-31 | 13 | 31 | 13 | 2020-01-01 | 0 | 0%
[25 empty] | 2020-12-31 | 14 | 31 | 14 | 2020-01-01 | 0 | 0%
[25 empty] | 2020-12-31 | 15 | 31 | 15 | 2020-01-01 | 0 | 0%
[25 empty] | 2020-12-31 | 16 | 31 | 16 | 2020-01-01 | 202.8216 | 0.0003506%
[25 empty] | 2020-12-31 | 17 | 31 | 17 | 2020-01-01 | 57.0594 | 9.864e-05%
[25 empty] | 2020-12-31 | 18 | 31 | 18 | 2020-01-01 | 16661.494 | 0.0288%
[25 empty] | 2020-12-31 | 19 | 31 | 19 | 2020-01-01 | 51059.5412 | 0.08827%
[25 empty] | 2020-12-31 | 20 | 31 | 20 | 2020-01-01 | 52652.0412 | 0.09102%
[25 empty] | 2020-12-31 | 21 | 31 | 21 | 2020-01-01 | 42812.0412 | 0.07401%
[25 empty] | 2020-12-31 | 22 | 31 | 22 | 2020-01-01 | 32240.6529 | 0.05574%
[25 empty] | 2020-12-31 | 23 | 31 | 23 | 2020-01-01 | 19470.8587 | 0.03366%
[25 empty] | 2020-12-31 | 24 | 31 | 24 | 2020-01-01 | 1101.264 | 0.001904%

## SD Subarea Pivot
HOURPDT | Sum of % of 100%
1 | 1.563%
2 | 0.651%
3 | 0.2175%
4 | 0.09449%
5 | 0.06292%
6 | 0.08421%
7 | 0.2092%
8 | 0.7947%
9 | 1.195%
10 | 0.9404%
11 | 0.6615%
12 | 0.5418%
13 | 0.5724%
14 | 0.748%
15 | 1.122%
16 | 1.735%
17 | 3.009%
18 | 5.86%
19 | 12.57%
20 | 16.82%
21 | 17.73%
22 | 16.73%
23 | 11.34%
24 | 4.74%
Total Result | 100%

## SD Subarea
| 1 | 2 | 3 | 4 | 5 | 6 | 7 | 8 | 9 | 10 | 11 | 12 | 13 | 14 | 15 | 16 | 17 | 18 | 19 | 20 | 21 | 22 | 23 | 24 | DATE | HOUR | DAYPDT | HOURPDT | DATE | Energy Not Served | % of 100%
2020-01-01 | 0 | 0 | 0 | 0 | 0 | 0 | 0 | 10.006 | 1.3345 | 0 | 0 | 0 | 0 | 0 | 0 | 6.395 | 0 | 568.4625 | 26964.2921 | 35026.1203 | 26628.7058 | 17435.7721 | 7306.1529 | 191.7217 | 2020-01-01 | 1 | 1 | 1 | 2020-01-01 | 0 | 0%
2020-01-02 | 143.4621 | 0 | 0 | 0 | 0 | 0 | 0 | 2574.0147 | 6275.5292 | 552.7948 | 0 | 0 | 0 | 0 | 0 | 86.0709 | 2724.2391 | 27303.8015 | 60186.0739 | 64290.0453 | 51712.7804 | 41615.5009 | 26196.1387 | 3981.6112 | 2020-01-01 | 2 | 1 | 2 | 2020-01-01 | 0 | 0%
2020-01-03 | 1.0557 | 0 | 0 | 0 | 0 | 0 | 0 | 324.092 | 497.6385 | 3.2063 | 0 | 0 | 0 | 0 | 0 | 10.2245 | 286.2855 | 10001.3197 | 37612.2001 | 44252.1669 | 35011.1159 | 24288.0286 | 10092.6259 | 361.1718 | 2020-01-01 | 3 | 1 | 3 | 2020-01-01 | 0 | 0%
2020-01-04 | 2.5678 | 0 | 0 | 0 | 0 | 0 | 0 | 10.0468 | 0 | 0 | 0 | 0 | 0 | 0 | 0 | 0 | 0 | 31.4596 | 16596.3204 | 27243.8034 | 17067.7375 | 10987.3916 | 1772.1943 | 0 | 2020-01-01 | 4 | 1 | 4 | 2020-01-01 | 0 | 0%
2020-01-05 | 0 | 0 | 0 | 0 | 0 | 0 | 0 | 43.7356 | 96.8855 | 0 | 0 | 0 | 0 | 0 | 0 | 0 | 85.1661 | 5719.2996 | 33874.0513 | 41143.3715 | 30279.2053 | 23790.0207 | 8561.2603 | 337.5163 | 2020-01-01 | 5 | 1 | 5 | 2020-01-01 | 0 | 0%
2020-01-06 | 83.6154 | 0 | 0 | 0 | 0 | 0 | 0 | 2641.7584 | 5953.384 | 317.7242 | 0 | 0 | 0 | 0 | 0 | 2.7903 | 1831.244 | 21421.9225 | 55790.4862 | 61626.4986 | 49892.0412 | 38830.6868 | 22980.0987 | 3029.3151 | 2020-01-01 | 6 | 1 | 6 | 2020-01-01 | 0 | 0%
2020-01-07 | 126.5973 | 0 | 0 | 0 | 0 | 0 | 26.2605 | 3972.6283 | 6538.5794 | 498.2553 | 0 | 0 | 0 | 0 | 0 | 24.8883 | 611.9415 | 13336.0292 | 48876.8783 | 56454.5412 | 46072.0412 | 34867.9852 | 20275.6702 | 1860.6876 | 2020-01-01 | 7 | 1 | 7 | 2020-01-01 | 0 | 0%
2020-01-08 | 41.1131 | 0 | 0 | 0 | 0 | 0 | 0 | 2655.528 | 4383.3027 | 87.8263 | 0 | 0 | 0 | 0 | 0 | 19.5293 | 278.4112 | 9379.4262 | 44922.7159 | 51501.2087 | 40419.8756 | 30571.3691 | 18009.3356 | 2045.5855 | 2020-01-01 | 8 | 1 | 8 | 2020-01-01 | 10.006 | 1.21e-05%
2020-01-09 | 11.3399 | 0 | 0 | 0 | 0 | 0 | 0 | 1462.3431 | 2886.6596 | 144.3853 | 0 | 0 | 0 | 0 | 0 | 0 | 197.3934 | 6920.4182 | 43510.3624 | 52827.5212 | 42019.7417 | 31134.4361 | 16282.9718 | 1010.006 | 2020-01-01 | 9 | 1 | 9 | 2020-01-01 | 1.3345 | 1.613e-06%
2020-01-10 | 3.2552 | 0 | 0 | 0 | 0 | 0 | 0 | 24.2957 | 42.8913 | 0 | 0 | 0 | 0 | 0 | 0 | 1.9545 | 0 | 2735.1 | 35448.3718 | 41972.853 | 31599.0572 | 22187.7849 | 9845.6631 | 239.1722 | 2020-01-01 | 10 | 1 | 10 | 2020-01-01 | 0 | 0%
2020-01-11 | 8.6299 | 0 | 0 | 0 | 0 | 0 | 0 | 5.466 | 0 | 0 | 0 | 0 | 0 | 0 | 0 | 0 | 0 | 0 | 22743.5077 | 31818.0615 | 21917.8585 | 15095.0165 | 3615.1765 | 0 | 2020-01-01 | 11 | 1 | 11 | 2020-01-01 | 0 | 0%
2020-01-12 | 8.3844 | 0 | 0 | 0 | 0 | 0 | 0 | 40.7391 | 39.3629 | 0 | 0 | 0 | 0 | 0 | 0 | 0 | 0 | 1640.4042 | 31406.7963 | 36777.9774 | 27350.9603 | 22474.8895 | 8775.4701 | 390.7881 | 2020-01-01 | 12 | 1 | 12 | 2020-01-01 | 0 | 0%
2020-01-13 | 22.1051 | 0 | 0 | 0 | 0 | 0 | 0 | 1281.411 | 3051.5879 | 244.9515 | 0 | 0 | 0 | 0 | 0 | 6.9761 | 536.6114 | 13548.5709 | 54954.5412 | 61847.1996 | 50577.4107 | 39587.0646 | 23781.0994 | 2094.5631 | 2020-01-01 | 13 | 1 | 13 | 2020-01-01 | 0 | 0%
2020-01-14 | 11.6423 | 0 | 0 | 0 | 0 | 0 | 0 | 365.7554 | 441.7901 | 0 | 0 | 0 | 0 | 0 | 0 | 0 | 0 | 4574.5847 | 42697.738 | 51812.0412 | 42552.0412 | 32393.3813 | 18188.1294 | 816.4827 | 2020-01-01 | 14 | 1 | 14 | 2020-01-01 | 0 | 0%
2020-01-15 | 8.7748 | 0 | 0 | 0 | 0 | 0 | 0 | 784.0694 | 1723.7898 | 58.4551 | 0 | 0 | 0 | 0 | 0 | 15.9532 | 634.0141 | 5999.8142 | 42957.1989 | 49776.8953 | 38068.1312 | 28409.6657 | 14827.6153 | 938.9891 | 2020-01-01 | 15 | 1 | 15 | 2020-01-01 | 0 | 0%
2020-01-16 | 21.1031 | 0 | 0 | 0 | 0 | 0 | 0 | 681.2493 | 1856.9385 | 24.293 | 0 | 0 | 0 | 0 | 0 | 30.0217 | 374.6841 | 4915.879 | 37692.5682 | 46407.1972 | 35211.3164 | 24712.6371 | 10751.0489 | 259.2306 | 2020-01-01 | 16 | 1 | 16 | 2020-01-01 | 6.395 | 7.731e-06%
2020-01-17 | 36.0512 | 0 | 0 | 0 | 0 | 0 | 0 | 114.9103 | 215.1644 | 0 | 0 | 0 | 0 | 0 | 0 | 6.3127 | 81.9527 | 2437.1843 | 34324.8567 | 39731.8838 | 29613.253 | 19924.1564 | 8768.051 | 542.8841 | 2020-01-01 | 17 | 1 | 17 | 2020-01-01 | 0 | 0%
2020-01-18 | 0 | 0 | 0 | 0 | 0 | 0 | 0 | 0 | 0 | 0 | 0 | 0 | 0 | 0 | 0 | 0 | 0 | 0 | 15230.5304 | 23227.4479 | 15413.1719 | 10475.3923 | 2554.3513 | 0 | 2020-01-01 | 18 | 1 | 18 | 2020-01-01 | 568.4625 | 0.0006872%
2020-01-19 | 0 | 0 | 0 | 0 | 0 | 0 | 0 | 3.097 | 0.92513 | 0 | 0 | 0 | 0 | 0 | 0 | 1.5865 | 0 | 21.2916 | 17501.4715 | 25856.989 | 16399.8853 | 10630.524 | 1923.3391 | 0 | 2020-01-01 | 19 | 1 | 19 | 2020-01-01 | 26964.2921 | 0.0326%
2020-01-20 | 5.3909 | 0 | 0 | 0 | 0 | 0 | 0 | 576.4173 | 1809.5122 | 89.3721 | 0 | 0 | 0 | 0 | 0 | 0 | 306.0941 | 4462.0088 | 43663.0683 | 49807.7236 | 37941.3232 | 27439.3031 | 13180.548 | 502.4285 | 2020-01-01 | 20 | 1 | 20 | 2020-01-01 | 35026.1203 | 0.04234%
2020-01-21 | 8.8385 | 0 | 0 | 0 | 0 | 0 | 0 | 1694.6945 | 3075.9585 | 262.2335 | 0 | 0 | 0 | 0 | 0 | 23.0559 | 548.1511 | 7720.4727 | 48372.1356 | 54791.9482 | 44638.8775 | 33210.7263 | 17885.3594 | 1213.5688 | 2020-01-01 | 21 | 1 | 21 | 2020-01-01 | 26628.7058 | 0.03219%
2020-01-22 | 3.2443 | 0 | 0 | 0 | 0 | 0 | 0 | 369.6962 | 925.0224 | 0 | 0 | 0 | 0 | 0 | 0 | 6.9014 | 0 | 2921.9722 | 39264.2229 | 47855.1165 | 37517.5909 | 28220.1037 | 15483.0792 | 1018.6599 | 2020-01-01 | 22 | 1 | 22 | 2020-01-01 | 17435.7721 | 0.02108%
2020-01-23 | 5.5821 | 0 | 0 | 0 | 0 | 0 | 0 | 16.8891 | 28.9803 | 0 | 0 | 0 | 0 | 0 | 0 | 2.8249 | 0 | 1553.209 | 34019.0428 | 39896.6228 | 29824.0479 | 18457.8775 | 6208.4536 | 16.0597 | 2020-01-01 | 23 | 1 | 23 | 2020-01-01 | 7306.1529 | 0.008833%
2020-01-24 | 0 | 0 | 0 | 0 | 0 | 0 | 0 | 4.7729 | 0 | 0 | 0 | 0 | 0 | 0 | 0 | 0 | 0 | 523.6386 | 29744.5632 | 36161.5438 | 26979.3218 | 17775.5415 | 8038.6146 | 345.6838 | 2020-01-01 | 24 | 1 | 24 | 2020-01-01 | 191.7217 | 0.0002318%
2020-01-25 | 0 | 0 | 0 | 0 | 0 | 0 | 0 | 0 | 0 | 0 | 0 | 0 | 0 | 0 | 0 | 0 | 0 | 0 | 12212.8726 | 22558.492 | 13376.5375 | 9250.6305 | 1465.0861 | 0 | 2020-01-02 | 1 | 2 | 1 | 2020-01-02 | 143.4621 | 0.0001734%
2020-01-26 | 3.7662 | 0 | 0 | 0 | 0 | 0 | 0 | 0 | 0 | 0 | 0 | 0 | 0 | 0 | 0 | 6.8373 | 0 | 96.4725 | 21690.2065 | 30195.7114 | 21130.1938 | 15445.5339 | 3869.8782 | 77.3075 | 2020-01-02 | 2 | 2 | 2 | 2020-01-02 | 0 | 0%
2020-01-27 | 0 | 0 | 0 | 0 | 0 | 0 | 0 | 1555.2072 | 2740.4663 | 151.6297 | 0 | 0 | 0 | 0 | 0 | 23.5926 | 42.3496 | 7929.248 | 49742.8807 | 54376.7277 | 44209.9266 | 32652.4266 | 18732.2939 | 1267.2264 | 2020-01-02 | 3 | 2 | 3 | 2020-01-02 | 0 | 0%
2020-01-28 | 16.3772 | 0 | 0 | 0 | 0 | 0 | 0 | 965.643 | 1254.1142 | 12.0848 | 0 | 0 | 0 | 0 | 0 | 0 | 12.2799 | 4222.247 | 40422.8378 | 48806.7028 | 38008.8898 | 27587.0969 | 13109.8484 | 557.9809 | 2020-01-02 | 4 | 2 | 4 | 2020-01-02 | 0 | 0%
2020-01-29 | 0 | 0 | 0 | 0 | 0 | 0 | 0 | 648.0289 | 937.8144 | 0 | 0 | 0 | 0 | 0 | 0 | 0 | 0 | 3748.4413 | 37366.8036 | 46436.8036 | 34366.8036 | 23723.1864 | 9957.8561 | 102.6016 | 2020-01-02 | 5 | 2 | 5 | 2020-01-02 | 0 | 0%
2020-01-30 | 0.24474 | 0 | 0 | 0 | 0 | 0 | 0 | 579.1617 | 932.8117 | 0 | 0 | 0 | 0 | 0 | 0 | 0 | 0 | 3881.4782 | 38729.3647 | 49039.8773 | 37389.3434 | 26125.9766 | 10910.8754 | 118.8454 | 2020-01-02 | 6 | 2 | 6 | 2020-01-02 | 0 | 0%
2020-01-31 | 74.7288 | 0 | 0 | 0 | 0 | 0 | 0 | 1332.8623 | 2430.8321 | 105.5527 | 0 | 0 | 0 | 0 | 0 | 9.5217 | 39.1771 | 7432.1727 | 50468.339 | 54776.5154 | 44401.2039 | 32992.7606 | 18437.8749 | 1408.0409 | 2020-01-02 | 7 | 2 | 7 | 2020-01-02 | 0 | 0%
2020-02-01 | 0.45992 | 0 | 0 | 0 | 0 | 0 | 0 | 0 | 2.1843 | 0 | 0 | 0 | 0 | 0 | 0 | 48.9687 | 0 | 0 | 5279.2792 | 25256.9927 | 17542.9501 | 12687.8818 | 2973.6152 | 24.6184 | 2020-01-02 | 8 | 2 | 8 | 2020-01-02 | 2574.0147 | 0.003112%
2020-02-02 | 1.713 | 0 | 0 | 0 | 0 | 0 | 0 | 9.9857 | 14.5568 | 0 | 0 | 0 | 0 | 0 | 0 | 0 | 0 | 0 | 4281.6931 | 17421.9229 | 11858.0864 | 9599.7924 | 1595.4478 | 0 | 2020-01-02 | 9 | 2 | 9 | 2020-01-02 | 6275.5292 | 0.007587%
2020-02-03 | 18.1872 | 0 | 0 | 0 | 0 | 0 | 0 | 898.5713 | 1526.476 | 81.2113 | 0 | 0 | 0 | 0 | 0 | 5.4236 | 1431.8712 | 18095.5382 | 47687.3056 | 61765.5027 | 50163.4354 | 38327.4978 | 21767.8671 | 1702.378 | 2020-01-02 | 10 | 2 | 10 | 2020-01-02 | 552.7948 | 0.0006683%
2020-02-04 | 49.4556 | 0 | 0 | 0 | 0 | 0 | 0 | 1494.2523 | 2827.8315 | 84.024 | 0 | 0 | 0 | 0 | 0 | 39.0431 | 116.8412 | 8862.1827 | 42012.1245 | 58531.9438 | 49266.1281 | 38122.8658 | 22329.6985 | 2521.1786 | 2020-01-02 | 11 | 2 | 11 | 2020-01-02 | 0 | 0%
2020-02-05 | 1.0545 | 0 | 0 | 0 | 0 | 0 | 0 | 350.6424 | 607.5275 | 0 | 0 | 0 | 0 | 0 | 0 | 0.48436 | 7.7067 | 2599.5588 | 30249.2742 | 46934.1297 | 35988.6611 | 26031.1438 | 10940.8068 | 282.5425 | 2020-01-02 | 12 | 2 | 12 | 2020-01-02 | 0 | 0%
2020-02-06 | 10.4622 | 0 | 0 | 0 | 0 | 0 | 0 | 612.102 | 966.0936 | 15.4422 | 0 | 0 | 0 | 0 | 0 | 0 | 74.4375 | 4031.3585 | 32267.9263 | 47341.1289 | 35852.0726 | 25460.8971 | 11075.0663 | 269.3321 | 2020-01-02 | 13 | 2 | 13 | 2020-01-02 | 0 | 0%
2020-02-07 | 8.8003 | 0 | 0 | 0 | 0 | 0 | 0 | 608.0193 | 1073.5706 | 0 | 0 | 0 | 0 | 0 | 0 | 5.8884 | 0 | 1709.744 | 20222.8644 | 36926.5816 | 28828.7896 | 19563.1853 | 7901.1389 | 399.4151 | 2020-01-02 | 14 | 2 | 14 | 2020-01-02 | 0 | 0%
2020-02-08 | 3.7144 | 0 | 0 | 0 | 0 | 0 | 0 | 1.7204 | 0 | 0 | 0 | 0 | 0 | 0 | 0 | 0 | 0 | 4.5348 | 11563.5999 | 29501.1569 | 21298.6809 | 16618.2282 | 5042.1882 | 19.4393 | 2020-01-02 | 15 | 2 | 15 | 2020-01-02 | 0 | 0%
2020-02-09 | 0.10361 | 0 | 0 | 0 | 0 | 0 | 0 | 0 | 0 | 0 | 0 | 0 | 0 | 0 | 0 | 0 | 0 | 0 | 11635.2284 | 32189.3954 | 23800.4466 | 18374.5017 | 5492.6464 | 118.7511 | 2020-01-02 | 16 | 2 | 16 | 2020-01-02 | 86.0709 | 0.0001041%
2020-02-10 | 0 | 0 | 0 | 0 | 0 | 0 | 0 | 8.3122 | 43.5486 | 0 | 0 | 0 | 0 | 0 | 0 | 0 | 14.9084 | 6546.21 | 35693.8433 | 50493.8433 | 38548.4297 | 26993.1813 | 12282.2903 | 187.9164 | 2020-01-02 | 17 | 2 | 17 | 2020-01-02 | 2724.2391 | 0.003293%
2020-02-11 | 6.2249 | 0 | 0 | 0 | 0 | 0 | 0 | 428.12 | 496.6892 | 0 | 0 | 0 | 0 | 0 | 0 | 0.75915 | 0 | 1714.3686 | 27283.3503 | 46757.9419 | 36266.8901 | 26080.9056 | 12044.6395 | 414.4893 | 2020-01-02 | 18 | 2 | 18 | 2020-01-02 | 27303.8015 | 0.03301%
2020-02-12 | 7.5062 | 0 | 0 | 0 | 0 | 0 | 0 | 682.3812 | 579.5375 | 0 | 0 | 0 | 0 | 0 | 0 | 0 | 0 | 521.7923 | 30632.8073 | 47804.7721 | 38397.865 | 28038.5344 | 12308.7155 | 141.1664 | 2020-01-02 | 19 | 2 | 19 | 2020-01-02 | 60186.0739 | 0.07276%
2020-02-13 | 54.6514 | 0 | 0 | 0 | 0 | 0 | 0 | 448.8272 | 417.7524 | 45.0073 | 0 | 0 | 0 | 0 | 0 | 56.2397 | 63.5587 | 1289.7411 | 25845.7059 | 45924.2712 | 36173.7796 | 25797.9822 | 12233.1205 | 336.6793 | 2020-01-02 | 20 | 2 | 20 | 2020-01-02 | 64290.0453 | 0.07772%
2020-02-14 | 10.0325 | 0 | 0 | 0 | 0 | 0 | 0 | 38.943 | 28.7129 | 0 | 0 | 0 | 0 | 0 | 0 | 0 | 0 | 405.6063 | 21946.4427 | 41652.0412 | 32126.3347 | 20702.6919 | 7100.2465 | 0 | 2020-01-02 | 21 | 2 | 21 | 2020-01-02 | 51712.7804 | 0.06252%
2020-02-15 | 0 | 0 | 0 | 0 | 0 | 0 | 0 | 0 | 0 | 0 | 0 | 0 | 0 | 0 | 0 | 2.9133 | 0 | 0 | 4235.3795 | 20727.6736 | 14521.3456 | 10173.4442 | 1788.0703 | 0 | 2020-01-02 | 22 | 2 | 22 | 2020-01-02 | 41615.5009 | 0.05031%
2020-02-16 | 2.139 | 0 | 0 | 0 | 0 | 0 | 0 | 0 | 0 | 0 | 0 | 0 | 0 | 0 | 0 | 13.4429 | 0 | 0 | 4120.4224 | 21500.134 | 13498.2655 | 9386.3958 | 1992.5776 | 34.1877 | 2020-01-02 | 23 | 2 | 23 | 2020-01-02 | 26196.1387 | 0.03167%
2020-02-17 | 1.9041 | 0 | 0 | 0 | 0 | 0 | 0 | 22.6449 | 15.7391 | 0 | 0 | 0 | 0 | 0 | 0 | 0 | 0 | 265.2762 | 20262.6726 | 39754.7681 | 30769.825 | 20711.1405 | 8366.1874 | 187.9595 | 2020-01-02 | 24 | 2 | 24 | 2020-01-02 | 3981.6112 | 0.004814%
2020-02-18 | 5.9888 | 0 | 0 | 0 | 0 | 0 | 0 | 240.6015 | 416.5826 | 0 | 0 | 0 | 0 | 0 | 0 | 4.3178 | 0 | 3068.5551 | 37009.4524 | 52840.5655 | 41847.973 | 30022.973 | 14628.4818 | 400.1105 | 2020-01-03 | 1 | 3 | 1 | 2020-01-03 | 1.0557 | 1.276e-06%
2020-02-19 | 47.026 | 0 | 0 | 0 | 0 | 0 | 0 | 388.1671 | 454.2553 | 55.9041 | 0 | 0 | 0 | 0 | 0 | 1.741 | 57.2073 | 2965.9647 | 31913.7524 | 49731.8168 | 38468.8262 | 27832.3806 | 12969.0858 | 525.3041 | 2020-01-03 | 2 | 3 | 2 | 2020-01-03 | 0 | 0%
2020-02-20 | 25.1525 | 0 | 0 | 0 | 0 | 0 | 0 | 716.3292 | 489.7853 | 0 | 0 | 0 | 0 | 0 | 0 | 0 | 0 | 604.0813 | 24302.8513 | 44948.4963 | 34699.658 | 24957.78 | 10521.1988 | 253.2959 | 2020-01-03 | 3 | 3 | 3 | 2020-01-03 | 0 | 0%
2020-02-21 | 16.2632 | 0 | 0 | 0 | 0 | 0 | 0 | 18.9623 | 0 | 0 | 0 | 0 | 0 | 0 | 0 | 16.981 | 0 | 145.8832 | 15959.7086 | 34025.5397 | 23861.1478 | 14003.177 | 5096.8383 | 33.6697 | 2020-01-03 | 4 | 3 | 4 | 2020-01-03 | 0 | 0%
2020-02-22 | 0 | 0 | 0 | 0 | 0 | 0 | 0 | 0 | 0 | 0 | 0 | 0 | 0 | 0 | 0 | 4.9616 | 0 | 0 | 6641.9474 | 23143.7924 | 15401.1123 | 10646.2098 | 2117.0236 | 23.5464 | 2020-01-03 | 5 | 3 | 5 | 2020-01-03 | 0 | 0%
2020-02-23 | 0.59419 | 0 | 0 | 0 | 0 | 0 | 0 | 0 | 0 | 0 | 0 | 0 | 0 | 0 | 0 | 65.6409 | 0 | 0 | 6064.2991 | 26568.3322 | 18535.636 | 13725.6872 | 4252.4158 | 0 | 2020-01-03 | 6 | 3 | 6 | 2020-01-03 | 0 | 0%
2020-02-24 | 6.3337 | 0 | 0 | 0 | 0 | 0 | 0 | 565.9364 | 362.819 | 0 | 0 | 0 | 0 | 0 | 0 | 18.0291 | 38.0924 | 2783.7371 | 31181.2661 | 50162.0386 | 40365.9475 | 30187.363 | 14579.9401 | 681.345 | 2020-01-03 | 7 | 3 | 7 | 2020-01-03 | 0 | 0%
2020-02-25 | 3.3063 | 0 | 0 | 0 | 0 | 0 | 0 | 48.4435 | 11.8781 | 0 | 0 | 0 | 0 | 0 | 0 | 0 | 0 | 2.7586 | 18941.6156 | 42207.1673 | 32807.1673 | 22776.0848 | 9626.3499 | 43.7174 | 2020-01-03 | 8 | 3 | 8 | 2020-01-03 | 324.092 | 0.0003918%
2020-02-26 | 2.7718 | 0 | 0 | 0 | 0 | 0 | 0 | 29.2026 | 3.6744 | 0 | 0 | 0 | 0 | 0 | 0 | 7.9873 | 0 | 416.3385 | 19634.6322 | 42577.2321 | 33480.9837 | 22854.2507 | 8554.908 | 5.4033 | 2020-01-03 | 9 | 3 | 9 | 2020-01-03 | 497.6385 | 0.0006016%
2020-02-27 | 57.8218 | 0 | 0 | 0 | 0 | 0 | 0 | 367.0471 | 266.9653 | 34.488 | 0 | 0 | 0 | 0 | 0 | 0 | 19.6319 | 423.2103 | 18433.2778 | 38233.2362 | 29488.2373 | 19241.817 | 8196.6732 | 348.3128 | 2020-01-03 | 10 | 3 | 10 | 2020-01-03 | 3.2063 | 3.876e-06%
2020-02-28 | 13.4061 | 0 | 0 | 0 | 0 | 0 | 0 | 130.0399 | 76.1658 | 0 | 0 | 0 | 0 | 0 | 0 | 0 | 0 | 131.8607 | 16954.2062 | 36906.123 | 27331.1518 | 17527.8667 | 7010.841 | 162.9289 | 2020-01-03 | 11 | 3 | 11 | 2020-01-03 | 0 | 0%
2020-02-29 | 48.0293 | 0 | 0 | 0 | 0 | 0 | 0 | 213.7158 | 172.5423 | 27.1979 | 0 | 0 | 0 | 0 | 0 | 0 | 0 | 202.351 | 15885.6277 | 35853.1445 | 26551.8935 | 16895.5761 | 6728.4661 | 239.1701 | 2020-01-03 | 12 | 3 | 12 | 2020-01-03 | 0 | 0%
2020-03-01 | 17.6267 | 0 | 0 | 0 | 0 | 0 | 0 | 16.9636 | 0 | 0 | 0 | 0 | 0 | 0 | 0 | 5.9387 | 0 | 0 | 4991.6202 | 26211.0447 | 20179.8317 | 8448.4065 | 25.6963 | 0 | 2020-01-03 | 13 | 3 | 13 | 2020-01-03 | 0 | 0%
2020-03-02 | 0 | 0 | 0 | 0 | 0 | 0 | 0 | 7.473 | 0 | 0 | 0 | 0 | 0 | 0 | 0 | 0 | 0 | 2583.7474 | 26914.4918 | 51207.8386 | 41327.8386 | 26858.4319 | 8677.7979 | 3.1935 | 2020-01-03 | 14 | 3 | 14 | 2020-01-03 | 0 | 0%
2020-03-03 | 15.0574 | 0 | 0 | 0 | 0 | 0 | 0 | 177.3044 | 15.8473 | 0 | 0 | 0 | 0 | 0 | 0 | 0 | 0 | 934.8463 | 18606.6621 | 42981.9668 | 35181.9668 | 21302.8921 | 5060.8071 | 0 | 2020-01-03 | 15 | 3 | 15 | 2020-01-03 | 0 | 0%
2020-03-04 | 10.3807 | 0 | 0 | 0 | 0 | 0 | 0 | 28.3649 | 11.5615 | 0 | 0 | 0 | 0 | 0 | 0 | 0 | 0 | 748.9909 | 21175.3104 | 45559.1082 | 37159.1082 | 23986.4545 | 6920.7151 | 0 | 2020-01-03 | 16 | 3 | 16 | 2020-01-03 | 10.2245 | 1.236e-05%
2020-03-05 | 2.0816 | 0 | 0 | 0 | 0 | 0 | 0 | 82.2816 | 43.225 | 0 | 0 | 0 | 0 | 0 | 0 | 2.0887 | 122.0747 | 4301.5778 | 25246.9694 | 44533.7671 | 39990.5233 | 25241.2968 | 7732.2936 | 26.1767 | 2020-01-03 | 17 | 3 | 17 | 2020-01-03 | 286.2855 | 0.0003461%
2020-03-06 | 37.8637 | 0 | 0 | 0 | 0 | 0 | 0 | 46.994 | 6.6131 | 0 | 0 | 0 | 0 | 0 | 0 | 10.6657 | 0 | 1114.0573 | 14588.2021 | 36661.6728 | 29073.3318 | 14312.7422 | 2139.8319 | 0 | 2020-01-03 | 18 | 3 | 18 | 2020-01-03 | 10001.3197 | 0.01209%
2020-03-07 | 0 | 0 | 0 | 0 | 0 | 0 | 0 | 0 | 0 | 0 | 0 | 0 | 0 | 0 | 0 | 0 | 0 | 0 | 852.1576 | 17289.5844 | 12931.3704 | 4883.6455 | 22.7127 | 0 | 2020-01-03 | 19 | 3 | 19 | 2020-01-03 | 37612.2001 | 0.04547%
2020-03-08 | 0 | 0 | 0 | 0 | 0 | 0 | 0 | 3.6168 | 0 | 0 | 0 | 0 | 0 | 0 | 0 | 0 | 0 | 0 | 2748.1352 | 22235.6396 | 20245.0386 | 7038.4363 | 119.6911 | 0 | 2020-01-03 | 20 | 3 | 20 | 2020-01-03 | 44252.1669 | 0.0535%
2020-03-09 | 16.2773 | 0 | 0 | 0 | 0 | 0 | 0 | 33.8393 | 0 | 0 | 0 | 0 | 0 | 0 | 0 | 7.6156 | 0 | 400.2001 | 15472.7729 | 38152.0412 | 30152.0412 | 18764.087 | 1824.3483 | 0 | 2020-01-03 | 21 | 3 | 21 | 2020-01-03 | 35011.1159 | 0.04233%
2020-03-10 | 17.0275 | 0 | 0 | 0 | 0 | 0 | 0 | 344.6371 | 0 | 0 | 0 | 0 | 0 | 0 | 0 | 18.8165 | 0 | 434.8448 | 15913.6834 | 38713.9942 | 31183.6169 | 17311.0809 | 955.874 | 0 | 2020-01-03 | 22 | 3 | 22 | 2020-01-03 | 24288.0286 | 0.02936%
2020-03-11 | 20.859 | 0 | 0 | 0 | 0 | 0 | 36.3001 | 1577.4751 | 37.266 | 0 | 0 | 0 | 0 | 0 | 0 | 0 | 0 | 275.25 | 15073.7343 | 37854.465 | 29997.9105 | 16971.6387 | 1093.9488 | 0 | 2020-01-03 | 23 | 3 | 23 | 2020-01-03 | 10092.6259 | 0.0122%
2020-03-12 | 13.6164 | 0 | 0 | 0 | 0 | 0 | 0 | 39.3054 | 0 | 0 | 0 | 0 | 0 | 0 | 0 | 35.5296 | 0 | 1019.9523 | 20782.1083 | 45227.2356 | 35967.5396 | 26765.6386 | 7130.0332 | 11.5475 | 2020-01-03 | 24 | 3 | 24 | 2020-01-03 | 361.1718 | 0.0004366%
2020-03-13 | 17.4294 | 0 | 0 | 0 | 0 | 0 | 0 | 57.0625 | 2.3768 | 0 | 0 | 0 | 0 | 0 | 0 | 12.1658 | 0 | 17.0267 | 13062.3629 | 35453.4105 | 25585.5189 | 14857.7891 | 1042.2972 | 0 | 2020-01-04 | 1 | 4 | 1 | 2020-01-04 | 2.5678 | 3.104e-06%
2020-03-14 | 14.8777 | 0 | 0 | 0 | 0 | 0 | 0 | 7.5469 | 8.598 | 0 | 0 | 0 | 0 | 0 | 0 | 0 | 0 | 0 | 4646.7709 | 26063.9095 | 24940.9486 | 11761.7327 | 339.1253 | 0 | 2020-01-04 | 2 | 4 | 2 | 2020-01-04 | 0 | 0%
2020-03-15 | 6.4257 | 0 | 0 | 0 | 0 | 0 | 0 | 23.7349 | 0.87479 | 0 | 0 | 0 | 0 | 0 | 0 | 33.1354 | 0 | 0 | 6906.473 | 32053.4834 | 29112.1129 | 12757.9881 | 243.3411 | 0 | 2020-01-04 | 3 | 4 | 3 | 2020-01-04 | 0 | 0%
2020-03-16 | 0 | 0 | 0 | 0 | 0 | 0 | 0 | 24.9369 | 2.8324 | 0 | 0 | 0 | 0 | 0 | 0 | 0 | 0 | 233.2115 | 19202.3063 | 45902.9395 | 36627.7898 | 28853.5695 | 8789.8637 | 0 | 2020-01-04 | 4 | 4 | 4 | 2020-01-04 | 0 | 0%
2020-03-17 | 8.0569 | 0 | 0 | 0 | 0 | 0 | 0 | 340.1714 | 3.9572 | 0 | 0 | 0 | 0 | 0 | 0 | 8.4915 | 0 | 3.7846 | 9739.5574 | 35691.3894 | 27671.3894 | 15677.6174 | 658.594 | 0 | 2020-01-04 | 5 | 4 | 5 | 2020-01-04 | 0 | 0%
2020-03-18 | 18.3231 | 0 | 0 | 0 | 0 | 0 | 0 | 181.7039 | 3.2418 | 0 | 0 | 0 | 0 | 0 | 0 | 32.9552 | 0 | 12.6756 | 11125.9304 | 38020.9031 | 31412.1976 | 19156.1097 | 1259.4871 | 0 | 2020-01-04 | 6 | 4 | 6 | 2020-01-04 | 0 | 0%
2020-03-19 | 12.9548 | 0 | 0 | 0 | 0 | 0 | 43.7358 | 1135.9066 | 58.5032 | 0 | 0 | 0 | 0 | 0 | 0 | 19.2713 | 0 | 38.8587 | 6897.2237 | 32523.0968 | 26328.4129 | 14678.6544 | 536.7547 | 0 | 2020-01-04 | 7 | 4 | 7 | 2020-01-04 | 0 | 0%
2020-03-20 | 46.8901 | 0 | 0 | 0 | 0 | 0 | 0 | 29.7345 | 4.8331 | 0 | 0 | 0 | 0 | 0 | 0 | 9.4031 | 0 | 0 | 3662.2612 | 24035.8206 | 18149.2982 | 7934.7416 | 77.237 | 0 | 2020-01-04 | 8 | 4 | 8 | 2020-01-04 | 10.0468 | 1.215e-05%
2020-03-21 | 0 | 0 | 0 | 0 | 0 | 0 | 0 | 31.792 | 0 | 0 | 0 | 0 | 0 | 0 | 0 | 221.9806 | 0 | 0 | 316.449 | 15679.787 | 13218.1096 | 3642.1288 | 24.1773 | 0 | 2020-01-04 | 9 | 4 | 9 | 2020-01-04 | 0 | 0%
2020-03-22 | 0 | 0 | 0 | 0 | 0 | 0 | 0 | 8.4873 | 8.222 | 0 | 0 | 0 | 0 | 0 | 0 | 114.2571 | 0 | 0 | 192.5258 | 12931.1167 | 12387.2874 | 2914.4422 | 0 | 0 | 2020-01-04 | 10 | 4 | 10 | 2020-01-04 | 0 | 0%
2020-03-23 | 0 | 0 | 0 | 0 | 0 | 0 | 0 | 31.1753 | 15.8744 | 0 | 0 | 0 | 0 | 0 | 0 | 18.5353 | 0 | 0 | 3274.6989 | 28144.6807 | 21455.3292 | 13069.2208 | 842.1256 | 0 | 2020-01-04 | 11 | 4 | 11 | 2020-01-04 | 0 | 0%
2020-03-24 | 12.9143 | 0 | 0 | 0 | 0 | 0 | 0 | 20.6145 | 0 | 0 | 0 | 0 | 0 | 0 | 0 | 30.0151 | 0 | 0 | 5071.8961 | 28071.2245 | 20731.8422 | 9342.3901 | 323.9041 | 0 | 2020-01-04 | 12 | 4 | 12 | 2020-01-04 | 0 | 0%
2020-03-25 | 5.4791 | 0 | 0 | 0 | 0 | 0 | 0 | 13.2412 | 0 | 0 | 0 | 0 | 0 | 0 | 0 | 31.6894 | 0 | 0 | 5927.6689 | 28757.8302 | 21240.9928 | 11489.8108 | 334.7574 | 0 | 2020-01-04 | 13 | 4 | 13 | 2020-01-04 | 0 | 0%
2020-03-26 | 22.3995 | 0 | 0 | 0 | 0 | 0 | 0 | 355.0512 | 0 | 0 | 0 | 0 | 0 | 0 | 0 | 19.1291 | 0 | 18.4597 | 7307.7647 | 33147.5382 | 25820.069 | 13999.1004 | 642.8767 | 0 | 2020-01-04 | 14 | 4 | 14 | 2020-01-04 | 0 | 0%
2020-03-27 | 2.3119 | 0 | 0 | 0 | 0 | 0 | 0 | 16.4931 | 0 | 0 | 0 | 0 | 0 | 0 | 0 | 35.1522 | 0 | 0 | 664.3399 | 21107.8804 | 15541.0737 | 9058.4828 | 476.0675 | 0 | 2020-01-04 | 15 | 4 | 15 | 2020-01-04 | 0 | 0%
2020-03-28 | 20.7557 | 0 | 0 | 0 | 0 | 0 | 4.4329 | 0 | 2.5756 | 0 | 0 | 0 | 0 | 0 | 0 | 64.8098 | 0 | 0 | 26.8616 | 12371.0473 | 11942.2667 | 3156.51 | 0 | 0 | 2020-01-04 | 16 | 4 | 16 | 2020-01-04 | 0 | 0%
2020-03-29 | 0 | 0 | 0 | 0 | 0 | 0 | 7.712 | 3.3985 | 0 | 0 | 0 | 0 | 0 | 0 | 0 | 100.6508 | 0 | 0 | 0 | 8294.3732 | 8378.8247 | 1236.6537 | 0 | 0 | 2020-01-04 | 17 | 4 | 17 | 2020-01-04 | 0 | 0%
2020-03-30 | 6.4953 | 0 | 0 | 0 | 0 | 0 | 0 | 6.3511 | 0 | 0 | 0 | 0 | 0 | 0 | 0 | 31.2314 | 0 | 0 | 860.5522 | 18968.1755 | 13896.9573 | 6885.2334 | 87.955 | 0 | 2020-01-04 | 18 | 4 | 18 | 2020-01-04 | 31.4596 | 3.803e-05%
2020-03-31 | 29.8021 | 0 | 0 | 0 | 0 | 0 | 0 | 4.276 | 0 | 0 | 0 | 0 | 0 | 0 | 0 | 1.2094 | 0 | 0 | 3836.3474 | 30328.5033 | 24898.6274 | 13153.0924 | 509.6126 | 0 | 2020-01-04 | 19 | 4 | 19 | 2020-01-04 | 16596.3204 | 0.02006%
2020-04-01 | 2.362 | 0 | 0 | 0 | 0 | 0 | 0 | 16.9069 | 0 | 0 | 0 | 0 | 0 | 0 | 0 | 11.2421 | 0 | 33.5849 | 4924.1323 | 24259.806 | 22931.9658 | 11346.0148 | 203.5335 | 0 | 2020-01-04 | 20 | 4 | 20 | 2020-01-04 | 27243.8034 | 0.03294%
2020-04-02 | 32.4562 | 0 | 0 | 0 | 0 | 0 | 0 | 25.1782 | 3.7416 | 0 | 0 | 0 | 0 | 0 | 0 | 17.3387 | 0 | 1.0579 | 5747.6394 | 22320.7269 | 22486.4358 | 12273.1526 | 490.8339 | 0 | 2020-01-04 | 21 | 4 | 21 | 2020-01-04 | 17067.7375 | 0.02063%
2020-04-03 | 24.3915 | 0 | 0 | 0 | 0 | 0 | 0 | 23.4543 | 2.2861 | 0 | 0 | 0 | 0 | 0 | 0 | 9.2681 | 0 | 0 | 2953.786 | 19402.3575 | 18555.2049 | 8556.467 | 141.7078 | 0 | 2020-01-04 | 22 | 4 | 22 | 2020-01-04 | 10987.3916 | 0.01328%
2020-04-04 | 3.9467 | 0 | 0 | 0 | 0 | 0 | 0 | 0 | 0 | 0 | 0 | 0 | 0 | 0 | 0 | 90.3219 | 0 | 0 | 115.9761 | 7216.6479 | 11027.4236 | 3289.2818 | 16.1501 | 0 | 2020-01-04 | 23 | 4 | 23 | 2020-01-04 | 1772.1943 | 0.002142%
2020-04-05 | 3.6972 | 0 | 0 | 0 | 0 | 0 | 0 | 0 | 0 | 0 | 0 | 0 | 0 | 0 | 0 | 135.669 | 0 | 0 | 61.3825 | 5683.6832 | 10370.8715 | 2608.7394 | 37.6527 | 0 | 2020-01-04 | 24 | 4 | 24 | 2020-01-04 | 0 | 0%
2020-04-06 | 50.7375 | 0 | 0 | 0 | 0 | 0 | 0 | 5.5031 | 0 | 0 | 0 | 0 | 0 | 0 | 0 | 15.6568 | 0 | 0 | 2285.7238 | 21213.4551 | 21647.9258 | 8452.8338 | 0 | 0 | 2020-01-05 | 1 | 5 | 1 | 2020-01-05 | 0 | 0%
2020-04-07 | 26.5579 | 0 | 0 | 0 | 0 | 0 | 0 | 18.5481 | 0.5126 | 0 | 0 | 0 | 0 | 0 | 0 | 46.5265 | 0 | 54.3715 | 3419.039 | 21775.1214 | 20777.523 | 9616.2638 | 378.8507 | 0 | 2020-01-05 | 2 | 5 | 2 | 2020-01-05 | 0 | 0%
2020-04-08 | 18.2909 | 0 | 0 | 0 | 0 | 0 | 0 | 11.327 | 0 | 0 | 0 | 0 | 0 | 0 | 0 | 0 | 0 | 21.8405 | 3542.3381 | 23405.1127 | 22611.6553 | 9747.9186 | 192.5052 | 0 | 2020-01-05 | 3 | 5 | 3 | 2020-01-05 | 0 | 0%
2020-04-09 | 4.816 | 0 | 0 | 0 | 0 | 0 | 0 | 1.8863 | 6.7455 | 0 | 0 | 0 | 0 | 0 | 0 | 0 | 0 | 57.9178 | 3278.4308 | 17881.3186 | 19135.2502 | 8895.9577 | 393.9849 | 0 | 2020-01-05 | 4 | 5 | 4 | 2020-01-05 | 0 | 0%
2020-04-10 | 2.7223 | 0 | 0 | 0 | 0 | 0 | 0 | 5.1862 | 0 | 0 | 0 | 0 | 0 | 0 | 0 | 16.564 | 0 | 0 | 1493.1321 | 15639.8123 | 16077.6309 | 7550.1954 | 165.2841 | 0 | 2020-01-05 | 5 | 5 | 5 | 2020-01-05 | 0 | 0%
2020-04-11 | 27.5605 | 0 | 0 | 0 | 0 | 0 | 0 | 0 | 0 | 0 | 0 | 0 | 0 | 0 | 0 | 119.0816 | 0 | 0 | 0 | 2624.6515 | 5607.6764 | 517.3454 | 0 | 0 | 2020-01-05 | 6 | 5 | 6 | 2020-01-05 | 0 | 0%
2020-04-12 | 0.78703 | 0 | 0 | 0 | 0 | 0 | 9.0051 | 0 | 7.8115 | 0 | 0 | 0 | 0 | 0 | 0 | 176.3644 | 0 | 0 | 0 | 6633.0748 | 10566.7307 | 1900.0917 | 0 | 0 | 2020-01-05 | 7 | 5 | 7 | 2020-01-05 | 0 | 0%
2020-04-13 | 10.6987 | 0 | 0 | 0 | 0 | 0 | 0 | 23.5352 | 10.3863 | 0 | 0 | 0 | 0 | 0 | 0 | 13.411 | 0 | 0 | 4031.998 | 23328.7254 | 22793.8552 | 10459.8435 | 158.7908 | 0 | 2020-01-05 | 8 | 5 | 8 | 2020-01-05 | 43.7356 | 5.287e-05%
2020-04-14 | 0 | 0 | 0 | 0 | 0 | 0 | 0 | 1.177 | 7.1322 | 0 | 0 | 0 | 0 | 0 | 0 | 1.0996 | 0 | 239.526 | 7429.4681 | 25610.9779 | 26744.7317 | 13503.4589 | 396.4791 | 0 | 2020-01-05 | 9 | 5 | 9 | 2020-01-05 | 96.8855 | 0.0001171%
2020-04-15 | 4.9694 | 0 | 0 | 0 | 0 | 0 | 0 | 12.8015 | 0 | 0 | 0 | 0 | 0 | 0 | 0 | 20.309 | 0 | 2686.4103 | 14131.0362 | 30421.733 | 35131.6302 | 21129.0069 | 2546.6874 | 0 | 2020-01-05 | 10 | 5 | 10 | 2020-01-05 | 0 | 0%
2020-04-16 | 3.6151 | 0 | 0 | 0 | 0 | 0 | 0 | 18.7436 | 5.5837 | 0 | 0 | 0 | 0 | 0 | 0 | 7.8241 | 0 | 15.1667 | 5289.3541 | 22814.3351 | 23214.3615 | 11320.0676 | 88.8456 | 0 | 2020-01-05 | 11 | 5 | 11 | 2020-01-05 | 0 | 0%
2020-04-17 | 31.2173 | 0 | 0 | 0 | 0 | 0 | 0 | 7.7935 | 1.6314 | 0 | 0 | 0 | 0 | 0 | 0 | 0.56201 | 0 | 47.2443 | 5462.108 | 22985.3307 | 24451.325 | 11691.836 | 155.1019 | 0 | 2020-01-05 | 12 | 5 | 12 | 2020-01-05 | 0 | 0%
2020-04-18 | 3.4918 | 0 | 0 | 0 | 0 | 0 | 40.2917 | 0 | 0.88639 | 0 | 0 | 0 | 0 | 0 | 0 | 24.4142 | 0 | 0 | 869.3792 | 12457.5447 | 16289.36 | 5713.1199 | 160.6904 | 0 | 2020-01-05 | 13 | 5 | 13 | 2020-01-05 | 0 | 0%
2020-04-19 | 0.059502 | 0 | 0 | 0 | 0 | 0 | 15.6371 | 0 | 0 | 0 | 0 | 0 | 0 | 0 | 0 | 10.8134 | 0 | 0 | 697.8911 | 12687.9925 | 16185.2818 | 4476.0927 | 0 | 0 | 2020-01-05 | 14 | 5 | 14 | 2020-01-05 | 0 | 0%
2020-04-20 | 35.0757 | 0 | 0 | 0 | 0 | 0 | 0 | 26.9006 | 4.4296 | 0 | 0 | 0 | 0 | 0 | 0 | 0 | 0 | 593.7836 | 9382.3257 | 30285.4383 | 30151.8305 | 16051.9604 | 551.9074 | 0 | 2020-01-05 | 15 | 5 | 15 | 2020-01-05 | 0 | 0%
2020-04-21 | 5.6854 | 0 | 0 | 0 | 0 | 0 | 0 | 22.962 | 8.0466 | 0 | 0 | 0 | 0 | 0 | 0 | 0 | 0 | 485.1112 | 7612.2642 | 28320.7709 | 27433.9053 | 14390.7931 | 679.812 | 0 | 2020-01-05 | 16 | 5 | 16 | 2020-01-05 | 0 | 0%
2020-04-22 | 0 | 0 | 0 | 0 | 0 | 0 | 6.5832 | 32.0167 | 1.3858 | 0 | 0 | 0 | 0 | 0 | 0 | 92.6619 | 445.3039 | 9404.5785 | 25808.8561 | 42222.5071 | 46849.251 | 31122.5071 | 5772.6134 | 0 | 2020-01-05 | 17 | 5 | 17 | 2020-01-05 | 85.1661 | 0.000103%
2020-04-23 | 0 | 0 | 0 | 0 | 0 | 0 | 0 | 22.1444 | 0.0965 | 0 | 0 | 0 | 0 | 0 | 0 | 11.3996 | 170.9265 | 4649.9013 | 19596.3254 | 34627.6661 | 43520.1627 | 28140.2762 | 3314.6716 | 0 | 2020-01-05 | 18 | 5 | 18 | 2020-01-05 | 5719.2996 | 0.006914%
2020-04-24 | 6.1654 | 0 | 0 | 0 | 0 | 0 | 0 | 29.7661 | 4.8793 | 0 | 0 | 0 | 0 | 0 | 0 | 18.7369 | 0 | 33.2875 | 1605.0617 | 18125.831 | 18766.8084 | 7665.0254 | 171.0511 | 0 | 2020-01-05 | 19 | 5 | 19 | 2020-01-05 | 33874.0513 | 0.04095%
2020-04-25 | 5.814 | 0 | 0 | 0 | 0 | 0 | 0 | 0 | 0 | 0 | 0 | 0 | 0 | 0 | 0 | 39.6773 | 0 | 0 | 38.547 | 9472.3262 | 13069.6329 | 2757.6088 | 0 | 0 | 2020-01-05 | 20 | 5 | 20 | 2020-01-05 | 41143.3715 | 0.04974%
2020-04-26 | 0 | 0 | 0 | 0 | 0 | 0 | 0 | 0 | 0 | 0 | 0 | 0 | 0 | 0 | 0 | 30.1701 | 0 | 0 | 51.1387 | 6168.9145 | 11566.4267 | 2635.4701 | 13.8555 | 0 | 2020-01-05 | 21 | 5 | 21 | 2020-01-05 | 30279.2053 | 0.03661%
2020-04-27 | 21.8872 | 0 | 0 | 0 | 0 | 0 | 0 | 5.4662 | 3.5534 | 0 | 0 | 0 | 0 | 0 | 0 | 15.2646 | 0 | 171.311 | 5268.9681 | 24911.3441 | 24320.7448 | 11920.1422 | 652.1137 | 0 | 2020-01-05 | 22 | 5 | 22 | 2020-01-05 | 23790.0207 | 0.02876%
2020-04-28 | 6.7714 | 0 | 0 | 0 | 0 | 0 | 0 | 43.3537 | 10.0484 | 0 | 0 | 0 | 0 | 0 | 0 | 0.93026 | 0 | 550.1013 | 9978.3411 | 31104.1733 | 30912.1728 | 15926.5243 | 831.5284 | 0 | 2020-01-05 | 23 | 5 | 23 | 2020-01-05 | 8561.2603 | 0.01035%
2020-04-29 | 14.824 | 0 | 0 | 0 | 0 | 0 | 7.3689 | 67.362 | 0 | 0 | 0 | 0 | 0 | 0 | 0 | 29.5091 | 0 | 91.2987 | 1639.7285 | 19108.7331 | 20625.9281 | 9419.9793 | 247.1348 | 1.6937 | 2020-01-05 | 24 | 5 | 24 | 2020-01-05 | 337.5163 | 0.000408%
2020-04-30 | 12.3079 | 0 | 0 | 0 | 0 | 0 | 0 | 57.0054 | 1.122 | 0 | 0 | 0 | 0 | 0 | 0 | 29.8466 | 0 | 183.2097 | 4123.3073 | 23043.3876 | 25374.8897 | 12683.6192 | 450.1933 | 0 | 2020-01-06 | 1 | 6 | 1 | 2020-01-06 | 83.6154 | 0.0001011%
2020-05-01 | 40.9193 | 0 | 0 | 0 | 0 | 0 | 141.5794 | 552.4932 | 498.9154 | 151.931 | 0 | 0 | 0 | 97.0687 | 765.0981 | 3849.7112 | 13956.7899 | 34866.1617 | 52528.6841 | 58314.0697 | 65654.2072 | 47382.9268 | 17124.6455 | 1020.1988 | 2020-01-06 | 2 | 6 | 2 | 2020-01-06 | 0 | 0%
2020-05-02 | 3.9817 | 0 | 0 | 0 | 0 | 0 | 0 | 0 | 5.6986 | 0 | 0 | 0 | 0 | 0 | 0 | 42.2868 | 0 | 0 | 1082.9942 | 8234.081 | 16492.9628 | 6250.2199 | 211.7952 | 0 | 2020-01-06 | 3 | 6 | 3 | 2020-01-06 | 0 | 0%
2020-05-03 | 1.5068 | 0 | 0 | 0 | 0 | 0 | 0 | 0 | 0 | 0 | 0 | 0 | 0 | 0 | 0 | 29.8514 | 0 | 0 | 657.0765 | 7993.005 | 15880.2596 | 5661.7902 | 145.869 | 0 | 2020-01-06 | 4 | 6 | 4 | 2020-01-06 | 0 | 0%
2020-05-04 | 4.1485 | 0 | 0 | 0 | 0 | 0 | 0 | 12.925 | 13.505 | 0 | 0 | 0 | 0 | 0 | 0 | 15.9812 | 0 | 174.9376 | 5055.0749 | 18183.3185 | 25562.5228 | 13674.413 | 654.2932 | 0 | 2020-01-06 | 5 | 6 | 5 | 2020-01-06 | 0 | 0%
2020-05-05 | 1.098 | 0 | 0 | 0 | 0 | 0 | 0 | 13.6863 | 0 | 0 | 0 | 0 | 0 | 0 | 0 | 4.1267 | 0 | 79.9422 | 3775.9591 | 16335.3618 | 23401.8542 | 11177.3826 | 326.8413 | 0 | 2020-01-06 | 6 | 6 | 6 | 2020-01-06 | 0 | 0%
2020-05-06 | 5.3274 | 0 | 0 | 0 | 0 | 0 | 0 | 2.4966 | 4.3445 | 0 | 0 | 0 | 0 | 0 | 0 | 0 | 0 | 454.5615 | 8932.3384 | 18643.9553 | 26061.7337 | 16405.4153 | 847.0662 | 0 | 2020-01-06 | 7 | 6 | 7 | 2020-01-06 | 0 | 0%
2020-05-07 | 0 | 0 | 0 | 0 | 0 | 0 | 4.7286 | 82.565 | 156.4368 | 0 | 0 | 0 | 0 | 0 | 0 | 148.972 | 1252.7271 | 11165.1073 | 23863.0722 | 33770.8285 | 43991.6509 | 30633.9742 | 7021.4725 | 130.1672 | 2020-01-06 | 8 | 6 | 8 | 2020-01-06 | 2641.7584 | 0.003194%
2020-05-08 | 28.7772 | 0 | 0 | 0 | 0 | 0 | 0 | 1.7653 | 8.1146 | 0 | 0 | 0 | 0 | 0 | 0 | 0 | 0 | 0 | 1024.3997 | 8567.5199 | 16285.9172 | 7748.537 | 204.6863 | 0 | 2020-01-06 | 9 | 6 | 9 | 2020-01-06 | 5953.384 | 0.007197%
2020-05-09 | 0.86545 | 0 | 0 | 0 | 0 | 0 | 0 | 0 | 0 | 0 | 0 | 0 | 0 | 0 | 0 | 82.2449 | 0 | 0 | 74.6245 | 2930.0158 | 10286.4162 | 3667.8409 | 66.3014 | 0 | 2020-01-06 | 10 | 6 | 10 | 2020-01-06 | 317.7242 | 0.0003841%
2020-05-10 | 0 | 0 | 0 | 0 | 0 | 0 | 0 | 0 | 7.9302 | 0 | 0 | 0 | 0 | 0 | 0 | 63.111 | 0 | 0 | 98.9906 | 4062.6407 | 12290.2232 | 4260.9376 | 35.5646 | 0 | 2020-01-06 | 11 | 6 | 11 | 2020-01-06 | 0 | 0%
2020-05-11 | 2.8629 | 0 | 0 | 0 | 0 | 0 | 0 | 4.7505 | 6.9871 | 0 | 0 | 0 | 0 | 0 | 0 | 4.5325 | 0 | 3396.2089 | 16265.4396 | 30211.6493 | 38448.0739 | 24364.4185 | 3434.1521 | 0 | 2020-01-06 | 12 | 6 | 12 | 2020-01-06 | 0 | 0%
2020-05-12 | 0 | 0 | 0 | 0 | 0 | 0 | 0 | 1.2522 | 15.9378 | 0 | 0 | 0 | 0 | 0 | 0 | 6.0449 | 37.1267 | 3580.741 | 17636.2837 | 31385.0346 | 38428.6746 | 24633.2024 | 3622.585 | 5.6874 | 2020-01-06 | 13 | 6 | 13 | 2020-01-06 | 0 | 0%
2020-05-13 | 1.8226 | 0 | 0 | 0 | 0 | 0 | 0 | 41.8806 | 17.5706 | 0 | 0 | 0 | 0 | 0 | 0 | 13.6699 | 388.6668 | 7183.283 | 21678.555 | 34563.2874 | 45911.1452 | 30234.573 | 5194.2018 | 0 | 2020-01-06 | 14 | 6 | 14 | 2020-01-06 | 0 | 0%
2020-05-14 | 18.7688 | 0 | 0 | 0 | 0 | 0 | 0 | 12.5835 | 6.7026 | 0 | 0 | 0 | 0 | 0 | 0 | 0 | 0 | 0 | 1364.1784 | 9651.1845 | 15048.6176 | 7969.3522 | 262.3896 | 0 | 2020-01-06 | 15 | 6 | 15 | 2020-01-06 | 0 | 0%
2020-05-15 | 11.4283 | 0 | 0 | 0 | 0 | 0 | 0 | 42.7804 | 16.0718 | 0 | 0 | 0 | 0 | 0 | 0 | 36.3448 | 3.6356 | 1492.2828 | 11046.3562 | 22685.0217 | 30717.9598 | 19596.1029 | 2707.8106 | 0 | 2020-01-06 | 16 | 6 | 16 | 2020-01-06 | 2.7903 | 3.373e-06%
2020-05-16 | 12.5688 | 0 | 0 | 0 | 0 | 0 | 9.2642 | 3.6463 | 0 | 0 | 0 | 0 | 0 | 0 | 0 | 33.0387 | 0 | 0 | 247.4206 | 4716.4846 | 14758.4919 | 5069.8738 | 128.4058 | 0 | 2020-01-06 | 17 | 6 | 17 | 2020-01-06 | 1831.244 | 0.002214%
2020-05-17 | 0.7507 | 0 | 0 | 0 | 0 | 0 | 0 | 0 | 1.6774 | 0 | 0 | 0 | 0 | 0 | 0 | 17.6261 | 0 | 0 | 1008.7563 | 6873.5148 | 18929.8123 | 7025.4049 | 131.8082 | 0 | 2020-01-06 | 18 | 6 | 18 | 2020-01-06 | 21421.9225 | 0.0259%
2020-05-18 | 12.2789 | 0 | 0 | 0 | 0 | 0 | 0 | 14.4079 | 0 | 0 | 0 | 0 | 0 | 0 | 0 | 0 | 0 | 0 | 1170.3826 | 11056.8562 | 17813.2552 | 8135.9599 | 207.4544 | 0 | 2020-01-06 | 19 | 6 | 19 | 2020-01-06 | 55790.4862 | 0.06745%
2020-05-19 | 3.4851 | 0 | 0 | 0 | 0 | 0 | 0 | 22.9858 | 12.0391 | 0 | 0 | 0 | 0 | 0 | 0 | 12.8258 | 0 | 129.8269 | 6881.256 | 20080.3762 | 28178.2596 | 15961.6966 | 851.9735 | 0 | 2020-01-06 | 20 | 6 | 20 | 2020-01-06 | 61626.4986 | 0.0745%
2020-05-20 | 0 | 0 | 0 | 0 | 0 | 0 | 0 | 9.292 | 3.6966 | 0 | 0 | 0 | 0 | 0 | 0 | 44.0522 | 0 | 0 | 2005.8258 | 11183.3307 | 18366.0887 | 8767.0201 | 115.827 | 0 | 2020-01-06 | 21 | 6 | 21 | 2020-01-06 | 49892.0412 | 0.06032%
2020-05-21 | 5.8957 | 0 | 0 | 0 | 0 | 0 | 12.286 | 142.5166 | 99.3247 | 19.5191 | 0 | 0 | 0 | 0 | 0 | 99.1514 | 1361.4696 | 10676.3884 | 23532.8012 | 34914.4336 | 47286.1871 | 32659.317 | 8296.0732 | 24.2521 | 2020-01-06 | 22 | 6 | 22 | 2020-01-06 | 38830.6868 | 0.04694%
2020-05-22 | 0 | 0 | 0 | 0 | 0 | 0 | 0 | 11.8388 | 1.8117 | 0 | 0 | 0 | 0 | 0 | 0 | 13.2923 | 0 | 110.0118 | 3247.2572 | 13240.3081 | 21902.8364 | 12913.5227 | 664.1684 | 0 | 2020-01-06 | 23 | 6 | 23 | 2020-01-06 | 22980.0987 | 0.02778%
2020-05-23 | 0 | 0 | 0 | 0 | 0 | 0 | 0 | 0 | 0 | 0 | 0 | 0 | 0 | 0 | 0 | 53.5884 | 0 | 0 | 0 | 700.4554 | 6724.0989 | 1660.9885 | 0 | 0 | 2020-01-06 | 24 | 6 | 24 | 2020-01-06 | 3029.3151 | 0.003662%
2020-05-24 | 0 | 0 | 0 | 0 | 0 | 0 | 0 | 0 | 0 | 0 | 0 | 0 | 0 | 0 | 0 | 81.0417 | 0 | 0 | 0 | 515.7103 | 6064.4603 | 1805.2124 | 9.8001 | 0 | 2020-01-07 | 1 | 7 | 1 | 2020-01-07 | 126.5973 | 0.0001531%
2020-05-25 | 6.0354 | 0 | 0 | 0 | 0 | 0 | 0 | 0 | 18.9513 | 0 | 0 | 0 | 0 | 0 | 0 | 9.9073 | 0 | 0 | 1236.413 | 8484.209 | 15973.9202 | 8003.8686 | 225.0628 | 0 | 2020-01-07 | 2 | 7 | 2 | 2020-01-07 | 0 | 0%
2020-05-26 | 145.9176 | 0 | 0 | 0 | 0 | 0 | 0 | 92.5276 | 149.13 | 16.5145 | 0 | 0 | 0 | 78.4449 | 1021.1538 | 5884.2677 | 16897.9431 | 37877.8633 | 56224.582 | 58144.176 | 64866.6551 | 54109.1551 | 25888.0441 | 3244.9113 | 2020-01-07 | 3 | 7 | 3 | 2020-01-07 | 0 | 0%
2020-05-27 | 10.0228 | 0 | 0 | 0 | 0 | 0 | 0 | 16.6831 | 5.4303 | 0 | 0 | 0 | 0 | 0 | 0 | 4.0117 | 0 | 1118.0836 | 9793.8352 | 22602.4678 | 31769.0095 | 19248.8853 | 2137.1347 | 0 | 2020-01-07 | 4 | 7 | 4 | 2020-01-07 | 0 | 0%
2020-05-28 | 4.4746 | 0 | 0 | 0 | 0 | 0 | 0 | 18.6783 | 5.772 | 0 | 0 | 0 | 0 | 0 | 0 | 5.6228 | 0 | 299.3753 | 4989.6927 | 20300.5261 | 26809.2371 | 14044.7936 | 729.2064 | 0 | 2020-01-07 | 5 | 7 | 5 | 2020-01-07 | 0 | 0%
2020-05-29 | 7.9694 | 0 | 0 | 0 | 0 | 0 | 1.2607 | 30.0797 | 6.5017 | 0 | 0 | 0 | 0 | 0 | 0 | 23.6686 | 0 | 0 | 2562.8781 | 15250.9454 | 21792.1928 | 11014.579 | 302.7437 | 0 | 2020-01-07 | 6 | 7 | 6 | 2020-01-07 | 0 | 0%
2020-05-30 | 0 | 0 | 0 | 0 | 0 | 0 | 0 | 0 | 2.0588 | 0 | 0 | 0 | 0 | 0 | 0 | 40.8308 | 0 | 0 | 0 | 1046.0393 | 7260.6273 | 2005.3007 | 0 | 0 | 2020-01-07 | 7 | 7 | 7 | 2020-01-07 | 26.2605 | 3.175e-05%
2020-05-31 | 0 | 0 | 0 | 0 | 0 | 0 | 0 | 0 | 0 | 0 | 0 | 0 | 0 | 0 | 0 | 55.4518 | 0 | 0 | 0 | 611.2897 | 6266.2639 | 2151.7659 | 0 | 0 | 2020-01-07 | 8 | 7 | 8 | 2020-01-07 | 3972.6283 | 0.004803%
2020-06-01 | 35.7081 | 0 | 0 | 0 | 0 | 0 | 17.2624 | 14.8961 | 13.1011 | 0 | 0 | 0 | 0 | 0 | 0 | 11.9236 | 478.5735 | 4338.5253 | 17159.0338 | 25997.9476 | 32579.8768 | 25720.5563 | 7402.1579 | 436.3136 | 2020-01-07 | 9 | 7 | 9 | 2020-01-07 | 6538.5794 | 0.007905%
2020-06-02 | 301.3599 | 132.25 | 47.5612 | 0 | 16.1843 | 145.6363 | 375.4298 | 425.9711 | 307.8003 | 145.536 | 43.8751 | 20.6801 | 0 | 0 | 182.6246 | 410.4912 | 1136.8513 | 4792.0155 | 15220.924 | 23168.464 | 32697.1472 | 25469.4244 | 7943.3006 | 750.8487 | 2020-01-07 | 10 | 7 | 10 | 2020-01-07 | 498.2553 | 0.0006024%
2020-06-03 | 0 | 0 | 0 | 0 | 0 | 0 | 0 | 0 | 0.60175 | 0 | 0 | 0 | 0 | 0 | 0 | 16.3245 | 134.4547 | 3173.2763 | 11932.6554 | 18420.5557 | 25867.8976 | 21022.6519 | 6232.0556 | 341.352 | 2020-01-07 | 11 | 7 | 11 | 2020-01-07 | 0 | 0%
2020-06-04 | 65.3097 | 0 | 0 | 0 | 0 | 0 | 193.9731 | 283.1219 | 150.4953 | 1.6083 | 0 | 0 | 0 | 0 | 0 | 70.0588 | 366.6377 | 2744.3042 | 11612.2456 | 22190.7425 | 28506.2089 | 20893.6953 | 4766.2945 | 297.3037 | 2020-01-07 | 12 | 7 | 12 | 2020-01-07 | 0 | 0%
2020-06-05 | 14.6148 | 0 | 0 | 0 | 0 | 0 | 118.2531 | 202.0689 | 96.3294 | 0 | 0 | 0 | 0 | 0 | 0 | 14.0562 | 364.211 | 2904.704 | 12490.11 | 22106.3439 | 31820.6788 | 23388.8544 | 4730.1405 | 169.9454 | 2020-01-07 | 13 | 7 | 13 | 2020-01-07 | 0 | 0%
2020-06-06 | 1.4569 | 0 | 0 | 0 | 0 | 7.5416 | 0 | 0 | 3.2265 | 0 | 0 | 0 | 0 | 0 | 0 | 16.588 | 0 | 96.976 | 2448.0414 | 7180.4401 | 17980.8975 | 11338.3655 | 2263.5284 | 127.937 | 2020-01-07 | 14 | 7 | 14 | 2020-01-07 | 0 | 0%
2020-06-07 | 34.7581 | 0 | 0 | 0 | 0 | 0 | 0 | 0 | 27.4292 | 0 | 0 | 0 | 0 | 0 | 0 | 35.5762 | 28.7552 | 671.1563 | 6280.7318 | 13124.1256 | 24171.7361 | 16319.7136 | 3442.697 | 191.4734 | 2020-01-07 | 15 | 7 | 15 | 2020-01-07 | 0 | 0%
2020-06-08 | 70.3019 | 0 | 0 | 0 | 0 | 0 | 140.2144 | 594.8857 | 889.006 | 602.3129 | 68.3485 | 0 | 0 | 0 | 0 | 395.967 | 1711.6536 | 7164.4432 | 18521.5417 | 26577.7851 | 35664.4318 | 28926.7203 | 10529.1484 | 1173.0305 | 2020-01-07 | 16 | 7 | 16 | 2020-01-07 | 24.8883 | 3.009e-05%
2020-06-09 | 230.1846 | 0 | 0 | 0 | 0 | 0 | 67.3327 | 253.3522 | 477.1079 | 434.3971 | 78.6358 | 18.788 | 0 | 15.1214 | 118.4988 | 819.0371 | 2594.5461 | 9636.5339 | 19876.0063 | 27276.5511 | 37837.3376 | 31547.3821 | 11261.262 | 1128.1383 | 2020-01-07 | 17 | 7 | 17 | 2020-01-07 | 611.9415 | 0.0007398%
2020-06-10 | 61.0606 | 0 | 0 | 0 | 0 | 0 | 219.9386 | 1193.3794 | 1480.5352 | 1054.4115 | 187.5009 | 61.0246 | 0 | 0 | 9.1456 | 644.9738 | 1793.1741 | 7184.444 | 16361.9723 | 23923.5287 | 33801.2789 | 27215.649 | 10035.624 | 1013.6124 | 2020-01-07 | 18 | 7 | 18 | 2020-01-07 | 13336.0292 | 0.01612%
2020-06-11 | 44.8355 | 0 | 0 | 0 | 0 | 0 | 248.8811 | 832.0985 | 1172.2612 | 970.3606 | 55.5183 | 0 | 0 | 0 | 0 | 38.474 | 956.732 | 3091.6109 | 10532.7582 | 19162.1342 | 28000.1216 | 21845.2215 | 6400.3571 | 785.0791 | 2020-01-07 | 19 | 7 | 19 | 2020-01-07 | 48876.8783 | 0.05909%
2020-06-12 | 46.2995 | 0 | 0 | 0 | 0 | 0 | 0 | 11.0716 | 12.2611 | 0 | 0 | 0 | 0 | 0 | 0 | 23.2789 | 126.4769 | 1376.5366 | 7697.6814 | 15789.8343 | 23781.0373 | 17992.1201 | 3915.0753 | 459.314 | 2020-01-07 | 20 | 7 | 20 | 2020-01-07 | 56454.5412 | 0.06825%
2020-06-13 | 3.8281 | 0 | 0 | 0 | 0 | 0 | 0 | 0 | 0 | 0 | 0 | 0 | 0 | 0 | 0 | 114.891 | 0 | 0 | 794.7218 | 5058.3221 | 14751.4953 | 9093.0231 | 1146.1089 | 0 | 2020-01-07 | 21 | 7 | 21 | 2020-01-07 | 46072.0412 | 0.0557%
2020-06-14 | 0 | 0 | 0 | 0 | 0 | 0 | 0 | 0 | 1.5893 | 0 | 0 | 0 | 0 | 0 | 0 | 162.8791 | 0 | 73.1595 | 2044.7475 | 6973.1402 | 17934.8915 | 11169.4614 | 2190.6822 | 64.8629 | 2020-01-07 | 22 | 7 | 22 | 2020-01-07 | 34867.9852 | 0.04215%
2020-06-15 | 26.7876 | 0 | 0 | 0 | 0 | 0 | 130.3988 | 356.1806 | 261.3445 | 54.6181 | 0 | 0 | 0 | 0 | 0 | 23.1733 | 146.4518 | 1940.4235 | 8798.9242 | 20769.6518 | 29293.2759 | 19492.285 | 4285.4804 | 200.294 | 2020-01-07 | 23 | 7 | 23 | 2020-01-07 | 20275.6702 | 0.02451%
2020-06-16 | 447.334 | 42.1093 | 0 | 0 | 0 | 43.0043 | 472.3273 | 1127.789 | 1241.0124 | 553.7754 | 138.1618 | 56.4448 | 48.5785 | 93.7318 | 528.4588 | 2205.4624 | 7344.4426 | 21102.7127 | 34402.1929 | 39116.3233 | 50402.5325 | 42411.0658 | 19537.6559 | 2391.8564 | 2020-01-07 | 24 | 7 | 24 | 2020-01-07 | 1860.6876 | 0.002249%
2020-06-17 | 198.8663 | 0 | 0 | 0 | 0 | 0 | 170.2081 | 581.3445 | 462.2077 | 65.2901 | 0 | 0 | 0 | 0 | 23.3477 | 638.5984 | 2256.5692 | 9338.6423 | 21244.4878 | 29973.406 | 40340.5556 | 33204.2462 | 12592.8448 | 1330.307 | 2020-01-08 | 1 | 8 | 1 | 2020-01-08 | 41.1131 | 4.97e-05%
2020-06-18 | 156.8339 | 0 | 0 | 0 | 0 | 0 | 50.7249 | 410.5911 | 493.5767 | 88.4268 | 0 | 0 | 0 | 0 | 0 | 518.0033 | 2277.4455 | 10243.1016 | 23743.4083 | 30344.7857 | 42170.942 | 35554.3516 | 14246.2893 | 1318.4029 | 2020-01-08 | 2 | 8 | 2 | 2020-01-08 | 0 | 0%
2020-06-19 | 314.5116 | 47.7975 | 0 | 0 | 0 | 65.0724 | 475.8649 | 1103.5723 | 1157.3794 | 340.8571 | 68.6765 | 7.8828 | 0 | 0 | 102.3827 | 842.7128 | 3604.0284 | 12511.2998 | 24063.4426 | 29655.514 | 40267.7593 | 35051.4915 | 14937.6322 | 1584.6528 | 2020-01-08 | 3 | 8 | 3 | 2020-01-08 | 0 | 0%
2020-06-20 | 0 | 0 | 0 | 0 | 0 | 0 | 0 | 0 | 8.4896 | 0 | 0 | 0 | 0 | 0 | 0 | 4.4165 | 0 | 199.0773 | 4392.3613 | 10268.9114 | 21921.1099 | 14333.5799 | 3157.3257 | 4.6126 | 2020-01-08 | 4 | 8 | 4 | 2020-01-08 | 0 | 0%
2020-06-21 | 0 | 0 | 0 | 0 | 0 | 0 | 0 | 0 | 0 | 0 | 0 | 0 | 0 | 0 | 0 | 2.9459 | 0 | 1152.3584 | 5819.9683 | 12698.3798 | 26122.7644 | 16882.2719 | 3729.8321 | 238.1595 | 2020-01-08 | 5 | 8 | 5 | 2020-01-08 | 0 | 0%
2020-06-22 | 1208.684 | 130.546 | 30.5202 | 0 | 0 | 161.0143 | 921.3015 | 2329.8475 | 2061.2671 | 1059.6887 | 714.0718 | 474.9324 | 596.3685 | 1309.405 | 3730.3055 | 9810.9671 | 20015.0058 | 36905.742 | 53318.5166 | 57206.447 | 64449.0148 | 55287.7318 | 27722.2337 | 5696.9877 | 2020-01-08 | 6 | 8 | 6 | 2020-01-08 | 0 | 0%
2020-06-23 | 4055.7137 | 219.7318 | 0 | 0 | 0 | 220.2939 | 1700.1164 | 5490.6443 | 6025.8524 | 3856.4213 | 2556.6975 | 2219.6421 | 2710.9548 | 4960.1673 | 9979.605 | 18822.4408 | 31030.0293 | 50407.4418 | 68116.7003 | 71449.2332 | 74392.7137 | 63268.8925 | 36138.4432 | 13356.6138 | 2020-01-08 | 7 | 8 | 7 | 2020-01-08 | 0 | 0%
2020-06-24 | 1407.0001 | 194.4936 | 8.6385 | 0 | 0 | 213.3168 | 1160.9223 | 2525.1371 | 2032.677 | 798.9145 | 529.5023 | 454.0186 | 712.6741 | 1626.4333 | 3539.4431 | 9363.8428 | 18424.4893 | 35149.5122 | 52400.7974 | 56702.3415 | 62623.7509 | 51727.3033 | 26697.4194 | 6259.4778 | 2020-01-08 | 8 | 8 | 8 | 2020-01-08 | 2655.528 | 0.00321%
2020-06-25 | 4658.4236 | 298.7508 | 91.8561 | 0 | 0 | 159.2091 | 993.0329 | 3152.6753 | 3048.1479 | 2080.6201 | 1220.2447 | 767.1434 | 1331.1394 | 4710.4443 | 9277.9095 | 17708.6942 | 30777.103 | 52551.8752 | 69449.9869 | 73027.0676 | 77977.7293 | 68695.194 | 40920.706 | 15424.1155 | 2020-01-08 | 9 | 8 | 9 | 2020-01-08 | 4383.3027 | 0.005299%
2020-06-26 | 861.2783 | 239.4821 | 58.5979 | 34.9648 | 131.8153 | 272.03 | 641.1367 | 1035.144 | 680.4917 | 316.6637 | 171.7378 | 64.0069 | 145.4768 | 239.5797 | 480.2909 | 1962.8171 | 7452.085 | 21031.8476 | 36227.2484 | 41696.606 | 51458.6662 | 43523.8245 | 20851.9172 | 3118.6472 | 2020-01-08 | 10 | 8 | 10 | 2020-01-08 | 87.8263 | 0.0001062%
2020-06-27 | 341.7637 | 139.5264 | 0 | 0 | 15.4051 | 164.4433 | 382.7091 | 493.1078 | 371.1462 | 129.781 | 0 | 0 | 0 | 0 | 0 | 199.7103 | 511.6317 | 1808.3697 | 8832.1179 | 15910.3656 | 26590.0346 | 18225.0076 | 5297.5815 | 726.1076 | 2020-01-08 | 11 | 8 | 11 | 2020-01-08 | 0 | 0%
2020-06-28 | 22.7413 | 0 | 0 | 0 | 0 | 0 | 367.9419 | 768.9947 | 489.8267 | 0 | 0 | 0 | 0 | 0 | 0 | 0.51368 | 663.4878 | 4893.4119 | 13765.5345 | 21869.6291 | 34597.8239 | 23517.1134 | 6369.0184 | 558.7602 | 2020-01-08 | 12 | 8 | 12 | 2020-01-08 | 0 | 0%
2020-06-29 | 814.4762 | 11.3838 | 0 | 0 | 0 | 125.9004 | 1169.9685 | 1894.4905 | 1681.1024 | 430.9285 | 118.4599 | 0 | 0 | 80.0574 | 473.1791 | 2285.018 | 5656.8719 | 14382.7593 | 28400.1279 | 34983.9071 | 46967.8095 | 39054.2794 | 17909.2109 | 3061.2881 | 2020-01-08 | 13 | 8 | 13 | 2020-01-08 | 0 | 0%
2020-06-30 | 531.1854 | 102.6442 | 0 | 0 | 0 | 110.0086 | 697.4911 | 1294.4202 | 976.0338 | 342.0977 | 133.0769 | 0 | 15.0221 | 105.2863 | 361.8905 | 1625.181 | 3295.4393 | 12024.7067 | 26933.2483 | 33896.2214 | 47208.6751 | 38921.673 | 16917.4678 | 2549.8568 | 2020-01-08 | 14 | 8 | 14 | 2020-01-08 | 0 | 0%
2020-07-01 | 848.0691 | 0 | 0 | 0 | 0 | 0 | 95.9586 | 219.2628 | 332.6733 | 165.8031 | 1.8011 | 0 | 0 | 25.3708 | 247.3631 | 1665.621 | 6868.6121 | 22338.4754 | 39509.1785 | 45845.972 | 54793.1521 | 48367.5931 | 24948.3127 | 3884.3365 | 2020-01-08 | 15 | 8 | 15 | 2020-01-08 | 0 | 0%
2020-07-02 | 1598.4094 | 207.3622 | 53.9738 | 0 | 0 | 161.3413 | 1265.2837 | 4156.4075 | 4790.5826 | 2020.5594 | 1131.2298 | 330.9848 | 389.0043 | 1172.1913 | 3011.7658 | 8190.2075 | 21043.4704 | 41345.5683 | 58075.9742 | 62431.9473 | 70223.9764 | 61290.9301 | 35036.9787 | 8670.324 | 2020-01-08 | 16 | 8 | 16 | 2020-01-08 | 19.5293 | 2.361e-05%
2020-07-03 | 30.6494 | 9.724 | 0 | 0 | 0 | 0 | 0 | 0 | 5.6268 | 0 | 0 | 0 | 0 | 0 | 0 | 45.1738 | 606.071 | 7580.4102 | 23485.001 | 30237.0261 | 36607.448 | 31494.281 | 11591.681 | 947.4308 | 2020-01-08 | 17 | 8 | 17 | 2020-01-08 | 278.4112 | 0.0003366%
2020-07-04 | 55.4328 | 0 | 0 | 0 | 0 | 0 | 0.63557 | 2.1222 | 0 | 0 | 0 | 0 | 0 | 0 | 0 | 0 | 72.0557 | 1499.5427 | 8666.5374 | 14676.6613 | 25696.0406 | 18113.324 | 5886.5869 | 623.9807 | 2020-01-08 | 18 | 8 | 18 | 2020-01-08 | 9379.4262 | 0.01134%
2020-07-05 | 0 | 0 | 0 | 0 | 0 | 0 | 0 | 0 | 0 | 0 | 0 | 0 | 0 | 0 | 0 | 0 | 0 | 170.6134 | 4304.7736 | 9878.821 | 20140.0173 | 13959.2312 | 4109.1377 | 124.5173 | 2020-01-08 | 19 | 8 | 19 | 2020-01-08 | 44922.7159 | 0.05431%
2020-07-06 | 701.7851 | 0 | 0 | 0 | 0 | 0 | 276.0225 | 1133.8048 | 1154.578 | 503.6309 | 97.9011 | 0 | 0 | 26.2594 | 245.763 | 1624.7545 | 6292.6169 | 18310.3523 | 32157.1028 | 37347.1653 | 49295.2771 | 41866.8983 | 20068.7377 | 2907.7913 | 2020-01-08 | 20 | 8 | 20 | 2020-01-08 | 51501.2087 | 0.06226%
2020-07-07 | 273.3215 | 47.9166 | 0 | 0 | 0 | 44.0372 | 113.617 | 222.6447 | 316.1201 | 48.985 | 33.6254 | 0 | 0 | 0 | 58.2278 | 352.4895 | 3272.6307 | 13554.7464 | 29130.241 | 35250.6897 | 45631.4412 | 38123.5609 | 17860.1046 | 2395.9356 | 2020-01-08 | 21 | 8 | 21 | 2020-01-08 | 40419.8756 | 0.04887%
2020-07-08 | 1392.1401 | 8.0112 | 0 | 0 | 0 | 0 | 236.1107 | 569.011 | 510.9556 | 221.2846 | 54.3617 | 0.93563 | 48.8451 | 285.2517 | 1083.4126 | 4400.154 | 13876.0898 | 31953.9242 | 49125.8565 | 52219.9016 | 59732.0412 | 53261.9635 | 30297.237 | 7179.5859 | 2020-01-08 | 22 | 8 | 22 | 2020-01-08 | 30571.3691 | 0.03696%
2020-07-09 | 964.1717 | 143.5476 | 9.2106 | 0 | 0 | 59.6726 | 137.4033 | 360.5896 | 455.7044 | 178.7956 | 144.3095 | 130.7138 | 54.5515 | 88.233 | 465.8454 | 2550.8311 | 9863.5773 | 26454.7821 | 41814.7763 | 44812.9014 | 52419.9798 | 46331.4356 | 25934.2745 | 5122.7936 | 2020-01-08 | 23 | 8 | 23 | 2020-01-08 | 18009.3356 | 0.02177%
2020-07-10 | 1523.2699 | 65.0459 | 7.6797 | 0 | 0 | 147.3894 | 901.273 | 2786.3475 | 1900.1481 | 515.1345 | 207.1034 | 203.0533 | 176.3232 | 404.884 | 1263.3139 | 6087.3464 | 16370.4793 | 32349.3736 | 48595.717 | 52780.5976 | 62521.8227 | 52935.9945 | 27483.7805 | 6241.5932 | 2020-01-08 | 24 | 8 | 24 | 2020-01-08 | 2045.5855 | 0.002473%
2020-07-11 | 150.0172 | 0 | 0 | 0 | 0 | 0 | 0 | 0 | 0 | 0 | 0 | 0 | 0 | 0 | 0 | 145.9854 | 1942.5452 | 11427.0208 | 27702.2684 | 31569.5489 | 44068.7268 | 33658.2178 | 14654.3268 | 1225.4628 | 2020-01-09 | 1 | 9 | 1 | 2020-01-09 | 11.3399 | 1.371e-05%
2020-07-12 | 146.9544 | 36.2889 | 0 | 0 | 0 | 0 | 72.1823 | 59.0355 | 57.6869 | 0 | 0 | 0 | 0 | 0 | 0 | 178.5202 | 1337.3015 | 8892.3292 | 24072.5712 | 30981.8083 | 45363.2556 | 34199.3198 | 13321.3139 | 1181.6054 | 2020-01-09 | 2 | 9 | 2 | 2020-01-09 | 0 | 0%
2020-07-13 | 304.2581 | 0 | 0 | 0 | 0 | 0 | 110.9137 | 991.6724 | 830.6233 | 183.7946 | 4.4991 | 0 | 31.6529 | 6.328 | 771.9101 | 4080.258 | 14183.2015 | 32240.4435 | 47887.5646 | 50737.3462 | 60716.5088 | 52113.5124 | 27601.4921 | 4486.9966 | 2020-01-09 | 3 | 9 | 3 | 2020-01-09 | 0 | 0%
2020-07-14 | 2138.7548 | 0 | 0 | 0 | 0 | 28.9139 | 1005.3765 | 3531.8626 | 3332.2577 | 2080.72 | 1159.9898 | 743.0718 | 1028.3748 | 1354.9083 | 4154.9279 | 10786.3254 | 25033.1758 | 44602.8827 | 60163.8592 | 64717.0052 | 71387.18 | 61890.2047 | 35491.9971 | 9101.1483 | 2020-01-09 | 4 | 9 | 4 | 2020-01-09 | 0 | 0%
2020-07-15 | 160.2991 | 0 | 0 | 0 | 0 | 0 | 91.4855 | 612.3474 | 452.6288 | 48.135 | 0 | 0 | 0 | 0 | 218.7747 | 1535.6095 | 7383.8607 | 24278.1241 | 42422.611 | 46558.4871 | 55825.8612 | 46892.0624 | 20243.3653 | 1983.7335 | 2020-01-09 | 5 | 9 | 5 | 2020-01-09 | 0 | 0%
2020-07-16 | 4709.0979 | 1092.0457 | 200.7604 | 100.2376 | 128.6115 | 426.4046 | 3142.3989 | 7886.7939 | 7141.2919 | 4823.1989 | 3022.7886 | 3246.2632 | 4080.9141 | 7889.5074 | 17926.7747 | 35637.5699 | 50058.1285 | 66982.3847 | 79409.2414 | 79916.2848 | 82016.0248 | 72687.7771 | 45566.4357 | 17968.8839 | 2020-01-09 | 6 | 9 | 6 | 2020-01-09 | 0 | 0%
2020-07-17 | 622.8678 | 143.465 | 69.702 | 0 | 122.2124 | 211.7745 | 732.7156 | 1548.014 | 948.2927 | 299.9115 | 188.315 | 158.2926 | 138.2937 | 208.2857 | 545.2284 | 2050.1085 | 7606.9927 | 24090.8843 | 39750.2072 | 44191.5016 | 53200.5055 | 45992.0367 | 24252.825 | 3841.3513 | 2020-01-09 | 7 | 9 | 7 | 2020-01-09 | 0 | 0%
2020-07-18 | 9.652 | 0 | 0 | 0 | 0 | 0 | 0 | 0 | 0 | 0 | 0 | 0 | 0 | 0 | 0 | 60.0531 | 75.3165 | 3880.0612 | 16337.8902 | 23671.6362 | 32536.2592 | 24339.7866 | 9589.3546 | 736.7288 | 2020-01-09 | 8 | 9 | 8 | 2020-01-09 | 1462.3431 | 0.001768%
2020-07-19 | 111.4932 | 0 | 0 | 0 | 0 | 0 | 0 | 0 | 17.4792 | 0 | 0 | 0 | 0 | 0 | 0 | 28.7726 | 617.6239 | 6201.7519 | 17062.0432 | 23928.4687 | 37876.0831 | 30139.8727 | 11502.4098 | 1107.1161 | 2020-01-09 | 9 | 9 | 9 | 2020-01-09 | 2886.6596 | 0.00349%
2020-07-20 | 2207.5249 | 1564.1099 | 180.1058 | 60.4935 | 108.9359 | 368.1544 | 1341.8958 | 3735.0758 | 2557.9647 | 1017.6857 | 447.8892 | 324.4941 | 406.9857 | 1177.6252 | 3655.4552 | 9930.6348 | 23927.8264 | 44860.4931 | 61989.8685 | 65530.929 | 70966.2056 | 62110.387 | 37301.2369 | 10504.9729 | 2020-01-09 | 10 | 9 | 10 | 2020-01-09 | 144.3853 | 0.0001746%
2020-07-21 | 2201.6481 | 330.8681 | 0 | 0 | 0 | 140.1801 | 433.7649 | 911.2169 | 639.0547 | 324.8193 | 280.6924 | 144.9461 | 268.4959 | 573.2001 | 1575.7932 | 5960.3044 | 18007.2481 | 39331.6115 | 57263.9133 | 60626.0908 | 66080.4394 | 58597.3901 | 34276.0085 | 9013.3521 | 2020-01-09 | 11 | 9 | 11 | 2020-01-09 | 0 | 0%
2020-07-22 | 8239.2461 | 1469.2915 | 428.2896 | 95.2056 | 273.086 | 1144.4032 | 4698.9274 | 14813.4095 | 13723.0946 | 11123.6929 | 7072.488 | 3765.1645 | 4548.067 | 8430.211 | 19147.7585 | 38945.2684 | 59942.2409 | 76699.5336 | 89193.8246 | 90953.0791 | 90486.6819 | 80717.1698 | 52864.9709 | 22568.3243 | 2020-01-09 | 12 | 9 | 12 | 2020-01-09 | 0 | 0%
2020-07-23 | 11057.2918 | 723.7867 | 233.3596 | 57.9649 | 118.5923 | 643.5439 | 3168.6253 | 12829.7103 | 14602.3389 | 12503.9291 | 7701.1362 | 6117.6893 | 8626.2361 | 22268.0448 | 35470.2069 | 55586.3759 | 77145.6513 | 92129.5376 | 99900.0036 | 99963.6143 | 98618.4593 | 87327.2114 | 60393.7283 | 29679.5414 | 2020-01-09 | 13 | 9 | 13 | 2020-01-09 | 0 | 0%
2020-07-24 | 7480.5492 | 684.5275 | 157.8888 | 37.5102 | 42.5698 | 346.162 | 3284.1721 | 12509.2659 | 14479.2239 | 10223.1606 | 7292.8194 | 4851.262 | 6527.3244 | 14716.3664 | 28061.2128 | 49014.734 | 68696.9212 | 81356.3426 | 93599.9671 | 93282.9019 | 92615.1919 | 81485.5603 | 54662.4259 | 24124.5782 | 2020-01-09 | 14 | 9 | 14 | 2020-01-09 | 0 | 0%
2020-07-25 | 144.4587 | 0 | 0 | 0 | 0 | 0 | 93.1543 | 665.9045 | 773.0129 | 105.3847 | 0 | 0 | 0 | 0 | 0 | 611.8102 | 4049.5869 | 17132.1556 | 33109.9017 | 37413.8202 | 53112.0412 | 42775.2261 | 18795.4499 | 1570.0753 | 2020-01-09 | 15 | 9 | 15 | 2020-01-09 | 0 | 0%
2020-07-26 | 213.9753 | 0 | 0 | 0 | 0 | 0 | 75.8627 | 431.4708 | 307.3063 | 62.0601 | 0 | 0 | 0 | 0 | 0 | 365.9776 | 2649.4602 | 11323.053 | 25566.1513 | 31095.8368 | 43365.4871 | 33719.4747 | 14820.6169 | 1556.5009 | 2020-01-09 | 16 | 9 | 16 | 2020-01-09 | 0 | 0%
2020-07-27 | 5952.6855 | 348.3874 | 42.978 | 0 | 0 | 433.0608 | 3477.1092 | 9797.7866 | 10115.8594 | 7688.0421 | 4102.3643 | 2865.8507 | 2753.9055 | 4670.9309 | 12159.128 | 26786.8034 | 48058.5264 | 68206.5903 | 83179.051 | 85282.3175 | 86010.9611 | 75902.3368 | 50092.9906 | 19337.3198 | 2020-01-09 | 17 | 9 | 17 | 2020-01-09 | 197.3934 | 0.0002386%
2020-07-28 | 2449.5404 | 344.5956 | 46.1654 | 36.8534 | 7.7633 | 384.3606 | 3180.9843 | 8391.9572 | 8820.9689 | 5120.8115 | 2574.9326 | 1062.6426 | 872.219 | 2004.4131 | 5371.7649 | 13541.3909 | 27043.2986 | 46742.6933 | 62800.642 | 66051.6792 | 71343.5678 | 61145.6186 | 34945.0334 | 9711.7782 | 2020-01-09 | 18 | 9 | 18 | 2020-01-09 | 6920.4182 | 0.008366%
2020-07-29 | 2143.0706 | 109.6109 | 0 | 0 | 0 | 39.5854 | 654.0394 | 3115.8436 | 2713.7118 | 1390.6415 | 619.2841 | 141.8008 | 123.7589 | 592.7474 | 3311.0712 | 10881.6226 | 25191.9041 | 43276.7853 | 59447.0507 | 63776.7811 | 69866.1611 | 59918.5611 | 34309.2808 | 8872.6728 | 2020-01-09 | 19 | 9 | 19 | 2020-01-09 | 43510.3624 | 0.0526%
2020-07-30 | 3212.8566 | 454.9468 | 0 | 0 | 0 | 233.2212 | 3495.1456 | 8801.125 | 9382.6989 | 6904.2919 | 3625.5964 | 2268.9552 | 2024.3615 | 3718.1131 | 8514.0367 | 22054.1087 | 38838.1793 | 59954.6597 | 75042.2761 | 75560.1592 | 77440.0455 | 67982.3852 | 40267.6753 | 12873.0919 | 2020-01-09 | 20 | 9 | 20 | 2020-01-09 | 52827.5212 | 0.06387%
2020-07-31 | 1943.9672 | 324.1327 | 56.2459 | 30.9135 | 30.9203 | 244.2402 | 2227.1979 | 7693.6575 | 7582.3672 | 4914.1349 | 2240.9788 | 1058.7748 | 1454.4559 | 2706.1366 | 7936.8063 | 22306.6588 | 37748.2204 | 58832.1467 | 73704.5568 | 73448.2362 | 80492.3075 | 70482.8765 | 42894.995 | 14163.2037 | 2020-01-09 | 21 | 9 | 21 | 2020-01-09 | 42019.7417 | 0.0508%
2020-08-01 | 611.2511 | 195.5327 | 33.2007 | 0 | 0 | 35.7532 | 89.8826 | 188.1135 | 94.5185 | 0 | 0 | 0 | 0 | 0 | 0 | 32.1872 | 971.964 | 6837.0191 | 19719.523 | 28783.6544 | 37345.0782 | 27414.1801 | 12832.2763 | 2605.854 | 2020-01-09 | 22 | 9 | 22 | 2020-01-09 | 31134.4361 | 0.03764%
2020-08-02 | 455.4837 | 142.1437 | 52.6118 | 26.0463 | 56.1203 | 66.2077 | 93.7197 | 128.5706 | 74.2252 | 0 | 0 | 0 | 0 | 0 | 0 | 44.5184 | 772.4521 | 5561.5707 | 16939.8568 | 26765.7288 | 35100.134 | 24149.1653 | 10092.1497 | 1681.3632 | 2020-01-09 | 23 | 9 | 23 | 2020-01-09 | 16282.9718 | 0.01969%
2020-08-03 | 7642.3352 | 2376.1748 | 1009.4486 | 658.1541 | 1110.9971 | 3714.5543 | 10899.4938 | 15044.1837 | 12875.2092 | 8383.9643 | 5486.8626 | 4295.238 | 5402.5864 | 9769.6445 | 17544.5531 | 30328.2352 | 46944.4246 | 63918.6228 | 77249.8538 | 79392.7112 | 81175.6554 | 68552.1081 | 42303.0982 | 18318.4164 | 2020-01-09 | 24 | 9 | 24 | 2020-01-09 | 1010.006 | 0.001221%
2020-08-04 | 13777.7627 | 4539.0874 | 2094.7545 | 1584.3774 | 1991.497 | 4776.8715 | 12622.9065 | 16874.6725 | 16922.3125 | 12882.5268 | 10974.4114 | 9442.9114 | 11680.4547 | 16500.6749 | 28293.1749 | 46408.0665 | 65610.6115 | 77808.9123 | 88036.0188 | 93361.308 | 91823.6326 | 77592.1244 | 52716.7881 | 26714.6606 | 2020-01-10 | 1 | 10 | 1 | 2020-01-10 | 3.2552 | 3.935e-06%
2020-08-05 | 7598.2285 | 3022.3377 | 1341.2963 | 825.8685 | 1290.2713 | 2931.8452 | 7599.3927 | 11686.7821 | 11424.5625 | 7842.2043 | 5494.3623 | 4515.0583 | 5061.4078 | 9226.7822 | 15323.9183 | 25944.1587 | 41718.436 | 57829.3605 | 72425.0834 | 73525.3458 | 78109.0071 | 66619.8556 | 40982.6383 | 18029.9545 | 2020-01-10 | 2 | 10 | 2 | 2020-01-10 | 0 | 0%
2020-08-06 | 5332.5739 | 993.0804 | 482.1629 | 301.4784 | 545.3781 | 1224.0973 | 3437.6423 | 5882.545 | 4945.1852 | 2003.9144 | 1029.358 | 757.4828 | 1169.6501 | 2278.4033 | 6046.0699 | 12463.002 | 26005.8214 | 42786.7455 | 57760.772 | 62162.5667 | 67262.0683 | 54429.0799 | 32190.5246 | 13036.4233 | 2020-01-10 | 3 | 10 | 3 | 2020-01-10 | 0 | 0%
2020-08-07 | 3712.2484 | 1924.6939 | 974.9609 | 797.0087 | 934.2631 | 2279.4444 | 6039.6648 | 7060.2127 | 5897.7237 | 3696.8093 | 1471.2569 | 905.1541 | 798.956 | 1244.0984 | 2700.5633 | 6837.6046 | 14263.5068 | 26193.986 | 40306.4182 | 51194.1045 | 57492.4704 | 45377.4112 | 24890.3256 | 8476.083 | 2020-01-10 | 4 | 10 | 4 | 2020-01-10 | 0 | 0%
2020-08-08 | 2079.7322 | 762.4861 | 229.7778 | 158.7271 | 132.5535 | 235.2862 | 481.8981 | 580.1863 | 266.55 | 71.7748 | 0 | 0 | 0 | 0 | 105.3904 | 958.1134 | 4923.2949 | 15845.7207 | 31030.3574 | 39927.8543 | 47522.6445 | 35005.6738 | 17286.3178 | 5150.1944 | 2020-01-10 | 5 | 10 | 5 | 2020-01-10 | 0 | 0%
2020-08-09 | 2150.158 | 816.7899 | 383.1169 | 233.9036 | 256.8899 | 416.9584 | 477.3664 | 593.3468 | 309.1049 | 106.8277 | 0 | 0 | 0 | 0 | 267.9048 | 1673.8432 | 7358.5598 | 19333.4689 | 34455.6562 | 42526.1477 | 50765.6608 | 37069.9036 | 19689.21 | 5998.8252 | 2020-01-10 | 6 | 10 | 6 | 2020-01-10 | 0 | 0%
2020-08-10 | 3208.7612 | 1152.628 | 631.7418 | 434.6514 | 707.2136 | 1786.6893 | 5330.6189 | 7969.9402 | 7880.014 | 3129.2643 | 1765.9829 | 874.0391 | 769.5944 | 1221.7644 | 2482.5641 | 8526.4467 | 16607.8523 | 30796.8197 | 44724.3691 | 51133.8781 | 58314.72 | 46710.4069 | 25989.3071 | 9762.5627 | 2020-01-10 | 7 | 10 | 7 | 2020-01-10 | 0 | 0%
2020-08-11 | 4943.2131 | 1947.6092 | 871.9047 | 571.1456 | 726.3176 | 1794.2728 | 5763.1722 | 7706.512 | 7200.3511 | 2978.2089 | 1591.5603 | 1051.0388 | 1117.5958 | 2021.9365 | 4137.8982 | 10598.4067 | 22163.3434 | 38098.9649 | 52247.317 | 58457.1035 | 62366.6236 | 50251.7271 | 28802.3549 | 11900.8687 | 2020-01-10 | 8 | 10 | 8 | 2020-01-10 | 24.2957 | 2.937e-05%
2020-08-12 | 5361.0903 | 1667.1711 | 670.3822 | 346.0903 | 720.9752 | 1969.0213 | 7084.8485 | 9829.534 | 9143.7892 | 4714.6589 | 3040.1016 | 1190.1126 | 1070.7118 | 1874.4505 | 4423.2261 | 11499.2291 | 21897.2009 | 40463.3888 | 58090.8664 | 65891.7184 | 70902.2073 | 57216.093 | 33223.7147 | 12734.3292 | 2020-01-10 | 9 | 10 | 9 | 2020-01-10 | 42.8913 | 5.185e-05%
2020-08-13 | 5379.5548 | 1560.8369 | 774.4048 | 560.2392 | 817.9834 | 1835.9751 | 7084.1381 | 9731.5886 | 9294.2407 | 4232.8032 | 2505.2019 | 1574.4255 | 1922.5949 | 3178.0932 | 7820.3813 | 16363.8156 | 29654.9224 | 47805.4337 | 62227.376 | 70108.9642 | 72345.9575 | 57583.4327 | 33349.8308 | 13559.8905 | 2020-01-10 | 10 | 10 | 10 | 2020-01-10 | 0 | 0%
2020-08-14 | 5859.0937 | 1145.4588 | 381.1508 | 275.1245 | 508.2112 | 1466.8318 | 7085.1027 | 9826.2179 | 8863.5935 | 4506.4763 | 2425.4605 | 1434.0955 | 2006.4362 | 4213.2237 | 9265.4558 | 19049.8616 | 32253.7918 | 50492.7969 | 66305.8572 | 72683.6688 | 75737.8808 | 61921.4377 | 35940.7236 | 14673.8023 | 2020-01-10 | 11 | 10 | 11 | 2020-01-10 | 0 | 0%
2020-08-15 | 2976.8512 | 1085.9466 | 329.9127 | 79.2192 | 278.0942 | 1305.4168 | 5522.7668 | 8272.9164 | 6890.2835 | 3252.3238 | 1594.987 | 731.5689 | 880.033 | 1728.7379 | 3819.3343 | 8361.8677 | 16455.0856 | 28553.1723 | 40562.4931 | 45795.938 | 56130.5773 | 41974.8901 | 23260.1301 | 7818.9658 | 2020-01-10 | 12 | 10 | 12 | 2020-01-10 | 0 | 0%
2020-08-16 | 3599.5209 | 1644.1132 | 680.769 | 294.0182 | 426.7434 | 1385.0151 | 3600.2428 | 5435.273 | 5010.4224 | 2352.8251 | 615.6144 | 194.9332 | 218.2214 | 675.6081 | 2280.1827 | 4996.1599 | 11515.2109 | 21095.2908 | 36640.2214 | 43088.2035 | 53159.0897 | 39875.3423 | 23008.554 | 8124.1727 | 2020-01-10 | 13 | 10 | 13 | 2020-01-10 | 0 | 0%
2020-08-17 | 29926.4483 | 9112.7225 | 4248.267 | 2632.5217 | 3754.3871 | 9239.8676 | 21632.8196 | 29914.405 | 33061.516 | 29704.0131 | 30351.8516 | 40503.7188 | 50443.5647 | 58143.6326 | 70764.0069 | 95206.9298 | 115566.2414 | 129296.6604 | 139883.458 | 140042.8399 | 127668.2918 | 105299.2194 | 80038.1645 | 50176.2489 | 2020-01-10 | 14 | 10 | 14 | 2020-01-10 | 0 | 0%
2020-08-18 | 7106.3278 | 3087.3291 | 1435.9919 | 804.4237 | 953.2143 | 2639.9275 | 6809.6056 | 9897.1602 | 8984.0067 | 5845.6129 | 4882.9351 | 4227.1015 | 4658.3875 | 7340.6043 | 12998.4459 | 22654.4019 | 36238.06 | 55827.0285 | 70874.2224 | 74576.3165 | 74881.3737 | 62409.6225 | 38617.54 | 16988.5762 | 2020-01-10 | 15 | 10 | 15 | 2020-01-10 | 0 | 0%
2020-08-19 | 6379.0006 | 2161.0185 | 708.6463 | 439.6888 | 629.6904 | 1970.9083 | 5330.7597 | 7438.4736 | 7364.821 | 4956.3244 | 3282.1637 | 2632.6297 | 3281.6939 | 5290.7375 | 10733.8852 | 18724.6915 | 32406.553 | 51343.9834 | 66084.6317 | 71508.9418 | 71949.5572 | 58881.0917 | 35640.3086 | 14793.4427 | 2020-01-10 | 16 | 10 | 16 | 2020-01-10 | 1.9545 | 2.363e-06%
2020-08-20 | 5481.0494 | 1885.4455 | 635.923 | 377.9664 | 696.2201 | 1533.7722 | 4556.115 | 6801.7961 | 6507.9318 | 3241.0657 | 1866.7354 | 1239.2126 | 1893.5491 | 3864.9643 | 7581.2654 | 15336.7866 | 28345.2203 | 49425.9874 | 64571.5357 | 68986.7716 | 70609.5822 | 57706.1047 | 33776.3028 | 13345.9215 | 2020-01-10 | 17 | 10 | 17 | 2020-01-10 | 0 | 0%
2020-08-21 | 8225.2624 | 3247.1745 | 1613.7471 | 835.5136 | 1288.2884 | 2343.5716 | 4711.65 | 7795.6603 | 6343.7999 | 4802.9914 | 3908.3728 | 3608.7084 | 5000.6654 | 8510.4057 | 15630.4752 | 26873.2509 | 43955.0711 | 63493.2962 | 79967.6785 | 82307.023 | 83601.4974 | 69158.3595 | 41851.6847 | 18294.3908 | 2020-01-10 | 18 | 10 | 18 | 2020-01-10 | 2735.1 | 0.003307%
2020-08-22 | 2567.8393 | 785.2036 | 245.2225 | 79.4893 | 243.0459 | 901.4289 | 2457.1062 | 3757.1264 | 2592.7049 | 1035.8237 | 498.8667 | 212.3857 | 350.5108 | 1052.9199 | 2461.872 | 5537.473 | 15232.4666 | 30092.5133 | 42803.7599 | 45497.8692 | 56738.4218 | 41948.6465 | 22678.9913 | 7044.7195 | 2020-01-10 | 19 | 10 | 19 | 2020-01-10 | 35448.3718 | 0.04286%
2020-08-23 | 2486.2754 | 1288.8576 | 509.5361 | 316.2598 | 415.8962 | 727.9476 | 1194.7754 | 1528.9697 | 1016.4826 | 559.6082 | 286.6302 | 233.8656 | 236.907 | 438.9334 | 1449.4705 | 3576.264 | 11044.4145 | 23346.2621 | 37855.848 | 41201.7106 | 51033.3935 | 38350.6847 | 21568.1342 | 6927.8653 | 2020-01-10 | 20 | 10 | 20 | 2020-01-10 | 41972.853 | 0.05074%
2020-08-24 | 10902.8478 | 2780.8945 | 1097.2504 | 823.8461 | 1190.7444 | 3626.4616 | 10248.759 | 16894.702 | 14957.3924 | 10950.0246 | 9632.3794 | 9756.5227 | 12247.9651 | 19796.4588 | 31479.7757 | 46274.5039 | 61509.7442 | 77902.7022 | 88676.5448 | 88496.4597 | 87809.8737 | 73865.964 | 45913.9278 | 22286.8154 | 2020-01-10 | 21 | 10 | 21 | 2020-01-10 | 31599.0572 | 0.0382%
2020-08-25 | 10715.9517 | 3448.4204 | 1571.953 | 1145.3407 | 1607.5721 | 2950.3513 | 9468.2671 | 13423.8527 | 11649.2939 | 8369.3574 | 7527.2315 | 7613.1877 | 9773.6026 | 15169.8996 | 23473.7518 | 38703.1792 | 57603.707 | 76372.1235 | 88543.0849 | 90301.9385 | 88695.484 | 75201.9449 | 47505.7934 | 22841.0435 | 2020-01-10 | 22 | 10 | 22 | 2020-01-10 | 22187.7849 | 0.02682%
2020-08-26 | 20237.1398 | 6184.2269 | 3184.6226 | 2432.0366 | 3094.7857 | 6451.6006 | 16093.448 | 21678.6468 | 20420.4188 | 16815.2514 | 15697.645 | 18979.925 | 33216.4208 | 43421.8088 | 54440.4418 | 80483.9421 | 104578.5647 | 120593.0908 | 128083.0676 | 120433.0693 | 114750.0356 | 97149.6643 | 69079.2116 | 36232.4502 | 2020-01-10 | 23 | 10 | 23 | 2020-01-10 | 9845.6631 | 0.0119%
2020-08-27 | 19263.7633 | 7155.7288 | 3636.7664 | 2888.772 | 3468.9929 | 7798.3254 | 19639.6557 | 27255.7982 | 27967.0414 | 23878.7133 | 22899.6293 | 32904.5418 | 43739.7692 | 55084.6352 | 67798.9218 | 84749.052 | 105414.9419 | 121213.1266 | 129432.8434 | 121646.1232 | 115123.9223 | 95653.2698 | 67078.033 | 34850.4659 | 2020-01-10 | 24 | 10 | 24 | 2020-01-10 | 239.1722 | 0.0002891%
2020-08-28 | 23070.5937 | 10461.8539 | 4950.6838 | 3829.4435 | 4355.4086 | 7542.6765 | 15134.4632 | 22417.2524 | 22547.6754 | 20667.2954 | 19134.339 | 22582.5809 | 33156.8995 | 43579.2454 | 55825.4618 | 70564.1989 | 92119.1602 | 108754.4674 | 107463.8833 | 104351.4379 | 102762.7854 | 91789.4263 | 67438.3475 | 39699.2529 | 2020-01-11 | 1 | 11 | 1 | 2020-01-11 | 8.6299 | 1.043e-05%
2020-08-29 | 2699.8614 | 799.0758 | 332.5314 | 125.8451 | 211.7234 | 772.4032 | 2480.1011 | 3721.5186 | 2842.3468 | 1046.5958 | 434.1322 | 310.8216 | 344.6234 | 1217.4212 | 2598.7147 | 5660.0123 | 15207.2216 | 30588.5826 | 43893.0463 | 45842.109 | 56987.5032 | 42178.8596 | 22682.4245 | 6923.0599 | 2020-01-11 | 2 | 11 | 2 | 2020-01-11 | 0 | 0%
2020-08-30 | 2518.1935 | 1316.7117 | 564.523 | 309.1409 | 427.6003 | 820.6467 | 1370.7362 | 1630.7971 | 1112.9314 | 678.2311 | 339.8256 | 257.6913 | 250.4475 | 705.1843 | 1703.8161 | 3560.3646 | 11291.646 | 23904.3461 | 37961.0991 | 41140.1619 | 51259.9185 | 39074.8155 | 22326.9099 | 7204.0007 | 2020-01-11 | 3 | 11 | 3 | 2020-01-11 | 0 | 0%
2020-08-31 | 15676.9482 | 7682.9481 | 3588.8963 | 2658.3132 | 2832.3222 | 6108.1791 | 14427.7014 | 21079.2158 | 19887.6885 | 16736.8544 | 15933.0224 | 17107.4221 | 24939.2544 | 37117.5348 | 48342.7298 | 64805.8658 | 85593.1084 | 99978.9803 | 104844.079 | 102923.4318 | 100910.0858 | 85569.6527 | 58379.1927 | 31149.806 | 2020-01-11 | 4 | 11 | 4 | 2020-01-11 | 0 | 0%
2020-09-01 | 39127.2859 | 18523.8443 | 10377.6995 | 7698.301 | 7450.3329 | 14116.4751 | 27484.2008 | 33431.2415 | 33564.7564 | 32109.9893 | 34543.4902 | 46411.4435 | 54949.3939 | 70777.3526 | 86622.694 | 111826.7909 | 127689.4047 | 147831.9619 | 156672.3252 | 160371.8498 | 146515.3031 | 116834.5149 | 87423.3255 | 57133.1365 | 2020-01-11 | 5 | 11 | 5 | 2020-01-11 | 0 | 0%
2020-09-02 | 42305.0581 | 11628.7091 | 5190.5089 | 3651.292 | 5276.969 | 12041.6461 | 29032.0935 | 35766.9988 | 37658.3289 | 35959.3321 | 48714.2153 | 58048.0602 | 70898.2049 | 87660.3636 | 101018.8548 | 136170.4981 | 151116.9031 | 162176.0152 | 168299.4447 | 171827.9756 | 156856.7435 | 127749.6143 | 94994.9797 | 61891.4654 | 2020-01-11 | 6 | 11 | 6 | 2020-01-11 | 0 | 0%
2020-09-03 | 7821.8685 | 1066.1391 | 1097.2957 | 796.3164 | 1107.3887 | 3034.9342 | 14141.7456 | 17711.926 | 12878.5788 | 9315.4838 | 7016.4937 | 6827.3028 | 8173.3666 | 12158.362 | 20168.0512 | 33932.4214 | 50500.2308 | 67534.5892 | 80538.631 | 89004.6471 | 81862.3554 | 66306.2735 | 39912.0948 | 17689.7866 | 2020-01-11 | 7 | 11 | 7 | 2020-01-11 | 0 | 0%
2020-09-04 | 10375.8174 | 5011.2877 | 1754.3748 | 1101.1373 | 1552.4697 | 3500.3078 | 12548.9921 | 16489.2986 | 14462.9037 | 11407.2608 | 10294.919 | 11603.3144 | 15869.1878 | 25306.6845 | 38197.697 | 57603.8596 | 80312.7833 | 91661.8569 | 98235.1849 | 103572.8606 | 92032.8961 | 76353.651 | 49026.83 | 23034.5555 | 2020-01-11 | 8 | 11 | 8 | 2020-01-11 | 5.466 | 6.608e-06%
2020-09-05 | 1881.2481 | 741.1934 | 225.6091 | 78.1677 | 267.8034 | 908.7014 | 6301.3305 | 7458.5707 | 4105.3527 | 2062.166 | 1651.6749 | 1611.6631 | 1557.4402 | 2247.9287 | 6419.2454 | 13709.8726 | 30258.6013 | 51899.4096 | 65632.8276 | 78129.3686 | 74063.3079 | 51748.7263 | 26625.8413 | 6690.7371 | 2020-01-11 | 9 | 11 | 9 | 2020-01-11 | 0 | 0%
2020-09-06 | 1694.3945 | 790.929 | 419.5297 | 270.5113 | 366.4413 | 846.1538 | 2590.5783 | 3260.4806 | 2391.2965 | 1261.7372 | 840.3907 | 735.1767 | 700.897 | 1162.7245 | 2794.2194 | 6615.965 | 17432.8341 | 34727.1408 | 49948.6863 | 62867.0832 | 60942.8366 | 40766.9092 | 20287.0358 | 4928.1249 | 2020-01-11 | 10 | 11 | 10 | 2020-01-11 | 0 | 0%
2020-09-07 | 863.6641 | 194.5976 | 58.7025 | 0 | 113.3573 | 361.8108 | 2965.9219 | 3407.9727 | 1730.5755 | 556.9312 | 281.5582 | 153.8265 | 138.9173 | 298.1945 | 811.2574 | 3377.8826 | 10814.9941 | 25152.0308 | 40467.4377 | 56327.1478 | 52297.401 | 37410.9208 | 16643.093 | 2784.5497 | 2020-01-11 | 11 | 11 | 11 | 2020-01-11 | 0 | 0%
2020-09-08 | 5851.6033 | 2049.3117 | 605.1396 | 526.8402 | 693.8066 | 1372.1903 | 6313.9076 | 9079.5128 | 7607.3265 | 4929.2915 | 4329.2056 | 4972.0026 | 6755.8018 | 11960.7201 | 18670.8834 | 35896.8531 | 51284.1888 | 70024.109 | 82619.3893 | 90118.8912 | 81684.1686 | 64517.9505 | 36189.0684 | 14811.1181 | 2020-01-11 | 12 | 11 | 12 | 2020-01-11 | 0 | 0%
2020-09-09 | 3546.695 | 1066.9557 | 315.4616 | 233.2045 | 634.1355 | 1677.8635 | 9053.5672 | 12063.542 | 9007.1506 | 5614.0763 | 3917.5767 | 3608.3568 | 4718.2458 | 8672.7295 | 15930.3944 | 30806.2887 | 49352.8588 | 68138.4001 | 78871.6527 | 86565.1484 | 76700.1441 | 59370.4362 | 32248.336 | 10497.1119 | 2020-01-11 | 13 | 11 | 13 | 2020-01-11 | 0 | 0%
2020-09-10 | 19127.8273 | 12321.5978 | 6015.2176 | 4094.9384 | 5081.8149 | 9842.1102 | 22262.3607 | 28281.114 | 25713.1609 | 21472.1355 | 18993.6767 | 22294.2724 | 33870.2667 | 43014.3249 | 54773.0944 | 76233.7416 | 97300.9707 | 114346.6595 | 112297.435 | 115909.8694 | 106476.8912 | 90007.6387 | 63925.5742 | 35011.4594 | 2020-01-11 | 14 | 11 | 14 | 2020-01-11 | 0 | 0%
2020-09-11 | 14295.5139 | 10222.8204 | 4408.8424 | 3020.8406 | 4098.5847 | 11356.4119 | 29233.8666 | 38078.9941 | 37670.9498 | 35063.1891 | 34484.9892 | 42884.2075 | 51076.9732 | 64092.6121 | 77035.6799 | 76175.9494 | 96831.6451 | 114937.237 | 111951.702 | 114838.7324 | 99142.6718 | 82986.8616 | 54258.4295 | 27201.278 | 2020-01-11 | 15 | 11 | 15 | 2020-01-11 | 0 | 0%
2020-09-12 | 1739.6825 | 178.4574 | 0 | 0 | 0 | 324.0101 | 3507.2788 | 3979.3742 | 2713.2389 | 1122.0654 | 291.7729 | 231.0373 | 251.6598 | 1664.7716 | 5688.8051 | 12913.504 | 25725.3098 | 43403.5859 | 57909.3567 | 67936.6029 | 64262.2262 | 43324.1887 | 21932.6344 | 5708.6699 | 2020-01-11 | 16 | 11 | 16 | 2020-01-11 | 0 | 0%
2020-09-13 | 2037.2322 | 1617.4872 | 520.8236 | 327.648 | 458.6508 | 1081.7368 | 5244.577 | 8315.7094 | 5882.419 | 4556.4871 | 2240.7128 | 1801.3787 | 2188.8024 | 4013.2639 | 9132.0359 | 18304.977 | 34615.1015 | 54995.953 | 67977.6189 | 75913.1976 | 73418.8518 | 52359.3464 | 28828.4181 | 8023.5889 | 2020-01-11 | 17 | 11 | 17 | 2020-01-11 | 0 | 0%
2020-09-14 | 8868.7381 | 2964.7606 | 1293.2473 | 721.6531 | 1309.8724 | 3871.5006 | 14723.0414 | 18852.9726 | 15849.8128 | 13189.8723 | 9505.7172 | 8612.9803 | 10912.503 | 17630.6943 | 30164.9202 | 48657.9734 | 67576.39 | 82434.3714 | 90679.6621 | 96706.4378 | 88462.8223 | 71620.0086 | 44497.0144 | 20988.3455 | 2020-01-11 | 18 | 11 | 18 | 2020-01-11 | 0 | 0%
2020-09-15 | 4559.5158 | 1298.1341 | 364.5081 | 148.0071 | 289.626 | 1333.9337 | 6552.9378 | 8913.5099 | 7459.4294 | 4236.5063 | 2415.3319 | 1727.3476 | 2422.6653 | 4863.0404 | 11064.202 | 24520.6463 | 39749.8643 | 63412.0375 | 74357.1715 | 80390.6225 | 72431.9028 | 57246.7938 | 33155.563 | 12889.7299 | 2020-01-11 | 19 | 11 | 19 | 2020-01-11 | 22743.5077 | 0.0275%
2020-09-16 | 2193.9517 | 574.1446 | 105.1128 | 28.4466 | 38.6171 | 841.3353 | 7955.7717 | 10156.4558 | 7496.225 | 4208.4716 | 2320.0198 | 1285.7311 | 1246.6985 | 2523.7215 | 6225.5764 | 15874.1343 | 32399.6616 | 52511.6628 | 65247.8539 | 73472.432 | 66942.9386 | 48869.8432 | 23673.4513 | 6146.4131 | 2020-01-11 | 20 | 11 | 20 | 2020-01-11 | 31818.0615 | 0.03847%
2020-09-17 | 2141.2384 | 531.09 | 133.4093 | 56.9537 | 169.818 | 585.0588 | 2934.2791 | 4094.5811 | 3335.5658 | 1224.6783 | 578.0244 | 195.2135 | 222.9944 | 501.6687 | 1691.8658 | 6547.5454 | 17225.2111 | 35045.2231 | 46630.268 | 57375.8033 | 51982.7783 | 38794.5721 | 20500.5415 | 5568.7354 | 2020-01-11 | 21 | 11 | 21 | 2020-01-11 | 21917.8585 | 0.0265%
2020-09-18 | 1024.5694 | 377.8383 | 111.663 | 107.3381 | 154.4555 | 425.2494 | 2321.7297 | 3947.7584 | 2533.6187 | 933.5662 | 412.5806 | 146.8261 | 122.2463 | 231.6791 | 869.6674 | 4368.3547 | 12804.9513 | 28621.2914 | 43902.862 | 56829.5185 | 50798.4507 | 36837.6848 | 16367.623 | 3380.138 | 2020-01-11 | 22 | 11 | 22 | 2020-01-11 | 15095.0165 | 0.01825%
2020-09-19 | 678.1779 | 174.9888 | 50.614 | 5.619 | 13.0939 | 42.9964 | 536.162 | 688.9981 | 437.4764 | 43.2451 | 0 | 0 | 0 | 0 | 0 | 335.8955 | 3838.8236 | 15630.7893 | 28865.737 | 39620.3357 | 41244.5311 | 27932.7833 | 11873.4618 | 1952.8616 | 2020-01-11 | 23 | 11 | 23 | 2020-01-11 | 3615.1765 | 0.004371%
2020-09-20 | 882.0975 | 240.2664 | 61.09 | 0 | 0 | 168.8496 | 1230.1373 | 1248.0659 | 1037.8938 | 224.6757 | 46.3817 | 0 | 0 | 46.4086 | 539.7361 | 2202.1714 | 9445.4652 | 24840.9097 | 37473.7015 | 47667.3888 | 49438.4103 | 32714.648 | 14171.046 | 2497.6884 | 2020-01-11 | 24 | 11 | 24 | 2020-01-11 | 0 | 0%
2020-09-21 | 11363.8425 | 3925.6819 | 1514.8858 | 771.1983 | 1379.4767 | 3888.8523 | 14272.3342 | 18546.7037 | 15429.2348 | 10737.2426 | 7335.3458 | 6398.9341 | 8717.8119 | 14736.8577 | 25398.1251 | 41302.3332 | 61820.6713 | 80666.8328 | 89285.6597 | 93710.1925 | 86110.6719 | 70554.3833 | 44708.0729 | 22379.6751 | 2020-01-12 | 1 | 12 | 1 | 2020-01-12 | 8.3844 | 1.014e-05%
2020-09-22 | 808.5305 | 282.8925 | 85.9875 | 76.0544 | 84.9045 | 262.5429 | 3071.1437 | 4719.2213 | 2533.893 | 1135.5539 | 579.0025 | 424.3245 | 668.3886 | 2302.7956 | 4994.8712 | 13383.3219 | 25873.6579 | 44873.3118 | 55325.7479 | 64318.92 | 58615.091 | 39976.048 | 17913.4826 | 3644.9778 | 2020-01-12 | 2 | 12 | 2 | 2020-01-12 | 0 | 0%
2020-09-23 | 3073.8682 | 331.7881 | 50.6318 | 20.5908 | 46.215 | 404.9531 | 3626.2542 | 5045.0559 | 3067.6697 | 1036.8451 | 538.48 | 647.5264 | 1188.4905 | 3503.8004 | 7942.494 | 19638.9474 | 36419.4584 | 58605.3162 | 69275.6166 | 75170.7036 | 66521.8826 | 50720.2462 | 27868.9841 | 9114.8054 | 2020-01-12 | 3 | 12 | 3 | 2020-01-12 | 0 | 0%
2020-09-24 | 1161.6882 | 185.1945 | 0 | 0 | 0 | 319.2248 | 5572.7384 | 7252.7551 | 4174.9954 | 2161.752 | 1230.4191 | 567.4355 | 752.9344 | 2350.8109 | 5401.8615 | 13114.4502 | 25881.8107 | 46203.6856 | 55849.3094 | 64531.9823 | 58407.5491 | 40726.5364 | 19559.0437 | 4903.7589 | 2020-01-12 | 4 | 12 | 4 | 2020-01-12 | 0 | 0%
2020-09-25 | 1269.8066 | 445.0059 | 189.0466 | 70.575 | 197.0846 | 717.974 | 5402.1576 | 6442.0446 | 4278.385 | 2304.3332 | 1230.8801 | 669.3197 | 607.9677 | 1671.0198 | 3882.9797 | 9109.9487 | 20379.091 | 38549.7486 | 48023.665 | 58700.6675 | 52795.1531 | 37419.2461 | 16674.3543 | 3619.9204 | 2020-01-12 | 5 | 12 | 5 | 2020-01-12 | 0 | 0%
2020-09-26 | 695.0491 | 247.8517 | 40.7924 | 0 | 0 | 48.2853 | 286.3677 | 428.3677 | 99.2158 | 0 | 0 | 0 | 0 | 0 | 3.9188 | 785.7164 | 5155.0464 | 16611.2238 | 28309.2591 | 36781.6542 | 36648.9509 | 23891.1414 | 10242.9344 | 2494.5195 | 2020-01-12 | 6 | 12 | 6 | 2020-01-12 | 0 | 0%
2020-09-27 | 1433.9899 | 609.9856 | 210.697 | 77.5123 | 186.5878 | 876.669 | 3615.6626 | 4137.8994 | 2884.2777 | 1202.4413 | 545.313 | 268.9678 | 214.7433 | 629.4066 | 1523.8951 | 3948.87 | 10121.3954 | 24137.1051 | 35929.5845 | 48313.6752 | 46541.8621 | 30824.3184 | 13036.9274 | 3275.8624 | 2020-01-12 | 7 | 12 | 7 | 2020-01-12 | 0 | 0%
2020-09-28 | 2092.336 | 1025.2275 | 439.7161 | 286.5618 | 533.2854 | 1305.3617 | 7900.145 | 9961.785 | 6515.0853 | 3302.8553 | 2245.5991 | 1642.2297 | 1777.9807 | 4345.8244 | 7743.3838 | 15045.5833 | 29367.7402 | 47623.1713 | 56581.24 | 66555.7185 | 59738.253 | 42297.3204 | 21225.7589 | 5778.9026 | 2020-01-12 | 8 | 12 | 8 | 2020-01-12 | 40.7391 | 4.925e-05%
2020-09-29 | 2234.3993 | 892.5083 | 404.2045 | 244.4719 | 433.9613 | 1130.8761 | 5488.3507 | 6983.1959 | 4779.9599 | 2768.1514 | 1836.3144 | 1764.5482 | 2293.0591 | 4825.9982 | 7514.015 | 17108.5969 | 30667.2198 | 49379.7398 | 59100.0105 | 67385.7742 | 61068.7641 | 43398.7099 | 21512.761 | 6362.2112 | 2020-01-12 | 9 | 12 | 9 | 2020-01-12 | 39.3629 | 4.759e-05%
2020-09-30 | 3934.9025 | 744.2296 | 191.8159 | 78.8446 | 180.6605 | 615.3237 | 4577.7628 | 6271.4622 | 3977.1403 | 1655.4329 | 1161.5934 | 1077.5054 | 1598.9215 | 4478.3318 | 9105.4984 | 20756.1735 | 36314.3593 | 59488.1513 | 68901.5158 | 74919.1939 | 69791.3734 | 54383.5079 | 31021.5916 | 12769.0942 | 2020-01-12 | 10 | 12 | 10 | 2020-01-12 | 0 | 0%
2020-10-01 | 1030.4799 | 202.2487 | 0 | 0.091463 | 0 | 82.4952 | 891.9566 | 830.3427 | 392.6717 | 152.7033 | 173.067 | 378.888 | 1187.5241 | 3782.6745 | 8229.7899 | 21299.1861 | 36227.9858 | 57059.9719 | 70495.9051 | 75118.9793 | 63816.3671 | 44681.9181 | 17621.5864 | 3436.5226 | 2020-01-12 | 11 | 12 | 11 | 2020-01-12 | 0 | 0%
2020-10-02 | 1209.6846 | 192.4997 | 63.5735 | 0 | 57.5489 | 508.356 | 5219.4617 | 6114.2333 | 2972.1675 | 1659.3883 | 1435.4942 | 1347.8509 | 1935.6496 | 4806.5209 | 9309.1757 | 19427.4382 | 36838.8779 | 57190.0941 | 72409.2294 | 75391.4706 | 65718.6641 | 45806.4555 | 19430.0215 | 3699.3228 | 2020-01-12 | 12 | 12 | 12 | 2020-01-12 | 0 | 0%
2020-10-03 | 41.3512 | 0 | 0 | 0 | 0 | 6.2896 | 1282.6456 | 1521.6056 | 374.551 | 70.339 | 0 | 0 | 0 | 264.0742 | 864.703 | 3062.6226 | 9409.2573 | 26460.5877 | 48337.0747 | 51785.1934 | 45566.5319 | 25497.5138 | 6274.3045 | 493.2306 | 2020-01-12 | 13 | 12 | 13 | 2020-01-12 | 0 | 0%
2020-10-04 | 0 | 0 | 0 | 0 | 0 | 0 | 0 | 0 | 0 | 0 | 0 | 0 | 0 | 0 | 0 | 70.5894 | 1296.125 | 10196.4142 | 32281.5641 | 33701.6265 | 29774.6385 | 15043.1625 | 3138.3786 | 46.0908 | 2020-01-12 | 14 | 12 | 14 | 2020-01-12 | 0 | 0%
2020-10-05 | 2856.223 | 691.7295 | 177.7015 | 43.9341 | 216.5072 | 1150.0109 | 9421.5984 | 12061.9083 | 8565.0662 | 7688.8893 | 8224.0946 | 9722.6333 | 15523.3428 | 28833.2202 | 44135.9698 | 65465.0116 | 81337.8471 | 96422.7683 | 102242.537 | 101174.7528 | 85362.0861 | 64583.0547 | 34570.2787 | 9746.0669 | 2020-01-12 | 15 | 12 | 15 | 2020-01-12 | 0 | 0%
2020-10-06 | 613.8474 | 196.2798 | 59.0067 | 0 | 0 | 126.5957 | 3757.2089 | 4312.6611 | 2371.0617 | 1171.808 | 784.3657 | 715.552 | 1646.354 | 4526.1344 | 7339.2548 | 14666.3832 | 26280.5371 | 45196.9383 | 60513.93 | 62293.1056 | 51552.7043 | 34554.2588 | 13052.7565 | 1974.365 | 2020-01-12 | 16 | 12 | 16 | 2020-01-12 | 0 | 0%
2020-10-07 | 1117.6472 | 293.9174 | 66.2532 | 0 | 66.0676 | 468.6277 | 4584.3075 | 5927.8247 | 3270.1647 | 1602.3929 | 936.8834 | 705.5123 | 847.7785 | 2772.3623 | 4892.8562 | 9998.0857 | 21073.8404 | 38812.1128 | 55877.4267 | 60656.3772 | 50835.0547 | 35245.5936 | 14306.6905 | 3268.9293 | 2020-01-12 | 17 | 12 | 17 | 2020-01-12 | 0 | 0%
2020-10-08 | 586.2942 | 335.2775 | 114.9266 | 59.8612 | 0.88878 | 762.5057 | 5643.5844 | 7546.5436 | 4284.3487 | 1400.4089 | 610.2945 | 191.2995 | 233.3163 | 738.8256 | 1594.4871 | 5136.5091 | 12953.3996 | 31885.9058 | 47542.9159 | 52669.412 | 43493.8037 | 28847.4689 | 11303.1131 | 1728.4063 | 2020-01-12 | 18 | 12 | 18 | 2020-01-12 | 1640.4042 | 0.001983%
2020-10-09 | 420.9015 | 135.1852 | 0 | 0 | 81.9986 | 283.0673 | 2988.9744 | 4040.7832 | 1769.77 | 699.9129 | 297.468 | 164.9879 | 228.5203 | 725.5383 | 2100.4966 | 6023.5797 | 19232.8797 | 42886.0449 | 59847.4211 | 64463.5215 | 53942.3834 | 36280.2031 | 11972.0207 | 1683.9878 | 2020-01-12 | 19 | 12 | 19 | 2020-01-12 | 31406.7963 | 0.03797%
2020-10-10 | 343.0223 | 136.9231 | 92.4988 | 0 | 32.831 | 126.6774 | 493.6367 | 501.6414 | 143.7731 | 0 | 0 | 0 | 0 | 0 | 0 | 335.5879 | 1244.2544 | 11289.8163 | 29993.6928 | 31768.1385 | 28669.8264 | 15847.9603 | 4096.4918 | 534.0997 | 2020-01-12 | 20 | 12 | 20 | 2020-01-12 | 36777.9774 | 0.04446%
2020-10-11 | 22.2125 | 0 | 0 | 0 | 0 | 31.9925 | 734.2135 | 1017.2622 | 483.6058 | 58.9242 | 0 | 0 | 0 | 0 | 17.5706 | 405.404 | 2337.4364 | 14463.981 | 33829.9349 | 34135.8768 | 31081.8875 | 15750.4181 | 3516.9222 | 636.3394 | 2020-01-12 | 21 | 12 | 21 | 2020-01-12 | 27350.9603 | 0.03307%
2020-10-12 | 1125.9398 | 298.3181 | 144.3693 | 90.8553 | 143.1377 | 258.6001 | 1706.2618 | 2365.1041 | 1350.0704 | 762.0047 | 781.6894 | 874.0417 | 1552.4183 | 4413.2111 | 9389.0374 | 23803.0463 | 45215.6314 | 71257.6348 | 81365.9477 | 82537.781 | 69214.6656 | 51077.9475 | 23371.0159 | 5765.1088 | 2020-01-12 | 22 | 12 | 22 | 2020-01-12 | 22474.8895 | 0.02717%
2020-10-13 | 1501.8902 | 414.1984 | 64.1655 | 0 | 73.0132 | 289.046 | 6212.1083 | 7452.1547 | 3961.6907 | 2714.5167 | 2437.854 | 2515.1626 | 4080.6214 | 9104.3304 | 15681.4671 | 31149.6169 | 53343.4426 | 77849.5144 | 86646.5385 | 84971.5993 | 71800.6986 | 52606.4311 | 25871.5912 | 7712.8228 | 2020-01-12 | 23 | 12 | 23 | 2020-01-12 | 8775.4701 | 0.01061%
2020-10-14 | 3965.6167 | 300.7142 | 54.8921 | 0 | 62.9832 | 674.2615 | 6076.4688 | 8676.4846 | 5361.3781 | 4089.6493 | 4319.3539 | 5767.8607 | 9041.0775 | 18965.265 | 36933.5223 | 65409.0264 | 91398.3871 | 105943.2651 | 110309.4858 | 107893.4636 | 91021.0636 | 70820.6624 | 38541.3833 | 12223.6 | 2020-01-12 | 24 | 12 | 24 | 2020-01-12 | 390.7881 | 0.0004724%
2020-10-15 | 88.9488 | 0 | 0 | 0 | 0 | 68.6273 | 2430.9827 | 4374.1971 | 2704.2077 | 1941.1585 | 949.3868 | 685.0587 | 658.046 | 1773.1209 | 3071.8056 | 6183.1656 | 12677.3662 | 28370.9954 | 49064.0825 | 49947.9614 | 39440.2476 | 23029.0998 | 5433.552 | 561.0835 | 2020-01-13 | 1 | 13 | 1 | 2020-01-13 | 22.1051 | 2.672e-05%
2020-10-16 | 1.1215 | 0 | 0 | 0 | 0 | 0 | 1324.7731 | 2872.4598 | 1909.4141 | 1129.0381 | 408.3427 | 201.6643 | 179.7441 | 385.497 | 1337.3563 | 2923.2087 | 7471.58 | 20929.0644 | 39915.7127 | 41108.3259 | 33211.2482 | 19288.2519 | 4153.7382 | 213.1315 | 2020-01-13 | 2 | 13 | 2 | 2020-01-13 | 0 | 0%
2020-10-17 | 9.8537 | 0 | 0 | 0 | 0 | 0 | 0 | 0 | 6.6482 | 0 | 0 | 0 | 0 | 0 | 0 | 24.5799 | 324.121 | 3409.6718 | 14867.8337 | 21366.5691 | 19668.486 | 9047.6488 | 1564.0156 | 71.962 | 2020-01-13 | 3 | 13 | 3 | 2020-01-13 | 0 | 0%
2020-10-18 | 178.4756 | 108.89 | 0 | 0 | 0 | 0 | 126.5026 | 221.6968 | 121.2308 | 47.491 | 68.9269 | 0 | 0 | 66.4659 | 160.5118 | 428.5753 | 2078.7121 | 10098.1532 | 29691.0725 | 32933.7987 | 29284.5157 | 14622.3629 | 3341.3546 | 383.5051 | 2020-01-13 | 4 | 13 | 4 | 2020-01-13 | 0 | 0%
2020-10-19 | 396.5475 | 12.0888 | 0 | 0 | 0 | 317.0557 | 4167.7396 | 6952.7619 | 5596.4637 | 4350.7017 | 2170.2222 | 1458.5087 | 1332.6366 | 2477.4758 | 4168.9948 | 8431.1386 | 15426.0814 | 27586.3878 | 44961.5619 | 49275.47 | 39141.719 | 24902.3319 | 7716.7135 | 1285.3213 | 2020-01-13 | 5 | 13 | 5 | 2020-01-13 | 0 | 0%
2020-10-20 | 18.0786 | 0 | 0 | 0 | 0 | 0 | 1880.5902 | 3269.0075 | 2238.3568 | 1580.7735 | 474.0907 | 252.5512 | 416.409 | 1407.0684 | 3724.4724 | 6845.9538 | 14097.3016 | 27228.4831 | 46767.9849 | 49266.2573 | 39647.6917 | 25383.6139 | 7766.0858 | 803.2188 | 2020-01-13 | 6 | 13 | 6 | 2020-01-13 | 0 | 0%
2020-10-21 | 229.1434 | 0 | 0 | 0 | 0 | 9.3381 | 2275.4269 | 4490.1989 | 3527.2243 | 2408.4397 | 1135.5999 | 824.9325 | 741.1174 | 2639.227 | 5094.9636 | 10851.3217 | 19607.9952 | 35027.8141 | 50755.5812 | 50659.0148 | 41456.8986 | 28722.6227 | 11082.3878 | 1753.2206 | 2020-01-13 | 7 | 13 | 7 | 2020-01-13 | 0 | 0%
2020-10-22 | 62.9406 | 0 | 0 | 0 | 0 | 27.6888 | 2494.1095 | 5041.4126 | 1663.6179 | 179.287 | 0 | 0 | 0 | 0 | 20.8991 | 1252.6858 | 4979.2476 | 16984.7308 | 37640.0026 | 38836.4897 | 32094.2911 | 19864.0347 | 5707.3045 | 725.369 | 2020-01-13 | 8 | 13 | 8 | 2020-01-13 | 1281.411 | 0.001549%
2020-10-23 | 221.6747 | 36.9578 | 0 | 0 | 0 | 47.1804 | 919.95 | 1187.3198 | 531.3669 | 124.6309 | 0 | 0 | 0 | 0 | 36.1141 | 794.6971 | 4457.112 | 15555.3697 | 31697.3838 | 37709.6397 | 32164.1814 | 19477.3504 | 5609.5946 | 791.9642 | 2020-01-13 | 9 | 13 | 9 | 2020-01-13 | 3051.5879 | 0.003689%
2020-10-24 | 10.5372 | 0 | 0 | 0 | 0 | 0 | 116.8361 | 79.5072 | 10.3745 | 0 | 0 | 0 | 0 | 0 | 0 | 131.4205 | 2110.6357 | 9884.1629 | 25324.6947 | 30907.2735 | 27516.0664 | 13604.5432 | 3488.0911 | 257.9625 | 2020-01-13 | 10 | 13 | 10 | 2020-01-13 | 244.9515 | 0.0002961%
2020-10-25 | 9.4244 | 0.47751 | 0 | 0 | 0 | 0 | 0 | 16.4632 | 35.2632 | 0 | 0 | 0 | 0 | 0 | 0 | 83.5629 | 911.7439 | 8759.4461 | 26004.8362 | 26141.6062 | 23173.4546 | 11452.4217 | 2468.2161 | 101.8003 | 2020-01-13 | 11 | 13 | 11 | 2020-01-13 | 0 | 0%
2020-10-26 | 411.9418 | 24.8617 | 0 | 0 | 0 | 100.4458 | 2201.6504 | 4103.3861 | 1620.6948 | 280.5742 | 6.8594 | 0 | 0 | 0 | 125.8589 | 1776.2386 | 8422.8488 | 23546.2828 | 41783.7946 | 46981.4901 | 39364.1321 | 26719.1779 | 9997.3988 | 1736.8411 | 2020-01-13 | 12 | 13 | 12 | 2020-01-13 | 0 | 0%
2020-10-27 | 27.0465 | 0 | 0 | 0 | 0 | 28.6553 | 2026.7578 | 5251.1535 | 1522.5809 | 199.3969 | 0.79484 | 0 | 0 | 0 | 61.5389 | 1246.778 | 6640.8831 | 19760.7497 | 35841.8404 | 40919.8304 | 33669.43 | 20280.9818 | 4990.7176 | 291.8453 | 2020-01-13 | 13 | 13 | 13 | 2020-01-13 | 0 | 0%
2020-10-28 | 298.3929 | 147.5982 | 96.814 | 60.2169 | 132.7476 | 315.27 | 3217.702 | 5474.0349 | 2077.4434 | 751.2633 | 314.9475 | 307.9658 | 235.6862 | 324.3376 | 887.0115 | 3037.4898 | 9620.0872 | 25055.212 | 45870.2059 | 46990.0892 | 37809.6996 | 23231.0795 | 6518.0685 | 1024.7767 | 2020-01-13 | 14 | 13 | 14 | 2020-01-13 | 0 | 0%
2020-10-29 | 449.9962 | 84.1094 | 0 | 0 | 0 | 387.7537 | 2151.1188 | 2384.4195 | 1037.7923 | 374.9351 | 176.1256 | 86.1954 | 0 | 66.1322 | 390.2469 | 1919.2696 | 7464.5849 | 22306.4666 | 42570.8502 | 44774.618 | 36757.3037 | 24049.0211 | 6895.1044 | 1160.8473 | 2020-01-13 | 15 | 13 | 15 | 2020-01-13 | 0 | 0%
2020-10-30 | 236.2088 | 0 | 0 | 0 | 0 | 211.0389 | 2021.4478 | 5097.9088 | 1775.9406 | 425.8578 | 122.1889 | 0 | 0 | 95.7199 | 390.3345 | 1935.7046 | 7104.1628 | 22226.9335 | 39723.6462 | 42214.3309 | 34901.1594 | 21657.6182 | 5713.7593 | 647.556 | 2020-01-13 | 16 | 13 | 16 | 2020-01-13 | 6.9761 | 8.434e-06%
2020-10-31 | 38.7227 | 0 | 0 | 0 | 0 | 0 | 101.2331 | 113.7964 | 17.7849 | 0 | 0 | 0 | 0 | 0 | 0 | 63.956 | 840.3458 | 8111.7113 | 23533.3058 | 28920.148 | 25662.7499 | 11635.0152 | 1925.1434 | 252.7804 | 2020-01-13 | 17 | 13 | 17 | 2020-01-13 | 536.6114 | 0.0006487%
2020-11-01 | 0 | 0 | 0 | 0 | 0 | 0 | 0 | 40.1405 | 0 | 0 | 0 | 0 | 0 | 0 | 0 | 0 | 34.1944 | 9027.9156 | 33068.5745 | 31183.6385 | 23999.3331 | 16751.9054 | 4140.4317 | 10.4744 | 2020-01-13 | 18 | 13 | 18 | 2020-01-13 | 13548.5709 | 0.01638%
2020-11-02 | 10.1408 | 0 | 0 | 0 | 0 | 0 | 0 | 125.5245 | 0 | 0 | 0 | 0 | 0 | 0 | 0 | 42.2952 | 2275.0785 | 24167.0285 | 48838.921 | 45025.6533 | 37891.7696 | 26391.7044 | 11734.5482 | 483.6208 | 2020-01-13 | 19 | 13 | 19 | 2020-01-13 | 54954.5412 | 0.06644%
2020-11-03 | 0 | 0 | 0 | 0 | 0 | 0 | 0 | 36.2461 | 5.7048 | 0 | 0 | 0 | 0 | 0 | 0 | 0 | 99.7427 | 13996.6983 | 41805.137 | 40304.2525 | 34958.2329 | 21895.2855 | 7550.4367 | 6.5237 | 2020-01-13 | 20 | 13 | 20 | 2020-01-13 | 61847.1996 | 0.07477%
2020-11-04 | 0 | 0 | 0 | 0 | 0 | 0 | 0 | 34.6881 | 0 | 0 | 0 | 0 | 0 | 0 | 0 | 9.847 | 166.0396 | 13363.9942 | 42649.5412 | 42412.0412 | 36800.4715 | 24179.3808 | 9410.3521 | 41.5941 | 2020-01-13 | 21 | 13 | 21 | 2020-01-13 | 50577.4107 | 0.06115%
2020-11-05 | 42.6996 | 0 | 0 | 0 | 0 | 0 | 0 | 257.0209 | 119.7762 | 0 | 0 | 0 | 0 | 0 | 0 | 86.8692 | 815.1791 | 15068.4083 | 42597.4888 | 41078.5034 | 36107.7092 | 23205.7077 | 8328.7334 | 358.3787 | 2020-01-13 | 22 | 13 | 22 | 2020-01-13 | 39587.0646 | 0.04786%
2020-11-06 | 5.0156 | 0 | 0 | 0 | 0 | 0 | 0 | 11.4917 | 0 | 0 | 0 | 0 | 0 | 0 | 0 | 12.9099 | 186.4825 | 10236.7193 | 36920.2828 | 33967.3057 | 28859.0095 | 16426.0463 | 4559.3641 | 48.1237 | 2020-01-13 | 23 | 13 | 23 | 2020-01-13 | 23781.0994 | 0.02875%
2020-11-07 | 0 | 0 | 0 | 0 | 0 | 0 | 0 | 0 | 0 | 0 | 0 | 0 | 0 | 0 | 0 | 7.6213 | 0 | 477.0742 | 14757.0455 | 14768.1241 | 10376.0393 | 4318.0246 | 180.9839 | 0 | 2020-01-13 | 24 | 13 | 24 | 2020-01-13 | 2094.5631 | 0.002532%
2020-11-08 | 1.0079 | 0 | 0 | 0 | 0 | 0 | 0 | 0 | 24.9812 | 0 | 0 | 0 | 0 | 0 | 0 | 10.4884 | 0 | 2427.2561 | 27350.2323 | 28210.6318 | 21338.456 | 13993.5465 | 2240.378 | 0 | 2020-01-14 | 1 | 14 | 1 | 2020-01-14 | 11.6423 | 1.407e-05%
2020-11-09 | 7.3933 | 0 | 0 | 0 | 0 | 0 | 0 | 148.8532 | 25.6047 | 0 | 0 | 0 | 0 | 230.2941 | 1700.663 | 8802.5785 | 25009.7083 | 46982.4373 | 65130.542 | 59048.4966 | 49575.9966 | 35091.0897 | 18374.8928 | 2230.9398 | 2020-01-14 | 2 | 14 | 2 | 2020-01-14 | 0 | 0%
2020-11-10 | 6.7454 | 0 | 0 | 0 | 0 | 0 | 0 | 123.956 | 49.9683 | 0 | 0 | 0 | 0 | 0 | 85.2139 | 703.0184 | 6484.9862 | 27054.9217 | 51037.8475 | 48375.3475 | 41767.5202 | 28957.3702 | 12329.0845 | 542.063 | 2020-01-14 | 3 | 14 | 3 | 2020-01-14 | 0 | 0%
2020-11-11 | 0 | 0 | 0 | 0 | 0 | 0 | 0 | 0 | 3.2124 | 0 | 0 | 0 | 0 | 0 | 0 | 45.2841 | 425.1722 | 13768.8837 | 37654.6915 | 34940.1469 | 29654.7978 | 17716.4652 | 5705.8734 | 42.8675 | 2020-01-14 | 4 | 14 | 4 | 2020-01-14 | 0 | 0%
2020-11-12 | 4.4205 | 0 | 0 | 0 | 0 | 0 | 0 | 2.2488 | 24.869 | 0 | 0 | 0 | 0 | 0 | 335.7746 | 3638.7995 | 18264.3551 | 39344.0172 | 59103.4185 | 52786.9514 | 45490.14 | 32849.4403 | 16839.2111 | 1246.6537 | 2020-01-14 | 5 | 14 | 5 | 2020-01-14 | 0 | 0%
2020-11-13 | 0 | 0 | 0 | 0 | 0 | 0 | 0 | 74.2934 | 10.8879 | 0 | 0 | 0 | 0 | 0 | 0 | 89.4678 | 569.8773 | 9440.7994 | 30798.5546 | 28388.4138 | 22000.1585 | 8238.8288 | 782.0576 | 13.2072 | 2020-01-14 | 6 | 14 | 6 | 2020-01-14 | 0 | 0%
2020-11-14 | 11.1687 | 0 | 0 | 0 | 0 | 0 | 0 | 0 | 0 | 0 | 0 | 0 | 0 | 0 | 0 | 0 | 0 | 1919.7014 | 23702.3503 | 22214.2159 | 16648.9456 | 8582.7421 | 406.3776 | 0 | 2020-01-14 | 7 | 14 | 7 | 2020-01-14 | 0 | 0%
2020-11-15 | 6.3607 | 0 | 0 | 0 | 0 | 0 | 0 | 1.9039 | 0 | 0 | 0 | 0 | 0 | 0 | 0 | 22.598 | 0 | 2051.6137 | 22580.7523 | 22994.6954 | 16978.1423 | 10895.8111 | 1557.1843 | 7.4943 | 2020-01-14 | 8 | 14 | 8 | 2020-01-14 | 365.7554 | 0.0004422%
2020-11-16 | 22.1905 | 0 | 0 | 0 | 0 | 0 | 0 | 11.8976 | 58.6865 | 0 | 0 | 0 | 0 | 0 | 0 | 45.4951 | 747.7669 | 14549.1225 | 40470.8524 | 38099.3762 | 33658.961 | 22375.9147 | 9520.7585 | 187.1608 | 2020-01-14 | 9 | 14 | 9 | 2020-01-14 | 441.7901 | 0.0005341%
2020-11-17 | 3.5419 | 0 | 0 | 0 | 0 | 0 | 0 | 17.6669 | 2.8197 | 0 | 0 | 0 | 0 | 0 | 0 | 56.3797 | 1406.1824 | 16049.3767 | 42725.7559 | 41525.7559 | 36025.7559 | 23195.8252 | 8814.0789 | 94.5318 | 2020-01-14 | 10 | 14 | 10 | 2020-01-14 | 0 | 0%
2020-11-18 | 5.8876 | 0 | 0 | 0 | 0 | 0 | 0 | 57.1743 | 56.977 | 0 | 0 | 0 | 0 | 0 | 0 | 30.388 | 1275.8606 | 15810.4071 | 42444.4846 | 40723.1691 | 36429.2416 | 23803.6439 | 9475.4018 | 34.3116 | 2020-01-14 | 11 | 14 | 11 | 2020-01-14 | 0 | 0%
2020-11-19 | 0 | 0 | 0 | 0 | 0 | 0 | 0 | 9.7154 | 0 | 0 | 0 | 0 | 0 | 0 | 0 | 87.3633 | 2947.1169 | 19860.4675 | 45251.7317 | 42476.8091 | 36776.8091 | 24311.7829 | 9843.8846 | 106.6032 | 2020-01-14 | 12 | 14 | 12 | 2020-01-14 | 0 | 0%
2020-11-20 | 10.4508 | 0 | 0 | 0 | 0 | 0 | 0 | 47.6426 | 79.5495 | 0 | 0 | 0 | 0 | 0 | 0 | 27.6611 | 662.3316 | 12132.587 | 37156.8409 | 35163.1924 | 30413.6088 | 18149.7142 | 5975.5725 | 175.9171 | 2020-01-14 | 13 | 14 | 13 | 2020-01-14 | 0 | 0%
2020-11-21 | 0 | 0 | 0 | 0 | 0 | 0 | 0 | 0 | 0.32395 | 0 | 0 | 0 | 0 | 0 | 0 | 70.7966 | 0 | 1467.3921 | 20516.5756 | 20692.9621 | 14168.2225 | 8960.8122 | 1483.7549 | 0 | 2020-01-14 | 14 | 14 | 14 | 2020-01-14 | 0 | 0%
2020-11-22 | 4.0266 | 0 | 0 | 0 | 0 | 0 | 0 | 0 | 7.815 | 0 | 0 | 0 | 0 | 0 | 0 | 27.5068 | 0 | 2483.5114 | 25664.5721 | 25568.1671 | 19044.7518 | 11534.7234 | 1054.2259 | 0 | 2020-01-14 | 15 | 14 | 15 | 2020-01-14 | 0 | 0%
2020-11-23 | 1.3292 | 0 | 0 | 0 | 0 | 0 | 0 | 261.1778 | 259.5742 | 0 | 0 | 0 | 0 | 0 | 0 | 159.9261 | 2175.4853 | 21202.9556 | 47832.6391 | 45063.9187 | 38414.0975 | 26004.0434 | 10280.6886 | 450.3724 | 2020-01-14 | 16 | 14 | 16 | 2020-01-14 | 0 | 0%
2020-11-24 | 0 | 0 | 0 | 0 | 0 | 0 | 0 | 76.5646 | 70.2882 | 0 | 0 | 0 | 0 | 0 | 0 | 9.1857 | 864.1884 | 16643.0452 | 44978.1183 | 44678.1183 | 39238.1183 | 27690.75 | 11676.9336 | 167.5937 | 2020-01-14 | 17 | 14 | 17 | 2020-01-14 | 0 | 0%
2020-11-25 | 0 | 0 | 0 | 0 | 0 | 0 | 0 | 67.3355 | 21.0083 | 0 | 0 | 0 | 0 | 0 | 0 | 2.4746 | 1382.2359 | 17929.2596 | 44380.6052 | 42169.1692 | 36634.3819 | 23859.7945 | 8823.8563 | 63.8849 | 2020-01-14 | 18 | 14 | 18 | 2020-01-14 | 4574.5847 | 0.00553%
2020-11-26 | 0 | 0 | 0 | 0 | 0 | 0 | 0 | 2.2939 | 0 | 0 | 0 | 0 | 0 | 0 | 0 | 13.3315 | 0 | 323.8521 | 5359.4606 | 3907.4117 | 2018.7454 | 345.3561 | 63.2609 | 0 | 2020-01-14 | 19 | 14 | 19 | 2020-01-14 | 42697.738 | 0.05162%
2020-11-27 | 0 | 0 | 0 | 0 | 0 | 0 | 0 | 7.0515 | 0 | 0 | 0 | 0 | 0 | 0 | 0 | 8.3251 | 122.6492 | 5546.5057 | 29093.9781 | 27438.6492 | 20538.9878 | 11617.9631 | 2791.5719 | 10.4156 | 2020-01-14 | 20 | 14 | 20 | 2020-01-14 | 51812.0412 | 0.06264%
2020-11-28 | 2.099 | 0 | 0 | 0 | 0 | 0 | 0 | 12.7043 | 0 | 0 | 0 | 0 | 0 | 0 | 0 | 0 | 0 | 1073.2076 | 16378.5451 | 14329.957 | 10303.3729 | 5970.6296 | 313.6145 | 0 | 2020-01-14 | 21 | 14 | 21 | 2020-01-14 | 42552.0412 | 0.05144%
2020-11-29 | 5.6156 | 0 | 0 | 0 | 0 | 0 | 0 | 0 | 34.5258 | 0 | 0 | 0 | 0 | 0 | 0 | 6.0516 | 0 | 2250.648 | 24744.4068 | 24553.3144 | 18761.0847 | 11045.7898 | 993.9484 | 0 | 2020-01-14 | 22 | 14 | 22 | 2020-01-14 | 32393.3813 | 0.03916%
2020-11-30 | 9.1262 | 0 | 0 | 0 | 0 | 0 | 0 | 3.2341 | 0 | 0 | 0 | 0 | 0 | 0 | 0 | 7.7186 | 110.947 | 5373.2688 | 29736.5211 | 26936.6538 | 20381.7883 | 10628.9452 | 2777.6412 | 155.7546 | 2020-01-14 | 23 | 14 | 23 | 2020-01-14 | 18188.1294 | 0.02199%
2020-12-01 | 83.6466 | 0 | 0 | 0 | 0 | 0 | 0 | 769.0621 | 920.9538 | 95.9489 | 0 | 0 | 0 | 0 | 0 | 4.668 | 1002.1023 | 21414.1489 | 56434.5412 | 56817.0412 | 46792.0412 | 36545.2455 | 24031.5836 | 2947.3803 | 2020-01-14 | 24 | 14 | 24 | 2020-01-14 | 816.4827 | 0.0009871%
2020-12-02 | 24.5351 | 0 | 0 | 0 | 0 | 0 | 0 | 880.6388 | 1151.0639 | 14.7574 | 0 | 0 | 0 | 0 | 0 | 22.0824 | 1529.5243 | 26118.8242 | 59026.2811 | 59510.5424 | 48652.0412 | 39432.3704 | 25409.262 | 2776.6875 | 2020-01-15 | 1 | 15 | 1 | 2020-01-15 | 8.7748 | 1.061e-05%
2020-12-03 | 4.8641 | 0 | 0 | 0 | 0 | 0 | 0 | 418.7056 | 386.4788 | 0 | 0 | 0 | 0 | 0 | 0 | 6.387 | 402.7495 | 16398.2675 | 49369.9078 | 51591.3399 | 44317.9658 | 34097.888 | 21222.6011 | 1527.9719 | 2020-01-15 | 2 | 15 | 2 | 2020-01-15 | 0 | 0%
2020-12-04 | 22.2152 | 0 | 0 | 0 | 0 | 0 | 0 | 6.8541 | 67.7319 | 0 | 0 | 0 | 0 | 0 | 0 | 4.8529 | 79.9632 | 13426.5211 | 46430.5287 | 46979.3204 | 36682.4166 | 28466.1001 | 17524.7182 | 1776.8577 | 2020-01-15 | 3 | 15 | 3 | 2020-01-15 | 0 | 0%
2020-12-05 | 1.0445 | 0 | 0 | 0 | 0 | 0 | 0 | 0 | 8.1071 | 0 | 0 | 0 | 0 | 0 | 0 | 0 | 0 | 1031.9386 | 27432.8501 | 29457.8141 | 21237.9832 | 17088.2172 | 6655.1869 | 113.8427 | 2020-01-15 | 4 | 15 | 4 | 2020-01-15 | 0 | 0%
2020-12-06 | 1.1962 | 0 | 0 | 0 | 0 | 0 | 0 | 3.901 | 0.26117 | 0 | 0 | 0 | 0 | 0 | 0 | 8.7578 | 0 | 2695.7844 | 35379.0341 | 36286.1265 | 27126.1265 | 22673.347 | 10234.3231 | 354.7052 | 2020-01-15 | 5 | 15 | 5 | 2020-01-15 | 0 | 0%
2020-12-07 | 8.2611 | 0 | 0 | 0 | 0 | 0 | 0 | 1477.8136 | 1685.4779 | 0 | 0 | 0 | 0 | 0 | 0 | 14.339 | 1619.5836 | 24716.8185 | 57645.7118 | 58051.4742 | 47220.2723 | 37331.8835 | 22327.6425 | 2896.906 | 2020-01-15 | 6 | 15 | 6 | 2020-01-15 | 0 | 0%
2020-12-08 | 44.3557 | 0 | 0 | 0 | 0 | 0 | 0 | 693.9812 | 638.0348 | 34.4905 | 0 | 0 | 0 | 0 | 0 | 11.473 | 674.2444 | 21234.5487 | 57836.0865 | 60854.902 | 49599.902 | 39301.4869 | 23286.1521 | 1528.2454 | 2020-01-15 | 7 | 15 | 7 | 2020-01-15 | 0 | 0%
2020-12-09 | 32.37 | 0 | 0 | 0 | 0 | 0 | 0 | 548.3755 | 990.016 | 0 | 0 | 0 | 0 | 0 | 0 | 31.0298 | 1280.5476 | 23807.3283 | 58467.9436 | 59492.9436 | 49075.4436 | 39452.9436 | 25364.3307 | 2857.4232 | 2020-01-15 | 8 | 15 | 8 | 2020-01-15 | 784.0694 | 0.0009479%
2020-12-10 | 15.0051 | 0 | 0 | 0 | 0 | 0 | 0 | 1367.1744 | 1778.7684 | 0 | 0 | 0 | 0 | 0 | 0 | 34.4608 | 881.8327 | 19935.2282 | 57385.4704 | 60079.515 | 50375.0782 | 41505.2473 | 27498.3696 | 3306.1758 | 2020-01-15 | 9 | 15 | 9 | 2020-01-15 | 1723.7898 | 0.002084%
2020-12-11 | 0 | 0 | 0 | 0 | 0 | 0 | 0 | 51.9871 | 94.939 | 0 | 0 | 0 | 0 | 0 | 0 | 6.6941 | 399.6157 | 20376.4054 | 53702.4067 | 54060.617 | 45008.8273 | 34488.406 | 20012.5923 | 1121.5176 | 2020-01-15 | 10 | 15 | 10 | 2020-01-15 | 58.4551 | 7.067e-05%
2020-12-12 | 0 | 0 | 0 | 0 | 0 | 0 | 0 | 0 | 8.0023 | 0 | 0 | 0 | 0 | 0 | 0 | 0 | 0 | 1206.2925 | 32247.0419 | 32346.1526 | 22318.316 | 17698.6421 | 5884.1217 | 97.401 | 2020-01-15 | 11 | 15 | 11 | 2020-01-15 | 0 | 0%
2020-12-13 | 0 | 0 | 0 | 0 | 0 | 0 | 0 | 0.10333 | 0 | 0 | 0 | 0 | 0 | 0 | 0 | 0 | 0 | 5491.2906 | 43552.0412 | 46536.9648 | 35114.7507 | 31024.7799 | 16476.3269 | 1242.6819 | 2020-01-15 | 12 | 15 | 12 | 2020-01-15 | 0 | 0%
2020-12-14 | 1458.7657 | 0 | 0 | 0 | 0 | 0 | 0 | 5273.4234 | 6486.0093 | 491.7514 | 0 | 0 | 0 | 0 | 0 | 18.9089 | 1204.0647 | 24825.7173 | 67351.6606 | 71025.9749 | 61588.5172 | 54747.2866 | 41447.7158 | 16091.8734 | 2020-01-15 | 13 | 15 | 13 | 2020-01-15 | 0 | 0%
2020-12-15 | 22.8056 | 0 | 0 | 0 | 0 | 0 | 0 | 607.7869 | 1321.7672 | 97.2189 | 0 | 0 | 0 | 0 | 5.6777 | 716.0998 | 4759.0772 | 28353.0838 | 62501.7729 | 63456.1491 | 55362.0969 | 43486.0616 | 28513.4174 | 3174.302 | 2020-01-15 | 14 | 15 | 14 | 2020-01-15 | 0 | 0%
2020-12-16 | 32.8986 | 0 | 0 | 0 | 0 | 0 | 0 | 763.2883 | 1707.0128 | 44.8123 | 0 | 0 | 0 | 0 | 0 | 121.6962 | 3550.491 | 30700.1102 | 64543.5498 | 67174.6851 | 57415.3152 | 47408.3842 | 33118.7241 | 4847.8679 | 2020-01-15 | 15 | 15 | 15 | 2020-01-15 | 0 | 0%
2020-12-17 | 56.2112 | 0 | 0 | 0 | 0 | 0 | 0 | 2233.8781 | 3443.4118 | 381.1309 | 0 | 0 | 0 | 0 | 0 | 462.8578 | 3616.2544 | 27950.4262 | 59993.7288 | 61902.9338 | 52140.2818 | 43123.4554 | 28328.7537 | 4034.5895 | 2020-01-15 | 16 | 15 | 16 | 2020-01-15 | 15.9532 | 1.929e-05%
2020-12-18 | 65.0122 | 0 | 0 | 0 | 0 | 0 | 0 | 1055.2168 | 2179.8305 | 312.6063 | 57.2874 | 21.7564 | 0 | 0 | 37.5801 | 168.0023 | 2151.5922 | 24590.5045 | 57415.9837 | 59042.0412 | 48662.0412 | 37867.2881 | 23950.9195 | 2431.8221 | 2020-01-15 | 17 | 15 | 17 | 2020-01-15 | 634.0141 | 0.0007665%
2020-12-19 | 4.4295 | 0 | 0 | 0 | 0 | 0 | 0 | 0 | 1.0826 | 0 | 0 | 0 | 0 | 0 | 0 | 0 | 0 | 5334.1365 | 41093.2517 | 44783.9886 | 35770.5675 | 31971.5799 | 16913.5018 | 1489.6082 | 2020-01-15 | 18 | 15 | 18 | 2020-01-15 | 5999.8142 | 0.007253%
2020-12-20 | 17.4549 | 0 | 0 | 0 | 0 | 0 | 0 | 0 | 10.9601 | 0 | 0 | 0 | 0 | 0 | 0 | 0 | 0 | 3913.027 | 40346.1068 | 42763.8206 | 31314.2219 | 26432.245 | 11694.7682 | 472.1979 | 2020-01-15 | 19 | 15 | 19 | 2020-01-15 | 42957.1989 | 0.05193%
2020-12-21 | 92.5264 | 0 | 0 | 0 | 0 | 0 | 0 | 3034.1395 | 5929.6661 | 1207.2433 | 5.6372 | 0 | 0 | 0 | 0 | 168.5869 | 3762.7602 | 29195.269 | 66436.1722 | 69244.6756 | 58949.9462 | 49252.9206 | 34753.7673 | 7287.7741 | 2020-01-15 | 20 | 15 | 20 | 2020-01-15 | 49776.8953 | 0.06018%
2020-12-22 | 22.3747 | 0 | 0 | 0 | 0 | 0 | 0 | 8.9549 | 9.1013 | 0 | 0 | 0 | 0 | 0 | 0 | 0 | 36.2458 | 10899.5252 | 43806.4084 | 45708.5719 | 36359.9433 | 28149.9334 | 17376.7635 | 1651.1625 | 2020-01-15 | 21 | 15 | 21 | 2020-01-15 | 38068.1312 | 0.04602%
2020-12-23 | 0.94154 | 0 | 0 | 0 | 0 | 0 | 0 | 0.44654 | 59.7377 | 0 | 0 | 0 | 0 | 0 | 0 | 0 | 0 | 9861.6683 | 46852.0412 | 47752.0412 | 35252.0412 | 26372.8357 | 16247.8426 | 1705.2588 | 2020-01-15 | 22 | 15 | 22 | 2020-01-15 | 28409.6657 | 0.03435%
2020-12-24 | 41.3911 | 0 | 0 | 0 | 0 | 0 | 0 | 57.4404 | 94.9354 | 0 | 0 | 0 | 0 | 0 | 0 | 0 | 118.9912 | 16273.5933 | 49672.1718 | 50726.2612 | 40234.7044 | 29961.211 | 17496.0251 | 1425.0078 | 2020-01-15 | 23 | 15 | 23 | 2020-01-15 | 14827.6153 | 0.01793%
2020-12-25 | 0 | 0 | 0 | 0 | 0 | 0 | 0 | 0 | 4.1102 | 0 | 0 | 0 | 0 | 0 | 0 | 28.8244 | 0 | 0 | 13579.8874 | 15970.835 | 11993.3005 | 8573.8839 | 4646.8479 | 33.1042 | 2020-01-15 | 24 | 15 | 24 | 2020-01-15 | 938.9891 | 0.001135%
2020-12-26 | 0 | 0 | 0 | 0 | 0 | 0 | 0 | 0 | 0 | 0 | 0 | 0 | 0 | 0 | 0 | 0 | 0 | 1655.5672 | 36707.0343 | 38107.0343 | 27358.6987 | 22510.3631 | 10357.6966 | 182.8264 | 2020-01-16 | 1 | 16 | 1 | 2020-01-16 | 21.1031 | 2.551e-05%
2020-12-27 | 7.9407 | 0 | 0 | 0 | 0 | 0 | 0 | 0 | 1.6056 | 0 | 0 | 0 | 0 | 0 | 0 | 3.0397 | 39.8474 | 10369.1046 | 41999.976 | 42221.4402 | 31890.659 | 27349.2939 | 13636.3718 | 1091.0634 | 2020-01-16 | 2 | 16 | 2 | 2020-01-16 | 0 | 0%
2020-12-28 | 165.2185 | 0 | 0 | 0 | 0 | 0 | 0 | 209.4289 | 610.667 | 35.4321 | 0 | 0 | 0 | 0 | 0 | 0 | 123.2449 | 13308.195 | 51639.2716 | 53837.6561 | 45648.2333 | 36359.4064 | 24541.5318 | 4472.3706 | 2020-01-16 | 3 | 16 | 3 | 2020-01-16 | 0 | 0%
2020-12-29 | 2.2902 | 0 | 0 | 0 | 0 | 0 | 0 | 0 | 0 | 0 | 0 | 0 | 0 | 0 | 0 | 0 | 31.9816 | 11591.0802 | 45687.6227 | 47312.0412 | 37592.0412 | 29150.428 | 17859.3786 | 889.1015 | 2020-01-16 | 4 | 16 | 4 | 2020-01-16 | 0 | 0%
2020-12-30 | 0 | 0 | 0 | 0 | 0 | 0 | 0 | 0 | 33.485 | 0 | 0 | 0 | 0 | 0 | 0 | 0 | 29.3568 | 9389.2043 | 46596.9106 | 46980.2558 | 34524.7912 | 25820.9168 | 15433.1124 | 1226.5797 | 2020-01-16 | 5 | 16 | 5 | 2020-01-16 | 0 | 0%
2020-12-31 | 2.4736 | 0 | 0 | 0 | 0 | 0 | 0 | 227.2951 | 257.8871 | 0 | 0 | 0 | 0 | 0 | 0 | 0 | 142.3034 | 16658.994 | 51012.0412 | 52672.0412 | 42692.0412 | 32135.3607 | 19454.1324 | 1118.764 | 2020-01-16 | 6 | 16 | 6 | 2020-01-16 | 0 | 0%
[25 empty] | 2020-01-16 | 7 | 16 | 7 | 2020-01-16 | 0 | 0%
[25 empty] | 2020-01-16 | 8 | 16 | 8 | 2020-01-16 | 681.2493 | 0.0008236%
[25 empty] | 2020-01-16 | 9 | 16 | 9 | 2020-01-16 | 1856.9385 | 0.002245%
[25 empty] | 2020-01-16 | 10 | 16 | 10 | 2020-01-16 | 24.293 | 2.937e-05%
[25 empty] | 2020-01-16 | 11 | 16 | 11 | 2020-01-16 | 0 | 0%
[25 empty] | 2020-01-16 | 12 | 16 | 12 | 2020-01-16 | 0 | 0%
[25 empty] | 2020-01-16 | 13 | 16 | 13 | 2020-01-16 | 0 | 0%
[25 empty] | 2020-01-16 | 14 | 16 | 14 | 2020-01-16 | 0 | 0%
[25 empty] | 2020-01-16 | 15 | 16 | 15 | 2020-01-16 | 0 | 0%
[25 empty] | 2020-01-16 | 16 | 16 | 16 | 2020-01-16 | 30.0217 | 3.629e-05%
[25 empty] | 2020-01-16 | 17 | 16 | 17 | 2020-01-16 | 374.6841 | 0.000453%
[25 empty] | 2020-01-16 | 18 | 16 | 18 | 2020-01-16 | 4915.879 | 0.005943%
[25 empty] | 2020-01-16 | 19 | 16 | 19 | 2020-01-16 | 37692.5682 | 0.04557%
[25 empty] | 2020-01-16 | 20 | 16 | 20 | 2020-01-16 | 46407.1972 | 0.0561%
[25 empty] | 2020-01-16 | 21 | 16 | 21 | 2020-01-16 | 35211.3164 | 0.04257%
[25 empty] | 2020-01-16 | 22 | 16 | 22 | 2020-01-16 | 24712.6371 | 0.02988%
[25 empty] | 2020-01-16 | 23 | 16 | 23 | 2020-01-16 | 10751.0489 | 0.013%
[25 empty] | 2020-01-16 | 24 | 16 | 24 | 2020-01-16 | 259.2306 | 0.0003134%
[25 empty] | 2020-01-17 | 1 | 17 | 1 | 2020-01-17 | 36.0512 | 4.358e-05%
[25 empty] | 2020-01-17 | 2 | 17 | 2 | 2020-01-17 | 0 | 0%
[25 empty] | 2020-01-17 | 3 | 17 | 3 | 2020-01-17 | 0 | 0%
[25 empty] | 2020-01-17 | 4 | 17 | 4 | 2020-01-17 | 0 | 0%
[25 empty] | 2020-01-17 | 5 | 17 | 5 | 2020-01-17 | 0 | 0%
[25 empty] | 2020-01-17 | 6 | 17 | 6 | 2020-01-17 | 0 | 0%
[25 empty] | 2020-01-17 | 7 | 17 | 7 | 2020-01-17 | 0 | 0%
[25 empty] | 2020-01-17 | 8 | 17 | 8 | 2020-01-17 | 114.9103 | 0.0001389%
[25 empty] | 2020-01-17 | 9 | 17 | 9 | 2020-01-17 | 215.1644 | 0.0002601%
[25 empty] | 2020-01-17 | 10 | 17 | 10 | 2020-01-17 | 0 | 0%
[25 empty] | 2020-01-17 | 11 | 17 | 11 | 2020-01-17 | 0 | 0%
[25 empty] | 2020-01-17 | 12 | 17 | 12 | 2020-01-17 | 0 | 0%
[25 empty] | 2020-01-17 | 13 | 17 | 13 | 2020-01-17 | 0 | 0%
[25 empty] | 2020-01-17 | 14 | 17 | 14 | 2020-01-17 | 0 | 0%
[25 empty] | 2020-01-17 | 15 | 17 | 15 | 2020-01-17 | 0 | 0%
[25 empty] | 2020-01-17 | 16 | 17 | 16 | 2020-01-17 | 6.3127 | 7.632e-06%
[25 empty] | 2020-01-17 | 17 | 17 | 17 | 2020-01-17 | 81.9527 | 9.908e-05%
[25 empty] | 2020-01-17 | 18 | 17 | 18 | 2020-01-17 | 2437.1843 | 0.002946%
[25 empty] | 2020-01-17 | 19 | 17 | 19 | 2020-01-17 | 34324.8567 | 0.0415%
[25 empty] | 2020-01-17 | 20 | 17 | 20 | 2020-01-17 | 39731.8838 | 0.04803%
[25 empty] | 2020-01-17 | 21 | 17 | 21 | 2020-01-17 | 29613.253 | 0.0358%
[25 empty] | 2020-01-17 | 22 | 17 | 22 | 2020-01-17 | 19924.1564 | 0.02409%
[25 empty] | 2020-01-17 | 23 | 17 | 23 | 2020-01-17 | 8768.051 | 0.0106%
[25 empty] | 2020-01-17 | 24 | 17 | 24 | 2020-01-17 | 542.8841 | 0.0006563%
[25 empty] | 2020-01-18 | 1 | 18 | 1 | 2020-01-18 | 0 | 0%
[25 empty] | 2020-01-18 | 2 | 18 | 2 | 2020-01-18 | 0 | 0%
[25 empty] | 2020-01-18 | 3 | 18 | 3 | 2020-01-18 | 0 | 0%
[25 empty] | 2020-01-18 | 4 | 18 | 4 | 2020-01-18 | 0 | 0%
[25 empty] | 2020-01-18 | 5 | 18 | 5 | 2020-01-18 | 0 | 0%
[25 empty] | 2020-01-18 | 6 | 18 | 6 | 2020-01-18 | 0 | 0%
[25 empty] | 2020-01-18 | 7 | 18 | 7 | 2020-01-18 | 0 | 0%
[25 empty] | 2020-01-18 | 8 | 18 | 8 | 2020-01-18 | 0 | 0%
[25 empty] | 2020-01-18 | 9 | 18 | 9 | 2020-01-18 | 0 | 0%
[25 empty] | 2020-01-18 | 10 | 18 | 10 | 2020-01-18 | 0 | 0%
[25 empty] | 2020-01-18 | 11 | 18 | 11 | 2020-01-18 | 0 | 0%
[25 empty] | 2020-01-18 | 12 | 18 | 12 | 2020-01-18 | 0 | 0%
[25 empty] | 2020-01-18 | 13 | 18 | 13 | 2020-01-18 | 0 | 0%
[25 empty] | 2020-01-18 | 14 | 18 | 14 | 2020-01-18 | 0 | 0%
[25 empty] | 2020-01-18 | 15 | 18 | 15 | 2020-01-18 | 0 | 0%
[25 empty] | 2020-01-18 | 16 | 18 | 16 | 2020-01-18 | 0 | 0%
[25 empty] | 2020-01-18 | 17 | 18 | 17 | 2020-01-18 | 0 | 0%
[25 empty] | 2020-01-18 | 18 | 18 | 18 | 2020-01-18 | 0 | 0%
[25 empty] | 2020-01-18 | 19 | 18 | 19 | 2020-01-18 | 15230.5304 | 0.01841%
[25 empty] | 2020-01-18 | 20 | 18 | 20 | 2020-01-18 | 23227.4479 | 0.02808%
[25 empty] | 2020-01-18 | 21 | 18 | 21 | 2020-01-18 | 15413.1719 | 0.01863%
[25 empty] | 2020-01-18 | 22 | 18 | 22 | 2020-01-18 | 10475.3923 | 0.01266%
[25 empty] | 2020-01-18 | 23 | 18 | 23 | 2020-01-18 | 2554.3513 | 0.003088%
[25 empty] | 2020-01-18 | 24 | 18 | 24 | 2020-01-18 | 0 | 0%
[25 empty] | 2020-01-19 | 1 | 19 | 1 | 2020-01-19 | 0 | 0%
[25 empty] | 2020-01-19 | 2 | 19 | 2 | 2020-01-19 | 0 | 0%
[25 empty] | 2020-01-19 | 3 | 19 | 3 | 2020-01-19 | 0 | 0%
[25 empty] | 2020-01-19 | 4 | 19 | 4 | 2020-01-19 | 0 | 0%
[25 empty] | 2020-01-19 | 5 | 19 | 5 | 2020-01-19 | 0 | 0%
[25 empty] | 2020-01-19 | 6 | 19 | 6 | 2020-01-19 | 0 | 0%
[25 empty] | 2020-01-19 | 7 | 19 | 7 | 2020-01-19 | 0 | 0%
[25 empty] | 2020-01-19 | 8 | 19 | 8 | 2020-01-19 | 3.097 | 3.744e-06%
[25 empty] | 2020-01-19 | 9 | 19 | 9 | 2020-01-19 | 0.92513 | 1.118e-06%
[25 empty] | 2020-01-19 | 10 | 19 | 10 | 2020-01-19 | 0 | 0%
[25 empty] | 2020-01-19 | 11 | 19 | 11 | 2020-01-19 | 0 | 0%
[25 empty] | 2020-01-19 | 12 | 19 | 12 | 2020-01-19 | 0 | 0%
[25 empty] | 2020-01-19 | 13 | 19 | 13 | 2020-01-19 | 0 | 0%
[25 empty] | 2020-01-19 | 14 | 19 | 14 | 2020-01-19 | 0 | 0%
[25 empty] | 2020-01-19 | 15 | 19 | 15 | 2020-01-19 | 0 | 0%
[25 empty] | 2020-01-19 | 16 | 19 | 16 | 2020-01-19 | 1.5865 | 1.918e-06%
[25 empty] | 2020-01-19 | 17 | 19 | 17 | 2020-01-19 | 0 | 0%
[25 empty] | 2020-01-19 | 18 | 19 | 18 | 2020-01-19 | 21.2916 | 2.574e-05%
[25 empty] | 2020-01-19 | 19 | 19 | 19 | 2020-01-19 | 17501.4715 | 0.02116%
[25 empty] | 2020-01-19 | 20 | 19 | 20 | 2020-01-19 | 25856.989 | 0.03126%
[25 empty] | 2020-01-19 | 21 | 19 | 21 | 2020-01-19 | 16399.8853 | 0.01983%
[25 empty] | 2020-01-19 | 22 | 19 | 22 | 2020-01-19 | 10630.524 | 0.01285%
[25 empty] | 2020-01-19 | 23 | 19 | 23 | 2020-01-19 | 1923.3391 | 0.002325%
[25 empty] | 2020-01-19 | 24 | 19 | 24 | 2020-01-19 | 0 | 0%
[25 empty] | 2020-01-20 | 1 | 20 | 1 | 2020-01-20 | 5.3909 | 6.517e-06%
[25 empty] | 2020-01-20 | 2 | 20 | 2 | 2020-01-20 | 0 | 0%
[25 empty] | 2020-01-20 | 3 | 20 | 3 | 2020-01-20 | 0 | 0%
[25 empty] | 2020-01-20 | 4 | 20 | 4 | 2020-01-20 | 0 | 0%
[25 empty] | 2020-01-20 | 5 | 20 | 5 | 2020-01-20 | 0 | 0%
[25 empty] | 2020-01-20 | 6 | 20 | 6 | 2020-01-20 | 0 | 0%
[25 empty] | 2020-01-20 | 7 | 20 | 7 | 2020-01-20 | 0 | 0%
[25 empty] | 2020-01-20 | 8 | 20 | 8 | 2020-01-20 | 576.4173 | 0.0006969%
[25 empty] | 2020-01-20 | 9 | 20 | 9 | 2020-01-20 | 1809.5122 | 0.002188%
[25 empty] | 2020-01-20 | 10 | 20 | 10 | 2020-01-20 | 89.3721 | 0.000108%
[25 empty] | 2020-01-20 | 11 | 20 | 11 | 2020-01-20 | 0 | 0%
[25 empty] | 2020-01-20 | 12 | 20 | 12 | 2020-01-20 | 0 | 0%
[25 empty] | 2020-01-20 | 13 | 20 | 13 | 2020-01-20 | 0 | 0%
[25 empty] | 2020-01-20 | 14 | 20 | 14 | 2020-01-20 | 0 | 0%
[25 empty] | 2020-01-20 | 15 | 20 | 15 | 2020-01-20 | 0 | 0%
[25 empty] | 2020-01-20 | 16 | 20 | 16 | 2020-01-20 | 0 | 0%
[25 empty] | 2020-01-20 | 17 | 20 | 17 | 2020-01-20 | 306.0941 | 0.0003701%
[25 empty] | 2020-01-20 | 18 | 20 | 18 | 2020-01-20 | 4462.0088 | 0.005394%
[25 empty] | 2020-01-20 | 19 | 20 | 19 | 2020-01-20 | 43663.0683 | 0.05279%
[25 empty] | 2020-01-20 | 20 | 20 | 20 | 2020-01-20 | 49807.7236 | 0.06022%
[25 empty] | 2020-01-20 | 21 | 20 | 21 | 2020-01-20 | 37941.3232 | 0.04587%
[25 empty] | 2020-01-20 | 22 | 20 | 22 | 2020-01-20 | 27439.3031 | 0.03317%
[25 empty] | 2020-01-20 | 23 | 20 | 23 | 2020-01-20 | 13180.548 | 0.01593%
[25 empty] | 2020-01-20 | 24 | 20 | 24 | 2020-01-20 | 502.4285 | 0.0006074%
[25 empty] | 2020-01-21 | 1 | 21 | 1 | 2020-01-21 | 8.8385 | 1.069e-05%
[25 empty] | 2020-01-21 | 2 | 21 | 2 | 2020-01-21 | 0 | 0%
[25 empty] | 2020-01-21 | 3 | 21 | 3 | 2020-01-21 | 0 | 0%
[25 empty] | 2020-01-21 | 4 | 21 | 4 | 2020-01-21 | 0 | 0%
[25 empty] | 2020-01-21 | 5 | 21 | 5 | 2020-01-21 | 0 | 0%
[25 empty] | 2020-01-21 | 6 | 21 | 6 | 2020-01-21 | 0 | 0%
[25 empty] | 2020-01-21 | 7 | 21 | 7 | 2020-01-21 | 0 | 0%
[25 empty] | 2020-01-21 | 8 | 21 | 8 | 2020-01-21 | 1694.6945 | 0.002049%
[25 empty] | 2020-01-21 | 9 | 21 | 9 | 2020-01-21 | 3075.9585 | 0.003719%
[25 empty] | 2020-01-21 | 10 | 21 | 10 | 2020-01-21 | 262.2335 | 0.000317%
[25 empty] | 2020-01-21 | 11 | 21 | 11 | 2020-01-21 | 0 | 0%
[25 empty] | 2020-01-21 | 12 | 21 | 12 | 2020-01-21 | 0 | 0%
[25 empty] | 2020-01-21 | 13 | 21 | 13 | 2020-01-21 | 0 | 0%
[25 empty] | 2020-01-21 | 14 | 21 | 14 | 2020-01-21 | 0 | 0%
[25 empty] | 2020-01-21 | 15 | 21 | 15 | 2020-01-21 | 0 | 0%
[25 empty] | 2020-01-21 | 16 | 21 | 16 | 2020-01-21 | 23.0559 | 2.787e-05%
[25 empty] | 2020-01-21 | 17 | 21 | 17 | 2020-01-21 | 548.1511 | 0.0006627%
[25 empty] | 2020-01-21 | 18 | 21 | 18 | 2020-01-21 | 7720.4727 | 0.009334%
[25 empty] | 2020-01-21 | 19 | 21 | 19 | 2020-01-21 | 48372.1356 | 0.05848%
[25 empty] | 2020-01-21 | 20 | 21 | 20 | 2020-01-21 | 54791.9482 | 0.06624%
[25 empty] | 2020-01-21 | 21 | 21 | 21 | 2020-01-21 | 44638.8775 | 0.05397%
[25 empty] | 2020-01-21 | 22 | 21 | 22 | 2020-01-21 | 33210.7263 | 0.04015%
[25 empty] | 2020-01-21 | 23 | 21 | 23 | 2020-01-21 | 17885.3594 | 0.02162%
[25 empty] | 2020-01-21 | 24 | 21 | 24 | 2020-01-21 | 1213.5688 | 0.001467%
[25 empty] | 2020-01-22 | 1 | 22 | 1 | 2020-01-22 | 3.2443 | 3.922e-06%
[25 empty] | 2020-01-22 | 2 | 22 | 2 | 2020-01-22 | 0 | 0%
[25 empty] | 2020-01-22 | 3 | 22 | 3 | 2020-01-22 | 0 | 0%
[25 empty] | 2020-01-22 | 4 | 22 | 4 | 2020-01-22 | 0 | 0%
[25 empty] | 2020-01-22 | 5 | 22 | 5 | 2020-01-22 | 0 | 0%
[25 empty] | 2020-01-22 | 6 | 22 | 6 | 2020-01-22 | 0 | 0%
[25 empty] | 2020-01-22 | 7 | 22 | 7 | 2020-01-22 | 0 | 0%
[25 empty] | 2020-01-22 | 8 | 22 | 8 | 2020-01-22 | 369.6962 | 0.0004469%
[25 empty] | 2020-01-22 | 9 | 22 | 9 | 2020-01-22 | 925.0224 | 0.001118%
[25 empty] | 2020-01-22 | 10 | 22 | 10 | 2020-01-22 | 0 | 0%
[25 empty] | 2020-01-22 | 11 | 22 | 11 | 2020-01-22 | 0 | 0%
[25 empty] | 2020-01-22 | 12 | 22 | 12 | 2020-01-22 | 0 | 0%
[25 empty] | 2020-01-22 | 13 | 22 | 13 | 2020-01-22 | 0 | 0%
[25 empty] | 2020-01-22 | 14 | 22 | 14 | 2020-01-22 | 0 | 0%
[25 empty] | 2020-01-22 | 15 | 22 | 15 | 2020-01-22 | 0 | 0%
[25 empty] | 2020-01-22 | 16 | 22 | 16 | 2020-01-22 | 6.9014 | 8.343e-06%
[25 empty] | 2020-01-22 | 17 | 22 | 17 | 2020-01-22 | 0 | 0%
[25 empty] | 2020-01-22 | 18 | 22 | 18 | 2020-01-22 | 2921.9722 | 0.003533%
[25 empty] | 2020-01-22 | 19 | 22 | 19 | 2020-01-22 | 39264.2229 | 0.04747%
[25 empty] | 2020-01-22 | 20 | 22 | 20 | 2020-01-22 | 47855.1165 | 0.05785%
[25 empty] | 2020-01-22 | 21 | 22 | 21 | 2020-01-22 | 37517.5909 | 0.04536%
[25 empty] | 2020-01-22 | 22 | 22 | 22 | 2020-01-22 | 28220.1037 | 0.03412%
[25 empty] | 2020-01-22 | 23 | 22 | 23 | 2020-01-22 | 15483.0792 | 0.01872%
[25 empty] | 2020-01-22 | 24 | 22 | 24 | 2020-01-22 | 1018.6599 | 0.001232%
[25 empty] | 2020-01-23 | 1 | 23 | 1 | 2020-01-23 | 5.5821 | 6.749e-06%
[25 empty] | 2020-01-23 | 2 | 23 | 2 | 2020-01-23 | 0 | 0%
[25 empty] | 2020-01-23 | 3 | 23 | 3 | 2020-01-23 | 0 | 0%
[25 empty] | 2020-01-23 | 4 | 23 | 4 | 2020-01-23 | 0 | 0%
[25 empty] | 2020-01-23 | 5 | 23 | 5 | 2020-01-23 | 0 | 0%
[25 empty] | 2020-01-23 | 6 | 23 | 6 | 2020-01-23 | 0 | 0%
[25 empty] | 2020-01-23 | 7 | 23 | 7 | 2020-01-23 | 0 | 0%
[25 empty] | 2020-01-23 | 8 | 23 | 8 | 2020-01-23 | 16.8891 | 2.042e-05%
[25 empty] | 2020-01-23 | 9 | 23 | 9 | 2020-01-23 | 28.9803 | 3.504e-05%
[25 empty] | 2020-01-23 | 10 | 23 | 10 | 2020-01-23 | 0 | 0%
[25 empty] | 2020-01-23 | 11 | 23 | 11 | 2020-01-23 | 0 | 0%
[25 empty] | 2020-01-23 | 12 | 23 | 12 | 2020-01-23 | 0 | 0%
[25 empty] | 2020-01-23 | 13 | 23 | 13 | 2020-01-23 | 0 | 0%
[25 empty] | 2020-01-23 | 14 | 23 | 14 | 2020-01-23 | 0 | 0%
[25 empty] | 2020-01-23 | 15 | 23 | 15 | 2020-01-23 | 0 | 0%
[25 empty] | 2020-01-23 | 16 | 23 | 16 | 2020-01-23 | 2.8249 | 3.415e-06%
[25 empty] | 2020-01-23 | 17 | 23 | 17 | 2020-01-23 | 0 | 0%
[25 empty] | 2020-01-23 | 18 | 23 | 18 | 2020-01-23 | 1553.209 | 0.001878%
[25 empty] | 2020-01-23 | 19 | 23 | 19 | 2020-01-23 | 34019.0428 | 0.04113%
[25 empty] | 2020-01-23 | 20 | 23 | 20 | 2020-01-23 | 39896.6228 | 0.04823%
[25 empty] | 2020-01-23 | 21 | 23 | 21 | 2020-01-23 | 29824.0479 | 0.03606%
[25 empty] | 2020-01-23 | 22 | 23 | 22 | 2020-01-23 | 18457.8775 | 0.02231%
[25 empty] | 2020-01-23 | 23 | 23 | 23 | 2020-01-23 | 6208.4536 | 0.007506%
[25 empty] | 2020-01-23 | 24 | 23 | 24 | 2020-01-23 | 16.0597 | 1.942e-05%
[25 empty] | 2020-01-24 | 1 | 24 | 1 | 2020-01-24 | 0 | 0%
[25 empty] | 2020-01-24 | 2 | 24 | 2 | 2020-01-24 | 0 | 0%
[25 empty] | 2020-01-24 | 3 | 24 | 3 | 2020-01-24 | 0 | 0%
[25 empty] | 2020-01-24 | 4 | 24 | 4 | 2020-01-24 | 0 | 0%
[25 empty] | 2020-01-24 | 5 | 24 | 5 | 2020-01-24 | 0 | 0%
[25 empty] | 2020-01-24 | 6 | 24 | 6 | 2020-01-24 | 0 | 0%
[25 empty] | 2020-01-24 | 7 | 24 | 7 | 2020-01-24 | 0 | 0%
[25 empty] | 2020-01-24 | 8 | 24 | 8 | 2020-01-24 | 4.7729 | 5.77e-06%
[25 empty] | 2020-01-24 | 9 | 24 | 9 | 2020-01-24 | 0 | 0%
[25 empty] | 2020-01-24 | 10 | 24 | 10 | 2020-01-24 | 0 | 0%
[25 empty] | 2020-01-24 | 11 | 24 | 11 | 2020-01-24 | 0 | 0%
[25 empty] | 2020-01-24 | 12 | 24 | 12 | 2020-01-24 | 0 | 0%
[25 empty] | 2020-01-24 | 13 | 24 | 13 | 2020-01-24 | 0 | 0%
[25 empty] | 2020-01-24 | 14 | 24 | 14 | 2020-01-24 | 0 | 0%
[25 empty] | 2020-01-24 | 15 | 24 | 15 | 2020-01-24 | 0 | 0%
[25 empty] | 2020-01-24 | 16 | 24 | 16 | 2020-01-24 | 0 | 0%
[25 empty] | 2020-01-24 | 17 | 24 | 17 | 2020-01-24 | 0 | 0%
[25 empty] | 2020-01-24 | 18 | 24 | 18 | 2020-01-24 | 523.6386 | 0.0006331%
[25 empty] | 2020-01-24 | 19 | 24 | 19 | 2020-01-24 | 29744.5632 | 0.03596%
[25 empty] | 2020-01-24 | 20 | 24 | 20 | 2020-01-24 | 36161.5438 | 0.04372%
[25 empty] | 2020-01-24 | 21 | 24 | 21 | 2020-01-24 | 26979.3218 | 0.03262%
[25 empty] | 2020-01-24 | 22 | 24 | 22 | 2020-01-24 | 17775.5415 | 0.02149%
[25 empty] | 2020-01-24 | 23 | 24 | 23 | 2020-01-24 | 8038.6146 | 0.009718%
[25 empty] | 2020-01-24 | 24 | 24 | 24 | 2020-01-24 | 345.6838 | 0.0004179%
[25 empty] | 2020-01-25 | 1 | 25 | 1 | 2020-01-25 | 0 | 0%
[25 empty] | 2020-01-25 | 2 | 25 | 2 | 2020-01-25 | 0 | 0%
[25 empty] | 2020-01-25 | 3 | 25 | 3 | 2020-01-25 | 0 | 0%
[25 empty] | 2020-01-25 | 4 | 25 | 4 | 2020-01-25 | 0 | 0%
[25 empty] | 2020-01-25 | 5 | 25 | 5 | 2020-01-25 | 0 | 0%
[25 empty] | 2020-01-25 | 6 | 25 | 6 | 2020-01-25 | 0 | 0%
[25 empty] | 2020-01-25 | 7 | 25 | 7 | 2020-01-25 | 0 | 0%
[25 empty] | 2020-01-25 | 8 | 25 | 8 | 2020-01-25 | 0 | 0%
[25 empty] | 2020-01-25 | 9 | 25 | 9 | 2020-01-25 | 0 | 0%
[25 empty] | 2020-01-25 | 10 | 25 | 10 | 2020-01-25 | 0 | 0%
[25 empty] | 2020-01-25 | 11 | 25 | 11 | 2020-01-25 | 0 | 0%
[25 empty] | 2020-01-25 | 12 | 25 | 12 | 2020-01-25 | 0 | 0%
[25 empty] | 2020-01-25 | 13 | 25 | 13 | 2020-01-25 | 0 | 0%
[25 empty] | 2020-01-25 | 14 | 25 | 14 | 2020-01-25 | 0 | 0%
[25 empty] | 2020-01-25 | 15 | 25 | 15 | 2020-01-25 | 0 | 0%
[25 empty] | 2020-01-25 | 16 | 25 | 16 | 2020-01-25 | 0 | 0%
[25 empty] | 2020-01-25 | 17 | 25 | 17 | 2020-01-25 | 0 | 0%
[25 empty] | 2020-01-25 | 18 | 25 | 18 | 2020-01-25 | 0 | 0%
[25 empty] | 2020-01-25 | 19 | 25 | 19 | 2020-01-25 | 12212.8726 | 0.01476%
[25 empty] | 2020-01-25 | 20 | 25 | 20 | 2020-01-25 | 22558.492 | 0.02727%
[25 empty] | 2020-01-25 | 21 | 25 | 21 | 2020-01-25 | 13376.5375 | 0.01617%
[25 empty] | 2020-01-25 | 22 | 25 | 22 | 2020-01-25 | 9250.6305 | 0.01118%
[25 empty] | 2020-01-25 | 23 | 25 | 23 | 2020-01-25 | 1465.0861 | 0.001771%
[25 empty] | 2020-01-25 | 24 | 25 | 24 | 2020-01-25 | 0 | 0%
[25 empty] | 2020-01-26 | 1 | 26 | 1 | 2020-01-26 | 3.7662 | 4.553e-06%
[25 empty] | 2020-01-26 | 2 | 26 | 2 | 2020-01-26 | 0 | 0%
[25 empty] | 2020-01-26 | 3 | 26 | 3 | 2020-01-26 | 0 | 0%
[25 empty] | 2020-01-26 | 4 | 26 | 4 | 2020-01-26 | 0 | 0%
[25 empty] | 2020-01-26 | 5 | 26 | 5 | 2020-01-26 | 0 | 0%
[25 empty] | 2020-01-26 | 6 | 26 | 6 | 2020-01-26 | 0 | 0%
[25 empty] | 2020-01-26 | 7 | 26 | 7 | 2020-01-26 | 0 | 0%
[25 empty] | 2020-01-26 | 8 | 26 | 8 | 2020-01-26 | 0 | 0%
[25 empty] | 2020-01-26 | 9 | 26 | 9 | 2020-01-26 | 0 | 0%
[25 empty] | 2020-01-26 | 10 | 26 | 10 | 2020-01-26 | 0 | 0%
[25 empty] | 2020-01-26 | 11 | 26 | 11 | 2020-01-26 | 0 | 0%
[25 empty] | 2020-01-26 | 12 | 26 | 12 | 2020-01-26 | 0 | 0%
[25 empty] | 2020-01-26 | 13 | 26 | 13 | 2020-01-26 | 0 | 0%
[25 empty] | 2020-01-26 | 14 | 26 | 14 | 2020-01-26 | 0 | 0%
[25 empty] | 2020-01-26 | 15 | 26 | 15 | 2020-01-26 | 0 | 0%
[25 empty] | 2020-01-26 | 16 | 26 | 16 | 2020-01-26 | 6.8373 | 8.266e-06%
[25 empty] | 2020-01-26 | 17 | 26 | 17 | 2020-01-26 | 0 | 0%
[25 empty] | 2020-01-26 | 18 | 26 | 18 | 2020-01-26 | 96.4725 | 0.0001166%
[25 empty] | 2020-01-26 | 19 | 26 | 19 | 2020-01-26 | 21690.2065 | 0.02622%
[25 empty] | 2020-01-26 | 20 | 26 | 20 | 2020-01-26 | 30195.7114 | 0.03651%
[25 empty] | 2020-01-26 | 21 | 26 | 21 | 2020-01-26 | 21130.1938 | 0.02555%
[25 empty] | 2020-01-26 | 22 | 26 | 22 | 2020-01-26 | 15445.5339 | 0.01867%
[25 empty] | 2020-01-26 | 23 | 26 | 23 | 2020-01-26 | 3869.8782 | 0.004678%
[25 empty] | 2020-01-26 | 24 | 26 | 24 | 2020-01-26 | 77.3075 | 9.346e-05%
[25 empty] | 2020-01-27 | 1 | 27 | 1 | 2020-01-27 | 0 | 0%
[25 empty] | 2020-01-27 | 2 | 27 | 2 | 2020-01-27 | 0 | 0%
[25 empty] | 2020-01-27 | 3 | 27 | 3 | 2020-01-27 | 0 | 0%
[25 empty] | 2020-01-27 | 4 | 27 | 4 | 2020-01-27 | 0 | 0%
[25 empty] | 2020-01-27 | 5 | 27 | 5 | 2020-01-27 | 0 | 0%
[25 empty] | 2020-01-27 | 6 | 27 | 6 | 2020-01-27 | 0 | 0%
[25 empty] | 2020-01-27 | 7 | 27 | 7 | 2020-01-27 | 0 | 0%
[25 empty] | 2020-01-27 | 8 | 27 | 8 | 2020-01-27 | 1555.2072 | 0.00188%
[25 empty] | 2020-01-27 | 9 | 27 | 9 | 2020-01-27 | 2740.4663 | 0.003313%
[25 empty] | 2020-01-27 | 10 | 27 | 10 | 2020-01-27 | 151.6297 | 0.0001833%
[25 empty] | 2020-01-27 | 11 | 27 | 11 | 2020-01-27 | 0 | 0%
[25 empty] | 2020-01-27 | 12 | 27 | 12 | 2020-01-27 | 0 | 0%
[25 empty] | 2020-01-27 | 13 | 27 | 13 | 2020-01-27 | 0 | 0%
[25 empty] | 2020-01-27 | 14 | 27 | 14 | 2020-01-27 | 0 | 0%
[25 empty] | 2020-01-27 | 15 | 27 | 15 | 2020-01-27 | 0 | 0%
[25 empty] | 2020-01-27 | 16 | 27 | 16 | 2020-01-27 | 23.5926 | 2.852e-05%
[25 empty] | 2020-01-27 | 17 | 27 | 17 | 2020-01-27 | 42.3496 | 5.12e-05%
[25 empty] | 2020-01-27 | 18 | 27 | 18 | 2020-01-27 | 7929.248 | 0.009586%
[25 empty] | 2020-01-27 | 19 | 27 | 19 | 2020-01-27 | 49742.8807 | 0.06014%
[25 empty] | 2020-01-27 | 20 | 27 | 20 | 2020-01-27 | 54376.7277 | 0.06574%
[25 empty] | 2020-01-27 | 21 | 27 | 21 | 2020-01-27 | 44209.9266 | 0.05345%
[25 empty] | 2020-01-27 | 22 | 27 | 22 | 2020-01-27 | 32652.4266 | 0.03948%
[25 empty] | 2020-01-27 | 23 | 27 | 23 | 2020-01-27 | 18732.2939 | 0.02265%
[25 empty] | 2020-01-27 | 24 | 27 | 24 | 2020-01-27 | 1267.2264 | 0.001532%
[25 empty] | 2020-01-28 | 1 | 28 | 1 | 2020-01-28 | 16.3772 | 1.98e-05%
[25 empty] | 2020-01-28 | 2 | 28 | 2 | 2020-01-28 | 0 | 0%
[25 empty] | 2020-01-28 | 3 | 28 | 3 | 2020-01-28 | 0 | 0%
[25 empty] | 2020-01-28 | 4 | 28 | 4 | 2020-01-28 | 0 | 0%
[25 empty] | 2020-01-28 | 5 | 28 | 5 | 2020-01-28 | 0 | 0%
[25 empty] | 2020-01-28 | 6 | 28 | 6 | 2020-01-28 | 0 | 0%
[25 empty] | 2020-01-28 | 7 | 28 | 7 | 2020-01-28 | 0 | 0%
[25 empty] | 2020-01-28 | 8 | 28 | 8 | 2020-01-28 | 965.643 | 0.001167%
[25 empty] | 2020-01-28 | 9 | 28 | 9 | 2020-01-28 | 1254.1142 | 0.001516%
[25 empty] | 2020-01-28 | 10 | 28 | 10 | 2020-01-28 | 12.0848 | 1.461e-05%
[25 empty] | 2020-01-28 | 11 | 28 | 11 | 2020-01-28 | 0 | 0%
[25 empty] | 2020-01-28 | 12 | 28 | 12 | 2020-01-28 | 0 | 0%
[25 empty] | 2020-01-28 | 13 | 28 | 13 | 2020-01-28 | 0 | 0%
[25 empty] | 2020-01-28 | 14 | 28 | 14 | 2020-01-28 | 0 | 0%
[25 empty] | 2020-01-28 | 15 | 28 | 15 | 2020-01-28 | 0 | 0%
[25 empty] | 2020-01-28 | 16 | 28 | 16 | 2020-01-28 | 0 | 0%
[25 empty] | 2020-01-28 | 17 | 28 | 17 | 2020-01-28 | 12.2799 | 1.485e-05%
[25 empty] | 2020-01-28 | 18 | 28 | 18 | 2020-01-28 | 4222.247 | 0.005104%
[25 empty] | 2020-01-28 | 19 | 28 | 19 | 2020-01-28 | 40422.8378 | 0.04887%
[25 empty] | 2020-01-28 | 20 | 28 | 20 | 2020-01-28 | 48806.7028 | 0.059%
[25 empty] | 2020-01-28 | 21 | 28 | 21 | 2020-01-28 | 38008.8898 | 0.04595%
[25 empty] | 2020-01-28 | 22 | 28 | 22 | 2020-01-28 | 27587.0969 | 0.03335%
[25 empty] | 2020-01-28 | 23 | 28 | 23 | 2020-01-28 | 13109.8484 | 0.01585%
[25 empty] | 2020-01-28 | 24 | 28 | 24 | 2020-01-28 | 557.9809 | 0.0006746%
[25 empty] | 2020-01-29 | 1 | 29 | 1 | 2020-01-29 | 0 | 0%
[25 empty] | 2020-01-29 | 2 | 29 | 2 | 2020-01-29 | 0 | 0%
[25 empty] | 2020-01-29 | 3 | 29 | 3 | 2020-01-29 | 0 | 0%
[25 empty] | 2020-01-29 | 4 | 29 | 4 | 2020-01-29 | 0 | 0%
[25 empty] | 2020-01-29 | 5 | 29 | 5 | 2020-01-29 | 0 | 0%
[25 empty] | 2020-01-29 | 6 | 29 | 6 | 2020-01-29 | 0 | 0%
[25 empty] | 2020-01-29 | 7 | 29 | 7 | 2020-01-29 | 0 | 0%
[25 empty] | 2020-01-29 | 8 | 29 | 8 | 2020-01-29 | 648.0289 | 0.0007834%
[25 empty] | 2020-01-29 | 9 | 29 | 9 | 2020-01-29 | 937.8144 | 0.001134%
[25 empty] | 2020-01-29 | 10 | 29 | 10 | 2020-01-29 | 0 | 0%
[25 empty] | 2020-01-29 | 11 | 29 | 11 | 2020-01-29 | 0 | 0%
[25 empty] | 2020-01-29 | 12 | 29 | 12 | 2020-01-29 | 0 | 0%
[25 empty] | 2020-01-29 | 13 | 29 | 13 | 2020-01-29 | 0 | 0%
[25 empty] | 2020-01-29 | 14 | 29 | 14 | 2020-01-29 | 0 | 0%
[25 empty] | 2020-01-29 | 15 | 29 | 15 | 2020-01-29 | 0 | 0%
[25 empty] | 2020-01-29 | 16 | 29 | 16 | 2020-01-29 | 0 | 0%
[25 empty] | 2020-01-29 | 17 | 29 | 17 | 2020-01-29 | 0 | 0%
[25 empty] | 2020-01-29 | 18 | 29 | 18 | 2020-01-29 | 3748.4413 | 0.004532%
[25 empty] | 2020-01-29 | 19 | 29 | 19 | 2020-01-29 | 37366.8036 | 0.04517%
[25 empty] | 2020-01-29 | 20 | 29 | 20 | 2020-01-29 | 46436.8036 | 0.05614%
[25 empty] | 2020-01-29 | 21 | 29 | 21 | 2020-01-29 | 34366.8036 | 0.04155%
[25 empty] | 2020-01-29 | 22 | 29 | 22 | 2020-01-29 | 23723.1864 | 0.02868%
[25 empty] | 2020-01-29 | 23 | 29 | 23 | 2020-01-29 | 9957.8561 | 0.01204%
[25 empty] | 2020-01-29 | 24 | 29 | 24 | 2020-01-29 | 102.6016 | 0.000124%
[25 empty] | 2020-01-30 | 1 | 30 | 1 | 2020-01-30 | 0.24474 | 2.959e-07%
[25 empty] | 2020-01-30 | 2 | 30 | 2 | 2020-01-30 | 0 | 0%
[25 empty] | 2020-01-30 | 3 | 30 | 3 | 2020-01-30 | 0 | 0%
[25 empty] | 2020-01-30 | 4 | 30 | 4 | 2020-01-30 | 0 | 0%
[25 empty] | 2020-01-30 | 5 | 30 | 5 | 2020-01-30 | 0 | 0%
[25 empty] | 2020-01-30 | 6 | 30 | 6 | 2020-01-30 | 0 | 0%
[25 empty] | 2020-01-30 | 7 | 30 | 7 | 2020-01-30 | 0 | 0%
[25 empty] | 2020-01-30 | 8 | 30 | 8 | 2020-01-30 | 579.1617 | 0.0007002%
[25 empty] | 2020-01-30 | 9 | 30 | 9 | 2020-01-30 | 932.8117 | 0.001128%
[25 empty] | 2020-01-30 | 10 | 30 | 10 | 2020-01-30 | 0 | 0%
[25 empty] | 2020-01-30 | 11 | 30 | 11 | 2020-01-30 | 0 | 0%
[25 empty] | 2020-01-30 | 12 | 30 | 12 | 2020-01-30 | 0 | 0%
[25 empty] | 2020-01-30 | 13 | 30 | 13 | 2020-01-30 | 0 | 0%
[25 empty] | 2020-01-30 | 14 | 30 | 14 | 2020-01-30 | 0 | 0%
[25 empty] | 2020-01-30 | 15 | 30 | 15 | 2020-01-30 | 0 | 0%
[25 empty] | 2020-01-30 | 16 | 30 | 16 | 2020-01-30 | 0 | 0%
[25 empty] | 2020-01-30 | 17 | 30 | 17 | 2020-01-30 | 0 | 0%
[25 empty] | 2020-01-30 | 18 | 30 | 18 | 2020-01-30 | 3881.4782 | 0.004693%
[25 empty] | 2020-01-30 | 19 | 30 | 19 | 2020-01-30 | 38729.3647 | 0.04682%
[25 empty] | 2020-01-30 | 20 | 30 | 20 | 2020-01-30 | 49039.8773 | 0.05929%
[25 empty] | 2020-01-30 | 21 | 30 | 21 | 2020-01-30 | 37389.3434 | 0.0452%
[25 empty] | 2020-01-30 | 22 | 30 | 22 | 2020-01-30 | 26125.9766 | 0.03159%
[25 empty] | 2020-01-30 | 23 | 30 | 23 | 2020-01-30 | 10910.8754 | 0.01319%
[25 empty] | 2020-01-30 | 24 | 30 | 24 | 2020-01-30 | 118.8454 | 0.0001437%
[25 empty] | 2020-01-31 | 1 | 31 | 1 | 2020-01-31 | 74.7288 | 9.034e-05%
[25 empty] | 2020-01-31 | 2 | 31 | 2 | 2020-01-31 | 0 | 0%
[25 empty] | 2020-01-31 | 3 | 31 | 3 | 2020-01-31 | 0 | 0%
[25 empty] | 2020-01-31 | 4 | 31 | 4 | 2020-01-31 | 0 | 0%
[25 empty] | 2020-01-31 | 5 | 31 | 5 | 2020-01-31 | 0 | 0%
[25 empty] | 2020-01-31 | 6 | 31 | 6 | 2020-01-31 | 0 | 0%
[25 empty] | 2020-01-31 | 7 | 31 | 7 | 2020-01-31 | 0 | 0%
[25 empty] | 2020-01-31 | 8 | 31 | 8 | 2020-01-31 | 1332.8623 | 0.001611%
[25 empty] | 2020-01-31 | 9 | 31 | 9 | 2020-01-31 | 2430.8321 | 0.002939%
[25 empty] | 2020-01-31 | 10 | 31 | 10 | 2020-01-31 | 105.5527 | 0.0001276%
[25 empty] | 2020-01-31 | 11 | 31 | 11 | 2020-01-31 | 0 | 0%
[25 empty] | 2020-01-31 | 12 | 31 | 12 | 2020-01-31 | 0 | 0%
[25 empty] | 2020-01-31 | 13 | 31 | 13 | 2020-01-31 | 0 | 0%
[25 empty] | 2020-01-31 | 14 | 31 | 14 | 2020-01-31 | 0 | 0%
[25 empty] | 2020-01-31 | 15 | 31 | 15 | 2020-01-31 | 0 | 0%
[25 empty] | 2020-01-31 | 16 | 31 | 16 | 2020-01-31 | 9.5217 | 1.151e-05%
[25 empty] | 2020-01-31 | 17 | 31 | 17 | 2020-01-31 | 39.1771 | 4.736e-05%
[25 empty] | 2020-01-31 | 18 | 31 | 18 | 2020-01-31 | 7432.1727 | 0.008985%
[25 empty] | 2020-01-31 | 19 | 31 | 19 | 2020-01-31 | 50468.339 | 0.06101%
[25 empty] | 2020-01-31 | 20 | 31 | 20 | 2020-01-31 | 54776.5154 | 0.06622%
[25 empty] | 2020-01-31 | 21 | 31 | 21 | 2020-01-31 | 44401.2039 | 0.05368%
[25 empty] | 2020-01-31 | 22 | 31 | 22 | 2020-01-31 | 32992.7606 | 0.03989%
[25 empty] | 2020-01-31 | 23 | 31 | 23 | 2020-01-31 | 18437.8749 | 0.02229%
[25 empty] | 2020-01-31 | 24 | 31 | 24 | 2020-01-31 | 1408.0409 | 0.001702%
[25 empty] | 2020-02-01 | 1 | 1 | 1 | 2020-02-01 | 0.45992 | 5.56e-07%
[25 empty] | 2020-02-01 | 2 | 1 | 2 | 2020-02-01 | 0 | 0%
[25 empty] | 2020-02-01 | 3 | 1 | 3 | 2020-02-01 | 0 | 0%
[25 empty] | 2020-02-01 | 4 | 1 | 4 | 2020-02-01 | 0 | 0%
[25 empty] | 2020-02-01 | 5 | 1 | 5 | 2020-02-01 | 0 | 0%
[25 empty] | 2020-02-01 | 6 | 1 | 6 | 2020-02-01 | 0 | 0%
[25 empty] | 2020-02-01 | 7 | 1 | 7 | 2020-02-01 | 0 | 0%
[25 empty] | 2020-02-01 | 8 | 1 | 8 | 2020-02-01 | 0 | 0%
[25 empty] | 2020-02-01 | 9 | 1 | 9 | 2020-02-01 | 2.1843 | 2.641e-06%
[25 empty] | 2020-02-01 | 10 | 1 | 10 | 2020-02-01 | 0 | 0%
[25 empty] | 2020-02-01 | 11 | 1 | 11 | 2020-02-01 | 0 | 0%
[25 empty] | 2020-02-01 | 12 | 1 | 12 | 2020-02-01 | 0 | 0%
[25 empty] | 2020-02-01 | 13 | 1 | 13 | 2020-02-01 | 0 | 0%
[25 empty] | 2020-02-01 | 14 | 1 | 14 | 2020-02-01 | 0 | 0%
[25 empty] | 2020-02-01 | 15 | 1 | 15 | 2020-02-01 | 0 | 0%
[25 empty] | 2020-02-01 | 16 | 1 | 16 | 2020-02-01 | 48.9687 | 5.92e-05%
[25 empty] | 2020-02-01 | 17 | 1 | 17 | 2020-02-01 | 0 | 0%
[25 empty] | 2020-02-01 | 18 | 1 | 18 | 2020-02-01 | 0 | 0%
[25 empty] | 2020-02-01 | 19 | 1 | 19 | 2020-02-01 | 5279.2792 | 0.006382%
[25 empty] | 2020-02-01 | 20 | 1 | 20 | 2020-02-01 | 25256.9927 | 0.03053%
[25 empty] | 2020-02-01 | 21 | 1 | 21 | 2020-02-01 | 17542.9501 | 0.02121%
[25 empty] | 2020-02-01 | 22 | 1 | 22 | 2020-02-01 | 12687.8818 | 0.01534%
[25 empty] | 2020-02-01 | 23 | 1 | 23 | 2020-02-01 | 2973.6152 | 0.003595%
[25 empty] | 2020-02-01 | 24 | 1 | 24 | 2020-02-01 | 24.6184 | 2.976e-05%
[25 empty] | 2020-02-02 | 1 | 2 | 1 | 2020-02-02 | 1.713 | 2.071e-06%
[25 empty] | 2020-02-02 | 2 | 2 | 2 | 2020-02-02 | 0 | 0%
[25 empty] | 2020-02-02 | 3 | 2 | 3 | 2020-02-02 | 0 | 0%
[25 empty] | 2020-02-02 | 4 | 2 | 4 | 2020-02-02 | 0 | 0%
[25 empty] | 2020-02-02 | 5 | 2 | 5 | 2020-02-02 | 0 | 0%
[25 empty] | 2020-02-02 | 6 | 2 | 6 | 2020-02-02 | 0 | 0%
[25 empty] | 2020-02-02 | 7 | 2 | 7 | 2020-02-02 | 0 | 0%
[25 empty] | 2020-02-02 | 8 | 2 | 8 | 2020-02-02 | 9.9857 | 1.207e-05%
[25 empty] | 2020-02-02 | 9 | 2 | 9 | 2020-02-02 | 14.5568 | 1.76e-05%
[25 empty] | 2020-02-02 | 10 | 2 | 10 | 2020-02-02 | 0 | 0%
[25 empty] | 2020-02-02 | 11 | 2 | 11 | 2020-02-02 | 0 | 0%
[25 empty] | 2020-02-02 | 12 | 2 | 12 | 2020-02-02 | 0 | 0%
[25 empty] | 2020-02-02 | 13 | 2 | 13 | 2020-02-02 | 0 | 0%
[25 empty] | 2020-02-02 | 14 | 2 | 14 | 2020-02-02 | 0 | 0%
[25 empty] | 2020-02-02 | 15 | 2 | 15 | 2020-02-02 | 0 | 0%
[25 empty] | 2020-02-02 | 16 | 2 | 16 | 2020-02-02 | 0 | 0%
[25 empty] | 2020-02-02 | 17 | 2 | 17 | 2020-02-02 | 0 | 0%
[25 empty] | 2020-02-02 | 18 | 2 | 18 | 2020-02-02 | 0 | 0%
[25 empty] | 2020-02-02 | 19 | 2 | 19 | 2020-02-02 | 4281.6931 | 0.005176%
[25 empty] | 2020-02-02 | 20 | 2 | 20 | 2020-02-02 | 17421.9229 | 0.02106%
[25 empty] | 2020-02-02 | 21 | 2 | 21 | 2020-02-02 | 11858.0864 | 0.01434%
[25 empty] | 2020-02-02 | 22 | 2 | 22 | 2020-02-02 | 9599.7924 | 0.01161%
[25 empty] | 2020-02-02 | 23 | 2 | 23 | 2020-02-02 | 1595.4478 | 0.001929%
[25 empty] | 2020-02-02 | 24 | 2 | 24 | 2020-02-02 | 0 | 0%
[25 empty] | 2020-02-03 | 1 | 3 | 1 | 2020-02-03 | 18.1872 | 2.199e-05%
[25 empty] | 2020-02-03 | 2 | 3 | 2 | 2020-02-03 | 0 | 0%
[25 empty] | 2020-02-03 | 3 | 3 | 3 | 2020-02-03 | 0 | 0%
[25 empty] | 2020-02-03 | 4 | 3 | 4 | 2020-02-03 | 0 | 0%
[25 empty] | 2020-02-03 | 5 | 3 | 5 | 2020-02-03 | 0 | 0%
[25 empty] | 2020-02-03 | 6 | 3 | 6 | 2020-02-03 | 0 | 0%
[25 empty] | 2020-02-03 | 7 | 3 | 7 | 2020-02-03 | 0 | 0%
[25 empty] | 2020-02-03 | 8 | 3 | 8 | 2020-02-03 | 898.5713 | 0.001086%
[25 empty] | 2020-02-03 | 9 | 3 | 9 | 2020-02-03 | 1526.476 | 0.001845%
[25 empty] | 2020-02-03 | 10 | 3 | 10 | 2020-02-03 | 81.2113 | 9.818e-05%
[25 empty] | 2020-02-03 | 11 | 3 | 11 | 2020-02-03 | 0 | 0%
[25 empty] | 2020-02-03 | 12 | 3 | 12 | 2020-02-03 | 0 | 0%
[25 empty] | 2020-02-03 | 13 | 3 | 13 | 2020-02-03 | 0 | 0%
[25 empty] | 2020-02-03 | 14 | 3 | 14 | 2020-02-03 | 0 | 0%
[25 empty] | 2020-02-03 | 15 | 3 | 15 | 2020-02-03 | 0 | 0%
[25 empty] | 2020-02-03 | 16 | 3 | 16 | 2020-02-03 | 5.4236 | 6.557e-06%
[25 empty] | 2020-02-03 | 17 | 3 | 17 | 2020-02-03 | 1431.8712 | 0.001731%
[25 empty] | 2020-02-03 | 18 | 3 | 18 | 2020-02-03 | 18095.5382 | 0.02188%
[25 empty] | 2020-02-03 | 19 | 3 | 19 | 2020-02-03 | 47687.3056 | 0.05765%
[25 empty] | 2020-02-03 | 20 | 3 | 20 | 2020-02-03 | 61765.5027 | 0.07467%
[25 empty] | 2020-02-03 | 21 | 3 | 21 | 2020-02-03 | 50163.4354 | 0.06065%
[25 empty] | 2020-02-03 | 22 | 3 | 22 | 2020-02-03 | 38327.4978 | 0.04634%
[25 empty] | 2020-02-03 | 23 | 3 | 23 | 2020-02-03 | 21767.8671 | 0.02632%
[25 empty] | 2020-02-03 | 24 | 3 | 24 | 2020-02-03 | 1702.378 | 0.002058%
[25 empty] | 2020-02-04 | 1 | 4 | 1 | 2020-02-04 | 49.4556 | 5.979e-05%
[25 empty] | 2020-02-04 | 2 | 4 | 2 | 2020-02-04 | 0 | 0%
[25 empty] | 2020-02-04 | 3 | 4 | 3 | 2020-02-04 | 0 | 0%
[25 empty] | 2020-02-04 | 4 | 4 | 4 | 2020-02-04 | 0 | 0%
[25 empty] | 2020-02-04 | 5 | 4 | 5 | 2020-02-04 | 0 | 0%
[25 empty] | 2020-02-04 | 6 | 4 | 6 | 2020-02-04 | 0 | 0%
[25 empty] | 2020-02-04 | 7 | 4 | 7 | 2020-02-04 | 0 | 0%
[25 empty] | 2020-02-04 | 8 | 4 | 8 | 2020-02-04 | 1494.2523 | 0.001806%
[25 empty] | 2020-02-04 | 9 | 4 | 9 | 2020-02-04 | 2827.8315 | 0.003419%
[25 empty] | 2020-02-04 | 10 | 4 | 10 | 2020-02-04 | 84.024 | 0.0001016%
[25 empty] | 2020-02-04 | 11 | 4 | 11 | 2020-02-04 | 0 | 0%
[25 empty] | 2020-02-04 | 12 | 4 | 12 | 2020-02-04 | 0 | 0%
[25 empty] | 2020-02-04 | 13 | 4 | 13 | 2020-02-04 | 0 | 0%
[25 empty] | 2020-02-04 | 14 | 4 | 14 | 2020-02-04 | 0 | 0%
[25 empty] | 2020-02-04 | 15 | 4 | 15 | 2020-02-04 | 0 | 0%
[25 empty] | 2020-02-04 | 16 | 4 | 16 | 2020-02-04 | 39.0431 | 4.72e-05%
[25 empty] | 2020-02-04 | 17 | 4 | 17 | 2020-02-04 | 116.8412 | 0.0001413%
[25 empty] | 2020-02-04 | 18 | 4 | 18 | 2020-02-04 | 8862.1827 | 0.01071%
[25 empty] | 2020-02-04 | 19 | 4 | 19 | 2020-02-04 | 42012.1245 | 0.05079%
[25 empty] | 2020-02-04 | 20 | 4 | 20 | 2020-02-04 | 58531.9438 | 0.07076%
[25 empty] | 2020-02-04 | 21 | 4 | 21 | 2020-02-04 | 49266.1281 | 0.05956%
[25 empty] | 2020-02-04 | 22 | 4 | 22 | 2020-02-04 | 38122.8658 | 0.04609%
[25 empty] | 2020-02-04 | 23 | 4 | 23 | 2020-02-04 | 22329.6985 | 0.027%
[25 empty] | 2020-02-04 | 24 | 4 | 24 | 2020-02-04 | 2521.1786 | 0.003048%
[25 empty] | 2020-02-05 | 1 | 5 | 1 | 2020-02-05 | 1.0545 | 1.275e-06%
[25 empty] | 2020-02-05 | 2 | 5 | 2 | 2020-02-05 | 0 | 0%
[25 empty] | 2020-02-05 | 3 | 5 | 3 | 2020-02-05 | 0 | 0%
[25 empty] | 2020-02-05 | 4 | 5 | 4 | 2020-02-05 | 0 | 0%
[25 empty] | 2020-02-05 | 5 | 5 | 5 | 2020-02-05 | 0 | 0%
[25 empty] | 2020-02-05 | 6 | 5 | 6 | 2020-02-05 | 0 | 0%
[25 empty] | 2020-02-05 | 7 | 5 | 7 | 2020-02-05 | 0 | 0%
[25 empty] | 2020-02-05 | 8 | 5 | 8 | 2020-02-05 | 350.6424 | 0.0004239%
[25 empty] | 2020-02-05 | 9 | 5 | 9 | 2020-02-05 | 607.5275 | 0.0007345%
[25 empty] | 2020-02-05 | 10 | 5 | 10 | 2020-02-05 | 0 | 0%
[25 empty] | 2020-02-05 | 11 | 5 | 11 | 2020-02-05 | 0 | 0%
[25 empty] | 2020-02-05 | 12 | 5 | 12 | 2020-02-05 | 0 | 0%
[25 empty] | 2020-02-05 | 13 | 5 | 13 | 2020-02-05 | 0 | 0%
[25 empty] | 2020-02-05 | 14 | 5 | 14 | 2020-02-05 | 0 | 0%
[25 empty] | 2020-02-05 | 15 | 5 | 15 | 2020-02-05 | 0 | 0%
[25 empty] | 2020-02-05 | 16 | 5 | 16 | 2020-02-05 | 0.48436 | 5.856e-07%
[25 empty] | 2020-02-05 | 17 | 5 | 17 | 2020-02-05 | 7.7067 | 9.317e-06%
[25 empty] | 2020-02-05 | 18 | 5 | 18 | 2020-02-05 | 2599.5588 | 0.003143%
[25 empty] | 2020-02-05 | 19 | 5 | 19 | 2020-02-05 | 30249.2742 | 0.03657%
[25 empty] | 2020-02-05 | 20 | 5 | 20 | 2020-02-05 | 46934.1297 | 0.05674%
[25 empty] | 2020-02-05 | 21 | 5 | 21 | 2020-02-05 | 35988.6611 | 0.04351%
[25 empty] | 2020-02-05 | 22 | 5 | 22 | 2020-02-05 | 26031.1438 | 0.03147%
[25 empty] | 2020-02-05 | 23 | 5 | 23 | 2020-02-05 | 10940.8068 | 0.01323%
[25 empty] | 2020-02-05 | 24 | 5 | 24 | 2020-02-05 | 282.5425 | 0.0003416%
[25 empty] | 2020-02-06 | 1 | 6 | 1 | 2020-02-06 | 10.4622 | 1.265e-05%
[25 empty] | 2020-02-06 | 2 | 6 | 2 | 2020-02-06 | 0 | 0%
[25 empty] | 2020-02-06 | 3 | 6 | 3 | 2020-02-06 | 0 | 0%
[25 empty] | 2020-02-06 | 4 | 6 | 4 | 2020-02-06 | 0 | 0%
[25 empty] | 2020-02-06 | 5 | 6 | 5 | 2020-02-06 | 0 | 0%
[25 empty] | 2020-02-06 | 6 | 6 | 6 | 2020-02-06 | 0 | 0%
[25 empty] | 2020-02-06 | 7 | 6 | 7 | 2020-02-06 | 0 | 0%
[25 empty] | 2020-02-06 | 8 | 6 | 8 | 2020-02-06 | 612.102 | 0.00074%
[25 empty] | 2020-02-06 | 9 | 6 | 9 | 2020-02-06 | 966.0936 | 0.001168%
[25 empty] | 2020-02-06 | 10 | 6 | 10 | 2020-02-06 | 15.4422 | 1.867e-05%
[25 empty] | 2020-02-06 | 11 | 6 | 11 | 2020-02-06 | 0 | 0%
[25 empty] | 2020-02-06 | 12 | 6 | 12 | 2020-02-06 | 0 | 0%
[25 empty] | 2020-02-06 | 13 | 6 | 13 | 2020-02-06 | 0 | 0%
[25 empty] | 2020-02-06 | 14 | 6 | 14 | 2020-02-06 | 0 | 0%
[25 empty] | 2020-02-06 | 15 | 6 | 15 | 2020-02-06 | 0 | 0%
[25 empty] | 2020-02-06 | 16 | 6 | 16 | 2020-02-06 | 0 | 0%
[25 empty] | 2020-02-06 | 17 | 6 | 17 | 2020-02-06 | 74.4375 | 8.999e-05%
[25 empty] | 2020-02-06 | 18 | 6 | 18 | 2020-02-06 | 4031.3585 | 0.004874%
[25 empty] | 2020-02-06 | 19 | 6 | 19 | 2020-02-06 | 32267.9263 | 0.03901%
[25 empty] | 2020-02-06 | 20 | 6 | 20 | 2020-02-06 | 47341.1289 | 0.05723%
[25 empty] | 2020-02-06 | 21 | 6 | 21 | 2020-02-06 | 35852.0726 | 0.04334%
[25 empty] | 2020-02-06 | 22 | 6 | 22 | 2020-02-06 | 25460.8971 | 0.03078%
[25 empty] | 2020-02-06 | 23 | 6 | 23 | 2020-02-06 | 11075.0663 | 0.01339%
[25 empty] | 2020-02-06 | 24 | 6 | 24 | 2020-02-06 | 269.3321 | 0.0003256%
[25 empty] | 2020-02-07 | 1 | 7 | 1 | 2020-02-07 | 8.8003 | 1.064e-05%
[25 empty] | 2020-02-07 | 2 | 7 | 2 | 2020-02-07 | 0 | 0%
[25 empty] | 2020-02-07 | 3 | 7 | 3 | 2020-02-07 | 0 | 0%
[25 empty] | 2020-02-07 | 4 | 7 | 4 | 2020-02-07 | 0 | 0%
[25 empty] | 2020-02-07 | 5 | 7 | 5 | 2020-02-07 | 0 | 0%
[25 empty] | 2020-02-07 | 6 | 7 | 6 | 2020-02-07 | 0 | 0%
[25 empty] | 2020-02-07 | 7 | 7 | 7 | 2020-02-07 | 0 | 0%
[25 empty] | 2020-02-07 | 8 | 7 | 8 | 2020-02-07 | 608.0193 | 0.0007351%
[25 empty] | 2020-02-07 | 9 | 7 | 9 | 2020-02-07 | 1073.5706 | 0.001298%
[25 empty] | 2020-02-07 | 10 | 7 | 10 | 2020-02-07 | 0 | 0%
[25 empty] | 2020-02-07 | 11 | 7 | 11 | 2020-02-07 | 0 | 0%
[25 empty] | 2020-02-07 | 12 | 7 | 12 | 2020-02-07 | 0 | 0%
[25 empty] | 2020-02-07 | 13 | 7 | 13 | 2020-02-07 | 0 | 0%
[25 empty] | 2020-02-07 | 14 | 7 | 14 | 2020-02-07 | 0 | 0%
[25 empty] | 2020-02-07 | 15 | 7 | 15 | 2020-02-07 | 0 | 0%
[25 empty] | 2020-02-07 | 16 | 7 | 16 | 2020-02-07 | 5.8884 | 7.119e-06%
[25 empty] | 2020-02-07 | 17 | 7 | 17 | 2020-02-07 | 0 | 0%
[25 empty] | 2020-02-07 | 18 | 7 | 18 | 2020-02-07 | 1709.744 | 0.002067%
[25 empty] | 2020-02-07 | 19 | 7 | 19 | 2020-02-07 | 20222.8644 | 0.02445%
[25 empty] | 2020-02-07 | 20 | 7 | 20 | 2020-02-07 | 36926.5816 | 0.04464%
[25 empty] | 2020-02-07 | 21 | 7 | 21 | 2020-02-07 | 28828.7896 | 0.03485%
[25 empty] | 2020-02-07 | 22 | 7 | 22 | 2020-02-07 | 19563.1853 | 0.02365%
[25 empty] | 2020-02-07 | 23 | 7 | 23 | 2020-02-07 | 7901.1389 | 0.009552%
[25 empty] | 2020-02-07 | 24 | 7 | 24 | 2020-02-07 | 399.4151 | 0.0004829%
[25 empty] | 2020-02-08 | 1 | 8 | 1 | 2020-02-08 | 3.7144 | 4.491e-06%
[25 empty] | 2020-02-08 | 2 | 8 | 2 | 2020-02-08 | 0 | 0%
[25 empty] | 2020-02-08 | 3 | 8 | 3 | 2020-02-08 | 0 | 0%
[25 empty] | 2020-02-08 | 4 | 8 | 4 | 2020-02-08 | 0 | 0%
[25 empty] | 2020-02-08 | 5 | 8 | 5 | 2020-02-08 | 0 | 0%
[25 empty] | 2020-02-08 | 6 | 8 | 6 | 2020-02-08 | 0 | 0%
[25 empty] | 2020-02-08 | 7 | 8 | 7 | 2020-02-08 | 0 | 0%
[25 empty] | 2020-02-08 | 8 | 8 | 8 | 2020-02-08 | 1.7204 | 2.08e-06%
[25 empty] | 2020-02-08 | 9 | 8 | 9 | 2020-02-08 | 0 | 0%
[25 empty] | 2020-02-08 | 10 | 8 | 10 | 2020-02-08 | 0 | 0%
[25 empty] | 2020-02-08 | 11 | 8 | 11 | 2020-02-08 | 0 | 0%
[25 empty] | 2020-02-08 | 12 | 8 | 12 | 2020-02-08 | 0 | 0%
[25 empty] | 2020-02-08 | 13 | 8 | 13 | 2020-02-08 | 0 | 0%
[25 empty] | 2020-02-08 | 14 | 8 | 14 | 2020-02-08 | 0 | 0%
[25 empty] | 2020-02-08 | 15 | 8 | 15 | 2020-02-08 | 0 | 0%
[25 empty] | 2020-02-08 | 16 | 8 | 16 | 2020-02-08 | 0 | 0%
[25 empty] | 2020-02-08 | 17 | 8 | 17 | 2020-02-08 | 0 | 0%
[25 empty] | 2020-02-08 | 18 | 8 | 18 | 2020-02-08 | 4.5348 | 5.482e-06%
[25 empty] | 2020-02-08 | 19 | 8 | 19 | 2020-02-08 | 11563.5999 | 0.01398%
[25 empty] | 2020-02-08 | 20 | 8 | 20 | 2020-02-08 | 29501.1569 | 0.03567%
[25 empty] | 2020-02-08 | 21 | 8 | 21 | 2020-02-08 | 21298.6809 | 0.02575%
[25 empty] | 2020-02-08 | 22 | 8 | 22 | 2020-02-08 | 16618.2282 | 0.02009%
[25 empty] | 2020-02-08 | 23 | 8 | 23 | 2020-02-08 | 5042.1882 | 0.006096%
[25 empty] | 2020-02-08 | 24 | 8 | 24 | 2020-02-08 | 19.4393 | 2.35e-05%
[25 empty] | 2020-02-09 | 1 | 9 | 1 | 2020-02-09 | 0.10361 | 1.253e-07%
[25 empty] | 2020-02-09 | 2 | 9 | 2 | 2020-02-09 | 0 | 0%
[25 empty] | 2020-02-09 | 3 | 9 | 3 | 2020-02-09 | 0 | 0%
[25 empty] | 2020-02-09 | 4 | 9 | 4 | 2020-02-09 | 0 | 0%
[25 empty] | 2020-02-09 | 5 | 9 | 5 | 2020-02-09 | 0 | 0%
[25 empty] | 2020-02-09 | 6 | 9 | 6 | 2020-02-09 | 0 | 0%
[25 empty] | 2020-02-09 | 7 | 9 | 7 | 2020-02-09 | 0 | 0%
[25 empty] | 2020-02-09 | 8 | 9 | 8 | 2020-02-09 | 0 | 0%
[25 empty] | 2020-02-09 | 9 | 9 | 9 | 2020-02-09 | 0 | 0%
[25 empty] | 2020-02-09 | 10 | 9 | 10 | 2020-02-09 | 0 | 0%
[25 empty] | 2020-02-09 | 11 | 9 | 11 | 2020-02-09 | 0 | 0%
[25 empty] | 2020-02-09 | 12 | 9 | 12 | 2020-02-09 | 0 | 0%
[25 empty] | 2020-02-09 | 13 | 9 | 13 | 2020-02-09 | 0 | 0%
[25 empty] | 2020-02-09 | 14 | 9 | 14 | 2020-02-09 | 0 | 0%
[25 empty] | 2020-02-09 | 15 | 9 | 15 | 2020-02-09 | 0 | 0%
[25 empty] | 2020-02-09 | 16 | 9 | 16 | 2020-02-09 | 0 | 0%
[25 empty] | 2020-02-09 | 17 | 9 | 17 | 2020-02-09 | 0 | 0%
[25 empty] | 2020-02-09 | 18 | 9 | 18 | 2020-02-09 | 0 | 0%
[25 empty] | 2020-02-09 | 19 | 9 | 19 | 2020-02-09 | 11635.2284 | 0.01407%
[25 empty] | 2020-02-09 | 20 | 9 | 20 | 2020-02-09 | 32189.3954 | 0.03892%
[25 empty] | 2020-02-09 | 21 | 9 | 21 | 2020-02-09 | 23800.4466 | 0.02877%
[25 empty] | 2020-02-09 | 22 | 9 | 22 | 2020-02-09 | 18374.5017 | 0.02221%
[25 empty] | 2020-02-09 | 23 | 9 | 23 | 2020-02-09 | 5492.6464 | 0.00664%
[25 empty] | 2020-02-09 | 24 | 9 | 24 | 2020-02-09 | 118.7511 | 0.0001436%
[25 empty] | 2020-02-10 | 1 | 10 | 1 | 2020-02-10 | 0 | 0%
[25 empty] | 2020-02-10 | 2 | 10 | 2 | 2020-02-10 | 0 | 0%
[25 empty] | 2020-02-10 | 3 | 10 | 3 | 2020-02-10 | 0 | 0%
[25 empty] | 2020-02-10 | 4 | 10 | 4 | 2020-02-10 | 0 | 0%
[25 empty] | 2020-02-10 | 5 | 10 | 5 | 2020-02-10 | 0 | 0%
[25 empty] | 2020-02-10 | 6 | 10 | 6 | 2020-02-10 | 0 | 0%
[25 empty] | 2020-02-10 | 7 | 10 | 7 | 2020-02-10 | 0 | 0%
[25 empty] | 2020-02-10 | 8 | 10 | 8 | 2020-02-10 | 8.3122 | 1.005e-05%
[25 empty] | 2020-02-10 | 9 | 10 | 9 | 2020-02-10 | 43.5486 | 5.265e-05%
[25 empty] | 2020-02-10 | 10 | 10 | 10 | 2020-02-10 | 0 | 0%
[25 empty] | 2020-02-10 | 11 | 10 | 11 | 2020-02-10 | 0 | 0%
[25 empty] | 2020-02-10 | 12 | 10 | 12 | 2020-02-10 | 0 | 0%
[25 empty] | 2020-02-10 | 13 | 10 | 13 | 2020-02-10 | 0 | 0%
[25 empty] | 2020-02-10 | 14 | 10 | 14 | 2020-02-10 | 0 | 0%
[25 empty] | 2020-02-10 | 15 | 10 | 15 | 2020-02-10 | 0 | 0%
[25 empty] | 2020-02-10 | 16 | 10 | 16 | 2020-02-10 | 0 | 0%
[25 empty] | 2020-02-10 | 17 | 10 | 17 | 2020-02-10 | 14.9084 | 1.802e-05%
[25 empty] | 2020-02-10 | 18 | 10 | 18 | 2020-02-10 | 6546.21 | 0.007914%
[25 empty] | 2020-02-10 | 19 | 10 | 19 | 2020-02-10 | 35693.8433 | 0.04315%
[25 empty] | 2020-02-10 | 20 | 10 | 20 | 2020-02-10 | 50493.8433 | 0.06104%
[25 empty] | 2020-02-10 | 21 | 10 | 21 | 2020-02-10 | 38548.4297 | 0.0466%
[25 empty] | 2020-02-10 | 22 | 10 | 22 | 2020-02-10 | 26993.1813 | 0.03263%
[25 empty] | 2020-02-10 | 23 | 10 | 23 | 2020-02-10 | 12282.2903 | 0.01485%
[25 empty] | 2020-02-10 | 24 | 10 | 24 | 2020-02-10 | 187.9164 | 0.0002272%
[25 empty] | 2020-02-11 | 1 | 11 | 1 | 2020-02-11 | 6.2249 | 7.526e-06%
[25 empty] | 2020-02-11 | 2 | 11 | 2 | 2020-02-11 | 0 | 0%
[25 empty] | 2020-02-11 | 3 | 11 | 3 | 2020-02-11 | 0 | 0%
[25 empty] | 2020-02-11 | 4 | 11 | 4 | 2020-02-11 | 0 | 0%
[25 empty] | 2020-02-11 | 5 | 11 | 5 | 2020-02-11 | 0 | 0%
[25 empty] | 2020-02-11 | 6 | 11 | 6 | 2020-02-11 | 0 | 0%
[25 empty] | 2020-02-11 | 7 | 11 | 7 | 2020-02-11 | 0 | 0%
[25 empty] | 2020-02-11 | 8 | 11 | 8 | 2020-02-11 | 428.12 | 0.0005176%
[25 empty] | 2020-02-11 | 9 | 11 | 9 | 2020-02-11 | 496.6892 | 0.0006005%
[25 empty] | 2020-02-11 | 10 | 11 | 10 | 2020-02-11 | 0 | 0%
[25 empty] | 2020-02-11 | 11 | 11 | 11 | 2020-02-11 | 0 | 0%
[25 empty] | 2020-02-11 | 12 | 11 | 12 | 2020-02-11 | 0 | 0%
[25 empty] | 2020-02-11 | 13 | 11 | 13 | 2020-02-11 | 0 | 0%
[25 empty] | 2020-02-11 | 14 | 11 | 14 | 2020-02-11 | 0 | 0%
[25 empty] | 2020-02-11 | 15 | 11 | 15 | 2020-02-11 | 0 | 0%
[25 empty] | 2020-02-11 | 16 | 11 | 16 | 2020-02-11 | 0.75915 | 9.178e-07%
[25 empty] | 2020-02-11 | 17 | 11 | 17 | 2020-02-11 | 0 | 0%
[25 empty] | 2020-02-11 | 18 | 11 | 18 | 2020-02-11 | 1714.3686 | 0.002073%
[25 empty] | 2020-02-11 | 19 | 11 | 19 | 2020-02-11 | 27283.3503 | 0.03298%
[25 empty] | 2020-02-11 | 20 | 11 | 20 | 2020-02-11 | 46757.9419 | 0.05653%
[25 empty] | 2020-02-11 | 21 | 11 | 21 | 2020-02-11 | 36266.8901 | 0.04384%
[25 empty] | 2020-02-11 | 22 | 11 | 22 | 2020-02-11 | 26080.9056 | 0.03153%
[25 empty] | 2020-02-11 | 23 | 11 | 23 | 2020-02-11 | 12044.6395 | 0.01456%
[25 empty] | 2020-02-11 | 24 | 11 | 24 | 2020-02-11 | 414.4893 | 0.0005011%
[25 empty] | 2020-02-12 | 1 | 12 | 1 | 2020-02-12 | 7.5062 | 9.075e-06%
[25 empty] | 2020-02-12 | 2 | 12 | 2 | 2020-02-12 | 0 | 0%
[25 empty] | 2020-02-12 | 3 | 12 | 3 | 2020-02-12 | 0 | 0%
[25 empty] | 2020-02-12 | 4 | 12 | 4 | 2020-02-12 | 0 | 0%
[25 empty] | 2020-02-12 | 5 | 12 | 5 | 2020-02-12 | 0 | 0%
[25 empty] | 2020-02-12 | 6 | 12 | 6 | 2020-02-12 | 0 | 0%
[25 empty] | 2020-02-12 | 7 | 12 | 7 | 2020-02-12 | 0 | 0%
[25 empty] | 2020-02-12 | 8 | 12 | 8 | 2020-02-12 | 682.3812 | 0.000825%
[25 empty] | 2020-02-12 | 9 | 12 | 9 | 2020-02-12 | 579.5375 | 0.0007006%
[25 empty] | 2020-02-12 | 10 | 12 | 10 | 2020-02-12 | 0 | 0%
[25 empty] | 2020-02-12 | 11 | 12 | 11 | 2020-02-12 | 0 | 0%
[25 empty] | 2020-02-12 | 12 | 12 | 12 | 2020-02-12 | 0 | 0%
[25 empty] | 2020-02-12 | 13 | 12 | 13 | 2020-02-12 | 0 | 0%
[25 empty] | 2020-02-12 | 14 | 12 | 14 | 2020-02-12 | 0 | 0%
[25 empty] | 2020-02-12 | 15 | 12 | 15 | 2020-02-12 | 0 | 0%
[25 empty] | 2020-02-12 | 16 | 12 | 16 | 2020-02-12 | 0 | 0%
[25 empty] | 2020-02-12 | 17 | 12 | 17 | 2020-02-12 | 0 | 0%
[25 empty] | 2020-02-12 | 18 | 12 | 18 | 2020-02-12 | 521.7923 | 0.0006308%
[25 empty] | 2020-02-12 | 19 | 12 | 19 | 2020-02-12 | 30632.8073 | 0.03703%
[25 empty] | 2020-02-12 | 20 | 12 | 20 | 2020-02-12 | 47804.7721 | 0.05779%
[25 empty] | 2020-02-12 | 21 | 12 | 21 | 2020-02-12 | 38397.865 | 0.04642%
[25 empty] | 2020-02-12 | 22 | 12 | 22 | 2020-02-12 | 28038.5344 | 0.0339%
[25 empty] | 2020-02-12 | 23 | 12 | 23 | 2020-02-12 | 12308.7155 | 0.01488%
[25 empty] | 2020-02-12 | 24 | 12 | 24 | 2020-02-12 | 141.1664 | 0.0001707%
[25 empty] | 2020-02-13 | 1 | 13 | 1 | 2020-02-13 | 54.6514 | 6.607e-05%
[25 empty] | 2020-02-13 | 2 | 13 | 2 | 2020-02-13 | 0 | 0%
[25 empty] | 2020-02-13 | 3 | 13 | 3 | 2020-02-13 | 0 | 0%
[25 empty] | 2020-02-13 | 4 | 13 | 4 | 2020-02-13 | 0 | 0%
[25 empty] | 2020-02-13 | 5 | 13 | 5 | 2020-02-13 | 0 | 0%
[25 empty] | 2020-02-13 | 6 | 13 | 6 | 2020-02-13 | 0 | 0%
[25 empty] | 2020-02-13 | 7 | 13 | 7 | 2020-02-13 | 0 | 0%
[25 empty] | 2020-02-13 | 8 | 13 | 8 | 2020-02-13 | 448.8272 | 0.0005426%
[25 empty] | 2020-02-13 | 9 | 13 | 9 | 2020-02-13 | 417.7524 | 0.000505%
[25 empty] | 2020-02-13 | 10 | 13 | 10 | 2020-02-13 | 45.0073 | 5.441e-05%
[25 empty] | 2020-02-13 | 11 | 13 | 11 | 2020-02-13 | 0 | 0%
[25 empty] | 2020-02-13 | 12 | 13 | 12 | 2020-02-13 | 0 | 0%
[25 empty] | 2020-02-13 | 13 | 13 | 13 | 2020-02-13 | 0 | 0%
[25 empty] | 2020-02-13 | 14 | 13 | 14 | 2020-02-13 | 0 | 0%
[25 empty] | 2020-02-13 | 15 | 13 | 15 | 2020-02-13 | 0 | 0%
[25 empty] | 2020-02-13 | 16 | 13 | 16 | 2020-02-13 | 56.2397 | 6.799e-05%
[25 empty] | 2020-02-13 | 17 | 13 | 17 | 2020-02-13 | 63.5587 | 7.684e-05%
[25 empty] | 2020-02-13 | 18 | 13 | 18 | 2020-02-13 | 1289.7411 | 0.001559%
[25 empty] | 2020-02-13 | 19 | 13 | 19 | 2020-02-13 | 25845.7059 | 0.03125%
[25 empty] | 2020-02-13 | 20 | 13 | 20 | 2020-02-13 | 45924.2712 | 0.05552%
[25 empty] | 2020-02-13 | 21 | 13 | 21 | 2020-02-13 | 36173.7796 | 0.04373%
[25 empty] | 2020-02-13 | 22 | 13 | 22 | 2020-02-13 | 25797.9822 | 0.03119%
[25 empty] | 2020-02-13 | 23 | 13 | 23 | 2020-02-13 | 12233.1205 | 0.01479%
[25 empty] | 2020-02-13 | 24 | 13 | 24 | 2020-02-13 | 336.6793 | 0.000407%
[25 empty] | 2020-02-14 | 1 | 14 | 1 | 2020-02-14 | 10.0325 | 1.213e-05%
[25 empty] | 2020-02-14 | 2 | 14 | 2 | 2020-02-14 | 0 | 0%
[25 empty] | 2020-02-14 | 3 | 14 | 3 | 2020-02-14 | 0 | 0%
[25 empty] | 2020-02-14 | 4 | 14 | 4 | 2020-02-14 | 0 | 0%
[25 empty] | 2020-02-14 | 5 | 14 | 5 | 2020-02-14 | 0 | 0%
[25 empty] | 2020-02-14 | 6 | 14 | 6 | 2020-02-14 | 0 | 0%
[25 empty] | 2020-02-14 | 7 | 14 | 7 | 2020-02-14 | 0 | 0%
[25 empty] | 2020-02-14 | 8 | 14 | 8 | 2020-02-14 | 38.943 | 4.708e-05%
[25 empty] | 2020-02-14 | 9 | 14 | 9 | 2020-02-14 | 28.7129 | 3.471e-05%
[25 empty] | 2020-02-14 | 10 | 14 | 10 | 2020-02-14 | 0 | 0%
[25 empty] | 2020-02-14 | 11 | 14 | 11 | 2020-02-14 | 0 | 0%
[25 empty] | 2020-02-14 | 12 | 14 | 12 | 2020-02-14 | 0 | 0%
[25 empty] | 2020-02-14 | 13 | 14 | 13 | 2020-02-14 | 0 | 0%
[25 empty] | 2020-02-14 | 14 | 14 | 14 | 2020-02-14 | 0 | 0%
[25 empty] | 2020-02-14 | 15 | 14 | 15 | 2020-02-14 | 0 | 0%
[25 empty] | 2020-02-14 | 16 | 14 | 16 | 2020-02-14 | 0 | 0%
[25 empty] | 2020-02-14 | 17 | 14 | 17 | 2020-02-14 | 0 | 0%
[25 empty] | 2020-02-14 | 18 | 14 | 18 | 2020-02-14 | 405.6063 | 0.0004904%
[25 empty] | 2020-02-14 | 19 | 14 | 19 | 2020-02-14 | 21946.4427 | 0.02653%
[25 empty] | 2020-02-14 | 20 | 14 | 20 | 2020-02-14 | 41652.0412 | 0.05036%
[25 empty] | 2020-02-14 | 21 | 14 | 21 | 2020-02-14 | 32126.3347 | 0.03884%
[25 empty] | 2020-02-14 | 22 | 14 | 22 | 2020-02-14 | 20702.6919 | 0.02503%
[25 empty] | 2020-02-14 | 23 | 14 | 23 | 2020-02-14 | 7100.2465 | 0.008584%
[25 empty] | 2020-02-14 | 24 | 14 | 24 | 2020-02-14 | 0 | 0%
[25 empty] | 2020-02-15 | 1 | 15 | 1 | 2020-02-15 | 0 | 0%
[25 empty] | 2020-02-15 | 2 | 15 | 2 | 2020-02-15 | 0 | 0%
[25 empty] | 2020-02-15 | 3 | 15 | 3 | 2020-02-15 | 0 | 0%
[25 empty] | 2020-02-15 | 4 | 15 | 4 | 2020-02-15 | 0 | 0%
[25 empty] | 2020-02-15 | 5 | 15 | 5 | 2020-02-15 | 0 | 0%
[25 empty] | 2020-02-15 | 6 | 15 | 6 | 2020-02-15 | 0 | 0%
[25 empty] | 2020-02-15 | 7 | 15 | 7 | 2020-02-15 | 0 | 0%
[25 empty] | 2020-02-15 | 8 | 15 | 8 | 2020-02-15 | 0 | 0%
[25 empty] | 2020-02-15 | 9 | 15 | 9 | 2020-02-15 | 0 | 0%
[25 empty] | 2020-02-15 | 10 | 15 | 10 | 2020-02-15 | 0 | 0%
[25 empty] | 2020-02-15 | 11 | 15 | 11 | 2020-02-15 | 0 | 0%
[25 empty] | 2020-02-15 | 12 | 15 | 12 | 2020-02-15 | 0 | 0%
[25 empty] | 2020-02-15 | 13 | 15 | 13 | 2020-02-15 | 0 | 0%
[25 empty] | 2020-02-15 | 14 | 15 | 14 | 2020-02-15 | 0 | 0%
[25 empty] | 2020-02-15 | 15 | 15 | 15 | 2020-02-15 | 0 | 0%
[25 empty] | 2020-02-15 | 16 | 15 | 16 | 2020-02-15 | 2.9133 | 3.522e-06%
[25 empty] | 2020-02-15 | 17 | 15 | 17 | 2020-02-15 | 0 | 0%
[25 empty] | 2020-02-15 | 18 | 15 | 18 | 2020-02-15 | 0 | 0%
[25 empty] | 2020-02-15 | 19 | 15 | 19 | 2020-02-15 | 4235.3795 | 0.00512%
[25 empty] | 2020-02-15 | 20 | 15 | 20 | 2020-02-15 | 20727.6736 | 0.02506%
[25 empty] | 2020-02-15 | 21 | 15 | 21 | 2020-02-15 | 14521.3456 | 0.01756%
[25 empty] | 2020-02-15 | 22 | 15 | 22 | 2020-02-15 | 10173.4442 | 0.0123%
[25 empty] | 2020-02-15 | 23 | 15 | 23 | 2020-02-15 | 1788.0703 | 0.002162%
[25 empty] | 2020-02-15 | 24 | 15 | 24 | 2020-02-15 | 0 | 0%
[25 empty] | 2020-02-16 | 1 | 16 | 1 | 2020-02-16 | 2.139 | 2.586e-06%
[25 empty] | 2020-02-16 | 2 | 16 | 2 | 2020-02-16 | 0 | 0%
[25 empty] | 2020-02-16 | 3 | 16 | 3 | 2020-02-16 | 0 | 0%
[25 empty] | 2020-02-16 | 4 | 16 | 4 | 2020-02-16 | 0 | 0%
[25 empty] | 2020-02-16 | 5 | 16 | 5 | 2020-02-16 | 0 | 0%
[25 empty] | 2020-02-16 | 6 | 16 | 6 | 2020-02-16 | 0 | 0%
[25 empty] | 2020-02-16 | 7 | 16 | 7 | 2020-02-16 | 0 | 0%
[25 empty] | 2020-02-16 | 8 | 16 | 8 | 2020-02-16 | 0 | 0%
[25 empty] | 2020-02-16 | 9 | 16 | 9 | 2020-02-16 | 0 | 0%
[25 empty] | 2020-02-16 | 10 | 16 | 10 | 2020-02-16 | 0 | 0%
[25 empty] | 2020-02-16 | 11 | 16 | 11 | 2020-02-16 | 0 | 0%
[25 empty] | 2020-02-16 | 12 | 16 | 12 | 2020-02-16 | 0 | 0%
[25 empty] | 2020-02-16 | 13 | 16 | 13 | 2020-02-16 | 0 | 0%
[25 empty] | 2020-02-16 | 14 | 16 | 14 | 2020-02-16 | 0 | 0%
[25 empty] | 2020-02-16 | 15 | 16 | 15 | 2020-02-16 | 0 | 0%
[25 empty] | 2020-02-16 | 16 | 16 | 16 | 2020-02-16 | 13.4429 | 1.625e-05%
[25 empty] | 2020-02-16 | 17 | 16 | 17 | 2020-02-16 | 0 | 0%
[25 empty] | 2020-02-16 | 18 | 16 | 18 | 2020-02-16 | 0 | 0%
[25 empty] | 2020-02-16 | 19 | 16 | 19 | 2020-02-16 | 4120.4224 | 0.004981%
[25 empty] | 2020-02-16 | 20 | 16 | 20 | 2020-02-16 | 21500.134 | 0.02599%
[25 empty] | 2020-02-16 | 21 | 16 | 21 | 2020-02-16 | 13498.2655 | 0.01632%
[25 empty] | 2020-02-16 | 22 | 16 | 22 | 2020-02-16 | 9386.3958 | 0.01135%
[25 empty] | 2020-02-16 | 23 | 16 | 23 | 2020-02-16 | 1992.5776 | 0.002409%
[25 empty] | 2020-02-16 | 24 | 16 | 24 | 2020-02-16 | 34.1877 | 4.133e-05%
[25 empty] | 2020-02-17 | 1 | 17 | 1 | 2020-02-17 | 1.9041 | 2.302e-06%
[25 empty] | 2020-02-17 | 2 | 17 | 2 | 2020-02-17 | 0 | 0%
[25 empty] | 2020-02-17 | 3 | 17 | 3 | 2020-02-17 | 0 | 0%
[25 empty] | 2020-02-17 | 4 | 17 | 4 | 2020-02-17 | 0 | 0%
[25 empty] | 2020-02-17 | 5 | 17 | 5 | 2020-02-17 | 0 | 0%
[25 empty] | 2020-02-17 | 6 | 17 | 6 | 2020-02-17 | 0 | 0%
[25 empty] | 2020-02-17 | 7 | 17 | 7 | 2020-02-17 | 0 | 0%
[25 empty] | 2020-02-17 | 8 | 17 | 8 | 2020-02-17 | 22.6449 | 2.738e-05%
[25 empty] | 2020-02-17 | 9 | 17 | 9 | 2020-02-17 | 15.7391 | 1.903e-05%
[25 empty] | 2020-02-17 | 10 | 17 | 10 | 2020-02-17 | 0 | 0%
[25 empty] | 2020-02-17 | 11 | 17 | 11 | 2020-02-17 | 0 | 0%
[25 empty] | 2020-02-17 | 12 | 17 | 12 | 2020-02-17 | 0 | 0%
[25 empty] | 2020-02-17 | 13 | 17 | 13 | 2020-02-17 | 0 | 0%
[25 empty] | 2020-02-17 | 14 | 17 | 14 | 2020-02-17 | 0 | 0%
[25 empty] | 2020-02-17 | 15 | 17 | 15 | 2020-02-17 | 0 | 0%
[25 empty] | 2020-02-17 | 16 | 17 | 16 | 2020-02-17 | 0 | 0%
[25 empty] | 2020-02-17 | 17 | 17 | 17 | 2020-02-17 | 0 | 0%
[25 empty] | 2020-02-17 | 18 | 17 | 18 | 2020-02-17 | 265.2762 | 0.0003207%
[25 empty] | 2020-02-17 | 19 | 17 | 19 | 2020-02-17 | 20262.6726 | 0.0245%
[25 empty] | 2020-02-17 | 20 | 17 | 20 | 2020-02-17 | 39754.7681 | 0.04806%
[25 empty] | 2020-02-17 | 21 | 17 | 21 | 2020-02-17 | 30769.825 | 0.0372%
[25 empty] | 2020-02-17 | 22 | 17 | 22 | 2020-02-17 | 20711.1405 | 0.02504%
[25 empty] | 2020-02-17 | 23 | 17 | 23 | 2020-02-17 | 8366.1874 | 0.01011%
[25 empty] | 2020-02-17 | 24 | 17 | 24 | 2020-02-17 | 187.9595 | 0.0002272%
[25 empty] | 2020-02-18 | 1 | 18 | 1 | 2020-02-18 | 5.9888 | 7.24e-06%
[25 empty] | 2020-02-18 | 2 | 18 | 2 | 2020-02-18 | 0 | 0%
[25 empty] | 2020-02-18 | 3 | 18 | 3 | 2020-02-18 | 0 | 0%
[25 empty] | 2020-02-18 | 4 | 18 | 4 | 2020-02-18 | 0 | 0%
[25 empty] | 2020-02-18 | 5 | 18 | 5 | 2020-02-18 | 0 | 0%
[25 empty] | 2020-02-18 | 6 | 18 | 6 | 2020-02-18 | 0 | 0%
[25 empty] | 2020-02-18 | 7 | 18 | 7 | 2020-02-18 | 0 | 0%
[25 empty] | 2020-02-18 | 8 | 18 | 8 | 2020-02-18 | 240.6015 | 0.0002909%
[25 empty] | 2020-02-18 | 9 | 18 | 9 | 2020-02-18 | 416.5826 | 0.0005036%
[25 empty] | 2020-02-18 | 10 | 18 | 10 | 2020-02-18 | 0 | 0%
[25 empty] | 2020-02-18 | 11 | 18 | 11 | 2020-02-18 | 0 | 0%
[25 empty] | 2020-02-18 | 12 | 18 | 12 | 2020-02-18 | 0 | 0%
[25 empty] | 2020-02-18 | 13 | 18 | 13 | 2020-02-18 | 0 | 0%
[25 empty] | 2020-02-18 | 14 | 18 | 14 | 2020-02-18 | 0 | 0%
[25 empty] | 2020-02-18 | 15 | 18 | 15 | 2020-02-18 | 0 | 0%
[25 empty] | 2020-02-18 | 16 | 18 | 16 | 2020-02-18 | 4.3178 | 5.22e-06%
[25 empty] | 2020-02-18 | 17 | 18 | 17 | 2020-02-18 | 0 | 0%
[25 empty] | 2020-02-18 | 18 | 18 | 18 | 2020-02-18 | 3068.5551 | 0.00371%
[25 empty] | 2020-02-18 | 19 | 18 | 19 | 2020-02-18 | 37009.4524 | 0.04474%
[25 empty] | 2020-02-18 | 20 | 18 | 20 | 2020-02-18 | 52840.5655 | 0.06388%
[25 empty] | 2020-02-18 | 21 | 18 | 21 | 2020-02-18 | 41847.973 | 0.05059%
[25 empty] | 2020-02-18 | 22 | 18 | 22 | 2020-02-18 | 30022.973 | 0.0363%
[25 empty] | 2020-02-18 | 23 | 18 | 23 | 2020-02-18 | 14628.4818 | 0.01769%
[25 empty] | 2020-02-18 | 24 | 18 | 24 | 2020-02-18 | 400.1105 | 0.0004837%
[25 empty] | 2020-02-19 | 1 | 19 | 1 | 2020-02-19 | 47.026 | 5.685e-05%
[25 empty] | 2020-02-19 | 2 | 19 | 2 | 2020-02-19 | 0 | 0%
[25 empty] | 2020-02-19 | 3 | 19 | 3 | 2020-02-19 | 0 | 0%
[25 empty] | 2020-02-19 | 4 | 19 | 4 | 2020-02-19 | 0 | 0%
[25 empty] | 2020-02-19 | 5 | 19 | 5 | 2020-02-19 | 0 | 0%
[25 empty] | 2020-02-19 | 6 | 19 | 6 | 2020-02-19 | 0 | 0%
[25 empty] | 2020-02-19 | 7 | 19 | 7 | 2020-02-19 | 0 | 0%
[25 empty] | 2020-02-19 | 8 | 19 | 8 | 2020-02-19 | 388.1671 | 0.0004693%
[25 empty] | 2020-02-19 | 9 | 19 | 9 | 2020-02-19 | 454.2553 | 0.0005492%
[25 empty] | 2020-02-19 | 10 | 19 | 10 | 2020-02-19 | 55.9041 | 6.759e-05%
[25 empty] | 2020-02-19 | 11 | 19 | 11 | 2020-02-19 | 0 | 0%
[25 empty] | 2020-02-19 | 12 | 19 | 12 | 2020-02-19 | 0 | 0%
[25 empty] | 2020-02-19 | 13 | 19 | 13 | 2020-02-19 | 0 | 0%
[25 empty] | 2020-02-19 | 14 | 19 | 14 | 2020-02-19 | 0 | 0%
[25 empty] | 2020-02-19 | 15 | 19 | 15 | 2020-02-19 | 0 | 0%
[25 empty] | 2020-02-19 | 16 | 19 | 16 | 2020-02-19 | 1.741 | 2.105e-06%
[25 empty] | 2020-02-19 | 17 | 19 | 17 | 2020-02-19 | 57.2073 | 6.916e-05%
[25 empty] | 2020-02-19 | 18 | 19 | 18 | 2020-02-19 | 2965.9647 | 0.003586%
[25 empty] | 2020-02-19 | 19 | 19 | 19 | 2020-02-19 | 31913.7524 | 0.03858%
[25 empty] | 2020-02-19 | 20 | 19 | 20 | 2020-02-19 | 49731.8168 | 0.06012%
[25 empty] | 2020-02-19 | 21 | 19 | 21 | 2020-02-19 | 38468.8262 | 0.04651%
[25 empty] | 2020-02-19 | 22 | 19 | 22 | 2020-02-19 | 27832.3806 | 0.03365%
[25 empty] | 2020-02-19 | 23 | 19 | 23 | 2020-02-19 | 12969.0858 | 0.01568%
[25 empty] | 2020-02-19 | 24 | 19 | 24 | 2020-02-19 | 525.3041 | 0.0006351%
[25 empty] | 2020-02-20 | 1 | 20 | 1 | 2020-02-20 | 25.1525 | 3.041e-05%
[25 empty] | 2020-02-20 | 2 | 20 | 2 | 2020-02-20 | 0 | 0%
[25 empty] | 2020-02-20 | 3 | 20 | 3 | 2020-02-20 | 0 | 0%
[25 empty] | 2020-02-20 | 4 | 20 | 4 | 2020-02-20 | 0 | 0%
[25 empty] | 2020-02-20 | 5 | 20 | 5 | 2020-02-20 | 0 | 0%
[25 empty] | 2020-02-20 | 6 | 20 | 6 | 2020-02-20 | 0 | 0%
[25 empty] | 2020-02-20 | 7 | 20 | 7 | 2020-02-20 | 0 | 0%
[25 empty] | 2020-02-20 | 8 | 20 | 8 | 2020-02-20 | 716.3292 | 0.000866%
[25 empty] | 2020-02-20 | 9 | 20 | 9 | 2020-02-20 | 489.7853 | 0.0005921%
[25 empty] | 2020-02-20 | 10 | 20 | 10 | 2020-02-20 | 0 | 0%
[25 empty] | 2020-02-20 | 11 | 20 | 11 | 2020-02-20 | 0 | 0%
[25 empty] | 2020-02-20 | 12 | 20 | 12 | 2020-02-20 | 0 | 0%
[25 empty] | 2020-02-20 | 13 | 20 | 13 | 2020-02-20 | 0 | 0%
[25 empty] | 2020-02-20 | 14 | 20 | 14 | 2020-02-20 | 0 | 0%
[25 empty] | 2020-02-20 | 15 | 20 | 15 | 2020-02-20 | 0 | 0%
[25 empty] | 2020-02-20 | 16 | 20 | 16 | 2020-02-20 | 0 | 0%
[25 empty] | 2020-02-20 | 17 | 20 | 17 | 2020-02-20 | 0 | 0%
[25 empty] | 2020-02-20 | 18 | 20 | 18 | 2020-02-20 | 604.0813 | 0.0007303%
[25 empty] | 2020-02-20 | 19 | 20 | 19 | 2020-02-20 | 24302.8513 | 0.02938%
[25 empty] | 2020-02-20 | 20 | 20 | 20 | 2020-02-20 | 44948.4963 | 0.05434%
[25 empty] | 2020-02-20 | 21 | 20 | 21 | 2020-02-20 | 34699.658 | 0.04195%
[25 empty] | 2020-02-20 | 22 | 20 | 22 | 2020-02-20 | 24957.78 | 0.03017%
[25 empty] | 2020-02-20 | 23 | 20 | 23 | 2020-02-20 | 10521.1988 | 0.01272%
[25 empty] | 2020-02-20 | 24 | 20 | 24 | 2020-02-20 | 253.2959 | 0.0003062%
[25 empty] | 2020-02-21 | 1 | 21 | 1 | 2020-02-21 | 16.2632 | 1.966e-05%
[25 empty] | 2020-02-21 | 2 | 21 | 2 | 2020-02-21 | 0 | 0%
[25 empty] | 2020-02-21 | 3 | 21 | 3 | 2020-02-21 | 0 | 0%
[25 empty] | 2020-02-21 | 4 | 21 | 4 | 2020-02-21 | 0 | 0%
[25 empty] | 2020-02-21 | 5 | 21 | 5 | 2020-02-21 | 0 | 0%
[25 empty] | 2020-02-21 | 6 | 21 | 6 | 2020-02-21 | 0 | 0%
[25 empty] | 2020-02-21 | 7 | 21 | 7 | 2020-02-21 | 0 | 0%
[25 empty] | 2020-02-21 | 8 | 21 | 8 | 2020-02-21 | 18.9623 | 2.292e-05%
[25 empty] | 2020-02-21 | 9 | 21 | 9 | 2020-02-21 | 0 | 0%
[25 empty] | 2020-02-21 | 10 | 21 | 10 | 2020-02-21 | 0 | 0%
[25 empty] | 2020-02-21 | 11 | 21 | 11 | 2020-02-21 | 0 | 0%
[25 empty] | 2020-02-21 | 12 | 21 | 12 | 2020-02-21 | 0 | 0%
[25 empty] | 2020-02-21 | 13 | 21 | 13 | 2020-02-21 | 0 | 0%
[25 empty] | 2020-02-21 | 14 | 21 | 14 | 2020-02-21 | 0 | 0%
[25 empty] | 2020-02-21 | 15 | 21 | 15 | 2020-02-21 | 0 | 0%
[25 empty] | 2020-02-21 | 16 | 21 | 16 | 2020-02-21 | 16.981 | 2.053e-05%
[25 empty] | 2020-02-21 | 17 | 21 | 17 | 2020-02-21 | 0 | 0%
[25 empty] | 2020-02-21 | 18 | 21 | 18 | 2020-02-21 | 145.8832 | 0.0001764%
[25 empty] | 2020-02-21 | 19 | 21 | 19 | 2020-02-21 | 15959.7086 | 0.01929%
[25 empty] | 2020-02-21 | 20 | 21 | 20 | 2020-02-21 | 34025.5397 | 0.04114%
[25 empty] | 2020-02-21 | 21 | 21 | 21 | 2020-02-21 | 23861.1478 | 0.02885%
[25 empty] | 2020-02-21 | 22 | 21 | 22 | 2020-02-21 | 14003.177 | 0.01693%
[25 empty] | 2020-02-21 | 23 | 21 | 23 | 2020-02-21 | 5096.8383 | 0.006162%
[25 empty] | 2020-02-21 | 24 | 21 | 24 | 2020-02-21 | 33.6697 | 4.071e-05%
[25 empty] | 2020-02-22 | 1 | 22 | 1 | 2020-02-22 | 0 | 0%
[25 empty] | 2020-02-22 | 2 | 22 | 2 | 2020-02-22 | 0 | 0%
[25 empty] | 2020-02-22 | 3 | 22 | 3 | 2020-02-22 | 0 | 0%
[25 empty] | 2020-02-22 | 4 | 22 | 4 | 2020-02-22 | 0 | 0%
[25 empty] | 2020-02-22 | 5 | 22 | 5 | 2020-02-22 | 0 | 0%
[25 empty] | 2020-02-22 | 6 | 22 | 6 | 2020-02-22 | 0 | 0%
[25 empty] | 2020-02-22 | 7 | 22 | 7 | 2020-02-22 | 0 | 0%
[25 empty] | 2020-02-22 | 8 | 22 | 8 | 2020-02-22 | 0 | 0%
[25 empty] | 2020-02-22 | 9 | 22 | 9 | 2020-02-22 | 0 | 0%
[25 empty] | 2020-02-22 | 10 | 22 | 10 | 2020-02-22 | 0 | 0%
[25 empty] | 2020-02-22 | 11 | 22 | 11 | 2020-02-22 | 0 | 0%
[25 empty] | 2020-02-22 | 12 | 22 | 12 | 2020-02-22 | 0 | 0%
[25 empty] | 2020-02-22 | 13 | 22 | 13 | 2020-02-22 | 0 | 0%
[25 empty] | 2020-02-22 | 14 | 22 | 14 | 2020-02-22 | 0 | 0%
[25 empty] | 2020-02-22 | 15 | 22 | 15 | 2020-02-22 | 0 | 0%
[25 empty] | 2020-02-22 | 16 | 22 | 16 | 2020-02-22 | 4.9616 | 5.998e-06%
[25 empty] | 2020-02-22 | 17 | 22 | 17 | 2020-02-22 | 0 | 0%
[25 empty] | 2020-02-22 | 18 | 22 | 18 | 2020-02-22 | 0 | 0%
[25 empty] | 2020-02-22 | 19 | 22 | 19 | 2020-02-22 | 6641.9474 | 0.00803%
[25 empty] | 2020-02-22 | 20 | 22 | 20 | 2020-02-22 | 23143.7924 | 0.02798%
[25 empty] | 2020-02-22 | 21 | 22 | 21 | 2020-02-22 | 15401.1123 | 0.01862%
[25 empty] | 2020-02-22 | 22 | 22 | 22 | 2020-02-22 | 10646.2098 | 0.01287%
[25 empty] | 2020-02-22 | 23 | 22 | 23 | 2020-02-22 | 2117.0236 | 0.002559%
[25 empty] | 2020-02-22 | 24 | 22 | 24 | 2020-02-22 | 23.5464 | 2.847e-05%
[25 empty] | 2020-02-23 | 1 | 23 | 1 | 2020-02-23 | 0.59419 | 7.183e-07%
[25 empty] | 2020-02-23 | 2 | 23 | 2 | 2020-02-23 | 0 | 0%
[25 empty] | 2020-02-23 | 3 | 23 | 3 | 2020-02-23 | 0 | 0%
[25 empty] | 2020-02-23 | 4 | 23 | 4 | 2020-02-23 | 0 | 0%
[25 empty] | 2020-02-23 | 5 | 23 | 5 | 2020-02-23 | 0 | 0%
[25 empty] | 2020-02-23 | 6 | 23 | 6 | 2020-02-23 | 0 | 0%
[25 empty] | 2020-02-23 | 7 | 23 | 7 | 2020-02-23 | 0 | 0%
[25 empty] | 2020-02-23 | 8 | 23 | 8 | 2020-02-23 | 0 | 0%
[25 empty] | 2020-02-23 | 9 | 23 | 9 | 2020-02-23 | 0 | 0%
[25 empty] | 2020-02-23 | 10 | 23 | 10 | 2020-02-23 | 0 | 0%
[25 empty] | 2020-02-23 | 11 | 23 | 11 | 2020-02-23 | 0 | 0%
[25 empty] | 2020-02-23 | 12 | 23 | 12 | 2020-02-23 | 0 | 0%
[25 empty] | 2020-02-23 | 13 | 23 | 13 | 2020-02-23 | 0 | 0%
[25 empty] | 2020-02-23 | 14 | 23 | 14 | 2020-02-23 | 0 | 0%
[25 empty] | 2020-02-23 | 15 | 23 | 15 | 2020-02-23 | 0 | 0%
[25 empty] | 2020-02-23 | 16 | 23 | 16 | 2020-02-23 | 65.6409 | 7.936e-05%
[25 empty] | 2020-02-23 | 17 | 23 | 17 | 2020-02-23 | 0 | 0%
[25 empty] | 2020-02-23 | 18 | 23 | 18 | 2020-02-23 | 0 | 0%
[25 empty] | 2020-02-23 | 19 | 23 | 19 | 2020-02-23 | 6064.2991 | 0.007331%
[25 empty] | 2020-02-23 | 20 | 23 | 20 | 2020-02-23 | 26568.3322 | 0.03212%
[25 empty] | 2020-02-23 | 21 | 23 | 21 | 2020-02-23 | 18535.636 | 0.02241%
[25 empty] | 2020-02-23 | 22 | 23 | 22 | 2020-02-23 | 13725.6872 | 0.01659%
[25 empty] | 2020-02-23 | 23 | 23 | 23 | 2020-02-23 | 4252.4158 | 0.005141%
[25 empty] | 2020-02-23 | 24 | 23 | 24 | 2020-02-23 | 0 | 0%
[25 empty] | 2020-02-24 | 1 | 24 | 1 | 2020-02-24 | 6.3337 | 7.657e-06%
[25 empty] | 2020-02-24 | 2 | 24 | 2 | 2020-02-24 | 0 | 0%
[25 empty] | 2020-02-24 | 3 | 24 | 3 | 2020-02-24 | 0 | 0%
[25 empty] | 2020-02-24 | 4 | 24 | 4 | 2020-02-24 | 0 | 0%
[25 empty] | 2020-02-24 | 5 | 24 | 5 | 2020-02-24 | 0 | 0%
[25 empty] | 2020-02-24 | 6 | 24 | 6 | 2020-02-24 | 0 | 0%
[25 empty] | 2020-02-24 | 7 | 24 | 7 | 2020-02-24 | 0 | 0%
[25 empty] | 2020-02-24 | 8 | 24 | 8 | 2020-02-24 | 565.9364 | 0.0006842%
[25 empty] | 2020-02-24 | 9 | 24 | 9 | 2020-02-24 | 362.819 | 0.0004386%
[25 empty] | 2020-02-24 | 10 | 24 | 10 | 2020-02-24 | 0 | 0%
[25 empty] | 2020-02-24 | 11 | 24 | 11 | 2020-02-24 | 0 | 0%
[25 empty] | 2020-02-24 | 12 | 24 | 12 | 2020-02-24 | 0 | 0%
[25 empty] | 2020-02-24 | 13 | 24 | 13 | 2020-02-24 | 0 | 0%
[25 empty] | 2020-02-24 | 14 | 24 | 14 | 2020-02-24 | 0 | 0%
[25 empty] | 2020-02-24 | 15 | 24 | 15 | 2020-02-24 | 0 | 0%
[25 empty] | 2020-02-24 | 16 | 24 | 16 | 2020-02-24 | 18.0291 | 2.18e-05%
[25 empty] | 2020-02-24 | 17 | 24 | 17 | 2020-02-24 | 38.0924 | 4.605e-05%
[25 empty] | 2020-02-24 | 18 | 24 | 18 | 2020-02-24 | 2783.7371 | 0.003365%
[25 empty] | 2020-02-24 | 19 | 24 | 19 | 2020-02-24 | 31181.2661 | 0.0377%
[25 empty] | 2020-02-24 | 20 | 24 | 20 | 2020-02-24 | 50162.0386 | 0.06064%
[25 empty] | 2020-02-24 | 21 | 24 | 21 | 2020-02-24 | 40365.9475 | 0.0488%
[25 empty] | 2020-02-24 | 22 | 24 | 22 | 2020-02-24 | 30187.363 | 0.0365%
[25 empty] | 2020-02-24 | 23 | 24 | 23 | 2020-02-24 | 14579.9401 | 0.01763%
[25 empty] | 2020-02-24 | 24 | 24 | 24 | 2020-02-24 | 681.345 | 0.0008237%
[25 empty] | 2020-02-25 | 1 | 25 | 1 | 2020-02-25 | 3.3063 | 3.997e-06%
[25 empty] | 2020-02-25 | 2 | 25 | 2 | 2020-02-25 | 0 | 0%
[25 empty] | 2020-02-25 | 3 | 25 | 3 | 2020-02-25 | 0 | 0%
[25 empty] | 2020-02-25 | 4 | 25 | 4 | 2020-02-25 | 0 | 0%
[25 empty] | 2020-02-25 | 5 | 25 | 5 | 2020-02-25 | 0 | 0%
[25 empty] | 2020-02-25 | 6 | 25 | 6 | 2020-02-25 | 0 | 0%
[25 empty] | 2020-02-25 | 7 | 25 | 7 | 2020-02-25 | 0 | 0%
[25 empty] | 2020-02-25 | 8 | 25 | 8 | 2020-02-25 | 48.4435 | 5.857e-05%
[25 empty] | 2020-02-25 | 9 | 25 | 9 | 2020-02-25 | 11.8781 | 1.436e-05%
[25 empty] | 2020-02-25 | 10 | 25 | 10 | 2020-02-25 | 0 | 0%
[25 empty] | 2020-02-25 | 11 | 25 | 11 | 2020-02-25 | 0 | 0%
[25 empty] | 2020-02-25 | 12 | 25 | 12 | 2020-02-25 | 0 | 0%
[25 empty] | 2020-02-25 | 13 | 25 | 13 | 2020-02-25 | 0 | 0%
[25 empty] | 2020-02-25 | 14 | 25 | 14 | 2020-02-25 | 0 | 0%
[25 empty] | 2020-02-25 | 15 | 25 | 15 | 2020-02-25 | 0 | 0%
[25 empty] | 2020-02-25 | 16 | 25 | 16 | 2020-02-25 | 0 | 0%
[25 empty] | 2020-02-25 | 17 | 25 | 17 | 2020-02-25 | 0 | 0%
[25 empty] | 2020-02-25 | 18 | 25 | 18 | 2020-02-25 | 2.7586 | 3.335e-06%
[25 empty] | 2020-02-25 | 19 | 25 | 19 | 2020-02-25 | 18941.6156 | 0.0229%
[25 empty] | 2020-02-25 | 20 | 25 | 20 | 2020-02-25 | 42207.1673 | 0.05103%
[25 empty] | 2020-02-25 | 21 | 25 | 21 | 2020-02-25 | 32807.1673 | 0.03966%
[25 empty] | 2020-02-25 | 22 | 25 | 22 | 2020-02-25 | 22776.0848 | 0.02754%
[25 empty] | 2020-02-25 | 23 | 25 | 23 | 2020-02-25 | 9626.3499 | 0.01164%
[25 empty] | 2020-02-25 | 24 | 25 | 24 | 2020-02-25 | 43.7174 | 5.285e-05%
[25 empty] | 2020-02-26 | 1 | 26 | 1 | 2020-02-26 | 2.7718 | 3.351e-06%
[25 empty] | 2020-02-26 | 2 | 26 | 2 | 2020-02-26 | 0 | 0%
[25 empty] | 2020-02-26 | 3 | 26 | 3 | 2020-02-26 | 0 | 0%
[25 empty] | 2020-02-26 | 4 | 26 | 4 | 2020-02-26 | 0 | 0%
[25 empty] | 2020-02-26 | 5 | 26 | 5 | 2020-02-26 | 0 | 0%
[25 empty] | 2020-02-26 | 6 | 26 | 6 | 2020-02-26 | 0 | 0%
[25 empty] | 2020-02-26 | 7 | 26 | 7 | 2020-02-26 | 0 | 0%
[25 empty] | 2020-02-26 | 8 | 26 | 8 | 2020-02-26 | 29.2026 | 3.53e-05%
[25 empty] | 2020-02-26 | 9 | 26 | 9 | 2020-02-26 | 3.6744 | 4.442e-06%
[25 empty] | 2020-02-26 | 10 | 26 | 10 | 2020-02-26 | 0 | 0%
[25 empty] | 2020-02-26 | 11 | 26 | 11 | 2020-02-26 | 0 | 0%
[25 empty] | 2020-02-26 | 12 | 26 | 12 | 2020-02-26 | 0 | 0%
[25 empty] | 2020-02-26 | 13 | 26 | 13 | 2020-02-26 | 0 | 0%
[25 empty] | 2020-02-26 | 14 | 26 | 14 | 2020-02-26 | 0 | 0%
[25 empty] | 2020-02-26 | 15 | 26 | 15 | 2020-02-26 | 0 | 0%
[25 empty] | 2020-02-26 | 16 | 26 | 16 | 2020-02-26 | 7.9873 | 9.656e-06%
[25 empty] | 2020-02-26 | 17 | 26 | 17 | 2020-02-26 | 0 | 0%
[25 empty] | 2020-02-26 | 18 | 26 | 18 | 2020-02-26 | 416.3385 | 0.0005033%
[25 empty] | 2020-02-26 | 19 | 26 | 19 | 2020-02-26 | 19634.6322 | 0.02374%
[25 empty] | 2020-02-26 | 20 | 26 | 20 | 2020-02-26 | 42577.2321 | 0.05147%
[25 empty] | 2020-02-26 | 21 | 26 | 21 | 2020-02-26 | 33480.9837 | 0.04048%
[25 empty] | 2020-02-26 | 22 | 26 | 22 | 2020-02-26 | 22854.2507 | 0.02763%
[25 empty] | 2020-02-26 | 23 | 26 | 23 | 2020-02-26 | 8554.908 | 0.01034%
[25 empty] | 2020-02-26 | 24 | 26 | 24 | 2020-02-26 | 5.4033 | 6.532e-06%
[25 empty] | 2020-02-27 | 1 | 27 | 1 | 2020-02-27 | 57.8218 | 6.99e-05%
[25 empty] | 2020-02-27 | 2 | 27 | 2 | 2020-02-27 | 0 | 0%
[25 empty] | 2020-02-27 | 3 | 27 | 3 | 2020-02-27 | 0 | 0%
[25 empty] | 2020-02-27 | 4 | 27 | 4 | 2020-02-27 | 0 | 0%
[25 empty] | 2020-02-27 | 5 | 27 | 5 | 2020-02-27 | 0 | 0%
[25 empty] | 2020-02-27 | 6 | 27 | 6 | 2020-02-27 | 0 | 0%
[25 empty] | 2020-02-27 | 7 | 27 | 7 | 2020-02-27 | 0 | 0%
[25 empty] | 2020-02-27 | 8 | 27 | 8 | 2020-02-27 | 367.0471 | 0.0004437%
[25 empty] | 2020-02-27 | 9 | 27 | 9 | 2020-02-27 | 266.9653 | 0.0003227%
[25 empty] | 2020-02-27 | 10 | 27 | 10 | 2020-02-27 | 34.488 | 4.169e-05%
[25 empty] | 2020-02-27 | 11 | 27 | 11 | 2020-02-27 | 0 | 0%
[25 empty] | 2020-02-27 | 12 | 27 | 12 | 2020-02-27 | 0 | 0%
[25 empty] | 2020-02-27 | 13 | 27 | 13 | 2020-02-27 | 0 | 0%
[25 empty] | 2020-02-27 | 14 | 27 | 14 | 2020-02-27 | 0 | 0%
[25 empty] | 2020-02-27 | 15 | 27 | 15 | 2020-02-27 | 0 | 0%
[25 empty] | 2020-02-27 | 16 | 27 | 16 | 2020-02-27 | 0 | 0%
[25 empty] | 2020-02-27 | 17 | 27 | 17 | 2020-02-27 | 19.6319 | 2.373e-05%
[25 empty] | 2020-02-27 | 18 | 27 | 18 | 2020-02-27 | 423.2103 | 0.0005116%
[25 empty] | 2020-02-27 | 19 | 27 | 19 | 2020-02-27 | 18433.2778 | 0.02228%
[25 empty] | 2020-02-27 | 20 | 27 | 20 | 2020-02-27 | 38233.2362 | 0.04622%
[25 empty] | 2020-02-27 | 21 | 27 | 21 | 2020-02-27 | 29488.2373 | 0.03565%
[25 empty] | 2020-02-27 | 22 | 27 | 22 | 2020-02-27 | 19241.817 | 0.02326%
[25 empty] | 2020-02-27 | 23 | 27 | 23 | 2020-02-27 | 8196.6732 | 0.009909%
[25 empty] | 2020-02-27 | 24 | 27 | 24 | 2020-02-27 | 348.3128 | 0.0004211%
[25 empty] | 2020-02-28 | 1 | 28 | 1 | 2020-02-28 | 13.4061 | 1.621e-05%
[25 empty] | 2020-02-28 | 2 | 28 | 2 | 2020-02-28 | 0 | 0%
[25 empty] | 2020-02-28 | 3 | 28 | 3 | 2020-02-28 | 0 | 0%
[25 empty] | 2020-02-28 | 4 | 28 | 4 | 2020-02-28 | 0 | 0%
[25 empty] | 2020-02-28 | 5 | 28 | 5 | 2020-02-28 | 0 | 0%
[25 empty] | 2020-02-28 | 6 | 28 | 6 | 2020-02-28 | 0 | 0%
[25 empty] | 2020-02-28 | 7 | 28 | 7 | 2020-02-28 | 0 | 0%
[25 empty] | 2020-02-28 | 8 | 28 | 8 | 2020-02-28 | 130.0399 | 0.0001572%
[25 empty] | 2020-02-28 | 9 | 28 | 9 | 2020-02-28 | 76.1658 | 9.208e-05%
[25 empty] | 2020-02-28 | 10 | 28 | 10 | 2020-02-28 | 0 | 0%
[25 empty] | 2020-02-28 | 11 | 28 | 11 | 2020-02-28 | 0 | 0%
[25 empty] | 2020-02-28 | 12 | 28 | 12 | 2020-02-28 | 0 | 0%
[25 empty] | 2020-02-28 | 13 | 28 | 13 | 2020-02-28 | 0 | 0%
[25 empty] | 2020-02-28 | 14 | 28 | 14 | 2020-02-28 | 0 | 0%
[25 empty] | 2020-02-28 | 15 | 28 | 15 | 2020-02-28 | 0 | 0%
[25 empty] | 2020-02-28 | 16 | 28 | 16 | 2020-02-28 | 0 | 0%
[25 empty] | 2020-02-28 | 17 | 28 | 17 | 2020-02-28 | 0 | 0%
[25 empty] | 2020-02-28 | 18 | 28 | 18 | 2020-02-28 | 131.8607 | 0.0001594%
[25 empty] | 2020-02-28 | 19 | 28 | 19 | 2020-02-28 | 16954.2062 | 0.0205%
[25 empty] | 2020-02-28 | 20 | 28 | 20 | 2020-02-28 | 36906.123 | 0.04462%
[25 empty] | 2020-02-28 | 21 | 28 | 21 | 2020-02-28 | 27331.1518 | 0.03304%
[25 empty] | 2020-02-28 | 22 | 28 | 22 | 2020-02-28 | 17527.8667 | 0.02119%
[25 empty] | 2020-02-28 | 23 | 28 | 23 | 2020-02-28 | 7010.841 | 0.008476%
[25 empty] | 2020-02-28 | 24 | 28 | 24 | 2020-02-28 | 162.9289 | 0.000197%
[25 empty] | 2020-02-29 | 1 | 29 | 1 | 2020-02-29 | 48.0293 | 5.807e-05%
[25 empty] | 2020-02-29 | 2 | 29 | 2 | 2020-02-29 | 0 | 0%
[25 empty] | 2020-02-29 | 3 | 29 | 3 | 2020-02-29 | 0 | 0%
[25 empty] | 2020-02-29 | 4 | 29 | 4 | 2020-02-29 | 0 | 0%
[25 empty] | 2020-02-29 | 5 | 29 | 5 | 2020-02-29 | 0 | 0%
[25 empty] | 2020-02-29 | 6 | 29 | 6 | 2020-02-29 | 0 | 0%
[25 empty] | 2020-02-29 | 7 | 29 | 7 | 2020-02-29 | 0 | 0%
[25 empty] | 2020-02-29 | 8 | 29 | 8 | 2020-02-29 | 213.7158 | 0.0002584%
[25 empty] | 2020-02-29 | 9 | 29 | 9 | 2020-02-29 | 172.5423 | 0.0002086%
[25 empty] | 2020-02-29 | 10 | 29 | 10 | 2020-02-29 | 27.1979 | 3.288e-05%
[25 empty] | 2020-02-29 | 11 | 29 | 11 | 2020-02-29 | 0 | 0%
[25 empty] | 2020-02-29 | 12 | 29 | 12 | 2020-02-29 | 0 | 0%
[25 empty] | 2020-02-29 | 13 | 29 | 13 | 2020-02-29 | 0 | 0%
[25 empty] | 2020-02-29 | 14 | 29 | 14 | 2020-02-29 | 0 | 0%
[25 empty] | 2020-02-29 | 15 | 29 | 15 | 2020-02-29 | 0 | 0%
[25 empty] | 2020-02-29 | 16 | 29 | 16 | 2020-02-29 | 0 | 0%
[25 empty] | 2020-02-29 | 17 | 29 | 17 | 2020-02-29 | 0 | 0%
[25 empty] | 2020-02-29 | 18 | 29 | 18 | 2020-02-29 | 202.351 | 0.0002446%
[25 empty] | 2020-02-29 | 19 | 29 | 19 | 2020-02-29 | 15885.6277 | 0.0192%
[25 empty] | 2020-02-29 | 20 | 29 | 20 | 2020-02-29 | 35853.1445 | 0.04334%
[25 empty] | 2020-02-29 | 21 | 29 | 21 | 2020-02-29 | 26551.8935 | 0.0321%
[25 empty] | 2020-02-29 | 22 | 29 | 22 | 2020-02-29 | 16895.5761 | 0.02043%
[25 empty] | 2020-02-29 | 23 | 29 | 23 | 2020-02-29 | 6728.4661 | 0.008134%
[25 empty] | 2020-02-29 | 24 | 29 | 24 | 2020-02-29 | 239.1701 | 0.0002891%
[25 empty] | 2020-03-01 | 1 | 1 | 1 | 2020-03-01 | 17.6267 | 2.131e-05%
[25 empty] | 2020-03-01 | 2 | 1 | 2 | 2020-03-01 | 0 | 0%
[25 empty] | 2020-03-01 | 3 | 1 | 3 | 2020-03-01 | 0 | 0%
[25 empty] | 2020-03-01 | 4 | 1 | 4 | 2020-03-01 | 0 | 0%
[25 empty] | 2020-03-01 | 5 | 1 | 5 | 2020-03-01 | 0 | 0%
[25 empty] | 2020-03-01 | 6 | 1 | 6 | 2020-03-01 | 0 | 0%
[25 empty] | 2020-03-01 | 7 | 1 | 7 | 2020-03-01 | 0 | 0%
[25 empty] | 2020-03-01 | 8 | 1 | 8 | 2020-03-01 | 16.9636 | 2.051e-05%
[25 empty] | 2020-03-01 | 9 | 1 | 9 | 2020-03-01 | 0 | 0%
[25 empty] | 2020-03-01 | 10 | 1 | 10 | 2020-03-01 | 0 | 0%
[25 empty] | 2020-03-01 | 11 | 1 | 11 | 2020-03-01 | 0 | 0%
[25 empty] | 2020-03-01 | 12 | 1 | 12 | 2020-03-01 | 0 | 0%
[25 empty] | 2020-03-01 | 13 | 1 | 13 | 2020-03-01 | 0 | 0%
[25 empty] | 2020-03-01 | 14 | 1 | 14 | 2020-03-01 | 0 | 0%
[25 empty] | 2020-03-01 | 15 | 1 | 15 | 2020-03-01 | 0 | 0%
[25 empty] | 2020-03-01 | 16 | 1 | 16 | 2020-03-01 | 5.9387 | 7.18e-06%
[25 empty] | 2020-03-01 | 17 | 1 | 17 | 2020-03-01 | 0 | 0%
[25 empty] | 2020-03-01 | 18 | 1 | 18 | 2020-03-01 | 0 | 0%
[25 empty] | 2020-03-01 | 19 | 1 | 19 | 2020-03-01 | 4991.6202 | 0.006035%
[25 empty] | 2020-03-01 | 20 | 1 | 20 | 2020-03-01 | 26211.0447 | 0.03169%
[25 empty] | 2020-03-01 | 21 | 1 | 21 | 2020-03-01 | 20179.8317 | 0.0244%
[25 empty] | 2020-03-01 | 22 | 1 | 22 | 2020-03-01 | 8448.4065 | 0.01021%
[25 empty] | 2020-03-01 | 23 | 1 | 23 | 2020-03-01 | 25.6963 | 3.107e-05%
[25 empty] | 2020-03-01 | 24 | 1 | 24 | 2020-03-01 | 0 | 0%
[25 empty] | 2020-03-02 | 1 | 2 | 1 | 2020-03-02 | 0 | 0%
[25 empty] | 2020-03-02 | 2 | 2 | 2 | 2020-03-02 | 0 | 0%
[25 empty] | 2020-03-02 | 3 | 2 | 3 | 2020-03-02 | 0 | 0%
[25 empty] | 2020-03-02 | 4 | 2 | 4 | 2020-03-02 | 0 | 0%
[25 empty] | 2020-03-02 | 5 | 2 | 5 | 2020-03-02 | 0 | 0%
[25 empty] | 2020-03-02 | 6 | 2 | 6 | 2020-03-02 | 0 | 0%
[25 empty] | 2020-03-02 | 7 | 2 | 7 | 2020-03-02 | 0 | 0%
[25 empty] | 2020-03-02 | 8 | 2 | 8 | 2020-03-02 | 7.473 | 9.035e-06%
[25 empty] | 2020-03-02 | 9 | 2 | 9 | 2020-03-02 | 0 | 0%
[25 empty] | 2020-03-02 | 10 | 2 | 10 | 2020-03-02 | 0 | 0%
[25 empty] | 2020-03-02 | 11 | 2 | 11 | 2020-03-02 | 0 | 0%
[25 empty] | 2020-03-02 | 12 | 2 | 12 | 2020-03-02 | 0 | 0%
[25 empty] | 2020-03-02 | 13 | 2 | 13 | 2020-03-02 | 0 | 0%
[25 empty] | 2020-03-02 | 14 | 2 | 14 | 2020-03-02 | 0 | 0%
[25 empty] | 2020-03-02 | 15 | 2 | 15 | 2020-03-02 | 0 | 0%
[25 empty] | 2020-03-02 | 16 | 2 | 16 | 2020-03-02 | 0 | 0%
[25 empty] | 2020-03-02 | 17 | 2 | 17 | 2020-03-02 | 0 | 0%
[25 empty] | 2020-03-02 | 18 | 2 | 18 | 2020-03-02 | 2583.7474 | 0.003124%
[25 empty] | 2020-03-02 | 19 | 2 | 19 | 2020-03-02 | 26914.4918 | 0.03254%
[25 empty] | 2020-03-02 | 20 | 2 | 20 | 2020-03-02 | 51207.8386 | 0.06191%
[25 empty] | 2020-03-02 | 21 | 2 | 21 | 2020-03-02 | 41327.8386 | 0.04996%
[25 empty] | 2020-03-02 | 22 | 2 | 22 | 2020-03-02 | 26858.4319 | 0.03247%
[25 empty] | 2020-03-02 | 23 | 2 | 23 | 2020-03-02 | 8677.7979 | 0.01049%
[25 empty] | 2020-03-02 | 24 | 2 | 24 | 2020-03-02 | 3.1935 | 3.861e-06%
[25 empty] | 2020-03-03 | 1 | 3 | 1 | 2020-03-03 | 15.0574 | 1.82e-05%
[25 empty] | 2020-03-03 | 2 | 3 | 2 | 2020-03-03 | 0 | 0%
[25 empty] | 2020-03-03 | 3 | 3 | 3 | 2020-03-03 | 0 | 0%
[25 empty] | 2020-03-03 | 4 | 3 | 4 | 2020-03-03 | 0 | 0%
[25 empty] | 2020-03-03 | 5 | 3 | 5 | 2020-03-03 | 0 | 0%
[25 empty] | 2020-03-03 | 6 | 3 | 6 | 2020-03-03 | 0 | 0%
[25 empty] | 2020-03-03 | 7 | 3 | 7 | 2020-03-03 | 0 | 0%
[25 empty] | 2020-03-03 | 8 | 3 | 8 | 2020-03-03 | 177.3044 | 0.0002144%
[25 empty] | 2020-03-03 | 9 | 3 | 9 | 2020-03-03 | 15.8473 | 1.916e-05%
[25 empty] | 2020-03-03 | 10 | 3 | 10 | 2020-03-03 | 0 | 0%
[25 empty] | 2020-03-03 | 11 | 3 | 11 | 2020-03-03 | 0 | 0%
[25 empty] | 2020-03-03 | 12 | 3 | 12 | 2020-03-03 | 0 | 0%
[25 empty] | 2020-03-03 | 13 | 3 | 13 | 2020-03-03 | 0 | 0%
[25 empty] | 2020-03-03 | 14 | 3 | 14 | 2020-03-03 | 0 | 0%
[25 empty] | 2020-03-03 | 15 | 3 | 15 | 2020-03-03 | 0 | 0%
[25 empty] | 2020-03-03 | 16 | 3 | 16 | 2020-03-03 | 0 | 0%
[25 empty] | 2020-03-03 | 17 | 3 | 17 | 2020-03-03 | 0 | 0%
[25 empty] | 2020-03-03 | 18 | 3 | 18 | 2020-03-03 | 934.8463 | 0.00113%
[25 empty] | 2020-03-03 | 19 | 3 | 19 | 2020-03-03 | 18606.6621 | 0.02249%
[25 empty] | 2020-03-03 | 20 | 3 | 20 | 2020-03-03 | 42981.9668 | 0.05196%
[25 empty] | 2020-03-03 | 21 | 3 | 21 | 2020-03-03 | 35181.9668 | 0.04253%
[25 empty] | 2020-03-03 | 22 | 3 | 22 | 2020-03-03 | 21302.8921 | 0.02575%
[25 empty] | 2020-03-03 | 23 | 3 | 23 | 2020-03-03 | 5060.8071 | 0.006118%
[25 empty] | 2020-03-03 | 24 | 3 | 24 | 2020-03-03 | 0 | 0%
[25 empty] | 2020-03-04 | 1 | 4 | 1 | 2020-03-04 | 10.3807 | 1.255e-05%
[25 empty] | 2020-03-04 | 2 | 4 | 2 | 2020-03-04 | 0 | 0%
[25 empty] | 2020-03-04 | 3 | 4 | 3 | 2020-03-04 | 0 | 0%
[25 empty] | 2020-03-04 | 4 | 4 | 4 | 2020-03-04 | 0 | 0%
[25 empty] | 2020-03-04 | 5 | 4 | 5 | 2020-03-04 | 0 | 0%
[25 empty] | 2020-03-04 | 6 | 4 | 6 | 2020-03-04 | 0 | 0%
[25 empty] | 2020-03-04 | 7 | 4 | 7 | 2020-03-04 | 0 | 0%
[25 empty] | 2020-03-04 | 8 | 4 | 8 | 2020-03-04 | 28.3649 | 3.429e-05%
[25 empty] | 2020-03-04 | 9 | 4 | 9 | 2020-03-04 | 11.5615 | 1.398e-05%
[25 empty] | 2020-03-04 | 10 | 4 | 10 | 2020-03-04 | 0 | 0%
[25 empty] | 2020-03-04 | 11 | 4 | 11 | 2020-03-04 | 0 | 0%
[25 empty] | 2020-03-04 | 12 | 4 | 12 | 2020-03-04 | 0 | 0%
[25 empty] | 2020-03-04 | 13 | 4 | 13 | 2020-03-04 | 0 | 0%
[25 empty] | 2020-03-04 | 14 | 4 | 14 | 2020-03-04 | 0 | 0%
[25 empty] | 2020-03-04 | 15 | 4 | 15 | 2020-03-04 | 0 | 0%
[25 empty] | 2020-03-04 | 16 | 4 | 16 | 2020-03-04 | 0 | 0%
[25 empty] | 2020-03-04 | 17 | 4 | 17 | 2020-03-04 | 0 | 0%
[25 empty] | 2020-03-04 | 18 | 4 | 18 | 2020-03-04 | 748.9909 | 0.0009055%
[25 empty] | 2020-03-04 | 19 | 4 | 19 | 2020-03-04 | 21175.3104 | 0.0256%
[25 empty] | 2020-03-04 | 20 | 4 | 20 | 2020-03-04 | 45559.1082 | 0.05508%
[25 empty] | 2020-03-04 | 21 | 4 | 21 | 2020-03-04 | 37159.1082 | 0.04492%
[25 empty] | 2020-03-04 | 22 | 4 | 22 | 2020-03-04 | 23986.4545 | 0.029%
[25 empty] | 2020-03-04 | 23 | 4 | 23 | 2020-03-04 | 6920.7151 | 0.008367%
[25 empty] | 2020-03-04 | 24 | 4 | 24 | 2020-03-04 | 0 | 0%
[25 empty] | 2020-03-05 | 1 | 5 | 1 | 2020-03-05 | 2.0816 | 2.517e-06%
[25 empty] | 2020-03-05 | 2 | 5 | 2 | 2020-03-05 | 0 | 0%
[25 empty] | 2020-03-05 | 3 | 5 | 3 | 2020-03-05 | 0 | 0%
[25 empty] | 2020-03-05 | 4 | 5 | 4 | 2020-03-05 | 0 | 0%
[25 empty] | 2020-03-05 | 5 | 5 | 5 | 2020-03-05 | 0 | 0%
[25 empty] | 2020-03-05 | 6 | 5 | 6 | 2020-03-05 | 0 | 0%
[25 empty] | 2020-03-05 | 7 | 5 | 7 | 2020-03-05 | 0 | 0%
[25 empty] | 2020-03-05 | 8 | 5 | 8 | 2020-03-05 | 82.2816 | 9.947e-05%
[25 empty] | 2020-03-05 | 9 | 5 | 9 | 2020-03-05 | 43.225 | 5.226e-05%
[25 empty] | 2020-03-05 | 10 | 5 | 10 | 2020-03-05 | 0 | 0%
[25 empty] | 2020-03-05 | 11 | 5 | 11 | 2020-03-05 | 0 | 0%
[25 empty] | 2020-03-05 | 12 | 5 | 12 | 2020-03-05 | 0 | 0%
[25 empty] | 2020-03-05 | 13 | 5 | 13 | 2020-03-05 | 0 | 0%
[25 empty] | 2020-03-05 | 14 | 5 | 14 | 2020-03-05 | 0 | 0%
[25 empty] | 2020-03-05 | 15 | 5 | 15 | 2020-03-05 | 0 | 0%
[25 empty] | 2020-03-05 | 16 | 5 | 16 | 2020-03-05 | 2.0887 | 2.525e-06%
[25 empty] | 2020-03-05 | 17 | 5 | 17 | 2020-03-05 | 122.0747 | 0.0001476%
[25 empty] | 2020-03-05 | 18 | 5 | 18 | 2020-03-05 | 4301.5778 | 0.0052%
[25 empty] | 2020-03-05 | 19 | 5 | 19 | 2020-03-05 | 25246.9694 | 0.03052%
[25 empty] | 2020-03-05 | 20 | 5 | 20 | 2020-03-05 | 44533.7671 | 0.05384%
[25 empty] | 2020-03-05 | 21 | 5 | 21 | 2020-03-05 | 39990.5233 | 0.04835%
[25 empty] | 2020-03-05 | 22 | 5 | 22 | 2020-03-05 | 25241.2968 | 0.03052%
[25 empty] | 2020-03-05 | 23 | 5 | 23 | 2020-03-05 | 7732.2936 | 0.009348%
[25 empty] | 2020-03-05 | 24 | 5 | 24 | 2020-03-05 | 26.1767 | 3.165e-05%
[25 empty] | 2020-03-06 | 1 | 6 | 1 | 2020-03-06 | 37.8637 | 4.578e-05%
[25 empty] | 2020-03-06 | 2 | 6 | 2 | 2020-03-06 | 0 | 0%
[25 empty] | 2020-03-06 | 3 | 6 | 3 | 2020-03-06 | 0 | 0%
[25 empty] | 2020-03-06 | 4 | 6 | 4 | 2020-03-06 | 0 | 0%
[25 empty] | 2020-03-06 | 5 | 6 | 5 | 2020-03-06 | 0 | 0%
[25 empty] | 2020-03-06 | 6 | 6 | 6 | 2020-03-06 | 0 | 0%
[25 empty] | 2020-03-06 | 7 | 6 | 7 | 2020-03-06 | 0 | 0%
[25 empty] | 2020-03-06 | 8 | 6 | 8 | 2020-03-06 | 46.994 | 5.681e-05%
[25 empty] | 2020-03-06 | 9 | 6 | 9 | 2020-03-06 | 6.6131 | 7.995e-06%
[25 empty] | 2020-03-06 | 10 | 6 | 10 | 2020-03-06 | 0 | 0%
[25 empty] | 2020-03-06 | 11 | 6 | 11 | 2020-03-06 | 0 | 0%
[25 empty] | 2020-03-06 | 12 | 6 | 12 | 2020-03-06 | 0 | 0%
[25 empty] | 2020-03-06 | 13 | 6 | 13 | 2020-03-06 | 0 | 0%
[25 empty] | 2020-03-06 | 14 | 6 | 14 | 2020-03-06 | 0 | 0%
[25 empty] | 2020-03-06 | 15 | 6 | 15 | 2020-03-06 | 0 | 0%
[25 empty] | 2020-03-06 | 16 | 6 | 16 | 2020-03-06 | 10.6657 | 1.289e-05%
[25 empty] | 2020-03-06 | 17 | 6 | 17 | 2020-03-06 | 0 | 0%
[25 empty] | 2020-03-06 | 18 | 6 | 18 | 2020-03-06 | 1114.0573 | 0.001347%
[25 empty] | 2020-03-06 | 19 | 6 | 19 | 2020-03-06 | 14588.2021 | 0.01764%
[25 empty] | 2020-03-06 | 20 | 6 | 20 | 2020-03-06 | 36661.6728 | 0.04432%
[25 empty] | 2020-03-06 | 21 | 6 | 21 | 2020-03-06 | 29073.3318 | 0.03515%
[25 empty] | 2020-03-06 | 22 | 6 | 22 | 2020-03-06 | 14312.7422 | 0.0173%
[25 empty] | 2020-03-06 | 23 | 6 | 23 | 2020-03-06 | 2139.8319 | 0.002587%
[25 empty] | 2020-03-06 | 24 | 6 | 24 | 2020-03-06 | 0 | 0%
[25 empty] | 2020-03-07 | 1 | 7 | 1 | 2020-03-07 | 0 | 0%
[25 empty] | 2020-03-07 | 2 | 7 | 2 | 2020-03-07 | 0 | 0%
[25 empty] | 2020-03-07 | 3 | 7 | 3 | 2020-03-07 | 0 | 0%
[25 empty] | 2020-03-07 | 4 | 7 | 4 | 2020-03-07 | 0 | 0%
[25 empty] | 2020-03-07 | 5 | 7 | 5 | 2020-03-07 | 0 | 0%
[25 empty] | 2020-03-07 | 6 | 7 | 6 | 2020-03-07 | 0 | 0%
[25 empty] | 2020-03-07 | 7 | 7 | 7 | 2020-03-07 | 0 | 0%
[25 empty] | 2020-03-07 | 8 | 7 | 8 | 2020-03-07 | 0 | 0%
[25 empty] | 2020-03-07 | 9 | 7 | 9 | 2020-03-07 | 0 | 0%
[25 empty] | 2020-03-07 | 10 | 7 | 10 | 2020-03-07 | 0 | 0%
[25 empty] | 2020-03-07 | 11 | 7 | 11 | 2020-03-07 | 0 | 0%
[25 empty] | 2020-03-07 | 12 | 7 | 12 | 2020-03-07 | 0 | 0%
[25 empty] | 2020-03-07 | 13 | 7 | 13 | 2020-03-07 | 0 | 0%
[25 empty] | 2020-03-07 | 14 | 7 | 14 | 2020-03-07 | 0 | 0%
[25 empty] | 2020-03-07 | 15 | 7 | 15 | 2020-03-07 | 0 | 0%
[25 empty] | 2020-03-07 | 16 | 7 | 16 | 2020-03-07 | 0 | 0%
[25 empty] | 2020-03-07 | 17 | 7 | 17 | 2020-03-07 | 0 | 0%
[25 empty] | 2020-03-07 | 18 | 7 | 18 | 2020-03-07 | 0 | 0%
[25 empty] | 2020-03-07 | 19 | 7 | 19 | 2020-03-07 | 852.1576 | 0.00103%
[25 empty] | 2020-03-07 | 20 | 7 | 20 | 2020-03-07 | 17289.5844 | 0.0209%
[25 empty] | 2020-03-07 | 21 | 7 | 21 | 2020-03-07 | 12931.3704 | 0.01563%
[25 empty] | 2020-03-07 | 22 | 7 | 22 | 2020-03-07 | 4883.6455 | 0.005904%
[25 empty] | 2020-03-07 | 23 | 7 | 23 | 2020-03-07 | 22.7127 | 2.746e-05%
[25 empty] | 2020-03-07 | 24 | 7 | 24 | 2020-03-07 | 0 | 0%
[25 empty] | 2020-03-08 | 1 | 8 | 1 | 2020-03-08 | 0 | 0%
[25 empty] | 2020-03-08 | 2 | 8 | 2 | 2020-03-08 | 0 | 0%
[25 empty] | 2020-03-08 | 3 | 8 | 3 | 2020-03-08 | 0 | 0%
[25 empty] | 2020-03-08 | 4 | 8 | 4 | 2020-03-08 | 0 | 0%
[25 empty] | 2020-03-08 | 5 | 8 | 5 | 2020-03-08 | 0 | 0%
[25 empty] | 2020-03-08 | 6 | 8 | 6 | 2020-03-08 | 0 | 0%
[25 empty] | 2020-03-08 | 7 | 8 | 7 | 2020-03-08 | 0 | 0%
[25 empty] | 2020-03-08 | 8 | 8 | 8 | 2020-03-08 | 3.6168 | 4.373e-06%
[25 empty] | 2020-03-08 | 9 | 8 | 9 | 2020-03-08 | 0 | 0%
[25 empty] | 2020-03-08 | 10 | 8 | 10 | 2020-03-08 | 0 | 0%
[25 empty] | 2020-03-08 | 11 | 8 | 11 | 2020-03-08 | 0 | 0%
[25 empty] | 2020-03-08 | 12 | 8 | 12 | 2020-03-08 | 0 | 0%
[25 empty] | 2020-03-08 | 13 | 8 | 13 | 2020-03-08 | 0 | 0%
[25 empty] | 2020-03-08 | 14 | 8 | 14 | 2020-03-08 | 0 | 0%
[25 empty] | 2020-03-08 | 15 | 8 | 15 | 2020-03-08 | 0 | 0%
[25 empty] | 2020-03-08 | 16 | 8 | 16 | 2020-03-08 | 0 | 0%
[25 empty] | 2020-03-08 | 17 | 8 | 17 | 2020-03-08 | 0 | 0%
[25 empty] | 2020-03-08 | 18 | 8 | 18 | 2020-03-08 | 0 | 0%
[25 empty] | 2020-03-08 | 19 | 8 | 19 | 2020-03-08 | 2748.1352 | 0.003322%
[25 empty] | 2020-03-08 | 20 | 8 | 20 | 2020-03-08 | 22235.6396 | 0.02688%
[25 empty] | 2020-03-08 | 21 | 8 | 21 | 2020-03-08 | 20245.0386 | 0.02448%
[25 empty] | 2020-03-08 | 22 | 8 | 22 | 2020-03-08 | 7038.4363 | 0.008509%
[25 empty] | 2020-03-08 | 23 | 8 | 23 | 2020-03-08 | 119.6911 | 0.0001447%
[25 empty] | 2020-03-08 | 24 | 8 | 24 | 2020-03-08 | 0 | 0%
[25 empty] | 2020-03-09 | 1 | 9 | 1 | 2020-03-09 | 16.2773 | 1.968e-05%
[25 empty] | 2020-03-09 | 2 | 9 | 2 | 2020-03-09 | 0 | 0%
[25 empty] | 2020-03-09 | 3 | 9 | 3 | 2020-03-09 | 0 | 0%
[25 empty] | 2020-03-09 | 4 | 9 | 4 | 2020-03-09 | 0 | 0%
[25 empty] | 2020-03-09 | 5 | 9 | 5 | 2020-03-09 | 0 | 0%
[25 empty] | 2020-03-09 | 6 | 9 | 6 | 2020-03-09 | 0 | 0%
[25 empty] | 2020-03-09 | 7 | 9 | 7 | 2020-03-09 | 0 | 0%
[25 empty] | 2020-03-09 | 8 | 9 | 8 | 2020-03-09 | 33.8393 | 4.091e-05%
[25 empty] | 2020-03-09 | 9 | 9 | 9 | 2020-03-09 | 0 | 0%
[25 empty] | 2020-03-09 | 10 | 9 | 10 | 2020-03-09 | 0 | 0%
[25 empty] | 2020-03-09 | 11 | 9 | 11 | 2020-03-09 | 0 | 0%
[25 empty] | 2020-03-09 | 12 | 9 | 12 | 2020-03-09 | 0 | 0%
[25 empty] | 2020-03-09 | 13 | 9 | 13 | 2020-03-09 | 0 | 0%
[25 empty] | 2020-03-09 | 14 | 9 | 14 | 2020-03-09 | 0 | 0%
[25 empty] | 2020-03-09 | 15 | 9 | 15 | 2020-03-09 | 0 | 0%
[25 empty] | 2020-03-09 | 16 | 9 | 16 | 2020-03-09 | 7.6156 | 9.207e-06%
[25 empty] | 2020-03-09 | 17 | 9 | 17 | 2020-03-09 | 0 | 0%
[25 empty] | 2020-03-09 | 18 | 9 | 18 | 2020-03-09 | 400.2001 | 0.0004838%
[25 empty] | 2020-03-09 | 19 | 9 | 19 | 2020-03-09 | 15472.7729 | 0.01871%
[25 empty] | 2020-03-09 | 20 | 9 | 20 | 2020-03-09 | 38152.0412 | 0.04612%
[25 empty] | 2020-03-09 | 21 | 9 | 21 | 2020-03-09 | 30152.0412 | 0.03645%
[25 empty] | 2020-03-09 | 22 | 9 | 22 | 2020-03-09 | 18764.087 | 0.02268%
[25 empty] | 2020-03-09 | 23 | 9 | 23 | 2020-03-09 | 1824.3483 | 0.002206%
[25 empty] | 2020-03-09 | 24 | 9 | 24 | 2020-03-09 | 0 | 0%
[25 empty] | 2020-03-10 | 1 | 10 | 1 | 2020-03-10 | 17.0275 | 2.059e-05%
[25 empty] | 2020-03-10 | 2 | 10 | 2 | 2020-03-10 | 0 | 0%
[25 empty] | 2020-03-10 | 3 | 10 | 3 | 2020-03-10 | 0 | 0%
[25 empty] | 2020-03-10 | 4 | 10 | 4 | 2020-03-10 | 0 | 0%
[25 empty] | 2020-03-10 | 5 | 10 | 5 | 2020-03-10 | 0 | 0%
[25 empty] | 2020-03-10 | 6 | 10 | 6 | 2020-03-10 | 0 | 0%
[25 empty] | 2020-03-10 | 7 | 10 | 7 | 2020-03-10 | 0 | 0%
[25 empty] | 2020-03-10 | 8 | 10 | 8 | 2020-03-10 | 344.6371 | 0.0004166%
[25 empty] | 2020-03-10 | 9 | 10 | 9 | 2020-03-10 | 0 | 0%
[25 empty] | 2020-03-10 | 10 | 10 | 10 | 2020-03-10 | 0 | 0%
[25 empty] | 2020-03-10 | 11 | 10 | 11 | 2020-03-10 | 0 | 0%
[25 empty] | 2020-03-10 | 12 | 10 | 12 | 2020-03-10 | 0 | 0%
[25 empty] | 2020-03-10 | 13 | 10 | 13 | 2020-03-10 | 0 | 0%
[25 empty] | 2020-03-10 | 14 | 10 | 14 | 2020-03-10 | 0 | 0%
[25 empty] | 2020-03-10 | 15 | 10 | 15 | 2020-03-10 | 0 | 0%
[25 empty] | 2020-03-10 | 16 | 10 | 16 | 2020-03-10 | 18.8165 | 2.275e-05%
[25 empty] | 2020-03-10 | 17 | 10 | 17 | 2020-03-10 | 0 | 0%
[25 empty] | 2020-03-10 | 18 | 10 | 18 | 2020-03-10 | 434.8448 | 0.0005257%
[25 empty] | 2020-03-10 | 19 | 10 | 19 | 2020-03-10 | 15913.6834 | 0.01924%
[25 empty] | 2020-03-10 | 20 | 10 | 20 | 2020-03-10 | 38713.9942 | 0.0468%
[25 empty] | 2020-03-10 | 21 | 10 | 21 | 2020-03-10 | 31183.6169 | 0.0377%
[25 empty] | 2020-03-10 | 22 | 10 | 22 | 2020-03-10 | 17311.0809 | 0.02093%
[25 empty] | 2020-03-10 | 23 | 10 | 23 | 2020-03-10 | 955.874 | 0.001156%
[25 empty] | 2020-03-10 | 24 | 10 | 24 | 2020-03-10 | 0 | 0%
[25 empty] | 2020-03-11 | 1 | 11 | 1 | 2020-03-11 | 20.859 | 2.522e-05%
[25 empty] | 2020-03-11 | 2 | 11 | 2 | 2020-03-11 | 0 | 0%
[25 empty] | 2020-03-11 | 3 | 11 | 3 | 2020-03-11 | 0 | 0%
[25 empty] | 2020-03-11 | 4 | 11 | 4 | 2020-03-11 | 0 | 0%
[25 empty] | 2020-03-11 | 5 | 11 | 5 | 2020-03-11 | 0 | 0%
[25 empty] | 2020-03-11 | 6 | 11 | 6 | 2020-03-11 | 0 | 0%
[25 empty] | 2020-03-11 | 7 | 11 | 7 | 2020-03-11 | 36.3001 | 4.389e-05%
[25 empty] | 2020-03-11 | 8 | 11 | 8 | 2020-03-11 | 1577.4751 | 0.001907%
[25 empty] | 2020-03-11 | 9 | 11 | 9 | 2020-03-11 | 37.266 | 4.505e-05%
[25 empty] | 2020-03-11 | 10 | 11 | 10 | 2020-03-11 | 0 | 0%
[25 empty] | 2020-03-11 | 11 | 11 | 11 | 2020-03-11 | 0 | 0%
[25 empty] | 2020-03-11 | 12 | 11 | 12 | 2020-03-11 | 0 | 0%
[25 empty] | 2020-03-11 | 13 | 11 | 13 | 2020-03-11 | 0 | 0%
[25 empty] | 2020-03-11 | 14 | 11 | 14 | 2020-03-11 | 0 | 0%
[25 empty] | 2020-03-11 | 15 | 11 | 15 | 2020-03-11 | 0 | 0%
[25 empty] | 2020-03-11 | 16 | 11 | 16 | 2020-03-11 | 0 | 0%
[25 empty] | 2020-03-11 | 17 | 11 | 17 | 2020-03-11 | 0 | 0%
[25 empty] | 2020-03-11 | 18 | 11 | 18 | 2020-03-11 | 275.25 | 0.0003328%
[25 empty] | 2020-03-11 | 19 | 11 | 19 | 2020-03-11 | 15073.7343 | 0.01822%
[25 empty] | 2020-03-11 | 20 | 11 | 20 | 2020-03-11 | 37854.465 | 0.04576%
[25 empty] | 2020-03-11 | 21 | 11 | 21 | 2020-03-11 | 29997.9105 | 0.03627%
[25 empty] | 2020-03-11 | 22 | 11 | 22 | 2020-03-11 | 16971.6387 | 0.02052%
[25 empty] | 2020-03-11 | 23 | 11 | 23 | 2020-03-11 | 1093.9488 | 0.001323%
[25 empty] | 2020-03-11 | 24 | 11 | 24 | 2020-03-11 | 0 | 0%
[25 empty] | 2020-03-12 | 1 | 12 | 1 | 2020-03-12 | 13.6164 | 1.646e-05%
[25 empty] | 2020-03-12 | 2 | 12 | 2 | 2020-03-12 | 0 | 0%
[25 empty] | 2020-03-12 | 3 | 12 | 3 | 2020-03-12 | 0 | 0%
[25 empty] | 2020-03-12 | 4 | 12 | 4 | 2020-03-12 | 0 | 0%
[25 empty] | 2020-03-12 | 5 | 12 | 5 | 2020-03-12 | 0 | 0%
[25 empty] | 2020-03-12 | 6 | 12 | 6 | 2020-03-12 | 0 | 0%
[25 empty] | 2020-03-12 | 7 | 12 | 7 | 2020-03-12 | 0 | 0%
[25 empty] | 2020-03-12 | 8 | 12 | 8 | 2020-03-12 | 39.3054 | 4.752e-05%
[25 empty] | 2020-03-12 | 9 | 12 | 9 | 2020-03-12 | 0 | 0%
[25 empty] | 2020-03-12 | 10 | 12 | 10 | 2020-03-12 | 0 | 0%
[25 empty] | 2020-03-12 | 11 | 12 | 11 | 2020-03-12 | 0 | 0%
[25 empty] | 2020-03-12 | 12 | 12 | 12 | 2020-03-12 | 0 | 0%
[25 empty] | 2020-03-12 | 13 | 12 | 13 | 2020-03-12 | 0 | 0%
[25 empty] | 2020-03-12 | 14 | 12 | 14 | 2020-03-12 | 0 | 0%
[25 empty] | 2020-03-12 | 15 | 12 | 15 | 2020-03-12 | 0 | 0%
[25 empty] | 2020-03-12 | 16 | 12 | 16 | 2020-03-12 | 35.5296 | 4.295e-05%
[25 empty] | 2020-03-12 | 17 | 12 | 17 | 2020-03-12 | 0 | 0%
[25 empty] | 2020-03-12 | 18 | 12 | 18 | 2020-03-12 | 1019.9523 | 0.001233%
[25 empty] | 2020-03-12 | 19 | 12 | 19 | 2020-03-12 | 20782.1083 | 0.02512%
[25 empty] | 2020-03-12 | 20 | 12 | 20 | 2020-03-12 | 45227.2356 | 0.05468%
[25 empty] | 2020-03-12 | 21 | 12 | 21 | 2020-03-12 | 35967.5396 | 0.04348%
[25 empty] | 2020-03-12 | 22 | 12 | 22 | 2020-03-12 | 26765.6386 | 0.03236%
[25 empty] | 2020-03-12 | 23 | 12 | 23 | 2020-03-12 | 7130.0332 | 0.00862%
[25 empty] | 2020-03-12 | 24 | 12 | 24 | 2020-03-12 | 11.5475 | 1.396e-05%
[25 empty] | 2020-03-13 | 1 | 13 | 1 | 2020-03-13 | 17.4294 | 2.107e-05%
[25 empty] | 2020-03-13 | 2 | 13 | 3 | 2020-03-13 | 0 | 0%
[25 empty] | 2020-03-13 | 3 | 13 | 4 | 2020-03-13 | 0 | 0%
[25 empty] | 2020-03-13 | 4 | 13 | 5 | 2020-03-13 | 0 | 0%
[25 empty] | 2020-03-13 | 5 | 13 | 6 | 2020-03-13 | 0 | 0%
[25 empty] | 2020-03-13 | 6 | 13 | 7 | 2020-03-13 | 0 | 0%
[25 empty] | 2020-03-13 | 7 | 13 | 8 | 2020-03-13 | 0 | 0%
[25 empty] | 2020-03-13 | 8 | 13 | 9 | 2020-03-13 | 57.0625 | 6.899e-05%
[25 empty] | 2020-03-13 | 9 | 13 | 10 | 2020-03-13 | 2.3768 | 2.873e-06%
[25 empty] | 2020-03-13 | 10 | 13 | 11 | 2020-03-13 | 0 | 0%
[25 empty] | 2020-03-13 | 11 | 13 | 12 | 2020-03-13 | 0 | 0%
[25 empty] | 2020-03-13 | 12 | 13 | 13 | 2020-03-13 | 0 | 0%
[25 empty] | 2020-03-13 | 13 | 13 | 14 | 2020-03-13 | 0 | 0%
[25 empty] | 2020-03-13 | 14 | 13 | 15 | 2020-03-13 | 0 | 0%
[25 empty] | 2020-03-13 | 15 | 13 | 16 | 2020-03-13 | 0 | 0%
[25 empty] | 2020-03-13 | 16 | 13 | 17 | 2020-03-13 | 12.1658 | 1.471e-05%
[25 empty] | 2020-03-13 | 17 | 13 | 18 | 2020-03-13 | 0 | 0%
[25 empty] | 2020-03-13 | 18 | 13 | 19 | 2020-03-13 | 17.0267 | 2.058e-05%
[25 empty] | 2020-03-13 | 19 | 13 | 20 | 2020-03-13 | 13062.3629 | 0.01579%
[25 empty] | 2020-03-13 | 20 | 13 | 21 | 2020-03-13 | 35453.4105 | 0.04286%
[25 empty] | 2020-03-13 | 21 | 13 | 22 | 2020-03-13 | 25585.5189 | 0.03093%
[25 empty] | 2020-03-13 | 22 | 13 | 23 | 2020-03-13 | 14857.7891 | 0.01796%
[25 empty] | 2020-03-13 | 23 | 13 | 24 | 2020-03-13 | 1042.2972 | 0.00126%
[25 empty] | 2020-03-13 | 24 | 14 | 1 | 2020-03-13 | 0 | 0%
[25 empty] | 2020-03-14 | 1 | 14 | 2 | 2020-03-14 | 14.8777 | 1.799e-05%
[25 empty] | 2020-03-14 | 2 | 14 | 3 | 2020-03-14 | 0 | 0%
[25 empty] | 2020-03-14 | 3 | 14 | 4 | 2020-03-14 | 0 | 0%
[25 empty] | 2020-03-14 | 4 | 14 | 5 | 2020-03-14 | 0 | 0%
[25 empty] | 2020-03-14 | 5 | 14 | 6 | 2020-03-14 | 0 | 0%
[25 empty] | 2020-03-14 | 6 | 14 | 7 | 2020-03-14 | 0 | 0%
[25 empty] | 2020-03-14 | 7 | 14 | 8 | 2020-03-14 | 0 | 0%
[25 empty] | 2020-03-14 | 8 | 14 | 9 | 2020-03-14 | 7.5469 | 9.124e-06%
[25 empty] | 2020-03-14 | 9 | 14 | 10 | 2020-03-14 | 8.598 | 1.039e-05%
[25 empty] | 2020-03-14 | 10 | 14 | 11 | 2020-03-14 | 0 | 0%
[25 empty] | 2020-03-14 | 11 | 14 | 12 | 2020-03-14 | 0 | 0%
[25 empty] | 2020-03-14 | 12 | 14 | 13 | 2020-03-14 | 0 | 0%
[25 empty] | 2020-03-14 | 13 | 14 | 14 | 2020-03-14 | 0 | 0%
[25 empty] | 2020-03-14 | 14 | 14 | 15 | 2020-03-14 | 0 | 0%
[25 empty] | 2020-03-14 | 15 | 14 | 16 | 2020-03-14 | 0 | 0%
[25 empty] | 2020-03-14 | 16 | 14 | 17 | 2020-03-14 | 0 | 0%
[25 empty] | 2020-03-14 | 17 | 14 | 18 | 2020-03-14 | 0 | 0%
[25 empty] | 2020-03-14 | 18 | 14 | 19 | 2020-03-14 | 0 | 0%
[25 empty] | 2020-03-14 | 19 | 14 | 20 | 2020-03-14 | 4646.7709 | 0.005618%
[25 empty] | 2020-03-14 | 20 | 14 | 21 | 2020-03-14 | 26063.9095 | 0.03151%
[25 empty] | 2020-03-14 | 21 | 14 | 22 | 2020-03-14 | 24940.9486 | 0.03015%
[25 empty] | 2020-03-14 | 22 | 14 | 23 | 2020-03-14 | 11761.7327 | 0.01422%
[25 empty] | 2020-03-14 | 23 | 14 | 24 | 2020-03-14 | 339.1253 | 0.00041%
[25 empty] | 2020-03-14 | 24 | 15 | 1 | 2020-03-14 | 0 | 0%
[25 empty] | 2020-03-15 | 1 | 15 | 2 | 2020-03-15 | 6.4257 | 7.768e-06%
[25 empty] | 2020-03-15 | 2 | 15 | 3 | 2020-03-15 | 0 | 0%
[25 empty] | 2020-03-15 | 3 | 15 | 4 | 2020-03-15 | 0 | 0%
[25 empty] | 2020-03-15 | 4 | 15 | 5 | 2020-03-15 | 0 | 0%
[25 empty] | 2020-03-15 | 5 | 15 | 6 | 2020-03-15 | 0 | 0%
[25 empty] | 2020-03-15 | 6 | 15 | 7 | 2020-03-15 | 0 | 0%
[25 empty] | 2020-03-15 | 7 | 15 | 8 | 2020-03-15 | 0 | 0%
[25 empty] | 2020-03-15 | 8 | 15 | 9 | 2020-03-15 | 23.7349 | 2.869e-05%
[25 empty] | 2020-03-15 | 9 | 15 | 10 | 2020-03-15 | 0.87479 | 1.058e-06%
[25 empty] | 2020-03-15 | 10 | 15 | 11 | 2020-03-15 | 0 | 0%
[25 empty] | 2020-03-15 | 11 | 15 | 12 | 2020-03-15 | 0 | 0%
[25 empty] | 2020-03-15 | 12 | 15 | 13 | 2020-03-15 | 0 | 0%
[25 empty] | 2020-03-15 | 13 | 15 | 14 | 2020-03-15 | 0 | 0%
[25 empty] | 2020-03-15 | 14 | 15 | 15 | 2020-03-15 | 0 | 0%
[25 empty] | 2020-03-15 | 15 | 15 | 16 | 2020-03-15 | 0 | 0%
[25 empty] | 2020-03-15 | 16 | 15 | 17 | 2020-03-15 | 33.1354 | 4.006e-05%
[25 empty] | 2020-03-15 | 17 | 15 | 18 | 2020-03-15 | 0 | 0%
[25 empty] | 2020-03-15 | 18 | 15 | 19 | 2020-03-15 | 0 | 0%
[25 empty] | 2020-03-15 | 19 | 15 | 20 | 2020-03-15 | 6906.473 | 0.00835%
[25 empty] | 2020-03-15 | 20 | 15 | 21 | 2020-03-15 | 32053.4834 | 0.03875%
[25 empty] | 2020-03-15 | 21 | 15 | 22 | 2020-03-15 | 29112.1129 | 0.0352%
[25 empty] | 2020-03-15 | 22 | 15 | 23 | 2020-03-15 | 12757.9881 | 0.01542%
[25 empty] | 2020-03-15 | 23 | 15 | 24 | 2020-03-15 | 243.3411 | 0.0002942%
[25 empty] | 2020-03-15 | 24 | 16 | 1 | 2020-03-15 | 0 | 0%
[25 empty] | 2020-03-16 | 1 | 16 | 2 | 2020-03-16 | 0 | 0%
[25 empty] | 2020-03-16 | 2 | 16 | 3 | 2020-03-16 | 0 | 0%
[25 empty] | 2020-03-16 | 3 | 16 | 4 | 2020-03-16 | 0 | 0%
[25 empty] | 2020-03-16 | 4 | 16 | 5 | 2020-03-16 | 0 | 0%
[25 empty] | 2020-03-16 | 5 | 16 | 6 | 2020-03-16 | 0 | 0%
[25 empty] | 2020-03-16 | 6 | 16 | 7 | 2020-03-16 | 0 | 0%
[25 empty] | 2020-03-16 | 7 | 16 | 8 | 2020-03-16 | 0 | 0%
[25 empty] | 2020-03-16 | 8 | 16 | 9 | 2020-03-16 | 24.9369 | 3.015e-05%
[25 empty] | 2020-03-16 | 9 | 16 | 10 | 2020-03-16 | 2.8324 | 3.424e-06%
[25 empty] | 2020-03-16 | 10 | 16 | 11 | 2020-03-16 | 0 | 0%
[25 empty] | 2020-03-16 | 11 | 16 | 12 | 2020-03-16 | 0 | 0%
[25 empty] | 2020-03-16 | 12 | 16 | 13 | 2020-03-16 | 0 | 0%
[25 empty] | 2020-03-16 | 13 | 16 | 14 | 2020-03-16 | 0 | 0%
[25 empty] | 2020-03-16 | 14 | 16 | 15 | 2020-03-16 | 0 | 0%
[25 empty] | 2020-03-16 | 15 | 16 | 16 | 2020-03-16 | 0 | 0%
[25 empty] | 2020-03-16 | 16 | 16 | 17 | 2020-03-16 | 0 | 0%
[25 empty] | 2020-03-16 | 17 | 16 | 18 | 2020-03-16 | 0 | 0%
[25 empty] | 2020-03-16 | 18 | 16 | 19 | 2020-03-16 | 233.2115 | 0.0002819%
[25 empty] | 2020-03-16 | 19 | 16 | 20 | 2020-03-16 | 19202.3063 | 0.02321%
[25 empty] | 2020-03-16 | 20 | 16 | 21 | 2020-03-16 | 45902.9395 | 0.05549%
[25 empty] | 2020-03-16 | 21 | 16 | 22 | 2020-03-16 | 36627.7898 | 0.04428%
[25 empty] | 2020-03-16 | 22 | 16 | 23 | 2020-03-16 | 28853.5695 | 0.03488%
[25 empty] | 2020-03-16 | 23 | 16 | 24 | 2020-03-16 | 8789.8637 | 0.01063%
[25 empty] | 2020-03-16 | 24 | 17 | 1 | 2020-03-16 | 0 | 0%
[25 empty] | 2020-03-17 | 1 | 17 | 2 | 2020-03-17 | 8.0569 | 9.74e-06%
[25 empty] | 2020-03-17 | 2 | 17 | 3 | 2020-03-17 | 0 | 0%
[25 empty] | 2020-03-17 | 3 | 17 | 4 | 2020-03-17 | 0 | 0%
[25 empty] | 2020-03-17 | 4 | 17 | 5 | 2020-03-17 | 0 | 0%
[25 empty] | 2020-03-17 | 5 | 17 | 6 | 2020-03-17 | 0 | 0%
[25 empty] | 2020-03-17 | 6 | 17 | 7 | 2020-03-17 | 0 | 0%
[25 empty] | 2020-03-17 | 7 | 17 | 8 | 2020-03-17 | 0 | 0%
[25 empty] | 2020-03-17 | 8 | 17 | 9 | 2020-03-17 | 340.1714 | 0.0004113%
[25 empty] | 2020-03-17 | 9 | 17 | 10 | 2020-03-17 | 3.9572 | 4.784e-06%
[25 empty] | 2020-03-17 | 10 | 17 | 11 | 2020-03-17 | 0 | 0%
[25 empty] | 2020-03-17 | 11 | 17 | 12 | 2020-03-17 | 0 | 0%
[25 empty] | 2020-03-17 | 12 | 17 | 13 | 2020-03-17 | 0 | 0%
[25 empty] | 2020-03-17 | 13 | 17 | 14 | 2020-03-17 | 0 | 0%
[25 empty] | 2020-03-17 | 14 | 17 | 15 | 2020-03-17 | 0 | 0%
[25 empty] | 2020-03-17 | 15 | 17 | 16 | 2020-03-17 | 0 | 0%
[25 empty] | 2020-03-17 | 16 | 17 | 17 | 2020-03-17 | 8.4915 | 1.027e-05%
[25 empty] | 2020-03-17 | 17 | 17 | 18 | 2020-03-17 | 0 | 0%
[25 empty] | 2020-03-17 | 18 | 17 | 19 | 2020-03-17 | 3.7846 | 4.575e-06%
[25 empty] | 2020-03-17 | 19 | 17 | 20 | 2020-03-17 | 9739.5574 | 0.01177%
[25 empty] | 2020-03-17 | 20 | 17 | 21 | 2020-03-17 | 35691.3894 | 0.04315%
[25 empty] | 2020-03-17 | 21 | 17 | 22 | 2020-03-17 | 27671.3894 | 0.03345%
[25 empty] | 2020-03-17 | 22 | 17 | 23 | 2020-03-17 | 15677.6174 | 0.01895%
[25 empty] | 2020-03-17 | 23 | 17 | 24 | 2020-03-17 | 658.594 | 0.0007962%
[25 empty] | 2020-03-17 | 24 | 18 | 1 | 2020-03-17 | 0 | 0%
[25 empty] | 2020-03-18 | 1 | 18 | 2 | 2020-03-18 | 18.3231 | 2.215e-05%
[25 empty] | 2020-03-18 | 2 | 18 | 3 | 2020-03-18 | 0 | 0%
[25 empty] | 2020-03-18 | 3 | 18 | 4 | 2020-03-18 | 0 | 0%
[25 empty] | 2020-03-18 | 4 | 18 | 5 | 2020-03-18 | 0 | 0%
[25 empty] | 2020-03-18 | 5 | 18 | 6 | 2020-03-18 | 0 | 0%
[25 empty] | 2020-03-18 | 6 | 18 | 7 | 2020-03-18 | 0 | 0%
[25 empty] | 2020-03-18 | 7 | 18 | 8 | 2020-03-18 | 0 | 0%
[25 empty] | 2020-03-18 | 8 | 18 | 9 | 2020-03-18 | 181.7039 | 0.0002197%
[25 empty] | 2020-03-18 | 9 | 18 | 10 | 2020-03-18 | 3.2418 | 3.919e-06%
[25 empty] | 2020-03-18 | 10 | 18 | 11 | 2020-03-18 | 0 | 0%
[25 empty] | 2020-03-18 | 11 | 18 | 12 | 2020-03-18 | 0 | 0%
[25 empty] | 2020-03-18 | 12 | 18 | 13 | 2020-03-18 | 0 | 0%
[25 empty] | 2020-03-18 | 13 | 18 | 14 | 2020-03-18 | 0 | 0%
[25 empty] | 2020-03-18 | 14 | 18 | 15 | 2020-03-18 | 0 | 0%
[25 empty] | 2020-03-18 | 15 | 18 | 16 | 2020-03-18 | 0 | 0%
[25 empty] | 2020-03-18 | 16 | 18 | 17 | 2020-03-18 | 32.9552 | 3.984e-05%
[25 empty] | 2020-03-18 | 17 | 18 | 18 | 2020-03-18 | 0 | 0%
[25 empty] | 2020-03-18 | 18 | 18 | 19 | 2020-03-18 | 12.6756 | 1.532e-05%
[25 empty] | 2020-03-18 | 19 | 18 | 20 | 2020-03-18 | 11125.9304 | 0.01345%
[25 empty] | 2020-03-18 | 20 | 18 | 21 | 2020-03-18 | 38020.9031 | 0.04597%
[25 empty] | 2020-03-18 | 21 | 18 | 22 | 2020-03-18 | 31412.1976 | 0.03798%
[25 empty] | 2020-03-18 | 22 | 18 | 23 | 2020-03-18 | 19156.1097 | 0.02316%
[25 empty] | 2020-03-18 | 23 | 18 | 24 | 2020-03-18 | 1259.4871 | 0.001523%
[25 empty] | 2020-03-18 | 24 | 19 | 1 | 2020-03-18 | 0 | 0%
[25 empty] | 2020-03-19 | 1 | 19 | 2 | 2020-03-19 | 12.9548 | 1.566e-05%
[25 empty] | 2020-03-19 | 2 | 19 | 3 | 2020-03-19 | 0 | 0%
[25 empty] | 2020-03-19 | 3 | 19 | 4 | 2020-03-19 | 0 | 0%
[25 empty] | 2020-03-19 | 4 | 19 | 5 | 2020-03-19 | 0 | 0%
[25 empty] | 2020-03-19 | 5 | 19 | 6 | 2020-03-19 | 0 | 0%
[25 empty] | 2020-03-19 | 6 | 19 | 7 | 2020-03-19 | 0 | 0%
[25 empty] | 2020-03-19 | 7 | 19 | 8 | 2020-03-19 | 43.7358 | 5.287e-05%
[25 empty] | 2020-03-19 | 8 | 19 | 9 | 2020-03-19 | 1135.9066 | 0.001373%
[25 empty] | 2020-03-19 | 9 | 19 | 10 | 2020-03-19 | 58.5032 | 7.073e-05%
[25 empty] | 2020-03-19 | 10 | 19 | 11 | 2020-03-19 | 0 | 0%
[25 empty] | 2020-03-19 | 11 | 19 | 12 | 2020-03-19 | 0 | 0%
[25 empty] | 2020-03-19 | 12 | 19 | 13 | 2020-03-19 | 0 | 0%
[25 empty] | 2020-03-19 | 13 | 19 | 14 | 2020-03-19 | 0 | 0%
[25 empty] | 2020-03-19 | 14 | 19 | 15 | 2020-03-19 | 0 | 0%
[25 empty] | 2020-03-19 | 15 | 19 | 16 | 2020-03-19 | 0 | 0%
[25 empty] | 2020-03-19 | 16 | 19 | 17 | 2020-03-19 | 19.2713 | 2.33e-05%
[25 empty] | 2020-03-19 | 17 | 19 | 18 | 2020-03-19 | 0 | 0%
[25 empty] | 2020-03-19 | 18 | 19 | 19 | 2020-03-19 | 38.8587 | 4.698e-05%
[25 empty] | 2020-03-19 | 19 | 19 | 20 | 2020-03-19 | 6897.2237 | 0.008338%
[25 empty] | 2020-03-19 | 20 | 19 | 21 | 2020-03-19 | 32523.0968 | 0.03932%
[25 empty] | 2020-03-19 | 21 | 19 | 22 | 2020-03-19 | 26328.4129 | 0.03183%
[25 empty] | 2020-03-19 | 22 | 19 | 23 | 2020-03-19 | 14678.6544 | 0.01775%
[25 empty] | 2020-03-19 | 23 | 19 | 24 | 2020-03-19 | 536.7547 | 0.0006489%
[25 empty] | 2020-03-19 | 24 | 20 | 1 | 2020-03-19 | 0 | 0%
[25 empty] | 2020-03-20 | 1 | 20 | 2 | 2020-03-20 | 46.8901 | 5.669e-05%
[25 empty] | 2020-03-20 | 2 | 20 | 3 | 2020-03-20 | 0 | 0%
[25 empty] | 2020-03-20 | 3 | 20 | 4 | 2020-03-20 | 0 | 0%
[25 empty] | 2020-03-20 | 4 | 20 | 5 | 2020-03-20 | 0 | 0%
[25 empty] | 2020-03-20 | 5 | 20 | 6 | 2020-03-20 | 0 | 0%
[25 empty] | 2020-03-20 | 6 | 20 | 7 | 2020-03-20 | 0 | 0%
[25 empty] | 2020-03-20 | 7 | 20 | 8 | 2020-03-20 | 0 | 0%
[25 empty] | 2020-03-20 | 8 | 20 | 9 | 2020-03-20 | 29.7345 | 3.595e-05%
[25 empty] | 2020-03-20 | 9 | 20 | 10 | 2020-03-20 | 4.8331 | 5.843e-06%
[25 empty] | 2020-03-20 | 10 | 20 | 11 | 2020-03-20 | 0 | 0%
[25 empty] | 2020-03-20 | 11 | 20 | 12 | 2020-03-20 | 0 | 0%
[25 empty] | 2020-03-20 | 12 | 20 | 13 | 2020-03-20 | 0 | 0%
[25 empty] | 2020-03-20 | 13 | 20 | 14 | 2020-03-20 | 0 | 0%
[25 empty] | 2020-03-20 | 14 | 20 | 15 | 2020-03-20 | 0 | 0%
[25 empty] | 2020-03-20 | 15 | 20 | 16 | 2020-03-20 | 0 | 0%
[25 empty] | 2020-03-20 | 16 | 20 | 17 | 2020-03-20 | 9.4031 | 1.137e-05%
[25 empty] | 2020-03-20 | 17 | 20 | 18 | 2020-03-20 | 0 | 0%
[25 empty] | 2020-03-20 | 18 | 20 | 19 | 2020-03-20 | 0 | 0%
[25 empty] | 2020-03-20 | 19 | 20 | 20 | 2020-03-20 | 3662.2612 | 0.004427%
[25 empty] | 2020-03-20 | 20 | 20 | 21 | 2020-03-20 | 24035.8206 | 0.02906%
[25 empty] | 2020-03-20 | 21 | 20 | 22 | 2020-03-20 | 18149.2982 | 0.02194%
[25 empty] | 2020-03-20 | 22 | 20 | 23 | 2020-03-20 | 7934.7416 | 0.009593%
[25 empty] | 2020-03-20 | 23 | 20 | 24 | 2020-03-20 | 77.237 | 9.338e-05%
[25 empty] | 2020-03-20 | 24 | 21 | 1 | 2020-03-20 | 0 | 0%
[25 empty] | 2020-03-21 | 1 | 21 | 2 | 2020-03-21 | 0 | 0%
[25 empty] | 2020-03-21 | 2 | 21 | 3 | 2020-03-21 | 0 | 0%
[25 empty] | 2020-03-21 | 3 | 21 | 4 | 2020-03-21 | 0 | 0%
[25 empty] | 2020-03-21 | 4 | 21 | 5 | 2020-03-21 | 0 | 0%
[25 empty] | 2020-03-21 | 5 | 21 | 6 | 2020-03-21 | 0 | 0%
[25 empty] | 2020-03-21 | 6 | 21 | 7 | 2020-03-21 | 0 | 0%
[25 empty] | 2020-03-21 | 7 | 21 | 8 | 2020-03-21 | 0 | 0%
[25 empty] | 2020-03-21 | 8 | 21 | 9 | 2020-03-21 | 31.792 | 3.844e-05%
[25 empty] | 2020-03-21 | 9 | 21 | 10 | 2020-03-21 | 0 | 0%
[25 empty] | 2020-03-21 | 10 | 21 | 11 | 2020-03-21 | 0 | 0%
[25 empty] | 2020-03-21 | 11 | 21 | 12 | 2020-03-21 | 0 | 0%
[25 empty] | 2020-03-21 | 12 | 21 | 13 | 2020-03-21 | 0 | 0%
[25 empty] | 2020-03-21 | 13 | 21 | 14 | 2020-03-21 | 0 | 0%
[25 empty] | 2020-03-21 | 14 | 21 | 15 | 2020-03-21 | 0 | 0%
[25 empty] | 2020-03-21 | 15 | 21 | 16 | 2020-03-21 | 0 | 0%
[25 empty] | 2020-03-21 | 16 | 21 | 17 | 2020-03-21 | 221.9806 | 0.0002684%
[25 empty] | 2020-03-21 | 17 | 21 | 18 | 2020-03-21 | 0 | 0%
[25 empty] | 2020-03-21 | 18 | 21 | 19 | 2020-03-21 | 0 | 0%
[25 empty] | 2020-03-21 | 19 | 21 | 20 | 2020-03-21 | 316.449 | 0.0003826%
[25 empty] | 2020-03-21 | 20 | 21 | 21 | 2020-03-21 | 15679.787 | 0.01896%
[25 empty] | 2020-03-21 | 21 | 21 | 22 | 2020-03-21 | 13218.1096 | 0.01598%
[25 empty] | 2020-03-21 | 22 | 21 | 23 | 2020-03-21 | 3642.1288 | 0.004403%
[25 empty] | 2020-03-21 | 23 | 21 | 24 | 2020-03-21 | 24.1773 | 2.923e-05%
[25 empty] | 2020-03-21 | 24 | 22 | 1 | 2020-03-21 | 0 | 0%
[25 empty] | 2020-03-22 | 1 | 22 | 2 | 2020-03-22 | 0 | 0%
[25 empty] | 2020-03-22 | 2 | 22 | 3 | 2020-03-22 | 0 | 0%
[25 empty] | 2020-03-22 | 3 | 22 | 4 | 2020-03-22 | 0 | 0%
[25 empty] | 2020-03-22 | 4 | 22 | 5 | 2020-03-22 | 0 | 0%
[25 empty] | 2020-03-22 | 5 | 22 | 6 | 2020-03-22 | 0 | 0%
[25 empty] | 2020-03-22 | 6 | 22 | 7 | 2020-03-22 | 0 | 0%
[25 empty] | 2020-03-22 | 7 | 22 | 8 | 2020-03-22 | 0 | 0%
[25 empty] | 2020-03-22 | 8 | 22 | 9 | 2020-03-22 | 8.4873 | 1.026e-05%
[25 empty] | 2020-03-22 | 9 | 22 | 10 | 2020-03-22 | 8.222 | 9.94e-06%
[25 empty] | 2020-03-22 | 10 | 22 | 11 | 2020-03-22 | 0 | 0%
[25 empty] | 2020-03-22 | 11 | 22 | 12 | 2020-03-22 | 0 | 0%
[25 empty] | 2020-03-22 | 12 | 22 | 13 | 2020-03-22 | 0 | 0%
[25 empty] | 2020-03-22 | 13 | 22 | 14 | 2020-03-22 | 0 | 0%
[25 empty] | 2020-03-22 | 14 | 22 | 15 | 2020-03-22 | 0 | 0%
[25 empty] | 2020-03-22 | 15 | 22 | 16 | 2020-03-22 | 0 | 0%
[25 empty] | 2020-03-22 | 16 | 22 | 17 | 2020-03-22 | 114.2571 | 0.0001381%
[25 empty] | 2020-03-22 | 17 | 22 | 18 | 2020-03-22 | 0 | 0%
[25 empty] | 2020-03-22 | 18 | 22 | 19 | 2020-03-22 | 0 | 0%
[25 empty] | 2020-03-22 | 19 | 22 | 20 | 2020-03-22 | 192.5258 | 0.0002328%
[25 empty] | 2020-03-22 | 20 | 22 | 21 | 2020-03-22 | 12931.1167 | 0.01563%
[25 empty] | 2020-03-22 | 21 | 22 | 22 | 2020-03-22 | 12387.2874 | 0.01498%
[25 empty] | 2020-03-22 | 22 | 22 | 23 | 2020-03-22 | 2914.4422 | 0.003523%
[25 empty] | 2020-03-22 | 23 | 22 | 24 | 2020-03-22 | 0 | 0%
[25 empty] | 2020-03-22 | 24 | 23 | 1 | 2020-03-22 | 0 | 0%
[25 empty] | 2020-03-23 | 1 | 23 | 2 | 2020-03-23 | 0 | 0%
[25 empty] | 2020-03-23 | 2 | 23 | 3 | 2020-03-23 | 0 | 0%
[25 empty] | 2020-03-23 | 3 | 23 | 4 | 2020-03-23 | 0 | 0%
[25 empty] | 2020-03-23 | 4 | 23 | 5 | 2020-03-23 | 0 | 0%
[25 empty] | 2020-03-23 | 5 | 23 | 6 | 2020-03-23 | 0 | 0%
[25 empty] | 2020-03-23 | 6 | 23 | 7 | 2020-03-23 | 0 | 0%
[25 empty] | 2020-03-23 | 7 | 23 | 8 | 2020-03-23 | 0 | 0%
[25 empty] | 2020-03-23 | 8 | 23 | 9 | 2020-03-23 | 31.1753 | 3.769e-05%
[25 empty] | 2020-03-23 | 9 | 23 | 10 | 2020-03-23 | 15.8744 | 1.919e-05%
[25 empty] | 2020-03-23 | 10 | 23 | 11 | 2020-03-23 | 0 | 0%
[25 empty] | 2020-03-23 | 11 | 23 | 12 | 2020-03-23 | 0 | 0%
[25 empty] | 2020-03-23 | 12 | 23 | 13 | 2020-03-23 | 0 | 0%
[25 empty] | 2020-03-23 | 13 | 23 | 14 | 2020-03-23 | 0 | 0%
[25 empty] | 2020-03-23 | 14 | 23 | 15 | 2020-03-23 | 0 | 0%
[25 empty] | 2020-03-23 | 15 | 23 | 16 | 2020-03-23 | 0 | 0%
[25 empty] | 2020-03-23 | 16 | 23 | 17 | 2020-03-23 | 18.5353 | 2.241e-05%
[25 empty] | 2020-03-23 | 17 | 23 | 18 | 2020-03-23 | 0 | 0%
[25 empty] | 2020-03-23 | 18 | 23 | 19 | 2020-03-23 | 0 | 0%
[25 empty] | 2020-03-23 | 19 | 23 | 20 | 2020-03-23 | 3274.6989 | 0.003959%
[25 empty] | 2020-03-23 | 20 | 23 | 21 | 2020-03-23 | 28144.6807 | 0.03403%
[25 empty] | 2020-03-23 | 21 | 23 | 22 | 2020-03-23 | 21455.3292 | 0.02594%
[25 empty] | 2020-03-23 | 22 | 23 | 23 | 2020-03-23 | 13069.2208 | 0.0158%
[25 empty] | 2020-03-23 | 23 | 23 | 24 | 2020-03-23 | 842.1256 | 0.001018%
[25 empty] | 2020-03-23 | 24 | 24 | 1 | 2020-03-23 | 0 | 0%
[25 empty] | 2020-03-24 | 1 | 24 | 2 | 2020-03-24 | 12.9143 | 1.561e-05%
[25 empty] | 2020-03-24 | 2 | 24 | 3 | 2020-03-24 | 0 | 0%
[25 empty] | 2020-03-24 | 3 | 24 | 4 | 2020-03-24 | 0 | 0%
[25 empty] | 2020-03-24 | 4 | 24 | 5 | 2020-03-24 | 0 | 0%
[25 empty] | 2020-03-24 | 5 | 24 | 6 | 2020-03-24 | 0 | 0%
[25 empty] | 2020-03-24 | 6 | 24 | 7 | 2020-03-24 | 0 | 0%
[25 empty] | 2020-03-24 | 7 | 24 | 8 | 2020-03-24 | 0 | 0%
[25 empty] | 2020-03-24 | 8 | 24 | 9 | 2020-03-24 | 20.6145 | 2.492e-05%
[25 empty] | 2020-03-24 | 9 | 24 | 10 | 2020-03-24 | 0 | 0%
[25 empty] | 2020-03-24 | 10 | 24 | 11 | 2020-03-24 | 0 | 0%
[25 empty] | 2020-03-24 | 11 | 24 | 12 | 2020-03-24 | 0 | 0%
[25 empty] | 2020-03-24 | 12 | 24 | 13 | 2020-03-24 | 0 | 0%
[25 empty] | 2020-03-24 | 13 | 24 | 14 | 2020-03-24 | 0 | 0%
[25 empty] | 2020-03-24 | 14 | 24 | 15 | 2020-03-24 | 0 | 0%
[25 empty] | 2020-03-24 | 15 | 24 | 16 | 2020-03-24 | 0 | 0%
[25 empty] | 2020-03-24 | 16 | 24 | 17 | 2020-03-24 | 30.0151 | 3.629e-05%
[25 empty] | 2020-03-24 | 17 | 24 | 18 | 2020-03-24 | 0 | 0%
[25 empty] | 2020-03-24 | 18 | 24 | 19 | 2020-03-24 | 0 | 0%
[25 empty] | 2020-03-24 | 19 | 24 | 20 | 2020-03-24 | 5071.8961 | 0.006132%
[25 empty] | 2020-03-24 | 20 | 24 | 21 | 2020-03-24 | 28071.2245 | 0.03394%
[25 empty] | 2020-03-24 | 21 | 24 | 22 | 2020-03-24 | 20731.8422 | 0.02506%
[25 empty] | 2020-03-24 | 22 | 24 | 23 | 2020-03-24 | 9342.3901 | 0.01129%
[25 empty] | 2020-03-24 | 23 | 24 | 24 | 2020-03-24 | 323.9041 | 0.0003916%
[25 empty] | 2020-03-24 | 24 | 25 | 1 | 2020-03-24 | 0 | 0%
[25 empty] | 2020-03-25 | 1 | 25 | 2 | 2020-03-25 | 5.4791 | 6.624e-06%
[25 empty] | 2020-03-25 | 2 | 25 | 3 | 2020-03-25 | 0 | 0%
[25 empty] | 2020-03-25 | 3 | 25 | 4 | 2020-03-25 | 0 | 0%
[25 empty] | 2020-03-25 | 4 | 25 | 5 | 2020-03-25 | 0 | 0%
[25 empty] | 2020-03-25 | 5 | 25 | 6 | 2020-03-25 | 0 | 0%
[25 empty] | 2020-03-25 | 6 | 25 | 7 | 2020-03-25 | 0 | 0%
[25 empty] | 2020-03-25 | 7 | 25 | 8 | 2020-03-25 | 0 | 0%
[25 empty] | 2020-03-25 | 8 | 25 | 9 | 2020-03-25 | 13.2412 | 1.601e-05%
[25 empty] | 2020-03-25 | 9 | 25 | 10 | 2020-03-25 | 0 | 0%
[25 empty] | 2020-03-25 | 10 | 25 | 11 | 2020-03-25 | 0 | 0%
[25 empty] | 2020-03-25 | 11 | 25 | 12 | 2020-03-25 | 0 | 0%
[25 empty] | 2020-03-25 | 12 | 25 | 13 | 2020-03-25 | 0 | 0%
[25 empty] | 2020-03-25 | 13 | 25 | 14 | 2020-03-25 | 0 | 0%
[25 empty] | 2020-03-25 | 14 | 25 | 15 | 2020-03-25 | 0 | 0%
[25 empty] | 2020-03-25 | 15 | 25 | 16 | 2020-03-25 | 0 | 0%
[25 empty] | 2020-03-25 | 16 | 25 | 17 | 2020-03-25 | 31.6894 | 3.831e-05%
[25 empty] | 2020-03-25 | 17 | 25 | 18 | 2020-03-25 | 0 | 0%
[25 empty] | 2020-03-25 | 18 | 25 | 19 | 2020-03-25 | 0 | 0%
[25 empty] | 2020-03-25 | 19 | 25 | 20 | 2020-03-25 | 5927.6689 | 0.007166%
[25 empty] | 2020-03-25 | 20 | 25 | 21 | 2020-03-25 | 28757.8302 | 0.03477%
[25 empty] | 2020-03-25 | 21 | 25 | 22 | 2020-03-25 | 21240.9928 | 0.02568%
[25 empty] | 2020-03-25 | 22 | 25 | 23 | 2020-03-25 | 11489.8108 | 0.01389%
[25 empty] | 2020-03-25 | 23 | 25 | 24 | 2020-03-25 | 334.7574 | 0.0004047%
[25 empty] | 2020-03-25 | 24 | 26 | 1 | 2020-03-25 | 0 | 0%
[25 empty] | 2020-03-26 | 1 | 26 | 2 | 2020-03-26 | 22.3995 | 2.708e-05%
[25 empty] | 2020-03-26 | 2 | 26 | 3 | 2020-03-26 | 0 | 0%
[25 empty] | 2020-03-26 | 3 | 26 | 4 | 2020-03-26 | 0 | 0%
[25 empty] | 2020-03-26 | 4 | 26 | 5 | 2020-03-26 | 0 | 0%
[25 empty] | 2020-03-26 | 5 | 26 | 6 | 2020-03-26 | 0 | 0%
[25 empty] | 2020-03-26 | 6 | 26 | 7 | 2020-03-26 | 0 | 0%
[25 empty] | 2020-03-26 | 7 | 26 | 8 | 2020-03-26 | 0 | 0%
[25 empty] | 2020-03-26 | 8 | 26 | 9 | 2020-03-26 | 355.0512 | 0.0004292%
[25 empty] | 2020-03-26 | 9 | 26 | 10 | 2020-03-26 | 0 | 0%
[25 empty] | 2020-03-26 | 10 | 26 | 11 | 2020-03-26 | 0 | 0%
[25 empty] | 2020-03-26 | 11 | 26 | 12 | 2020-03-26 | 0 | 0%
[25 empty] | 2020-03-26 | 12 | 26 | 13 | 2020-03-26 | 0 | 0%
[25 empty] | 2020-03-26 | 13 | 26 | 14 | 2020-03-26 | 0 | 0%
[25 empty] | 2020-03-26 | 14 | 26 | 15 | 2020-03-26 | 0 | 0%
[25 empty] | 2020-03-26 | 15 | 26 | 16 | 2020-03-26 | 0 | 0%
[25 empty] | 2020-03-26 | 16 | 26 | 17 | 2020-03-26 | 19.1291 | 2.313e-05%
[25 empty] | 2020-03-26 | 17 | 26 | 18 | 2020-03-26 | 0 | 0%
[25 empty] | 2020-03-26 | 18 | 26 | 19 | 2020-03-26 | 18.4597 | 2.232e-05%
[25 empty] | 2020-03-26 | 19 | 26 | 20 | 2020-03-26 | 7307.7647 | 0.008835%
[25 empty] | 2020-03-26 | 20 | 26 | 21 | 2020-03-26 | 33147.5382 | 0.04007%
[25 empty] | 2020-03-26 | 21 | 26 | 22 | 2020-03-26 | 25820.069 | 0.03122%
[25 empty] | 2020-03-26 | 22 | 26 | 23 | 2020-03-26 | 13999.1004 | 0.01692%
[25 empty] | 2020-03-26 | 23 | 26 | 24 | 2020-03-26 | 642.8767 | 0.0007772%
[25 empty] | 2020-03-26 | 24 | 27 | 1 | 2020-03-26 | 0 | 0%
[25 empty] | 2020-03-27 | 1 | 27 | 2 | 2020-03-27 | 2.3119 | 2.795e-06%
[25 empty] | 2020-03-27 | 2 | 27 | 3 | 2020-03-27 | 0 | 0%
[25 empty] | 2020-03-27 | 3 | 27 | 4 | 2020-03-27 | 0 | 0%
[25 empty] | 2020-03-27 | 4 | 27 | 5 | 2020-03-27 | 0 | 0%
[25 empty] | 2020-03-27 | 5 | 27 | 6 | 2020-03-27 | 0 | 0%
[25 empty] | 2020-03-27 | 6 | 27 | 7 | 2020-03-27 | 0 | 0%
[25 empty] | 2020-03-27 | 7 | 27 | 8 | 2020-03-27 | 0 | 0%
[25 empty] | 2020-03-27 | 8 | 27 | 9 | 2020-03-27 | 16.4931 | 1.994e-05%
[25 empty] | 2020-03-27 | 9 | 27 | 10 | 2020-03-27 | 0 | 0%
[25 empty] | 2020-03-27 | 10 | 27 | 11 | 2020-03-27 | 0 | 0%
[25 empty] | 2020-03-27 | 11 | 27 | 12 | 2020-03-27 | 0 | 0%
[25 empty] | 2020-03-27 | 12 | 27 | 13 | 2020-03-27 | 0 | 0%
[25 empty] | 2020-03-27 | 13 | 27 | 14 | 2020-03-27 | 0 | 0%
[25 empty] | 2020-03-27 | 14 | 27 | 15 | 2020-03-27 | 0 | 0%
[25 empty] | 2020-03-27 | 15 | 27 | 16 | 2020-03-27 | 0 | 0%
[25 empty] | 2020-03-27 | 16 | 27 | 17 | 2020-03-27 | 35.1522 | 4.25e-05%
[25 empty] | 2020-03-27 | 17 | 27 | 18 | 2020-03-27 | 0 | 0%
[25 empty] | 2020-03-27 | 18 | 27 | 19 | 2020-03-27 | 0 | 0%
[25 empty] | 2020-03-27 | 19 | 27 | 20 | 2020-03-27 | 664.3399 | 0.0008032%
[25 empty] | 2020-03-27 | 20 | 27 | 21 | 2020-03-27 | 21107.8804 | 0.02552%
[25 empty] | 2020-03-27 | 21 | 27 | 22 | 2020-03-27 | 15541.0737 | 0.01879%
[25 empty] | 2020-03-27 | 22 | 27 | 23 | 2020-03-27 | 9058.4828 | 0.01095%
[25 empty] | 2020-03-27 | 23 | 27 | 24 | 2020-03-27 | 476.0675 | 0.0005755%
[25 empty] | 2020-03-27 | 24 | 28 | 1 | 2020-03-27 | 0 | 0%
[25 empty] | 2020-03-28 | 1 | 28 | 2 | 2020-03-28 | 20.7557 | 2.509e-05%
[25 empty] | 2020-03-28 | 2 | 28 | 3 | 2020-03-28 | 0 | 0%
[25 empty] | 2020-03-28 | 3 | 28 | 4 | 2020-03-28 | 0 | 0%
[25 empty] | 2020-03-28 | 4 | 28 | 5 | 2020-03-28 | 0 | 0%
[25 empty] | 2020-03-28 | 5 | 28 | 6 | 2020-03-28 | 0 | 0%
[25 empty] | 2020-03-28 | 6 | 28 | 7 | 2020-03-28 | 0 | 0%
[25 empty] | 2020-03-28 | 7 | 28 | 8 | 2020-03-28 | 4.4329 | 5.359e-06%
[25 empty] | 2020-03-28 | 8 | 28 | 9 | 2020-03-28 | 0 | 0%
[25 empty] | 2020-03-28 | 9 | 28 | 10 | 2020-03-28 | 2.5756 | 3.114e-06%
[25 empty] | 2020-03-28 | 10 | 28 | 11 | 2020-03-28 | 0 | 0%
[25 empty] | 2020-03-28 | 11 | 28 | 12 | 2020-03-28 | 0 | 0%
[25 empty] | 2020-03-28 | 12 | 28 | 13 | 2020-03-28 | 0 | 0%
[25 empty] | 2020-03-28 | 13 | 28 | 14 | 2020-03-28 | 0 | 0%
[25 empty] | 2020-03-28 | 14 | 28 | 15 | 2020-03-28 | 0 | 0%
[25 empty] | 2020-03-28 | 15 | 28 | 16 | 2020-03-28 | 0 | 0%
[25 empty] | 2020-03-28 | 16 | 28 | 17 | 2020-03-28 | 64.8098 | 7.835e-05%
[25 empty] | 2020-03-28 | 17 | 28 | 18 | 2020-03-28 | 0 | 0%
[25 empty] | 2020-03-28 | 18 | 28 | 19 | 2020-03-28 | 0 | 0%
[25 empty] | 2020-03-28 | 19 | 28 | 20 | 2020-03-28 | 26.8616 | 3.247e-05%
[25 empty] | 2020-03-28 | 20 | 28 | 21 | 2020-03-28 | 12371.0473 | 0.01496%
[25 empty] | 2020-03-28 | 21 | 28 | 22 | 2020-03-28 | 11942.2667 | 0.01444%
[25 empty] | 2020-03-28 | 22 | 28 | 23 | 2020-03-28 | 3156.51 | 0.003816%
[25 empty] | 2020-03-28 | 23 | 28 | 24 | 2020-03-28 | 0 | 0%
[25 empty] | 2020-03-28 | 24 | 29 | 1 | 2020-03-28 | 0 | 0%
[25 empty] | 2020-03-29 | 1 | 29 | 2 | 2020-03-29 | 0 | 0%
[25 empty] | 2020-03-29 | 2 | 29 | 3 | 2020-03-29 | 0 | 0%
[25 empty] | 2020-03-29 | 3 | 29 | 4 | 2020-03-29 | 0 | 0%
[25 empty] | 2020-03-29 | 4 | 29 | 5 | 2020-03-29 | 0 | 0%
[25 empty] | 2020-03-29 | 5 | 29 | 6 | 2020-03-29 | 0 | 0%
[25 empty] | 2020-03-29 | 6 | 29 | 7 | 2020-03-29 | 0 | 0%
[25 empty] | 2020-03-29 | 7 | 29 | 8 | 2020-03-29 | 7.712 | 9.323e-06%
[25 empty] | 2020-03-29 | 8 | 29 | 9 | 2020-03-29 | 3.3985 | 4.109e-06%
[25 empty] | 2020-03-29 | 9 | 29 | 10 | 2020-03-29 | 0 | 0%
[25 empty] | 2020-03-29 | 10 | 29 | 11 | 2020-03-29 | 0 | 0%
[25 empty] | 2020-03-29 | 11 | 29 | 12 | 2020-03-29 | 0 | 0%
[25 empty] | 2020-03-29 | 12 | 29 | 13 | 2020-03-29 | 0 | 0%
[25 empty] | 2020-03-29 | 13 | 29 | 14 | 2020-03-29 | 0 | 0%
[25 empty] | 2020-03-29 | 14 | 29 | 15 | 2020-03-29 | 0 | 0%
[25 empty] | 2020-03-29 | 15 | 29 | 16 | 2020-03-29 | 0 | 0%
[25 empty] | 2020-03-29 | 16 | 29 | 17 | 2020-03-29 | 100.6508 | 0.0001217%
[25 empty] | 2020-03-29 | 17 | 29 | 18 | 2020-03-29 | 0 | 0%
[25 empty] | 2020-03-29 | 18 | 29 | 19 | 2020-03-29 | 0 | 0%
[25 empty] | 2020-03-29 | 19 | 29 | 20 | 2020-03-29 | 0 | 0%
[25 empty] | 2020-03-29 | 20 | 29 | 21 | 2020-03-29 | 8294.3732 | 0.01003%
[25 empty] | 2020-03-29 | 21 | 29 | 22 | 2020-03-29 | 8378.8247 | 0.01013%
[25 empty] | 2020-03-29 | 22 | 29 | 23 | 2020-03-29 | 1236.6537 | 0.001495%
[25 empty] | 2020-03-29 | 23 | 29 | 24 | 2020-03-29 | 0 | 0%
[25 empty] | 2020-03-29 | 24 | 30 | 1 | 2020-03-29 | 0 | 0%
[25 empty] | 2020-03-30 | 1 | 30 | 2 | 2020-03-30 | 6.4953 | 7.852e-06%
[25 empty] | 2020-03-30 | 2 | 30 | 3 | 2020-03-30 | 0 | 0%
[25 empty] | 2020-03-30 | 3 | 30 | 4 | 2020-03-30 | 0 | 0%
[25 empty] | 2020-03-30 | 4 | 30 | 5 | 2020-03-30 | 0 | 0%
[25 empty] | 2020-03-30 | 5 | 30 | 6 | 2020-03-30 | 0 | 0%
[25 empty] | 2020-03-30 | 6 | 30 | 7 | 2020-03-30 | 0 | 0%
[25 empty] | 2020-03-30 | 7 | 30 | 8 | 2020-03-30 | 0 | 0%
[25 empty] | 2020-03-30 | 8 | 30 | 9 | 2020-03-30 | 6.3511 | 7.678e-06%
[25 empty] | 2020-03-30 | 9 | 30 | 10 | 2020-03-30 | 0 | 0%
[25 empty] | 2020-03-30 | 10 | 30 | 11 | 2020-03-30 | 0 | 0%
[25 empty] | 2020-03-30 | 11 | 30 | 12 | 2020-03-30 | 0 | 0%
[25 empty] | 2020-03-30 | 12 | 30 | 13 | 2020-03-30 | 0 | 0%
[25 empty] | 2020-03-30 | 13 | 30 | 14 | 2020-03-30 | 0 | 0%
[25 empty] | 2020-03-30 | 14 | 30 | 15 | 2020-03-30 | 0 | 0%
[25 empty] | 2020-03-30 | 15 | 30 | 16 | 2020-03-30 | 0 | 0%
[25 empty] | 2020-03-30 | 16 | 30 | 17 | 2020-03-30 | 31.2314 | 3.776e-05%
[25 empty] | 2020-03-30 | 17 | 30 | 18 | 2020-03-30 | 0 | 0%
[25 empty] | 2020-03-30 | 18 | 30 | 19 | 2020-03-30 | 0 | 0%
[25 empty] | 2020-03-30 | 19 | 30 | 20 | 2020-03-30 | 860.5522 | 0.00104%
[25 empty] | 2020-03-30 | 20 | 30 | 21 | 2020-03-30 | 18968.1755 | 0.02293%
[25 empty] | 2020-03-30 | 21 | 30 | 22 | 2020-03-30 | 13896.9573 | 0.0168%
[25 empty] | 2020-03-30 | 22 | 30 | 23 | 2020-03-30 | 6885.2334 | 0.008324%
[25 empty] | 2020-03-30 | 23 | 30 | 24 | 2020-03-30 | 87.955 | 0.0001063%
[25 empty] | 2020-03-30 | 24 | 31 | 1 | 2020-03-30 | 0 | 0%
[25 empty] | 2020-03-31 | 1 | 31 | 2 | 2020-03-31 | 29.8021 | 3.603e-05%
[25 empty] | 2020-03-31 | 2 | 31 | 3 | 2020-03-31 | 0 | 0%
[25 empty] | 2020-03-31 | 3 | 31 | 4 | 2020-03-31 | 0 | 0%
[25 empty] | 2020-03-31 | 4 | 31 | 5 | 2020-03-31 | 0 | 0%
[25 empty] | 2020-03-31 | 5 | 31 | 6 | 2020-03-31 | 0 | 0%
[25 empty] | 2020-03-31 | 6 | 31 | 7 | 2020-03-31 | 0 | 0%
[25 empty] | 2020-03-31 | 7 | 31 | 8 | 2020-03-31 | 0 | 0%
[25 empty] | 2020-03-31 | 8 | 31 | 9 | 2020-03-31 | 4.276 | 5.169e-06%
[25 empty] | 2020-03-31 | 9 | 31 | 10 | 2020-03-31 | 0 | 0%
[25 empty] | 2020-03-31 | 10 | 31 | 11 | 2020-03-31 | 0 | 0%
[25 empty] | 2020-03-31 | 11 | 31 | 12 | 2020-03-31 | 0 | 0%
[25 empty] | 2020-03-31 | 12 | 31 | 13 | 2020-03-31 | 0 | 0%
[25 empty] | 2020-03-31 | 13 | 31 | 14 | 2020-03-31 | 0 | 0%
[25 empty] | 2020-03-31 | 14 | 31 | 15 | 2020-03-31 | 0 | 0%
[25 empty] | 2020-03-31 | 15 | 31 | 16 | 2020-03-31 | 0 | 0%
[25 empty] | 2020-03-31 | 16 | 31 | 17 | 2020-03-31 | 1.2094 | 1.462e-06%
[25 empty] | 2020-03-31 | 17 | 31 | 18 | 2020-03-31 | 0 | 0%
[25 empty] | 2020-03-31 | 18 | 31 | 19 | 2020-03-31 | 0 | 0%
[25 empty] | 2020-03-31 | 19 | 31 | 20 | 2020-03-31 | 3836.3474 | 0.004638%
[25 empty] | 2020-03-31 | 20 | 31 | 21 | 2020-03-31 | 30328.5033 | 0.03667%
[25 empty] | 2020-03-31 | 21 | 31 | 22 | 2020-03-31 | 24898.6274 | 0.0301%
[25 empty] | 2020-03-31 | 22 | 31 | 23 | 2020-03-31 | 13153.0924 | 0.0159%
[25 empty] | 2020-03-31 | 23 | 31 | 24 | 2020-03-31 | 509.6126 | 0.0006161%
[25 empty] | 2020-03-31 | 24 | 1 | 1 | 2020-03-31 | 0 | 0%
[25 empty] | 2020-04-01 | 1 | 1 | 2 | 2020-04-01 | 2.362 | 2.856e-06%
[25 empty] | 2020-04-01 | 2 | 1 | 3 | 2020-04-01 | 0 | 0%
[25 empty] | 2020-04-01 | 3 | 1 | 4 | 2020-04-01 | 0 | 0%
[25 empty] | 2020-04-01 | 4 | 1 | 5 | 2020-04-01 | 0 | 0%
[25 empty] | 2020-04-01 | 5 | 1 | 6 | 2020-04-01 | 0 | 0%
[25 empty] | 2020-04-01 | 6 | 1 | 7 | 2020-04-01 | 0 | 0%
[25 empty] | 2020-04-01 | 7 | 1 | 8 | 2020-04-01 | 0 | 0%
[25 empty] | 2020-04-01 | 8 | 1 | 9 | 2020-04-01 | 16.9069 | 2.044e-05%
[25 empty] | 2020-04-01 | 9 | 1 | 10 | 2020-04-01 | 0 | 0%
[25 empty] | 2020-04-01 | 10 | 1 | 11 | 2020-04-01 | 0 | 0%
[25 empty] | 2020-04-01 | 11 | 1 | 12 | 2020-04-01 | 0 | 0%
[25 empty] | 2020-04-01 | 12 | 1 | 13 | 2020-04-01 | 0 | 0%
[25 empty] | 2020-04-01 | 13 | 1 | 14 | 2020-04-01 | 0 | 0%
[25 empty] | 2020-04-01 | 14 | 1 | 15 | 2020-04-01 | 0 | 0%
[25 empty] | 2020-04-01 | 15 | 1 | 16 | 2020-04-01 | 0 | 0%
[25 empty] | 2020-04-01 | 16 | 1 | 17 | 2020-04-01 | 11.2421 | 1.359e-05%
[25 empty] | 2020-04-01 | 17 | 1 | 18 | 2020-04-01 | 0 | 0%
[25 empty] | 2020-04-01 | 18 | 1 | 19 | 2020-04-01 | 33.5849 | 4.06e-05%
[25 empty] | 2020-04-01 | 19 | 1 | 20 | 2020-04-01 | 4924.1323 | 0.005953%
[25 empty] | 2020-04-01 | 20 | 1 | 21 | 2020-04-01 | 24259.806 | 0.02933%
[25 empty] | 2020-04-01 | 21 | 1 | 22 | 2020-04-01 | 22931.9658 | 0.02772%
[25 empty] | 2020-04-01 | 22 | 1 | 23 | 2020-04-01 | 11346.0148 | 0.01372%
[25 empty] | 2020-04-01 | 23 | 1 | 24 | 2020-04-01 | 203.5335 | 0.0002461%
[25 empty] | 2020-04-01 | 24 | 2 | 1 | 2020-04-01 | 0 | 0%
[25 empty] | 2020-04-02 | 1 | 2 | 2 | 2020-04-02 | 32.4562 | 3.924e-05%
[25 empty] | 2020-04-02 | 2 | 2 | 3 | 2020-04-02 | 0 | 0%
[25 empty] | 2020-04-02 | 3 | 2 | 4 | 2020-04-02 | 0 | 0%
[25 empty] | 2020-04-02 | 4 | 2 | 5 | 2020-04-02 | 0 | 0%
[25 empty] | 2020-04-02 | 5 | 2 | 6 | 2020-04-02 | 0 | 0%
[25 empty] | 2020-04-02 | 6 | 2 | 7 | 2020-04-02 | 0 | 0%
[25 empty] | 2020-04-02 | 7 | 2 | 8 | 2020-04-02 | 0 | 0%
[25 empty] | 2020-04-02 | 8 | 2 | 9 | 2020-04-02 | 25.1782 | 3.044e-05%
[25 empty] | 2020-04-02 | 9 | 2 | 10 | 2020-04-02 | 3.7416 | 4.523e-06%
[25 empty] | 2020-04-02 | 10 | 2 | 11 | 2020-04-02 | 0 | 0%
[25 empty] | 2020-04-02 | 11 | 2 | 12 | 2020-04-02 | 0 | 0%
[25 empty] | 2020-04-02 | 12 | 2 | 13 | 2020-04-02 | 0 | 0%
[25 empty] | 2020-04-02 | 13 | 2 | 14 | 2020-04-02 | 0 | 0%
[25 empty] | 2020-04-02 | 14 | 2 | 15 | 2020-04-02 | 0 | 0%
[25 empty] | 2020-04-02 | 15 | 2 | 16 | 2020-04-02 | 0 | 0%
[25 empty] | 2020-04-02 | 16 | 2 | 17 | 2020-04-02 | 17.3387 | 2.096e-05%
[25 empty] | 2020-04-02 | 17 | 2 | 18 | 2020-04-02 | 0 | 0%
[25 empty] | 2020-04-02 | 18 | 2 | 19 | 2020-04-02 | 1.0579 | 1.279e-06%
[25 empty] | 2020-04-02 | 19 | 2 | 20 | 2020-04-02 | 5747.6394 | 0.006949%
[25 empty] | 2020-04-02 | 20 | 2 | 21 | 2020-04-02 | 22320.7269 | 0.02698%
[25 empty] | 2020-04-02 | 21 | 2 | 22 | 2020-04-02 | 22486.4358 | 0.02719%
[25 empty] | 2020-04-02 | 22 | 2 | 23 | 2020-04-02 | 12273.1526 | 0.01484%
[25 empty] | 2020-04-02 | 23 | 2 | 24 | 2020-04-02 | 490.8339 | 0.0005934%
[25 empty] | 2020-04-02 | 24 | 3 | 1 | 2020-04-02 | 0 | 0%
[25 empty] | 2020-04-03 | 1 | 3 | 2 | 2020-04-03 | 24.3915 | 2.949e-05%
[25 empty] | 2020-04-03 | 2 | 3 | 3 | 2020-04-03 | 0 | 0%
[25 empty] | 2020-04-03 | 3 | 3 | 4 | 2020-04-03 | 0 | 0%
[25 empty] | 2020-04-03 | 4 | 3 | 5 | 2020-04-03 | 0 | 0%
[25 empty] | 2020-04-03 | 5 | 3 | 6 | 2020-04-03 | 0 | 0%
[25 empty] | 2020-04-03 | 6 | 3 | 7 | 2020-04-03 | 0 | 0%
[25 empty] | 2020-04-03 | 7 | 3 | 8 | 2020-04-03 | 0 | 0%
[25 empty] | 2020-04-03 | 8 | 3 | 9 | 2020-04-03 | 23.4543 | 2.836e-05%
[25 empty] | 2020-04-03 | 9 | 3 | 10 | 2020-04-03 | 2.2861 | 2.764e-06%
[25 empty] | 2020-04-03 | 10 | 3 | 11 | 2020-04-03 | 0 | 0%
[25 empty] | 2020-04-03 | 11 | 3 | 12 | 2020-04-03 | 0 | 0%
[25 empty] | 2020-04-03 | 12 | 3 | 13 | 2020-04-03 | 0 | 0%
[25 empty] | 2020-04-03 | 13 | 3 | 14 | 2020-04-03 | 0 | 0%
[25 empty] | 2020-04-03 | 14 | 3 | 15 | 2020-04-03 | 0 | 0%
[25 empty] | 2020-04-03 | 15 | 3 | 16 | 2020-04-03 | 0 | 0%
[25 empty] | 2020-04-03 | 16 | 3 | 17 | 2020-04-03 | 9.2681 | 1.12e-05%
[25 empty] | 2020-04-03 | 17 | 3 | 18 | 2020-04-03 | 0 | 0%
[25 empty] | 2020-04-03 | 18 | 3 | 19 | 2020-04-03 | 0 | 0%
[25 empty] | 2020-04-03 | 19 | 3 | 20 | 2020-04-03 | 2953.786 | 0.003571%
[25 empty] | 2020-04-03 | 20 | 3 | 21 | 2020-04-03 | 19402.3575 | 0.02346%
[25 empty] | 2020-04-03 | 21 | 3 | 22 | 2020-04-03 | 18555.2049 | 0.02243%
[25 empty] | 2020-04-03 | 22 | 3 | 23 | 2020-04-03 | 8556.467 | 0.01034%
[25 empty] | 2020-04-03 | 23 | 3 | 24 | 2020-04-03 | 141.7078 | 0.0001713%
[25 empty] | 2020-04-03 | 24 | 4 | 1 | 2020-04-03 | 0 | 0%
[25 empty] | 2020-04-04 | 1 | 4 | 2 | 2020-04-04 | 3.9467 | 4.771e-06%
[25 empty] | 2020-04-04 | 2 | 4 | 3 | 2020-04-04 | 0 | 0%
[25 empty] | 2020-04-04 | 3 | 4 | 4 | 2020-04-04 | 0 | 0%
[25 empty] | 2020-04-04 | 4 | 4 | 5 | 2020-04-04 | 0 | 0%
[25 empty] | 2020-04-04 | 5 | 4 | 6 | 2020-04-04 | 0 | 0%
[25 empty] | 2020-04-04 | 6 | 4 | 7 | 2020-04-04 | 0 | 0%
[25 empty] | 2020-04-04 | 7 | 4 | 8 | 2020-04-04 | 0 | 0%
[25 empty] | 2020-04-04 | 8 | 4 | 9 | 2020-04-04 | 0 | 0%
[25 empty] | 2020-04-04 | 9 | 4 | 10 | 2020-04-04 | 0 | 0%
[25 empty] | 2020-04-04 | 10 | 4 | 11 | 2020-04-04 | 0 | 0%
[25 empty] | 2020-04-04 | 11 | 4 | 12 | 2020-04-04 | 0 | 0%
[25 empty] | 2020-04-04 | 12 | 4 | 13 | 2020-04-04 | 0 | 0%
[25 empty] | 2020-04-04 | 13 | 4 | 14 | 2020-04-04 | 0 | 0%
[25 empty] | 2020-04-04 | 14 | 4 | 15 | 2020-04-04 | 0 | 0%
[25 empty] | 2020-04-04 | 15 | 4 | 16 | 2020-04-04 | 0 | 0%
[25 empty] | 2020-04-04 | 16 | 4 | 17 | 2020-04-04 | 90.3219 | 0.0001092%
[25 empty] | 2020-04-04 | 17 | 4 | 18 | 2020-04-04 | 0 | 0%
[25 empty] | 2020-04-04 | 18 | 4 | 19 | 2020-04-04 | 0 | 0%
[25 empty] | 2020-04-04 | 19 | 4 | 20 | 2020-04-04 | 115.9761 | 0.0001402%
[25 empty] | 2020-04-04 | 20 | 4 | 21 | 2020-04-04 | 7216.6479 | 0.008725%
[25 empty] | 2020-04-04 | 21 | 4 | 22 | 2020-04-04 | 11027.4236 | 0.01333%
[25 empty] | 2020-04-04 | 22 | 4 | 23 | 2020-04-04 | 3289.2818 | 0.003977%
[25 empty] | 2020-04-04 | 23 | 4 | 24 | 2020-04-04 | 16.1501 | 1.952e-05%
[25 empty] | 2020-04-04 | 24 | 5 | 1 | 2020-04-04 | 0 | 0%
[25 empty] | 2020-04-05 | 1 | 5 | 2 | 2020-04-05 | 3.6972 | 4.47e-06%
[25 empty] | 2020-04-05 | 2 | 5 | 3 | 2020-04-05 | 0 | 0%
[25 empty] | 2020-04-05 | 3 | 5 | 4 | 2020-04-05 | 0 | 0%
[25 empty] | 2020-04-05 | 4 | 5 | 5 | 2020-04-05 | 0 | 0%
[25 empty] | 2020-04-05 | 5 | 5 | 6 | 2020-04-05 | 0 | 0%
[25 empty] | 2020-04-05 | 6 | 5 | 7 | 2020-04-05 | 0 | 0%
[25 empty] | 2020-04-05 | 7 | 5 | 8 | 2020-04-05 | 0 | 0%
[25 empty] | 2020-04-05 | 8 | 5 | 9 | 2020-04-05 | 0 | 0%
[25 empty] | 2020-04-05 | 9 | 5 | 10 | 2020-04-05 | 0 | 0%
[25 empty] | 2020-04-05 | 10 | 5 | 11 | 2020-04-05 | 0 | 0%
[25 empty] | 2020-04-05 | 11 | 5 | 12 | 2020-04-05 | 0 | 0%
[25 empty] | 2020-04-05 | 12 | 5 | 13 | 2020-04-05 | 0 | 0%
[25 empty] | 2020-04-05 | 13 | 5 | 14 | 2020-04-05 | 0 | 0%
[25 empty] | 2020-04-05 | 14 | 5 | 15 | 2020-04-05 | 0 | 0%
[25 empty] | 2020-04-05 | 15 | 5 | 16 | 2020-04-05 | 0 | 0%
[25 empty] | 2020-04-05 | 16 | 5 | 17 | 2020-04-05 | 135.669 | 0.000164%
[25 empty] | 2020-04-05 | 17 | 5 | 18 | 2020-04-05 | 0 | 0%
[25 empty] | 2020-04-05 | 18 | 5 | 19 | 2020-04-05 | 0 | 0%
[25 empty] | 2020-04-05 | 19 | 5 | 20 | 2020-04-05 | 61.3825 | 7.421e-05%
[25 empty] | 2020-04-05 | 20 | 5 | 21 | 2020-04-05 | 5683.6832 | 0.006871%
[25 empty] | 2020-04-05 | 21 | 5 | 22 | 2020-04-05 | 10370.8715 | 0.01254%
[25 empty] | 2020-04-05 | 22 | 5 | 23 | 2020-04-05 | 2608.7394 | 0.003154%
[25 empty] | 2020-04-05 | 23 | 5 | 24 | 2020-04-05 | 37.6527 | 4.552e-05%
[25 empty] | 2020-04-05 | 24 | 6 | 1 | 2020-04-05 | 0 | 0%
[25 empty] | 2020-04-06 | 1 | 6 | 2 | 2020-04-06 | 50.7375 | 6.134e-05%
[25 empty] | 2020-04-06 | 2 | 6 | 3 | 2020-04-06 | 0 | 0%
[25 empty] | 2020-04-06 | 3 | 6 | 4 | 2020-04-06 | 0 | 0%
[25 empty] | 2020-04-06 | 4 | 6 | 5 | 2020-04-06 | 0 | 0%
[25 empty] | 2020-04-06 | 5 | 6 | 6 | 2020-04-06 | 0 | 0%
[25 empty] | 2020-04-06 | 6 | 6 | 7 | 2020-04-06 | 0 | 0%
[25 empty] | 2020-04-06 | 7 | 6 | 8 | 2020-04-06 | 0 | 0%
[25 empty] | 2020-04-06 | 8 | 6 | 9 | 2020-04-06 | 5.5031 | 6.653e-06%
[25 empty] | 2020-04-06 | 9 | 6 | 10 | 2020-04-06 | 0 | 0%
[25 empty] | 2020-04-06 | 10 | 6 | 11 | 2020-04-06 | 0 | 0%
[25 empty] | 2020-04-06 | 11 | 6 | 12 | 2020-04-06 | 0 | 0%
[25 empty] | 2020-04-06 | 12 | 6 | 13 | 2020-04-06 | 0 | 0%
[25 empty] | 2020-04-06 | 13 | 6 | 14 | 2020-04-06 | 0 | 0%
[25 empty] | 2020-04-06 | 14 | 6 | 15 | 2020-04-06 | 0 | 0%
[25 empty] | 2020-04-06 | 15 | 6 | 16 | 2020-04-06 | 0 | 0%
[25 empty] | 2020-04-06 | 16 | 6 | 17 | 2020-04-06 | 15.6568 | 1.893e-05%
[25 empty] | 2020-04-06 | 17 | 6 | 18 | 2020-04-06 | 0 | 0%
[25 empty] | 2020-04-06 | 18 | 6 | 19 | 2020-04-06 | 0 | 0%
[25 empty] | 2020-04-06 | 19 | 6 | 20 | 2020-04-06 | 2285.7238 | 0.002763%
[25 empty] | 2020-04-06 | 20 | 6 | 21 | 2020-04-06 | 21213.4551 | 0.02565%
[25 empty] | 2020-04-06 | 21 | 6 | 22 | 2020-04-06 | 21647.9258 | 0.02617%
[25 empty] | 2020-04-06 | 22 | 6 | 23 | 2020-04-06 | 8452.8338 | 0.01022%
[25 empty] | 2020-04-06 | 23 | 6 | 24 | 2020-04-06 | 0 | 0%
[25 empty] | 2020-04-06 | 24 | 7 | 1 | 2020-04-06 | 0 | 0%
[25 empty] | 2020-04-07 | 1 | 7 | 2 | 2020-04-07 | 26.5579 | 3.211e-05%
[25 empty] | 2020-04-07 | 2 | 7 | 3 | 2020-04-07 | 0 | 0%
[25 empty] | 2020-04-07 | 3 | 7 | 4 | 2020-04-07 | 0 | 0%
[25 empty] | 2020-04-07 | 4 | 7 | 5 | 2020-04-07 | 0 | 0%
[25 empty] | 2020-04-07 | 5 | 7 | 6 | 2020-04-07 | 0 | 0%
[25 empty] | 2020-04-07 | 6 | 7 | 7 | 2020-04-07 | 0 | 0%
[25 empty] | 2020-04-07 | 7 | 7 | 8 | 2020-04-07 | 0 | 0%
[25 empty] | 2020-04-07 | 8 | 7 | 9 | 2020-04-07 | 18.5481 | 2.242e-05%
[25 empty] | 2020-04-07 | 9 | 7 | 10 | 2020-04-07 | 0.5126 | 6.197e-07%
[25 empty] | 2020-04-07 | 10 | 7 | 11 | 2020-04-07 | 0 | 0%
[25 empty] | 2020-04-07 | 11 | 7 | 12 | 2020-04-07 | 0 | 0%
[25 empty] | 2020-04-07 | 12 | 7 | 13 | 2020-04-07 | 0 | 0%
[25 empty] | 2020-04-07 | 13 | 7 | 14 | 2020-04-07 | 0 | 0%
[25 empty] | 2020-04-07 | 14 | 7 | 15 | 2020-04-07 | 0 | 0%
[25 empty] | 2020-04-07 | 15 | 7 | 16 | 2020-04-07 | 0 | 0%
[25 empty] | 2020-04-07 | 16 | 7 | 17 | 2020-04-07 | 46.5265 | 5.625e-05%
[25 empty] | 2020-04-07 | 17 | 7 | 18 | 2020-04-07 | 0 | 0%
[25 empty] | 2020-04-07 | 18 | 7 | 19 | 2020-04-07 | 54.3715 | 6.573e-05%
[25 empty] | 2020-04-07 | 19 | 7 | 20 | 2020-04-07 | 3419.039 | 0.004133%
[25 empty] | 2020-04-07 | 20 | 7 | 21 | 2020-04-07 | 21775.1214 | 0.02633%
[25 empty] | 2020-04-07 | 21 | 7 | 22 | 2020-04-07 | 20777.523 | 0.02512%
[25 empty] | 2020-04-07 | 22 | 7 | 23 | 2020-04-07 | 9616.2638 | 0.01163%
[25 empty] | 2020-04-07 | 23 | 7 | 24 | 2020-04-07 | 378.8507 | 0.000458%
[25 empty] | 2020-04-07 | 24 | 8 | 1 | 2020-04-07 | 0 | 0%
[25 empty] | 2020-04-08 | 1 | 8 | 2 | 2020-04-08 | 18.2909 | 2.211e-05%
[25 empty] | 2020-04-08 | 2 | 8 | 3 | 2020-04-08 | 0 | 0%
[25 empty] | 2020-04-08 | 3 | 8 | 4 | 2020-04-08 | 0 | 0%
[25 empty] | 2020-04-08 | 4 | 8 | 5 | 2020-04-08 | 0 | 0%
[25 empty] | 2020-04-08 | 5 | 8 | 6 | 2020-04-08 | 0 | 0%
[25 empty] | 2020-04-08 | 6 | 8 | 7 | 2020-04-08 | 0 | 0%
[25 empty] | 2020-04-08 | 7 | 8 | 8 | 2020-04-08 | 0 | 0%
[25 empty] | 2020-04-08 | 8 | 8 | 9 | 2020-04-08 | 11.327 | 1.369e-05%
[25 empty] | 2020-04-08 | 9 | 8 | 10 | 2020-04-08 | 0 | 0%
[25 empty] | 2020-04-08 | 10 | 8 | 11 | 2020-04-08 | 0 | 0%
[25 empty] | 2020-04-08 | 11 | 8 | 12 | 2020-04-08 | 0 | 0%
[25 empty] | 2020-04-08 | 12 | 8 | 13 | 2020-04-08 | 0 | 0%
[25 empty] | 2020-04-08 | 13 | 8 | 14 | 2020-04-08 | 0 | 0%
[25 empty] | 2020-04-08 | 14 | 8 | 15 | 2020-04-08 | 0 | 0%
[25 empty] | 2020-04-08 | 15 | 8 | 16 | 2020-04-08 | 0 | 0%
[25 empty] | 2020-04-08 | 16 | 8 | 17 | 2020-04-08 | 0 | 0%
[25 empty] | 2020-04-08 | 17 | 8 | 18 | 2020-04-08 | 0 | 0%
[25 empty] | 2020-04-08 | 18 | 8 | 19 | 2020-04-08 | 21.8405 | 2.64e-05%
[25 empty] | 2020-04-08 | 19 | 8 | 20 | 2020-04-08 | 3542.3381 | 0.004283%
[25 empty] | 2020-04-08 | 20 | 8 | 21 | 2020-04-08 | 23405.1127 | 0.0283%
[25 empty] | 2020-04-08 | 21 | 8 | 22 | 2020-04-08 | 22611.6553 | 0.02734%
[25 empty] | 2020-04-08 | 22 | 8 | 23 | 2020-04-08 | 9747.9186 | 0.01178%
[25 empty] | 2020-04-08 | 23 | 8 | 24 | 2020-04-08 | 192.5052 | 0.0002327%
[25 empty] | 2020-04-08 | 24 | 9 | 1 | 2020-04-08 | 0 | 0%
[25 empty] | 2020-04-09 | 1 | 9 | 2 | 2020-04-09 | 4.816 | 5.822e-06%
[25 empty] | 2020-04-09 | 2 | 9 | 3 | 2020-04-09 | 0 | 0%
[25 empty] | 2020-04-09 | 3 | 9 | 4 | 2020-04-09 | 0 | 0%
[25 empty] | 2020-04-09 | 4 | 9 | 5 | 2020-04-09 | 0 | 0%
[25 empty] | 2020-04-09 | 5 | 9 | 6 | 2020-04-09 | 0 | 0%
[25 empty] | 2020-04-09 | 6 | 9 | 7 | 2020-04-09 | 0 | 0%
[25 empty] | 2020-04-09 | 7 | 9 | 8 | 2020-04-09 | 0 | 0%
[25 empty] | 2020-04-09 | 8 | 9 | 9 | 2020-04-09 | 1.8863 | 2.28e-06%
[25 empty] | 2020-04-09 | 9 | 9 | 10 | 2020-04-09 | 6.7455 | 8.155e-06%
[25 empty] | 2020-04-09 | 10 | 9 | 11 | 2020-04-09 | 0 | 0%
[25 empty] | 2020-04-09 | 11 | 9 | 12 | 2020-04-09 | 0 | 0%
[25 empty] | 2020-04-09 | 12 | 9 | 13 | 2020-04-09 | 0 | 0%
[25 empty] | 2020-04-09 | 13 | 9 | 14 | 2020-04-09 | 0 | 0%
[25 empty] | 2020-04-09 | 14 | 9 | 15 | 2020-04-09 | 0 | 0%
[25 empty] | 2020-04-09 | 15 | 9 | 16 | 2020-04-09 | 0 | 0%
[25 empty] | 2020-04-09 | 16 | 9 | 17 | 2020-04-09 | 0 | 0%
[25 empty] | 2020-04-09 | 17 | 9 | 18 | 2020-04-09 | 0 | 0%
[25 empty] | 2020-04-09 | 18 | 9 | 19 | 2020-04-09 | 57.9178 | 7.002e-05%
[25 empty] | 2020-04-09 | 19 | 9 | 20 | 2020-04-09 | 3278.4308 | 0.003963%
[25 empty] | 2020-04-09 | 20 | 9 | 21 | 2020-04-09 | 17881.3186 | 0.02162%
[25 empty] | 2020-04-09 | 21 | 9 | 22 | 2020-04-09 | 19135.2502 | 0.02313%
[25 empty] | 2020-04-09 | 22 | 9 | 23 | 2020-04-09 | 8895.9577 | 0.01075%
[25 empty] | 2020-04-09 | 23 | 9 | 24 | 2020-04-09 | 393.9849 | 0.0004763%
[25 empty] | 2020-04-09 | 24 | 10 | 1 | 2020-04-09 | 0 | 0%
[25 empty] | 2020-04-10 | 1 | 10 | 2 | 2020-04-10 | 2.7223 | 3.291e-06%
[25 empty] | 2020-04-10 | 2 | 10 | 3 | 2020-04-10 | 0 | 0%
[25 empty] | 2020-04-10 | 3 | 10 | 4 | 2020-04-10 | 0 | 0%
[25 empty] | 2020-04-10 | 4 | 10 | 5 | 2020-04-10 | 0 | 0%
[25 empty] | 2020-04-10 | 5 | 10 | 6 | 2020-04-10 | 0 | 0%
[25 empty] | 2020-04-10 | 6 | 10 | 7 | 2020-04-10 | 0 | 0%
[25 empty] | 2020-04-10 | 7 | 10 | 8 | 2020-04-10 | 0 | 0%
[25 empty] | 2020-04-10 | 8 | 10 | 9 | 2020-04-10 | 5.1862 | 6.27e-06%
[25 empty] | 2020-04-10 | 9 | 10 | 10 | 2020-04-10 | 0 | 0%
[25 empty] | 2020-04-10 | 10 | 10 | 11 | 2020-04-10 | 0 | 0%
[25 empty] | 2020-04-10 | 11 | 10 | 12 | 2020-04-10 | 0 | 0%
[25 empty] | 2020-04-10 | 12 | 10 | 13 | 2020-04-10 | 0 | 0%
[25 empty] | 2020-04-10 | 13 | 10 | 14 | 2020-04-10 | 0 | 0%
[25 empty] | 2020-04-10 | 14 | 10 | 15 | 2020-04-10 | 0 | 0%
[25 empty] | 2020-04-10 | 15 | 10 | 16 | 2020-04-10 | 0 | 0%
[25 empty] | 2020-04-10 | 16 | 10 | 17 | 2020-04-10 | 16.564 | 2.003e-05%
[25 empty] | 2020-04-10 | 17 | 10 | 18 | 2020-04-10 | 0 | 0%
[25 empty] | 2020-04-10 | 18 | 10 | 19 | 2020-04-10 | 0 | 0%
[25 empty] | 2020-04-10 | 19 | 10 | 20 | 2020-04-10 | 1493.1321 | 0.001805%
[25 empty] | 2020-04-10 | 20 | 10 | 21 | 2020-04-10 | 15639.8123 | 0.01891%
[25 empty] | 2020-04-10 | 21 | 10 | 22 | 2020-04-10 | 16077.6309 | 0.01944%
[25 empty] | 2020-04-10 | 22 | 10 | 23 | 2020-04-10 | 7550.1954 | 0.009128%
[25 empty] | 2020-04-10 | 23 | 10 | 24 | 2020-04-10 | 165.2841 | 0.0001998%
[25 empty] | 2020-04-10 | 24 | 11 | 1 | 2020-04-10 | 0 | 0%
[25 empty] | 2020-04-11 | 1 | 11 | 2 | 2020-04-11 | 27.5605 | 3.332e-05%
[25 empty] | 2020-04-11 | 2 | 11 | 3 | 2020-04-11 | 0 | 0%
[25 empty] | 2020-04-11 | 3 | 11 | 4 | 2020-04-11 | 0 | 0%
[25 empty] | 2020-04-11 | 4 | 11 | 5 | 2020-04-11 | 0 | 0%
[25 empty] | 2020-04-11 | 5 | 11 | 6 | 2020-04-11 | 0 | 0%
[25 empty] | 2020-04-11 | 6 | 11 | 7 | 2020-04-11 | 0 | 0%
[25 empty] | 2020-04-11 | 7 | 11 | 8 | 2020-04-11 | 0 | 0%
[25 empty] | 2020-04-11 | 8 | 11 | 9 | 2020-04-11 | 0 | 0%
[25 empty] | 2020-04-11 | 9 | 11 | 10 | 2020-04-11 | 0 | 0%
[25 empty] | 2020-04-11 | 10 | 11 | 11 | 2020-04-11 | 0 | 0%
[25 empty] | 2020-04-11 | 11 | 11 | 12 | 2020-04-11 | 0 | 0%
[25 empty] | 2020-04-11 | 12 | 11 | 13 | 2020-04-11 | 0 | 0%
[25 empty] | 2020-04-11 | 13 | 11 | 14 | 2020-04-11 | 0 | 0%
[25 empty] | 2020-04-11 | 14 | 11 | 15 | 2020-04-11 | 0 | 0%
[25 empty] | 2020-04-11 | 15 | 11 | 16 | 2020-04-11 | 0 | 0%
[25 empty] | 2020-04-11 | 16 | 11 | 17 | 2020-04-11 | 119.0816 | 0.000144%
[25 empty] | 2020-04-11 | 17 | 11 | 18 | 2020-04-11 | 0 | 0%
[25 empty] | 2020-04-11 | 18 | 11 | 19 | 2020-04-11 | 0 | 0%
[25 empty] | 2020-04-11 | 19 | 11 | 20 | 2020-04-11 | 0 | 0%
[25 empty] | 2020-04-11 | 20 | 11 | 21 | 2020-04-11 | 2624.6515 | 0.003173%
[25 empty] | 2020-04-11 | 21 | 11 | 22 | 2020-04-11 | 5607.6764 | 0.006779%
[25 empty] | 2020-04-11 | 22 | 11 | 23 | 2020-04-11 | 517.3454 | 0.0006254%
[25 empty] | 2020-04-11 | 23 | 11 | 24 | 2020-04-11 | 0 | 0%
[25 empty] | 2020-04-11 | 24 | 12 | 1 | 2020-04-11 | 0 | 0%
[25 empty] | 2020-04-12 | 1 | 12 | 2 | 2020-04-12 | 0.78703 | 9.515e-07%
[25 empty] | 2020-04-12 | 2 | 12 | 3 | 2020-04-12 | 0 | 0%
[25 empty] | 2020-04-12 | 3 | 12 | 4 | 2020-04-12 | 0 | 0%
[25 empty] | 2020-04-12 | 4 | 12 | 5 | 2020-04-12 | 0 | 0%
[25 empty] | 2020-04-12 | 5 | 12 | 6 | 2020-04-12 | 0 | 0%
[25 empty] | 2020-04-12 | 6 | 12 | 7 | 2020-04-12 | 0 | 0%
[25 empty] | 2020-04-12 | 7 | 12 | 8 | 2020-04-12 | 9.0051 | 1.089e-05%
[25 empty] | 2020-04-12 | 8 | 12 | 9 | 2020-04-12 | 0 | 0%
[25 empty] | 2020-04-12 | 9 | 12 | 10 | 2020-04-12 | 7.8115 | 9.444e-06%
[25 empty] | 2020-04-12 | 10 | 12 | 11 | 2020-04-12 | 0 | 0%
[25 empty] | 2020-04-12 | 11 | 12 | 12 | 2020-04-12 | 0 | 0%
[25 empty] | 2020-04-12 | 12 | 12 | 13 | 2020-04-12 | 0 | 0%
[25 empty] | 2020-04-12 | 13 | 12 | 14 | 2020-04-12 | 0 | 0%
[25 empty] | 2020-04-12 | 14 | 12 | 15 | 2020-04-12 | 0 | 0%
[25 empty] | 2020-04-12 | 15 | 12 | 16 | 2020-04-12 | 0 | 0%
[25 empty] | 2020-04-12 | 16 | 12 | 17 | 2020-04-12 | 176.3644 | 0.0002132%
[25 empty] | 2020-04-12 | 17 | 12 | 18 | 2020-04-12 | 0 | 0%
[25 empty] | 2020-04-12 | 18 | 12 | 19 | 2020-04-12 | 0 | 0%
[25 empty] | 2020-04-12 | 19 | 12 | 20 | 2020-04-12 | 0 | 0%
[25 empty] | 2020-04-12 | 20 | 12 | 21 | 2020-04-12 | 6633.0748 | 0.008019%
[25 empty] | 2020-04-12 | 21 | 12 | 22 | 2020-04-12 | 10566.7307 | 0.01277%
[25 empty] | 2020-04-12 | 22 | 12 | 23 | 2020-04-12 | 1900.0917 | 0.002297%
[25 empty] | 2020-04-12 | 23 | 12 | 24 | 2020-04-12 | 0 | 0%
[25 empty] | 2020-04-12 | 24 | 13 | 1 | 2020-04-12 | 0 | 0%
[25 empty] | 2020-04-13 | 1 | 13 | 2 | 2020-04-13 | 10.6987 | 1.293e-05%
[25 empty] | 2020-04-13 | 2 | 13 | 3 | 2020-04-13 | 0 | 0%
[25 empty] | 2020-04-13 | 3 | 13 | 4 | 2020-04-13 | 0 | 0%
[25 empty] | 2020-04-13 | 4 | 13 | 5 | 2020-04-13 | 0 | 0%
[25 empty] | 2020-04-13 | 5 | 13 | 6 | 2020-04-13 | 0 | 0%
[25 empty] | 2020-04-13 | 6 | 13 | 7 | 2020-04-13 | 0 | 0%
[25 empty] | 2020-04-13 | 7 | 13 | 8 | 2020-04-13 | 0 | 0%
[25 empty] | 2020-04-13 | 8 | 13 | 9 | 2020-04-13 | 23.5352 | 2.845e-05%
[25 empty] | 2020-04-13 | 9 | 13 | 10 | 2020-04-13 | 10.3863 | 1.256e-05%
[25 empty] | 2020-04-13 | 10 | 13 | 11 | 2020-04-13 | 0 | 0%
[25 empty] | 2020-04-13 | 11 | 13 | 12 | 2020-04-13 | 0 | 0%
[25 empty] | 2020-04-13 | 12 | 13 | 13 | 2020-04-13 | 0 | 0%
[25 empty] | 2020-04-13 | 13 | 13 | 14 | 2020-04-13 | 0 | 0%
[25 empty] | 2020-04-13 | 14 | 13 | 15 | 2020-04-13 | 0 | 0%
[25 empty] | 2020-04-13 | 15 | 13 | 16 | 2020-04-13 | 0 | 0%
[25 empty] | 2020-04-13 | 16 | 13 | 17 | 2020-04-13 | 13.411 | 1.621e-05%
[25 empty] | 2020-04-13 | 17 | 13 | 18 | 2020-04-13 | 0 | 0%
[25 empty] | 2020-04-13 | 18 | 13 | 19 | 2020-04-13 | 0 | 0%
[25 empty] | 2020-04-13 | 19 | 13 | 20 | 2020-04-13 | 4031.998 | 0.004874%
[25 empty] | 2020-04-13 | 20 | 13 | 21 | 2020-04-13 | 23328.7254 | 0.0282%
[25 empty] | 2020-04-13 | 21 | 13 | 22 | 2020-04-13 | 22793.8552 | 0.02756%
[25 empty] | 2020-04-13 | 22 | 13 | 23 | 2020-04-13 | 10459.8435 | 0.01265%
[25 empty] | 2020-04-13 | 23 | 13 | 24 | 2020-04-13 | 158.7908 | 0.000192%
[25 empty] | 2020-04-13 | 24 | 14 | 1 | 2020-04-13 | 0 | 0%
[25 empty] | 2020-04-14 | 1 | 14 | 2 | 2020-04-14 | 0 | 0%
[25 empty] | 2020-04-14 | 2 | 14 | 3 | 2020-04-14 | 0 | 0%
[25 empty] | 2020-04-14 | 3 | 14 | 4 | 2020-04-14 | 0 | 0%
[25 empty] | 2020-04-14 | 4 | 14 | 5 | 2020-04-14 | 0 | 0%
[25 empty] | 2020-04-14 | 5 | 14 | 6 | 2020-04-14 | 0 | 0%
[25 empty] | 2020-04-14 | 6 | 14 | 7 | 2020-04-14 | 0 | 0%
[25 empty] | 2020-04-14 | 7 | 14 | 8 | 2020-04-14 | 0 | 0%
[25 empty] | 2020-04-14 | 8 | 14 | 9 | 2020-04-14 | 1.177 | 1.423e-06%
[25 empty] | 2020-04-14 | 9 | 14 | 10 | 2020-04-14 | 7.1322 | 8.623e-06%
[25 empty] | 2020-04-14 | 10 | 14 | 11 | 2020-04-14 | 0 | 0%
[25 empty] | 2020-04-14 | 11 | 14 | 12 | 2020-04-14 | 0 | 0%
[25 empty] | 2020-04-14 | 12 | 14 | 13 | 2020-04-14 | 0 | 0%
[25 empty] | 2020-04-14 | 13 | 14 | 14 | 2020-04-14 | 0 | 0%
[25 empty] | 2020-04-14 | 14 | 14 | 15 | 2020-04-14 | 0 | 0%
[25 empty] | 2020-04-14 | 15 | 14 | 16 | 2020-04-14 | 0 | 0%
[25 empty] | 2020-04-14 | 16 | 14 | 17 | 2020-04-14 | 1.0996 | 1.329e-06%
[25 empty] | 2020-04-14 | 17 | 14 | 18 | 2020-04-14 | 0 | 0%
[25 empty] | 2020-04-14 | 18 | 14 | 19 | 2020-04-14 | 239.526 | 0.0002896%
[25 empty] | 2020-04-14 | 19 | 14 | 20 | 2020-04-14 | 7429.4681 | 0.008982%
[25 empty] | 2020-04-14 | 20 | 14 | 21 | 2020-04-14 | 25610.9779 | 0.03096%
[25 empty] | 2020-04-14 | 21 | 14 | 22 | 2020-04-14 | 26744.7317 | 0.03233%
[25 empty] | 2020-04-14 | 22 | 14 | 23 | 2020-04-14 | 13503.4589 | 0.01633%
[25 empty] | 2020-04-14 | 23 | 14 | 24 | 2020-04-14 | 396.4791 | 0.0004793%
[25 empty] | 2020-04-14 | 24 | 15 | 1 | 2020-04-14 | 0 | 0%
[25 empty] | 2020-04-15 | 1 | 15 | 2 | 2020-04-15 | 4.9694 | 6.008e-06%
[25 empty] | 2020-04-15 | 2 | 15 | 3 | 2020-04-15 | 0 | 0%
[25 empty] | 2020-04-15 | 3 | 15 | 4 | 2020-04-15 | 0 | 0%
[25 empty] | 2020-04-15 | 4 | 15 | 5 | 2020-04-15 | 0 | 0%
[25 empty] | 2020-04-15 | 5 | 15 | 6 | 2020-04-15 | 0 | 0%
[25 empty] | 2020-04-15 | 6 | 15 | 7 | 2020-04-15 | 0 | 0%
[25 empty] | 2020-04-15 | 7 | 15 | 8 | 2020-04-15 | 0 | 0%
[25 empty] | 2020-04-15 | 8 | 15 | 9 | 2020-04-15 | 12.8015 | 1.548e-05%
[25 empty] | 2020-04-15 | 9 | 15 | 10 | 2020-04-15 | 0 | 0%
[25 empty] | 2020-04-15 | 10 | 15 | 11 | 2020-04-15 | 0 | 0%
[25 empty] | 2020-04-15 | 11 | 15 | 12 | 2020-04-15 | 0 | 0%
[25 empty] | 2020-04-15 | 12 | 15 | 13 | 2020-04-15 | 0 | 0%
[25 empty] | 2020-04-15 | 13 | 15 | 14 | 2020-04-15 | 0 | 0%
[25 empty] | 2020-04-15 | 14 | 15 | 15 | 2020-04-15 | 0 | 0%
[25 empty] | 2020-04-15 | 15 | 15 | 16 | 2020-04-15 | 0 | 0%
[25 empty] | 2020-04-15 | 16 | 15 | 17 | 2020-04-15 | 20.309 | 2.455e-05%
[25 empty] | 2020-04-15 | 17 | 15 | 18 | 2020-04-15 | 0 | 0%
[25 empty] | 2020-04-15 | 18 | 15 | 19 | 2020-04-15 | 2686.4103 | 0.003248%
[25 empty] | 2020-04-15 | 19 | 15 | 20 | 2020-04-15 | 14131.0362 | 0.01708%
[25 empty] | 2020-04-15 | 20 | 15 | 21 | 2020-04-15 | 30421.733 | 0.03678%
[25 empty] | 2020-04-15 | 21 | 15 | 22 | 2020-04-15 | 35131.6302 | 0.04247%
[25 empty] | 2020-04-15 | 22 | 15 | 23 | 2020-04-15 | 21129.0069 | 0.02554%
[25 empty] | 2020-04-15 | 23 | 15 | 24 | 2020-04-15 | 2546.6874 | 0.003079%
[25 empty] | 2020-04-15 | 24 | 16 | 1 | 2020-04-15 | 0 | 0%
[25 empty] | 2020-04-16 | 1 | 16 | 2 | 2020-04-16 | 3.6151 | 4.371e-06%
[25 empty] | 2020-04-16 | 2 | 16 | 3 | 2020-04-16 | 0 | 0%
[25 empty] | 2020-04-16 | 3 | 16 | 4 | 2020-04-16 | 0 | 0%
[25 empty] | 2020-04-16 | 4 | 16 | 5 | 2020-04-16 | 0 | 0%
[25 empty] | 2020-04-16 | 5 | 16 | 6 | 2020-04-16 | 0 | 0%
[25 empty] | 2020-04-16 | 6 | 16 | 7 | 2020-04-16 | 0 | 0%
[25 empty] | 2020-04-16 | 7 | 16 | 8 | 2020-04-16 | 0 | 0%
[25 empty] | 2020-04-16 | 8 | 16 | 9 | 2020-04-16 | 18.7436 | 2.266e-05%
[25 empty] | 2020-04-16 | 9 | 16 | 10 | 2020-04-16 | 5.5837 | 6.75e-06%
[25 empty] | 2020-04-16 | 10 | 16 | 11 | 2020-04-16 | 0 | 0%
[25 empty] | 2020-04-16 | 11 | 16 | 12 | 2020-04-16 | 0 | 0%
[25 empty] | 2020-04-16 | 12 | 16 | 13 | 2020-04-16 | 0 | 0%
[25 empty] | 2020-04-16 | 13 | 16 | 14 | 2020-04-16 | 0 | 0%
[25 empty] | 2020-04-16 | 14 | 16 | 15 | 2020-04-16 | 0 | 0%
[25 empty] | 2020-04-16 | 15 | 16 | 16 | 2020-04-16 | 0 | 0%
[25 empty] | 2020-04-16 | 16 | 16 | 17 | 2020-04-16 | 7.8241 | 9.459e-06%
[25 empty] | 2020-04-16 | 17 | 16 | 18 | 2020-04-16 | 0 | 0%
[25 empty] | 2020-04-16 | 18 | 16 | 19 | 2020-04-16 | 15.1667 | 1.834e-05%
[25 empty] | 2020-04-16 | 19 | 16 | 20 | 2020-04-16 | 5289.3541 | 0.006395%
[25 empty] | 2020-04-16 | 20 | 16 | 21 | 2020-04-16 | 22814.3351 | 0.02758%
[25 empty] | 2020-04-16 | 21 | 16 | 22 | 2020-04-16 | 23214.3615 | 0.02807%
[25 empty] | 2020-04-16 | 22 | 16 | 23 | 2020-04-16 | 11320.0676 | 0.01369%
[25 empty] | 2020-04-16 | 23 | 16 | 24 | 2020-04-16 | 88.8456 | 0.0001074%
[25 empty] | 2020-04-16 | 24 | 17 | 1 | 2020-04-16 | 0 | 0%
[25 empty] | 2020-04-17 | 1 | 17 | 2 | 2020-04-17 | 31.2173 | 3.774e-05%
[25 empty] | 2020-04-17 | 2 | 17 | 3 | 2020-04-17 | 0 | 0%
[25 empty] | 2020-04-17 | 3 | 17 | 4 | 2020-04-17 | 0 | 0%
[25 empty] | 2020-04-17 | 4 | 17 | 5 | 2020-04-17 | 0 | 0%
[25 empty] | 2020-04-17 | 5 | 17 | 6 | 2020-04-17 | 0 | 0%
[25 empty] | 2020-04-17 | 6 | 17 | 7 | 2020-04-17 | 0 | 0%
[25 empty] | 2020-04-17 | 7 | 17 | 8 | 2020-04-17 | 0 | 0%
[25 empty] | 2020-04-17 | 8 | 17 | 9 | 2020-04-17 | 7.7935 | 9.422e-06%
[25 empty] | 2020-04-17 | 9 | 17 | 10 | 2020-04-17 | 1.6314 | 1.972e-06%
[25 empty] | 2020-04-17 | 10 | 17 | 11 | 2020-04-17 | 0 | 0%
[25 empty] | 2020-04-17 | 11 | 17 | 12 | 2020-04-17 | 0 | 0%
[25 empty] | 2020-04-17 | 12 | 17 | 13 | 2020-04-17 | 0 | 0%
[25 empty] | 2020-04-17 | 13 | 17 | 14 | 2020-04-17 | 0 | 0%
[25 empty] | 2020-04-17 | 14 | 17 | 15 | 2020-04-17 | 0 | 0%
[25 empty] | 2020-04-17 | 15 | 17 | 16 | 2020-04-17 | 0 | 0%
[25 empty] | 2020-04-17 | 16 | 17 | 17 | 2020-04-17 | 0.56201 | 6.794e-07%
[25 empty] | 2020-04-17 | 17 | 17 | 18 | 2020-04-17 | 0 | 0%
[25 empty] | 2020-04-17 | 18 | 17 | 19 | 2020-04-17 | 47.2443 | 5.712e-05%
[25 empty] | 2020-04-17 | 19 | 17 | 20 | 2020-04-17 | 5462.108 | 0.006603%
[25 empty] | 2020-04-17 | 20 | 17 | 21 | 2020-04-17 | 22985.3307 | 0.02779%
[25 empty] | 2020-04-17 | 21 | 17 | 22 | 2020-04-17 | 24451.325 | 0.02956%
[25 empty] | 2020-04-17 | 22 | 17 | 23 | 2020-04-17 | 11691.836 | 0.01413%
[25 empty] | 2020-04-17 | 23 | 17 | 24 | 2020-04-17 | 155.1019 | 0.0001875%
[25 empty] | 2020-04-17 | 24 | 18 | 1 | 2020-04-17 | 0 | 0%
[25 empty] | 2020-04-18 | 1 | 18 | 2 | 2020-04-18 | 3.4918 | 4.221e-06%
[25 empty] | 2020-04-18 | 2 | 18 | 3 | 2020-04-18 | 0 | 0%
[25 empty] | 2020-04-18 | 3 | 18 | 4 | 2020-04-18 | 0 | 0%
[25 empty] | 2020-04-18 | 4 | 18 | 5 | 2020-04-18 | 0 | 0%
[25 empty] | 2020-04-18 | 5 | 18 | 6 | 2020-04-18 | 0 | 0%
[25 empty] | 2020-04-18 | 6 | 18 | 7 | 2020-04-18 | 0 | 0%
[25 empty] | 2020-04-18 | 7 | 18 | 8 | 2020-04-18 | 40.2917 | 4.871e-05%
[25 empty] | 2020-04-18 | 8 | 18 | 9 | 2020-04-18 | 0 | 0%
[25 empty] | 2020-04-18 | 9 | 18 | 10 | 2020-04-18 | 0.88639 | 1.072e-06%
[25 empty] | 2020-04-18 | 10 | 18 | 11 | 2020-04-18 | 0 | 0%
[25 empty] | 2020-04-18 | 11 | 18 | 12 | 2020-04-18 | 0 | 0%
[25 empty] | 2020-04-18 | 12 | 18 | 13 | 2020-04-18 | 0 | 0%
[25 empty] | 2020-04-18 | 13 | 18 | 14 | 2020-04-18 | 0 | 0%
[25 empty] | 2020-04-18 | 14 | 18 | 15 | 2020-04-18 | 0 | 0%
[25 empty] | 2020-04-18 | 15 | 18 | 16 | 2020-04-18 | 0 | 0%
[25 empty] | 2020-04-18 | 16 | 18 | 17 | 2020-04-18 | 24.4142 | 2.952e-05%
[25 empty] | 2020-04-18 | 17 | 18 | 18 | 2020-04-18 | 0 | 0%
[25 empty] | 2020-04-18 | 18 | 18 | 19 | 2020-04-18 | 0 | 0%
[25 empty] | 2020-04-18 | 19 | 18 | 20 | 2020-04-18 | 869.3792 | 0.001051%
[25 empty] | 2020-04-18 | 20 | 18 | 21 | 2020-04-18 | 12457.5447 | 0.01506%
[25 empty] | 2020-04-18 | 21 | 18 | 22 | 2020-04-18 | 16289.36 | 0.01969%
[25 empty] | 2020-04-18 | 22 | 18 | 23 | 2020-04-18 | 5713.1199 | 0.006907%
[25 empty] | 2020-04-18 | 23 | 18 | 24 | 2020-04-18 | 160.6904 | 0.0001943%
[25 empty] | 2020-04-18 | 24 | 19 | 1 | 2020-04-18 | 0 | 0%
[25 empty] | 2020-04-19 | 1 | 19 | 2 | 2020-04-19 | 0.059502 | 7.194e-08%
[25 empty] | 2020-04-19 | 2 | 19 | 3 | 2020-04-19 | 0 | 0%
[25 empty] | 2020-04-19 | 3 | 19 | 4 | 2020-04-19 | 0 | 0%
[25 empty] | 2020-04-19 | 4 | 19 | 5 | 2020-04-19 | 0 | 0%
[25 empty] | 2020-04-19 | 5 | 19 | 6 | 2020-04-19 | 0 | 0%
[25 empty] | 2020-04-19 | 6 | 19 | 7 | 2020-04-19 | 0 | 0%
[25 empty] | 2020-04-19 | 7 | 19 | 8 | 2020-04-19 | 15.6371 | 1.89e-05%
[25 empty] | 2020-04-19 | 8 | 19 | 9 | 2020-04-19 | 0 | 0%
[25 empty] | 2020-04-19 | 9 | 19 | 10 | 2020-04-19 | 0 | 0%
[25 empty] | 2020-04-19 | 10 | 19 | 11 | 2020-04-19 | 0 | 0%
[25 empty] | 2020-04-19 | 11 | 19 | 12 | 2020-04-19 | 0 | 0%
[25 empty] | 2020-04-19 | 12 | 19 | 13 | 2020-04-19 | 0 | 0%
[25 empty] | 2020-04-19 | 13 | 19 | 14 | 2020-04-19 | 0 | 0%
[25 empty] | 2020-04-19 | 14 | 19 | 15 | 2020-04-19 | 0 | 0%
[25 empty] | 2020-04-19 | 15 | 19 | 16 | 2020-04-19 | 0 | 0%
[25 empty] | 2020-04-19 | 16 | 19 | 17 | 2020-04-19 | 10.8134 | 1.307e-05%
[25 empty] | 2020-04-19 | 17 | 19 | 18 | 2020-04-19 | 0 | 0%
[25 empty] | 2020-04-19 | 18 | 19 | 19 | 2020-04-19 | 0 | 0%
[25 empty] | 2020-04-19 | 19 | 19 | 20 | 2020-04-19 | 697.8911 | 0.0008437%
[25 empty] | 2020-04-19 | 20 | 19 | 21 | 2020-04-19 | 12687.9925 | 0.01534%
[25 empty] | 2020-04-19 | 21 | 19 | 22 | 2020-04-19 | 16185.2818 | 0.01957%
[25 empty] | 2020-04-19 | 22 | 19 | 23 | 2020-04-19 | 4476.0927 | 0.005411%
[25 empty] | 2020-04-19 | 23 | 19 | 24 | 2020-04-19 | 0 | 0%
[25 empty] | 2020-04-19 | 24 | 20 | 1 | 2020-04-19 | 0 | 0%
[25 empty] | 2020-04-20 | 1 | 20 | 2 | 2020-04-20 | 35.0757 | 4.24e-05%
[25 empty] | 2020-04-20 | 2 | 20 | 3 | 2020-04-20 | 0 | 0%
[25 empty] | 2020-04-20 | 3 | 20 | 4 | 2020-04-20 | 0 | 0%
[25 empty] | 2020-04-20 | 4 | 20 | 5 | 2020-04-20 | 0 | 0%
[25 empty] | 2020-04-20 | 5 | 20 | 6 | 2020-04-20 | 0 | 0%
[25 empty] | 2020-04-20 | 6 | 20 | 7 | 2020-04-20 | 0 | 0%
[25 empty] | 2020-04-20 | 7 | 20 | 8 | 2020-04-20 | 0 | 0%
[25 empty] | 2020-04-20 | 8 | 20 | 9 | 2020-04-20 | 26.9006 | 3.252e-05%
[25 empty] | 2020-04-20 | 9 | 20 | 10 | 2020-04-20 | 4.4296 | 5.355e-06%
[25 empty] | 2020-04-20 | 10 | 20 | 11 | 2020-04-20 | 0 | 0%
[25 empty] | 2020-04-20 | 11 | 20 | 12 | 2020-04-20 | 0 | 0%
[25 empty] | 2020-04-20 | 12 | 20 | 13 | 2020-04-20 | 0 | 0%
[25 empty] | 2020-04-20 | 13 | 20 | 14 | 2020-04-20 | 0 | 0%
[25 empty] | 2020-04-20 | 14 | 20 | 15 | 2020-04-20 | 0 | 0%
[25 empty] | 2020-04-20 | 15 | 20 | 16 | 2020-04-20 | 0 | 0%
[25 empty] | 2020-04-20 | 16 | 20 | 17 | 2020-04-20 | 0 | 0%
[25 empty] | 2020-04-20 | 17 | 20 | 18 | 2020-04-20 | 0 | 0%
[25 empty] | 2020-04-20 | 18 | 20 | 19 | 2020-04-20 | 593.7836 | 0.0007179%
[25 empty] | 2020-04-20 | 19 | 20 | 20 | 2020-04-20 | 9382.3257 | 0.01134%
[25 empty] | 2020-04-20 | 20 | 20 | 21 | 2020-04-20 | 30285.4383 | 0.03661%
[25 empty] | 2020-04-20 | 21 | 20 | 22 | 2020-04-20 | 30151.8305 | 0.03645%
[25 empty] | 2020-04-20 | 22 | 20 | 23 | 2020-04-20 | 16051.9604 | 0.01941%
[25 empty] | 2020-04-20 | 23 | 20 | 24 | 2020-04-20 | 551.9074 | 0.0006672%
[25 empty] | 2020-04-20 | 24 | 21 | 1 | 2020-04-20 | 0 | 0%
[25 empty] | 2020-04-21 | 1 | 21 | 2 | 2020-04-21 | 5.6854 | 6.873e-06%
[25 empty] | 2020-04-21 | 2 | 21 | 3 | 2020-04-21 | 0 | 0%
[25 empty] | 2020-04-21 | 3 | 21 | 4 | 2020-04-21 | 0 | 0%
[25 empty] | 2020-04-21 | 4 | 21 | 5 | 2020-04-21 | 0 | 0%
[25 empty] | 2020-04-21 | 5 | 21 | 6 | 2020-04-21 | 0 | 0%
[25 empty] | 2020-04-21 | 6 | 21 | 7 | 2020-04-21 | 0 | 0%
[25 empty] | 2020-04-21 | 7 | 21 | 8 | 2020-04-21 | 0 | 0%
[25 empty] | 2020-04-21 | 8 | 21 | 9 | 2020-04-21 | 22.962 | 2.776e-05%
[25 empty] | 2020-04-21 | 9 | 21 | 10 | 2020-04-21 | 8.0466 | 9.728e-06%
[25 empty] | 2020-04-21 | 10 | 21 | 11 | 2020-04-21 | 0 | 0%
[25 empty] | 2020-04-21 | 11 | 21 | 12 | 2020-04-21 | 0 | 0%
[25 empty] | 2020-04-21 | 12 | 21 | 13 | 2020-04-21 | 0 | 0%
[25 empty] | 2020-04-21 | 13 | 21 | 14 | 2020-04-21 | 0 | 0%
[25 empty] | 2020-04-21 | 14 | 21 | 15 | 2020-04-21 | 0 | 0%
[25 empty] | 2020-04-21 | 15 | 21 | 16 | 2020-04-21 | 0 | 0%
[25 empty] | 2020-04-21 | 16 | 21 | 17 | 2020-04-21 | 0 | 0%
[25 empty] | 2020-04-21 | 17 | 21 | 18 | 2020-04-21 | 0 | 0%
[25 empty] | 2020-04-21 | 18 | 21 | 19 | 2020-04-21 | 485.1112 | 0.0005865%
[25 empty] | 2020-04-21 | 19 | 21 | 20 | 2020-04-21 | 7612.2642 | 0.009203%
[25 empty] | 2020-04-21 | 20 | 21 | 21 | 2020-04-21 | 28320.7709 | 0.03424%
[25 empty] | 2020-04-21 | 21 | 21 | 22 | 2020-04-21 | 27433.9053 | 0.03317%
[25 empty] | 2020-04-21 | 22 | 21 | 23 | 2020-04-21 | 14390.7931 | 0.0174%
[25 empty] | 2020-04-21 | 23 | 21 | 24 | 2020-04-21 | 679.812 | 0.0008219%
[25 empty] | 2020-04-21 | 24 | 22 | 1 | 2020-04-21 | 0 | 0%
[25 empty] | 2020-04-22 | 1 | 22 | 2 | 2020-04-22 | 0 | 0%
[25 empty] | 2020-04-22 | 2 | 22 | 3 | 2020-04-22 | 0 | 0%
[25 empty] | 2020-04-22 | 3 | 22 | 4 | 2020-04-22 | 0 | 0%
[25 empty] | 2020-04-22 | 4 | 22 | 5 | 2020-04-22 | 0 | 0%
[25 empty] | 2020-04-22 | 5 | 22 | 6 | 2020-04-22 | 0 | 0%
[25 empty] | 2020-04-22 | 6 | 22 | 7 | 2020-04-22 | 0 | 0%
[25 empty] | 2020-04-22 | 7 | 22 | 8 | 2020-04-22 | 6.5832 | 7.959e-06%
[25 empty] | 2020-04-22 | 8 | 22 | 9 | 2020-04-22 | 32.0167 | 3.871e-05%
[25 empty] | 2020-04-22 | 9 | 22 | 10 | 2020-04-22 | 1.3858 | 1.675e-06%
[25 empty] | 2020-04-22 | 10 | 22 | 11 | 2020-04-22 | 0 | 0%
[25 empty] | 2020-04-22 | 11 | 22 | 12 | 2020-04-22 | 0 | 0%
[25 empty] | 2020-04-22 | 12 | 22 | 13 | 2020-04-22 | 0 | 0%
[25 empty] | 2020-04-22 | 13 | 22 | 14 | 2020-04-22 | 0 | 0%
[25 empty] | 2020-04-22 | 14 | 22 | 15 | 2020-04-22 | 0 | 0%
[25 empty] | 2020-04-22 | 15 | 22 | 16 | 2020-04-22 | 0 | 0%
[25 empty] | 2020-04-22 | 16 | 22 | 17 | 2020-04-22 | 92.6619 | 0.000112%
[25 empty] | 2020-04-22 | 17 | 22 | 18 | 2020-04-22 | 445.3039 | 0.0005384%
[25 empty] | 2020-04-22 | 18 | 22 | 19 | 2020-04-22 | 9404.5785 | 0.01137%
[25 empty] | 2020-04-22 | 19 | 22 | 20 | 2020-04-22 | 25808.8561 | 0.0312%
[25 empty] | 2020-04-22 | 20 | 22 | 21 | 2020-04-22 | 42222.5071 | 0.05104%
[25 empty] | 2020-04-22 | 21 | 22 | 22 | 2020-04-22 | 46849.251 | 0.05664%
[25 empty] | 2020-04-22 | 22 | 22 | 23 | 2020-04-22 | 31122.5071 | 0.03763%
[25 empty] | 2020-04-22 | 23 | 22 | 24 | 2020-04-22 | 5772.6134 | 0.006979%
[25 empty] | 2020-04-22 | 24 | 23 | 1 | 2020-04-22 | 0 | 0%
[25 empty] | 2020-04-23 | 1 | 23 | 2 | 2020-04-23 | 0 | 0%
[25 empty] | 2020-04-23 | 2 | 23 | 3 | 2020-04-23 | 0 | 0%
[25 empty] | 2020-04-23 | 3 | 23 | 4 | 2020-04-23 | 0 | 0%
[25 empty] | 2020-04-23 | 4 | 23 | 5 | 2020-04-23 | 0 | 0%
[25 empty] | 2020-04-23 | 5 | 23 | 6 | 2020-04-23 | 0 | 0%
[25 empty] | 2020-04-23 | 6 | 23 | 7 | 2020-04-23 | 0 | 0%
[25 empty] | 2020-04-23 | 7 | 23 | 8 | 2020-04-23 | 0 | 0%
[25 empty] | 2020-04-23 | 8 | 23 | 9 | 2020-04-23 | 22.1444 | 2.677e-05%
[25 empty] | 2020-04-23 | 9 | 23 | 10 | 2020-04-23 | 0.0965 | 1.167e-07%
[25 empty] | 2020-04-23 | 10 | 23 | 11 | 2020-04-23 | 0 | 0%
[25 empty] | 2020-04-23 | 11 | 23 | 12 | 2020-04-23 | 0 | 0%
[25 empty] | 2020-04-23 | 12 | 23 | 13 | 2020-04-23 | 0 | 0%
[25 empty] | 2020-04-23 | 13 | 23 | 14 | 2020-04-23 | 0 | 0%
[25 empty] | 2020-04-23 | 14 | 23 | 15 | 2020-04-23 | 0 | 0%
[25 empty] | 2020-04-23 | 15 | 23 | 16 | 2020-04-23 | 0 | 0%
[25 empty] | 2020-04-23 | 16 | 23 | 17 | 2020-04-23 | 11.3996 | 1.378e-05%
[25 empty] | 2020-04-23 | 17 | 23 | 18 | 2020-04-23 | 170.9265 | 0.0002066%
[25 empty] | 2020-04-23 | 18 | 23 | 19 | 2020-04-23 | 4649.9013 | 0.005622%
[25 empty] | 2020-04-23 | 19 | 23 | 20 | 2020-04-23 | 19596.3254 | 0.02369%
[25 empty] | 2020-04-23 | 20 | 23 | 21 | 2020-04-23 | 34627.6661 | 0.04186%
[25 empty] | 2020-04-23 | 21 | 23 | 22 | 2020-04-23 | 43520.1627 | 0.05261%
[25 empty] | 2020-04-23 | 22 | 23 | 23 | 2020-04-23 | 28140.2762 | 0.03402%
[25 empty] | 2020-04-23 | 23 | 23 | 24 | 2020-04-23 | 3314.6716 | 0.004007%
[25 empty] | 2020-04-23 | 24 | 24 | 1 | 2020-04-23 | 0 | 0%
[25 empty] | 2020-04-24 | 1 | 24 | 2 | 2020-04-24 | 6.1654 | 7.454e-06%
[25 empty] | 2020-04-24 | 2 | 24 | 3 | 2020-04-24 | 0 | 0%
[25 empty] | 2020-04-24 | 3 | 24 | 4 | 2020-04-24 | 0 | 0%
[25 empty] | 2020-04-24 | 4 | 24 | 5 | 2020-04-24 | 0 | 0%
[25 empty] | 2020-04-24 | 5 | 24 | 6 | 2020-04-24 | 0 | 0%
[25 empty] | 2020-04-24 | 6 | 24 | 7 | 2020-04-24 | 0 | 0%
[25 empty] | 2020-04-24 | 7 | 24 | 8 | 2020-04-24 | 0 | 0%
[25 empty] | 2020-04-24 | 8 | 24 | 9 | 2020-04-24 | 29.7661 | 3.599e-05%
[25 empty] | 2020-04-24 | 9 | 24 | 10 | 2020-04-24 | 4.8793 | 5.899e-06%
[25 empty] | 2020-04-24 | 10 | 24 | 11 | 2020-04-24 | 0 | 0%
[25 empty] | 2020-04-24 | 11 | 24 | 12 | 2020-04-24 | 0 | 0%
[25 empty] | 2020-04-24 | 12 | 24 | 13 | 2020-04-24 | 0 | 0%
[25 empty] | 2020-04-24 | 13 | 24 | 14 | 2020-04-24 | 0 | 0%
[25 empty] | 2020-04-24 | 14 | 24 | 15 | 2020-04-24 | 0 | 0%
[25 empty] | 2020-04-24 | 15 | 24 | 16 | 2020-04-24 | 0 | 0%
[25 empty] | 2020-04-24 | 16 | 24 | 17 | 2020-04-24 | 18.7369 | 2.265e-05%
[25 empty] | 2020-04-24 | 17 | 24 | 18 | 2020-04-24 | 0 | 0%
[25 empty] | 2020-04-24 | 18 | 24 | 19 | 2020-04-24 | 33.2875 | 4.024e-05%
[25 empty] | 2020-04-24 | 19 | 24 | 20 | 2020-04-24 | 1605.0617 | 0.00194%
[25 empty] | 2020-04-24 | 20 | 24 | 21 | 2020-04-24 | 18125.831 | 0.02191%
[25 empty] | 2020-04-24 | 21 | 24 | 22 | 2020-04-24 | 18766.8084 | 0.02269%
[25 empty] | 2020-04-24 | 22 | 24 | 23 | 2020-04-24 | 7665.0254 | 0.009267%
[25 empty] | 2020-04-24 | 23 | 24 | 24 | 2020-04-24 | 171.0511 | 0.0002068%
[25 empty] | 2020-04-24 | 24 | 25 | 1 | 2020-04-24 | 0 | 0%
[25 empty] | 2020-04-25 | 1 | 25 | 2 | 2020-04-25 | 5.814 | 7.029e-06%
[25 empty] | 2020-04-25 | 2 | 25 | 3 | 2020-04-25 | 0 | 0%
[25 empty] | 2020-04-25 | 3 | 25 | 4 | 2020-04-25 | 0 | 0%
[25 empty] | 2020-04-25 | 4 | 25 | 5 | 2020-04-25 | 0 | 0%
[25 empty] | 2020-04-25 | 5 | 25 | 6 | 2020-04-25 | 0 | 0%
[25 empty] | 2020-04-25 | 6 | 25 | 7 | 2020-04-25 | 0 | 0%
[25 empty] | 2020-04-25 | 7 | 25 | 8 | 2020-04-25 | 0 | 0%
[25 empty] | 2020-04-25 | 8 | 25 | 9 | 2020-04-25 | 0 | 0%
[25 empty] | 2020-04-25 | 9 | 25 | 10 | 2020-04-25 | 0 | 0%
[25 empty] | 2020-04-25 | 10 | 25 | 11 | 2020-04-25 | 0 | 0%
[25 empty] | 2020-04-25 | 11 | 25 | 12 | 2020-04-25 | 0 | 0%
[25 empty] | 2020-04-25 | 12 | 25 | 13 | 2020-04-25 | 0 | 0%
[25 empty] | 2020-04-25 | 13 | 25 | 14 | 2020-04-25 | 0 | 0%
[25 empty] | 2020-04-25 | 14 | 25 | 15 | 2020-04-25 | 0 | 0%
[25 empty] | 2020-04-25 | 15 | 25 | 16 | 2020-04-25 | 0 | 0%
[25 empty] | 2020-04-25 | 16 | 25 | 17 | 2020-04-25 | 39.6773 | 4.797e-05%
[25 empty] | 2020-04-25 | 17 | 25 | 18 | 2020-04-25 | 0 | 0%
[25 empty] | 2020-04-25 | 18 | 25 | 19 | 2020-04-25 | 0 | 0%
[25 empty] | 2020-04-25 | 19 | 25 | 20 | 2020-04-25 | 38.547 | 4.66e-05%
[25 empty] | 2020-04-25 | 20 | 25 | 21 | 2020-04-25 | 9472.3262 | 0.01145%
[25 empty] | 2020-04-25 | 21 | 25 | 22 | 2020-04-25 | 13069.6329 | 0.0158%
[25 empty] | 2020-04-25 | 22 | 25 | 23 | 2020-04-25 | 2757.6088 | 0.003334%
[25 empty] | 2020-04-25 | 23 | 25 | 24 | 2020-04-25 | 0 | 0%
[25 empty] | 2020-04-25 | 24 | 26 | 1 | 2020-04-25 | 0 | 0%
[25 empty] | 2020-04-26 | 1 | 26 | 2 | 2020-04-26 | 0 | 0%
[25 empty] | 2020-04-26 | 2 | 26 | 3 | 2020-04-26 | 0 | 0%
[25 empty] | 2020-04-26 | 3 | 26 | 4 | 2020-04-26 | 0 | 0%
[25 empty] | 2020-04-26 | 4 | 26 | 5 | 2020-04-26 | 0 | 0%
[25 empty] | 2020-04-26 | 5 | 26 | 6 | 2020-04-26 | 0 | 0%
[25 empty] | 2020-04-26 | 6 | 26 | 7 | 2020-04-26 | 0 | 0%
[25 empty] | 2020-04-26 | 7 | 26 | 8 | 2020-04-26 | 0 | 0%
[25 empty] | 2020-04-26 | 8 | 26 | 9 | 2020-04-26 | 0 | 0%
[25 empty] | 2020-04-26 | 9 | 26 | 10 | 2020-04-26 | 0 | 0%
[25 empty] | 2020-04-26 | 10 | 26 | 11 | 2020-04-26 | 0 | 0%
[25 empty] | 2020-04-26 | 11 | 26 | 12 | 2020-04-26 | 0 | 0%
[25 empty] | 2020-04-26 | 12 | 26 | 13 | 2020-04-26 | 0 | 0%
[25 empty] | 2020-04-26 | 13 | 26 | 14 | 2020-04-26 | 0 | 0%
[25 empty] | 2020-04-26 | 14 | 26 | 15 | 2020-04-26 | 0 | 0%
[25 empty] | 2020-04-26 | 15 | 26 | 16 | 2020-04-26 | 0 | 0%
[25 empty] | 2020-04-26 | 16 | 26 | 17 | 2020-04-26 | 30.1701 | 3.647e-05%
[25 empty] | 2020-04-26 | 17 | 26 | 18 | 2020-04-26 | 0 | 0%
[25 empty] | 2020-04-26 | 18 | 26 | 19 | 2020-04-26 | 0 | 0%
[25 empty] | 2020-04-26 | 19 | 26 | 20 | 2020-04-26 | 51.1387 | 6.182e-05%
[25 empty] | 2020-04-26 | 20 | 26 | 21 | 2020-04-26 | 6168.9145 | 0.007458%
[25 empty] | 2020-04-26 | 21 | 26 | 22 | 2020-04-26 | 11566.4267 | 0.01398%
[25 empty] | 2020-04-26 | 22 | 26 | 23 | 2020-04-26 | 2635.4701 | 0.003186%
[25 empty] | 2020-04-26 | 23 | 26 | 24 | 2020-04-26 | 13.8555 | 1.675e-05%
[25 empty] | 2020-04-26 | 24 | 27 | 1 | 2020-04-26 | 0 | 0%
[25 empty] | 2020-04-27 | 1 | 27 | 2 | 2020-04-27 | 21.8872 | 2.646e-05%
[25 empty] | 2020-04-27 | 2 | 27 | 3 | 2020-04-27 | 0 | 0%
[25 empty] | 2020-04-27 | 3 | 27 | 4 | 2020-04-27 | 0 | 0%
[25 empty] | 2020-04-27 | 4 | 27 | 5 | 2020-04-27 | 0 | 0%
[25 empty] | 2020-04-27 | 5 | 27 | 6 | 2020-04-27 | 0 | 0%
[25 empty] | 2020-04-27 | 6 | 27 | 7 | 2020-04-27 | 0 | 0%
[25 empty] | 2020-04-27 | 7 | 27 | 8 | 2020-04-27 | 0 | 0%
[25 empty] | 2020-04-27 | 8 | 27 | 9 | 2020-04-27 | 5.4662 | 6.608e-06%
[25 empty] | 2020-04-27 | 9 | 27 | 10 | 2020-04-27 | 3.5534 | 4.296e-06%
[25 empty] | 2020-04-27 | 10 | 27 | 11 | 2020-04-27 | 0 | 0%
[25 empty] | 2020-04-27 | 11 | 27 | 12 | 2020-04-27 | 0 | 0%
[25 empty] | 2020-04-27 | 12 | 27 | 13 | 2020-04-27 | 0 | 0%
[25 empty] | 2020-04-27 | 13 | 27 | 14 | 2020-04-27 | 0 | 0%
[25 empty] | 2020-04-27 | 14 | 27 | 15 | 2020-04-27 | 0 | 0%
[25 empty] | 2020-04-27 | 15 | 27 | 16 | 2020-04-27 | 0 | 0%
[25 empty] | 2020-04-27 | 16 | 27 | 17 | 2020-04-27 | 15.2646 | 1.845e-05%
[25 empty] | 2020-04-27 | 17 | 27 | 18 | 2020-04-27 | 0 | 0%
[25 empty] | 2020-04-27 | 18 | 27 | 19 | 2020-04-27 | 171.311 | 0.0002071%
[25 empty] | 2020-04-27 | 19 | 27 | 20 | 2020-04-27 | 5268.9681 | 0.00637%
[25 empty] | 2020-04-27 | 20 | 27 | 21 | 2020-04-27 | 24911.3441 | 0.03012%
[25 empty] | 2020-04-27 | 21 | 27 | 22 | 2020-04-27 | 24320.7448 | 0.0294%
[25 empty] | 2020-04-27 | 22 | 27 | 23 | 2020-04-27 | 11920.1422 | 0.01441%
[25 empty] | 2020-04-27 | 23 | 27 | 24 | 2020-04-27 | 652.1137 | 0.0007884%
[25 empty] | 2020-04-27 | 24 | 28 | 1 | 2020-04-27 | 0 | 0%
[25 empty] | 2020-04-28 | 1 | 28 | 2 | 2020-04-28 | 6.7714 | 8.186e-06%
[25 empty] | 2020-04-28 | 2 | 28 | 3 | 2020-04-28 | 0 | 0%
[25 empty] | 2020-04-28 | 3 | 28 | 4 | 2020-04-28 | 0 | 0%
[25 empty] | 2020-04-28 | 4 | 28 | 5 | 2020-04-28 | 0 | 0%
[25 empty] | 2020-04-28 | 5 | 28 | 6 | 2020-04-28 | 0 | 0%
[25 empty] | 2020-04-28 | 6 | 28 | 7 | 2020-04-28 | 0 | 0%
[25 empty] | 2020-04-28 | 7 | 28 | 8 | 2020-04-28 | 0 | 0%
[25 empty] | 2020-04-28 | 8 | 28 | 9 | 2020-04-28 | 43.3537 | 5.241e-05%
[25 empty] | 2020-04-28 | 9 | 28 | 10 | 2020-04-28 | 10.0484 | 1.215e-05%
[25 empty] | 2020-04-28 | 10 | 28 | 11 | 2020-04-28 | 0 | 0%
[25 empty] | 2020-04-28 | 11 | 28 | 12 | 2020-04-28 | 0 | 0%
[25 empty] | 2020-04-28 | 12 | 28 | 13 | 2020-04-28 | 0 | 0%
[25 empty] | 2020-04-28 | 13 | 28 | 14 | 2020-04-28 | 0 | 0%
[25 empty] | 2020-04-28 | 14 | 28 | 15 | 2020-04-28 | 0 | 0%
[25 empty] | 2020-04-28 | 15 | 28 | 16 | 2020-04-28 | 0 | 0%
[25 empty] | 2020-04-28 | 16 | 28 | 17 | 2020-04-28 | 0.93026 | 1.125e-06%
[25 empty] | 2020-04-28 | 17 | 28 | 18 | 2020-04-28 | 0 | 0%
[25 empty] | 2020-04-28 | 18 | 28 | 19 | 2020-04-28 | 550.1013 | 0.000665%
[25 empty] | 2020-04-28 | 19 | 28 | 20 | 2020-04-28 | 9978.3411 | 0.01206%
[25 empty] | 2020-04-28 | 20 | 28 | 21 | 2020-04-28 | 31104.1733 | 0.0376%
[25 empty] | 2020-04-28 | 21 | 28 | 22 | 2020-04-28 | 30912.1728 | 0.03737%
[25 empty] | 2020-04-28 | 22 | 28 | 23 | 2020-04-28 | 15926.5243 | 0.01925%
[25 empty] | 2020-04-28 | 23 | 28 | 24 | 2020-04-28 | 831.5284 | 0.001005%
[25 empty] | 2020-04-28 | 24 | 29 | 1 | 2020-04-28 | 0 | 0%
[25 empty] | 2020-04-29 | 1 | 29 | 2 | 2020-04-29 | 14.824 | 1.792e-05%
[25 empty] | 2020-04-29 | 2 | 29 | 3 | 2020-04-29 | 0 | 0%
[25 empty] | 2020-04-29 | 3 | 29 | 4 | 2020-04-29 | 0 | 0%
[25 empty] | 2020-04-29 | 4 | 29 | 5 | 2020-04-29 | 0 | 0%
[25 empty] | 2020-04-29 | 5 | 29 | 6 | 2020-04-29 | 0 | 0%
[25 empty] | 2020-04-29 | 6 | 29 | 7 | 2020-04-29 | 0 | 0%
[25 empty] | 2020-04-29 | 7 | 29 | 8 | 2020-04-29 | 7.3689 | 8.909e-06%
[25 empty] | 2020-04-29 | 8 | 29 | 9 | 2020-04-29 | 67.362 | 8.144e-05%
[25 empty] | 2020-04-29 | 9 | 29 | 10 | 2020-04-29 | 0 | 0%
[25 empty] | 2020-04-29 | 10 | 29 | 11 | 2020-04-29 | 0 | 0%
[25 empty] | 2020-04-29 | 11 | 29 | 12 | 2020-04-29 | 0 | 0%
[25 empty] | 2020-04-29 | 12 | 29 | 13 | 2020-04-29 | 0 | 0%
[25 empty] | 2020-04-29 | 13 | 29 | 14 | 2020-04-29 | 0 | 0%
[25 empty] | 2020-04-29 | 14 | 29 | 15 | 2020-04-29 | 0 | 0%
[25 empty] | 2020-04-29 | 15 | 29 | 16 | 2020-04-29 | 0 | 0%
[25 empty] | 2020-04-29 | 16 | 29 | 17 | 2020-04-29 | 29.5091 | 3.568e-05%
[25 empty] | 2020-04-29 | 17 | 29 | 18 | 2020-04-29 | 0 | 0%
[25 empty] | 2020-04-29 | 18 | 29 | 19 | 2020-04-29 | 91.2987 | 0.0001104%
[25 empty] | 2020-04-29 | 19 | 29 | 20 | 2020-04-29 | 1639.7285 | 0.001982%
[25 empty] | 2020-04-29 | 20 | 29 | 21 | 2020-04-29 | 19108.7331 | 0.0231%
[25 empty] | 2020-04-29 | 21 | 29 | 22 | 2020-04-29 | 20625.9281 | 0.02494%
[25 empty] | 2020-04-29 | 22 | 29 | 23 | 2020-04-29 | 9419.9793 | 0.01139%
[25 empty] | 2020-04-29 | 23 | 29 | 24 | 2020-04-29 | 247.1348 | 0.0002988%
[25 empty] | 2020-04-29 | 24 | 30 | 1 | 2020-04-29 | 1.6937 | 2.048e-06%
[25 empty] | 2020-04-30 | 1 | 30 | 2 | 2020-04-30 | 12.3079 | 1.488e-05%
[25 empty] | 2020-04-30 | 2 | 30 | 3 | 2020-04-30 | 0 | 0%
[25 empty] | 2020-04-30 | 3 | 30 | 4 | 2020-04-30 | 0 | 0%
[25 empty] | 2020-04-30 | 4 | 30 | 5 | 2020-04-30 | 0 | 0%
[25 empty] | 2020-04-30 | 5 | 30 | 6 | 2020-04-30 | 0 | 0%
[25 empty] | 2020-04-30 | 6 | 30 | 7 | 2020-04-30 | 0 | 0%
[25 empty] | 2020-04-30 | 7 | 30 | 8 | 2020-04-30 | 0 | 0%
[25 empty] | 2020-04-30 | 8 | 30 | 9 | 2020-04-30 | 57.0054 | 6.892e-05%
[25 empty] | 2020-04-30 | 9 | 30 | 10 | 2020-04-30 | 1.122 | 1.356e-06%
[25 empty] | 2020-04-30 | 10 | 30 | 11 | 2020-04-30 | 0 | 0%
[25 empty] | 2020-04-30 | 11 | 30 | 12 | 2020-04-30 | 0 | 0%
[25 empty] | 2020-04-30 | 12 | 30 | 13 | 2020-04-30 | 0 | 0%
[25 empty] | 2020-04-30 | 13 | 30 | 14 | 2020-04-30 | 0 | 0%
[25 empty] | 2020-04-30 | 14 | 30 | 15 | 2020-04-30 | 0 | 0%
[25 empty] | 2020-04-30 | 15 | 30 | 16 | 2020-04-30 | 0 | 0%
[25 empty] | 2020-04-30 | 16 | 30 | 17 | 2020-04-30 | 29.8466 | 3.608e-05%
[25 empty] | 2020-04-30 | 17 | 30 | 18 | 2020-04-30 | 0 | 0%
[25 empty] | 2020-04-30 | 18 | 30 | 19 | 2020-04-30 | 183.2097 | 0.0002215%
[25 empty] | 2020-04-30 | 19 | 30 | 20 | 2020-04-30 | 4123.3073 | 0.004985%
[25 empty] | 2020-04-30 | 20 | 30 | 21 | 2020-04-30 | 23043.3876 | 0.02786%
[25 empty] | 2020-04-30 | 21 | 30 | 22 | 2020-04-30 | 25374.8897 | 0.03068%
[25 empty] | 2020-04-30 | 22 | 30 | 23 | 2020-04-30 | 12683.6192 | 0.01533%
[25 empty] | 2020-04-30 | 23 | 30 | 24 | 2020-04-30 | 450.1933 | 0.0005443%
[25 empty] | 2020-04-30 | 24 | 1 | 1 | 2020-04-30 | 0 | 0%
[25 empty] | 2020-05-01 | 1 | 1 | 2 | 2020-05-01 | 40.9193 | 4.947e-05%
[25 empty] | 2020-05-01 | 2 | 1 | 3 | 2020-05-01 | 0 | 0%
[25 empty] | 2020-05-01 | 3 | 1 | 4 | 2020-05-01 | 0 | 0%
[25 empty] | 2020-05-01 | 4 | 1 | 5 | 2020-05-01 | 0 | 0%
[25 empty] | 2020-05-01 | 5 | 1 | 6 | 2020-05-01 | 0 | 0%
[25 empty] | 2020-05-01 | 6 | 1 | 7 | 2020-05-01 | 0 | 0%
[25 empty] | 2020-05-01 | 7 | 1 | 8 | 2020-05-01 | 141.5794 | 0.0001712%
[25 empty] | 2020-05-01 | 8 | 1 | 9 | 2020-05-01 | 552.4932 | 0.0006679%
[25 empty] | 2020-05-01 | 9 | 1 | 10 | 2020-05-01 | 498.9154 | 0.0006032%
[25 empty] | 2020-05-01 | 10 | 1 | 11 | 2020-05-01 | 151.931 | 0.0001837%
[25 empty] | 2020-05-01 | 11 | 1 | 12 | 2020-05-01 | 0 | 0%
[25 empty] | 2020-05-01 | 12 | 1 | 13 | 2020-05-01 | 0 | 0%
[25 empty] | 2020-05-01 | 13 | 1 | 14 | 2020-05-01 | 0 | 0%
[25 empty] | 2020-05-01 | 14 | 1 | 15 | 2020-05-01 | 97.0687 | 0.0001174%
[25 empty] | 2020-05-01 | 15 | 1 | 16 | 2020-05-01 | 765.0981 | 0.000925%
[25 empty] | 2020-05-01 | 16 | 1 | 17 | 2020-05-01 | 3849.7112 | 0.004654%
[25 empty] | 2020-05-01 | 17 | 1 | 18 | 2020-05-01 | 13956.7899 | 0.01687%
[25 empty] | 2020-05-01 | 18 | 1 | 19 | 2020-05-01 | 34866.1617 | 0.04215%
[25 empty] | 2020-05-01 | 19 | 1 | 20 | 2020-05-01 | 52528.6841 | 0.0635%
[25 empty] | 2020-05-01 | 20 | 1 | 21 | 2020-05-01 | 58314.0697 | 0.0705%
[25 empty] | 2020-05-01 | 21 | 1 | 22 | 2020-05-01 | 65654.2072 | 0.07937%
[25 empty] | 2020-05-01 | 22 | 1 | 23 | 2020-05-01 | 47382.9268 | 0.05728%
[25 empty] | 2020-05-01 | 23 | 1 | 24 | 2020-05-01 | 17124.6455 | 0.0207%
[25 empty] | 2020-05-01 | 24 | 2 | 1 | 2020-05-01 | 1020.1988 | 0.001233%
[25 empty] | 2020-05-02 | 1 | 2 | 2 | 2020-05-02 | 3.9817 | 4.814e-06%
[25 empty] | 2020-05-02 | 2 | 2 | 3 | 2020-05-02 | 0 | 0%
[25 empty] | 2020-05-02 | 3 | 2 | 4 | 2020-05-02 | 0 | 0%
[25 empty] | 2020-05-02 | 4 | 2 | 5 | 2020-05-02 | 0 | 0%
[25 empty] | 2020-05-02 | 5 | 2 | 6 | 2020-05-02 | 0 | 0%
[25 empty] | 2020-05-02 | 6 | 2 | 7 | 2020-05-02 | 0 | 0%
[25 empty] | 2020-05-02 | 7 | 2 | 8 | 2020-05-02 | 0 | 0%
[25 empty] | 2020-05-02 | 8 | 2 | 9 | 2020-05-02 | 0 | 0%
[25 empty] | 2020-05-02 | 9 | 2 | 10 | 2020-05-02 | 5.6986 | 6.889e-06%
[25 empty] | 2020-05-02 | 10 | 2 | 11 | 2020-05-02 | 0 | 0%
[25 empty] | 2020-05-02 | 11 | 2 | 12 | 2020-05-02 | 0 | 0%
[25 empty] | 2020-05-02 | 12 | 2 | 13 | 2020-05-02 | 0 | 0%
[25 empty] | 2020-05-02 | 13 | 2 | 14 | 2020-05-02 | 0 | 0%
[25 empty] | 2020-05-02 | 14 | 2 | 15 | 2020-05-02 | 0 | 0%
[25 empty] | 2020-05-02 | 15 | 2 | 16 | 2020-05-02 | 0 | 0%
[25 empty] | 2020-05-02 | 16 | 2 | 17 | 2020-05-02 | 42.2868 | 5.112e-05%
[25 empty] | 2020-05-02 | 17 | 2 | 18 | 2020-05-02 | 0 | 0%
[25 empty] | 2020-05-02 | 18 | 2 | 19 | 2020-05-02 | 0 | 0%
[25 empty] | 2020-05-02 | 19 | 2 | 20 | 2020-05-02 | 1082.9942 | 0.001309%
[25 empty] | 2020-05-02 | 20 | 2 | 21 | 2020-05-02 | 8234.081 | 0.009955%
[25 empty] | 2020-05-02 | 21 | 2 | 22 | 2020-05-02 | 16492.9628 | 0.01994%
[25 empty] | 2020-05-02 | 22 | 2 | 23 | 2020-05-02 | 6250.2199 | 0.007556%
[25 empty] | 2020-05-02 | 23 | 2 | 24 | 2020-05-02 | 211.7952 | 0.0002561%
[25 empty] | 2020-05-02 | 24 | 3 | 1 | 2020-05-02 | 0 | 0%
[25 empty] | 2020-05-03 | 1 | 3 | 2 | 2020-05-03 | 1.5068 | 1.822e-06%
[25 empty] | 2020-05-03 | 2 | 3 | 3 | 2020-05-03 | 0 | 0%
[25 empty] | 2020-05-03 | 3 | 3 | 4 | 2020-05-03 | 0 | 0%
[25 empty] | 2020-05-03 | 4 | 3 | 5 | 2020-05-03 | 0 | 0%
[25 empty] | 2020-05-03 | 5 | 3 | 6 | 2020-05-03 | 0 | 0%
[25 empty] | 2020-05-03 | 6 | 3 | 7 | 2020-05-03 | 0 | 0%
[25 empty] | 2020-05-03 | 7 | 3 | 8 | 2020-05-03 | 0 | 0%
[25 empty] | 2020-05-03 | 8 | 3 | 9 | 2020-05-03 | 0 | 0%
[25 empty] | 2020-05-03 | 9 | 3 | 10 | 2020-05-03 | 0 | 0%
[25 empty] | 2020-05-03 | 10 | 3 | 11 | 2020-05-03 | 0 | 0%
[25 empty] | 2020-05-03 | 11 | 3 | 12 | 2020-05-03 | 0 | 0%
[25 empty] | 2020-05-03 | 12 | 3 | 13 | 2020-05-03 | 0 | 0%
[25 empty] | 2020-05-03 | 13 | 3 | 14 | 2020-05-03 | 0 | 0%
[25 empty] | 2020-05-03 | 14 | 3 | 15 | 2020-05-03 | 0 | 0%
[25 empty] | 2020-05-03 | 15 | 3 | 16 | 2020-05-03 | 0 | 0%
[25 empty] | 2020-05-03 | 16 | 3 | 17 | 2020-05-03 | 29.8514 | 3.609e-05%
[25 empty] | 2020-05-03 | 17 | 3 | 18 | 2020-05-03 | 0 | 0%
[25 empty] | 2020-05-03 | 18 | 3 | 19 | 2020-05-03 | 0 | 0%
[25 empty] | 2020-05-03 | 19 | 3 | 20 | 2020-05-03 | 657.0765 | 0.0007944%
[25 empty] | 2020-05-03 | 20 | 3 | 21 | 2020-05-03 | 7993.005 | 0.009663%
[25 empty] | 2020-05-03 | 21 | 3 | 22 | 2020-05-03 | 15880.2596 | 0.0192%
[25 empty] | 2020-05-03 | 22 | 3 | 23 | 2020-05-03 | 5661.7902 | 0.006845%
[25 empty] | 2020-05-03 | 23 | 3 | 24 | 2020-05-03 | 145.869 | 0.0001763%
[25 empty] | 2020-05-03 | 24 | 4 | 1 | 2020-05-03 | 0 | 0%
[25 empty] | 2020-05-04 | 1 | 4 | 2 | 2020-05-04 | 4.1485 | 5.015e-06%
[25 empty] | 2020-05-04 | 2 | 4 | 3 | 2020-05-04 | 0 | 0%
[25 empty] | 2020-05-04 | 3 | 4 | 4 | 2020-05-04 | 0 | 0%
[25 empty] | 2020-05-04 | 4 | 4 | 5 | 2020-05-04 | 0 | 0%
[25 empty] | 2020-05-04 | 5 | 4 | 6 | 2020-05-04 | 0 | 0%
[25 empty] | 2020-05-04 | 6 | 4 | 7 | 2020-05-04 | 0 | 0%
[25 empty] | 2020-05-04 | 7 | 4 | 8 | 2020-05-04 | 0 | 0%
[25 empty] | 2020-05-04 | 8 | 4 | 9 | 2020-05-04 | 12.925 | 1.563e-05%
[25 empty] | 2020-05-04 | 9 | 4 | 10 | 2020-05-04 | 13.505 | 1.633e-05%
[25 empty] | 2020-05-04 | 10 | 4 | 11 | 2020-05-04 | 0 | 0%
[25 empty] | 2020-05-04 | 11 | 4 | 12 | 2020-05-04 | 0 | 0%
[25 empty] | 2020-05-04 | 12 | 4 | 13 | 2020-05-04 | 0 | 0%
[25 empty] | 2020-05-04 | 13 | 4 | 14 | 2020-05-04 | 0 | 0%
[25 empty] | 2020-05-04 | 14 | 4 | 15 | 2020-05-04 | 0 | 0%
[25 empty] | 2020-05-04 | 15 | 4 | 16 | 2020-05-04 | 0 | 0%
[25 empty] | 2020-05-04 | 16 | 4 | 17 | 2020-05-04 | 15.9812 | 1.932e-05%
[25 empty] | 2020-05-04 | 17 | 4 | 18 | 2020-05-04 | 0 | 0%
[25 empty] | 2020-05-04 | 18 | 4 | 19 | 2020-05-04 | 174.9376 | 0.0002115%
[25 empty] | 2020-05-04 | 19 | 4 | 20 | 2020-05-04 | 5055.0749 | 0.006111%
[25 empty] | 2020-05-04 | 20 | 4 | 21 | 2020-05-04 | 18183.3185 | 0.02198%
[25 empty] | 2020-05-04 | 21 | 4 | 22 | 2020-05-04 | 25562.5228 | 0.0309%
[25 empty] | 2020-05-04 | 22 | 4 | 23 | 2020-05-04 | 13674.413 | 0.01653%
[25 empty] | 2020-05-04 | 23 | 4 | 24 | 2020-05-04 | 654.2932 | 0.000791%
[25 empty] | 2020-05-04 | 24 | 5 | 1 | 2020-05-04 | 0 | 0%
[25 empty] | 2020-05-05 | 1 | 5 | 2 | 2020-05-05 | 1.098 | 1.327e-06%
[25 empty] | 2020-05-05 | 2 | 5 | 3 | 2020-05-05 | 0 | 0%
[25 empty] | 2020-05-05 | 3 | 5 | 4 | 2020-05-05 | 0 | 0%
[25 empty] | 2020-05-05 | 4 | 5 | 5 | 2020-05-05 | 0 | 0%
[25 empty] | 2020-05-05 | 5 | 5 | 6 | 2020-05-05 | 0 | 0%
[25 empty] | 2020-05-05 | 6 | 5 | 7 | 2020-05-05 | 0 | 0%
[25 empty] | 2020-05-05 | 7 | 5 | 8 | 2020-05-05 | 0 | 0%
[25 empty] | 2020-05-05 | 8 | 5 | 9 | 2020-05-05 | 13.6863 | 1.655e-05%
[25 empty] | 2020-05-05 | 9 | 5 | 10 | 2020-05-05 | 0 | 0%
[25 empty] | 2020-05-05 | 10 | 5 | 11 | 2020-05-05 | 0 | 0%
[25 empty] | 2020-05-05 | 11 | 5 | 12 | 2020-05-05 | 0 | 0%
[25 empty] | 2020-05-05 | 12 | 5 | 13 | 2020-05-05 | 0 | 0%
[25 empty] | 2020-05-05 | 13 | 5 | 14 | 2020-05-05 | 0 | 0%
[25 empty] | 2020-05-05 | 14 | 5 | 15 | 2020-05-05 | 0 | 0%
[25 empty] | 2020-05-05 | 15 | 5 | 16 | 2020-05-05 | 0 | 0%
[25 empty] | 2020-05-05 | 16 | 5 | 17 | 2020-05-05 | 4.1267 | 4.989e-06%
[25 empty] | 2020-05-05 | 17 | 5 | 18 | 2020-05-05 | 0 | 0%
[25 empty] | 2020-05-05 | 18 | 5 | 19 | 2020-05-05 | 79.9422 | 9.665e-05%
[25 empty] | 2020-05-05 | 19 | 5 | 20 | 2020-05-05 | 3775.9591 | 0.004565%
[25 empty] | 2020-05-05 | 20 | 5 | 21 | 2020-05-05 | 16335.3618 | 0.01975%
[25 empty] | 2020-05-05 | 21 | 5 | 22 | 2020-05-05 | 23401.8542 | 0.02829%
[25 empty] | 2020-05-05 | 22 | 5 | 23 | 2020-05-05 | 11177.3826 | 0.01351%
[25 empty] | 2020-05-05 | 23 | 5 | 24 | 2020-05-05 | 326.8413 | 0.0003951%
[25 empty] | 2020-05-05 | 24 | 6 | 1 | 2020-05-05 | 0 | 0%
[25 empty] | 2020-05-06 | 1 | 6 | 2 | 2020-05-06 | 5.3274 | 6.441e-06%
[25 empty] | 2020-05-06 | 2 | 6 | 3 | 2020-05-06 | 0 | 0%
[25 empty] | 2020-05-06 | 3 | 6 | 4 | 2020-05-06 | 0 | 0%
[25 empty] | 2020-05-06 | 4 | 6 | 5 | 2020-05-06 | 0 | 0%
[25 empty] | 2020-05-06 | 5 | 6 | 6 | 2020-05-06 | 0 | 0%
[25 empty] | 2020-05-06 | 6 | 6 | 7 | 2020-05-06 | 0 | 0%
[25 empty] | 2020-05-06 | 7 | 6 | 8 | 2020-05-06 | 0 | 0%
[25 empty] | 2020-05-06 | 8 | 6 | 9 | 2020-05-06 | 2.4966 | 3.018e-06%
[25 empty] | 2020-05-06 | 9 | 6 | 10 | 2020-05-06 | 4.3445 | 5.252e-06%
[25 empty] | 2020-05-06 | 10 | 6 | 11 | 2020-05-06 | 0 | 0%
[25 empty] | 2020-05-06 | 11 | 6 | 12 | 2020-05-06 | 0 | 0%
[25 empty] | 2020-05-06 | 12 | 6 | 13 | 2020-05-06 | 0 | 0%
[25 empty] | 2020-05-06 | 13 | 6 | 14 | 2020-05-06 | 0 | 0%
[25 empty] | 2020-05-06 | 14 | 6 | 15 | 2020-05-06 | 0 | 0%
[25 empty] | 2020-05-06 | 15 | 6 | 16 | 2020-05-06 | 0 | 0%
[25 empty] | 2020-05-06 | 16 | 6 | 17 | 2020-05-06 | 0 | 0%
[25 empty] | 2020-05-06 | 17 | 6 | 18 | 2020-05-06 | 0 | 0%
[25 empty] | 2020-05-06 | 18 | 6 | 19 | 2020-05-06 | 454.5615 | 0.0005495%
[25 empty] | 2020-05-06 | 19 | 6 | 20 | 2020-05-06 | 8932.3384 | 0.0108%
[25 empty] | 2020-05-06 | 20 | 6 | 21 | 2020-05-06 | 18643.9553 | 0.02254%
[25 empty] | 2020-05-06 | 21 | 6 | 22 | 2020-05-06 | 26061.7337 | 0.03151%
[25 empty] | 2020-05-06 | 22 | 6 | 23 | 2020-05-06 | 16405.4153 | 0.01983%
[25 empty] | 2020-05-06 | 23 | 6 | 24 | 2020-05-06 | 847.0662 | 0.001024%
[25 empty] | 2020-05-06 | 24 | 7 | 1 | 2020-05-06 | 0 | 0%
[25 empty] | 2020-05-07 | 1 | 7 | 2 | 2020-05-07 | 0 | 0%
[25 empty] | 2020-05-07 | 2 | 7 | 3 | 2020-05-07 | 0 | 0%
[25 empty] | 2020-05-07 | 3 | 7 | 4 | 2020-05-07 | 0 | 0%
[25 empty] | 2020-05-07 | 4 | 7 | 5 | 2020-05-07 | 0 | 0%
[25 empty] | 2020-05-07 | 5 | 7 | 6 | 2020-05-07 | 0 | 0%
[25 empty] | 2020-05-07 | 6 | 7 | 7 | 2020-05-07 | 0 | 0%
[25 empty] | 2020-05-07 | 7 | 7 | 8 | 2020-05-07 | 4.7286 | 5.717e-06%
[25 empty] | 2020-05-07 | 8 | 7 | 9 | 2020-05-07 | 82.565 | 9.982e-05%
[25 empty] | 2020-05-07 | 9 | 7 | 10 | 2020-05-07 | 156.4368 | 0.0001891%
[25 empty] | 2020-05-07 | 10 | 7 | 11 | 2020-05-07 | 0 | 0%
[25 empty] | 2020-05-07 | 11 | 7 | 12 | 2020-05-07 | 0 | 0%
[25 empty] | 2020-05-07 | 12 | 7 | 13 | 2020-05-07 | 0 | 0%
[25 empty] | 2020-05-07 | 13 | 7 | 14 | 2020-05-07 | 0 | 0%
[25 empty] | 2020-05-07 | 14 | 7 | 15 | 2020-05-07 | 0 | 0%
[25 empty] | 2020-05-07 | 15 | 7 | 16 | 2020-05-07 | 0 | 0%
[25 empty] | 2020-05-07 | 16 | 7 | 17 | 2020-05-07 | 148.972 | 0.0001801%
[25 empty] | 2020-05-07 | 17 | 7 | 18 | 2020-05-07 | 1252.7271 | 0.001514%
[25 empty] | 2020-05-07 | 18 | 7 | 19 | 2020-05-07 | 11165.1073 | 0.0135%
[25 empty] | 2020-05-07 | 19 | 7 | 20 | 2020-05-07 | 23863.0722 | 0.02885%
[25 empty] | 2020-05-07 | 20 | 7 | 21 | 2020-05-07 | 33770.8285 | 0.04083%
[25 empty] | 2020-05-07 | 21 | 7 | 22 | 2020-05-07 | 43991.6509 | 0.05318%
[25 empty] | 2020-05-07 | 22 | 7 | 23 | 2020-05-07 | 30633.9742 | 0.03704%
[25 empty] | 2020-05-07 | 23 | 7 | 24 | 2020-05-07 | 7021.4725 | 0.008489%
[25 empty] | 2020-05-07 | 24 | 8 | 1 | 2020-05-07 | 130.1672 | 0.0001574%
[25 empty] | 2020-05-08 | 1 | 8 | 2 | 2020-05-08 | 28.7772 | 3.479e-05%
[25 empty] | 2020-05-08 | 2 | 8 | 3 | 2020-05-08 | 0 | 0%
[25 empty] | 2020-05-08 | 3 | 8 | 4 | 2020-05-08 | 0 | 0%
[25 empty] | 2020-05-08 | 4 | 8 | 5 | 2020-05-08 | 0 | 0%
[25 empty] | 2020-05-08 | 5 | 8 | 6 | 2020-05-08 | 0 | 0%
[25 empty] | 2020-05-08 | 6 | 8 | 7 | 2020-05-08 | 0 | 0%
[25 empty] | 2020-05-08 | 7 | 8 | 8 | 2020-05-08 | 0 | 0%
[25 empty] | 2020-05-08 | 8 | 8 | 9 | 2020-05-08 | 1.7653 | 2.134e-06%
[25 empty] | 2020-05-08 | 9 | 8 | 10 | 2020-05-08 | 8.1146 | 9.81e-06%
[25 empty] | 2020-05-08 | 10 | 8 | 11 | 2020-05-08 | 0 | 0%
[25 empty] | 2020-05-08 | 11 | 8 | 12 | 2020-05-08 | 0 | 0%
[25 empty] | 2020-05-08 | 12 | 8 | 13 | 2020-05-08 | 0 | 0%
[25 empty] | 2020-05-08 | 13 | 8 | 14 | 2020-05-08 | 0 | 0%
[25 empty] | 2020-05-08 | 14 | 8 | 15 | 2020-05-08 | 0 | 0%
[25 empty] | 2020-05-08 | 15 | 8 | 16 | 2020-05-08 | 0 | 0%
[25 empty] | 2020-05-08 | 16 | 8 | 17 | 2020-05-08 | 0 | 0%
[25 empty] | 2020-05-08 | 17 | 8 | 18 | 2020-05-08 | 0 | 0%
[25 empty] | 2020-05-08 | 18 | 8 | 19 | 2020-05-08 | 0 | 0%
[25 empty] | 2020-05-08 | 19 | 8 | 20 | 2020-05-08 | 1024.3997 | 0.001238%
[25 empty] | 2020-05-08 | 20 | 8 | 21 | 2020-05-08 | 8567.5199 | 0.01036%
[25 empty] | 2020-05-08 | 21 | 8 | 22 | 2020-05-08 | 16285.9172 | 0.01969%
[25 empty] | 2020-05-08 | 22 | 8 | 23 | 2020-05-08 | 7748.537 | 0.009368%
[25 empty] | 2020-05-08 | 23 | 8 | 24 | 2020-05-08 | 204.6863 | 0.0002475%
[25 empty] | 2020-05-08 | 24 | 9 | 1 | 2020-05-08 | 0 | 0%
[25 empty] | 2020-05-09 | 1 | 9 | 2 | 2020-05-09 | 0.86545 | 1.046e-06%
[25 empty] | 2020-05-09 | 2 | 9 | 3 | 2020-05-09 | 0 | 0%
[25 empty] | 2020-05-09 | 3 | 9 | 4 | 2020-05-09 | 0 | 0%
[25 empty] | 2020-05-09 | 4 | 9 | 5 | 2020-05-09 | 0 | 0%
[25 empty] | 2020-05-09 | 5 | 9 | 6 | 2020-05-09 | 0 | 0%
[25 empty] | 2020-05-09 | 6 | 9 | 7 | 2020-05-09 | 0 | 0%
[25 empty] | 2020-05-09 | 7 | 9 | 8 | 2020-05-09 | 0 | 0%
[25 empty] | 2020-05-09 | 8 | 9 | 9 | 2020-05-09 | 0 | 0%
[25 empty] | 2020-05-09 | 9 | 9 | 10 | 2020-05-09 | 0 | 0%
[25 empty] | 2020-05-09 | 10 | 9 | 11 | 2020-05-09 | 0 | 0%
[25 empty] | 2020-05-09 | 11 | 9 | 12 | 2020-05-09 | 0 | 0%
[25 empty] | 2020-05-09 | 12 | 9 | 13 | 2020-05-09 | 0 | 0%
[25 empty] | 2020-05-09 | 13 | 9 | 14 | 2020-05-09 | 0 | 0%
[25 empty] | 2020-05-09 | 14 | 9 | 15 | 2020-05-09 | 0 | 0%
[25 empty] | 2020-05-09 | 15 | 9 | 16 | 2020-05-09 | 0 | 0%
[25 empty] | 2020-05-09 | 16 | 9 | 17 | 2020-05-09 | 82.2449 | 9.943e-05%
[25 empty] | 2020-05-09 | 17 | 9 | 18 | 2020-05-09 | 0 | 0%
[25 empty] | 2020-05-09 | 18 | 9 | 19 | 2020-05-09 | 0 | 0%
[25 empty] | 2020-05-09 | 19 | 9 | 20 | 2020-05-09 | 74.6245 | 9.022e-05%
[25 empty] | 2020-05-09 | 20 | 9 | 21 | 2020-05-09 | 2930.0158 | 0.003542%
[25 empty] | 2020-05-09 | 21 | 9 | 22 | 2020-05-09 | 10286.4162 | 0.01244%
[25 empty] | 2020-05-09 | 22 | 9 | 23 | 2020-05-09 | 3667.8409 | 0.004434%
[25 empty] | 2020-05-09 | 23 | 9 | 24 | 2020-05-09 | 66.3014 | 8.016e-05%
[25 empty] | 2020-05-09 | 24 | 10 | 1 | 2020-05-09 | 0 | 0%
[25 empty] | 2020-05-10 | 1 | 10 | 2 | 2020-05-10 | 0 | 0%
[25 empty] | 2020-05-10 | 2 | 10 | 3 | 2020-05-10 | 0 | 0%
[25 empty] | 2020-05-10 | 3 | 10 | 4 | 2020-05-10 | 0 | 0%
[25 empty] | 2020-05-10 | 4 | 10 | 5 | 2020-05-10 | 0 | 0%
[25 empty] | 2020-05-10 | 5 | 10 | 6 | 2020-05-10 | 0 | 0%
[25 empty] | 2020-05-10 | 6 | 10 | 7 | 2020-05-10 | 0 | 0%
[25 empty] | 2020-05-10 | 7 | 10 | 8 | 2020-05-10 | 0 | 0%
[25 empty] | 2020-05-10 | 8 | 10 | 9 | 2020-05-10 | 0 | 0%
[25 empty] | 2020-05-10 | 9 | 10 | 10 | 2020-05-10 | 7.9302 | 9.587e-06%
[25 empty] | 2020-05-10 | 10 | 10 | 11 | 2020-05-10 | 0 | 0%
[25 empty] | 2020-05-10 | 11 | 10 | 12 | 2020-05-10 | 0 | 0%
[25 empty] | 2020-05-10 | 12 | 10 | 13 | 2020-05-10 | 0 | 0%
[25 empty] | 2020-05-10 | 13 | 10 | 14 | 2020-05-10 | 0 | 0%
[25 empty] | 2020-05-10 | 14 | 10 | 15 | 2020-05-10 | 0 | 0%
[25 empty] | 2020-05-10 | 15 | 10 | 16 | 2020-05-10 | 0 | 0%
[25 empty] | 2020-05-10 | 16 | 10 | 17 | 2020-05-10 | 63.111 | 7.63e-05%
[25 empty] | 2020-05-10 | 17 | 10 | 18 | 2020-05-10 | 0 | 0%
[25 empty] | 2020-05-10 | 18 | 10 | 19 | 2020-05-10 | 0 | 0%
[25 empty] | 2020-05-10 | 19 | 10 | 20 | 2020-05-10 | 98.9906 | 0.0001197%
[25 empty] | 2020-05-10 | 20 | 10 | 21 | 2020-05-10 | 4062.6407 | 0.004912%
[25 empty] | 2020-05-10 | 21 | 10 | 22 | 2020-05-10 | 12290.2232 | 0.01486%
[25 empty] | 2020-05-10 | 22 | 10 | 23 | 2020-05-10 | 4260.9376 | 0.005151%
[25 empty] | 2020-05-10 | 23 | 10 | 24 | 2020-05-10 | 35.5646 | 4.3e-05%
[25 empty] | 2020-05-10 | 24 | 11 | 1 | 2020-05-10 | 0 | 0%
[25 empty] | 2020-05-11 | 1 | 11 | 2 | 2020-05-11 | 2.8629 | 3.461e-06%
[25 empty] | 2020-05-11 | 2 | 11 | 3 | 2020-05-11 | 0 | 0%
[25 empty] | 2020-05-11 | 3 | 11 | 4 | 2020-05-11 | 0 | 0%
[25 empty] | 2020-05-11 | 4 | 11 | 5 | 2020-05-11 | 0 | 0%
[25 empty] | 2020-05-11 | 5 | 11 | 6 | 2020-05-11 | 0 | 0%
[25 empty] | 2020-05-11 | 6 | 11 | 7 | 2020-05-11 | 0 | 0%
[25 empty] | 2020-05-11 | 7 | 11 | 8 | 2020-05-11 | 0 | 0%
[25 empty] | 2020-05-11 | 8 | 11 | 9 | 2020-05-11 | 4.7505 | 5.743e-06%
[25 empty] | 2020-05-11 | 9 | 11 | 10 | 2020-05-11 | 6.9871 | 8.447e-06%
[25 empty] | 2020-05-11 | 10 | 11 | 11 | 2020-05-11 | 0 | 0%
[25 empty] | 2020-05-11 | 11 | 11 | 12 | 2020-05-11 | 0 | 0%
[25 empty] | 2020-05-11 | 12 | 11 | 13 | 2020-05-11 | 0 | 0%
[25 empty] | 2020-05-11 | 13 | 11 | 14 | 2020-05-11 | 0 | 0%
[25 empty] | 2020-05-11 | 14 | 11 | 15 | 2020-05-11 | 0 | 0%
[25 empty] | 2020-05-11 | 15 | 11 | 16 | 2020-05-11 | 0 | 0%
[25 empty] | 2020-05-11 | 16 | 11 | 17 | 2020-05-11 | 4.5325 | 5.48e-06%
[25 empty] | 2020-05-11 | 17 | 11 | 18 | 2020-05-11 | 0 | 0%
[25 empty] | 2020-05-11 | 18 | 11 | 19 | 2020-05-11 | 3396.2089 | 0.004106%
[25 empty] | 2020-05-11 | 19 | 11 | 20 | 2020-05-11 | 16265.4396 | 0.01966%
[25 empty] | 2020-05-11 | 20 | 11 | 21 | 2020-05-11 | 30211.6493 | 0.03652%
[25 empty] | 2020-05-11 | 21 | 11 | 22 | 2020-05-11 | 38448.0739 | 0.04648%
[25 empty] | 2020-05-11 | 22 | 11 | 23 | 2020-05-11 | 24364.4185 | 0.02946%
[25 empty] | 2020-05-11 | 23 | 11 | 24 | 2020-05-11 | 3434.1521 | 0.004152%
[25 empty] | 2020-05-11 | 24 | 12 | 1 | 2020-05-11 | 0 | 0%
[25 empty] | 2020-05-12 | 1 | 12 | 2 | 2020-05-12 | 0 | 0%
[25 empty] | 2020-05-12 | 2 | 12 | 3 | 2020-05-12 | 0 | 0%
[25 empty] | 2020-05-12 | 3 | 12 | 4 | 2020-05-12 | 0 | 0%
[25 empty] | 2020-05-12 | 4 | 12 | 5 | 2020-05-12 | 0 | 0%
[25 empty] | 2020-05-12 | 5 | 12 | 6 | 2020-05-12 | 0 | 0%
[25 empty] | 2020-05-12 | 6 | 12 | 7 | 2020-05-12 | 0 | 0%
[25 empty] | 2020-05-12 | 7 | 12 | 8 | 2020-05-12 | 0 | 0%
[25 empty] | 2020-05-12 | 8 | 12 | 9 | 2020-05-12 | 1.2522 | 1.514e-06%
[25 empty] | 2020-05-12 | 9 | 12 | 10 | 2020-05-12 | 15.9378 | 1.927e-05%
[25 empty] | 2020-05-12 | 10 | 12 | 11 | 2020-05-12 | 0 | 0%
[25 empty] | 2020-05-12 | 11 | 12 | 12 | 2020-05-12 | 0 | 0%
[25 empty] | 2020-05-12 | 12 | 12 | 13 | 2020-05-12 | 0 | 0%
[25 empty] | 2020-05-12 | 13 | 12 | 14 | 2020-05-12 | 0 | 0%
[25 empty] | 2020-05-12 | 14 | 12 | 15 | 2020-05-12 | 0 | 0%
[25 empty] | 2020-05-12 | 15 | 12 | 16 | 2020-05-12 | 0 | 0%
[25 empty] | 2020-05-12 | 16 | 12 | 17 | 2020-05-12 | 6.0449 | 7.308e-06%
[25 empty] | 2020-05-12 | 17 | 12 | 18 | 2020-05-12 | 37.1267 | 4.488e-05%
[25 empty] | 2020-05-12 | 18 | 12 | 19 | 2020-05-12 | 3580.741 | 0.004329%
[25 empty] | 2020-05-12 | 19 | 12 | 20 | 2020-05-12 | 17636.2837 | 0.02132%
[25 empty] | 2020-05-12 | 20 | 12 | 21 | 2020-05-12 | 31385.0346 | 0.03794%
[25 empty] | 2020-05-12 | 21 | 12 | 22 | 2020-05-12 | 38428.6746 | 0.04646%
[25 empty] | 2020-05-12 | 22 | 12 | 23 | 2020-05-12 | 24633.2024 | 0.02978%
[25 empty] | 2020-05-12 | 23 | 12 | 24 | 2020-05-12 | 3622.585 | 0.00438%
[25 empty] | 2020-05-12 | 24 | 13 | 1 | 2020-05-12 | 5.6874 | 6.876e-06%
[25 empty] | 2020-05-13 | 1 | 13 | 2 | 2020-05-13 | 1.8226 | 2.203e-06%
[25 empty] | 2020-05-13 | 2 | 13 | 3 | 2020-05-13 | 0 | 0%
[25 empty] | 2020-05-13 | 3 | 13 | 4 | 2020-05-13 | 0 | 0%
[25 empty] | 2020-05-13 | 4 | 13 | 5 | 2020-05-13 | 0 | 0%
[25 empty] | 2020-05-13 | 5 | 13 | 6 | 2020-05-13 | 0 | 0%
[25 empty] | 2020-05-13 | 6 | 13 | 7 | 2020-05-13 | 0 | 0%
[25 empty] | 2020-05-13 | 7 | 13 | 8 | 2020-05-13 | 0 | 0%
[25 empty] | 2020-05-13 | 8 | 13 | 9 | 2020-05-13 | 41.8806 | 5.063e-05%
[25 empty] | 2020-05-13 | 9 | 13 | 10 | 2020-05-13 | 17.5706 | 2.124e-05%
[25 empty] | 2020-05-13 | 10 | 13 | 11 | 2020-05-13 | 0 | 0%
[25 empty] | 2020-05-13 | 11 | 13 | 12 | 2020-05-13 | 0 | 0%
[25 empty] | 2020-05-13 | 12 | 13 | 13 | 2020-05-13 | 0 | 0%
[25 empty] | 2020-05-13 | 13 | 13 | 14 | 2020-05-13 | 0 | 0%
[25 empty] | 2020-05-13 | 14 | 13 | 15 | 2020-05-13 | 0 | 0%
[25 empty] | 2020-05-13 | 15 | 13 | 16 | 2020-05-13 | 0 | 0%
[25 empty] | 2020-05-13 | 16 | 13 | 17 | 2020-05-13 | 13.6699 | 1.653e-05%
[25 empty] | 2020-05-13 | 17 | 13 | 18 | 2020-05-13 | 388.6668 | 0.0004699%
[25 empty] | 2020-05-13 | 18 | 13 | 19 | 2020-05-13 | 7183.283 | 0.008684%
[25 empty] | 2020-05-13 | 19 | 13 | 20 | 2020-05-13 | 21678.555 | 0.02621%
[25 empty] | 2020-05-13 | 20 | 13 | 21 | 2020-05-13 | 34563.2874 | 0.04179%
[25 empty] | 2020-05-13 | 21 | 13 | 22 | 2020-05-13 | 45911.1452 | 0.0555%
[25 empty] | 2020-05-13 | 22 | 13 | 23 | 2020-05-13 | 30234.573 | 0.03655%
[25 empty] | 2020-05-13 | 23 | 13 | 24 | 2020-05-13 | 5194.2018 | 0.00628%
[25 empty] | 2020-05-13 | 24 | 14 | 1 | 2020-05-13 | 0 | 0%
[25 empty] | 2020-05-14 | 1 | 14 | 2 | 2020-05-14 | 18.7688 | 2.269e-05%
[25 empty] | 2020-05-14 | 2 | 14 | 3 | 2020-05-14 | 0 | 0%
[25 empty] | 2020-05-14 | 3 | 14 | 4 | 2020-05-14 | 0 | 0%
[25 empty] | 2020-05-14 | 4 | 14 | 5 | 2020-05-14 | 0 | 0%
[25 empty] | 2020-05-14 | 5 | 14 | 6 | 2020-05-14 | 0 | 0%
[25 empty] | 2020-05-14 | 6 | 14 | 7 | 2020-05-14 | 0 | 0%
[25 empty] | 2020-05-14 | 7 | 14 | 8 | 2020-05-14 | 0 | 0%
[25 empty] | 2020-05-14 | 8 | 14 | 9 | 2020-05-14 | 12.5835 | 1.521e-05%
[25 empty] | 2020-05-14 | 9 | 14 | 10 | 2020-05-14 | 6.7026 | 8.103e-06%
[25 empty] | 2020-05-14 | 10 | 14 | 11 | 2020-05-14 | 0 | 0%
[25 empty] | 2020-05-14 | 11 | 14 | 12 | 2020-05-14 | 0 | 0%
[25 empty] | 2020-05-14 | 12 | 14 | 13 | 2020-05-14 | 0 | 0%
[25 empty] | 2020-05-14 | 13 | 14 | 14 | 2020-05-14 | 0 | 0%
[25 empty] | 2020-05-14 | 14 | 14 | 15 | 2020-05-14 | 0 | 0%
[25 empty] | 2020-05-14 | 15 | 14 | 16 | 2020-05-14 | 0 | 0%
[25 empty] | 2020-05-14 | 16 | 14 | 17 | 2020-05-14 | 0 | 0%
[25 empty] | 2020-05-14 | 17 | 14 | 18 | 2020-05-14 | 0 | 0%
[25 empty] | 2020-05-14 | 18 | 14 | 19 | 2020-05-14 | 0 | 0%
[25 empty] | 2020-05-14 | 19 | 14 | 20 | 2020-05-14 | 1364.1784 | 0.001649%
[25 empty] | 2020-05-14 | 20 | 14 | 21 | 2020-05-14 | 9651.1845 | 0.01167%
[25 empty] | 2020-05-14 | 21 | 14 | 22 | 2020-05-14 | 15048.6176 | 0.01819%
[25 empty] | 2020-05-14 | 22 | 14 | 23 | 2020-05-14 | 7969.3522 | 0.009635%
[25 empty] | 2020-05-14 | 23 | 14 | 24 | 2020-05-14 | 262.3896 | 0.0003172%
[25 empty] | 2020-05-14 | 24 | 15 | 1 | 2020-05-14 | 0 | 0%
[25 empty] | 2020-05-15 | 1 | 15 | 2 | 2020-05-15 | 11.4283 | 1.382e-05%
[25 empty] | 2020-05-15 | 2 | 15 | 3 | 2020-05-15 | 0 | 0%
[25 empty] | 2020-05-15 | 3 | 15 | 4 | 2020-05-15 | 0 | 0%
[25 empty] | 2020-05-15 | 4 | 15 | 5 | 2020-05-15 | 0 | 0%
[25 empty] | 2020-05-15 | 5 | 15 | 6 | 2020-05-15 | 0 | 0%
[25 empty] | 2020-05-15 | 6 | 15 | 7 | 2020-05-15 | 0 | 0%
[25 empty] | 2020-05-15 | 7 | 15 | 8 | 2020-05-15 | 0 | 0%
[25 empty] | 2020-05-15 | 8 | 15 | 9 | 2020-05-15 | 42.7804 | 5.172e-05%
[25 empty] | 2020-05-15 | 9 | 15 | 10 | 2020-05-15 | 16.0718 | 1.943e-05%
[25 empty] | 2020-05-15 | 10 | 15 | 11 | 2020-05-15 | 0 | 0%
[25 empty] | 2020-05-15 | 11 | 15 | 12 | 2020-05-15 | 0 | 0%
[25 empty] | 2020-05-15 | 12 | 15 | 13 | 2020-05-15 | 0 | 0%
[25 empty] | 2020-05-15 | 13 | 15 | 14 | 2020-05-15 | 0 | 0%
[25 empty] | 2020-05-15 | 14 | 15 | 15 | 2020-05-15 | 0 | 0%
[25 empty] | 2020-05-15 | 15 | 15 | 16 | 2020-05-15 | 0 | 0%
[25 empty] | 2020-05-15 | 16 | 15 | 17 | 2020-05-15 | 36.3448 | 4.394e-05%
[25 empty] | 2020-05-15 | 17 | 15 | 18 | 2020-05-15 | 3.6356 | 4.395e-06%
[25 empty] | 2020-05-15 | 18 | 15 | 19 | 2020-05-15 | 1492.2828 | 0.001804%
[25 empty] | 2020-05-15 | 19 | 15 | 20 | 2020-05-15 | 11046.3562 | 0.01335%
[25 empty] | 2020-05-15 | 20 | 15 | 21 | 2020-05-15 | 22685.0217 | 0.02743%
[25 empty] | 2020-05-15 | 21 | 15 | 22 | 2020-05-15 | 30717.9598 | 0.03714%
[25 empty] | 2020-05-15 | 22 | 15 | 23 | 2020-05-15 | 19596.1029 | 0.02369%
[25 empty] | 2020-05-15 | 23 | 15 | 24 | 2020-05-15 | 2707.8106 | 0.003274%
[25 empty] | 2020-05-15 | 24 | 16 | 1 | 2020-05-15 | 0 | 0%
[25 empty] | 2020-05-16 | 1 | 16 | 2 | 2020-05-16 | 12.5688 | 1.52e-05%
[25 empty] | 2020-05-16 | 2 | 16 | 3 | 2020-05-16 | 0 | 0%
[25 empty] | 2020-05-16 | 3 | 16 | 4 | 2020-05-16 | 0 | 0%
[25 empty] | 2020-05-16 | 4 | 16 | 5 | 2020-05-16 | 0 | 0%
[25 empty] | 2020-05-16 | 5 | 16 | 6 | 2020-05-16 | 0 | 0%
[25 empty] | 2020-05-16 | 6 | 16 | 7 | 2020-05-16 | 0 | 0%
[25 empty] | 2020-05-16 | 7 | 16 | 8 | 2020-05-16 | 9.2642 | 1.12e-05%
[25 empty] | 2020-05-16 | 8 | 16 | 9 | 2020-05-16 | 3.6463 | 4.408e-06%
[25 empty] | 2020-05-16 | 9 | 16 | 10 | 2020-05-16 | 0 | 0%
[25 empty] | 2020-05-16 | 10 | 16 | 11 | 2020-05-16 | 0 | 0%
[25 empty] | 2020-05-16 | 11 | 16 | 12 | 2020-05-16 | 0 | 0%
[25 empty] | 2020-05-16 | 12 | 16 | 13 | 2020-05-16 | 0 | 0%
[25 empty] | 2020-05-16 | 13 | 16 | 14 | 2020-05-16 | 0 | 0%
[25 empty] | 2020-05-16 | 14 | 16 | 15 | 2020-05-16 | 0 | 0%
[25 empty] | 2020-05-16 | 15 | 16 | 16 | 2020-05-16 | 0 | 0%
[25 empty] | 2020-05-16 | 16 | 16 | 17 | 2020-05-16 | 33.0387 | 3.994e-05%
[25 empty] | 2020-05-16 | 17 | 16 | 18 | 2020-05-16 | 0 | 0%
[25 empty] | 2020-05-16 | 18 | 16 | 19 | 2020-05-16 | 0 | 0%
[25 empty] | 2020-05-16 | 19 | 16 | 20 | 2020-05-16 | 247.4206 | 0.0002991%
[25 empty] | 2020-05-16 | 20 | 16 | 21 | 2020-05-16 | 4716.4846 | 0.005702%
[25 empty] | 2020-05-16 | 21 | 16 | 22 | 2020-05-16 | 14758.4919 | 0.01784%
[25 empty] | 2020-05-16 | 22 | 16 | 23 | 2020-05-16 | 5069.8738 | 0.006129%
[25 empty] | 2020-05-16 | 23 | 16 | 24 | 2020-05-16 | 128.4058 | 0.0001552%
[25 empty] | 2020-05-16 | 24 | 17 | 1 | 2020-05-16 | 0 | 0%
[25 empty] | 2020-05-17 | 1 | 17 | 2 | 2020-05-17 | 0.7507 | 9.076e-07%
[25 empty] | 2020-05-17 | 2 | 17 | 3 | 2020-05-17 | 0 | 0%
[25 empty] | 2020-05-17 | 3 | 17 | 4 | 2020-05-17 | 0 | 0%
[25 empty] | 2020-05-17 | 4 | 17 | 5 | 2020-05-17 | 0 | 0%
[25 empty] | 2020-05-17 | 5 | 17 | 6 | 2020-05-17 | 0 | 0%
[25 empty] | 2020-05-17 | 6 | 17 | 7 | 2020-05-17 | 0 | 0%
[25 empty] | 2020-05-17 | 7 | 17 | 8 | 2020-05-17 | 0 | 0%
[25 empty] | 2020-05-17 | 8 | 17 | 9 | 2020-05-17 | 0 | 0%
[25 empty] | 2020-05-17 | 9 | 17 | 10 | 2020-05-17 | 1.6774 | 2.028e-06%
[25 empty] | 2020-05-17 | 10 | 17 | 11 | 2020-05-17 | 0 | 0%
[25 empty] | 2020-05-17 | 11 | 17 | 12 | 2020-05-17 | 0 | 0%
[25 empty] | 2020-05-17 | 12 | 17 | 13 | 2020-05-17 | 0 | 0%
[25 empty] | 2020-05-17 | 13 | 17 | 14 | 2020-05-17 | 0 | 0%
[25 empty] | 2020-05-17 | 14 | 17 | 15 | 2020-05-17 | 0 | 0%
[25 empty] | 2020-05-17 | 15 | 17 | 16 | 2020-05-17 | 0 | 0%
[25 empty] | 2020-05-17 | 16 | 17 | 17 | 2020-05-17 | 17.6261 | 2.131e-05%
[25 empty] | 2020-05-17 | 17 | 17 | 18 | 2020-05-17 | 0 | 0%
[25 empty] | 2020-05-17 | 18 | 17 | 19 | 2020-05-17 | 0 | 0%
[25 empty] | 2020-05-17 | 19 | 17 | 20 | 2020-05-17 | 1008.7563 | 0.00122%
[25 empty] | 2020-05-17 | 20 | 17 | 21 | 2020-05-17 | 6873.5148 | 0.00831%
[25 empty] | 2020-05-17 | 21 | 17 | 22 | 2020-05-17 | 18929.8123 | 0.02289%
[25 empty] | 2020-05-17 | 22 | 17 | 23 | 2020-05-17 | 7025.4049 | 0.008493%
[25 empty] | 2020-05-17 | 23 | 17 | 24 | 2020-05-17 | 131.8082 | 0.0001593%
[25 empty] | 2020-05-17 | 24 | 18 | 1 | 2020-05-17 | 0 | 0%
[25 empty] | 2020-05-18 | 1 | 18 | 2 | 2020-05-18 | 12.2789 | 1.484e-05%
[25 empty] | 2020-05-18 | 2 | 18 | 3 | 2020-05-18 | 0 | 0%
[25 empty] | 2020-05-18 | 3 | 18 | 4 | 2020-05-18 | 0 | 0%
[25 empty] | 2020-05-18 | 4 | 18 | 5 | 2020-05-18 | 0 | 0%
[25 empty] | 2020-05-18 | 5 | 18 | 6 | 2020-05-18 | 0 | 0%
[25 empty] | 2020-05-18 | 6 | 18 | 7 | 2020-05-18 | 0 | 0%
[25 empty] | 2020-05-18 | 7 | 18 | 8 | 2020-05-18 | 0 | 0%
[25 empty] | 2020-05-18 | 8 | 18 | 9 | 2020-05-18 | 14.4079 | 1.742e-05%
[25 empty] | 2020-05-18 | 9 | 18 | 10 | 2020-05-18 | 0 | 0%
[25 empty] | 2020-05-18 | 10 | 18 | 11 | 2020-05-18 | 0 | 0%
[25 empty] | 2020-05-18 | 11 | 18 | 12 | 2020-05-18 | 0 | 0%
[25 empty] | 2020-05-18 | 12 | 18 | 13 | 2020-05-18 | 0 | 0%
[25 empty] | 2020-05-18 | 13 | 18 | 14 | 2020-05-18 | 0 | 0%
[25 empty] | 2020-05-18 | 14 | 18 | 15 | 2020-05-18 | 0 | 0%
[25 empty] | 2020-05-18 | 15 | 18 | 16 | 2020-05-18 | 0 | 0%
[25 empty] | 2020-05-18 | 16 | 18 | 17 | 2020-05-18 | 0 | 0%
[25 empty] | 2020-05-18 | 17 | 18 | 18 | 2020-05-18 | 0 | 0%
[25 empty] | 2020-05-18 | 18 | 18 | 19 | 2020-05-18 | 0 | 0%
[25 empty] | 2020-05-18 | 19 | 18 | 20 | 2020-05-18 | 1170.3826 | 0.001415%
[25 empty] | 2020-05-18 | 20 | 18 | 21 | 2020-05-18 | 11056.8562 | 0.01337%
[25 empty] | 2020-05-18 | 21 | 18 | 22 | 2020-05-18 | 17813.2552 | 0.02154%
[25 empty] | 2020-05-18 | 22 | 18 | 23 | 2020-05-18 | 8135.9599 | 0.009836%
[25 empty] | 2020-05-18 | 23 | 18 | 24 | 2020-05-18 | 207.4544 | 0.0002508%
[25 empty] | 2020-05-18 | 24 | 19 | 1 | 2020-05-18 | 0 | 0%
[25 empty] | 2020-05-19 | 1 | 19 | 2 | 2020-05-19 | 3.4851 | 4.213e-06%
[25 empty] | 2020-05-19 | 2 | 19 | 3 | 2020-05-19 | 0 | 0%
[25 empty] | 2020-05-19 | 3 | 19 | 4 | 2020-05-19 | 0 | 0%
[25 empty] | 2020-05-19 | 4 | 19 | 5 | 2020-05-19 | 0 | 0%
[25 empty] | 2020-05-19 | 5 | 19 | 6 | 2020-05-19 | 0 | 0%
[25 empty] | 2020-05-19 | 6 | 19 | 7 | 2020-05-19 | 0 | 0%
[25 empty] | 2020-05-19 | 7 | 19 | 8 | 2020-05-19 | 0 | 0%
[25 empty] | 2020-05-19 | 8 | 19 | 9 | 2020-05-19 | 22.9858 | 2.779e-05%
[25 empty] | 2020-05-19 | 9 | 19 | 10 | 2020-05-19 | 12.0391 | 1.455e-05%
[25 empty] | 2020-05-19 | 10 | 19 | 11 | 2020-05-19 | 0 | 0%
[25 empty] | 2020-05-19 | 11 | 19 | 12 | 2020-05-19 | 0 | 0%
[25 empty] | 2020-05-19 | 12 | 19 | 13 | 2020-05-19 | 0 | 0%
[25 empty] | 2020-05-19 | 13 | 19 | 14 | 2020-05-19 | 0 | 0%
[25 empty] | 2020-05-19 | 14 | 19 | 15 | 2020-05-19 | 0 | 0%
[25 empty] | 2020-05-19 | 15 | 19 | 16 | 2020-05-19 | 0 | 0%
[25 empty] | 2020-05-19 | 16 | 19 | 17 | 2020-05-19 | 12.8258 | 1.551e-05%
[25 empty] | 2020-05-19 | 17 | 19 | 18 | 2020-05-19 | 0 | 0%
[25 empty] | 2020-05-19 | 18 | 19 | 19 | 2020-05-19 | 129.8269 | 0.000157%
[25 empty] | 2020-05-19 | 19 | 19 | 20 | 2020-05-19 | 6881.256 | 0.008319%
[25 empty] | 2020-05-19 | 20 | 19 | 21 | 2020-05-19 | 20080.3762 | 0.02428%
[25 empty] | 2020-05-19 | 21 | 19 | 22 | 2020-05-19 | 28178.2596 | 0.03407%
[25 empty] | 2020-05-19 | 22 | 19 | 23 | 2020-05-19 | 15961.6966 | 0.0193%
[25 empty] | 2020-05-19 | 23 | 19 | 24 | 2020-05-19 | 851.9735 | 0.00103%
[25 empty] | 2020-05-19 | 24 | 20 | 1 | 2020-05-19 | 0 | 0%
[25 empty] | 2020-05-20 | 1 | 20 | 2 | 2020-05-20 | 0 | 0%
[25 empty] | 2020-05-20 | 2 | 20 | 3 | 2020-05-20 | 0 | 0%
[25 empty] | 2020-05-20 | 3 | 20 | 4 | 2020-05-20 | 0 | 0%
[25 empty] | 2020-05-20 | 4 | 20 | 5 | 2020-05-20 | 0 | 0%
[25 empty] | 2020-05-20 | 5 | 20 | 6 | 2020-05-20 | 0 | 0%
[25 empty] | 2020-05-20 | 6 | 20 | 7 | 2020-05-20 | 0 | 0%
[25 empty] | 2020-05-20 | 7 | 20 | 8 | 2020-05-20 | 0 | 0%
[25 empty] | 2020-05-20 | 8 | 20 | 9 | 2020-05-20 | 9.292 | 1.123e-05%
[25 empty] | 2020-05-20 | 9 | 20 | 10 | 2020-05-20 | 3.6966 | 4.469e-06%
[25 empty] | 2020-05-20 | 10 | 20 | 11 | 2020-05-20 | 0 | 0%
[25 empty] | 2020-05-20 | 11 | 20 | 12 | 2020-05-20 | 0 | 0%
[25 empty] | 2020-05-20 | 12 | 20 | 13 | 2020-05-20 | 0 | 0%
[25 empty] | 2020-05-20 | 13 | 20 | 14 | 2020-05-20 | 0 | 0%
[25 empty] | 2020-05-20 | 14 | 20 | 15 | 2020-05-20 | 0 | 0%
[25 empty] | 2020-05-20 | 15 | 20 | 16 | 2020-05-20 | 0 | 0%
[25 empty] | 2020-05-20 | 16 | 20 | 17 | 2020-05-20 | 44.0522 | 5.326e-05%
[25 empty] | 2020-05-20 | 17 | 20 | 18 | 2020-05-20 | 0 | 0%
[25 empty] | 2020-05-20 | 18 | 20 | 19 | 2020-05-20 | 0 | 0%
[25 empty] | 2020-05-20 | 19 | 20 | 20 | 2020-05-20 | 2005.8258 | 0.002425%
[25 empty] | 2020-05-20 | 20 | 20 | 21 | 2020-05-20 | 11183.3307 | 0.01352%
[25 empty] | 2020-05-20 | 21 | 20 | 22 | 2020-05-20 | 18366.0887 | 0.0222%
[25 empty] | 2020-05-20 | 22 | 20 | 23 | 2020-05-20 | 8767.0201 | 0.0106%
[25 empty] | 2020-05-20 | 23 | 20 | 24 | 2020-05-20 | 115.827 | 0.00014%
[25 empty] | 2020-05-20 | 24 | 21 | 1 | 2020-05-20 | 0 | 0%
[25 empty] | 2020-05-21 | 1 | 21 | 2 | 2020-05-21 | 5.8957 | 7.128e-06%
[25 empty] | 2020-05-21 | 2 | 21 | 3 | 2020-05-21 | 0 | 0%
[25 empty] | 2020-05-21 | 3 | 21 | 4 | 2020-05-21 | 0 | 0%
[25 empty] | 2020-05-21 | 4 | 21 | 5 | 2020-05-21 | 0 | 0%
[25 empty] | 2020-05-21 | 5 | 21 | 6 | 2020-05-21 | 0 | 0%
[25 empty] | 2020-05-21 | 6 | 21 | 7 | 2020-05-21 | 0 | 0%
[25 empty] | 2020-05-21 | 7 | 21 | 8 | 2020-05-21 | 12.286 | 1.485e-05%
[25 empty] | 2020-05-21 | 8 | 21 | 9 | 2020-05-21 | 142.5166 | 0.0001723%
[25 empty] | 2020-05-21 | 9 | 21 | 10 | 2020-05-21 | 99.3247 | 0.0001201%
[25 empty] | 2020-05-21 | 10 | 21 | 11 | 2020-05-21 | 19.5191 | 2.36e-05%
[25 empty] | 2020-05-21 | 11 | 21 | 12 | 2020-05-21 | 0 | 0%
[25 empty] | 2020-05-21 | 12 | 21 | 13 | 2020-05-21 | 0 | 0%
[25 empty] | 2020-05-21 | 13 | 21 | 14 | 2020-05-21 | 0 | 0%
[25 empty] | 2020-05-21 | 14 | 21 | 15 | 2020-05-21 | 0 | 0%
[25 empty] | 2020-05-21 | 15 | 21 | 16 | 2020-05-21 | 0 | 0%
[25 empty] | 2020-05-21 | 16 | 21 | 17 | 2020-05-21 | 99.1514 | 0.0001199%
[25 empty] | 2020-05-21 | 17 | 21 | 18 | 2020-05-21 | 1361.4696 | 0.001646%
[25 empty] | 2020-05-21 | 18 | 21 | 19 | 2020-05-21 | 10676.3884 | 0.01291%
[25 empty] | 2020-05-21 | 19 | 21 | 20 | 2020-05-21 | 23532.8012 | 0.02845%
[25 empty] | 2020-05-21 | 20 | 21 | 21 | 2020-05-21 | 34914.4336 | 0.04221%
[25 empty] | 2020-05-21 | 21 | 21 | 22 | 2020-05-21 | 47286.1871 | 0.05717%
[25 empty] | 2020-05-21 | 22 | 21 | 23 | 2020-05-21 | 32659.317 | 0.03948%
[25 empty] | 2020-05-21 | 23 | 21 | 24 | 2020-05-21 | 8296.0732 | 0.01003%
[25 empty] | 2020-05-21 | 24 | 22 | 1 | 2020-05-21 | 24.2521 | 2.932e-05%
[25 empty] | 2020-05-22 | 1 | 22 | 2 | 2020-05-22 | 0 | 0%
[25 empty] | 2020-05-22 | 2 | 22 | 3 | 2020-05-22 | 0 | 0%
[25 empty] | 2020-05-22 | 3 | 22 | 4 | 2020-05-22 | 0 | 0%
[25 empty] | 2020-05-22 | 4 | 22 | 5 | 2020-05-22 | 0 | 0%
[25 empty] | 2020-05-22 | 5 | 22 | 6 | 2020-05-22 | 0 | 0%
[25 empty] | 2020-05-22 | 6 | 22 | 7 | 2020-05-22 | 0 | 0%
[25 empty] | 2020-05-22 | 7 | 22 | 8 | 2020-05-22 | 0 | 0%
[25 empty] | 2020-05-22 | 8 | 22 | 9 | 2020-05-22 | 11.8388 | 1.431e-05%
[25 empty] | 2020-05-22 | 9 | 22 | 10 | 2020-05-22 | 1.8117 | 2.19e-06%
[25 empty] | 2020-05-22 | 10 | 22 | 11 | 2020-05-22 | 0 | 0%
[25 empty] | 2020-05-22 | 11 | 22 | 12 | 2020-05-22 | 0 | 0%
[25 empty] | 2020-05-22 | 12 | 22 | 13 | 2020-05-22 | 0 | 0%
[25 empty] | 2020-05-22 | 13 | 22 | 14 | 2020-05-22 | 0 | 0%
[25 empty] | 2020-05-22 | 14 | 22 | 15 | 2020-05-22 | 0 | 0%
[25 empty] | 2020-05-22 | 15 | 22 | 16 | 2020-05-22 | 0 | 0%
[25 empty] | 2020-05-22 | 16 | 22 | 17 | 2020-05-22 | 13.2923 | 1.607e-05%
[25 empty] | 2020-05-22 | 17 | 22 | 18 | 2020-05-22 | 0 | 0%
[25 empty] | 2020-05-22 | 18 | 22 | 19 | 2020-05-22 | 110.0118 | 0.000133%
[25 empty] | 2020-05-22 | 19 | 22 | 20 | 2020-05-22 | 3247.2572 | 0.003926%
[25 empty] | 2020-05-22 | 20 | 22 | 21 | 2020-05-22 | 13240.3081 | 0.01601%
[25 empty] | 2020-05-22 | 21 | 22 | 22 | 2020-05-22 | 21902.8364 | 0.02648%
[25 empty] | 2020-05-22 | 22 | 22 | 23 | 2020-05-22 | 12913.5227 | 0.01561%
[25 empty] | 2020-05-22 | 23 | 22 | 24 | 2020-05-22 | 664.1684 | 0.0008029%
[25 empty] | 2020-05-22 | 24 | 23 | 1 | 2020-05-22 | 0 | 0%
[25 empty] | 2020-05-23 | 1 | 23 | 2 | 2020-05-23 | 0 | 0%
[25 empty] | 2020-05-23 | 2 | 23 | 3 | 2020-05-23 | 0 | 0%
[25 empty] | 2020-05-23 | 3 | 23 | 4 | 2020-05-23 | 0 | 0%
[25 empty] | 2020-05-23 | 4 | 23 | 5 | 2020-05-23 | 0 | 0%
[25 empty] | 2020-05-23 | 5 | 23 | 6 | 2020-05-23 | 0 | 0%
[25 empty] | 2020-05-23 | 6 | 23 | 7 | 2020-05-23 | 0 | 0%
[25 empty] | 2020-05-23 | 7 | 23 | 8 | 2020-05-23 | 0 | 0%
[25 empty] | 2020-05-23 | 8 | 23 | 9 | 2020-05-23 | 0 | 0%
[25 empty] | 2020-05-23 | 9 | 23 | 10 | 2020-05-23 | 0 | 0%
[25 empty] | 2020-05-23 | 10 | 23 | 11 | 2020-05-23 | 0 | 0%
[25 empty] | 2020-05-23 | 11 | 23 | 12 | 2020-05-23 | 0 | 0%
[25 empty] | 2020-05-23 | 12 | 23 | 13 | 2020-05-23 | 0 | 0%
[25 empty] | 2020-05-23 | 13 | 23 | 14 | 2020-05-23 | 0 | 0%
[25 empty] | 2020-05-23 | 14 | 23 | 15 | 2020-05-23 | 0 | 0%
[25 empty] | 2020-05-23 | 15 | 23 | 16 | 2020-05-23 | 0 | 0%
[25 empty] | 2020-05-23 | 16 | 23 | 17 | 2020-05-23 | 53.5884 | 6.479e-05%
[25 empty] | 2020-05-23 | 17 | 23 | 18 | 2020-05-23 | 0 | 0%
[25 empty] | 2020-05-23 | 18 | 23 | 19 | 2020-05-23 | 0 | 0%
[25 empty] | 2020-05-23 | 19 | 23 | 20 | 2020-05-23 | 0 | 0%
[25 empty] | 2020-05-23 | 20 | 23 | 21 | 2020-05-23 | 700.4554 | 0.0008468%
[25 empty] | 2020-05-23 | 21 | 23 | 22 | 2020-05-23 | 6724.0989 | 0.008129%
[25 empty] | 2020-05-23 | 22 | 23 | 23 | 2020-05-23 | 1660.9885 | 0.002008%
[25 empty] | 2020-05-23 | 23 | 23 | 24 | 2020-05-23 | 0 | 0%
[25 empty] | 2020-05-23 | 24 | 24 | 1 | 2020-05-23 | 0 | 0%
[25 empty] | 2020-05-24 | 1 | 24 | 2 | 2020-05-24 | 0 | 0%
[25 empty] | 2020-05-24 | 2 | 24 | 3 | 2020-05-24 | 0 | 0%
[25 empty] | 2020-05-24 | 3 | 24 | 4 | 2020-05-24 | 0 | 0%
[25 empty] | 2020-05-24 | 4 | 24 | 5 | 2020-05-24 | 0 | 0%
[25 empty] | 2020-05-24 | 5 | 24 | 6 | 2020-05-24 | 0 | 0%
[25 empty] | 2020-05-24 | 6 | 24 | 7 | 2020-05-24 | 0 | 0%
[25 empty] | 2020-05-24 | 7 | 24 | 8 | 2020-05-24 | 0 | 0%
[25 empty] | 2020-05-24 | 8 | 24 | 9 | 2020-05-24 | 0 | 0%
[25 empty] | 2020-05-24 | 9 | 24 | 10 | 2020-05-24 | 0 | 0%
[25 empty] | 2020-05-24 | 10 | 24 | 11 | 2020-05-24 | 0 | 0%
[25 empty] | 2020-05-24 | 11 | 24 | 12 | 2020-05-24 | 0 | 0%
[25 empty] | 2020-05-24 | 12 | 24 | 13 | 2020-05-24 | 0 | 0%
[25 empty] | 2020-05-24 | 13 | 24 | 14 | 2020-05-24 | 0 | 0%
[25 empty] | 2020-05-24 | 14 | 24 | 15 | 2020-05-24 | 0 | 0%
[25 empty] | 2020-05-24 | 15 | 24 | 16 | 2020-05-24 | 0 | 0%
[25 empty] | 2020-05-24 | 16 | 24 | 17 | 2020-05-24 | 81.0417 | 9.798e-05%
[25 empty] | 2020-05-24 | 17 | 24 | 18 | 2020-05-24 | 0 | 0%
[25 empty] | 2020-05-24 | 18 | 24 | 19 | 2020-05-24 | 0 | 0%
[25 empty] | 2020-05-24 | 19 | 24 | 20 | 2020-05-24 | 0 | 0%
[25 empty] | 2020-05-24 | 20 | 24 | 21 | 2020-05-24 | 515.7103 | 0.0006235%
[25 empty] | 2020-05-24 | 21 | 24 | 22 | 2020-05-24 | 6064.4603 | 0.007332%
[25 empty] | 2020-05-24 | 22 | 24 | 23 | 2020-05-24 | 1805.2124 | 0.002182%
[25 empty] | 2020-05-24 | 23 | 24 | 24 | 2020-05-24 | 9.8001 | 1.185e-05%
[25 empty] | 2020-05-24 | 24 | 25 | 1 | 2020-05-24 | 0 | 0%
[25 empty] | 2020-05-25 | 1 | 25 | 2 | 2020-05-25 | 6.0354 | 7.297e-06%
[25 empty] | 2020-05-25 | 2 | 25 | 3 | 2020-05-25 | 0 | 0%
[25 empty] | 2020-05-25 | 3 | 25 | 4 | 2020-05-25 | 0 | 0%
[25 empty] | 2020-05-25 | 4 | 25 | 5 | 2020-05-25 | 0 | 0%
[25 empty] | 2020-05-25 | 5 | 25 | 6 | 2020-05-25 | 0 | 0%
[25 empty] | 2020-05-25 | 6 | 25 | 7 | 2020-05-25 | 0 | 0%
[25 empty] | 2020-05-25 | 7 | 25 | 8 | 2020-05-25 | 0 | 0%
[25 empty] | 2020-05-25 | 8 | 25 | 9 | 2020-05-25 | 0 | 0%
[25 empty] | 2020-05-25 | 9 | 25 | 10 | 2020-05-25 | 18.9513 | 2.291e-05%
[25 empty] | 2020-05-25 | 10 | 25 | 11 | 2020-05-25 | 0 | 0%
[25 empty] | 2020-05-25 | 11 | 25 | 12 | 2020-05-25 | 0 | 0%
[25 empty] | 2020-05-25 | 12 | 25 | 13 | 2020-05-25 | 0 | 0%
[25 empty] | 2020-05-25 | 13 | 25 | 14 | 2020-05-25 | 0 | 0%
[25 empty] | 2020-05-25 | 14 | 25 | 15 | 2020-05-25 | 0 | 0%
[25 empty] | 2020-05-25 | 15 | 25 | 16 | 2020-05-25 | 0 | 0%
[25 empty] | 2020-05-25 | 16 | 25 | 17 | 2020-05-25 | 9.9073 | 1.198e-05%
[25 empty] | 2020-05-25 | 17 | 25 | 18 | 2020-05-25 | 0 | 0%
[25 empty] | 2020-05-25 | 18 | 25 | 19 | 2020-05-25 | 0 | 0%
[25 empty] | 2020-05-25 | 19 | 25 | 20 | 2020-05-25 | 1236.413 | 0.001495%
[25 empty] | 2020-05-25 | 20 | 25 | 21 | 2020-05-25 | 8484.209 | 0.01026%
[25 empty] | 2020-05-25 | 21 | 25 | 22 | 2020-05-25 | 15973.9202 | 0.01931%
[25 empty] | 2020-05-25 | 22 | 25 | 23 | 2020-05-25 | 8003.8686 | 0.009676%
[25 empty] | 2020-05-25 | 23 | 25 | 24 | 2020-05-25 | 225.0628 | 0.0002721%
[25 empty] | 2020-05-25 | 24 | 26 | 1 | 2020-05-25 | 0 | 0%
[25 empty] | 2020-05-26 | 1 | 26 | 2 | 2020-05-26 | 145.9176 | 0.0001764%
[25 empty] | 2020-05-26 | 2 | 26 | 3 | 2020-05-26 | 0 | 0%
[25 empty] | 2020-05-26 | 3 | 26 | 4 | 2020-05-26 | 0 | 0%
[25 empty] | 2020-05-26 | 4 | 26 | 5 | 2020-05-26 | 0 | 0%
[25 empty] | 2020-05-26 | 5 | 26 | 6 | 2020-05-26 | 0 | 0%
[25 empty] | 2020-05-26 | 6 | 26 | 7 | 2020-05-26 | 0 | 0%
[25 empty] | 2020-05-26 | 7 | 26 | 8 | 2020-05-26 | 0 | 0%
[25 empty] | 2020-05-26 | 8 | 26 | 9 | 2020-05-26 | 92.5276 | 0.0001119%
[25 empty] | 2020-05-26 | 9 | 26 | 10 | 2020-05-26 | 149.13 | 0.0001803%
[25 empty] | 2020-05-26 | 10 | 26 | 11 | 2020-05-26 | 16.5145 | 1.997e-05%
[25 empty] | 2020-05-26 | 11 | 26 | 12 | 2020-05-26 | 0 | 0%
[25 empty] | 2020-05-26 | 12 | 26 | 13 | 2020-05-26 | 0 | 0%
[25 empty] | 2020-05-26 | 13 | 26 | 14 | 2020-05-26 | 0 | 0%
[25 empty] | 2020-05-26 | 14 | 26 | 15 | 2020-05-26 | 78.4449 | 9.484e-05%
[25 empty] | 2020-05-26 | 15 | 26 | 16 | 2020-05-26 | 1021.1538 | 0.001235%
[25 empty] | 2020-05-26 | 16 | 26 | 17 | 2020-05-26 | 5884.2677 | 0.007114%
[25 empty] | 2020-05-26 | 17 | 26 | 18 | 2020-05-26 | 16897.9431 | 0.02043%
[25 empty] | 2020-05-26 | 18 | 26 | 19 | 2020-05-26 | 37877.8633 | 0.04579%
[25 empty] | 2020-05-26 | 19 | 26 | 20 | 2020-05-26 | 56224.582 | 0.06797%
[25 empty] | 2020-05-26 | 20 | 26 | 21 | 2020-05-26 | 58144.176 | 0.07029%
[25 empty] | 2020-05-26 | 21 | 26 | 22 | 2020-05-26 | 64866.6551 | 0.07842%
[25 empty] | 2020-05-26 | 22 | 26 | 23 | 2020-05-26 | 54109.1551 | 0.06542%
[25 empty] | 2020-05-26 | 23 | 26 | 24 | 2020-05-26 | 25888.0441 | 0.0313%
[25 empty] | 2020-05-26 | 24 | 27 | 1 | 2020-05-26 | 3244.9113 | 0.003923%
[25 empty] | 2020-05-27 | 1 | 27 | 2 | 2020-05-27 | 10.0228 | 1.212e-05%
[25 empty] | 2020-05-27 | 2 | 27 | 3 | 2020-05-27 | 0 | 0%
[25 empty] | 2020-05-27 | 3 | 27 | 4 | 2020-05-27 | 0 | 0%
[25 empty] | 2020-05-27 | 4 | 27 | 5 | 2020-05-27 | 0 | 0%
[25 empty] | 2020-05-27 | 5 | 27 | 6 | 2020-05-27 | 0 | 0%
[25 empty] | 2020-05-27 | 6 | 27 | 7 | 2020-05-27 | 0 | 0%
[25 empty] | 2020-05-27 | 7 | 27 | 8 | 2020-05-27 | 0 | 0%
[25 empty] | 2020-05-27 | 8 | 27 | 9 | 2020-05-27 | 16.6831 | 2.017e-05%
[25 empty] | 2020-05-27 | 9 | 27 | 10 | 2020-05-27 | 5.4303 | 6.565e-06%
[25 empty] | 2020-05-27 | 10 | 27 | 11 | 2020-05-27 | 0 | 0%
[25 empty] | 2020-05-27 | 11 | 27 | 12 | 2020-05-27 | 0 | 0%
[25 empty] | 2020-05-27 | 12 | 27 | 13 | 2020-05-27 | 0 | 0%
[25 empty] | 2020-05-27 | 13 | 27 | 14 | 2020-05-27 | 0 | 0%
[25 empty] | 2020-05-27 | 14 | 27 | 15 | 2020-05-27 | 0 | 0%
[25 empty] | 2020-05-27 | 15 | 27 | 16 | 2020-05-27 | 0 | 0%
[25 empty] | 2020-05-27 | 16 | 27 | 17 | 2020-05-27 | 4.0117 | 4.85e-06%
[25 empty] | 2020-05-27 | 17 | 27 | 18 | 2020-05-27 | 0 | 0%
[25 empty] | 2020-05-27 | 18 | 27 | 19 | 2020-05-27 | 1118.0836 | 0.001352%
[25 empty] | 2020-05-27 | 19 | 27 | 20 | 2020-05-27 | 9793.8352 | 0.01184%
[25 empty] | 2020-05-27 | 20 | 27 | 21 | 2020-05-27 | 22602.4678 | 0.02733%
[25 empty] | 2020-05-27 | 21 | 27 | 22 | 2020-05-27 | 31769.0095 | 0.03841%
[25 empty] | 2020-05-27 | 22 | 27 | 23 | 2020-05-27 | 19248.8853 | 0.02327%
[25 empty] | 2020-05-27 | 23 | 27 | 24 | 2020-05-27 | 2137.1347 | 0.002584%
[25 empty] | 2020-05-27 | 24 | 28 | 1 | 2020-05-27 | 0 | 0%
[25 empty] | 2020-05-28 | 1 | 28 | 2 | 2020-05-28 | 4.4746 | 5.41e-06%
[25 empty] | 2020-05-28 | 2 | 28 | 3 | 2020-05-28 | 0 | 0%
[25 empty] | 2020-05-28 | 3 | 28 | 4 | 2020-05-28 | 0 | 0%
[25 empty] | 2020-05-28 | 4 | 28 | 5 | 2020-05-28 | 0 | 0%
[25 empty] | 2020-05-28 | 5 | 28 | 6 | 2020-05-28 | 0 | 0%
[25 empty] | 2020-05-28 | 6 | 28 | 7 | 2020-05-28 | 0 | 0%
[25 empty] | 2020-05-28 | 7 | 28 | 8 | 2020-05-28 | 0 | 0%
[25 empty] | 2020-05-28 | 8 | 28 | 9 | 2020-05-28 | 18.6783 | 2.258e-05%
[25 empty] | 2020-05-28 | 9 | 28 | 10 | 2020-05-28 | 5.772 | 6.978e-06%
[25 empty] | 2020-05-28 | 10 | 28 | 11 | 2020-05-28 | 0 | 0%
[25 empty] | 2020-05-28 | 11 | 28 | 12 | 2020-05-28 | 0 | 0%
[25 empty] | 2020-05-28 | 12 | 28 | 13 | 2020-05-28 | 0 | 0%
[25 empty] | 2020-05-28 | 13 | 28 | 14 | 2020-05-28 | 0 | 0%
[25 empty] | 2020-05-28 | 14 | 28 | 15 | 2020-05-28 | 0 | 0%
[25 empty] | 2020-05-28 | 15 | 28 | 16 | 2020-05-28 | 0 | 0%
[25 empty] | 2020-05-28 | 16 | 28 | 17 | 2020-05-28 | 5.6228 | 6.798e-06%
[25 empty] | 2020-05-28 | 17 | 28 | 18 | 2020-05-28 | 0 | 0%
[25 empty] | 2020-05-28 | 18 | 28 | 19 | 2020-05-28 | 299.3753 | 0.0003619%
[25 empty] | 2020-05-28 | 19 | 28 | 20 | 2020-05-28 | 4989.6927 | 0.006032%
[25 empty] | 2020-05-28 | 20 | 28 | 21 | 2020-05-28 | 20300.5261 | 0.02454%
[25 empty] | 2020-05-28 | 21 | 28 | 22 | 2020-05-28 | 26809.2371 | 0.03241%
[25 empty] | 2020-05-28 | 22 | 28 | 23 | 2020-05-28 | 14044.7936 | 0.01698%
[25 empty] | 2020-05-28 | 23 | 28 | 24 | 2020-05-28 | 729.2064 | 0.0008816%
[25 empty] | 2020-05-28 | 24 | 29 | 1 | 2020-05-28 | 0 | 0%
[25 empty] | 2020-05-29 | 1 | 29 | 2 | 2020-05-29 | 7.9694 | 9.635e-06%
[25 empty] | 2020-05-29 | 2 | 29 | 3 | 2020-05-29 | 0 | 0%
[25 empty] | 2020-05-29 | 3 | 29 | 4 | 2020-05-29 | 0 | 0%
[25 empty] | 2020-05-29 | 4 | 29 | 5 | 2020-05-29 | 0 | 0%
[25 empty] | 2020-05-29 | 5 | 29 | 6 | 2020-05-29 | 0 | 0%
[25 empty] | 2020-05-29 | 6 | 29 | 7 | 2020-05-29 | 0 | 0%
[25 empty] | 2020-05-29 | 7 | 29 | 8 | 2020-05-29 | 1.2607 | 1.524e-06%
[25 empty] | 2020-05-29 | 8 | 29 | 9 | 2020-05-29 | 30.0797 | 3.636e-05%
[25 empty] | 2020-05-29 | 9 | 29 | 10 | 2020-05-29 | 6.5017 | 7.86e-06%
[25 empty] | 2020-05-29 | 10 | 29 | 11 | 2020-05-29 | 0 | 0%
[25 empty] | 2020-05-29 | 11 | 29 | 12 | 2020-05-29 | 0 | 0%
[25 empty] | 2020-05-29 | 12 | 29 | 13 | 2020-05-29 | 0 | 0%
[25 empty] | 2020-05-29 | 13 | 29 | 14 | 2020-05-29 | 0 | 0%
[25 empty] | 2020-05-29 | 14 | 29 | 15 | 2020-05-29 | 0 | 0%
[25 empty] | 2020-05-29 | 15 | 29 | 16 | 2020-05-29 | 0 | 0%
[25 empty] | 2020-05-29 | 16 | 29 | 17 | 2020-05-29 | 23.6686 | 2.861e-05%
[25 empty] | 2020-05-29 | 17 | 29 | 18 | 2020-05-29 | 0 | 0%
[25 empty] | 2020-05-29 | 18 | 29 | 19 | 2020-05-29 | 0 | 0%
[25 empty] | 2020-05-29 | 19 | 29 | 20 | 2020-05-29 | 2562.8781 | 0.003098%
[25 empty] | 2020-05-29 | 20 | 29 | 21 | 2020-05-29 | 15250.9454 | 0.01844%
[25 empty] | 2020-05-29 | 21 | 29 | 22 | 2020-05-29 | 21792.1928 | 0.02635%
[25 empty] | 2020-05-29 | 22 | 29 | 23 | 2020-05-29 | 11014.579 | 0.01332%
[25 empty] | 2020-05-29 | 23 | 29 | 24 | 2020-05-29 | 302.7437 | 0.000366%
[25 empty] | 2020-05-29 | 24 | 30 | 1 | 2020-05-29 | 0 | 0%
[25 empty] | 2020-05-30 | 1 | 30 | 2 | 2020-05-30 | 0 | 0%
[25 empty] | 2020-05-30 | 2 | 30 | 3 | 2020-05-30 | 0 | 0%
[25 empty] | 2020-05-30 | 3 | 30 | 4 | 2020-05-30 | 0 | 0%
[25 empty] | 2020-05-30 | 4 | 30 | 5 | 2020-05-30 | 0 | 0%
[25 empty] | 2020-05-30 | 5 | 30 | 6 | 2020-05-30 | 0 | 0%
[25 empty] | 2020-05-30 | 6 | 30 | 7 | 2020-05-30 | 0 | 0%
[25 empty] | 2020-05-30 | 7 | 30 | 8 | 2020-05-30 | 0 | 0%
[25 empty] | 2020-05-30 | 8 | 30 | 9 | 2020-05-30 | 0 | 0%
[25 empty] | 2020-05-30 | 9 | 30 | 10 | 2020-05-30 | 2.0588 | 2.489e-06%
[25 empty] | 2020-05-30 | 10 | 30 | 11 | 2020-05-30 | 0 | 0%
[25 empty] | 2020-05-30 | 11 | 30 | 12 | 2020-05-30 | 0 | 0%
[25 empty] | 2020-05-30 | 12 | 30 | 13 | 2020-05-30 | 0 | 0%
[25 empty] | 2020-05-30 | 13 | 30 | 14 | 2020-05-30 | 0 | 0%
[25 empty] | 2020-05-30 | 14 | 30 | 15 | 2020-05-30 | 0 | 0%
[25 empty] | 2020-05-30 | 15 | 30 | 16 | 2020-05-30 | 0 | 0%
[25 empty] | 2020-05-30 | 16 | 30 | 17 | 2020-05-30 | 40.8308 | 4.936e-05%
[25 empty] | 2020-05-30 | 17 | 30 | 18 | 2020-05-30 | 0 | 0%
[25 empty] | 2020-05-30 | 18 | 30 | 19 | 2020-05-30 | 0 | 0%
[25 empty] | 2020-05-30 | 19 | 30 | 20 | 2020-05-30 | 0 | 0%
[25 empty] | 2020-05-30 | 20 | 30 | 21 | 2020-05-30 | 1046.0393 | 0.001265%
[25 empty] | 2020-05-30 | 21 | 30 | 22 | 2020-05-30 | 7260.6273 | 0.008778%
[25 empty] | 2020-05-30 | 22 | 30 | 23 | 2020-05-30 | 2005.3007 | 0.002424%
[25 empty] | 2020-05-30 | 23 | 30 | 24 | 2020-05-30 | 0 | 0%
[25 empty] | 2020-05-30 | 24 | 31 | 1 | 2020-05-30 | 0 | 0%
[25 empty] | 2020-05-31 | 1 | 31 | 2 | 2020-05-31 | 0 | 0%
[25 empty] | 2020-05-31 | 2 | 31 | 3 | 2020-05-31 | 0 | 0%
[25 empty] | 2020-05-31 | 3 | 31 | 4 | 2020-05-31 | 0 | 0%
[25 empty] | 2020-05-31 | 4 | 31 | 5 | 2020-05-31 | 0 | 0%
[25 empty] | 2020-05-31 | 5 | 31 | 6 | 2020-05-31 | 0 | 0%
[25 empty] | 2020-05-31 | 6 | 31 | 7 | 2020-05-31 | 0 | 0%
[25 empty] | 2020-05-31 | 7 | 31 | 8 | 2020-05-31 | 0 | 0%
[25 empty] | 2020-05-31 | 8 | 31 | 9 | 2020-05-31 | 0 | 0%
[25 empty] | 2020-05-31 | 9 | 31 | 10 | 2020-05-31 | 0 | 0%
[25 empty] | 2020-05-31 | 10 | 31 | 11 | 2020-05-31 | 0 | 0%
[25 empty] | 2020-05-31 | 11 | 31 | 12 | 2020-05-31 | 0 | 0%
[25 empty] | 2020-05-31 | 12 | 31 | 13 | 2020-05-31 | 0 | 0%
[25 empty] | 2020-05-31 | 13 | 31 | 14 | 2020-05-31 | 0 | 0%
[25 empty] | 2020-05-31 | 14 | 31 | 15 | 2020-05-31 | 0 | 0%
[25 empty] | 2020-05-31 | 15 | 31 | 16 | 2020-05-31 | 0 | 0%
[25 empty] | 2020-05-31 | 16 | 31 | 17 | 2020-05-31 | 55.4518 | 6.704e-05%
[25 empty] | 2020-05-31 | 17 | 31 | 18 | 2020-05-31 | 0 | 0%
[25 empty] | 2020-05-31 | 18 | 31 | 19 | 2020-05-31 | 0 | 0%
[25 empty] | 2020-05-31 | 19 | 31 | 20 | 2020-05-31 | 0 | 0%
[25 empty] | 2020-05-31 | 20 | 31 | 21 | 2020-05-31 | 611.2897 | 0.000739%
[25 empty] | 2020-05-31 | 21 | 31 | 22 | 2020-05-31 | 6266.2639 | 0.007576%
[25 empty] | 2020-05-31 | 22 | 31 | 23 | 2020-05-31 | 2151.7659 | 0.002601%
[25 empty] | 2020-05-31 | 23 | 31 | 24 | 2020-05-31 | 0 | 0%
[25 empty] | 2020-05-31 | 24 | 1 | 1 | 2020-05-31 | 0 | 0%
[25 empty] | 2020-06-01 | 1 | 1 | 2 | 2020-06-01 | 35.7081 | 4.317e-05%
[25 empty] | 2020-06-01 | 2 | 1 | 3 | 2020-06-01 | 0 | 0%
[25 empty] | 2020-06-01 | 3 | 1 | 4 | 2020-06-01 | 0 | 0%
[25 empty] | 2020-06-01 | 4 | 1 | 5 | 2020-06-01 | 0 | 0%
[25 empty] | 2020-06-01 | 5 | 1 | 6 | 2020-06-01 | 0 | 0%
[25 empty] | 2020-06-01 | 6 | 1 | 7 | 2020-06-01 | 0 | 0%
[25 empty] | 2020-06-01 | 7 | 1 | 8 | 2020-06-01 | 17.2624 | 2.087e-05%
[25 empty] | 2020-06-01 | 8 | 1 | 9 | 2020-06-01 | 14.8961 | 1.801e-05%
[25 empty] | 2020-06-01 | 9 | 1 | 10 | 2020-06-01 | 13.1011 | 1.584e-05%
[25 empty] | 2020-06-01 | 10 | 1 | 11 | 2020-06-01 | 0 | 0%
[25 empty] | 2020-06-01 | 11 | 1 | 12 | 2020-06-01 | 0 | 0%
[25 empty] | 2020-06-01 | 12 | 1 | 13 | 2020-06-01 | 0 | 0%
[25 empty] | 2020-06-01 | 13 | 1 | 14 | 2020-06-01 | 0 | 0%
[25 empty] | 2020-06-01 | 14 | 1 | 15 | 2020-06-01 | 0 | 0%
[25 empty] | 2020-06-01 | 15 | 1 | 16 | 2020-06-01 | 0 | 0%
[25 empty] | 2020-06-01 | 16 | 1 | 17 | 2020-06-01 | 11.9236 | 1.442e-05%
[25 empty] | 2020-06-01 | 17 | 1 | 18 | 2020-06-01 | 478.5735 | 0.0005786%
[25 empty] | 2020-06-01 | 18 | 1 | 19 | 2020-06-01 | 4338.5253 | 0.005245%
[25 empty] | 2020-06-01 | 19 | 1 | 20 | 2020-06-01 | 17159.0338 | 0.02074%
[25 empty] | 2020-06-01 | 20 | 1 | 21 | 2020-06-01 | 25997.9476 | 0.03143%
[25 empty] | 2020-06-01 | 21 | 1 | 22 | 2020-06-01 | 32579.8768 | 0.03939%
[25 empty] | 2020-06-01 | 22 | 1 | 23 | 2020-06-01 | 25720.5563 | 0.03109%
[25 empty] | 2020-06-01 | 23 | 1 | 24 | 2020-06-01 | 7402.1579 | 0.008949%
[25 empty] | 2020-06-01 | 24 | 2 | 1 | 2020-06-01 | 436.3136 | 0.0005275%
[25 empty] | 2020-06-02 | 1 | 2 | 2 | 2020-06-02 | 301.3599 | 0.0003643%
[25 empty] | 2020-06-02 | 2 | 2 | 3 | 2020-06-02 | 132.25 | 0.0001599%
[25 empty] | 2020-06-02 | 3 | 2 | 4 | 2020-06-02 | 47.5612 | 5.75e-05%
[25 empty] | 2020-06-02 | 4 | 2 | 5 | 2020-06-02 | 0 | 0%
[25 empty] | 2020-06-02 | 5 | 2 | 6 | 2020-06-02 | 16.1843 | 1.957e-05%
[25 empty] | 2020-06-02 | 6 | 2 | 7 | 2020-06-02 | 145.6363 | 0.0001761%
[25 empty] | 2020-06-02 | 7 | 2 | 8 | 2020-06-02 | 375.4298 | 0.0004539%
[25 empty] | 2020-06-02 | 8 | 2 | 9 | 2020-06-02 | 425.9711 | 0.000515%
[25 empty] | 2020-06-02 | 9 | 2 | 10 | 2020-06-02 | 307.8003 | 0.0003721%
[25 empty] | 2020-06-02 | 10 | 2 | 11 | 2020-06-02 | 145.536 | 0.0001759%
[25 empty] | 2020-06-02 | 11 | 2 | 12 | 2020-06-02 | 43.8751 | 5.304e-05%
[25 empty] | 2020-06-02 | 12 | 2 | 13 | 2020-06-02 | 20.6801 | 2.5e-05%
[25 empty] | 2020-06-02 | 13 | 2 | 14 | 2020-06-02 | 0 | 0%
[25 empty] | 2020-06-02 | 14 | 2 | 15 | 2020-06-02 | 0 | 0%
[25 empty] | 2020-06-02 | 15 | 2 | 16 | 2020-06-02 | 182.6246 | 0.0002208%
[25 empty] | 2020-06-02 | 16 | 2 | 17 | 2020-06-02 | 410.4912 | 0.0004963%
[25 empty] | 2020-06-02 | 17 | 2 | 18 | 2020-06-02 | 1136.8513 | 0.001374%
[25 empty] | 2020-06-02 | 18 | 2 | 19 | 2020-06-02 | 4792.0155 | 0.005793%
[25 empty] | 2020-06-02 | 19 | 2 | 20 | 2020-06-02 | 15220.924 | 0.0184%
[25 empty] | 2020-06-02 | 20 | 2 | 21 | 2020-06-02 | 23168.464 | 0.02801%
[25 empty] | 2020-06-02 | 21 | 2 | 22 | 2020-06-02 | 32697.1472 | 0.03953%
[25 empty] | 2020-06-02 | 22 | 2 | 23 | 2020-06-02 | 25469.4244 | 0.03079%
[25 empty] | 2020-06-02 | 23 | 2 | 24 | 2020-06-02 | 7943.3006 | 0.009603%
[25 empty] | 2020-06-02 | 24 | 3 | 1 | 2020-06-02 | 750.8487 | 0.0009077%
[25 empty] | 2020-06-03 | 1 | 3 | 2 | 2020-06-03 | 0 | 0%
[25 empty] | 2020-06-03 | 2 | 3 | 3 | 2020-06-03 | 0 | 0%
[25 empty] | 2020-06-03 | 3 | 3 | 4 | 2020-06-03 | 0 | 0%
[25 empty] | 2020-06-03 | 4 | 3 | 5 | 2020-06-03 | 0 | 0%
[25 empty] | 2020-06-03 | 5 | 3 | 6 | 2020-06-03 | 0 | 0%
[25 empty] | 2020-06-03 | 6 | 3 | 7 | 2020-06-03 | 0 | 0%
[25 empty] | 2020-06-03 | 7 | 3 | 8 | 2020-06-03 | 0 | 0%
[25 empty] | 2020-06-03 | 8 | 3 | 9 | 2020-06-03 | 0 | 0%
[25 empty] | 2020-06-03 | 9 | 3 | 10 | 2020-06-03 | 0.60175 | 7.275e-07%
[25 empty] | 2020-06-03 | 10 | 3 | 11 | 2020-06-03 | 0 | 0%
[25 empty] | 2020-06-03 | 11 | 3 | 12 | 2020-06-03 | 0 | 0%
[25 empty] | 2020-06-03 | 12 | 3 | 13 | 2020-06-03 | 0 | 0%
[25 empty] | 2020-06-03 | 13 | 3 | 14 | 2020-06-03 | 0 | 0%
[25 empty] | 2020-06-03 | 14 | 3 | 15 | 2020-06-03 | 0 | 0%
[25 empty] | 2020-06-03 | 15 | 3 | 16 | 2020-06-03 | 0 | 0%
[25 empty] | 2020-06-03 | 16 | 3 | 17 | 2020-06-03 | 16.3245 | 1.974e-05%
[25 empty] | 2020-06-03 | 17 | 3 | 18 | 2020-06-03 | 134.4547 | 0.0001625%
[25 empty] | 2020-06-03 | 18 | 3 | 19 | 2020-06-03 | 3173.2763 | 0.003836%
[25 empty] | 2020-06-03 | 19 | 3 | 20 | 2020-06-03 | 11932.6554 | 0.01443%
[25 empty] | 2020-06-03 | 20 | 3 | 21 | 2020-06-03 | 18420.5557 | 0.02227%
[25 empty] | 2020-06-03 | 21 | 3 | 22 | 2020-06-03 | 25867.8976 | 0.03127%
[25 empty] | 2020-06-03 | 22 | 3 | 23 | 2020-06-03 | 21022.6519 | 0.02542%
[25 empty] | 2020-06-03 | 23 | 3 | 24 | 2020-06-03 | 6232.0556 | 0.007534%
[25 empty] | 2020-06-03 | 24 | 4 | 1 | 2020-06-03 | 341.352 | 0.0004127%
[25 empty] | 2020-06-04 | 1 | 4 | 2 | 2020-06-04 | 65.3097 | 7.896e-05%
[25 empty] | 2020-06-04 | 2 | 4 | 3 | 2020-06-04 | 0 | 0%
[25 empty] | 2020-06-04 | 3 | 4 | 4 | 2020-06-04 | 0 | 0%
[25 empty] | 2020-06-04 | 4 | 4 | 5 | 2020-06-04 | 0 | 0%
[25 empty] | 2020-06-04 | 5 | 4 | 6 | 2020-06-04 | 0 | 0%
[25 empty] | 2020-06-04 | 6 | 4 | 7 | 2020-06-04 | 0 | 0%
[25 empty] | 2020-06-04 | 7 | 4 | 8 | 2020-06-04 | 193.9731 | 0.0002345%
[25 empty] | 2020-06-04 | 8 | 4 | 9 | 2020-06-04 | 283.1219 | 0.0003423%
[25 empty] | 2020-06-04 | 9 | 4 | 10 | 2020-06-04 | 150.4953 | 0.0001819%
[25 empty] | 2020-06-04 | 10 | 4 | 11 | 2020-06-04 | 1.6083 | 1.944e-06%
[25 empty] | 2020-06-04 | 11 | 4 | 12 | 2020-06-04 | 0 | 0%
[25 empty] | 2020-06-04 | 12 | 4 | 13 | 2020-06-04 | 0 | 0%
[25 empty] | 2020-06-04 | 13 | 4 | 14 | 2020-06-04 | 0 | 0%
[25 empty] | 2020-06-04 | 14 | 4 | 15 | 2020-06-04 | 0 | 0%
[25 empty] | 2020-06-04 | 15 | 4 | 16 | 2020-06-04 | 0 | 0%
[25 empty] | 2020-06-04 | 16 | 4 | 17 | 2020-06-04 | 70.0588 | 8.47e-05%
[25 empty] | 2020-06-04 | 17 | 4 | 18 | 2020-06-04 | 366.6377 | 0.0004432%
[25 empty] | 2020-06-04 | 18 | 4 | 19 | 2020-06-04 | 2744.3042 | 0.003318%
[25 empty] | 2020-06-04 | 19 | 4 | 20 | 2020-06-04 | 11612.2456 | 0.01404%
[25 empty] | 2020-06-04 | 20 | 4 | 21 | 2020-06-04 | 22190.7425 | 0.02683%
[25 empty] | 2020-06-04 | 21 | 4 | 22 | 2020-06-04 | 28506.2089 | 0.03446%
[25 empty] | 2020-06-04 | 22 | 4 | 23 | 2020-06-04 | 20893.6953 | 0.02526%
[25 empty] | 2020-06-04 | 23 | 4 | 24 | 2020-06-04 | 4766.2945 | 0.005762%
[25 empty] | 2020-06-04 | 24 | 5 | 1 | 2020-06-04 | 297.3037 | 0.0003594%
[25 empty] | 2020-06-05 | 1 | 5 | 2 | 2020-06-05 | 14.6148 | 1.767e-05%
[25 empty] | 2020-06-05 | 2 | 5 | 3 | 2020-06-05 | 0 | 0%
[25 empty] | 2020-06-05 | 3 | 5 | 4 | 2020-06-05 | 0 | 0%
[25 empty] | 2020-06-05 | 4 | 5 | 5 | 2020-06-05 | 0 | 0%
[25 empty] | 2020-06-05 | 5 | 5 | 6 | 2020-06-05 | 0 | 0%
[25 empty] | 2020-06-05 | 6 | 5 | 7 | 2020-06-05 | 0 | 0%
[25 empty] | 2020-06-05 | 7 | 5 | 8 | 2020-06-05 | 118.2531 | 0.000143%
[25 empty] | 2020-06-05 | 8 | 5 | 9 | 2020-06-05 | 202.0689 | 0.0002443%
[25 empty] | 2020-06-05 | 9 | 5 | 10 | 2020-06-05 | 96.3294 | 0.0001165%
[25 empty] | 2020-06-05 | 10 | 5 | 11 | 2020-06-05 | 0 | 0%
[25 empty] | 2020-06-05 | 11 | 5 | 12 | 2020-06-05 | 0 | 0%
[25 empty] | 2020-06-05 | 12 | 5 | 13 | 2020-06-05 | 0 | 0%
[25 empty] | 2020-06-05 | 13 | 5 | 14 | 2020-06-05 | 0 | 0%
[25 empty] | 2020-06-05 | 14 | 5 | 15 | 2020-06-05 | 0 | 0%
[25 empty] | 2020-06-05 | 15 | 5 | 16 | 2020-06-05 | 0 | 0%
[25 empty] | 2020-06-05 | 16 | 5 | 17 | 2020-06-05 | 14.0562 | 1.699e-05%
[25 empty] | 2020-06-05 | 17 | 5 | 18 | 2020-06-05 | 364.211 | 0.0004403%
[25 empty] | 2020-06-05 | 18 | 5 | 19 | 2020-06-05 | 2904.704 | 0.003512%
[25 empty] | 2020-06-05 | 19 | 5 | 20 | 2020-06-05 | 12490.11 | 0.0151%
[25 empty] | 2020-06-05 | 20 | 5 | 21 | 2020-06-05 | 22106.3439 | 0.02673%
[25 empty] | 2020-06-05 | 21 | 5 | 22 | 2020-06-05 | 31820.6788 | 0.03847%
[25 empty] | 2020-06-05 | 22 | 5 | 23 | 2020-06-05 | 23388.8544 | 0.02828%
[25 empty] | 2020-06-05 | 23 | 5 | 24 | 2020-06-05 | 4730.1405 | 0.005719%
[25 empty] | 2020-06-05 | 24 | 6 | 1 | 2020-06-05 | 169.9454 | 0.0002055%
[25 empty] | 2020-06-06 | 1 | 6 | 2 | 2020-06-06 | 1.4569 | 1.761e-06%
[25 empty] | 2020-06-06 | 2 | 6 | 3 | 2020-06-06 | 0 | 0%
[25 empty] | 2020-06-06 | 3 | 6 | 4 | 2020-06-06 | 0 | 0%
[25 empty] | 2020-06-06 | 4 | 6 | 5 | 2020-06-06 | 0 | 0%
[25 empty] | 2020-06-06 | 5 | 6 | 6 | 2020-06-06 | 0 | 0%
[25 empty] | 2020-06-06 | 6 | 6 | 7 | 2020-06-06 | 7.5416 | 9.117e-06%
[25 empty] | 2020-06-06 | 7 | 6 | 8 | 2020-06-06 | 0 | 0%
[25 empty] | 2020-06-06 | 8 | 6 | 9 | 2020-06-06 | 0 | 0%
[25 empty] | 2020-06-06 | 9 | 6 | 10 | 2020-06-06 | 3.2265 | 3.901e-06%
[25 empty] | 2020-06-06 | 10 | 6 | 11 | 2020-06-06 | 0 | 0%
[25 empty] | 2020-06-06 | 11 | 6 | 12 | 2020-06-06 | 0 | 0%
[25 empty] | 2020-06-06 | 12 | 6 | 13 | 2020-06-06 | 0 | 0%
[25 empty] | 2020-06-06 | 13 | 6 | 14 | 2020-06-06 | 0 | 0%
[25 empty] | 2020-06-06 | 14 | 6 | 15 | 2020-06-06 | 0 | 0%
[25 empty] | 2020-06-06 | 15 | 6 | 16 | 2020-06-06 | 0 | 0%
[25 empty] | 2020-06-06 | 16 | 6 | 17 | 2020-06-06 | 16.588 | 2.005e-05%
[25 empty] | 2020-06-06 | 17 | 6 | 18 | 2020-06-06 | 0 | 0%
[25 empty] | 2020-06-06 | 18 | 6 | 19 | 2020-06-06 | 96.976 | 0.0001172%
[25 empty] | 2020-06-06 | 19 | 6 | 20 | 2020-06-06 | 2448.0414 | 0.00296%
[25 empty] | 2020-06-06 | 20 | 6 | 21 | 2020-06-06 | 7180.4401 | 0.008681%
[25 empty] | 2020-06-06 | 21 | 6 | 22 | 2020-06-06 | 17980.8975 | 0.02174%
[25 empty] | 2020-06-06 | 22 | 6 | 23 | 2020-06-06 | 11338.3655 | 0.01371%
[25 empty] | 2020-06-06 | 23 | 6 | 24 | 2020-06-06 | 2263.5284 | 0.002736%
[25 empty] | 2020-06-06 | 24 | 7 | 1 | 2020-06-06 | 127.937 | 0.0001547%
[25 empty] | 2020-06-07 | 1 | 7 | 2 | 2020-06-07 | 34.7581 | 4.202e-05%
[25 empty] | 2020-06-07 | 2 | 7 | 3 | 2020-06-07 | 0 | 0%
[25 empty] | 2020-06-07 | 3 | 7 | 4 | 2020-06-07 | 0 | 0%
[25 empty] | 2020-06-07 | 4 | 7 | 5 | 2020-06-07 | 0 | 0%
[25 empty] | 2020-06-07 | 5 | 7 | 6 | 2020-06-07 | 0 | 0%
[25 empty] | 2020-06-07 | 6 | 7 | 7 | 2020-06-07 | 0 | 0%
[25 empty] | 2020-06-07 | 7 | 7 | 8 | 2020-06-07 | 0 | 0%
[25 empty] | 2020-06-07 | 8 | 7 | 9 | 2020-06-07 | 0 | 0%
[25 empty] | 2020-06-07 | 9 | 7 | 10 | 2020-06-07 | 27.4292 | 3.316e-05%
[25 empty] | 2020-06-07 | 10 | 7 | 11 | 2020-06-07 | 0 | 0%
[25 empty] | 2020-06-07 | 11 | 7 | 12 | 2020-06-07 | 0 | 0%
[25 empty] | 2020-06-07 | 12 | 7 | 13 | 2020-06-07 | 0 | 0%
[25 empty] | 2020-06-07 | 13 | 7 | 14 | 2020-06-07 | 0 | 0%
[25 empty] | 2020-06-07 | 14 | 7 | 15 | 2020-06-07 | 0 | 0%
[25 empty] | 2020-06-07 | 15 | 7 | 16 | 2020-06-07 | 0 | 0%
[25 empty] | 2020-06-07 | 16 | 7 | 17 | 2020-06-07 | 35.5762 | 4.301e-05%
[25 empty] | 2020-06-07 | 17 | 7 | 18 | 2020-06-07 | 28.7552 | 3.476e-05%
[25 empty] | 2020-06-07 | 18 | 7 | 19 | 2020-06-07 | 671.1563 | 0.0008114%
[25 empty] | 2020-06-07 | 19 | 7 | 20 | 2020-06-07 | 6280.7318 | 0.007593%
[25 empty] | 2020-06-07 | 20 | 7 | 21 | 2020-06-07 | 13124.1256 | 0.01587%
[25 empty] | 2020-06-07 | 21 | 7 | 22 | 2020-06-07 | 24171.7361 | 0.02922%
[25 empty] | 2020-06-07 | 22 | 7 | 23 | 2020-06-07 | 16319.7136 | 0.01973%
[25 empty] | 2020-06-07 | 23 | 7 | 24 | 2020-06-07 | 3442.697 | 0.004162%
[25 empty] | 2020-06-07 | 24 | 8 | 1 | 2020-06-07 | 191.4734 | 0.0002315%
[25 empty] | 2020-06-08 | 1 | 8 | 2 | 2020-06-08 | 70.3019 | 8.499e-05%
[25 empty] | 2020-06-08 | 2 | 8 | 3 | 2020-06-08 | 0 | 0%
[25 empty] | 2020-06-08 | 3 | 8 | 4 | 2020-06-08 | 0 | 0%
[25 empty] | 2020-06-08 | 4 | 8 | 5 | 2020-06-08 | 0 | 0%
[25 empty] | 2020-06-08 | 5 | 8 | 6 | 2020-06-08 | 0 | 0%
[25 empty] | 2020-06-08 | 6 | 8 | 7 | 2020-06-08 | 0 | 0%
[25 empty] | 2020-06-08 | 7 | 8 | 8 | 2020-06-08 | 140.2144 | 0.0001695%
[25 empty] | 2020-06-08 | 8 | 8 | 9 | 2020-06-08 | 594.8857 | 0.0007192%
[25 empty] | 2020-06-08 | 9 | 8 | 10 | 2020-06-08 | 889.006 | 0.001075%
[25 empty] | 2020-06-08 | 10 | 8 | 11 | 2020-06-08 | 602.3129 | 0.0007282%
[25 empty] | 2020-06-08 | 11 | 8 | 12 | 2020-06-08 | 68.3485 | 8.263e-05%
[25 empty] | 2020-06-08 | 12 | 8 | 13 | 2020-06-08 | 0 | 0%
[25 empty] | 2020-06-08 | 13 | 8 | 14 | 2020-06-08 | 0 | 0%
[25 empty] | 2020-06-08 | 14 | 8 | 15 | 2020-06-08 | 0 | 0%
[25 empty] | 2020-06-08 | 15 | 8 | 16 | 2020-06-08 | 0 | 0%
[25 empty] | 2020-06-08 | 16 | 8 | 17 | 2020-06-08 | 395.967 | 0.0004787%
[25 empty] | 2020-06-08 | 17 | 8 | 18 | 2020-06-08 | 1711.6536 | 0.002069%
[25 empty] | 2020-06-08 | 18 | 8 | 19 | 2020-06-08 | 7164.4432 | 0.008661%
[25 empty] | 2020-06-08 | 19 | 8 | 20 | 2020-06-08 | 18521.5417 | 0.02239%
[25 empty] | 2020-06-08 | 20 | 8 | 21 | 2020-06-08 | 26577.7851 | 0.03213%
[25 empty] | 2020-06-08 | 21 | 8 | 22 | 2020-06-08 | 35664.4318 | 0.04312%
[25 empty] | 2020-06-08 | 22 | 8 | 23 | 2020-06-08 | 28926.7203 | 0.03497%
[25 empty] | 2020-06-08 | 23 | 8 | 24 | 2020-06-08 | 10529.1484 | 0.01273%
[25 empty] | 2020-06-08 | 24 | 9 | 1 | 2020-06-08 | 1173.0305 | 0.001418%
[25 empty] | 2020-06-09 | 1 | 9 | 2 | 2020-06-09 | 230.1846 | 0.0002783%
[25 empty] | 2020-06-09 | 2 | 9 | 3 | 2020-06-09 | 0 | 0%
[25 empty] | 2020-06-09 | 3 | 9 | 4 | 2020-06-09 | 0 | 0%
[25 empty] | 2020-06-09 | 4 | 9 | 5 | 2020-06-09 | 0 | 0%
[25 empty] | 2020-06-09 | 5 | 9 | 6 | 2020-06-09 | 0 | 0%
[25 empty] | 2020-06-09 | 6 | 9 | 7 | 2020-06-09 | 0 | 0%
[25 empty] | 2020-06-09 | 7 | 9 | 8 | 2020-06-09 | 67.3327 | 8.14e-05%
[25 empty] | 2020-06-09 | 8 | 9 | 9 | 2020-06-09 | 253.3522 | 0.0003063%
[25 empty] | 2020-06-09 | 9 | 9 | 10 | 2020-06-09 | 477.1079 | 0.0005768%
[25 empty] | 2020-06-09 | 10 | 9 | 11 | 2020-06-09 | 434.3971 | 0.0005252%
[25 empty] | 2020-06-09 | 11 | 9 | 12 | 2020-06-09 | 78.6358 | 9.507e-05%
[25 empty] | 2020-06-09 | 12 | 9 | 13 | 2020-06-09 | 18.788 | 2.271e-05%
[25 empty] | 2020-06-09 | 13 | 9 | 14 | 2020-06-09 | 0 | 0%
[25 empty] | 2020-06-09 | 14 | 9 | 15 | 2020-06-09 | 15.1214 | 1.828e-05%
[25 empty] | 2020-06-09 | 15 | 9 | 16 | 2020-06-09 | 118.4988 | 0.0001433%
[25 empty] | 2020-06-09 | 16 | 9 | 17 | 2020-06-09 | 819.0371 | 0.0009902%
[25 empty] | 2020-06-09 | 17 | 9 | 18 | 2020-06-09 | 2594.5461 | 0.003137%
[25 empty] | 2020-06-09 | 18 | 9 | 19 | 2020-06-09 | 9636.5339 | 0.01165%
[25 empty] | 2020-06-09 | 19 | 9 | 20 | 2020-06-09 | 19876.0063 | 0.02403%
[25 empty] | 2020-06-09 | 20 | 9 | 21 | 2020-06-09 | 27276.5511 | 0.03298%
[25 empty] | 2020-06-09 | 21 | 9 | 22 | 2020-06-09 | 37837.3376 | 0.04574%
[25 empty] | 2020-06-09 | 22 | 9 | 23 | 2020-06-09 | 31547.3821 | 0.03814%
[25 empty] | 2020-06-09 | 23 | 9 | 24 | 2020-06-09 | 11261.262 | 0.01361%
[25 empty] | 2020-06-09 | 24 | 10 | 1 | 2020-06-09 | 1128.1383 | 0.001364%
[25 empty] | 2020-06-10 | 1 | 10 | 2 | 2020-06-10 | 61.0606 | 7.382e-05%
[25 empty] | 2020-06-10 | 2 | 10 | 3 | 2020-06-10 | 0 | 0%
[25 empty] | 2020-06-10 | 3 | 10 | 4 | 2020-06-10 | 0 | 0%
[25 empty] | 2020-06-10 | 4 | 10 | 5 | 2020-06-10 | 0 | 0%
[25 empty] | 2020-06-10 | 5 | 10 | 6 | 2020-06-10 | 0 | 0%
[25 empty] | 2020-06-10 | 6 | 10 | 7 | 2020-06-10 | 0 | 0%
[25 empty] | 2020-06-10 | 7 | 10 | 8 | 2020-06-10 | 219.9386 | 0.0002659%
[25 empty] | 2020-06-10 | 8 | 10 | 9 | 2020-06-10 | 1193.3794 | 0.001443%
[25 empty] | 2020-06-10 | 9 | 10 | 10 | 2020-06-10 | 1480.5352 | 0.00179%
[25 empty] | 2020-06-10 | 10 | 10 | 11 | 2020-06-10 | 1054.4115 | 0.001275%
[25 empty] | 2020-06-10 | 11 | 10 | 12 | 2020-06-10 | 187.5009 | 0.0002267%
[25 empty] | 2020-06-10 | 12 | 10 | 13 | 2020-06-10 | 61.0246 | 7.378e-05%
[25 empty] | 2020-06-10 | 13 | 10 | 14 | 2020-06-10 | 0 | 0%
[25 empty] | 2020-06-10 | 14 | 10 | 15 | 2020-06-10 | 0 | 0%
[25 empty] | 2020-06-10 | 15 | 10 | 16 | 2020-06-10 | 9.1456 | 1.106e-05%
[25 empty] | 2020-06-10 | 16 | 10 | 17 | 2020-06-10 | 644.9738 | 0.0007797%
[25 empty] | 2020-06-10 | 17 | 10 | 18 | 2020-06-10 | 1793.1741 | 0.002168%
[25 empty] | 2020-06-10 | 18 | 10 | 19 | 2020-06-10 | 7184.444 | 0.008686%
[25 empty] | 2020-06-10 | 19 | 10 | 20 | 2020-06-10 | 16361.9723 | 0.01978%
[25 empty] | 2020-06-10 | 20 | 10 | 21 | 2020-06-10 | 23923.5287 | 0.02892%
[25 empty] | 2020-06-10 | 21 | 10 | 22 | 2020-06-10 | 33801.2789 | 0.04086%
[25 empty] | 2020-06-10 | 22 | 10 | 23 | 2020-06-10 | 27215.649 | 0.0329%
[25 empty] | 2020-06-10 | 23 | 10 | 24 | 2020-06-10 | 10035.624 | 0.01213%
[25 empty] | 2020-06-10 | 24 | 11 | 1 | 2020-06-10 | 1013.6124 | 0.001225%
[25 empty] | 2020-06-11 | 1 | 11 | 2 | 2020-06-11 | 44.8355 | 5.42e-05%
[25 empty] | 2020-06-11 | 2 | 11 | 3 | 2020-06-11 | 0 | 0%
[25 empty] | 2020-06-11 | 3 | 11 | 4 | 2020-06-11 | 0 | 0%
[25 empty] | 2020-06-11 | 4 | 11 | 5 | 2020-06-11 | 0 | 0%
[25 empty] | 2020-06-11 | 5 | 11 | 6 | 2020-06-11 | 0 | 0%
[25 empty] | 2020-06-11 | 6 | 11 | 7 | 2020-06-11 | 0 | 0%
[25 empty] | 2020-06-11 | 7 | 11 | 8 | 2020-06-11 | 248.8811 | 0.0003009%
[25 empty] | 2020-06-11 | 8 | 11 | 9 | 2020-06-11 | 832.0985 | 0.001006%
[25 empty] | 2020-06-11 | 9 | 11 | 10 | 2020-06-11 | 1172.2612 | 0.001417%
[25 empty] | 2020-06-11 | 10 | 11 | 11 | 2020-06-11 | 970.3606 | 0.001173%
[25 empty] | 2020-06-11 | 11 | 11 | 12 | 2020-06-11 | 55.5183 | 6.712e-05%
[25 empty] | 2020-06-11 | 12 | 11 | 13 | 2020-06-11 | 0 | 0%
[25 empty] | 2020-06-11 | 13 | 11 | 14 | 2020-06-11 | 0 | 0%
[25 empty] | 2020-06-11 | 14 | 11 | 15 | 2020-06-11 | 0 | 0%
[25 empty] | 2020-06-11 | 15 | 11 | 16 | 2020-06-11 | 0 | 0%
[25 empty] | 2020-06-11 | 16 | 11 | 17 | 2020-06-11 | 38.474 | 4.651e-05%
[25 empty] | 2020-06-11 | 17 | 11 | 18 | 2020-06-11 | 956.732 | 0.001157%
[25 empty] | 2020-06-11 | 18 | 11 | 19 | 2020-06-11 | 3091.6109 | 0.003738%
[25 empty] | 2020-06-11 | 19 | 11 | 20 | 2020-06-11 | 10532.7582 | 0.01273%
[25 empty] | 2020-06-11 | 20 | 11 | 21 | 2020-06-11 | 19162.1342 | 0.02317%
[25 empty] | 2020-06-11 | 21 | 11 | 22 | 2020-06-11 | 28000.1216 | 0.03385%
[25 empty] | 2020-06-11 | 22 | 11 | 23 | 2020-06-11 | 21845.2215 | 0.02641%
[25 empty] | 2020-06-11 | 23 | 11 | 24 | 2020-06-11 | 6400.3571 | 0.007738%
[25 empty] | 2020-06-11 | 24 | 12 | 1 | 2020-06-11 | 785.0791 | 0.0009491%
[25 empty] | 2020-06-12 | 1 | 12 | 2 | 2020-06-12 | 46.2995 | 5.597e-05%
[25 empty] | 2020-06-12 | 2 | 12 | 3 | 2020-06-12 | 0 | 0%
[25 empty] | 2020-06-12 | 3 | 12 | 4 | 2020-06-12 | 0 | 0%
[25 empty] | 2020-06-12 | 4 | 12 | 5 | 2020-06-12 | 0 | 0%
[25 empty] | 2020-06-12 | 5 | 12 | 6 | 2020-06-12 | 0 | 0%
[25 empty] | 2020-06-12 | 6 | 12 | 7 | 2020-06-12 | 0 | 0%
[25 empty] | 2020-06-12 | 7 | 12 | 8 | 2020-06-12 | 0 | 0%
[25 empty] | 2020-06-12 | 8 | 12 | 9 | 2020-06-12 | 11.0716 | 1.339e-05%
[25 empty] | 2020-06-12 | 9 | 12 | 10 | 2020-06-12 | 12.2611 | 1.482e-05%
[25 empty] | 2020-06-12 | 10 | 12 | 11 | 2020-06-12 | 0 | 0%
[25 empty] | 2020-06-12 | 11 | 12 | 12 | 2020-06-12 | 0 | 0%
[25 empty] | 2020-06-12 | 12 | 12 | 13 | 2020-06-12 | 0 | 0%
[25 empty] | 2020-06-12 | 13 | 12 | 14 | 2020-06-12 | 0 | 0%
[25 empty] | 2020-06-12 | 14 | 12 | 15 | 2020-06-12 | 0 | 0%
[25 empty] | 2020-06-12 | 15 | 12 | 16 | 2020-06-12 | 0 | 0%
[25 empty] | 2020-06-12 | 16 | 12 | 17 | 2020-06-12 | 23.2789 | 2.814e-05%
[25 empty] | 2020-06-12 | 17 | 12 | 18 | 2020-06-12 | 126.4769 | 0.0001529%
[25 empty] | 2020-06-12 | 18 | 12 | 19 | 2020-06-12 | 1376.5366 | 0.001664%
[25 empty] | 2020-06-12 | 19 | 12 | 20 | 2020-06-12 | 7697.6814 | 0.009306%
[25 empty] | 2020-06-12 | 20 | 12 | 21 | 2020-06-12 | 15789.8343 | 0.01909%
[25 empty] | 2020-06-12 | 21 | 12 | 22 | 2020-06-12 | 23781.0373 | 0.02875%
[25 empty] | 2020-06-12 | 22 | 12 | 23 | 2020-06-12 | 17992.1201 | 0.02175%
[25 empty] | 2020-06-12 | 23 | 12 | 24 | 2020-06-12 | 3915.0753 | 0.004733%
[25 empty] | 2020-06-12 | 24 | 13 | 1 | 2020-06-12 | 459.314 | 0.0005553%
[25 empty] | 2020-06-13 | 1 | 13 | 2 | 2020-06-13 | 3.8281 | 4.628e-06%
[25 empty] | 2020-06-13 | 2 | 13 | 3 | 2020-06-13 | 0 | 0%
[25 empty] | 2020-06-13 | 3 | 13 | 4 | 2020-06-13 | 0 | 0%
[25 empty] | 2020-06-13 | 4 | 13 | 5 | 2020-06-13 | 0 | 0%
[25 empty] | 2020-06-13 | 5 | 13 | 6 | 2020-06-13 | 0 | 0%
[25 empty] | 2020-06-13 | 6 | 13 | 7 | 2020-06-13 | 0 | 0%
[25 empty] | 2020-06-13 | 7 | 13 | 8 | 2020-06-13 | 0 | 0%
[25 empty] | 2020-06-13 | 8 | 13 | 9 | 2020-06-13 | 0 | 0%
[25 empty] | 2020-06-13 | 9 | 13 | 10 | 2020-06-13 | 0 | 0%
[25 empty] | 2020-06-13 | 10 | 13 | 11 | 2020-06-13 | 0 | 0%
[25 empty] | 2020-06-13 | 11 | 13 | 12 | 2020-06-13 | 0 | 0%
[25 empty] | 2020-06-13 | 12 | 13 | 13 | 2020-06-13 | 0 | 0%
[25 empty] | 2020-06-13 | 13 | 13 | 14 | 2020-06-13 | 0 | 0%
[25 empty] | 2020-06-13 | 14 | 13 | 15 | 2020-06-13 | 0 | 0%
[25 empty] | 2020-06-13 | 15 | 13 | 16 | 2020-06-13 | 0 | 0%
[25 empty] | 2020-06-13 | 16 | 13 | 17 | 2020-06-13 | 114.891 | 0.0001389%
[25 empty] | 2020-06-13 | 17 | 13 | 18 | 2020-06-13 | 0 | 0%
[25 empty] | 2020-06-13 | 18 | 13 | 19 | 2020-06-13 | 0 | 0%
[25 empty] | 2020-06-13 | 19 | 13 | 20 | 2020-06-13 | 794.7218 | 0.0009608%
[25 empty] | 2020-06-13 | 20 | 13 | 21 | 2020-06-13 | 5058.3221 | 0.006115%
[25 empty] | 2020-06-13 | 21 | 13 | 22 | 2020-06-13 | 14751.4953 | 0.01783%
[25 empty] | 2020-06-13 | 22 | 13 | 23 | 2020-06-13 | 9093.0231 | 0.01099%
[25 empty] | 2020-06-13 | 23 | 13 | 24 | 2020-06-13 | 1146.1089 | 0.001386%
[25 empty] | 2020-06-13 | 24 | 14 | 1 | 2020-06-13 | 0 | 0%
[25 empty] | 2020-06-14 | 1 | 14 | 2 | 2020-06-14 | 0 | 0%
[25 empty] | 2020-06-14 | 2 | 14 | 3 | 2020-06-14 | 0 | 0%
[25 empty] | 2020-06-14 | 3 | 14 | 4 | 2020-06-14 | 0 | 0%
[25 empty] | 2020-06-14 | 4 | 14 | 5 | 2020-06-14 | 0 | 0%
[25 empty] | 2020-06-14 | 5 | 14 | 6 | 2020-06-14 | 0 | 0%
[25 empty] | 2020-06-14 | 6 | 14 | 7 | 2020-06-14 | 0 | 0%
[25 empty] | 2020-06-14 | 7 | 14 | 8 | 2020-06-14 | 0 | 0%
[25 empty] | 2020-06-14 | 8 | 14 | 9 | 2020-06-14 | 0 | 0%
[25 empty] | 2020-06-14 | 9 | 14 | 10 | 2020-06-14 | 1.5893 | 1.921e-06%
[25 empty] | 2020-06-14 | 10 | 14 | 11 | 2020-06-14 | 0 | 0%
[25 empty] | 2020-06-14 | 11 | 14 | 12 | 2020-06-14 | 0 | 0%
[25 empty] | 2020-06-14 | 12 | 14 | 13 | 2020-06-14 | 0 | 0%
[25 empty] | 2020-06-14 | 13 | 14 | 14 | 2020-06-14 | 0 | 0%
[25 empty] | 2020-06-14 | 14 | 14 | 15 | 2020-06-14 | 0 | 0%
[25 empty] | 2020-06-14 | 15 | 14 | 16 | 2020-06-14 | 0 | 0%
[25 empty] | 2020-06-14 | 16 | 14 | 17 | 2020-06-14 | 162.8791 | 0.0001969%
[25 empty] | 2020-06-14 | 17 | 14 | 18 | 2020-06-14 | 0 | 0%
[25 empty] | 2020-06-14 | 18 | 14 | 19 | 2020-06-14 | 73.1595 | 8.845e-05%
[25 empty] | 2020-06-14 | 19 | 14 | 20 | 2020-06-14 | 2044.7475 | 0.002472%
[25 empty] | 2020-06-14 | 20 | 14 | 21 | 2020-06-14 | 6973.1402 | 0.00843%
[25 empty] | 2020-06-14 | 21 | 14 | 22 | 2020-06-14 | 17934.8915 | 0.02168%
[25 empty] | 2020-06-14 | 22 | 14 | 23 | 2020-06-14 | 11169.4614 | 0.0135%
[25 empty] | 2020-06-14 | 23 | 14 | 24 | 2020-06-14 | 2190.6822 | 0.002648%
[25 empty] | 2020-06-14 | 24 | 15 | 1 | 2020-06-14 | 64.8629 | 7.842e-05%
[25 empty] | 2020-06-15 | 1 | 15 | 2 | 2020-06-15 | 26.7876 | 3.238e-05%
[25 empty] | 2020-06-15 | 2 | 15 | 3 | 2020-06-15 | 0 | 0%
[25 empty] | 2020-06-15 | 3 | 15 | 4 | 2020-06-15 | 0 | 0%
[25 empty] | 2020-06-15 | 4 | 15 | 5 | 2020-06-15 | 0 | 0%
[25 empty] | 2020-06-15 | 5 | 15 | 6 | 2020-06-15 | 0 | 0%
[25 empty] | 2020-06-15 | 6 | 15 | 7 | 2020-06-15 | 0 | 0%
[25 empty] | 2020-06-15 | 7 | 15 | 8 | 2020-06-15 | 130.3988 | 0.0001576%
[25 empty] | 2020-06-15 | 8 | 15 | 9 | 2020-06-15 | 356.1806 | 0.0004306%
[25 empty] | 2020-06-15 | 9 | 15 | 10 | 2020-06-15 | 261.3445 | 0.000316%
[25 empty] | 2020-06-15 | 10 | 15 | 11 | 2020-06-15 | 54.6181 | 6.603e-05%
[25 empty] | 2020-06-15 | 11 | 15 | 12 | 2020-06-15 | 0 | 0%
[25 empty] | 2020-06-15 | 12 | 15 | 13 | 2020-06-15 | 0 | 0%
[25 empty] | 2020-06-15 | 13 | 15 | 14 | 2020-06-15 | 0 | 0%
[25 empty] | 2020-06-15 | 14 | 15 | 15 | 2020-06-15 | 0 | 0%
[25 empty] | 2020-06-15 | 15 | 15 | 16 | 2020-06-15 | 0 | 0%
[25 empty] | 2020-06-15 | 16 | 15 | 17 | 2020-06-15 | 23.1733 | 2.802e-05%
[25 empty] | 2020-06-15 | 17 | 15 | 18 | 2020-06-15 | 146.4518 | 0.0001771%
[25 empty] | 2020-06-15 | 18 | 15 | 19 | 2020-06-15 | 1940.4235 | 0.002346%
[25 empty] | 2020-06-15 | 19 | 15 | 20 | 2020-06-15 | 8798.9242 | 0.01064%
[25 empty] | 2020-06-15 | 20 | 15 | 21 | 2020-06-15 | 20769.6518 | 0.02511%
[25 empty] | 2020-06-15 | 21 | 15 | 22 | 2020-06-15 | 29293.2759 | 0.03541%
[25 empty] | 2020-06-15 | 22 | 15 | 23 | 2020-06-15 | 19492.285 | 0.02357%
[25 empty] | 2020-06-15 | 23 | 15 | 24 | 2020-06-15 | 4285.4804 | 0.005181%
[25 empty] | 2020-06-15 | 24 | 16 | 1 | 2020-06-15 | 200.294 | 0.0002421%
[25 empty] | 2020-06-16 | 1 | 16 | 2 | 2020-06-16 | 447.334 | 0.0005408%
[25 empty] | 2020-06-16 | 2 | 16 | 3 | 2020-06-16 | 42.1093 | 5.091e-05%
[25 empty] | 2020-06-16 | 3 | 16 | 4 | 2020-06-16 | 0 | 0%
[25 empty] | 2020-06-16 | 4 | 16 | 5 | 2020-06-16 | 0 | 0%
[25 empty] | 2020-06-16 | 5 | 16 | 6 | 2020-06-16 | 0 | 0%
[25 empty] | 2020-06-16 | 6 | 16 | 7 | 2020-06-16 | 43.0043 | 5.199e-05%
[25 empty] | 2020-06-16 | 7 | 16 | 8 | 2020-06-16 | 472.3273 | 0.000571%
[25 empty] | 2020-06-16 | 8 | 16 | 9 | 2020-06-16 | 1127.789 | 0.001363%
[25 empty] | 2020-06-16 | 9 | 16 | 10 | 2020-06-16 | 1241.0124 | 0.0015%
[25 empty] | 2020-06-16 | 10 | 16 | 11 | 2020-06-16 | 553.7754 | 0.0006695%
[25 empty] | 2020-06-16 | 11 | 16 | 12 | 2020-06-16 | 138.1618 | 0.000167%
[25 empty] | 2020-06-16 | 12 | 16 | 13 | 2020-06-16 | 56.4448 | 6.824e-05%
[25 empty] | 2020-06-16 | 13 | 16 | 14 | 2020-06-16 | 48.5785 | 5.873e-05%
[25 empty] | 2020-06-16 | 14 | 16 | 15 | 2020-06-16 | 93.7318 | 0.0001133%
[25 empty] | 2020-06-16 | 15 | 16 | 16 | 2020-06-16 | 528.4588 | 0.0006389%
[25 empty] | 2020-06-16 | 16 | 16 | 17 | 2020-06-16 | 2205.4624 | 0.002666%
[25 empty] | 2020-06-16 | 17 | 16 | 18 | 2020-06-16 | 7344.4426 | 0.008879%
[25 empty] | 2020-06-16 | 18 | 16 | 19 | 2020-06-16 | 21102.7127 | 0.02551%
[25 empty] | 2020-06-16 | 19 | 16 | 20 | 2020-06-16 | 34402.1929 | 0.04159%
[25 empty] | 2020-06-16 | 20 | 16 | 21 | 2020-06-16 | 39116.3233 | 0.04729%
[25 empty] | 2020-06-16 | 21 | 16 | 22 | 2020-06-16 | 50402.5325 | 0.06093%
[25 empty] | 2020-06-16 | 22 | 16 | 23 | 2020-06-16 | 42411.0658 | 0.05127%
[25 empty] | 2020-06-16 | 23 | 16 | 24 | 2020-06-16 | 19537.6559 | 0.02362%
[25 empty] | 2020-06-16 | 24 | 17 | 1 | 2020-06-16 | 2391.8564 | 0.002892%
[25 empty] | 2020-06-17 | 1 | 17 | 2 | 2020-06-17 | 198.8663 | 0.0002404%
[25 empty] | 2020-06-17 | 2 | 17 | 3 | 2020-06-17 | 0 | 0%
[25 empty] | 2020-06-17 | 3 | 17 | 4 | 2020-06-17 | 0 | 0%
[25 empty] | 2020-06-17 | 4 | 17 | 5 | 2020-06-17 | 0 | 0%
[25 empty] | 2020-06-17 | 5 | 17 | 6 | 2020-06-17 | 0 | 0%
[25 empty] | 2020-06-17 | 6 | 17 | 7 | 2020-06-17 | 0 | 0%
[25 empty] | 2020-06-17 | 7 | 17 | 8 | 2020-06-17 | 170.2081 | 0.0002058%
[25 empty] | 2020-06-17 | 8 | 17 | 9 | 2020-06-17 | 581.3445 | 0.0007028%
[25 empty] | 2020-06-17 | 9 | 17 | 10 | 2020-06-17 | 462.2077 | 0.0005588%
[25 empty] | 2020-06-17 | 10 | 17 | 11 | 2020-06-17 | 65.2901 | 7.893e-05%
[25 empty] | 2020-06-17 | 11 | 17 | 12 | 2020-06-17 | 0 | 0%
[25 empty] | 2020-06-17 | 12 | 17 | 13 | 2020-06-17 | 0 | 0%
[25 empty] | 2020-06-17 | 13 | 17 | 14 | 2020-06-17 | 0 | 0%
[25 empty] | 2020-06-17 | 14 | 17 | 15 | 2020-06-17 | 0 | 0%
[25 empty] | 2020-06-17 | 15 | 17 | 16 | 2020-06-17 | 23.3477 | 2.823e-05%
[25 empty] | 2020-06-17 | 16 | 17 | 17 | 2020-06-17 | 638.5984 | 0.000772%
[25 empty] | 2020-06-17 | 17 | 17 | 18 | 2020-06-17 | 2256.5692 | 0.002728%
[25 empty] | 2020-06-17 | 18 | 17 | 19 | 2020-06-17 | 9338.6423 | 0.01129%
[25 empty] | 2020-06-17 | 19 | 17 | 20 | 2020-06-17 | 21244.4878 | 0.02568%
[25 empty] | 2020-06-17 | 20 | 17 | 21 | 2020-06-17 | 29973.406 | 0.03624%
[25 empty] | 2020-06-17 | 21 | 17 | 22 | 2020-06-17 | 40340.5556 | 0.04877%
[25 empty] | 2020-06-17 | 22 | 17 | 23 | 2020-06-17 | 33204.2462 | 0.04014%
[25 empty] | 2020-06-17 | 23 | 17 | 24 | 2020-06-17 | 12592.8448 | 0.01522%
[25 empty] | 2020-06-17 | 24 | 18 | 1 | 2020-06-17 | 1330.307 | 0.001608%
[25 empty] | 2020-06-18 | 1 | 18 | 2 | 2020-06-18 | 156.8339 | 0.0001896%
[25 empty] | 2020-06-18 | 2 | 18 | 3 | 2020-06-18 | 0 | 0%
[25 empty] | 2020-06-18 | 3 | 18 | 4 | 2020-06-18 | 0 | 0%
[25 empty] | 2020-06-18 | 4 | 18 | 5 | 2020-06-18 | 0 | 0%
[25 empty] | 2020-06-18 | 5 | 18 | 6 | 2020-06-18 | 0 | 0%
[25 empty] | 2020-06-18 | 6 | 18 | 7 | 2020-06-18 | 0 | 0%
[25 empty] | 2020-06-18 | 7 | 18 | 8 | 2020-06-18 | 50.7249 | 6.132e-05%
[25 empty] | 2020-06-18 | 8 | 18 | 9 | 2020-06-18 | 410.5911 | 0.0004964%
[25 empty] | 2020-06-18 | 9 | 18 | 10 | 2020-06-18 | 493.5767 | 0.0005967%
[25 empty] | 2020-06-18 | 10 | 18 | 11 | 2020-06-18 | 88.4268 | 0.0001069%
[25 empty] | 2020-06-18 | 11 | 18 | 12 | 2020-06-18 | 0 | 0%
[25 empty] | 2020-06-18 | 12 | 18 | 13 | 2020-06-18 | 0 | 0%
[25 empty] | 2020-06-18 | 13 | 18 | 14 | 2020-06-18 | 0 | 0%
[25 empty] | 2020-06-18 | 14 | 18 | 15 | 2020-06-18 | 0 | 0%
[25 empty] | 2020-06-18 | 15 | 18 | 16 | 2020-06-18 | 0 | 0%
[25 empty] | 2020-06-18 | 16 | 18 | 17 | 2020-06-18 | 518.0033 | 0.0006262%
[25 empty] | 2020-06-18 | 17 | 18 | 18 | 2020-06-18 | 2277.4455 | 0.002753%
[25 empty] | 2020-06-18 | 18 | 18 | 19 | 2020-06-18 | 10243.1016 | 0.01238%
[25 empty] | 2020-06-18 | 19 | 18 | 20 | 2020-06-18 | 23743.4083 | 0.0287%
[25 empty] | 2020-06-18 | 20 | 18 | 21 | 2020-06-18 | 30344.7857 | 0.03669%
[25 empty] | 2020-06-18 | 21 | 18 | 22 | 2020-06-18 | 42170.942 | 0.05098%
[25 empty] | 2020-06-18 | 22 | 18 | 23 | 2020-06-18 | 35554.3516 | 0.04298%
[25 empty] | 2020-06-18 | 23 | 18 | 24 | 2020-06-18 | 14246.2893 | 0.01722%
[25 empty] | 2020-06-18 | 24 | 19 | 1 | 2020-06-18 | 1318.4029 | 0.001594%
[25 empty] | 2020-06-19 | 1 | 19 | 2 | 2020-06-19 | 314.5116 | 0.0003802%
[25 empty] | 2020-06-19 | 2 | 19 | 3 | 2020-06-19 | 47.7975 | 5.778e-05%
[25 empty] | 2020-06-19 | 3 | 19 | 4 | 2020-06-19 | 0 | 0%
[25 empty] | 2020-06-19 | 4 | 19 | 5 | 2020-06-19 | 0 | 0%
[25 empty] | 2020-06-19 | 5 | 19 | 6 | 2020-06-19 | 0 | 0%
[25 empty] | 2020-06-19 | 6 | 19 | 7 | 2020-06-19 | 65.0724 | 7.867e-05%
[25 empty] | 2020-06-19 | 7 | 19 | 8 | 2020-06-19 | 475.8649 | 0.0005753%
[25 empty] | 2020-06-19 | 8 | 19 | 9 | 2020-06-19 | 1103.5723 | 0.001334%
[25 empty] | 2020-06-19 | 9 | 19 | 10 | 2020-06-19 | 1157.3794 | 0.001399%
[25 empty] | 2020-06-19 | 10 | 19 | 11 | 2020-06-19 | 340.8571 | 0.0004121%
[25 empty] | 2020-06-19 | 11 | 19 | 12 | 2020-06-19 | 68.6765 | 8.303e-05%
[25 empty] | 2020-06-19 | 12 | 19 | 13 | 2020-06-19 | 7.8828 | 9.53e-06%
[25 empty] | 2020-06-19 | 13 | 19 | 14 | 2020-06-19 | 0 | 0%
[25 empty] | 2020-06-19 | 14 | 19 | 15 | 2020-06-19 | 0 | 0%
[25 empty] | 2020-06-19 | 15 | 19 | 16 | 2020-06-19 | 102.3827 | 0.0001238%
[25 empty] | 2020-06-19 | 16 | 19 | 17 | 2020-06-19 | 842.7128 | 0.001019%
[25 empty] | 2020-06-19 | 17 | 19 | 18 | 2020-06-19 | 3604.0284 | 0.004357%
[25 empty] | 2020-06-19 | 18 | 19 | 19 | 2020-06-19 | 12511.2998 | 0.01513%
[25 empty] | 2020-06-19 | 19 | 19 | 20 | 2020-06-19 | 24063.4426 | 0.02909%
[25 empty] | 2020-06-19 | 20 | 19 | 21 | 2020-06-19 | 29655.514 | 0.03585%
[25 empty] | 2020-06-19 | 21 | 19 | 22 | 2020-06-19 | 40267.7593 | 0.04868%
[25 empty] | 2020-06-19 | 22 | 19 | 23 | 2020-06-19 | 35051.4915 | 0.04238%
[25 empty] | 2020-06-19 | 23 | 19 | 24 | 2020-06-19 | 14937.6322 | 0.01806%
[25 empty] | 2020-06-19 | 24 | 20 | 1 | 2020-06-19 | 1584.6528 | 0.001916%
[25 empty] | 2020-06-20 | 1 | 20 | 2 | 2020-06-20 | 0 | 0%
[25 empty] | 2020-06-20 | 2 | 20 | 3 | 2020-06-20 | 0 | 0%
[25 empty] | 2020-06-20 | 3 | 20 | 4 | 2020-06-20 | 0 | 0%
[25 empty] | 2020-06-20 | 4 | 20 | 5 | 2020-06-20 | 0 | 0%
[25 empty] | 2020-06-20 | 5 | 20 | 6 | 2020-06-20 | 0 | 0%
[25 empty] | 2020-06-20 | 6 | 20 | 7 | 2020-06-20 | 0 | 0%
[25 empty] | 2020-06-20 | 7 | 20 | 8 | 2020-06-20 | 0 | 0%
[25 empty] | 2020-06-20 | 8 | 20 | 9 | 2020-06-20 | 0 | 0%
[25 empty] | 2020-06-20 | 9 | 20 | 10 | 2020-06-20 | 8.4896 | 1.026e-05%
[25 empty] | 2020-06-20 | 10 | 20 | 11 | 2020-06-20 | 0 | 0%
[25 empty] | 2020-06-20 | 11 | 20 | 12 | 2020-06-20 | 0 | 0%
[25 empty] | 2020-06-20 | 12 | 20 | 13 | 2020-06-20 | 0 | 0%
[25 empty] | 2020-06-20 | 13 | 20 | 14 | 2020-06-20 | 0 | 0%
[25 empty] | 2020-06-20 | 14 | 20 | 15 | 2020-06-20 | 0 | 0%
[25 empty] | 2020-06-20 | 15 | 20 | 16 | 2020-06-20 | 0 | 0%
[25 empty] | 2020-06-20 | 16 | 20 | 17 | 2020-06-20 | 4.4165 | 5.339e-06%
[25 empty] | 2020-06-20 | 17 | 20 | 18 | 2020-06-20 | 0 | 0%
[25 empty] | 2020-06-20 | 18 | 20 | 19 | 2020-06-20 | 199.0773 | 0.0002407%
[25 empty] | 2020-06-20 | 19 | 20 | 20 | 2020-06-20 | 4392.3613 | 0.00531%
[25 empty] | 2020-06-20 | 20 | 20 | 21 | 2020-06-20 | 10268.9114 | 0.01241%
[25 empty] | 2020-06-20 | 21 | 20 | 22 | 2020-06-20 | 21921.1099 | 0.0265%
[25 empty] | 2020-06-20 | 22 | 20 | 23 | 2020-06-20 | 14333.5799 | 0.01733%
[25 empty] | 2020-06-20 | 23 | 20 | 24 | 2020-06-20 | 3157.3257 | 0.003817%
[25 empty] | 2020-06-20 | 24 | 21 | 1 | 2020-06-20 | 4.6126 | 5.576e-06%
[25 empty] | 2020-06-21 | 1 | 21 | 2 | 2020-06-21 | 0 | 0%
[25 empty] | 2020-06-21 | 2 | 21 | 3 | 2020-06-21 | 0 | 0%
[25 empty] | 2020-06-21 | 3 | 21 | 4 | 2020-06-21 | 0 | 0%
[25 empty] | 2020-06-21 | 4 | 21 | 5 | 2020-06-21 | 0 | 0%
[25 empty] | 2020-06-21 | 5 | 21 | 6 | 2020-06-21 | 0 | 0%
[25 empty] | 2020-06-21 | 6 | 21 | 7 | 2020-06-21 | 0 | 0%
[25 empty] | 2020-06-21 | 7 | 21 | 8 | 2020-06-21 | 0 | 0%
[25 empty] | 2020-06-21 | 8 | 21 | 9 | 2020-06-21 | 0 | 0%
[25 empty] | 2020-06-21 | 9 | 21 | 10 | 2020-06-21 | 0 | 0%
[25 empty] | 2020-06-21 | 10 | 21 | 11 | 2020-06-21 | 0 | 0%
[25 empty] | 2020-06-21 | 11 | 21 | 12 | 2020-06-21 | 0 | 0%
[25 empty] | 2020-06-21 | 12 | 21 | 13 | 2020-06-21 | 0 | 0%
[25 empty] | 2020-06-21 | 13 | 21 | 14 | 2020-06-21 | 0 | 0%
[25 empty] | 2020-06-21 | 14 | 21 | 15 | 2020-06-21 | 0 | 0%
[25 empty] | 2020-06-21 | 15 | 21 | 16 | 2020-06-21 | 0 | 0%
[25 empty] | 2020-06-21 | 16 | 21 | 17 | 2020-06-21 | 2.9459 | 3.561e-06%
[25 empty] | 2020-06-21 | 17 | 21 | 18 | 2020-06-21 | 0 | 0%
[25 empty] | 2020-06-21 | 18 | 21 | 19 | 2020-06-21 | 1152.3584 | 0.001393%
[25 empty] | 2020-06-21 | 19 | 21 | 20 | 2020-06-21 | 5819.9683 | 0.007036%
[25 empty] | 2020-06-21 | 20 | 21 | 21 | 2020-06-21 | 12698.3798 | 0.01535%
[25 empty] | 2020-06-21 | 21 | 21 | 22 | 2020-06-21 | 26122.7644 | 0.03158%
[25 empty] | 2020-06-21 | 22 | 21 | 23 | 2020-06-21 | 16882.2719 | 0.02041%
[25 empty] | 2020-06-21 | 23 | 21 | 24 | 2020-06-21 | 3729.8321 | 0.004509%
[25 empty] | 2020-06-21 | 24 | 22 | 1 | 2020-06-21 | 238.1595 | 0.0002879%
[25 empty] | 2020-06-22 | 1 | 22 | 2 | 2020-06-22 | 1208.684 | 0.001461%
[25 empty] | 2020-06-22 | 2 | 22 | 3 | 2020-06-22 | 130.546 | 0.0001578%
[25 empty] | 2020-06-22 | 3 | 22 | 4 | 2020-06-22 | 30.5202 | 3.69e-05%
[25 empty] | 2020-06-22 | 4 | 22 | 5 | 2020-06-22 | 0 | 0%
[25 empty] | 2020-06-22 | 5 | 22 | 6 | 2020-06-22 | 0 | 0%
[25 empty] | 2020-06-22 | 6 | 22 | 7 | 2020-06-22 | 161.0143 | 0.0001947%
[25 empty] | 2020-06-22 | 7 | 22 | 8 | 2020-06-22 | 921.3015 | 0.001114%
[25 empty] | 2020-06-22 | 8 | 22 | 9 | 2020-06-22 | 2329.8475 | 0.002817%
[25 empty] | 2020-06-22 | 9 | 22 | 10 | 2020-06-22 | 2061.2671 | 0.002492%
[25 empty] | 2020-06-22 | 10 | 22 | 11 | 2020-06-22 | 1059.6887 | 0.001281%
[25 empty] | 2020-06-22 | 11 | 22 | 12 | 2020-06-22 | 714.0718 | 0.0008633%
[25 empty] | 2020-06-22 | 12 | 22 | 13 | 2020-06-22 | 474.9324 | 0.0005742%
[25 empty] | 2020-06-22 | 13 | 22 | 14 | 2020-06-22 | 596.3685 | 0.000721%
[25 empty] | 2020-06-22 | 14 | 22 | 15 | 2020-06-22 | 1309.405 | 0.001583%
[25 empty] | 2020-06-22 | 15 | 22 | 16 | 2020-06-22 | 3730.3055 | 0.00451%
[25 empty] | 2020-06-22 | 16 | 22 | 17 | 2020-06-22 | 9810.9671 | 0.01186%
[25 empty] | 2020-06-22 | 17 | 22 | 18 | 2020-06-22 | 20015.0058 | 0.0242%
[25 empty] | 2020-06-22 | 18 | 22 | 19 | 2020-06-22 | 36905.742 | 0.04462%
[25 empty] | 2020-06-22 | 19 | 22 | 20 | 2020-06-22 | 53318.5166 | 0.06446%
[25 empty] | 2020-06-22 | 20 | 22 | 21 | 2020-06-22 | 57206.447 | 0.06916%
[25 empty] | 2020-06-22 | 21 | 22 | 22 | 2020-06-22 | 64449.0148 | 0.07792%
[25 empty] | 2020-06-22 | 22 | 22 | 23 | 2020-06-22 | 55287.7318 | 0.06684%
[25 empty] | 2020-06-22 | 23 | 22 | 24 | 2020-06-22 | 27722.2337 | 0.03351%
[25 empty] | 2020-06-22 | 24 | 23 | 1 | 2020-06-22 | 5696.9877 | 0.006887%
[25 empty] | 2020-06-23 | 1 | 23 | 2 | 2020-06-23 | 4055.7137 | 0.004903%
[25 empty] | 2020-06-23 | 2 | 23 | 3 | 2020-06-23 | 219.7318 | 0.0002656%
[25 empty] | 2020-06-23 | 3 | 23 | 4 | 2020-06-23 | 0 | 0%
[25 empty] | 2020-06-23 | 4 | 23 | 5 | 2020-06-23 | 0 | 0%
[25 empty] | 2020-06-23 | 5 | 23 | 6 | 2020-06-23 | 0 | 0%
[25 empty] | 2020-06-23 | 6 | 23 | 7 | 2020-06-23 | 220.2939 | 0.0002663%
[25 empty] | 2020-06-23 | 7 | 23 | 8 | 2020-06-23 | 1700.1164 | 0.002055%
[25 empty] | 2020-06-23 | 8 | 23 | 9 | 2020-06-23 | 5490.6443 | 0.006638%
[25 empty] | 2020-06-23 | 9 | 23 | 10 | 2020-06-23 | 6025.8524 | 0.007285%
[25 empty] | 2020-06-23 | 10 | 23 | 11 | 2020-06-23 | 3856.4213 | 0.004662%
[25 empty] | 2020-06-23 | 11 | 23 | 12 | 2020-06-23 | 2556.6975 | 0.003091%
[25 empty] | 2020-06-23 | 12 | 23 | 13 | 2020-06-23 | 2219.6421 | 0.002683%
[25 empty] | 2020-06-23 | 13 | 23 | 14 | 2020-06-23 | 2710.9548 | 0.003277%
[25 empty] | 2020-06-23 | 14 | 23 | 15 | 2020-06-23 | 4960.1673 | 0.005997%
[25 empty] | 2020-06-23 | 15 | 23 | 16 | 2020-06-23 | 9979.605 | 0.01206%
[25 empty] | 2020-06-23 | 16 | 23 | 17 | 2020-06-23 | 18822.4408 | 0.02276%
[25 empty] | 2020-06-23 | 17 | 23 | 18 | 2020-06-23 | 31030.0293 | 0.03751%
[25 empty] | 2020-06-23 | 18 | 23 | 19 | 2020-06-23 | 50407.4418 | 0.06094%
[25 empty] | 2020-06-23 | 19 | 23 | 20 | 2020-06-23 | 68116.7003 | 0.08235%
[25 empty] | 2020-06-23 | 20 | 23 | 21 | 2020-06-23 | 71449.2332 | 0.08638%
[25 empty] | 2020-06-23 | 21 | 23 | 22 | 2020-06-23 | 74392.7137 | 0.08994%
[25 empty] | 2020-06-23 | 22 | 23 | 23 | 2020-06-23 | 63268.8925 | 0.07649%
[25 empty] | 2020-06-23 | 23 | 23 | 24 | 2020-06-23 | 36138.4432 | 0.04369%
[25 empty] | 2020-06-23 | 24 | 24 | 1 | 2020-06-23 | 13356.6138 | 0.01615%
[25 empty] | 2020-06-24 | 1 | 24 | 2 | 2020-06-24 | 1407.0001 | 0.001701%
[25 empty] | 2020-06-24 | 2 | 24 | 3 | 2020-06-24 | 194.4936 | 0.0002351%
[25 empty] | 2020-06-24 | 3 | 24 | 4 | 2020-06-24 | 8.6385 | 1.044e-05%
[25 empty] | 2020-06-24 | 4 | 24 | 5 | 2020-06-24 | 0 | 0%
[25 empty] | 2020-06-24 | 5 | 24 | 6 | 2020-06-24 | 0 | 0%
[25 empty] | 2020-06-24 | 6 | 24 | 7 | 2020-06-24 | 213.3168 | 0.0002579%
[25 empty] | 2020-06-24 | 7 | 24 | 8 | 2020-06-24 | 1160.9223 | 0.001403%
[25 empty] | 2020-06-24 | 8 | 24 | 9 | 2020-06-24 | 2525.1371 | 0.003053%
[25 empty] | 2020-06-24 | 9 | 24 | 10 | 2020-06-24 | 2032.677 | 0.002457%
[25 empty] | 2020-06-24 | 10 | 24 | 11 | 2020-06-24 | 798.9145 | 0.0009658%
[25 empty] | 2020-06-24 | 11 | 24 | 12 | 2020-06-24 | 529.5023 | 0.0006401%
[25 empty] | 2020-06-24 | 12 | 24 | 13 | 2020-06-24 | 454.0186 | 0.0005489%
[25 empty] | 2020-06-24 | 13 | 24 | 14 | 2020-06-24 | 712.6741 | 0.0008616%
[25 empty] | 2020-06-24 | 14 | 24 | 15 | 2020-06-24 | 1626.4333 | 0.001966%
[25 empty] | 2020-06-24 | 15 | 24 | 16 | 2020-06-24 | 3539.4431 | 0.004279%
[25 empty] | 2020-06-24 | 16 | 24 | 17 | 2020-06-24 | 9363.8428 | 0.01132%
[25 empty] | 2020-06-24 | 17 | 24 | 18 | 2020-06-24 | 18424.4893 | 0.02227%
[25 empty] | 2020-06-24 | 18 | 24 | 19 | 2020-06-24 | 35149.5122 | 0.04249%
[25 empty] | 2020-06-24 | 19 | 24 | 20 | 2020-06-24 | 52400.7974 | 0.06335%
[25 empty] | 2020-06-24 | 20 | 24 | 21 | 2020-06-24 | 56702.3415 | 0.06855%
[25 empty] | 2020-06-24 | 21 | 24 | 22 | 2020-06-24 | 62623.7509 | 0.07571%
[25 empty] | 2020-06-24 | 22 | 24 | 23 | 2020-06-24 | 51727.3033 | 0.06254%
[25 empty] | 2020-06-24 | 23 | 24 | 24 | 2020-06-24 | 26697.4194 | 0.03228%
[25 empty] | 2020-06-24 | 24 | 25 | 1 | 2020-06-24 | 6259.4778 | 0.007567%
[25 empty] | 2020-06-25 | 1 | 25 | 2 | 2020-06-25 | 4658.4236 | 0.005632%
[25 empty] | 2020-06-25 | 2 | 25 | 3 | 2020-06-25 | 298.7508 | 0.0003612%
[25 empty] | 2020-06-25 | 3 | 25 | 4 | 2020-06-25 | 91.8561 | 0.000111%
[25 empty] | 2020-06-25 | 4 | 25 | 5 | 2020-06-25 | 0 | 0%
[25 empty] | 2020-06-25 | 5 | 25 | 6 | 2020-06-25 | 0 | 0%
[25 empty] | 2020-06-25 | 6 | 25 | 7 | 2020-06-25 | 159.2091 | 0.0001925%
[25 empty] | 2020-06-25 | 7 | 25 | 8 | 2020-06-25 | 993.0329 | 0.001201%
[25 empty] | 2020-06-25 | 8 | 25 | 9 | 2020-06-25 | 3152.6753 | 0.003811%
[25 empty] | 2020-06-25 | 9 | 25 | 10 | 2020-06-25 | 3048.1479 | 0.003685%
[25 empty] | 2020-06-25 | 10 | 25 | 11 | 2020-06-25 | 2080.6201 | 0.002515%
[25 empty] | 2020-06-25 | 11 | 25 | 12 | 2020-06-25 | 1220.2447 | 0.001475%
[25 empty] | 2020-06-25 | 12 | 25 | 13 | 2020-06-25 | 767.1434 | 0.0009274%
[25 empty] | 2020-06-25 | 13 | 25 | 14 | 2020-06-25 | 1331.1394 | 0.001609%
[25 empty] | 2020-06-25 | 14 | 25 | 15 | 2020-06-25 | 4710.4443 | 0.005695%
[25 empty] | 2020-06-25 | 15 | 25 | 16 | 2020-06-25 | 9277.9095 | 0.01122%
[25 empty] | 2020-06-25 | 16 | 25 | 17 | 2020-06-25 | 17708.6942 | 0.02141%
[25 empty] | 2020-06-25 | 17 | 25 | 18 | 2020-06-25 | 30777.103 | 0.03721%
[25 empty] | 2020-06-25 | 18 | 25 | 19 | 2020-06-25 | 52551.8752 | 0.06353%
[25 empty] | 2020-06-25 | 19 | 25 | 20 | 2020-06-25 | 69449.9869 | 0.08396%
[25 empty] | 2020-06-25 | 20 | 25 | 21 | 2020-06-25 | 73027.0676 | 0.08829%
[25 empty] | 2020-06-25 | 21 | 25 | 22 | 2020-06-25 | 77977.7293 | 0.09427%
[25 empty] | 2020-06-25 | 22 | 25 | 23 | 2020-06-25 | 68695.194 | 0.08305%
[25 empty] | 2020-06-25 | 23 | 25 | 24 | 2020-06-25 | 40920.706 | 0.04947%
[25 empty] | 2020-06-25 | 24 | 26 | 1 | 2020-06-25 | 15424.1155 | 0.01865%
[25 empty] | 2020-06-26 | 1 | 26 | 2 | 2020-06-26 | 861.2783 | 0.001041%
[25 empty] | 2020-06-26 | 2 | 26 | 3 | 2020-06-26 | 239.4821 | 0.0002895%
[25 empty] | 2020-06-26 | 3 | 26 | 4 | 2020-06-26 | 58.5979 | 7.084e-05%
[25 empty] | 2020-06-26 | 4 | 26 | 5 | 2020-06-26 | 34.9648 | 4.227e-05%
[25 empty] | 2020-06-26 | 5 | 26 | 6 | 2020-06-26 | 131.8153 | 0.0001594%
[25 empty] | 2020-06-26 | 6 | 26 | 7 | 2020-06-26 | 272.03 | 0.0003289%
[25 empty] | 2020-06-26 | 7 | 26 | 8 | 2020-06-26 | 641.1367 | 0.0007751%
[25 empty] | 2020-06-26 | 8 | 26 | 9 | 2020-06-26 | 1035.144 | 0.001251%
[25 empty] | 2020-06-26 | 9 | 26 | 10 | 2020-06-26 | 680.4917 | 0.0008227%
[25 empty] | 2020-06-26 | 10 | 26 | 11 | 2020-06-26 | 316.6637 | 0.0003828%
[25 empty] | 2020-06-26 | 11 | 26 | 12 | 2020-06-26 | 171.7378 | 0.0002076%
[25 empty] | 2020-06-26 | 12 | 26 | 13 | 2020-06-26 | 64.0069 | 7.738e-05%
[25 empty] | 2020-06-26 | 13 | 26 | 14 | 2020-06-26 | 145.4768 | 0.0001759%
[25 empty] | 2020-06-26 | 14 | 26 | 15 | 2020-06-26 | 239.5797 | 0.0002896%
[25 empty] | 2020-06-26 | 15 | 26 | 16 | 2020-06-26 | 480.2909 | 0.0005806%
[25 empty] | 2020-06-26 | 16 | 26 | 17 | 2020-06-26 | 1962.8171 | 0.002373%
[25 empty] | 2020-06-26 | 17 | 26 | 18 | 2020-06-26 | 7452.085 | 0.009009%
[25 empty] | 2020-06-26 | 18 | 26 | 19 | 2020-06-26 | 21031.8476 | 0.02543%
[25 empty] | 2020-06-26 | 19 | 26 | 20 | 2020-06-26 | 36227.2484 | 0.0438%
[25 empty] | 2020-06-26 | 20 | 26 | 21 | 2020-06-26 | 41696.606 | 0.05041%
[25 empty] | 2020-06-26 | 21 | 26 | 22 | 2020-06-26 | 51458.6662 | 0.06221%
[25 empty] | 2020-06-26 | 22 | 26 | 23 | 2020-06-26 | 43523.8245 | 0.05262%
[25 empty] | 2020-06-26 | 23 | 26 | 24 | 2020-06-26 | 20851.9172 | 0.02521%
[25 empty] | 2020-06-26 | 24 | 27 | 1 | 2020-06-26 | 3118.6472 | 0.00377%
[25 empty] | 2020-06-27 | 1 | 27 | 2 | 2020-06-27 | 341.7637 | 0.0004132%
[25 empty] | 2020-06-27 | 2 | 27 | 3 | 2020-06-27 | 139.5264 | 0.0001687%
[25 empty] | 2020-06-27 | 3 | 27 | 4 | 2020-06-27 | 0 | 0%
[25 empty] | 2020-06-27 | 4 | 27 | 5 | 2020-06-27 | 0 | 0%
[25 empty] | 2020-06-27 | 5 | 27 | 6 | 2020-06-27 | 15.4051 | 1.862e-05%
[25 empty] | 2020-06-27 | 6 | 27 | 7 | 2020-06-27 | 164.4433 | 0.0001988%
[25 empty] | 2020-06-27 | 7 | 27 | 8 | 2020-06-27 | 382.7091 | 0.0004627%
[25 empty] | 2020-06-27 | 8 | 27 | 9 | 2020-06-27 | 493.1078 | 0.0005961%
[25 empty] | 2020-06-27 | 9 | 27 | 10 | 2020-06-27 | 371.1462 | 0.0004487%
[25 empty] | 2020-06-27 | 10 | 27 | 11 | 2020-06-27 | 129.781 | 0.0001569%
[25 empty] | 2020-06-27 | 11 | 27 | 12 | 2020-06-27 | 0 | 0%
[25 empty] | 2020-06-27 | 12 | 27 | 13 | 2020-06-27 | 0 | 0%
[25 empty] | 2020-06-27 | 13 | 27 | 14 | 2020-06-27 | 0 | 0%
[25 empty] | 2020-06-27 | 14 | 27 | 15 | 2020-06-27 | 0 | 0%
[25 empty] | 2020-06-27 | 15 | 27 | 16 | 2020-06-27 | 0 | 0%
[25 empty] | 2020-06-27 | 16 | 27 | 17 | 2020-06-27 | 199.7103 | 0.0002414%
[25 empty] | 2020-06-27 | 17 | 27 | 18 | 2020-06-27 | 511.6317 | 0.0006185%
[25 empty] | 2020-06-27 | 18 | 27 | 19 | 2020-06-27 | 1808.3697 | 0.002186%
[25 empty] | 2020-06-27 | 19 | 27 | 20 | 2020-06-27 | 8832.1179 | 0.01068%
[25 empty] | 2020-06-27 | 20 | 27 | 21 | 2020-06-27 | 15910.3656 | 0.01923%
[25 empty] | 2020-06-27 | 21 | 27 | 22 | 2020-06-27 | 26590.0346 | 0.03215%
[25 empty] | 2020-06-27 | 22 | 27 | 23 | 2020-06-27 | 18225.0076 | 0.02203%
[25 empty] | 2020-06-27 | 23 | 27 | 24 | 2020-06-27 | 5297.5815 | 0.006405%
[25 empty] | 2020-06-27 | 24 | 28 | 1 | 2020-06-27 | 726.1076 | 0.0008778%
[25 empty] | 2020-06-28 | 1 | 28 | 2 | 2020-06-28 | 22.7413 | 2.749e-05%
[25 empty] | 2020-06-28 | 2 | 28 | 3 | 2020-06-28 | 0 | 0%
[25 empty] | 2020-06-28 | 3 | 28 | 4 | 2020-06-28 | 0 | 0%
[25 empty] | 2020-06-28 | 4 | 28 | 5 | 2020-06-28 | 0 | 0%
[25 empty] | 2020-06-28 | 5 | 28 | 6 | 2020-06-28 | 0 | 0%
[25 empty] | 2020-06-28 | 6 | 28 | 7 | 2020-06-28 | 0 | 0%
[25 empty] | 2020-06-28 | 7 | 28 | 8 | 2020-06-28 | 367.9419 | 0.0004448%
[25 empty] | 2020-06-28 | 8 | 28 | 9 | 2020-06-28 | 768.9947 | 0.0009297%
[25 empty] | 2020-06-28 | 9 | 28 | 10 | 2020-06-28 | 489.8267 | 0.0005922%
[25 empty] | 2020-06-28 | 10 | 28 | 11 | 2020-06-28 | 0 | 0%
[25 empty] | 2020-06-28 | 11 | 28 | 12 | 2020-06-28 | 0 | 0%
[25 empty] | 2020-06-28 | 12 | 28 | 13 | 2020-06-28 | 0 | 0%
[25 empty] | 2020-06-28 | 13 | 28 | 14 | 2020-06-28 | 0 | 0%
[25 empty] | 2020-06-28 | 14 | 28 | 15 | 2020-06-28 | 0 | 0%
[25 empty] | 2020-06-28 | 15 | 28 | 16 | 2020-06-28 | 0 | 0%
[25 empty] | 2020-06-28 | 16 | 28 | 17 | 2020-06-28 | 0.51368 | 6.21e-07%
[25 empty] | 2020-06-28 | 17 | 28 | 18 | 2020-06-28 | 663.4878 | 0.0008021%
[25 empty] | 2020-06-28 | 18 | 28 | 19 | 2020-06-28 | 4893.4119 | 0.005916%
[25 empty] | 2020-06-28 | 19 | 28 | 20 | 2020-06-28 | 13765.5345 | 0.01664%
[25 empty] | 2020-06-28 | 20 | 28 | 21 | 2020-06-28 | 21869.6291 | 0.02644%
[25 empty] | 2020-06-28 | 21 | 28 | 22 | 2020-06-28 | 34597.8239 | 0.04183%
[25 empty] | 2020-06-28 | 22 | 28 | 23 | 2020-06-28 | 23517.1134 | 0.02843%
[25 empty] | 2020-06-28 | 23 | 28 | 24 | 2020-06-28 | 6369.0184 | 0.0077%
[25 empty] | 2020-06-28 | 24 | 29 | 1 | 2020-06-28 | 558.7602 | 0.0006755%
[25 empty] | 2020-06-29 | 1 | 29 | 2 | 2020-06-29 | 814.4762 | 0.0009847%
[25 empty] | 2020-06-29 | 2 | 29 | 3 | 2020-06-29 | 11.3838 | 1.376e-05%
[25 empty] | 2020-06-29 | 3 | 29 | 4 | 2020-06-29 | 0 | 0%
[25 empty] | 2020-06-29 | 4 | 29 | 5 | 2020-06-29 | 0 | 0%
[25 empty] | 2020-06-29 | 5 | 29 | 6 | 2020-06-29 | 0 | 0%
[25 empty] | 2020-06-29 | 6 | 29 | 7 | 2020-06-29 | 125.9004 | 0.0001522%
[25 empty] | 2020-06-29 | 7 | 29 | 8 | 2020-06-29 | 1169.9685 | 0.001414%
[25 empty] | 2020-06-29 | 8 | 29 | 9 | 2020-06-29 | 1894.4905 | 0.00229%
[25 empty] | 2020-06-29 | 9 | 29 | 10 | 2020-06-29 | 1681.1024 | 0.002032%
[25 empty] | 2020-06-29 | 10 | 29 | 11 | 2020-06-29 | 430.9285 | 0.000521%
[25 empty] | 2020-06-29 | 11 | 29 | 12 | 2020-06-29 | 118.4599 | 0.0001432%
[25 empty] | 2020-06-29 | 12 | 29 | 13 | 2020-06-29 | 0 | 0%
[25 empty] | 2020-06-29 | 13 | 29 | 14 | 2020-06-29 | 0 | 0%
[25 empty] | 2020-06-29 | 14 | 29 | 15 | 2020-06-29 | 80.0574 | 9.679e-05%
[25 empty] | 2020-06-29 | 15 | 29 | 16 | 2020-06-29 | 473.1791 | 0.0005721%
[25 empty] | 2020-06-29 | 16 | 29 | 17 | 2020-06-29 | 2285.018 | 0.002762%
[25 empty] | 2020-06-29 | 17 | 29 | 18 | 2020-06-29 | 5656.8719 | 0.006839%
[25 empty] | 2020-06-29 | 18 | 29 | 19 | 2020-06-29 | 14382.7593 | 0.01739%
[25 empty] | 2020-06-29 | 19 | 29 | 20 | 2020-06-29 | 28400.1279 | 0.03433%
[25 empty] | 2020-06-29 | 20 | 29 | 21 | 2020-06-29 | 34983.9071 | 0.04229%
[25 empty] | 2020-06-29 | 21 | 29 | 22 | 2020-06-29 | 46967.8095 | 0.05678%
[25 empty] | 2020-06-29 | 22 | 29 | 23 | 2020-06-29 | 39054.2794 | 0.04721%
[25 empty] | 2020-06-29 | 23 | 29 | 24 | 2020-06-29 | 17909.2109 | 0.02165%
[25 empty] | 2020-06-29 | 24 | 30 | 1 | 2020-06-29 | 3061.2881 | 0.003701%
[25 empty] | 2020-06-30 | 1 | 30 | 2 | 2020-06-30 | 531.1854 | 0.0006422%
[25 empty] | 2020-06-30 | 2 | 30 | 3 | 2020-06-30 | 102.6442 | 0.0001241%
[25 empty] | 2020-06-30 | 3 | 30 | 4 | 2020-06-30 | 0 | 0%
[25 empty] | 2020-06-30 | 4 | 30 | 5 | 2020-06-30 | 0 | 0%
[25 empty] | 2020-06-30 | 5 | 30 | 6 | 2020-06-30 | 0 | 0%
[25 empty] | 2020-06-30 | 6 | 30 | 7 | 2020-06-30 | 110.0086 | 0.000133%
[25 empty] | 2020-06-30 | 7 | 30 | 8 | 2020-06-30 | 697.4911 | 0.0008432%
[25 empty] | 2020-06-30 | 8 | 30 | 9 | 2020-06-30 | 1294.4202 | 0.001565%
[25 empty] | 2020-06-30 | 9 | 30 | 10 | 2020-06-30 | 976.0338 | 0.00118%
[25 empty] | 2020-06-30 | 10 | 30 | 11 | 2020-06-30 | 342.0977 | 0.0004136%
[25 empty] | 2020-06-30 | 11 | 30 | 12 | 2020-06-30 | 133.0769 | 0.0001609%
[25 empty] | 2020-06-30 | 12 | 30 | 13 | 2020-06-30 | 0 | 0%
[25 empty] | 2020-06-30 | 13 | 30 | 14 | 2020-06-30 | 15.0221 | 1.816e-05%
[25 empty] | 2020-06-30 | 14 | 30 | 15 | 2020-06-30 | 105.2863 | 0.0001273%
[25 empty] | 2020-06-30 | 15 | 30 | 16 | 2020-06-30 | 361.8905 | 0.0004375%
[25 empty] | 2020-06-30 | 16 | 30 | 17 | 2020-06-30 | 1625.181 | 0.001965%
[25 empty] | 2020-06-30 | 17 | 30 | 18 | 2020-06-30 | 3295.4393 | 0.003984%
[25 empty] | 2020-06-30 | 18 | 30 | 19 | 2020-06-30 | 12024.7067 | 0.01454%
[25 empty] | 2020-06-30 | 19 | 30 | 20 | 2020-06-30 | 26933.2483 | 0.03256%
[25 empty] | 2020-06-30 | 20 | 30 | 21 | 2020-06-30 | 33896.2214 | 0.04098%
[25 empty] | 2020-06-30 | 21 | 30 | 22 | 2020-06-30 | 47208.6751 | 0.05707%
[25 empty] | 2020-06-30 | 22 | 30 | 23 | 2020-06-30 | 38921.673 | 0.04705%
[25 empty] | 2020-06-30 | 23 | 30 | 24 | 2020-06-30 | 16917.4678 | 0.02045%
[25 empty] | 2020-06-30 | 24 | 1 | 1 | 2020-06-30 | 2549.8568 | 0.003083%
[25 empty] | 2020-07-01 | 1 | 1 | 2 | 2020-07-01 | 848.0691 | 0.001025%
[25 empty] | 2020-07-01 | 2 | 1 | 3 | 2020-07-01 | 0 | 0%
[25 empty] | 2020-07-01 | 3 | 1 | 4 | 2020-07-01 | 0 | 0%
[25 empty] | 2020-07-01 | 4 | 1 | 5 | 2020-07-01 | 0 | 0%
[25 empty] | 2020-07-01 | 5 | 1 | 6 | 2020-07-01 | 0 | 0%
[25 empty] | 2020-07-01 | 6 | 1 | 7 | 2020-07-01 | 0 | 0%
[25 empty] | 2020-07-01 | 7 | 1 | 8 | 2020-07-01 | 95.9586 | 0.000116%
[25 empty] | 2020-07-01 | 8 | 1 | 9 | 2020-07-01 | 219.2628 | 0.0002651%
[25 empty] | 2020-07-01 | 9 | 1 | 10 | 2020-07-01 | 332.6733 | 0.0004022%
[25 empty] | 2020-07-01 | 10 | 1 | 11 | 2020-07-01 | 165.8031 | 0.0002004%
[25 empty] | 2020-07-01 | 11 | 1 | 12 | 2020-07-01 | 1.8011 | 2.177e-06%
[25 empty] | 2020-07-01 | 12 | 1 | 13 | 2020-07-01 | 0 | 0%
[25 empty] | 2020-07-01 | 13 | 1 | 14 | 2020-07-01 | 0 | 0%
[25 empty] | 2020-07-01 | 14 | 1 | 15 | 2020-07-01 | 25.3708 | 3.067e-05%
[25 empty] | 2020-07-01 | 15 | 1 | 16 | 2020-07-01 | 247.3631 | 0.0002991%
[25 empty] | 2020-07-01 | 16 | 1 | 17 | 2020-07-01 | 1665.621 | 0.002014%
[25 empty] | 2020-07-01 | 17 | 1 | 18 | 2020-07-01 | 6868.6121 | 0.008304%
[25 empty] | 2020-07-01 | 18 | 1 | 19 | 2020-07-01 | 22338.4754 | 0.02701%
[25 empty] | 2020-07-01 | 19 | 1 | 20 | 2020-07-01 | 39509.1785 | 0.04776%
[25 empty] | 2020-07-01 | 20 | 1 | 21 | 2020-07-01 | 45845.972 | 0.05543%
[25 empty] | 2020-07-01 | 21 | 1 | 22 | 2020-07-01 | 54793.1521 | 0.06624%
[25 empty] | 2020-07-01 | 22 | 1 | 23 | 2020-07-01 | 48367.5931 | 0.05847%
[25 empty] | 2020-07-01 | 23 | 1 | 24 | 2020-07-01 | 24948.3127 | 0.03016%
[25 empty] | 2020-07-01 | 24 | 2 | 1 | 2020-07-01 | 3884.3365 | 0.004696%
[25 empty] | 2020-07-02 | 1 | 2 | 2 | 2020-07-02 | 1598.4094 | 0.001932%
[25 empty] | 2020-07-02 | 2 | 2 | 3 | 2020-07-02 | 207.3622 | 0.0002507%
[25 empty] | 2020-07-02 | 3 | 2 | 4 | 2020-07-02 | 53.9738 | 6.525e-05%
[25 empty] | 2020-07-02 | 4 | 2 | 5 | 2020-07-02 | 0 | 0%
[25 empty] | 2020-07-02 | 5 | 2 | 6 | 2020-07-02 | 0 | 0%
[25 empty] | 2020-07-02 | 6 | 2 | 7 | 2020-07-02 | 161.3413 | 0.0001951%
[25 empty] | 2020-07-02 | 7 | 2 | 8 | 2020-07-02 | 1265.2837 | 0.00153%
[25 empty] | 2020-07-02 | 8 | 2 | 9 | 2020-07-02 | 4156.4075 | 0.005025%
[25 empty] | 2020-07-02 | 9 | 2 | 10 | 2020-07-02 | 4790.5826 | 0.005792%
[25 empty] | 2020-07-02 | 10 | 2 | 11 | 2020-07-02 | 2020.5594 | 0.002443%
[25 empty] | 2020-07-02 | 11 | 2 | 12 | 2020-07-02 | 1131.2298 | 0.001368%
[25 empty] | 2020-07-02 | 12 | 2 | 13 | 2020-07-02 | 330.9848 | 0.0004001%
[25 empty] | 2020-07-02 | 13 | 2 | 14 | 2020-07-02 | 389.0043 | 0.0004703%
[25 empty] | 2020-07-02 | 14 | 2 | 15 | 2020-07-02 | 1172.1913 | 0.001417%
[25 empty] | 2020-07-02 | 15 | 2 | 16 | 2020-07-02 | 3011.7658 | 0.003641%
[25 empty] | 2020-07-02 | 16 | 2 | 17 | 2020-07-02 | 8190.2075 | 0.009902%
[25 empty] | 2020-07-02 | 17 | 2 | 18 | 2020-07-02 | 21043.4704 | 0.02544%
[25 empty] | 2020-07-02 | 18 | 2 | 19 | 2020-07-02 | 41345.5683 | 0.04998%
[25 empty] | 2020-07-02 | 19 | 2 | 20 | 2020-07-02 | 58075.9742 | 0.07021%
[25 empty] | 2020-07-02 | 20 | 2 | 21 | 2020-07-02 | 62431.9473 | 0.07548%
[25 empty] | 2020-07-02 | 21 | 2 | 22 | 2020-07-02 | 70223.9764 | 0.0849%
[25 empty] | 2020-07-02 | 22 | 2 | 23 | 2020-07-02 | 61290.9301 | 0.0741%
[25 empty] | 2020-07-02 | 23 | 2 | 24 | 2020-07-02 | 35036.9787 | 0.04236%
[25 empty] | 2020-07-02 | 24 | 3 | 1 | 2020-07-02 | 8670.324 | 0.01048%
[25 empty] | 2020-07-03 | 1 | 3 | 2 | 2020-07-03 | 30.6494 | 3.705e-05%
[25 empty] | 2020-07-03 | 2 | 3 | 3 | 2020-07-03 | 9.724 | 1.176e-05%
[25 empty] | 2020-07-03 | 3 | 3 | 4 | 2020-07-03 | 0 | 0%
[25 empty] | 2020-07-03 | 4 | 3 | 5 | 2020-07-03 | 0 | 0%
[25 empty] | 2020-07-03 | 5 | 3 | 6 | 2020-07-03 | 0 | 0%
[25 empty] | 2020-07-03 | 6 | 3 | 7 | 2020-07-03 | 0 | 0%
[25 empty] | 2020-07-03 | 7 | 3 | 8 | 2020-07-03 | 0 | 0%
[25 empty] | 2020-07-03 | 8 | 3 | 9 | 2020-07-03 | 0 | 0%
[25 empty] | 2020-07-03 | 9 | 3 | 10 | 2020-07-03 | 5.6268 | 6.803e-06%
[25 empty] | 2020-07-03 | 10 | 3 | 11 | 2020-07-03 | 0 | 0%
[25 empty] | 2020-07-03 | 11 | 3 | 12 | 2020-07-03 | 0 | 0%
[25 empty] | 2020-07-03 | 12 | 3 | 13 | 2020-07-03 | 0 | 0%
[25 empty] | 2020-07-03 | 13 | 3 | 14 | 2020-07-03 | 0 | 0%
[25 empty] | 2020-07-03 | 14 | 3 | 15 | 2020-07-03 | 0 | 0%
[25 empty] | 2020-07-03 | 15 | 3 | 16 | 2020-07-03 | 0 | 0%
[25 empty] | 2020-07-03 | 16 | 3 | 17 | 2020-07-03 | 45.1738 | 5.461e-05%
[25 empty] | 2020-07-03 | 17 | 3 | 18 | 2020-07-03 | 606.071 | 0.0007327%
[25 empty] | 2020-07-03 | 18 | 3 | 19 | 2020-07-03 | 7580.4102 | 0.009164%
[25 empty] | 2020-07-03 | 19 | 3 | 20 | 2020-07-03 | 23485.001 | 0.02839%
[25 empty] | 2020-07-03 | 20 | 3 | 21 | 2020-07-03 | 30237.0261 | 0.03656%
[25 empty] | 2020-07-03 | 21 | 3 | 22 | 2020-07-03 | 36607.448 | 0.04426%
[25 empty] | 2020-07-03 | 22 | 3 | 23 | 2020-07-03 | 31494.281 | 0.03808%
[25 empty] | 2020-07-03 | 23 | 3 | 24 | 2020-07-03 | 11591.681 | 0.01401%
[25 empty] | 2020-07-03 | 24 | 4 | 1 | 2020-07-03 | 947.4308 | 0.001145%
[25 empty] | 2020-07-04 | 1 | 4 | 2 | 2020-07-04 | 55.4328 | 6.702e-05%
[25 empty] | 2020-07-04 | 2 | 4 | 3 | 2020-07-04 | 0 | 0%
[25 empty] | 2020-07-04 | 3 | 4 | 4 | 2020-07-04 | 0 | 0%
[25 empty] | 2020-07-04 | 4 | 4 | 5 | 2020-07-04 | 0 | 0%
[25 empty] | 2020-07-04 | 5 | 4 | 6 | 2020-07-04 | 0 | 0%
[25 empty] | 2020-07-04 | 6 | 4 | 7 | 2020-07-04 | 0 | 0%
[25 empty] | 2020-07-04 | 7 | 4 | 8 | 2020-07-04 | 0.63557 | 7.684e-07%
[25 empty] | 2020-07-04 | 8 | 4 | 9 | 2020-07-04 | 2.1222 | 2.566e-06%
[25 empty] | 2020-07-04 | 9 | 4 | 10 | 2020-07-04 | 0 | 0%
[25 empty] | 2020-07-04 | 10 | 4 | 11 | 2020-07-04 | 0 | 0%
[25 empty] | 2020-07-04 | 11 | 4 | 12 | 2020-07-04 | 0 | 0%
[25 empty] | 2020-07-04 | 12 | 4 | 13 | 2020-07-04 | 0 | 0%
[25 empty] | 2020-07-04 | 13 | 4 | 14 | 2020-07-04 | 0 | 0%
[25 empty] | 2020-07-04 | 14 | 4 | 15 | 2020-07-04 | 0 | 0%
[25 empty] | 2020-07-04 | 15 | 4 | 16 | 2020-07-04 | 0 | 0%
[25 empty] | 2020-07-04 | 16 | 4 | 17 | 2020-07-04 | 0 | 0%
[25 empty] | 2020-07-04 | 17 | 4 | 18 | 2020-07-04 | 72.0557 | 8.711e-05%
[25 empty] | 2020-07-04 | 18 | 4 | 19 | 2020-07-04 | 1499.5427 | 0.001813%
[25 empty] | 2020-07-04 | 19 | 4 | 20 | 2020-07-04 | 8666.5374 | 0.01048%
[25 empty] | 2020-07-04 | 20 | 4 | 21 | 2020-07-04 | 14676.6613 | 0.01774%
[25 empty] | 2020-07-04 | 21 | 4 | 22 | 2020-07-04 | 25696.0406 | 0.03107%
[25 empty] | 2020-07-04 | 22 | 4 | 23 | 2020-07-04 | 18113.324 | 0.0219%
[25 empty] | 2020-07-04 | 23 | 4 | 24 | 2020-07-04 | 5886.5869 | 0.007117%
[25 empty] | 2020-07-04 | 24 | 5 | 1 | 2020-07-04 | 623.9807 | 0.0007544%
[25 empty] | 2020-07-05 | 1 | 5 | 2 | 2020-07-05 | 0 | 0%
[25 empty] | 2020-07-05 | 2 | 5 | 3 | 2020-07-05 | 0 | 0%
[25 empty] | 2020-07-05 | 3 | 5 | 4 | 2020-07-05 | 0 | 0%
[25 empty] | 2020-07-05 | 4 | 5 | 5 | 2020-07-05 | 0 | 0%
[25 empty] | 2020-07-05 | 5 | 5 | 6 | 2020-07-05 | 0 | 0%
[25 empty] | 2020-07-05 | 6 | 5 | 7 | 2020-07-05 | 0 | 0%
[25 empty] | 2020-07-05 | 7 | 5 | 8 | 2020-07-05 | 0 | 0%
[25 empty] | 2020-07-05 | 8 | 5 | 9 | 2020-07-05 | 0 | 0%
[25 empty] | 2020-07-05 | 9 | 5 | 10 | 2020-07-05 | 0 | 0%
[25 empty] | 2020-07-05 | 10 | 5 | 11 | 2020-07-05 | 0 | 0%
[25 empty] | 2020-07-05 | 11 | 5 | 12 | 2020-07-05 | 0 | 0%
[25 empty] | 2020-07-05 | 12 | 5 | 13 | 2020-07-05 | 0 | 0%
[25 empty] | 2020-07-05 | 13 | 5 | 14 | 2020-07-05 | 0 | 0%
[25 empty] | 2020-07-05 | 14 | 5 | 15 | 2020-07-05 | 0 | 0%
[25 empty] | 2020-07-05 | 15 | 5 | 16 | 2020-07-05 | 0 | 0%
[25 empty] | 2020-07-05 | 16 | 5 | 17 | 2020-07-05 | 0 | 0%
[25 empty] | 2020-07-05 | 17 | 5 | 18 | 2020-07-05 | 0 | 0%
[25 empty] | 2020-07-05 | 18 | 5 | 19 | 2020-07-05 | 170.6134 | 0.0002063%
[25 empty] | 2020-07-05 | 19 | 5 | 20 | 2020-07-05 | 4304.7736 | 0.005204%
[25 empty] | 2020-07-05 | 20 | 5 | 21 | 2020-07-05 | 9878.821 | 0.01194%
[25 empty] | 2020-07-05 | 21 | 5 | 22 | 2020-07-05 | 20140.0173 | 0.02435%
[25 empty] | 2020-07-05 | 22 | 5 | 23 | 2020-07-05 | 13959.2312 | 0.01688%
[25 empty] | 2020-07-05 | 23 | 5 | 24 | 2020-07-05 | 4109.1377 | 0.004968%
[25 empty] | 2020-07-05 | 24 | 6 | 1 | 2020-07-05 | 124.5173 | 0.0001505%
[25 empty] | 2020-07-06 | 1 | 6 | 2 | 2020-07-06 | 701.7851 | 0.0008484%
[25 empty] | 2020-07-06 | 2 | 6 | 3 | 2020-07-06 | 0 | 0%
[25 empty] | 2020-07-06 | 3 | 6 | 4 | 2020-07-06 | 0 | 0%
[25 empty] | 2020-07-06 | 4 | 6 | 5 | 2020-07-06 | 0 | 0%
[25 empty] | 2020-07-06 | 5 | 6 | 6 | 2020-07-06 | 0 | 0%
[25 empty] | 2020-07-06 | 6 | 6 | 7 | 2020-07-06 | 0 | 0%
[25 empty] | 2020-07-06 | 7 | 6 | 8 | 2020-07-06 | 276.0225 | 0.0003337%
[25 empty] | 2020-07-06 | 8 | 6 | 9 | 2020-07-06 | 1133.8048 | 0.001371%
[25 empty] | 2020-07-06 | 9 | 6 | 10 | 2020-07-06 | 1154.578 | 0.001396%
[25 empty] | 2020-07-06 | 10 | 6 | 11 | 2020-07-06 | 503.6309 | 0.0006089%
[25 empty] | 2020-07-06 | 11 | 6 | 12 | 2020-07-06 | 97.9011 | 0.0001184%
[25 empty] | 2020-07-06 | 12 | 6 | 13 | 2020-07-06 | 0 | 0%
[25 empty] | 2020-07-06 | 13 | 6 | 14 | 2020-07-06 | 0 | 0%
[25 empty] | 2020-07-06 | 14 | 6 | 15 | 2020-07-06 | 26.2594 | 3.175e-05%
[25 empty] | 2020-07-06 | 15 | 6 | 16 | 2020-07-06 | 245.763 | 0.0002971%
[25 empty] | 2020-07-06 | 16 | 6 | 17 | 2020-07-06 | 1624.7545 | 0.001964%
[25 empty] | 2020-07-06 | 17 | 6 | 18 | 2020-07-06 | 6292.6169 | 0.007607%
[25 empty] | 2020-07-06 | 18 | 6 | 19 | 2020-07-06 | 18310.3523 | 0.02214%
[25 empty] | 2020-07-06 | 19 | 6 | 20 | 2020-07-06 | 32157.1028 | 0.03888%
[25 empty] | 2020-07-06 | 20 | 6 | 21 | 2020-07-06 | 37347.1653 | 0.04515%
[25 empty] | 2020-07-06 | 21 | 6 | 22 | 2020-07-06 | 49295.2771 | 0.0596%
[25 empty] | 2020-07-06 | 22 | 6 | 23 | 2020-07-06 | 41866.8983 | 0.05062%
[25 empty] | 2020-07-06 | 23 | 6 | 24 | 2020-07-06 | 20068.7377 | 0.02426%
[25 empty] | 2020-07-06 | 24 | 7 | 1 | 2020-07-06 | 2907.7913 | 0.003515%
[25 empty] | 2020-07-07 | 1 | 7 | 2 | 2020-07-07 | 273.3215 | 0.0003304%
[25 empty] | 2020-07-07 | 2 | 7 | 3 | 2020-07-07 | 47.9166 | 5.793e-05%
[25 empty] | 2020-07-07 | 3 | 7 | 4 | 2020-07-07 | 0 | 0%
[25 empty] | 2020-07-07 | 4 | 7 | 5 | 2020-07-07 | 0 | 0%
[25 empty] | 2020-07-07 | 5 | 7 | 6 | 2020-07-07 | 0 | 0%
[25 empty] | 2020-07-07 | 6 | 7 | 7 | 2020-07-07 | 44.0372 | 5.324e-05%
[25 empty] | 2020-07-07 | 7 | 7 | 8 | 2020-07-07 | 113.617 | 0.0001374%
[25 empty] | 2020-07-07 | 8 | 7 | 9 | 2020-07-07 | 222.6447 | 0.0002692%
[25 empty] | 2020-07-07 | 9 | 7 | 10 | 2020-07-07 | 316.1201 | 0.0003822%
[25 empty] | 2020-07-07 | 10 | 7 | 11 | 2020-07-07 | 48.985 | 5.922e-05%
[25 empty] | 2020-07-07 | 11 | 7 | 12 | 2020-07-07 | 33.6254 | 4.065e-05%
[25 empty] | 2020-07-07 | 12 | 7 | 13 | 2020-07-07 | 0 | 0%
[25 empty] | 2020-07-07 | 13 | 7 | 14 | 2020-07-07 | 0 | 0%
[25 empty] | 2020-07-07 | 14 | 7 | 15 | 2020-07-07 | 0 | 0%
[25 empty] | 2020-07-07 | 15 | 7 | 16 | 2020-07-07 | 58.2278 | 7.039e-05%
[25 empty] | 2020-07-07 | 16 | 7 | 17 | 2020-07-07 | 352.4895 | 0.0004261%
[25 empty] | 2020-07-07 | 17 | 7 | 18 | 2020-07-07 | 3272.6307 | 0.003956%
[25 empty] | 2020-07-07 | 18 | 7 | 19 | 2020-07-07 | 13554.7464 | 0.01639%
[25 empty] | 2020-07-07 | 19 | 7 | 20 | 2020-07-07 | 29130.241 | 0.03522%
[25 empty] | 2020-07-07 | 20 | 7 | 21 | 2020-07-07 | 35250.6897 | 0.04262%
[25 empty] | 2020-07-07 | 21 | 7 | 22 | 2020-07-07 | 45631.4412 | 0.05517%
[25 empty] | 2020-07-07 | 22 | 7 | 23 | 2020-07-07 | 38123.5609 | 0.04609%
[25 empty] | 2020-07-07 | 23 | 7 | 24 | 2020-07-07 | 17860.1046 | 0.02159%
[25 empty] | 2020-07-07 | 24 | 8 | 1 | 2020-07-07 | 2395.9356 | 0.002897%
[25 empty] | 2020-07-08 | 1 | 8 | 2 | 2020-07-08 | 1392.1401 | 0.001683%
[25 empty] | 2020-07-08 | 2 | 8 | 3 | 2020-07-08 | 8.0112 | 9.685e-06%
[25 empty] | 2020-07-08 | 3 | 8 | 4 | 2020-07-08 | 0 | 0%
[25 empty] | 2020-07-08 | 4 | 8 | 5 | 2020-07-08 | 0 | 0%
[25 empty] | 2020-07-08 | 5 | 8 | 6 | 2020-07-08 | 0 | 0%
[25 empty] | 2020-07-08 | 6 | 8 | 7 | 2020-07-08 | 0 | 0%
[25 empty] | 2020-07-08 | 7 | 8 | 8 | 2020-07-08 | 236.1107 | 0.0002854%
[25 empty] | 2020-07-08 | 8 | 8 | 9 | 2020-07-08 | 569.011 | 0.0006879%
[25 empty] | 2020-07-08 | 9 | 8 | 10 | 2020-07-08 | 510.9556 | 0.0006177%
[25 empty] | 2020-07-08 | 10 | 8 | 11 | 2020-07-08 | 221.2846 | 0.0002675%
[25 empty] | 2020-07-08 | 11 | 8 | 12 | 2020-07-08 | 54.3617 | 6.572e-05%
[25 empty] | 2020-07-08 | 12 | 8 | 13 | 2020-07-08 | 0.93563 | 1.131e-06%
[25 empty] | 2020-07-08 | 13 | 8 | 14 | 2020-07-08 | 48.8451 | 5.905e-05%
[25 empty] | 2020-07-08 | 14 | 8 | 15 | 2020-07-08 | 285.2517 | 0.0003449%
[25 empty] | 2020-07-08 | 15 | 8 | 16 | 2020-07-08 | 1083.4126 | 0.00131%
[25 empty] | 2020-07-08 | 16 | 8 | 17 | 2020-07-08 | 4400.154 | 0.00532%
[25 empty] | 2020-07-08 | 17 | 8 | 18 | 2020-07-08 | 13876.0898 | 0.01678%
[25 empty] | 2020-07-08 | 18 | 8 | 19 | 2020-07-08 | 31953.9242 | 0.03863%
[25 empty] | 2020-07-08 | 19 | 8 | 20 | 2020-07-08 | 49125.8565 | 0.05939%
[25 empty] | 2020-07-08 | 20 | 8 | 21 | 2020-07-08 | 52219.9016 | 0.06313%
[25 empty] | 2020-07-08 | 21 | 8 | 22 | 2020-07-08 | 59732.0412 | 0.07221%
[25 empty] | 2020-07-08 | 22 | 8 | 23 | 2020-07-08 | 53261.9635 | 0.06439%
[25 empty] | 2020-07-08 | 23 | 8 | 24 | 2020-07-08 | 30297.237 | 0.03663%
[25 empty] | 2020-07-08 | 24 | 9 | 1 | 2020-07-08 | 7179.5859 | 0.00868%
[25 empty] | 2020-07-09 | 1 | 9 | 2 | 2020-07-09 | 964.1717 | 0.001166%
[25 empty] | 2020-07-09 | 2 | 9 | 3 | 2020-07-09 | 143.5476 | 0.0001735%
[25 empty] | 2020-07-09 | 3 | 9 | 4 | 2020-07-09 | 9.2106 | 1.114e-05%
[25 empty] | 2020-07-09 | 4 | 9 | 5 | 2020-07-09 | 0 | 0%
[25 empty] | 2020-07-09 | 5 | 9 | 6 | 2020-07-09 | 0 | 0%
[25 empty] | 2020-07-09 | 6 | 9 | 7 | 2020-07-09 | 59.6726 | 7.214e-05%
[25 empty] | 2020-07-09 | 7 | 9 | 8 | 2020-07-09 | 137.4033 | 0.0001661%
[25 empty] | 2020-07-09 | 8 | 9 | 9 | 2020-07-09 | 360.5896 | 0.0004359%
[25 empty] | 2020-07-09 | 9 | 9 | 10 | 2020-07-09 | 455.7044 | 0.0005509%
[25 empty] | 2020-07-09 | 10 | 9 | 11 | 2020-07-09 | 178.7956 | 0.0002162%
[25 empty] | 2020-07-09 | 11 | 9 | 12 | 2020-07-09 | 144.3095 | 0.0001745%
[25 empty] | 2020-07-09 | 12 | 9 | 13 | 2020-07-09 | 130.7138 | 0.000158%
[25 empty] | 2020-07-09 | 13 | 9 | 14 | 2020-07-09 | 54.5515 | 6.595e-05%
[25 empty] | 2020-07-09 | 14 | 9 | 15 | 2020-07-09 | 88.233 | 0.0001067%
[25 empty] | 2020-07-09 | 15 | 9 | 16 | 2020-07-09 | 465.8454 | 0.0005632%
[25 empty] | 2020-07-09 | 16 | 9 | 17 | 2020-07-09 | 2550.8311 | 0.003084%
[25 empty] | 2020-07-09 | 17 | 9 | 18 | 2020-07-09 | 9863.5773 | 0.01192%
[25 empty] | 2020-07-09 | 18 | 9 | 19 | 2020-07-09 | 26454.7821 | 0.03198%
[25 empty] | 2020-07-09 | 19 | 9 | 20 | 2020-07-09 | 41814.7763 | 0.05055%
[25 empty] | 2020-07-09 | 20 | 9 | 21 | 2020-07-09 | 44812.9014 | 0.05418%
[25 empty] | 2020-07-09 | 21 | 9 | 22 | 2020-07-09 | 52419.9798 | 0.06337%
[25 empty] | 2020-07-09 | 22 | 9 | 23 | 2020-07-09 | 46331.4356 | 0.05601%
[25 empty] | 2020-07-09 | 23 | 9 | 24 | 2020-07-09 | 25934.2745 | 0.03135%
[25 empty] | 2020-07-09 | 24 | 10 | 1 | 2020-07-09 | 5122.7936 | 0.006193%
[25 empty] | 2020-07-10 | 1 | 10 | 2 | 2020-07-10 | 1523.2699 | 0.001842%
[25 empty] | 2020-07-10 | 2 | 10 | 3 | 2020-07-10 | 65.0459 | 7.864e-05%
[25 empty] | 2020-07-10 | 3 | 10 | 4 | 2020-07-10 | 7.6797 | 9.284e-06%
[25 empty] | 2020-07-10 | 4 | 10 | 5 | 2020-07-10 | 0 | 0%
[25 empty] | 2020-07-10 | 5 | 10 | 6 | 2020-07-10 | 0 | 0%
[25 empty] | 2020-07-10 | 6 | 10 | 7 | 2020-07-10 | 147.3894 | 0.0001782%
[25 empty] | 2020-07-10 | 7 | 10 | 8 | 2020-07-10 | 901.273 | 0.00109%
[25 empty] | 2020-07-10 | 8 | 10 | 9 | 2020-07-10 | 2786.3475 | 0.003369%
[25 empty] | 2020-07-10 | 9 | 10 | 10 | 2020-07-10 | 1900.1481 | 0.002297%
[25 empty] | 2020-07-10 | 10 | 10 | 11 | 2020-07-10 | 515.1345 | 0.0006228%
[25 empty] | 2020-07-10 | 11 | 10 | 12 | 2020-07-10 | 207.1034 | 0.0002504%
[25 empty] | 2020-07-10 | 12 | 10 | 13 | 2020-07-10 | 203.0533 | 0.0002455%
[25 empty] | 2020-07-10 | 13 | 10 | 14 | 2020-07-10 | 176.3232 | 0.0002132%
[25 empty] | 2020-07-10 | 14 | 10 | 15 | 2020-07-10 | 404.884 | 0.0004895%
[25 empty] | 2020-07-10 | 15 | 10 | 16 | 2020-07-10 | 1263.3139 | 0.001527%
[25 empty] | 2020-07-10 | 16 | 10 | 17 | 2020-07-10 | 6087.3464 | 0.007359%
[25 empty] | 2020-07-10 | 17 | 10 | 18 | 2020-07-10 | 16370.4793 | 0.01979%
[25 empty] | 2020-07-10 | 18 | 10 | 19 | 2020-07-10 | 32349.3736 | 0.03911%
[25 empty] | 2020-07-10 | 19 | 10 | 20 | 2020-07-10 | 48595.717 | 0.05875%
[25 empty] | 2020-07-10 | 20 | 10 | 21 | 2020-07-10 | 52780.5976 | 0.06381%
[25 empty] | 2020-07-10 | 21 | 10 | 22 | 2020-07-10 | 62521.8227 | 0.07559%
[25 empty] | 2020-07-10 | 22 | 10 | 23 | 2020-07-10 | 52935.9945 | 0.064%
[25 empty] | 2020-07-10 | 23 | 10 | 24 | 2020-07-10 | 27483.7805 | 0.03323%
[25 empty] | 2020-07-10 | 24 | 11 | 1 | 2020-07-10 | 6241.5932 | 0.007546%
[25 empty] | 2020-07-11 | 1 | 11 | 2 | 2020-07-11 | 150.0172 | 0.0001814%
[25 empty] | 2020-07-11 | 2 | 11 | 3 | 2020-07-11 | 0 | 0%
[25 empty] | 2020-07-11 | 3 | 11 | 4 | 2020-07-11 | 0 | 0%
[25 empty] | 2020-07-11 | 4 | 11 | 5 | 2020-07-11 | 0 | 0%
[25 empty] | 2020-07-11 | 5 | 11 | 6 | 2020-07-11 | 0 | 0%
[25 empty] | 2020-07-11 | 6 | 11 | 7 | 2020-07-11 | 0 | 0%
[25 empty] | 2020-07-11 | 7 | 11 | 8 | 2020-07-11 | 0 | 0%
[25 empty] | 2020-07-11 | 8 | 11 | 9 | 2020-07-11 | 0 | 0%
[25 empty] | 2020-07-11 | 9 | 11 | 10 | 2020-07-11 | 0 | 0%
[25 empty] | 2020-07-11 | 10 | 11 | 11 | 2020-07-11 | 0 | 0%
[25 empty] | 2020-07-11 | 11 | 11 | 12 | 2020-07-11 | 0 | 0%
[25 empty] | 2020-07-11 | 12 | 11 | 13 | 2020-07-11 | 0 | 0%
[25 empty] | 2020-07-11 | 13 | 11 | 14 | 2020-07-11 | 0 | 0%
[25 empty] | 2020-07-11 | 14 | 11 | 15 | 2020-07-11 | 0 | 0%
[25 empty] | 2020-07-11 | 15 | 11 | 16 | 2020-07-11 | 0 | 0%
[25 empty] | 2020-07-11 | 16 | 11 | 17 | 2020-07-11 | 145.9854 | 0.0001765%
[25 empty] | 2020-07-11 | 17 | 11 | 18 | 2020-07-11 | 1942.5452 | 0.002348%
[25 empty] | 2020-07-11 | 18 | 11 | 19 | 2020-07-11 | 11427.0208 | 0.01381%
[25 empty] | 2020-07-11 | 19 | 11 | 20 | 2020-07-11 | 27702.2684 | 0.03349%
[25 empty] | 2020-07-11 | 20 | 11 | 21 | 2020-07-11 | 31569.5489 | 0.03817%
[25 empty] | 2020-07-11 | 21 | 11 | 22 | 2020-07-11 | 44068.7268 | 0.05328%
[25 empty] | 2020-07-11 | 22 | 11 | 23 | 2020-07-11 | 33658.2178 | 0.04069%
[25 empty] | 2020-07-11 | 23 | 11 | 24 | 2020-07-11 | 14654.3268 | 0.01772%
[25 empty] | 2020-07-11 | 24 | 12 | 1 | 2020-07-11 | 1225.4628 | 0.001482%
[25 empty] | 2020-07-12 | 1 | 12 | 2 | 2020-07-12 | 146.9544 | 0.0001777%
[25 empty] | 2020-07-12 | 2 | 12 | 3 | 2020-07-12 | 36.2889 | 4.387e-05%
[25 empty] | 2020-07-12 | 3 | 12 | 4 | 2020-07-12 | 0 | 0%
[25 empty] | 2020-07-12 | 4 | 12 | 5 | 2020-07-12 | 0 | 0%
[25 empty] | 2020-07-12 | 5 | 12 | 6 | 2020-07-12 | 0 | 0%
[25 empty] | 2020-07-12 | 6 | 12 | 7 | 2020-07-12 | 0 | 0%
[25 empty] | 2020-07-12 | 7 | 12 | 8 | 2020-07-12 | 72.1823 | 8.726e-05%
[25 empty] | 2020-07-12 | 8 | 12 | 9 | 2020-07-12 | 59.0355 | 7.137e-05%
[25 empty] | 2020-07-12 | 9 | 12 | 10 | 2020-07-12 | 57.6869 | 6.974e-05%
[25 empty] | 2020-07-12 | 10 | 12 | 11 | 2020-07-12 | 0 | 0%
[25 empty] | 2020-07-12 | 11 | 12 | 12 | 2020-07-12 | 0 | 0%
[25 empty] | 2020-07-12 | 12 | 12 | 13 | 2020-07-12 | 0 | 0%
[25 empty] | 2020-07-12 | 13 | 12 | 14 | 2020-07-12 | 0 | 0%
[25 empty] | 2020-07-12 | 14 | 12 | 15 | 2020-07-12 | 0 | 0%
[25 empty] | 2020-07-12 | 15 | 12 | 16 | 2020-07-12 | 0 | 0%
[25 empty] | 2020-07-12 | 16 | 12 | 17 | 2020-07-12 | 178.5202 | 0.0002158%
[25 empty] | 2020-07-12 | 17 | 12 | 18 | 2020-07-12 | 1337.3015 | 0.001617%
[25 empty] | 2020-07-12 | 18 | 12 | 19 | 2020-07-12 | 8892.3292 | 0.01075%
[25 empty] | 2020-07-12 | 19 | 12 | 20 | 2020-07-12 | 24072.5712 | 0.0291%
[25 empty] | 2020-07-12 | 20 | 12 | 21 | 2020-07-12 | 30981.8083 | 0.03746%
[25 empty] | 2020-07-12 | 21 | 12 | 22 | 2020-07-12 | 45363.2556 | 0.05484%
[25 empty] | 2020-07-12 | 22 | 12 | 23 | 2020-07-12 | 34199.3198 | 0.04135%
[25 empty] | 2020-07-12 | 23 | 12 | 24 | 2020-07-12 | 13321.3139 | 0.0161%
[25 empty] | 2020-07-12 | 24 | 13 | 1 | 2020-07-12 | 1181.6054 | 0.001429%
[25 empty] | 2020-07-13 | 1 | 13 | 2 | 2020-07-13 | 304.2581 | 0.0003678%
[25 empty] | 2020-07-13 | 2 | 13 | 3 | 2020-07-13 | 0 | 0%
[25 empty] | 2020-07-13 | 3 | 13 | 4 | 2020-07-13 | 0 | 0%
[25 empty] | 2020-07-13 | 4 | 13 | 5 | 2020-07-13 | 0 | 0%
[25 empty] | 2020-07-13 | 5 | 13 | 6 | 2020-07-13 | 0 | 0%
[25 empty] | 2020-07-13 | 6 | 13 | 7 | 2020-07-13 | 0 | 0%
[25 empty] | 2020-07-13 | 7 | 13 | 8 | 2020-07-13 | 110.9137 | 0.0001341%
[25 empty] | 2020-07-13 | 8 | 13 | 9 | 2020-07-13 | 991.6724 | 0.001199%
[25 empty] | 2020-07-13 | 9 | 13 | 10 | 2020-07-13 | 830.6233 | 0.001004%
[25 empty] | 2020-07-13 | 10 | 13 | 11 | 2020-07-13 | 183.7946 | 0.0002222%
[25 empty] | 2020-07-13 | 11 | 13 | 12 | 2020-07-13 | 4.4991 | 5.439e-06%
[25 empty] | 2020-07-13 | 12 | 13 | 13 | 2020-07-13 | 0 | 0%
[25 empty] | 2020-07-13 | 13 | 13 | 14 | 2020-07-13 | 31.6529 | 3.827e-05%
[25 empty] | 2020-07-13 | 14 | 13 | 15 | 2020-07-13 | 6.328 | 7.65e-06%
[25 empty] | 2020-07-13 | 15 | 13 | 16 | 2020-07-13 | 771.9101 | 0.0009332%
[25 empty] | 2020-07-13 | 16 | 13 | 17 | 2020-07-13 | 4080.258 | 0.004933%
[25 empty] | 2020-07-13 | 17 | 13 | 18 | 2020-07-13 | 14183.2015 | 0.01715%
[25 empty] | 2020-07-13 | 18 | 13 | 19 | 2020-07-13 | 32240.4435 | 0.03898%
[25 empty] | 2020-07-13 | 19 | 13 | 20 | 2020-07-13 | 47887.5646 | 0.05789%
[25 empty] | 2020-07-13 | 20 | 13 | 21 | 2020-07-13 | 50737.3462 | 0.06134%
[25 empty] | 2020-07-13 | 21 | 13 | 22 | 2020-07-13 | 60716.5088 | 0.0734%
[25 empty] | 2020-07-13 | 22 | 13 | 23 | 2020-07-13 | 52113.5124 | 0.063%
[25 empty] | 2020-07-13 | 23 | 13 | 24 | 2020-07-13 | 27601.4921 | 0.03337%
[25 empty] | 2020-07-13 | 24 | 14 | 1 | 2020-07-13 | 4486.9966 | 0.005425%
[25 empty] | 2020-07-14 | 1 | 14 | 2 | 2020-07-14 | 2138.7548 | 0.002586%
[25 empty] | 2020-07-14 | 2 | 14 | 3 | 2020-07-14 | 0 | 0%
[25 empty] | 2020-07-14 | 3 | 14 | 4 | 2020-07-14 | 0 | 0%
[25 empty] | 2020-07-14 | 4 | 14 | 5 | 2020-07-14 | 0 | 0%
[25 empty] | 2020-07-14 | 5 | 14 | 6 | 2020-07-14 | 0 | 0%
[25 empty] | 2020-07-14 | 6 | 14 | 7 | 2020-07-14 | 28.9139 | 3.496e-05%
[25 empty] | 2020-07-14 | 7 | 14 | 8 | 2020-07-14 | 1005.3765 | 0.001215%
[25 empty] | 2020-07-14 | 8 | 14 | 9 | 2020-07-14 | 3531.8626 | 0.00427%
[25 empty] | 2020-07-14 | 9 | 14 | 10 | 2020-07-14 | 3332.2577 | 0.004029%
[25 empty] | 2020-07-14 | 10 | 14 | 11 | 2020-07-14 | 2080.72 | 0.002515%
[25 empty] | 2020-07-14 | 11 | 14 | 12 | 2020-07-14 | 1159.9898 | 0.001402%
[25 empty] | 2020-07-14 | 12 | 14 | 13 | 2020-07-14 | 743.0718 | 0.0008983%
[25 empty] | 2020-07-14 | 13 | 14 | 14 | 2020-07-14 | 1028.3748 | 0.001243%
[25 empty] | 2020-07-14 | 14 | 14 | 15 | 2020-07-14 | 1354.9083 | 0.001638%
[25 empty] | 2020-07-14 | 15 | 14 | 16 | 2020-07-14 | 4154.9279 | 0.005023%
[25 empty] | 2020-07-14 | 16 | 14 | 17 | 2020-07-14 | 10786.3254 | 0.01304%
[25 empty] | 2020-07-14 | 17 | 14 | 18 | 2020-07-14 | 25033.1758 | 0.03026%
[25 empty] | 2020-07-14 | 18 | 14 | 19 | 2020-07-14 | 44602.8827 | 0.05392%
[25 empty] | 2020-07-14 | 19 | 14 | 20 | 2020-07-14 | 60163.8592 | 0.07274%
[25 empty] | 2020-07-14 | 20 | 14 | 21 | 2020-07-14 | 64717.0052 | 0.07824%
[25 empty] | 2020-07-14 | 21 | 14 | 22 | 2020-07-14 | 71387.18 | 0.0863%
[25 empty] | 2020-07-14 | 22 | 14 | 23 | 2020-07-14 | 61890.2047 | 0.07482%
[25 empty] | 2020-07-14 | 23 | 14 | 24 | 2020-07-14 | 35491.9971 | 0.04291%
[25 empty] | 2020-07-14 | 24 | 15 | 1 | 2020-07-14 | 9101.1483 | 0.011%
[25 empty] | 2020-07-15 | 1 | 15 | 2 | 2020-07-15 | 160.2991 | 0.0001938%
[25 empty] | 2020-07-15 | 2 | 15 | 3 | 2020-07-15 | 0 | 0%
[25 empty] | 2020-07-15 | 3 | 15 | 4 | 2020-07-15 | 0 | 0%
[25 empty] | 2020-07-15 | 4 | 15 | 5 | 2020-07-15 | 0 | 0%
[25 empty] | 2020-07-15 | 5 | 15 | 6 | 2020-07-15 | 0 | 0%
[25 empty] | 2020-07-15 | 6 | 15 | 7 | 2020-07-15 | 0 | 0%
[25 empty] | 2020-07-15 | 7 | 15 | 8 | 2020-07-15 | 91.4855 | 0.0001106%
[25 empty] | 2020-07-15 | 8 | 15 | 9 | 2020-07-15 | 612.3474 | 0.0007403%
[25 empty] | 2020-07-15 | 9 | 15 | 10 | 2020-07-15 | 452.6288 | 0.0005472%
[25 empty] | 2020-07-15 | 10 | 15 | 11 | 2020-07-15 | 48.135 | 5.819e-05%
[25 empty] | 2020-07-15 | 11 | 15 | 12 | 2020-07-15 | 0 | 0%
[25 empty] | 2020-07-15 | 12 | 15 | 13 | 2020-07-15 | 0 | 0%
[25 empty] | 2020-07-15 | 13 | 15 | 14 | 2020-07-15 | 0 | 0%
[25 empty] | 2020-07-15 | 14 | 15 | 15 | 2020-07-15 | 0 | 0%
[25 empty] | 2020-07-15 | 15 | 15 | 16 | 2020-07-15 | 218.7747 | 0.0002645%
[25 empty] | 2020-07-15 | 16 | 15 | 17 | 2020-07-15 | 1535.6095 | 0.001856%
[25 empty] | 2020-07-15 | 17 | 15 | 18 | 2020-07-15 | 7383.8607 | 0.008927%
[25 empty] | 2020-07-15 | 18 | 15 | 19 | 2020-07-15 | 24278.1241 | 0.02935%
[25 empty] | 2020-07-15 | 19 | 15 | 20 | 2020-07-15 | 42422.611 | 0.05129%
[25 empty] | 2020-07-15 | 20 | 15 | 21 | 2020-07-15 | 46558.4871 | 0.05629%
[25 empty] | 2020-07-15 | 21 | 15 | 22 | 2020-07-15 | 55825.8612 | 0.06749%
[25 empty] | 2020-07-15 | 22 | 15 | 23 | 2020-07-15 | 46892.0624 | 0.05669%
[25 empty] | 2020-07-15 | 23 | 15 | 24 | 2020-07-15 | 20243.3653 | 0.02447%
[25 empty] | 2020-07-15 | 24 | 16 | 1 | 2020-07-15 | 1983.7335 | 0.002398%
[25 empty] | 2020-07-16 | 1 | 16 | 2 | 2020-07-16 | 4709.0979 | 0.005693%
[25 empty] | 2020-07-16 | 2 | 16 | 3 | 2020-07-16 | 1092.0457 | 0.00132%
[25 empty] | 2020-07-16 | 3 | 16 | 4 | 2020-07-16 | 200.7604 | 0.0002427%
[25 empty] | 2020-07-16 | 4 | 16 | 5 | 2020-07-16 | 100.2376 | 0.0001212%
[25 empty] | 2020-07-16 | 5 | 16 | 6 | 2020-07-16 | 128.6115 | 0.0001555%
[25 empty] | 2020-07-16 | 6 | 16 | 7 | 2020-07-16 | 426.4046 | 0.0005155%
[25 empty] | 2020-07-16 | 7 | 16 | 8 | 2020-07-16 | 3142.3989 | 0.003799%
[25 empty] | 2020-07-16 | 8 | 16 | 9 | 2020-07-16 | 7886.7939 | 0.009535%
[25 empty] | 2020-07-16 | 9 | 16 | 10 | 2020-07-16 | 7141.2919 | 0.008633%
[25 empty] | 2020-07-16 | 10 | 16 | 11 | 2020-07-16 | 4823.1989 | 0.005831%
[25 empty] | 2020-07-16 | 11 | 16 | 12 | 2020-07-16 | 3022.7886 | 0.003654%
[25 empty] | 2020-07-16 | 12 | 16 | 13 | 2020-07-16 | 3246.2632 | 0.003925%
[25 empty] | 2020-07-16 | 13 | 16 | 14 | 2020-07-16 | 4080.9141 | 0.004934%
[25 empty] | 2020-07-16 | 14 | 16 | 15 | 2020-07-16 | 7889.5074 | 0.009538%
[25 empty] | 2020-07-16 | 15 | 16 | 16 | 2020-07-16 | 17926.7747 | 0.02167%
[25 empty] | 2020-07-16 | 16 | 16 | 17 | 2020-07-16 | 35637.5699 | 0.04308%
[25 empty] | 2020-07-16 | 17 | 16 | 18 | 2020-07-16 | 50058.1285 | 0.06052%
[25 empty] | 2020-07-16 | 18 | 16 | 19 | 2020-07-16 | 66982.3847 | 0.08098%
[25 empty] | 2020-07-16 | 19 | 16 | 20 | 2020-07-16 | 79409.2414 | 0.096%
[25 empty] | 2020-07-16 | 20 | 16 | 21 | 2020-07-16 | 79916.2848 | 0.09661%
[25 empty] | 2020-07-16 | 21 | 16 | 22 | 2020-07-16 | 82016.0248 | 0.09915%
[25 empty] | 2020-07-16 | 22 | 16 | 23 | 2020-07-16 | 72687.7771 | 0.08788%
[25 empty] | 2020-07-16 | 23 | 16 | 24 | 2020-07-16 | 45566.4357 | 0.05509%
[25 empty] | 2020-07-16 | 24 | 17 | 1 | 2020-07-16 | 17968.8839 | 0.02172%
[25 empty] | 2020-07-17 | 1 | 17 | 2 | 2020-07-17 | 622.8678 | 0.000753%
[25 empty] | 2020-07-17 | 2 | 17 | 3 | 2020-07-17 | 143.465 | 0.0001734%
[25 empty] | 2020-07-17 | 3 | 17 | 4 | 2020-07-17 | 69.702 | 8.427e-05%
[25 empty] | 2020-07-17 | 4 | 17 | 5 | 2020-07-17 | 0 | 0%
[25 empty] | 2020-07-17 | 5 | 17 | 6 | 2020-07-17 | 122.2124 | 0.0001477%
[25 empty] | 2020-07-17 | 6 | 17 | 7 | 2020-07-17 | 211.7745 | 0.000256%
[25 empty] | 2020-07-17 | 7 | 17 | 8 | 2020-07-17 | 732.7156 | 0.0008858%
[25 empty] | 2020-07-17 | 8 | 17 | 9 | 2020-07-17 | 1548.014 | 0.001871%
[25 empty] | 2020-07-17 | 9 | 17 | 10 | 2020-07-17 | 948.2927 | 0.001146%
[25 empty] | 2020-07-17 | 10 | 17 | 11 | 2020-07-17 | 299.9115 | 0.0003626%
[25 empty] | 2020-07-17 | 11 | 17 | 12 | 2020-07-17 | 188.315 | 0.0002277%
[25 empty] | 2020-07-17 | 12 | 17 | 13 | 2020-07-17 | 158.2926 | 0.0001914%
[25 empty] | 2020-07-17 | 13 | 17 | 14 | 2020-07-17 | 138.2937 | 0.0001672%
[25 empty] | 2020-07-17 | 14 | 17 | 15 | 2020-07-17 | 208.2857 | 0.0002518%
[25 empty] | 2020-07-17 | 15 | 17 | 16 | 2020-07-17 | 545.2284 | 0.0006592%
[25 empty] | 2020-07-17 | 16 | 17 | 17 | 2020-07-17 | 2050.1085 | 0.002478%
[25 empty] | 2020-07-17 | 17 | 17 | 18 | 2020-07-17 | 7606.9927 | 0.009196%
[25 empty] | 2020-07-17 | 18 | 17 | 19 | 2020-07-17 | 24090.8843 | 0.02912%
[25 empty] | 2020-07-17 | 19 | 17 | 20 | 2020-07-17 | 39750.2072 | 0.04806%
[25 empty] | 2020-07-17 | 20 | 17 | 21 | 2020-07-17 | 44191.5016 | 0.05343%
[25 empty] | 2020-07-17 | 21 | 17 | 22 | 2020-07-17 | 53200.5055 | 0.06432%
[25 empty] | 2020-07-17 | 22 | 17 | 23 | 2020-07-17 | 45992.0367 | 0.0556%
[25 empty] | 2020-07-17 | 23 | 17 | 24 | 2020-07-17 | 24252.825 | 0.02932%
[25 empty] | 2020-07-17 | 24 | 18 | 1 | 2020-07-17 | 3841.3513 | 0.004644%
[25 empty] | 2020-07-18 | 1 | 18 | 2 | 2020-07-18 | 9.652 | 1.167e-05%
[25 empty] | 2020-07-18 | 2 | 18 | 3 | 2020-07-18 | 0 | 0%
[25 empty] | 2020-07-18 | 3 | 18 | 4 | 2020-07-18 | 0 | 0%
[25 empty] | 2020-07-18 | 4 | 18 | 5 | 2020-07-18 | 0 | 0%
[25 empty] | 2020-07-18 | 5 | 18 | 6 | 2020-07-18 | 0 | 0%
[25 empty] | 2020-07-18 | 6 | 18 | 7 | 2020-07-18 | 0 | 0%
[25 empty] | 2020-07-18 | 7 | 18 | 8 | 2020-07-18 | 0 | 0%
[25 empty] | 2020-07-18 | 8 | 18 | 9 | 2020-07-18 | 0 | 0%
[25 empty] | 2020-07-18 | 9 | 18 | 10 | 2020-07-18 | 0 | 0%
[25 empty] | 2020-07-18 | 10 | 18 | 11 | 2020-07-18 | 0 | 0%
[25 empty] | 2020-07-18 | 11 | 18 | 12 | 2020-07-18 | 0 | 0%
[25 empty] | 2020-07-18 | 12 | 18 | 13 | 2020-07-18 | 0 | 0%
[25 empty] | 2020-07-18 | 13 | 18 | 14 | 2020-07-18 | 0 | 0%
[25 empty] | 2020-07-18 | 14 | 18 | 15 | 2020-07-18 | 0 | 0%
[25 empty] | 2020-07-18 | 15 | 18 | 16 | 2020-07-18 | 0 | 0%
[25 empty] | 2020-07-18 | 16 | 18 | 17 | 2020-07-18 | 60.0531 | 7.26e-05%
[25 empty] | 2020-07-18 | 17 | 18 | 18 | 2020-07-18 | 75.3165 | 9.105e-05%
[25 empty] | 2020-07-18 | 18 | 18 | 19 | 2020-07-18 | 3880.0612 | 0.004691%
[25 empty] | 2020-07-18 | 19 | 18 | 20 | 2020-07-18 | 16337.8902 | 0.01975%
[25 empty] | 2020-07-18 | 20 | 18 | 21 | 2020-07-18 | 23671.6362 | 0.02862%
[25 empty] | 2020-07-18 | 21 | 18 | 22 | 2020-07-18 | 32536.2592 | 0.03933%
[25 empty] | 2020-07-18 | 22 | 18 | 23 | 2020-07-18 | 24339.7866 | 0.02943%
[25 empty] | 2020-07-18 | 23 | 18 | 24 | 2020-07-18 | 9589.3546 | 0.01159%
[25 empty] | 2020-07-18 | 24 | 19 | 1 | 2020-07-18 | 736.7288 | 0.0008907%
[25 empty] | 2020-07-19 | 1 | 19 | 2 | 2020-07-19 | 111.4932 | 0.0001348%
[25 empty] | 2020-07-19 | 2 | 19 | 3 | 2020-07-19 | 0 | 0%
[25 empty] | 2020-07-19 | 3 | 19 | 4 | 2020-07-19 | 0 | 0%
[25 empty] | 2020-07-19 | 4 | 19 | 5 | 2020-07-19 | 0 | 0%
[25 empty] | 2020-07-19 | 5 | 19 | 6 | 2020-07-19 | 0 | 0%
[25 empty] | 2020-07-19 | 6 | 19 | 7 | 2020-07-19 | 0 | 0%
[25 empty] | 2020-07-19 | 7 | 19 | 8 | 2020-07-19 | 0 | 0%
[25 empty] | 2020-07-19 | 8 | 19 | 9 | 2020-07-19 | 0 | 0%
[25 empty] | 2020-07-19 | 9 | 19 | 10 | 2020-07-19 | 17.4792 | 2.113e-05%
[25 empty] | 2020-07-19 | 10 | 19 | 11 | 2020-07-19 | 0 | 0%
[25 empty] | 2020-07-19 | 11 | 19 | 12 | 2020-07-19 | 0 | 0%
[25 empty] | 2020-07-19 | 12 | 19 | 13 | 2020-07-19 | 0 | 0%
[25 empty] | 2020-07-19 | 13 | 19 | 14 | 2020-07-19 | 0 | 0%
[25 empty] | 2020-07-19 | 14 | 19 | 15 | 2020-07-19 | 0 | 0%
[25 empty] | 2020-07-19 | 15 | 19 | 16 | 2020-07-19 | 0 | 0%
[25 empty] | 2020-07-19 | 16 | 19 | 17 | 2020-07-19 | 28.7726 | 3.478e-05%
[25 empty] | 2020-07-19 | 17 | 19 | 18 | 2020-07-19 | 617.6239 | 0.0007467%
[25 empty] | 2020-07-19 | 18 | 19 | 19 | 2020-07-19 | 6201.7519 | 0.007498%
[25 empty] | 2020-07-19 | 19 | 19 | 20 | 2020-07-19 | 17062.0432 | 0.02063%
[25 empty] | 2020-07-19 | 20 | 19 | 21 | 2020-07-19 | 23928.4687 | 0.02893%
[25 empty] | 2020-07-19 | 21 | 19 | 22 | 2020-07-19 | 37876.0831 | 0.04579%
[25 empty] | 2020-07-19 | 22 | 19 | 23 | 2020-07-19 | 30139.8727 | 0.03644%
[25 empty] | 2020-07-19 | 23 | 19 | 24 | 2020-07-19 | 11502.4098 | 0.01391%
[25 empty] | 2020-07-19 | 24 | 20 | 1 | 2020-07-19 | 1107.1161 | 0.001338%
[25 empty] | 2020-07-20 | 1 | 20 | 2 | 2020-07-20 | 2207.5249 | 0.002669%
[25 empty] | 2020-07-20 | 2 | 20 | 3 | 2020-07-20 | 1564.1099 | 0.001891%
[25 empty] | 2020-07-20 | 3 | 20 | 4 | 2020-07-20 | 180.1058 | 0.0002177%
[25 empty] | 2020-07-20 | 4 | 20 | 5 | 2020-07-20 | 60.4935 | 7.313e-05%
[25 empty] | 2020-07-20 | 5 | 20 | 6 | 2020-07-20 | 108.9359 | 0.0001317%
[25 empty] | 2020-07-20 | 6 | 20 | 7 | 2020-07-20 | 368.1544 | 0.0004451%
[25 empty] | 2020-07-20 | 7 | 20 | 8 | 2020-07-20 | 1341.8958 | 0.001622%
[25 empty] | 2020-07-20 | 8 | 20 | 9 | 2020-07-20 | 3735.0758 | 0.004516%
[25 empty] | 2020-07-20 | 9 | 20 | 10 | 2020-07-20 | 2557.9647 | 0.003092%
[25 empty] | 2020-07-20 | 10 | 20 | 11 | 2020-07-20 | 1017.6857 | 0.00123%
[25 empty] | 2020-07-20 | 11 | 20 | 12 | 2020-07-20 | 447.8892 | 0.0005415%
[25 empty] | 2020-07-20 | 12 | 20 | 13 | 2020-07-20 | 324.4941 | 0.0003923%
[25 empty] | 2020-07-20 | 13 | 20 | 14 | 2020-07-20 | 406.9857 | 0.000492%
[25 empty] | 2020-07-20 | 14 | 20 | 15 | 2020-07-20 | 1177.6252 | 0.001424%
[25 empty] | 2020-07-20 | 15 | 20 | 16 | 2020-07-20 | 3655.4552 | 0.004419%
[25 empty] | 2020-07-20 | 16 | 20 | 17 | 2020-07-20 | 9930.6348 | 0.01201%
[25 empty] | 2020-07-20 | 17 | 20 | 18 | 2020-07-20 | 23927.8264 | 0.02893%
[25 empty] | 2020-07-20 | 18 | 20 | 19 | 2020-07-20 | 44860.4931 | 0.05423%
[25 empty] | 2020-07-20 | 19 | 20 | 20 | 2020-07-20 | 61989.8685 | 0.07494%
[25 empty] | 2020-07-20 | 20 | 20 | 21 | 2020-07-20 | 65530.929 | 0.07922%
[25 empty] | 2020-07-20 | 21 | 20 | 22 | 2020-07-20 | 70966.2056 | 0.08579%
[25 empty] | 2020-07-20 | 22 | 20 | 23 | 2020-07-20 | 62110.387 | 0.07509%
[25 empty] | 2020-07-20 | 23 | 20 | 24 | 2020-07-20 | 37301.2369 | 0.0451%
[25 empty] | 2020-07-20 | 24 | 21 | 1 | 2020-07-20 | 10504.9729 | 0.0127%
[25 empty] | 2020-07-21 | 1 | 21 | 2 | 2020-07-21 | 2201.6481 | 0.002662%
[25 empty] | 2020-07-21 | 2 | 21 | 3 | 2020-07-21 | 330.8681 | 0.0004%
[25 empty] | 2020-07-21 | 3 | 21 | 4 | 2020-07-21 | 0 | 0%
[25 empty] | 2020-07-21 | 4 | 21 | 5 | 2020-07-21 | 0 | 0%
[25 empty] | 2020-07-21 | 5 | 21 | 6 | 2020-07-21 | 0 | 0%
[25 empty] | 2020-07-21 | 6 | 21 | 7 | 2020-07-21 | 140.1801 | 0.0001695%
[25 empty] | 2020-07-21 | 7 | 21 | 8 | 2020-07-21 | 433.7649 | 0.0005244%
[25 empty] | 2020-07-21 | 8 | 21 | 9 | 2020-07-21 | 911.2169 | 0.001102%
[25 empty] | 2020-07-21 | 9 | 21 | 10 | 2020-07-21 | 639.0547 | 0.0007726%
[25 empty] | 2020-07-21 | 10 | 21 | 11 | 2020-07-21 | 324.8193 | 0.0003927%
[25 empty] | 2020-07-21 | 11 | 21 | 12 | 2020-07-21 | 280.6924 | 0.0003393%
[25 empty] | 2020-07-21 | 12 | 21 | 13 | 2020-07-21 | 144.9461 | 0.0001752%
[25 empty] | 2020-07-21 | 13 | 21 | 14 | 2020-07-21 | 268.4959 | 0.0003246%
[25 empty] | 2020-07-21 | 14 | 21 | 15 | 2020-07-21 | 573.2001 | 0.000693%
[25 empty] | 2020-07-21 | 15 | 21 | 16 | 2020-07-21 | 1575.7932 | 0.001905%
[25 empty] | 2020-07-21 | 16 | 21 | 17 | 2020-07-21 | 5960.3044 | 0.007206%
[25 empty] | 2020-07-21 | 17 | 21 | 18 | 2020-07-21 | 18007.2481 | 0.02177%
[25 empty] | 2020-07-21 | 18 | 21 | 19 | 2020-07-21 | 39331.6115 | 0.04755%
[25 empty] | 2020-07-21 | 19 | 21 | 20 | 2020-07-21 | 57263.9133 | 0.06923%
[25 empty] | 2020-07-21 | 20 | 21 | 21 | 2020-07-21 | 60626.0908 | 0.07329%
[25 empty] | 2020-07-21 | 21 | 21 | 22 | 2020-07-21 | 66080.4394 | 0.07989%
[25 empty] | 2020-07-21 | 22 | 21 | 23 | 2020-07-21 | 58597.3901 | 0.07084%
[25 empty] | 2020-07-21 | 23 | 21 | 24 | 2020-07-21 | 34276.0085 | 0.04144%
[25 empty] | 2020-07-21 | 24 | 22 | 1 | 2020-07-21 | 9013.3521 | 0.0109%
[25 empty] | 2020-07-22 | 1 | 22 | 2 | 2020-07-22 | 8239.2461 | 0.009961%
[25 empty] | 2020-07-22 | 2 | 22 | 3 | 2020-07-22 | 1469.2915 | 0.001776%
[25 empty] | 2020-07-22 | 3 | 22 | 4 | 2020-07-22 | 428.2896 | 0.0005178%
[25 empty] | 2020-07-22 | 4 | 22 | 5 | 2020-07-22 | 95.2056 | 0.0001151%
[25 empty] | 2020-07-22 | 5 | 22 | 6 | 2020-07-22 | 273.086 | 0.0003301%
[25 empty] | 2020-07-22 | 6 | 22 | 7 | 2020-07-22 | 1144.4032 | 0.001384%
[25 empty] | 2020-07-22 | 7 | 22 | 8 | 2020-07-22 | 4698.9274 | 0.005681%
[25 empty] | 2020-07-22 | 8 | 22 | 9 | 2020-07-22 | 14813.4095 | 0.01791%
[25 empty] | 2020-07-22 | 9 | 22 | 10 | 2020-07-22 | 13723.0946 | 0.01659%
[25 empty] | 2020-07-22 | 10 | 22 | 11 | 2020-07-22 | 11123.6929 | 0.01345%
[25 empty] | 2020-07-22 | 11 | 22 | 12 | 2020-07-22 | 7072.488 | 0.00855%
[25 empty] | 2020-07-22 | 12 | 22 | 13 | 2020-07-22 | 3765.1645 | 0.004552%
[25 empty] | 2020-07-22 | 13 | 22 | 14 | 2020-07-22 | 4548.067 | 0.005498%
[25 empty] | 2020-07-22 | 14 | 22 | 15 | 2020-07-22 | 8430.211 | 0.01019%
[25 empty] | 2020-07-22 | 15 | 22 | 16 | 2020-07-22 | 19147.7585 | 0.02315%
[25 empty] | 2020-07-22 | 16 | 22 | 17 | 2020-07-22 | 38945.2684 | 0.04708%
[25 empty] | 2020-07-22 | 17 | 22 | 18 | 2020-07-22 | 59942.2409 | 0.07247%
[25 empty] | 2020-07-22 | 18 | 22 | 19 | 2020-07-22 | 76699.5336 | 0.09273%
[25 empty] | 2020-07-22 | 19 | 22 | 20 | 2020-07-22 | 89193.8246 | 0.1078%
[25 empty] | 2020-07-22 | 20 | 22 | 21 | 2020-07-22 | 90953.0791 | 0.11%
[25 empty] | 2020-07-22 | 21 | 22 | 22 | 2020-07-22 | 90486.6819 | 0.1094%
[25 empty] | 2020-07-22 | 22 | 22 | 23 | 2020-07-22 | 80717.1698 | 0.09758%
[25 empty] | 2020-07-22 | 23 | 22 | 24 | 2020-07-22 | 52864.9709 | 0.06391%
[25 empty] | 2020-07-22 | 24 | 23 | 1 | 2020-07-22 | 22568.3243 | 0.02728%
[25 empty] | 2020-07-23 | 1 | 23 | 2 | 2020-07-23 | 11057.2918 | 0.01337%
[25 empty] | 2020-07-23 | 2 | 23 | 3 | 2020-07-23 | 723.7867 | 0.000875%
[25 empty] | 2020-07-23 | 3 | 23 | 4 | 2020-07-23 | 233.3596 | 0.0002821%
[25 empty] | 2020-07-23 | 4 | 23 | 5 | 2020-07-23 | 57.9649 | 7.008e-05%
[25 empty] | 2020-07-23 | 5 | 23 | 6 | 2020-07-23 | 118.5923 | 0.0001434%
[25 empty] | 2020-07-23 | 6 | 23 | 7 | 2020-07-23 | 643.5439 | 0.000778%
[25 empty] | 2020-07-23 | 7 | 23 | 8 | 2020-07-23 | 3168.6253 | 0.003831%
[25 empty] | 2020-07-23 | 8 | 23 | 9 | 2020-07-23 | 12829.7103 | 0.01551%
[25 empty] | 2020-07-23 | 9 | 23 | 10 | 2020-07-23 | 14602.3389 | 0.01765%
[25 empty] | 2020-07-23 | 10 | 23 | 11 | 2020-07-23 | 12503.9291 | 0.01512%
[25 empty] | 2020-07-23 | 11 | 23 | 12 | 2020-07-23 | 7701.1362 | 0.00931%
[25 empty] | 2020-07-23 | 12 | 23 | 13 | 2020-07-23 | 6117.6893 | 0.007396%
[25 empty] | 2020-07-23 | 13 | 23 | 14 | 2020-07-23 | 8626.2361 | 0.01043%
[25 empty] | 2020-07-23 | 14 | 23 | 15 | 2020-07-23 | 22268.0448 | 0.02692%
[25 empty] | 2020-07-23 | 15 | 23 | 16 | 2020-07-23 | 35470.2069 | 0.04288%
[25 empty] | 2020-07-23 | 16 | 23 | 17 | 2020-07-23 | 55586.3759 | 0.0672%
[25 empty] | 2020-07-23 | 17 | 23 | 18 | 2020-07-23 | 77145.6513 | 0.09327%
[25 empty] | 2020-07-23 | 18 | 23 | 19 | 2020-07-23 | 92129.5376 | 0.1114%
[25 empty] | 2020-07-23 | 19 | 23 | 20 | 2020-07-23 | 99900.0036 | 0.1208%
[25 empty] | 2020-07-23 | 20 | 23 | 21 | 2020-07-23 | 99963.6143 | 0.1209%
[25 empty] | 2020-07-23 | 21 | 23 | 22 | 2020-07-23 | 98618.4593 | 0.1192%
[25 empty] | 2020-07-23 | 22 | 23 | 23 | 2020-07-23 | 87327.2114 | 0.1056%
[25 empty] | 2020-07-23 | 23 | 23 | 24 | 2020-07-23 | 60393.7283 | 0.07301%
[25 empty] | 2020-07-23 | 24 | 24 | 1 | 2020-07-23 | 29679.5414 | 0.03588%
[25 empty] | 2020-07-24 | 1 | 24 | 2 | 2020-07-24 | 7480.5492 | 0.009044%
[25 empty] | 2020-07-24 | 2 | 24 | 3 | 2020-07-24 | 684.5275 | 0.0008276%
[25 empty] | 2020-07-24 | 3 | 24 | 4 | 2020-07-24 | 157.8888 | 0.0001909%
[25 empty] | 2020-07-24 | 4 | 24 | 5 | 2020-07-24 | 37.5102 | 4.535e-05%
[25 empty] | 2020-07-24 | 5 | 24 | 6 | 2020-07-24 | 42.5698 | 5.146e-05%
[25 empty] | 2020-07-24 | 6 | 24 | 7 | 2020-07-24 | 346.162 | 0.0004185%
[25 empty] | 2020-07-24 | 7 | 24 | 8 | 2020-07-24 | 3284.1721 | 0.00397%
[25 empty] | 2020-07-24 | 8 | 24 | 9 | 2020-07-24 | 12509.2659 | 0.01512%
[25 empty] | 2020-07-24 | 9 | 24 | 10 | 2020-07-24 | 14479.2239 | 0.0175%
[25 empty] | 2020-07-24 | 10 | 24 | 11 | 2020-07-24 | 10223.1606 | 0.01236%
[25 empty] | 2020-07-24 | 11 | 24 | 12 | 2020-07-24 | 7292.8194 | 0.008817%
[25 empty] | 2020-07-24 | 12 | 24 | 13 | 2020-07-24 | 4851.262 | 0.005865%
[25 empty] | 2020-07-24 | 13 | 24 | 14 | 2020-07-24 | 6527.3244 | 0.007891%
[25 empty] | 2020-07-24 | 14 | 24 | 15 | 2020-07-24 | 14716.3664 | 0.01779%
[25 empty] | 2020-07-24 | 15 | 24 | 16 | 2020-07-24 | 28061.2128 | 0.03392%
[25 empty] | 2020-07-24 | 16 | 24 | 17 | 2020-07-24 | 49014.734 | 0.05926%
[25 empty] | 2020-07-24 | 17 | 24 | 18 | 2020-07-24 | 68696.9212 | 0.08305%
[25 empty] | 2020-07-24 | 18 | 24 | 19 | 2020-07-24 | 81356.3426 | 0.09836%
[25 empty] | 2020-07-24 | 19 | 24 | 20 | 2020-07-24 | 93599.9671 | 0.1132%
[25 empty] | 2020-07-24 | 20 | 24 | 21 | 2020-07-24 | 93282.9019 | 0.1128%
[25 empty] | 2020-07-24 | 21 | 24 | 22 | 2020-07-24 | 92615.1919 | 0.112%
[25 empty] | 2020-07-24 | 22 | 24 | 23 | 2020-07-24 | 81485.5603 | 0.09851%
[25 empty] | 2020-07-24 | 23 | 24 | 24 | 2020-07-24 | 54662.4259 | 0.06608%
[25 empty] | 2020-07-24 | 24 | 25 | 1 | 2020-07-24 | 24124.5782 | 0.02917%
[25 empty] | 2020-07-25 | 1 | 25 | 2 | 2020-07-25 | 144.4587 | 0.0001746%
[25 empty] | 2020-07-25 | 2 | 25 | 3 | 2020-07-25 | 0 | 0%
[25 empty] | 2020-07-25 | 3 | 25 | 4 | 2020-07-25 | 0 | 0%
[25 empty] | 2020-07-25 | 4 | 25 | 5 | 2020-07-25 | 0 | 0%
[25 empty] | 2020-07-25 | 5 | 25 | 6 | 2020-07-25 | 0 | 0%
[25 empty] | 2020-07-25 | 6 | 25 | 7 | 2020-07-25 | 0 | 0%
[25 empty] | 2020-07-25 | 7 | 25 | 8 | 2020-07-25 | 93.1543 | 0.0001126%
[25 empty] | 2020-07-25 | 8 | 25 | 9 | 2020-07-25 | 665.9045 | 0.000805%
[25 empty] | 2020-07-25 | 9 | 25 | 10 | 2020-07-25 | 773.0129 | 0.0009345%
[25 empty] | 2020-07-25 | 10 | 25 | 11 | 2020-07-25 | 105.3847 | 0.0001274%
[25 empty] | 2020-07-25 | 11 | 25 | 12 | 2020-07-25 | 0 | 0%
[25 empty] | 2020-07-25 | 12 | 25 | 13 | 2020-07-25 | 0 | 0%
[25 empty] | 2020-07-25 | 13 | 25 | 14 | 2020-07-25 | 0 | 0%
[25 empty] | 2020-07-25 | 14 | 25 | 15 | 2020-07-25 | 0 | 0%
[25 empty] | 2020-07-25 | 15 | 25 | 16 | 2020-07-25 | 0 | 0%
[25 empty] | 2020-07-25 | 16 | 25 | 17 | 2020-07-25 | 611.8102 | 0.0007396%
[25 empty] | 2020-07-25 | 17 | 25 | 18 | 2020-07-25 | 4049.5869 | 0.004896%
[25 empty] | 2020-07-25 | 18 | 25 | 19 | 2020-07-25 | 17132.1556 | 0.02071%
[25 empty] | 2020-07-25 | 19 | 25 | 20 | 2020-07-25 | 33109.9017 | 0.04003%
[25 empty] | 2020-07-25 | 20 | 25 | 21 | 2020-07-25 | 37413.8202 | 0.04523%
[25 empty] | 2020-07-25 | 21 | 25 | 22 | 2020-07-25 | 53112.0412 | 0.06421%
[25 empty] | 2020-07-25 | 22 | 25 | 23 | 2020-07-25 | 42775.2261 | 0.05171%
[25 empty] | 2020-07-25 | 23 | 25 | 24 | 2020-07-25 | 18795.4499 | 0.02272%
[25 empty] | 2020-07-25 | 24 | 26 | 1 | 2020-07-25 | 1570.0753 | 0.001898%
[25 empty] | 2020-07-26 | 1 | 26 | 2 | 2020-07-26 | 213.9753 | 0.0002587%
[25 empty] | 2020-07-26 | 2 | 26 | 3 | 2020-07-26 | 0 | 0%
[25 empty] | 2020-07-26 | 3 | 26 | 4 | 2020-07-26 | 0 | 0%
[25 empty] | 2020-07-26 | 4 | 26 | 5 | 2020-07-26 | 0 | 0%
[25 empty] | 2020-07-26 | 5 | 26 | 6 | 2020-07-26 | 0 | 0%
[25 empty] | 2020-07-26 | 6 | 26 | 7 | 2020-07-26 | 0 | 0%
[25 empty] | 2020-07-26 | 7 | 26 | 8 | 2020-07-26 | 75.8627 | 9.171e-05%
[25 empty] | 2020-07-26 | 8 | 26 | 9 | 2020-07-26 | 431.4708 | 0.0005216%
[25 empty] | 2020-07-26 | 9 | 26 | 10 | 2020-07-26 | 307.3063 | 0.0003715%
[25 empty] | 2020-07-26 | 10 | 26 | 11 | 2020-07-26 | 62.0601 | 7.503e-05%
[25 empty] | 2020-07-26 | 11 | 26 | 12 | 2020-07-26 | 0 | 0%
[25 empty] | 2020-07-26 | 12 | 26 | 13 | 2020-07-26 | 0 | 0%
[25 empty] | 2020-07-26 | 13 | 26 | 14 | 2020-07-26 | 0 | 0%
[25 empty] | 2020-07-26 | 14 | 26 | 15 | 2020-07-26 | 0 | 0%
[25 empty] | 2020-07-26 | 15 | 26 | 16 | 2020-07-26 | 0 | 0%
[25 empty] | 2020-07-26 | 16 | 26 | 17 | 2020-07-26 | 365.9776 | 0.0004424%
[25 empty] | 2020-07-26 | 17 | 26 | 18 | 2020-07-26 | 2649.4602 | 0.003203%
[25 empty] | 2020-07-26 | 18 | 26 | 19 | 2020-07-26 | 11323.053 | 0.01369%
[25 empty] | 2020-07-26 | 19 | 26 | 20 | 2020-07-26 | 25566.1513 | 0.03091%
[25 empty] | 2020-07-26 | 20 | 26 | 21 | 2020-07-26 | 31095.8368 | 0.03759%
[25 empty] | 2020-07-26 | 21 | 26 | 22 | 2020-07-26 | 43365.4871 | 0.05243%
[25 empty] | 2020-07-26 | 22 | 26 | 23 | 2020-07-26 | 33719.4747 | 0.04077%
[25 empty] | 2020-07-26 | 23 | 26 | 24 | 2020-07-26 | 14820.6169 | 0.01792%
[25 empty] | 2020-07-26 | 24 | 27 | 1 | 2020-07-26 | 1556.5009 | 0.001882%
[25 empty] | 2020-07-27 | 1 | 27 | 2 | 2020-07-27 | 5952.6855 | 0.007197%
[25 empty] | 2020-07-27 | 2 | 27 | 3 | 2020-07-27 | 348.3874 | 0.0004212%
[25 empty] | 2020-07-27 | 3 | 27 | 4 | 2020-07-27 | 42.978 | 5.196e-05%
[25 empty] | 2020-07-27 | 4 | 27 | 5 | 2020-07-27 | 0 | 0%
[25 empty] | 2020-07-27 | 5 | 27 | 6 | 2020-07-27 | 0 | 0%
[25 empty] | 2020-07-27 | 6 | 27 | 7 | 2020-07-27 | 433.0608 | 0.0005235%
[25 empty] | 2020-07-27 | 7 | 27 | 8 | 2020-07-27 | 3477.1092 | 0.004204%
[25 empty] | 2020-07-27 | 8 | 27 | 9 | 2020-07-27 | 9797.7866 | 0.01185%
[25 empty] | 2020-07-27 | 9 | 27 | 10 | 2020-07-27 | 10115.8594 | 0.01223%
[25 empty] | 2020-07-27 | 10 | 27 | 11 | 2020-07-27 | 7688.0421 | 0.009294%
[25 empty] | 2020-07-27 | 11 | 27 | 12 | 2020-07-27 | 4102.3643 | 0.00496%
[25 empty] | 2020-07-27 | 12 | 27 | 13 | 2020-07-27 | 2865.8507 | 0.003465%
[25 empty] | 2020-07-27 | 13 | 27 | 14 | 2020-07-27 | 2753.9055 | 0.003329%
[25 empty] | 2020-07-27 | 14 | 27 | 15 | 2020-07-27 | 4670.9309 | 0.005647%
[25 empty] | 2020-07-27 | 15 | 27 | 16 | 2020-07-27 | 12159.128 | 0.0147%
[25 empty] | 2020-07-27 | 16 | 27 | 17 | 2020-07-27 | 26786.8034 | 0.03238%
[25 empty] | 2020-07-27 | 17 | 27 | 18 | 2020-07-27 | 48058.5264 | 0.0581%
[25 empty] | 2020-07-27 | 18 | 27 | 19 | 2020-07-27 | 68206.5903 | 0.08246%
[25 empty] | 2020-07-27 | 19 | 27 | 20 | 2020-07-27 | 83179.051 | 0.1006%
[25 empty] | 2020-07-27 | 20 | 27 | 21 | 2020-07-27 | 85282.3175 | 0.1031%
[25 empty] | 2020-07-27 | 21 | 27 | 22 | 2020-07-27 | 86010.9611 | 0.104%
[25 empty] | 2020-07-27 | 22 | 27 | 23 | 2020-07-27 | 75902.3368 | 0.09176%
[25 empty] | 2020-07-27 | 23 | 27 | 24 | 2020-07-27 | 50092.9906 | 0.06056%
[25 empty] | 2020-07-27 | 24 | 28 | 1 | 2020-07-27 | 19337.3198 | 0.02338%
[25 empty] | 2020-07-28 | 1 | 28 | 2 | 2020-07-28 | 2449.5404 | 0.002961%
[25 empty] | 2020-07-28 | 2 | 28 | 3 | 2020-07-28 | 344.5956 | 0.0004166%
[25 empty] | 2020-07-28 | 3 | 28 | 4 | 2020-07-28 | 46.1654 | 5.581e-05%
[25 empty] | 2020-07-28 | 4 | 28 | 5 | 2020-07-28 | 36.8534 | 4.455e-05%
[25 empty] | 2020-07-28 | 5 | 28 | 6 | 2020-07-28 | 7.7633 | 9.385e-06%
[25 empty] | 2020-07-28 | 6 | 28 | 7 | 2020-07-28 | 384.3606 | 0.0004647%
[25 empty] | 2020-07-28 | 7 | 28 | 8 | 2020-07-28 | 3180.9843 | 0.003846%
[25 empty] | 2020-07-28 | 8 | 28 | 9 | 2020-07-28 | 8391.9572 | 0.01015%
[25 empty] | 2020-07-28 | 9 | 28 | 10 | 2020-07-28 | 8820.9689 | 0.01066%
[25 empty] | 2020-07-28 | 10 | 28 | 11 | 2020-07-28 | 5120.8115 | 0.006191%
[25 empty] | 2020-07-28 | 11 | 28 | 12 | 2020-07-28 | 2574.9326 | 0.003113%
[25 empty] | 2020-07-28 | 12 | 28 | 13 | 2020-07-28 | 1062.6426 | 0.001285%
[25 empty] | 2020-07-28 | 13 | 28 | 14 | 2020-07-28 | 872.219 | 0.001054%
[25 empty] | 2020-07-28 | 14 | 28 | 15 | 2020-07-28 | 2004.4131 | 0.002423%
[25 empty] | 2020-07-28 | 15 | 28 | 16 | 2020-07-28 | 5371.7649 | 0.006494%
[25 empty] | 2020-07-28 | 16 | 28 | 17 | 2020-07-28 | 13541.3909 | 0.01637%
[25 empty] | 2020-07-28 | 17 | 28 | 18 | 2020-07-28 | 27043.2986 | 0.03269%
[25 empty] | 2020-07-28 | 18 | 28 | 19 | 2020-07-28 | 46742.6933 | 0.05651%
[25 empty] | 2020-07-28 | 19 | 28 | 20 | 2020-07-28 | 62800.642 | 0.07592%
[25 empty] | 2020-07-28 | 20 | 28 | 21 | 2020-07-28 | 66051.6792 | 0.07985%
[25 empty] | 2020-07-28 | 21 | 28 | 22 | 2020-07-28 | 71343.5678 | 0.08625%
[25 empty] | 2020-07-28 | 22 | 28 | 23 | 2020-07-28 | 61145.6186 | 0.07392%
[25 empty] | 2020-07-28 | 23 | 28 | 24 | 2020-07-28 | 34945.0334 | 0.04225%
[25 empty] | 2020-07-28 | 24 | 29 | 1 | 2020-07-28 | 9711.7782 | 0.01174%
[25 empty] | 2020-07-29 | 1 | 29 | 2 | 2020-07-29 | 2143.0706 | 0.002591%
[25 empty] | 2020-07-29 | 2 | 29 | 3 | 2020-07-29 | 109.6109 | 0.0001325%
[25 empty] | 2020-07-29 | 3 | 29 | 4 | 2020-07-29 | 0 | 0%
[25 empty] | 2020-07-29 | 4 | 29 | 5 | 2020-07-29 | 0 | 0%
[25 empty] | 2020-07-29 | 5 | 29 | 6 | 2020-07-29 | 0 | 0%
[25 empty] | 2020-07-29 | 6 | 29 | 7 | 2020-07-29 | 39.5854 | 4.786e-05%
[25 empty] | 2020-07-29 | 7 | 29 | 8 | 2020-07-29 | 654.0394 | 0.0007907%
[25 empty] | 2020-07-29 | 8 | 29 | 9 | 2020-07-29 | 3115.8436 | 0.003767%
[25 empty] | 2020-07-29 | 9 | 29 | 10 | 2020-07-29 | 2713.7118 | 0.003281%
[25 empty] | 2020-07-29 | 10 | 29 | 11 | 2020-07-29 | 1390.6415 | 0.001681%
[25 empty] | 2020-07-29 | 11 | 29 | 12 | 2020-07-29 | 619.2841 | 0.0007487%
[25 empty] | 2020-07-29 | 12 | 29 | 13 | 2020-07-29 | 141.8008 | 0.0001714%
[25 empty] | 2020-07-29 | 13 | 29 | 14 | 2020-07-29 | 123.7589 | 0.0001496%
[25 empty] | 2020-07-29 | 14 | 29 | 15 | 2020-07-29 | 592.7474 | 0.0007166%
[25 empty] | 2020-07-29 | 15 | 29 | 16 | 2020-07-29 | 3311.0712 | 0.004003%
[25 empty] | 2020-07-29 | 16 | 29 | 17 | 2020-07-29 | 10881.6226 | 0.01316%
[25 empty] | 2020-07-29 | 17 | 29 | 18 | 2020-07-29 | 25191.9041 | 0.03046%
[25 empty] | 2020-07-29 | 18 | 29 | 19 | 2020-07-29 | 43276.7853 | 0.05232%
[25 empty] | 2020-07-29 | 19 | 29 | 20 | 2020-07-29 | 59447.0507 | 0.07187%
[25 empty] | 2020-07-29 | 20 | 29 | 21 | 2020-07-29 | 63776.7811 | 0.0771%
[25 empty] | 2020-07-29 | 21 | 29 | 22 | 2020-07-29 | 69866.1611 | 0.08446%
[25 empty] | 2020-07-29 | 22 | 29 | 23 | 2020-07-29 | 59918.5611 | 0.07244%
[25 empty] | 2020-07-29 | 23 | 29 | 24 | 2020-07-29 | 34309.2808 | 0.04148%
[25 empty] | 2020-07-29 | 24 | 30 | 1 | 2020-07-29 | 8872.6728 | 0.01073%
[25 empty] | 2020-07-30 | 1 | 30 | 2 | 2020-07-30 | 3212.8566 | 0.003884%
[25 empty] | 2020-07-30 | 2 | 30 | 3 | 2020-07-30 | 454.9468 | 0.00055%
[25 empty] | 2020-07-30 | 3 | 30 | 4 | 2020-07-30 | 0 | 0%
[25 empty] | 2020-07-30 | 4 | 30 | 5 | 2020-07-30 | 0 | 0%
[25 empty] | 2020-07-30 | 5 | 30 | 6 | 2020-07-30 | 0 | 0%
[25 empty] | 2020-07-30 | 6 | 30 | 7 | 2020-07-30 | 233.2212 | 0.000282%
[25 empty] | 2020-07-30 | 7 | 30 | 8 | 2020-07-30 | 3495.1456 | 0.004225%
[25 empty] | 2020-07-30 | 8 | 30 | 9 | 2020-07-30 | 8801.125 | 0.01064%
[25 empty] | 2020-07-30 | 9 | 30 | 10 | 2020-07-30 | 9382.6989 | 0.01134%
[25 empty] | 2020-07-30 | 10 | 30 | 11 | 2020-07-30 | 6904.2919 | 0.008347%
[25 empty] | 2020-07-30 | 11 | 30 | 12 | 2020-07-30 | 3625.5964 | 0.004383%
[25 empty] | 2020-07-30 | 12 | 30 | 13 | 2020-07-30 | 2268.9552 | 0.002743%
[25 empty] | 2020-07-30 | 13 | 30 | 14 | 2020-07-30 | 2024.3615 | 0.002447%
[25 empty] | 2020-07-30 | 14 | 30 | 15 | 2020-07-30 | 3718.1131 | 0.004495%
[25 empty] | 2020-07-30 | 15 | 30 | 16 | 2020-07-30 | 8514.0367 | 0.01029%
[25 empty] | 2020-07-30 | 16 | 30 | 17 | 2020-07-30 | 22054.1087 | 0.02666%
[25 empty] | 2020-07-30 | 17 | 30 | 18 | 2020-07-30 | 38838.1793 | 0.04695%
[25 empty] | 2020-07-30 | 18 | 30 | 19 | 2020-07-30 | 59954.6597 | 0.07248%
[25 empty] | 2020-07-30 | 19 | 30 | 20 | 2020-07-30 | 75042.2761 | 0.09072%
[25 empty] | 2020-07-30 | 20 | 30 | 21 | 2020-07-30 | 75560.1592 | 0.09135%
[25 empty] | 2020-07-30 | 21 | 30 | 22 | 2020-07-30 | 77440.0455 | 0.09362%
[25 empty] | 2020-07-30 | 22 | 30 | 23 | 2020-07-30 | 67982.3852 | 0.08219%
[25 empty] | 2020-07-30 | 23 | 30 | 24 | 2020-07-30 | 40267.6753 | 0.04868%
[25 empty] | 2020-07-30 | 24 | 31 | 1 | 2020-07-30 | 12873.0919 | 0.01556%
[25 empty] | 2020-07-31 | 1 | 31 | 2 | 2020-07-31 | 1943.9672 | 0.00235%
[25 empty] | 2020-07-31 | 2 | 31 | 3 | 2020-07-31 | 324.1327 | 0.0003919%
[25 empty] | 2020-07-31 | 3 | 31 | 4 | 2020-07-31 | 56.2459 | 6.8e-05%
[25 empty] | 2020-07-31 | 4 | 31 | 5 | 2020-07-31 | 30.9135 | 3.737e-05%
[25 empty] | 2020-07-31 | 5 | 31 | 6 | 2020-07-31 | 30.9203 | 3.738e-05%
[25 empty] | 2020-07-31 | 6 | 31 | 7 | 2020-07-31 | 244.2402 | 0.0002953%
[25 empty] | 2020-07-31 | 7 | 31 | 8 | 2020-07-31 | 2227.1979 | 0.002693%
[25 empty] | 2020-07-31 | 8 | 31 | 9 | 2020-07-31 | 7693.6575 | 0.009301%
[25 empty] | 2020-07-31 | 9 | 31 | 10 | 2020-07-31 | 7582.3672 | 0.009167%
[25 empty] | 2020-07-31 | 10 | 31 | 11 | 2020-07-31 | 4914.1349 | 0.005941%
[25 empty] | 2020-07-31 | 11 | 31 | 12 | 2020-07-31 | 2240.9788 | 0.002709%
[25 empty] | 2020-07-31 | 12 | 31 | 13 | 2020-07-31 | 1058.7748 | 0.00128%
[25 empty] | 2020-07-31 | 13 | 31 | 14 | 2020-07-31 | 1454.4559 | 0.001758%
[25 empty] | 2020-07-31 | 14 | 31 | 15 | 2020-07-31 | 2706.1366 | 0.003272%
[25 empty] | 2020-07-31 | 15 | 31 | 16 | 2020-07-31 | 7936.8063 | 0.009595%
[25 empty] | 2020-07-31 | 16 | 31 | 17 | 2020-07-31 | 22306.6588 | 0.02697%
[25 empty] | 2020-07-31 | 17 | 31 | 18 | 2020-07-31 | 37748.2204 | 0.04564%
[25 empty] | 2020-07-31 | 18 | 31 | 19 | 2020-07-31 | 58832.1467 | 0.07113%
[25 empty] | 2020-07-31 | 19 | 31 | 20 | 2020-07-31 | 73704.5568 | 0.08911%
[25 empty] | 2020-07-31 | 20 | 31 | 21 | 2020-07-31 | 73448.2362 | 0.0888%
[25 empty] | 2020-07-31 | 21 | 31 | 22 | 2020-07-31 | 80492.3075 | 0.09731%
[25 empty] | 2020-07-31 | 22 | 31 | 23 | 2020-07-31 | 70482.8765 | 0.08521%
[25 empty] | 2020-07-31 | 23 | 31 | 24 | 2020-07-31 | 42894.995 | 0.05186%
[25 empty] | 2020-07-31 | 24 | 1 | 1 | 2020-07-31 | 14163.2037 | 0.01712%
[25 empty] | 2020-08-01 | 1 | 1 | 2 | 2020-08-01 | 611.2511 | 0.000739%
[25 empty] | 2020-08-01 | 2 | 1 | 3 | 2020-08-01 | 195.5327 | 0.0002364%
[25 empty] | 2020-08-01 | 3 | 1 | 4 | 2020-08-01 | 33.2007 | 4.014e-05%
[25 empty] | 2020-08-01 | 4 | 1 | 5 | 2020-08-01 | 0 | 0%
[25 empty] | 2020-08-01 | 5 | 1 | 6 | 2020-08-01 | 0 | 0%
[25 empty] | 2020-08-01 | 6 | 1 | 7 | 2020-08-01 | 35.7532 | 4.322e-05%
[25 empty] | 2020-08-01 | 7 | 1 | 8 | 2020-08-01 | 89.8826 | 0.0001087%
[25 empty] | 2020-08-01 | 8 | 1 | 9 | 2020-08-01 | 188.1135 | 0.0002274%
[25 empty] | 2020-08-01 | 9 | 1 | 10 | 2020-08-01 | 94.5185 | 0.0001143%
[25 empty] | 2020-08-01 | 10 | 1 | 11 | 2020-08-01 | 0 | 0%
[25 empty] | 2020-08-01 | 11 | 1 | 12 | 2020-08-01 | 0 | 0%
[25 empty] | 2020-08-01 | 12 | 1 | 13 | 2020-08-01 | 0 | 0%
[25 empty] | 2020-08-01 | 13 | 1 | 14 | 2020-08-01 | 0 | 0%
[25 empty] | 2020-08-01 | 14 | 1 | 15 | 2020-08-01 | 0 | 0%
[25 empty] | 2020-08-01 | 15 | 1 | 16 | 2020-08-01 | 0 | 0%
[25 empty] | 2020-08-01 | 16 | 1 | 17 | 2020-08-01 | 32.1872 | 3.891e-05%
[25 empty] | 2020-08-01 | 17 | 1 | 18 | 2020-08-01 | 971.964 | 0.001175%
[25 empty] | 2020-08-01 | 18 | 1 | 19 | 2020-08-01 | 6837.0191 | 0.008266%
[25 empty] | 2020-08-01 | 19 | 1 | 20 | 2020-08-01 | 19719.523 | 0.02384%
[25 empty] | 2020-08-01 | 20 | 1 | 21 | 2020-08-01 | 28783.6544 | 0.0348%
[25 empty] | 2020-08-01 | 21 | 1 | 22 | 2020-08-01 | 37345.0782 | 0.04515%
[25 empty] | 2020-08-01 | 22 | 1 | 23 | 2020-08-01 | 27414.1801 | 0.03314%
[25 empty] | 2020-08-01 | 23 | 1 | 24 | 2020-08-01 | 12832.2763 | 0.01551%
[25 empty] | 2020-08-01 | 24 | 2 | 1 | 2020-08-01 | 2605.854 | 0.00315%
[25 empty] | 2020-08-02 | 1 | 2 | 2 | 2020-08-02 | 455.4837 | 0.0005507%
[25 empty] | 2020-08-02 | 2 | 2 | 3 | 2020-08-02 | 142.1437 | 0.0001718%
[25 empty] | 2020-08-02 | 3 | 2 | 4 | 2020-08-02 | 52.6118 | 6.361e-05%
[25 empty] | 2020-08-02 | 4 | 2 | 5 | 2020-08-02 | 26.0463 | 3.149e-05%
[25 empty] | 2020-08-02 | 5 | 2 | 6 | 2020-08-02 | 56.1203 | 6.785e-05%
[25 empty] | 2020-08-02 | 6 | 2 | 7 | 2020-08-02 | 66.2077 | 8.004e-05%
[25 empty] | 2020-08-02 | 7 | 2 | 8 | 2020-08-02 | 93.7197 | 0.0001133%
[25 empty] | 2020-08-02 | 8 | 2 | 9 | 2020-08-02 | 128.5706 | 0.0001554%
[25 empty] | 2020-08-02 | 9 | 2 | 10 | 2020-08-02 | 74.2252 | 8.973e-05%
[25 empty] | 2020-08-02 | 10 | 2 | 11 | 2020-08-02 | 0 | 0%
[25 empty] | 2020-08-02 | 11 | 2 | 12 | 2020-08-02 | 0 | 0%
[25 empty] | 2020-08-02 | 12 | 2 | 13 | 2020-08-02 | 0 | 0%
[25 empty] | 2020-08-02 | 13 | 2 | 14 | 2020-08-02 | 0 | 0%
[25 empty] | 2020-08-02 | 14 | 2 | 15 | 2020-08-02 | 0 | 0%
[25 empty] | 2020-08-02 | 15 | 2 | 16 | 2020-08-02 | 0 | 0%
[25 empty] | 2020-08-02 | 16 | 2 | 17 | 2020-08-02 | 44.5184 | 5.382e-05%
[25 empty] | 2020-08-02 | 17 | 2 | 18 | 2020-08-02 | 772.4521 | 0.0009339%
[25 empty] | 2020-08-02 | 18 | 2 | 19 | 2020-08-02 | 5561.5707 | 0.006724%
[25 empty] | 2020-08-02 | 19 | 2 | 20 | 2020-08-02 | 16939.8568 | 0.02048%
[25 empty] | 2020-08-02 | 20 | 2 | 21 | 2020-08-02 | 26765.7288 | 0.03236%
[25 empty] | 2020-08-02 | 21 | 2 | 22 | 2020-08-02 | 35100.134 | 0.04243%
[25 empty] | 2020-08-02 | 22 | 2 | 23 | 2020-08-02 | 24149.1653 | 0.0292%
[25 empty] | 2020-08-02 | 23 | 2 | 24 | 2020-08-02 | 10092.1497 | 0.0122%
[25 empty] | 2020-08-02 | 24 | 3 | 1 | 2020-08-02 | 1681.3632 | 0.002033%
[25 empty] | 2020-08-03 | 1 | 3 | 2 | 2020-08-03 | 7642.3352 | 0.009239%
[25 empty] | 2020-08-03 | 2 | 3 | 3 | 2020-08-03 | 2376.1748 | 0.002873%
[25 empty] | 2020-08-03 | 3 | 3 | 4 | 2020-08-03 | 1009.4486 | 0.00122%
[25 empty] | 2020-08-03 | 4 | 3 | 5 | 2020-08-03 | 658.1541 | 0.0007957%
[25 empty] | 2020-08-03 | 5 | 3 | 6 | 2020-08-03 | 1110.9971 | 0.001343%
[25 empty] | 2020-08-03 | 6 | 3 | 7 | 2020-08-03 | 3714.5543 | 0.004491%
[25 empty] | 2020-08-03 | 7 | 3 | 8 | 2020-08-03 | 10899.4938 | 0.01318%
[25 empty] | 2020-08-03 | 8 | 3 | 9 | 2020-08-03 | 15044.1837 | 0.01819%
[25 empty] | 2020-08-03 | 9 | 3 | 10 | 2020-08-03 | 12875.2092 | 0.01557%
[25 empty] | 2020-08-03 | 10 | 3 | 11 | 2020-08-03 | 8383.9643 | 0.01014%
[25 empty] | 2020-08-03 | 11 | 3 | 12 | 2020-08-03 | 5486.8626 | 0.006633%
[25 empty] | 2020-08-03 | 12 | 3 | 13 | 2020-08-03 | 4295.238 | 0.005193%
[25 empty] | 2020-08-03 | 13 | 3 | 14 | 2020-08-03 | 5402.5864 | 0.006531%
[25 empty] | 2020-08-03 | 14 | 3 | 15 | 2020-08-03 | 9769.6445 | 0.01181%
[25 empty] | 2020-08-03 | 15 | 3 | 16 | 2020-08-03 | 17544.5531 | 0.02121%
[25 empty] | 2020-08-03 | 16 | 3 | 17 | 2020-08-03 | 30328.2352 | 0.03667%
[25 empty] | 2020-08-03 | 17 | 3 | 18 | 2020-08-03 | 46944.4246 | 0.05675%
[25 empty] | 2020-08-03 | 18 | 3 | 19 | 2020-08-03 | 63918.6228 | 0.07727%
[25 empty] | 2020-08-03 | 19 | 3 | 20 | 2020-08-03 | 77249.8538 | 0.09339%
[25 empty] | 2020-08-03 | 20 | 3 | 21 | 2020-08-03 | 79392.7112 | 0.09598%
[25 empty] | 2020-08-03 | 21 | 3 | 22 | 2020-08-03 | 81175.6554 | 0.09814%
[25 empty] | 2020-08-03 | 22 | 3 | 23 | 2020-08-03 | 68552.1081 | 0.08288%
[25 empty] | 2020-08-03 | 23 | 3 | 24 | 2020-08-03 | 42303.0982 | 0.05114%
[25 empty] | 2020-08-03 | 24 | 4 | 1 | 2020-08-03 | 18318.4164 | 0.02215%
[25 empty] | 2020-08-04 | 1 | 4 | 2 | 2020-08-04 | 13777.7627 | 0.01666%
[25 empty] | 2020-08-04 | 2 | 4 | 3 | 2020-08-04 | 4539.0874 | 0.005488%
[25 empty] | 2020-08-04 | 3 | 4 | 4 | 2020-08-04 | 2094.7545 | 0.002532%
[25 empty] | 2020-08-04 | 4 | 4 | 5 | 2020-08-04 | 1584.3774 | 0.001915%
[25 empty] | 2020-08-04 | 5 | 4 | 6 | 2020-08-04 | 1991.497 | 0.002408%
[25 empty] | 2020-08-04 | 6 | 4 | 7 | 2020-08-04 | 4776.8715 | 0.005775%
[25 empty] | 2020-08-04 | 7 | 4 | 8 | 2020-08-04 | 12622.9065 | 0.01526%
[25 empty] | 2020-08-04 | 8 | 4 | 9 | 2020-08-04 | 16874.6725 | 0.0204%
[25 empty] | 2020-08-04 | 9 | 4 | 10 | 2020-08-04 | 16922.3125 | 0.02046%
[25 empty] | 2020-08-04 | 10 | 4 | 11 | 2020-08-04 | 12882.5268 | 0.01557%
[25 empty] | 2020-08-04 | 11 | 4 | 12 | 2020-08-04 | 10974.4114 | 0.01327%
[25 empty] | 2020-08-04 | 12 | 4 | 13 | 2020-08-04 | 9442.9114 | 0.01142%
[25 empty] | 2020-08-04 | 13 | 4 | 14 | 2020-08-04 | 11680.4547 | 0.01412%
[25 empty] | 2020-08-04 | 14 | 4 | 15 | 2020-08-04 | 16500.6749 | 0.01995%
[25 empty] | 2020-08-04 | 15 | 4 | 16 | 2020-08-04 | 28293.1749 | 0.03421%
[25 empty] | 2020-08-04 | 16 | 4 | 17 | 2020-08-04 | 46408.0665 | 0.05611%
[25 empty] | 2020-08-04 | 17 | 4 | 18 | 2020-08-04 | 65610.6115 | 0.07932%
[25 empty] | 2020-08-04 | 18 | 4 | 19 | 2020-08-04 | 77808.9123 | 0.09407%
[25 empty] | 2020-08-04 | 19 | 4 | 20 | 2020-08-04 | 88036.0188 | 0.1064%
[25 empty] | 2020-08-04 | 20 | 4 | 21 | 2020-08-04 | 93361.308 | 0.1129%
[25 empty] | 2020-08-04 | 21 | 4 | 22 | 2020-08-04 | 91823.6326 | 0.111%
[25 empty] | 2020-08-04 | 22 | 4 | 23 | 2020-08-04 | 77592.1244 | 0.09381%
[25 empty] | 2020-08-04 | 23 | 4 | 24 | 2020-08-04 | 52716.7881 | 0.06373%
[25 empty] | 2020-08-04 | 24 | 5 | 1 | 2020-08-04 | 26714.6606 | 0.0323%
[25 empty] | 2020-08-05 | 1 | 5 | 2 | 2020-08-05 | 7598.2285 | 0.009186%
[25 empty] | 2020-08-05 | 2 | 5 | 3 | 2020-08-05 | 3022.3377 | 0.003654%
[25 empty] | 2020-08-05 | 3 | 5 | 4 | 2020-08-05 | 1341.2963 | 0.001622%
[25 empty] | 2020-08-05 | 4 | 5 | 5 | 2020-08-05 | 825.8685 | 0.0009984%
[25 empty] | 2020-08-05 | 5 | 5 | 6 | 2020-08-05 | 1290.2713 | 0.00156%
[25 empty] | 2020-08-05 | 6 | 5 | 7 | 2020-08-05 | 2931.8452 | 0.003544%
[25 empty] | 2020-08-05 | 7 | 5 | 8 | 2020-08-05 | 7599.3927 | 0.009187%
[25 empty] | 2020-08-05 | 8 | 5 | 9 | 2020-08-05 | 11686.7821 | 0.01413%
[25 empty] | 2020-08-05 | 9 | 5 | 10 | 2020-08-05 | 11424.5625 | 0.01381%
[25 empty] | 2020-08-05 | 10 | 5 | 11 | 2020-08-05 | 7842.2043 | 0.009481%
[25 empty] | 2020-08-05 | 11 | 5 | 12 | 2020-08-05 | 5494.3623 | 0.006642%
[25 empty] | 2020-08-05 | 12 | 5 | 13 | 2020-08-05 | 4515.0583 | 0.005458%
[25 empty] | 2020-08-05 | 13 | 5 | 14 | 2020-08-05 | 5061.4078 | 0.006119%
[25 empty] | 2020-08-05 | 14 | 5 | 15 | 2020-08-05 | 9226.7822 | 0.01115%
[25 empty] | 2020-08-05 | 15 | 5 | 16 | 2020-08-05 | 15323.9183 | 0.01853%
[25 empty] | 2020-08-05 | 16 | 5 | 17 | 2020-08-05 | 25944.1587 | 0.03137%
[25 empty] | 2020-08-05 | 17 | 5 | 18 | 2020-08-05 | 41718.436 | 0.05044%
[25 empty] | 2020-08-05 | 18 | 5 | 19 | 2020-08-05 | 57829.3605 | 0.06991%
[25 empty] | 2020-08-05 | 19 | 5 | 20 | 2020-08-05 | 72425.0834 | 0.08756%
[25 empty] | 2020-08-05 | 20 | 5 | 21 | 2020-08-05 | 73525.3458 | 0.08889%
[25 empty] | 2020-08-05 | 21 | 5 | 22 | 2020-08-05 | 78109.0071 | 0.09443%
[25 empty] | 2020-08-05 | 22 | 5 | 23 | 2020-08-05 | 66619.8556 | 0.08054%
[25 empty] | 2020-08-05 | 23 | 5 | 24 | 2020-08-05 | 40982.6383 | 0.04955%
[25 empty] | 2020-08-05 | 24 | 6 | 1 | 2020-08-05 | 18029.9545 | 0.0218%
[25 empty] | 2020-08-06 | 1 | 6 | 2 | 2020-08-06 | 5332.5739 | 0.006447%
[25 empty] | 2020-08-06 | 2 | 6 | 3 | 2020-08-06 | 993.0804 | 0.001201%
[25 empty] | 2020-08-06 | 3 | 6 | 4 | 2020-08-06 | 482.1629 | 0.0005829%
[25 empty] | 2020-08-06 | 4 | 6 | 5 | 2020-08-06 | 301.4784 | 0.0003645%
[25 empty] | 2020-08-06 | 5 | 6 | 6 | 2020-08-06 | 545.3781 | 0.0006593%
[25 empty] | 2020-08-06 | 6 | 6 | 7 | 2020-08-06 | 1224.0973 | 0.00148%
[25 empty] | 2020-08-06 | 7 | 6 | 8 | 2020-08-06 | 3437.6423 | 0.004156%
[25 empty] | 2020-08-06 | 8 | 6 | 9 | 2020-08-06 | 5882.545 | 0.007112%
[25 empty] | 2020-08-06 | 9 | 6 | 10 | 2020-08-06 | 4945.1852 | 0.005978%
[25 empty] | 2020-08-06 | 10 | 6 | 11 | 2020-08-06 | 2003.9144 | 0.002423%
[25 empty] | 2020-08-06 | 11 | 6 | 12 | 2020-08-06 | 1029.358 | 0.001244%
[25 empty] | 2020-08-06 | 12 | 6 | 13 | 2020-08-06 | 757.4828 | 0.0009158%
[25 empty] | 2020-08-06 | 13 | 6 | 14 | 2020-08-06 | 1169.6501 | 0.001414%
[25 empty] | 2020-08-06 | 14 | 6 | 15 | 2020-08-06 | 2278.4033 | 0.002754%
[25 empty] | 2020-08-06 | 15 | 6 | 16 | 2020-08-06 | 6046.0699 | 0.007309%
[25 empty] | 2020-08-06 | 16 | 6 | 17 | 2020-08-06 | 12463.002 | 0.01507%
[25 empty] | 2020-08-06 | 17 | 6 | 18 | 2020-08-06 | 26005.8214 | 0.03144%
[25 empty] | 2020-08-06 | 18 | 6 | 19 | 2020-08-06 | 42786.7455 | 0.05173%
[25 empty] | 2020-08-06 | 19 | 6 | 20 | 2020-08-06 | 57760.772 | 0.06983%
[25 empty] | 2020-08-06 | 20 | 6 | 21 | 2020-08-06 | 62162.5667 | 0.07515%
[25 empty] | 2020-08-06 | 21 | 6 | 22 | 2020-08-06 | 67262.0683 | 0.08132%
[25 empty] | 2020-08-06 | 22 | 6 | 23 | 2020-08-06 | 54429.0799 | 0.0658%
[25 empty] | 2020-08-06 | 23 | 6 | 24 | 2020-08-06 | 32190.5246 | 0.03892%
[25 empty] | 2020-08-06 | 24 | 7 | 1 | 2020-08-06 | 13036.4233 | 0.01576%
[25 empty] | 2020-08-07 | 1 | 7 | 2 | 2020-08-07 | 3712.2484 | 0.004488%
[25 empty] | 2020-08-07 | 2 | 7 | 3 | 2020-08-07 | 1924.6939 | 0.002327%
[25 empty] | 2020-08-07 | 3 | 7 | 4 | 2020-08-07 | 974.9609 | 0.001179%
[25 empty] | 2020-08-07 | 4 | 7 | 5 | 2020-08-07 | 797.0087 | 0.0009635%
[25 empty] | 2020-08-07 | 5 | 7 | 6 | 2020-08-07 | 934.2631 | 0.001129%
[25 empty] | 2020-08-07 | 6 | 7 | 7 | 2020-08-07 | 2279.4444 | 0.002756%
[25 empty] | 2020-08-07 | 7 | 7 | 8 | 2020-08-07 | 6039.6648 | 0.007302%
[25 empty] | 2020-08-07 | 8 | 7 | 9 | 2020-08-07 | 7060.2127 | 0.008535%
[25 empty] | 2020-08-07 | 9 | 7 | 10 | 2020-08-07 | 5897.7237 | 0.00713%
[25 empty] | 2020-08-07 | 10 | 7 | 11 | 2020-08-07 | 3696.8093 | 0.004469%
[25 empty] | 2020-08-07 | 11 | 7 | 12 | 2020-08-07 | 1471.2569 | 0.001779%
[25 empty] | 2020-08-07 | 12 | 7 | 13 | 2020-08-07 | 905.1541 | 0.001094%
[25 empty] | 2020-08-07 | 13 | 7 | 14 | 2020-08-07 | 798.956 | 0.0009659%
[25 empty] | 2020-08-07 | 14 | 7 | 15 | 2020-08-07 | 1244.0984 | 0.001504%
[25 empty] | 2020-08-07 | 15 | 7 | 16 | 2020-08-07 | 2700.5633 | 0.003265%
[25 empty] | 2020-08-07 | 16 | 7 | 17 | 2020-08-07 | 6837.6046 | 0.008266%
[25 empty] | 2020-08-07 | 17 | 7 | 18 | 2020-08-07 | 14263.5068 | 0.01724%
[25 empty] | 2020-08-07 | 18 | 7 | 19 | 2020-08-07 | 26193.986 | 0.03167%
[25 empty] | 2020-08-07 | 19 | 7 | 20 | 2020-08-07 | 40306.4182 | 0.04873%
[25 empty] | 2020-08-07 | 20 | 7 | 21 | 2020-08-07 | 51194.1045 | 0.06189%
[25 empty] | 2020-08-07 | 21 | 7 | 22 | 2020-08-07 | 57492.4704 | 0.06951%
[25 empty] | 2020-08-07 | 22 | 7 | 23 | 2020-08-07 | 45377.4112 | 0.05486%
[25 empty] | 2020-08-07 | 23 | 7 | 24 | 2020-08-07 | 24890.3256 | 0.03009%
[25 empty] | 2020-08-07 | 24 | 8 | 1 | 2020-08-07 | 8476.083 | 0.01025%
[25 empty] | 2020-08-08 | 1 | 8 | 2 | 2020-08-08 | 2079.7322 | 0.002514%
[25 empty] | 2020-08-08 | 2 | 8 | 3 | 2020-08-08 | 762.4861 | 0.0009218%
[25 empty] | 2020-08-08 | 3 | 8 | 4 | 2020-08-08 | 229.7778 | 0.0002778%
[25 empty] | 2020-08-08 | 4 | 8 | 5 | 2020-08-08 | 158.7271 | 0.0001919%
[25 empty] | 2020-08-08 | 5 | 8 | 6 | 2020-08-08 | 132.5535 | 0.0001603%
[25 empty] | 2020-08-08 | 6 | 8 | 7 | 2020-08-08 | 235.2862 | 0.0002844%
[25 empty] | 2020-08-08 | 7 | 8 | 8 | 2020-08-08 | 481.8981 | 0.0005826%
[25 empty] | 2020-08-08 | 8 | 8 | 9 | 2020-08-08 | 580.1863 | 0.0007014%
[25 empty] | 2020-08-08 | 9 | 8 | 10 | 2020-08-08 | 266.55 | 0.0003222%
[25 empty] | 2020-08-08 | 10 | 8 | 11 | 2020-08-08 | 71.7748 | 8.677e-05%
[25 empty] | 2020-08-08 | 11 | 8 | 12 | 2020-08-08 | 0 | 0%
[25 empty] | 2020-08-08 | 12 | 8 | 13 | 2020-08-08 | 0 | 0%
[25 empty] | 2020-08-08 | 13 | 8 | 14 | 2020-08-08 | 0 | 0%
[25 empty] | 2020-08-08 | 14 | 8 | 15 | 2020-08-08 | 0 | 0%
[25 empty] | 2020-08-08 | 15 | 8 | 16 | 2020-08-08 | 105.3904 | 0.0001274%
[25 empty] | 2020-08-08 | 16 | 8 | 17 | 2020-08-08 | 958.1134 | 0.001158%
[25 empty] | 2020-08-08 | 17 | 8 | 18 | 2020-08-08 | 4923.2949 | 0.005952%
[25 empty] | 2020-08-08 | 18 | 8 | 19 | 2020-08-08 | 15845.7207 | 0.01916%
[25 empty] | 2020-08-08 | 19 | 8 | 20 | 2020-08-08 | 31030.3574 | 0.03751%
[25 empty] | 2020-08-08 | 20 | 8 | 21 | 2020-08-08 | 39927.8543 | 0.04827%
[25 empty] | 2020-08-08 | 21 | 8 | 22 | 2020-08-08 | 47522.6445 | 0.05745%
[25 empty] | 2020-08-08 | 22 | 8 | 23 | 2020-08-08 | 35005.6738 | 0.04232%
[25 empty] | 2020-08-08 | 23 | 8 | 24 | 2020-08-08 | 17286.3178 | 0.0209%
[25 empty] | 2020-08-08 | 24 | 9 | 1 | 2020-08-08 | 5150.1944 | 0.006226%
[25 empty] | 2020-08-09 | 1 | 9 | 2 | 2020-08-09 | 2150.158 | 0.002599%
[25 empty] | 2020-08-09 | 2 | 9 | 3 | 2020-08-09 | 816.7899 | 0.0009875%
[25 empty] | 2020-08-09 | 3 | 9 | 4 | 2020-08-09 | 383.1169 | 0.0004632%
[25 empty] | 2020-08-09 | 4 | 9 | 5 | 2020-08-09 | 233.9036 | 0.0002828%
[25 empty] | 2020-08-09 | 5 | 9 | 6 | 2020-08-09 | 256.8899 | 0.0003106%
[25 empty] | 2020-08-09 | 6 | 9 | 7 | 2020-08-09 | 416.9584 | 0.0005041%
[25 empty] | 2020-08-09 | 7 | 9 | 8 | 2020-08-09 | 477.3664 | 0.0005771%
[25 empty] | 2020-08-09 | 8 | 9 | 9 | 2020-08-09 | 593.3468 | 0.0007173%
[25 empty] | 2020-08-09 | 9 | 9 | 10 | 2020-08-09 | 309.1049 | 0.0003737%
[25 empty] | 2020-08-09 | 10 | 9 | 11 | 2020-08-09 | 106.8277 | 0.0001291%
[25 empty] | 2020-08-09 | 11 | 9 | 12 | 2020-08-09 | 0 | 0%
[25 empty] | 2020-08-09 | 12 | 9 | 13 | 2020-08-09 | 0 | 0%
[25 empty] | 2020-08-09 | 13 | 9 | 14 | 2020-08-09 | 0 | 0%
[25 empty] | 2020-08-09 | 14 | 9 | 15 | 2020-08-09 | 0 | 0%
[25 empty] | 2020-08-09 | 15 | 9 | 16 | 2020-08-09 | 267.9048 | 0.0003239%
[25 empty] | 2020-08-09 | 16 | 9 | 17 | 2020-08-09 | 1673.8432 | 0.002024%
[25 empty] | 2020-08-09 | 17 | 9 | 18 | 2020-08-09 | 7358.5598 | 0.008896%
[25 empty] | 2020-08-09 | 18 | 9 | 19 | 2020-08-09 | 19333.4689 | 0.02337%
[25 empty] | 2020-08-09 | 19 | 9 | 20 | 2020-08-09 | 34455.6562 | 0.04166%
[25 empty] | 2020-08-09 | 20 | 9 | 21 | 2020-08-09 | 42526.1477 | 0.05141%
[25 empty] | 2020-08-09 | 21 | 9 | 22 | 2020-08-09 | 50765.6608 | 0.06137%
[25 empty] | 2020-08-09 | 22 | 9 | 23 | 2020-08-09 | 37069.9036 | 0.04482%
[25 empty] | 2020-08-09 | 23 | 9 | 24 | 2020-08-09 | 19689.21 | 0.0238%
[25 empty] | 2020-08-09 | 24 | 10 | 1 | 2020-08-09 | 5998.8252 | 0.007252%
[25 empty] | 2020-08-10 | 1 | 10 | 2 | 2020-08-10 | 3208.7612 | 0.003879%
[25 empty] | 2020-08-10 | 2 | 10 | 3 | 2020-08-10 | 1152.628 | 0.001393%
[25 empty] | 2020-08-10 | 3 | 10 | 4 | 2020-08-10 | 631.7418 | 0.0007637%
[25 empty] | 2020-08-10 | 4 | 10 | 5 | 2020-08-10 | 434.6514 | 0.0005255%
[25 empty] | 2020-08-10 | 5 | 10 | 6 | 2020-08-10 | 707.2136 | 0.000855%
[25 empty] | 2020-08-10 | 6 | 10 | 7 | 2020-08-10 | 1786.6893 | 0.00216%
[25 empty] | 2020-08-10 | 7 | 10 | 8 | 2020-08-10 | 5330.6189 | 0.006444%
[25 empty] | 2020-08-10 | 8 | 10 | 9 | 2020-08-10 | 7969.9402 | 0.009635%
[25 empty] | 2020-08-10 | 9 | 10 | 10 | 2020-08-10 | 7880.014 | 0.009527%
[25 empty] | 2020-08-10 | 10 | 10 | 11 | 2020-08-10 | 3129.2643 | 0.003783%
[25 empty] | 2020-08-10 | 11 | 10 | 12 | 2020-08-10 | 1765.9829 | 0.002135%
[25 empty] | 2020-08-10 | 12 | 10 | 13 | 2020-08-10 | 874.0391 | 0.001057%
[25 empty] | 2020-08-10 | 13 | 10 | 14 | 2020-08-10 | 769.5944 | 0.0009304%
[25 empty] | 2020-08-10 | 14 | 10 | 15 | 2020-08-10 | 1221.7644 | 0.001477%
[25 empty] | 2020-08-10 | 15 | 10 | 16 | 2020-08-10 | 2482.5641 | 0.003001%
[25 empty] | 2020-08-10 | 16 | 10 | 17 | 2020-08-10 | 8526.4467 | 0.01031%
[25 empty] | 2020-08-10 | 17 | 10 | 18 | 2020-08-10 | 16607.8523 | 0.02008%
[25 empty] | 2020-08-10 | 18 | 10 | 19 | 2020-08-10 | 30796.8197 | 0.03723%
[25 empty] | 2020-08-10 | 19 | 10 | 20 | 2020-08-10 | 44724.3691 | 0.05407%
[25 empty] | 2020-08-10 | 20 | 10 | 21 | 2020-08-10 | 51133.8781 | 0.06182%
[25 empty] | 2020-08-10 | 21 | 10 | 22 | 2020-08-10 | 58314.72 | 0.0705%
[25 empty] | 2020-08-10 | 22 | 10 | 23 | 2020-08-10 | 46710.4069 | 0.05647%
[25 empty] | 2020-08-10 | 23 | 10 | 24 | 2020-08-10 | 25989.3071 | 0.03142%
[25 empty] | 2020-08-10 | 24 | 11 | 1 | 2020-08-10 | 9762.5627 | 0.0118%
[25 empty] | 2020-08-11 | 1 | 11 | 2 | 2020-08-11 | 4943.2131 | 0.005976%
[25 empty] | 2020-08-11 | 2 | 11 | 3 | 2020-08-11 | 1947.6092 | 0.002355%
[25 empty] | 2020-08-11 | 3 | 11 | 4 | 2020-08-11 | 871.9047 | 0.001054%
[25 empty] | 2020-08-11 | 4 | 11 | 5 | 2020-08-11 | 571.1456 | 0.0006905%
[25 empty] | 2020-08-11 | 5 | 11 | 6 | 2020-08-11 | 726.3176 | 0.0008781%
[25 empty] | 2020-08-11 | 6 | 11 | 7 | 2020-08-11 | 1794.2728 | 0.002169%
[25 empty] | 2020-08-11 | 7 | 11 | 8 | 2020-08-11 | 5763.1722 | 0.006967%
[25 empty] | 2020-08-11 | 8 | 11 | 9 | 2020-08-11 | 7706.512 | 0.009317%
[25 empty] | 2020-08-11 | 9 | 11 | 10 | 2020-08-11 | 7200.3511 | 0.008705%
[25 empty] | 2020-08-11 | 10 | 11 | 11 | 2020-08-11 | 2978.2089 | 0.003601%
[25 empty] | 2020-08-11 | 11 | 11 | 12 | 2020-08-11 | 1591.5603 | 0.001924%
[25 empty] | 2020-08-11 | 12 | 11 | 13 | 2020-08-11 | 1051.0388 | 0.001271%
[25 empty] | 2020-08-11 | 13 | 11 | 14 | 2020-08-11 | 1117.5958 | 0.001351%
[25 empty] | 2020-08-11 | 14 | 11 | 15 | 2020-08-11 | 2021.9365 | 0.002444%
[25 empty] | 2020-08-11 | 15 | 11 | 16 | 2020-08-11 | 4137.8982 | 0.005003%
[25 empty] | 2020-08-11 | 16 | 11 | 17 | 2020-08-11 | 10598.4067 | 0.01281%
[25 empty] | 2020-08-11 | 17 | 11 | 18 | 2020-08-11 | 22163.3434 | 0.02679%
[25 empty] | 2020-08-11 | 18 | 11 | 19 | 2020-08-11 | 38098.9649 | 0.04606%
[25 empty] | 2020-08-11 | 19 | 11 | 20 | 2020-08-11 | 52247.317 | 0.06316%
[25 empty] | 2020-08-11 | 20 | 11 | 21 | 2020-08-11 | 58457.1035 | 0.07067%
[25 empty] | 2020-08-11 | 21 | 11 | 22 | 2020-08-11 | 62366.6236 | 0.0754%
[25 empty] | 2020-08-11 | 22 | 11 | 23 | 2020-08-11 | 50251.7271 | 0.06075%
[25 empty] | 2020-08-11 | 23 | 11 | 24 | 2020-08-11 | 28802.3549 | 0.03482%
[25 empty] | 2020-08-11 | 24 | 12 | 1 | 2020-08-11 | 11900.8687 | 0.01439%
[25 empty] | 2020-08-12 | 1 | 12 | 2 | 2020-08-12 | 5361.0903 | 0.006481%
[25 empty] | 2020-08-12 | 2 | 12 | 3 | 2020-08-12 | 1667.1711 | 0.002016%
[25 empty] | 2020-08-12 | 3 | 12 | 4 | 2020-08-12 | 670.3822 | 0.0008105%
[25 empty] | 2020-08-12 | 4 | 12 | 5 | 2020-08-12 | 346.0903 | 0.0004184%
[25 empty] | 2020-08-12 | 5 | 12 | 6 | 2020-08-12 | 720.9752 | 0.0008716%
[25 empty] | 2020-08-12 | 6 | 12 | 7 | 2020-08-12 | 1969.0213 | 0.00238%
[25 empty] | 2020-08-12 | 7 | 12 | 8 | 2020-08-12 | 7084.8485 | 0.008565%
[25 empty] | 2020-08-12 | 8 | 12 | 9 | 2020-08-12 | 9829.534 | 0.01188%
[25 empty] | 2020-08-12 | 9 | 12 | 10 | 2020-08-12 | 9143.7892 | 0.01105%
[25 empty] | 2020-08-12 | 10 | 12 | 11 | 2020-08-12 | 4714.6589 | 0.0057%
[25 empty] | 2020-08-12 | 11 | 12 | 12 | 2020-08-12 | 3040.1016 | 0.003675%
[25 empty] | 2020-08-12 | 12 | 12 | 13 | 2020-08-12 | 1190.1126 | 0.001439%
[25 empty] | 2020-08-12 | 13 | 12 | 14 | 2020-08-12 | 1070.7118 | 0.001294%
[25 empty] | 2020-08-12 | 14 | 12 | 15 | 2020-08-12 | 1874.4505 | 0.002266%
[25 empty] | 2020-08-12 | 15 | 12 | 16 | 2020-08-12 | 4423.2261 | 0.005347%
[25 empty] | 2020-08-12 | 16 | 12 | 17 | 2020-08-12 | 11499.2291 | 0.0139%
[25 empty] | 2020-08-12 | 17 | 12 | 18 | 2020-08-12 | 21897.2009 | 0.02647%
[25 empty] | 2020-08-12 | 18 | 12 | 19 | 2020-08-12 | 40463.3888 | 0.04892%
[25 empty] | 2020-08-12 | 19 | 12 | 20 | 2020-08-12 | 58090.8664 | 0.07023%
[25 empty] | 2020-08-12 | 20 | 12 | 21 | 2020-08-12 | 65891.7184 | 0.07966%
[25 empty] | 2020-08-12 | 21 | 12 | 22 | 2020-08-12 | 70902.2073 | 0.08572%
[25 empty] | 2020-08-12 | 22 | 12 | 23 | 2020-08-12 | 57216.093 | 0.06917%
[25 empty] | 2020-08-12 | 23 | 12 | 24 | 2020-08-12 | 33223.7147 | 0.04017%
[25 empty] | 2020-08-12 | 24 | 13 | 1 | 2020-08-12 | 12734.3292 | 0.0154%
[25 empty] | 2020-08-13 | 1 | 13 | 2 | 2020-08-13 | 5379.5548 | 0.006504%
[25 empty] | 2020-08-13 | 2 | 13 | 3 | 2020-08-13 | 1560.8369 | 0.001887%
[25 empty] | 2020-08-13 | 3 | 13 | 4 | 2020-08-13 | 774.4048 | 0.0009362%
[25 empty] | 2020-08-13 | 4 | 13 | 5 | 2020-08-13 | 560.2392 | 0.0006773%
[25 empty] | 2020-08-13 | 5 | 13 | 6 | 2020-08-13 | 817.9834 | 0.0009889%
[25 empty] | 2020-08-13 | 6 | 13 | 7 | 2020-08-13 | 1835.9751 | 0.00222%
[25 empty] | 2020-08-13 | 7 | 13 | 8 | 2020-08-13 | 7084.1381 | 0.008564%
[25 empty] | 2020-08-13 | 8 | 13 | 9 | 2020-08-13 | 9731.5886 | 0.01177%
[25 empty] | 2020-08-13 | 9 | 13 | 10 | 2020-08-13 | 9294.2407 | 0.01124%
[25 empty] | 2020-08-13 | 10 | 13 | 11 | 2020-08-13 | 4232.8032 | 0.005117%
[25 empty] | 2020-08-13 | 11 | 13 | 12 | 2020-08-13 | 2505.2019 | 0.003029%
[25 empty] | 2020-08-13 | 12 | 13 | 13 | 2020-08-13 | 1574.4255 | 0.001903%
[25 empty] | 2020-08-13 | 13 | 13 | 14 | 2020-08-13 | 1922.5949 | 0.002324%
[25 empty] | 2020-08-13 | 14 | 13 | 15 | 2020-08-13 | 3178.0932 | 0.003842%
[25 empty] | 2020-08-13 | 15 | 13 | 16 | 2020-08-13 | 7820.3813 | 0.009454%
[25 empty] | 2020-08-13 | 16 | 13 | 17 | 2020-08-13 | 16363.8156 | 0.01978%
[25 empty] | 2020-08-13 | 17 | 13 | 18 | 2020-08-13 | 29654.9224 | 0.03585%
[25 empty] | 2020-08-13 | 18 | 13 | 19 | 2020-08-13 | 47805.4337 | 0.05779%
[25 empty] | 2020-08-13 | 19 | 13 | 20 | 2020-08-13 | 62227.376 | 0.07523%
[25 empty] | 2020-08-13 | 20 | 13 | 21 | 2020-08-13 | 70108.9642 | 0.08476%
[25 empty] | 2020-08-13 | 21 | 13 | 22 | 2020-08-13 | 72345.9575 | 0.08746%
[25 empty] | 2020-08-13 | 22 | 13 | 23 | 2020-08-13 | 57583.4327 | 0.06962%
[25 empty] | 2020-08-13 | 23 | 13 | 24 | 2020-08-13 | 33349.8308 | 0.04032%
[25 empty] | 2020-08-13 | 24 | 14 | 1 | 2020-08-13 | 13559.8905 | 0.01639%
[25 empty] | 2020-08-14 | 1 | 14 | 2 | 2020-08-14 | 5859.0937 | 0.007083%
[25 empty] | 2020-08-14 | 2 | 14 | 3 | 2020-08-14 | 1145.4588 | 0.001385%
[25 empty] | 2020-08-14 | 3 | 14 | 4 | 2020-08-14 | 381.1508 | 0.0004608%
[25 empty] | 2020-08-14 | 4 | 14 | 5 | 2020-08-14 | 275.1245 | 0.0003326%
[25 empty] | 2020-08-14 | 5 | 14 | 6 | 2020-08-14 | 508.2112 | 0.0006144%
[25 empty] | 2020-08-14 | 6 | 14 | 7 | 2020-08-14 | 1466.8318 | 0.001773%
[25 empty] | 2020-08-14 | 7 | 14 | 8 | 2020-08-14 | 7085.1027 | 0.008566%
[25 empty] | 2020-08-14 | 8 | 14 | 9 | 2020-08-14 | 9826.2179 | 0.01188%
[25 empty] | 2020-08-14 | 9 | 14 | 10 | 2020-08-14 | 8863.5935 | 0.01072%
[25 empty] | 2020-08-14 | 10 | 14 | 11 | 2020-08-14 | 4506.4763 | 0.005448%
[25 empty] | 2020-08-14 | 11 | 14 | 12 | 2020-08-14 | 2425.4605 | 0.002932%
[25 empty] | 2020-08-14 | 12 | 14 | 13 | 2020-08-14 | 1434.0955 | 0.001734%
[25 empty] | 2020-08-14 | 13 | 14 | 14 | 2020-08-14 | 2006.4362 | 0.002426%
[25 empty] | 2020-08-14 | 14 | 14 | 15 | 2020-08-14 | 4213.2237 | 0.005094%
[25 empty] | 2020-08-14 | 15 | 14 | 16 | 2020-08-14 | 9265.4558 | 0.0112%
[25 empty] | 2020-08-14 | 16 | 14 | 17 | 2020-08-14 | 19049.8616 | 0.02303%
[25 empty] | 2020-08-14 | 17 | 14 | 18 | 2020-08-14 | 32253.7918 | 0.03899%
[25 empty] | 2020-08-14 | 18 | 14 | 19 | 2020-08-14 | 50492.7969 | 0.06104%
[25 empty] | 2020-08-14 | 19 | 14 | 20 | 2020-08-14 | 66305.8572 | 0.08016%
[25 empty] | 2020-08-14 | 20 | 14 | 21 | 2020-08-14 | 72683.6688 | 0.08787%
[25 empty] | 2020-08-14 | 21 | 14 | 22 | 2020-08-14 | 75737.8808 | 0.09156%
[25 empty] | 2020-08-14 | 22 | 14 | 23 | 2020-08-14 | 61921.4377 | 0.07486%
[25 empty] | 2020-08-14 | 23 | 14 | 24 | 2020-08-14 | 35940.7236 | 0.04345%
[25 empty] | 2020-08-14 | 24 | 15 | 1 | 2020-08-14 | 14673.8023 | 0.01774%
[25 empty] | 2020-08-15 | 1 | 15 | 2 | 2020-08-15 | 2976.8512 | 0.003599%
[25 empty] | 2020-08-15 | 2 | 15 | 3 | 2020-08-15 | 1085.9466 | 0.001313%
[25 empty] | 2020-08-15 | 3 | 15 | 4 | 2020-08-15 | 329.9127 | 0.0003988%
[25 empty] | 2020-08-15 | 4 | 15 | 5 | 2020-08-15 | 79.2192 | 9.577e-05%
[25 empty] | 2020-08-15 | 5 | 15 | 6 | 2020-08-15 | 278.0942 | 0.0003362%
[25 empty] | 2020-08-15 | 6 | 15 | 7 | 2020-08-15 | 1305.4168 | 0.001578%
[25 empty] | 2020-08-15 | 7 | 15 | 8 | 2020-08-15 | 5522.7668 | 0.006677%
[25 empty] | 2020-08-15 | 8 | 15 | 9 | 2020-08-15 | 8272.9164 | 0.01%
[25 empty] | 2020-08-15 | 9 | 15 | 10 | 2020-08-15 | 6890.2835 | 0.00833%
[25 empty] | 2020-08-15 | 10 | 15 | 11 | 2020-08-15 | 3252.3238 | 0.003932%
[25 empty] | 2020-08-15 | 11 | 15 | 12 | 2020-08-15 | 1594.987 | 0.001928%
[25 empty] | 2020-08-15 | 12 | 15 | 13 | 2020-08-15 | 731.5689 | 0.0008844%
[25 empty] | 2020-08-15 | 13 | 15 | 14 | 2020-08-15 | 880.033 | 0.001064%
[25 empty] | 2020-08-15 | 14 | 15 | 15 | 2020-08-15 | 1728.7379 | 0.00209%
[25 empty] | 2020-08-15 | 15 | 15 | 16 | 2020-08-15 | 3819.3343 | 0.004617%
[25 empty] | 2020-08-15 | 16 | 15 | 17 | 2020-08-15 | 8361.8677 | 0.01011%
[25 empty] | 2020-08-15 | 17 | 15 | 18 | 2020-08-15 | 16455.0856 | 0.01989%
[25 empty] | 2020-08-15 | 18 | 15 | 19 | 2020-08-15 | 28553.1723 | 0.03452%
[25 empty] | 2020-08-15 | 19 | 15 | 20 | 2020-08-15 | 40562.4931 | 0.04904%
[25 empty] | 2020-08-15 | 20 | 15 | 21 | 2020-08-15 | 45795.938 | 0.05537%
[25 empty] | 2020-08-15 | 21 | 15 | 22 | 2020-08-15 | 56130.5773 | 0.06786%
[25 empty] | 2020-08-15 | 22 | 15 | 23 | 2020-08-15 | 41974.8901 | 0.05075%
[25 empty] | 2020-08-15 | 23 | 15 | 24 | 2020-08-15 | 23260.1301 | 0.02812%
[25 empty] | 2020-08-15 | 24 | 16 | 1 | 2020-08-15 | 7818.9658 | 0.009453%
[25 empty] | 2020-08-16 | 1 | 16 | 2 | 2020-08-16 | 3599.5209 | 0.004352%
[25 empty] | 2020-08-16 | 2 | 16 | 3 | 2020-08-16 | 1644.1132 | 0.001988%
[25 empty] | 2020-08-16 | 3 | 16 | 4 | 2020-08-16 | 680.769 | 0.000823%
[25 empty] | 2020-08-16 | 4 | 16 | 5 | 2020-08-16 | 294.0182 | 0.0003555%
[25 empty] | 2020-08-16 | 5 | 16 | 6 | 2020-08-16 | 426.7434 | 0.0005159%
[25 empty] | 2020-08-16 | 6 | 16 | 7 | 2020-08-16 | 1385.0151 | 0.001674%
[25 empty] | 2020-08-16 | 7 | 16 | 8 | 2020-08-16 | 3600.2428 | 0.004353%
[25 empty] | 2020-08-16 | 8 | 16 | 9 | 2020-08-16 | 5435.273 | 0.006571%
[25 empty] | 2020-08-16 | 9 | 16 | 10 | 2020-08-16 | 5010.4224 | 0.006057%
[25 empty] | 2020-08-16 | 10 | 16 | 11 | 2020-08-16 | 2352.8251 | 0.002844%
[25 empty] | 2020-08-16 | 11 | 16 | 12 | 2020-08-16 | 615.6144 | 0.0007442%
[25 empty] | 2020-08-16 | 12 | 16 | 13 | 2020-08-16 | 194.9332 | 0.0002357%
[25 empty] | 2020-08-16 | 13 | 16 | 14 | 2020-08-16 | 218.2214 | 0.0002638%
[25 empty] | 2020-08-16 | 14 | 16 | 15 | 2020-08-16 | 675.6081 | 0.0008168%
[25 empty] | 2020-08-16 | 15 | 16 | 16 | 2020-08-16 | 2280.1827 | 0.002757%
[25 empty] | 2020-08-16 | 16 | 16 | 17 | 2020-08-16 | 4996.1599 | 0.00604%
[25 empty] | 2020-08-16 | 17 | 16 | 18 | 2020-08-16 | 11515.2109 | 0.01392%
[25 empty] | 2020-08-16 | 18 | 16 | 19 | 2020-08-16 | 21095.2908 | 0.0255%
[25 empty] | 2020-08-16 | 19 | 16 | 20 | 2020-08-16 | 36640.2214 | 0.0443%
[25 empty] | 2020-08-16 | 20 | 16 | 21 | 2020-08-16 | 43088.2035 | 0.05209%
[25 empty] | 2020-08-16 | 21 | 16 | 22 | 2020-08-16 | 53159.0897 | 0.06427%
[25 empty] | 2020-08-16 | 22 | 16 | 23 | 2020-08-16 | 39875.3423 | 0.04821%
[25 empty] | 2020-08-16 | 23 | 16 | 24 | 2020-08-16 | 23008.554 | 0.02782%
[25 empty] | 2020-08-16 | 24 | 17 | 1 | 2020-08-16 | 8124.1727 | 0.009822%
[25 empty] | 2020-08-17 | 1 | 17 | 2 | 2020-08-17 | 29926.4483 | 0.03618%
[25 empty] | 2020-08-17 | 2 | 17 | 3 | 2020-08-17 | 9112.7225 | 0.01102%
[25 empty] | 2020-08-17 | 3 | 17 | 4 | 2020-08-17 | 4248.267 | 0.005136%
[25 empty] | 2020-08-17 | 4 | 17 | 5 | 2020-08-17 | 2632.5217 | 0.003183%
[25 empty] | 2020-08-17 | 5 | 17 | 6 | 2020-08-17 | 3754.3871 | 0.004539%
[25 empty] | 2020-08-17 | 6 | 17 | 7 | 2020-08-17 | 9239.8676 | 0.01117%
[25 empty] | 2020-08-17 | 7 | 17 | 8 | 2020-08-17 | 21632.8196 | 0.02615%
[25 empty] | 2020-08-17 | 8 | 17 | 9 | 2020-08-17 | 29914.405 | 0.03617%
[25 empty] | 2020-08-17 | 9 | 17 | 10 | 2020-08-17 | 33061.516 | 0.03997%
[25 empty] | 2020-08-17 | 10 | 17 | 11 | 2020-08-17 | 29704.0131 | 0.03591%
[25 empty] | 2020-08-17 | 11 | 17 | 12 | 2020-08-17 | 30351.8516 | 0.03669%
[25 empty] | 2020-08-17 | 12 | 17 | 13 | 2020-08-17 | 40503.7188 | 0.04897%
[25 empty] | 2020-08-17 | 13 | 17 | 14 | 2020-08-17 | 50443.5647 | 0.06098%
[25 empty] | 2020-08-17 | 14 | 17 | 15 | 2020-08-17 | 58143.6326 | 0.07029%
[25 empty] | 2020-08-17 | 15 | 17 | 16 | 2020-08-17 | 70764.0069 | 0.08555%
[25 empty] | 2020-08-17 | 16 | 17 | 17 | 2020-08-17 | 95206.9298 | 0.1151%
[25 empty] | 2020-08-17 | 17 | 17 | 18 | 2020-08-17 | 115566.2414 | 0.1397%
[25 empty] | 2020-08-17 | 18 | 17 | 19 | 2020-08-17 | 129296.6604 | 0.1563%
[25 empty] | 2020-08-17 | 19 | 17 | 20 | 2020-08-17 | 139883.458 | 0.1691%
[25 empty] | 2020-08-17 | 20 | 17 | 21 | 2020-08-17 | 140042.8399 | 0.1693%
[25 empty] | 2020-08-17 | 21 | 17 | 22 | 2020-08-17 | 127668.2918 | 0.1543%
[25 empty] | 2020-08-17 | 22 | 17 | 23 | 2020-08-17 | 105299.2194 | 0.1273%
[25 empty] | 2020-08-17 | 23 | 17 | 24 | 2020-08-17 | 80038.1645 | 0.09676%
[25 empty] | 2020-08-17 | 24 | 18 | 1 | 2020-08-17 | 50176.2489 | 0.06066%
[25 empty] | 2020-08-18 | 1 | 18 | 2 | 2020-08-18 | 7106.3278 | 0.008591%
[25 empty] | 2020-08-18 | 2 | 18 | 3 | 2020-08-18 | 3087.3291 | 0.003732%
[25 empty] | 2020-08-18 | 3 | 18 | 4 | 2020-08-18 | 1435.9919 | 0.001736%
[25 empty] | 2020-08-18 | 4 | 18 | 5 | 2020-08-18 | 804.4237 | 0.0009725%
[25 empty] | 2020-08-18 | 5 | 18 | 6 | 2020-08-18 | 953.2143 | 0.001152%
[25 empty] | 2020-08-18 | 6 | 18 | 7 | 2020-08-18 | 2639.9275 | 0.003192%
[25 empty] | 2020-08-18 | 7 | 18 | 8 | 2020-08-18 | 6809.6056 | 0.008232%
[25 empty] | 2020-08-18 | 8 | 18 | 9 | 2020-08-18 | 9897.1602 | 0.01197%
[25 empty] | 2020-08-18 | 9 | 18 | 10 | 2020-08-18 | 8984.0067 | 0.01086%
[25 empty] | 2020-08-18 | 10 | 18 | 11 | 2020-08-18 | 5845.6129 | 0.007067%
[25 empty] | 2020-08-18 | 11 | 18 | 12 | 2020-08-18 | 4882.9351 | 0.005903%
[25 empty] | 2020-08-18 | 12 | 18 | 13 | 2020-08-18 | 4227.1015 | 0.00511%
[25 empty] | 2020-08-18 | 13 | 18 | 14 | 2020-08-18 | 4658.3875 | 0.005632%
[25 empty] | 2020-08-18 | 14 | 18 | 15 | 2020-08-18 | 7340.6043 | 0.008874%
[25 empty] | 2020-08-18 | 15 | 18 | 16 | 2020-08-18 | 12998.4459 | 0.01571%
[25 empty] | 2020-08-18 | 16 | 18 | 17 | 2020-08-18 | 22654.4019 | 0.02739%
[25 empty] | 2020-08-18 | 17 | 18 | 18 | 2020-08-18 | 36238.06 | 0.04381%
[25 empty] | 2020-08-18 | 18 | 18 | 19 | 2020-08-18 | 55827.0285 | 0.06749%
[25 empty] | 2020-08-18 | 19 | 18 | 20 | 2020-08-18 | 70874.2224 | 0.08568%
[25 empty] | 2020-08-18 | 20 | 18 | 21 | 2020-08-18 | 74576.3165 | 0.09016%
[25 empty] | 2020-08-18 | 21 | 18 | 22 | 2020-08-18 | 74881.3737 | 0.09053%
[25 empty] | 2020-08-18 | 22 | 18 | 23 | 2020-08-18 | 62409.6225 | 0.07545%
[25 empty] | 2020-08-18 | 23 | 18 | 24 | 2020-08-18 | 38617.54 | 0.04669%
[25 empty] | 2020-08-18 | 24 | 19 | 1 | 2020-08-18 | 16988.5762 | 0.02054%
[25 empty] | 2020-08-19 | 1 | 19 | 2 | 2020-08-19 | 6379.0006 | 0.007712%
[25 empty] | 2020-08-19 | 2 | 19 | 3 | 2020-08-19 | 2161.0185 | 0.002613%
[25 empty] | 2020-08-19 | 3 | 19 | 4 | 2020-08-19 | 708.6463 | 0.0008567%
[25 empty] | 2020-08-19 | 4 | 19 | 5 | 2020-08-19 | 439.6888 | 0.0005316%
[25 empty] | 2020-08-19 | 5 | 19 | 6 | 2020-08-19 | 629.6904 | 0.0007613%
[25 empty] | 2020-08-19 | 6 | 19 | 7 | 2020-08-19 | 1970.9083 | 0.002383%
[25 empty] | 2020-08-19 | 7 | 19 | 8 | 2020-08-19 | 5330.7597 | 0.006445%
[25 empty] | 2020-08-19 | 8 | 19 | 9 | 2020-08-19 | 7438.4736 | 0.008993%
[25 empty] | 2020-08-19 | 9 | 19 | 10 | 2020-08-19 | 7364.821 | 0.008904%
[25 empty] | 2020-08-19 | 10 | 19 | 11 | 2020-08-19 | 4956.3244 | 0.005992%
[25 empty] | 2020-08-19 | 11 | 19 | 12 | 2020-08-19 | 3282.1637 | 0.003968%
[25 empty] | 2020-08-19 | 12 | 19 | 13 | 2020-08-19 | 2632.6297 | 0.003183%
[25 empty] | 2020-08-19 | 13 | 19 | 14 | 2020-08-19 | 3281.6939 | 0.003967%
[25 empty] | 2020-08-19 | 14 | 19 | 15 | 2020-08-19 | 5290.7375 | 0.006396%
[25 empty] | 2020-08-19 | 15 | 19 | 16 | 2020-08-19 | 10733.8852 | 0.01298%
[25 empty] | 2020-08-19 | 16 | 19 | 17 | 2020-08-19 | 18724.6915 | 0.02264%
[25 empty] | 2020-08-19 | 17 | 19 | 18 | 2020-08-19 | 32406.553 | 0.03918%
[25 empty] | 2020-08-19 | 18 | 19 | 19 | 2020-08-19 | 51343.9834 | 0.06207%
[25 empty] | 2020-08-19 | 19 | 19 | 20 | 2020-08-19 | 66084.6317 | 0.07989%
[25 empty] | 2020-08-19 | 20 | 19 | 21 | 2020-08-19 | 71508.9418 | 0.08645%
[25 empty] | 2020-08-19 | 21 | 19 | 22 | 2020-08-19 | 71949.5572 | 0.08698%
[25 empty] | 2020-08-19 | 22 | 19 | 23 | 2020-08-19 | 58881.0917 | 0.07118%
[25 empty] | 2020-08-19 | 23 | 19 | 24 | 2020-08-19 | 35640.3086 | 0.04309%
[25 empty] | 2020-08-19 | 24 | 20 | 1 | 2020-08-19 | 14793.4427 | 0.01788%
[25 empty] | 2020-08-20 | 1 | 20 | 2 | 2020-08-20 | 5481.0494 | 0.006626%
[25 empty] | 2020-08-20 | 2 | 20 | 3 | 2020-08-20 | 1885.4455 | 0.002279%
[25 empty] | 2020-08-20 | 3 | 20 | 4 | 2020-08-20 | 635.923 | 0.0007688%
[25 empty] | 2020-08-20 | 4 | 20 | 5 | 2020-08-20 | 377.9664 | 0.0004569%
[25 empty] | 2020-08-20 | 5 | 20 | 6 | 2020-08-20 | 696.2201 | 0.0008417%
[25 empty] | 2020-08-20 | 6 | 20 | 7 | 2020-08-20 | 1533.7722 | 0.001854%
[25 empty] | 2020-08-20 | 7 | 20 | 8 | 2020-08-20 | 4556.115 | 0.005508%
[25 empty] | 2020-08-20 | 8 | 20 | 9 | 2020-08-20 | 6801.7961 | 0.008223%
[25 empty] | 2020-08-20 | 9 | 20 | 10 | 2020-08-20 | 6507.9318 | 0.007868%
[25 empty] | 2020-08-20 | 10 | 20 | 11 | 2020-08-20 | 3241.0657 | 0.003918%
[25 empty] | 2020-08-20 | 11 | 20 | 12 | 2020-08-20 | 1866.7354 | 0.002257%
[25 empty] | 2020-08-20 | 12 | 20 | 13 | 2020-08-20 | 1239.2126 | 0.001498%
[25 empty] | 2020-08-20 | 13 | 20 | 14 | 2020-08-20 | 1893.5491 | 0.002289%
[25 empty] | 2020-08-20 | 14 | 20 | 15 | 2020-08-20 | 3864.9643 | 0.004673%
[25 empty] | 2020-08-20 | 15 | 20 | 16 | 2020-08-20 | 7581.2654 | 0.009165%
[25 empty] | 2020-08-20 | 16 | 20 | 17 | 2020-08-20 | 15336.7866 | 0.01854%
[25 empty] | 2020-08-20 | 17 | 20 | 18 | 2020-08-20 | 28345.2203 | 0.03427%
[25 empty] | 2020-08-20 | 18 | 20 | 19 | 2020-08-20 | 49425.9874 | 0.05975%
[25 empty] | 2020-08-20 | 19 | 20 | 20 | 2020-08-20 | 64571.5357 | 0.07806%
[25 empty] | 2020-08-20 | 20 | 20 | 21 | 2020-08-20 | 68986.7716 | 0.0834%
[25 empty] | 2020-08-20 | 21 | 20 | 22 | 2020-08-20 | 70609.5822 | 0.08536%
[25 empty] | 2020-08-20 | 22 | 20 | 23 | 2020-08-20 | 57706.1047 | 0.06976%
[25 empty] | 2020-08-20 | 23 | 20 | 24 | 2020-08-20 | 33776.3028 | 0.04083%
[25 empty] | 2020-08-20 | 24 | 21 | 1 | 2020-08-20 | 13345.9215 | 0.01613%
[25 empty] | 2020-08-21 | 1 | 21 | 2 | 2020-08-21 | 8225.2624 | 0.009944%
[25 empty] | 2020-08-21 | 2 | 21 | 3 | 2020-08-21 | 3247.1745 | 0.003926%
[25 empty] | 2020-08-21 | 3 | 21 | 4 | 2020-08-21 | 1613.7471 | 0.001951%
[25 empty] | 2020-08-21 | 4 | 21 | 5 | 2020-08-21 | 835.5136 | 0.00101%
[25 empty] | 2020-08-21 | 5 | 21 | 6 | 2020-08-21 | 1288.2884 | 0.001557%
[25 empty] | 2020-08-21 | 6 | 21 | 7 | 2020-08-21 | 2343.5716 | 0.002833%
[25 empty] | 2020-08-21 | 7 | 21 | 8 | 2020-08-21 | 4711.65 | 0.005696%
[25 empty] | 2020-08-21 | 8 | 21 | 9 | 2020-08-21 | 7795.6603 | 0.009425%
[25 empty] | 2020-08-21 | 9 | 21 | 10 | 2020-08-21 | 6343.7999 | 0.007669%
[25 empty] | 2020-08-21 | 10 | 21 | 11 | 2020-08-21 | 4802.9914 | 0.005807%
[25 empty] | 2020-08-21 | 11 | 21 | 12 | 2020-08-21 | 3908.3728 | 0.004725%
[25 empty] | 2020-08-21 | 12 | 21 | 13 | 2020-08-21 | 3608.7084 | 0.004363%
[25 empty] | 2020-08-21 | 13 | 21 | 14 | 2020-08-21 | 5000.6654 | 0.006046%
[25 empty] | 2020-08-21 | 14 | 21 | 15 | 2020-08-21 | 8510.4057 | 0.01029%
[25 empty] | 2020-08-21 | 15 | 21 | 16 | 2020-08-21 | 15630.4752 | 0.0189%
[25 empty] | 2020-08-21 | 16 | 21 | 17 | 2020-08-21 | 26873.2509 | 0.03249%
[25 empty] | 2020-08-21 | 17 | 21 | 18 | 2020-08-21 | 43955.0711 | 0.05314%
[25 empty] | 2020-08-21 | 18 | 21 | 19 | 2020-08-21 | 63493.2962 | 0.07676%
[25 empty] | 2020-08-21 | 19 | 21 | 20 | 2020-08-21 | 79967.6785 | 0.09668%
[25 empty] | 2020-08-21 | 20 | 21 | 21 | 2020-08-21 | 82307.023 | 0.09951%
[25 empty] | 2020-08-21 | 21 | 21 | 22 | 2020-08-21 | 83601.4974 | 0.1011%
[25 empty] | 2020-08-21 | 22 | 21 | 23 | 2020-08-21 | 69158.3595 | 0.08361%
[25 empty] | 2020-08-21 | 23 | 21 | 24 | 2020-08-21 | 41851.6847 | 0.0506%
[25 empty] | 2020-08-21 | 24 | 22 | 1 | 2020-08-21 | 18294.3908 | 0.02212%
[25 empty] | 2020-08-22 | 1 | 22 | 2 | 2020-08-22 | 2567.8393 | 0.003104%
[25 empty] | 2020-08-22 | 2 | 22 | 3 | 2020-08-22 | 785.2036 | 0.0009493%
[25 empty] | 2020-08-22 | 3 | 22 | 4 | 2020-08-22 | 245.2225 | 0.0002965%
[25 empty] | 2020-08-22 | 4 | 22 | 5 | 2020-08-22 | 79.4893 | 9.61e-05%
[25 empty] | 2020-08-22 | 5 | 22 | 6 | 2020-08-22 | 243.0459 | 0.0002938%
[25 empty] | 2020-08-22 | 6 | 22 | 7 | 2020-08-22 | 901.4289 | 0.00109%
[25 empty] | 2020-08-22 | 7 | 22 | 8 | 2020-08-22 | 2457.1062 | 0.002971%
[25 empty] | 2020-08-22 | 8 | 22 | 9 | 2020-08-22 | 3757.1264 | 0.004542%
[25 empty] | 2020-08-22 | 9 | 22 | 10 | 2020-08-22 | 2592.7049 | 0.003134%
[25 empty] | 2020-08-22 | 10 | 22 | 11 | 2020-08-22 | 1035.8237 | 0.001252%
[25 empty] | 2020-08-22 | 11 | 22 | 12 | 2020-08-22 | 498.8667 | 0.0006031%
[25 empty] | 2020-08-22 | 12 | 22 | 13 | 2020-08-22 | 212.3857 | 0.0002568%
[25 empty] | 2020-08-22 | 13 | 22 | 14 | 2020-08-22 | 350.5108 | 0.0004238%
[25 empty] | 2020-08-22 | 14 | 22 | 15 | 2020-08-22 | 1052.9199 | 0.001273%
[25 empty] | 2020-08-22 | 15 | 22 | 16 | 2020-08-22 | 2461.872 | 0.002976%
[25 empty] | 2020-08-22 | 16 | 22 | 17 | 2020-08-22 | 5537.473 | 0.006695%
[25 empty] | 2020-08-22 | 17 | 22 | 18 | 2020-08-22 | 15232.4666 | 0.01842%
[25 empty] | 2020-08-22 | 18 | 22 | 19 | 2020-08-22 | 30092.5133 | 0.03638%
[25 empty] | 2020-08-22 | 19 | 22 | 20 | 2020-08-22 | 42803.7599 | 0.05175%
[25 empty] | 2020-08-22 | 20 | 22 | 21 | 2020-08-22 | 45497.8692 | 0.055%
[25 empty] | 2020-08-22 | 21 | 22 | 22 | 2020-08-22 | 56738.4218 | 0.06859%
[25 empty] | 2020-08-22 | 22 | 22 | 23 | 2020-08-22 | 41948.6465 | 0.05071%
[25 empty] | 2020-08-22 | 23 | 22 | 24 | 2020-08-22 | 22678.9913 | 0.02742%
[25 empty] | 2020-08-22 | 24 | 23 | 1 | 2020-08-22 | 7044.7195 | 0.008517%
[25 empty] | 2020-08-23 | 1 | 23 | 2 | 2020-08-23 | 2486.2754 | 0.003006%
[25 empty] | 2020-08-23 | 2 | 23 | 3 | 2020-08-23 | 1288.8576 | 0.001558%
[25 empty] | 2020-08-23 | 3 | 23 | 4 | 2020-08-23 | 509.5361 | 0.000616%
[25 empty] | 2020-08-23 | 4 | 23 | 5 | 2020-08-23 | 316.2598 | 0.0003823%
[25 empty] | 2020-08-23 | 5 | 23 | 6 | 2020-08-23 | 415.8962 | 0.0005028%
[25 empty] | 2020-08-23 | 6 | 23 | 7 | 2020-08-23 | 727.9476 | 0.0008801%
[25 empty] | 2020-08-23 | 7 | 23 | 8 | 2020-08-23 | 1194.7754 | 0.001444%
[25 empty] | 2020-08-23 | 8 | 23 | 9 | 2020-08-23 | 1528.9697 | 0.001848%
[25 empty] | 2020-08-23 | 9 | 23 | 10 | 2020-08-23 | 1016.4826 | 0.001229%
[25 empty] | 2020-08-23 | 10 | 23 | 11 | 2020-08-23 | 559.6082 | 0.0006765%
[25 empty] | 2020-08-23 | 11 | 23 | 12 | 2020-08-23 | 286.6302 | 0.0003465%
[25 empty] | 2020-08-23 | 12 | 23 | 13 | 2020-08-23 | 233.8656 | 0.0002827%
[25 empty] | 2020-08-23 | 13 | 23 | 14 | 2020-08-23 | 236.907 | 0.0002864%
[25 empty] | 2020-08-23 | 14 | 23 | 15 | 2020-08-23 | 438.9334 | 0.0005306%
[25 empty] | 2020-08-23 | 15 | 23 | 16 | 2020-08-23 | 1449.4705 | 0.001752%
[25 empty] | 2020-08-23 | 16 | 23 | 17 | 2020-08-23 | 3576.264 | 0.004324%
[25 empty] | 2020-08-23 | 17 | 23 | 18 | 2020-08-23 | 11044.4145 | 0.01335%
[25 empty] | 2020-08-23 | 18 | 23 | 19 | 2020-08-23 | 23346.2621 | 0.02822%
[25 empty] | 2020-08-23 | 19 | 23 | 20 | 2020-08-23 | 37855.848 | 0.04577%
[25 empty] | 2020-08-23 | 20 | 23 | 21 | 2020-08-23 | 41201.7106 | 0.04981%
[25 empty] | 2020-08-23 | 21 | 23 | 22 | 2020-08-23 | 51033.3935 | 0.0617%
[25 empty] | 2020-08-23 | 22 | 23 | 23 | 2020-08-23 | 38350.6847 | 0.04636%
[25 empty] | 2020-08-23 | 23 | 23 | 24 | 2020-08-23 | 21568.1342 | 0.02607%
[25 empty] | 2020-08-23 | 24 | 24 | 1 | 2020-08-23 | 6927.8653 | 0.008375%
[25 empty] | 2020-08-24 | 1 | 24 | 2 | 2020-08-24 | 10902.8478 | 0.01318%
[25 empty] | 2020-08-24 | 2 | 24 | 3 | 2020-08-24 | 2780.8945 | 0.003362%
[25 empty] | 2020-08-24 | 3 | 24 | 4 | 2020-08-24 | 1097.2504 | 0.001327%
[25 empty] | 2020-08-24 | 4 | 24 | 5 | 2020-08-24 | 823.8461 | 0.000996%
[25 empty] | 2020-08-24 | 5 | 24 | 6 | 2020-08-24 | 1190.7444 | 0.00144%
[25 empty] | 2020-08-24 | 6 | 24 | 7 | 2020-08-24 | 3626.4616 | 0.004384%
[25 empty] | 2020-08-24 | 7 | 24 | 8 | 2020-08-24 | 10248.759 | 0.01239%
[25 empty] | 2020-08-24 | 8 | 24 | 9 | 2020-08-24 | 16894.702 | 0.02042%
[25 empty] | 2020-08-24 | 9 | 24 | 10 | 2020-08-24 | 14957.3924 | 0.01808%
[25 empty] | 2020-08-24 | 10 | 24 | 11 | 2020-08-24 | 10950.0246 | 0.01324%
[25 empty] | 2020-08-24 | 11 | 24 | 12 | 2020-08-24 | 9632.3794 | 0.01165%
[25 empty] | 2020-08-24 | 12 | 24 | 13 | 2020-08-24 | 9756.5227 | 0.0118%
[25 empty] | 2020-08-24 | 13 | 24 | 14 | 2020-08-24 | 12247.9651 | 0.01481%
[25 empty] | 2020-08-24 | 14 | 24 | 15 | 2020-08-24 | 19796.4588 | 0.02393%
[25 empty] | 2020-08-24 | 15 | 24 | 16 | 2020-08-24 | 31479.7757 | 0.03806%
[25 empty] | 2020-08-24 | 16 | 24 | 17 | 2020-08-24 | 46274.5039 | 0.05594%
[25 empty] | 2020-08-24 | 17 | 24 | 18 | 2020-08-24 | 61509.7442 | 0.07436%
[25 empty] | 2020-08-24 | 18 | 24 | 19 | 2020-08-24 | 77902.7022 | 0.09418%
[25 empty] | 2020-08-24 | 19 | 24 | 20 | 2020-08-24 | 88676.5448 | 0.1072%
[25 empty] | 2020-08-24 | 20 | 24 | 21 | 2020-08-24 | 88496.4597 | 0.107%
[25 empty] | 2020-08-24 | 21 | 24 | 22 | 2020-08-24 | 87809.8737 | 0.1062%
[25 empty] | 2020-08-24 | 22 | 24 | 23 | 2020-08-24 | 73865.964 | 0.0893%
[25 empty] | 2020-08-24 | 23 | 24 | 24 | 2020-08-24 | 45913.9278 | 0.05551%
[25 empty] | 2020-08-24 | 24 | 25 | 1 | 2020-08-24 | 22286.8154 | 0.02694%
[25 empty] | 2020-08-25 | 1 | 25 | 2 | 2020-08-25 | 10715.9517 | 0.01296%
[25 empty] | 2020-08-25 | 2 | 25 | 3 | 2020-08-25 | 3448.4204 | 0.004169%
[25 empty] | 2020-08-25 | 3 | 25 | 4 | 2020-08-25 | 1571.953 | 0.0019%
[25 empty] | 2020-08-25 | 4 | 25 | 5 | 2020-08-25 | 1145.3407 | 0.001385%
[25 empty] | 2020-08-25 | 5 | 25 | 6 | 2020-08-25 | 1607.5721 | 0.001943%
[25 empty] | 2020-08-25 | 6 | 25 | 7 | 2020-08-25 | 2950.3513 | 0.003567%
[25 empty] | 2020-08-25 | 7 | 25 | 8 | 2020-08-25 | 9468.2671 | 0.01145%
[25 empty] | 2020-08-25 | 8 | 25 | 9 | 2020-08-25 | 13423.8527 | 0.01623%
[25 empty] | 2020-08-25 | 9 | 25 | 10 | 2020-08-25 | 11649.2939 | 0.01408%
[25 empty] | 2020-08-25 | 10 | 25 | 11 | 2020-08-25 | 8369.3574 | 0.01012%
[25 empty] | 2020-08-25 | 11 | 25 | 12 | 2020-08-25 | 7527.2315 | 0.0091%
[25 empty] | 2020-08-25 | 12 | 25 | 13 | 2020-08-25 | 7613.1877 | 0.009204%
[25 empty] | 2020-08-25 | 13 | 25 | 14 | 2020-08-25 | 9773.6026 | 0.01182%
[25 empty] | 2020-08-25 | 14 | 25 | 15 | 2020-08-25 | 15169.8996 | 0.01834%
[25 empty] | 2020-08-25 | 15 | 25 | 16 | 2020-08-25 | 23473.7518 | 0.02838%
[25 empty] | 2020-08-25 | 16 | 25 | 17 | 2020-08-25 | 38703.1792 | 0.04679%
[25 empty] | 2020-08-25 | 17 | 25 | 18 | 2020-08-25 | 57603.707 | 0.06964%
[25 empty] | 2020-08-25 | 18 | 25 | 19 | 2020-08-25 | 76372.1235 | 0.09233%
[25 empty] | 2020-08-25 | 19 | 25 | 20 | 2020-08-25 | 88543.0849 | 0.107%
[25 empty] | 2020-08-25 | 20 | 25 | 21 | 2020-08-25 | 90301.9385 | 0.1092%
[25 empty] | 2020-08-25 | 21 | 25 | 22 | 2020-08-25 | 88695.484 | 0.1072%
[25 empty] | 2020-08-25 | 22 | 25 | 23 | 2020-08-25 | 75201.9449 | 0.09092%
[25 empty] | 2020-08-25 | 23 | 25 | 24 | 2020-08-25 | 47505.7934 | 0.05743%
[25 empty] | 2020-08-25 | 24 | 26 | 1 | 2020-08-25 | 22841.0435 | 0.02761%
[25 empty] | 2020-08-26 | 1 | 26 | 2 | 2020-08-26 | 20237.1398 | 0.02447%
[25 empty] | 2020-08-26 | 2 | 26 | 3 | 2020-08-26 | 6184.2269 | 0.007476%
[25 empty] | 2020-08-26 | 3 | 26 | 4 | 2020-08-26 | 3184.6226 | 0.00385%
[25 empty] | 2020-08-26 | 4 | 26 | 5 | 2020-08-26 | 2432.0366 | 0.00294%
[25 empty] | 2020-08-26 | 5 | 26 | 6 | 2020-08-26 | 3094.7857 | 0.003741%
[25 empty] | 2020-08-26 | 6 | 26 | 7 | 2020-08-26 | 6451.6006 | 0.0078%
[25 empty] | 2020-08-26 | 7 | 26 | 8 | 2020-08-26 | 16093.448 | 0.01946%
[25 empty] | 2020-08-26 | 8 | 26 | 9 | 2020-08-26 | 21678.6468 | 0.02621%
[25 empty] | 2020-08-26 | 9 | 26 | 10 | 2020-08-26 | 20420.4188 | 0.02469%
[25 empty] | 2020-08-26 | 10 | 26 | 11 | 2020-08-26 | 16815.2514 | 0.02033%
[25 empty] | 2020-08-26 | 11 | 26 | 12 | 2020-08-26 | 15697.645 | 0.01898%
[25 empty] | 2020-08-26 | 12 | 26 | 13 | 2020-08-26 | 18979.925 | 0.02295%
[25 empty] | 2020-08-26 | 13 | 26 | 14 | 2020-08-26 | 33216.4208 | 0.04016%
[25 empty] | 2020-08-26 | 14 | 26 | 15 | 2020-08-26 | 43421.8088 | 0.05249%
[25 empty] | 2020-08-26 | 15 | 26 | 16 | 2020-08-26 | 54440.4418 | 0.06582%
[25 empty] | 2020-08-26 | 16 | 26 | 17 | 2020-08-26 | 80483.9421 | 0.0973%
[25 empty] | 2020-08-26 | 17 | 26 | 18 | 2020-08-26 | 104578.5647 | 0.1264%
[25 empty] | 2020-08-26 | 18 | 26 | 19 | 2020-08-26 | 120593.0908 | 0.1458%
[25 empty] | 2020-08-26 | 19 | 26 | 20 | 2020-08-26 | 128083.0676 | 0.1548%
[25 empty] | 2020-08-26 | 20 | 26 | 21 | 2020-08-26 | 120433.0693 | 0.1456%
[25 empty] | 2020-08-26 | 21 | 26 | 22 | 2020-08-26 | 114750.0356 | 0.1387%
[25 empty] | 2020-08-26 | 22 | 26 | 23 | 2020-08-26 | 97149.6643 | 0.1174%
[25 empty] | 2020-08-26 | 23 | 26 | 24 | 2020-08-26 | 69079.2116 | 0.08351%
[25 empty] | 2020-08-26 | 24 | 27 | 1 | 2020-08-26 | 36232.4502 | 0.0438%
[25 empty] | 2020-08-27 | 1 | 27 | 2 | 2020-08-27 | 19263.7633 | 0.02329%
[25 empty] | 2020-08-27 | 2 | 27 | 3 | 2020-08-27 | 7155.7288 | 0.008651%
[25 empty] | 2020-08-27 | 3 | 27 | 4 | 2020-08-27 | 3636.7664 | 0.004397%
[25 empty] | 2020-08-27 | 4 | 27 | 5 | 2020-08-27 | 2888.772 | 0.003492%
[25 empty] | 2020-08-27 | 5 | 27 | 6 | 2020-08-27 | 3468.9929 | 0.004194%
[25 empty] | 2020-08-27 | 6 | 27 | 7 | 2020-08-27 | 7798.3254 | 0.009428%
[25 empty] | 2020-08-27 | 7 | 27 | 8 | 2020-08-27 | 19639.6557 | 0.02374%
[25 empty] | 2020-08-27 | 8 | 27 | 9 | 2020-08-27 | 27255.7982 | 0.03295%
[25 empty] | 2020-08-27 | 9 | 27 | 10 | 2020-08-27 | 27967.0414 | 0.03381%
[25 empty] | 2020-08-27 | 10 | 27 | 11 | 2020-08-27 | 23878.7133 | 0.02887%
[25 empty] | 2020-08-27 | 11 | 27 | 12 | 2020-08-27 | 22899.6293 | 0.02768%
[25 empty] | 2020-08-27 | 12 | 27 | 13 | 2020-08-27 | 32904.5418 | 0.03978%
[25 empty] | 2020-08-27 | 13 | 27 | 14 | 2020-08-27 | 43739.7692 | 0.05288%
[25 empty] | 2020-08-27 | 14 | 27 | 15 | 2020-08-27 | 55084.6352 | 0.06659%
[25 empty] | 2020-08-27 | 15 | 27 | 16 | 2020-08-27 | 67798.9218 | 0.08197%
[25 empty] | 2020-08-27 | 16 | 27 | 17 | 2020-08-27 | 84749.052 | 0.1025%
[25 empty] | 2020-08-27 | 17 | 27 | 18 | 2020-08-27 | 105414.9419 | 0.1274%
[25 empty] | 2020-08-27 | 18 | 27 | 19 | 2020-08-27 | 121213.1266 | 0.1465%
[25 empty] | 2020-08-27 | 19 | 27 | 20 | 2020-08-27 | 129432.8434 | 0.1565%
[25 empty] | 2020-08-27 | 20 | 27 | 21 | 2020-08-27 | 121646.1232 | 0.1471%
[25 empty] | 2020-08-27 | 21 | 27 | 22 | 2020-08-27 | 115123.9223 | 0.1392%
[25 empty] | 2020-08-27 | 22 | 27 | 23 | 2020-08-27 | 95653.2698 | 0.1156%
[25 empty] | 2020-08-27 | 23 | 27 | 24 | 2020-08-27 | 67078.033 | 0.08109%
[25 empty] | 2020-08-27 | 24 | 28 | 1 | 2020-08-27 | 34850.4659 | 0.04213%
[25 empty] | 2020-08-28 | 1 | 28 | 2 | 2020-08-28 | 23070.5937 | 0.02789%
[25 empty] | 2020-08-28 | 2 | 28 | 3 | 2020-08-28 | 10461.8539 | 0.01265%
[25 empty] | 2020-08-28 | 3 | 28 | 4 | 2020-08-28 | 4950.6838 | 0.005985%
[25 empty] | 2020-08-28 | 4 | 28 | 5 | 2020-08-28 | 3829.4435 | 0.00463%
[25 empty] | 2020-08-28 | 5 | 28 | 6 | 2020-08-28 | 4355.4086 | 0.005265%
[25 empty] | 2020-08-28 | 6 | 28 | 7 | 2020-08-28 | 7542.6765 | 0.009119%
[25 empty] | 2020-08-28 | 7 | 28 | 8 | 2020-08-28 | 15134.4632 | 0.0183%
[25 empty] | 2020-08-28 | 8 | 28 | 9 | 2020-08-28 | 22417.2524 | 0.0271%
[25 empty] | 2020-08-28 | 9 | 28 | 10 | 2020-08-28 | 22547.6754 | 0.02726%
[25 empty] | 2020-08-28 | 10 | 28 | 11 | 2020-08-28 | 20667.2954 | 0.02499%
[25 empty] | 2020-08-28 | 11 | 28 | 12 | 2020-08-28 | 19134.339 | 0.02313%
[25 empty] | 2020-08-28 | 12 | 28 | 13 | 2020-08-28 | 22582.5809 | 0.0273%
[25 empty] | 2020-08-28 | 13 | 28 | 14 | 2020-08-28 | 33156.8995 | 0.04009%
[25 empty] | 2020-08-28 | 14 | 28 | 15 | 2020-08-28 | 43579.2454 | 0.05269%
[25 empty] | 2020-08-28 | 15 | 28 | 16 | 2020-08-28 | 55825.4618 | 0.06749%
[25 empty] | 2020-08-28 | 16 | 28 | 17 | 2020-08-28 | 70564.1989 | 0.08531%
[25 empty] | 2020-08-28 | 17 | 28 | 18 | 2020-08-28 | 92119.1602 | 0.1114%
[25 empty] | 2020-08-28 | 18 | 28 | 19 | 2020-08-28 | 108754.4674 | 0.1315%
[25 empty] | 2020-08-28 | 19 | 28 | 20 | 2020-08-28 | 107463.8833 | 0.1299%
[25 empty] | 2020-08-28 | 20 | 28 | 21 | 2020-08-28 | 104351.4379 | 0.1262%
[25 empty] | 2020-08-28 | 21 | 28 | 22 | 2020-08-28 | 102762.7854 | 0.1242%
[25 empty] | 2020-08-28 | 22 | 28 | 23 | 2020-08-28 | 91789.4263 | 0.111%
[25 empty] | 2020-08-28 | 23 | 28 | 24 | 2020-08-28 | 67438.3475 | 0.08153%
[25 empty] | 2020-08-28 | 24 | 29 | 1 | 2020-08-28 | 39699.2529 | 0.04799%
[25 empty] | 2020-08-29 | 1 | 29 | 2 | 2020-08-29 | 2699.8614 | 0.003264%
[25 empty] | 2020-08-29 | 2 | 29 | 3 | 2020-08-29 | 799.0758 | 0.000966%
[25 empty] | 2020-08-29 | 3 | 29 | 4 | 2020-08-29 | 332.5314 | 0.000402%
[25 empty] | 2020-08-29 | 4 | 29 | 5 | 2020-08-29 | 125.8451 | 0.0001521%
[25 empty] | 2020-08-29 | 5 | 29 | 6 | 2020-08-29 | 211.7234 | 0.000256%
[25 empty] | 2020-08-29 | 6 | 29 | 7 | 2020-08-29 | 772.4032 | 0.0009338%
[25 empty] | 2020-08-29 | 7 | 29 | 8 | 2020-08-29 | 2480.1011 | 0.002998%
[25 empty] | 2020-08-29 | 8 | 29 | 9 | 2020-08-29 | 3721.5186 | 0.004499%
[25 empty] | 2020-08-29 | 9 | 29 | 10 | 2020-08-29 | 2842.3468 | 0.003436%
[25 empty] | 2020-08-29 | 10 | 29 | 11 | 2020-08-29 | 1046.5958 | 0.001265%
[25 empty] | 2020-08-29 | 11 | 29 | 12 | 2020-08-29 | 434.1322 | 0.0005248%
[25 empty] | 2020-08-29 | 12 | 29 | 13 | 2020-08-29 | 310.8216 | 0.0003758%
[25 empty] | 2020-08-29 | 13 | 29 | 14 | 2020-08-29 | 344.6234 | 0.0004166%
[25 empty] | 2020-08-29 | 14 | 29 | 15 | 2020-08-29 | 1217.4212 | 0.001472%
[25 empty] | 2020-08-29 | 15 | 29 | 16 | 2020-08-29 | 2598.7147 | 0.003142%
[25 empty] | 2020-08-29 | 16 | 29 | 17 | 2020-08-29 | 5660.0123 | 0.006843%
[25 empty] | 2020-08-29 | 17 | 29 | 18 | 2020-08-29 | 15207.2216 | 0.01838%
[25 empty] | 2020-08-29 | 18 | 29 | 19 | 2020-08-29 | 30588.5826 | 0.03698%
[25 empty] | 2020-08-29 | 19 | 29 | 20 | 2020-08-29 | 43893.0463 | 0.05306%
[25 empty] | 2020-08-29 | 20 | 29 | 21 | 2020-08-29 | 45842.109 | 0.05542%
[25 empty] | 2020-08-29 | 21 | 29 | 22 | 2020-08-29 | 56987.5032 | 0.0689%
[25 empty] | 2020-08-29 | 22 | 29 | 23 | 2020-08-29 | 42178.8596 | 0.05099%
[25 empty] | 2020-08-29 | 23 | 29 | 24 | 2020-08-29 | 22682.4245 | 0.02742%
[25 empty] | 2020-08-29 | 24 | 30 | 1 | 2020-08-29 | 6923.0599 | 0.00837%
[25 empty] | 2020-08-30 | 1 | 30 | 2 | 2020-08-30 | 2518.1935 | 0.003044%
[25 empty] | 2020-08-30 | 2 | 30 | 3 | 2020-08-30 | 1316.7117 | 0.001592%
[25 empty] | 2020-08-30 | 3 | 30 | 4 | 2020-08-30 | 564.523 | 0.0006825%
[25 empty] | 2020-08-30 | 4 | 30 | 5 | 2020-08-30 | 309.1409 | 0.0003737%
[25 empty] | 2020-08-30 | 5 | 30 | 6 | 2020-08-30 | 427.6003 | 0.0005169%
[25 empty] | 2020-08-30 | 6 | 30 | 7 | 2020-08-30 | 820.6467 | 0.0009921%
[25 empty] | 2020-08-30 | 7 | 30 | 8 | 2020-08-30 | 1370.7362 | 0.001657%
[25 empty] | 2020-08-30 | 8 | 30 | 9 | 2020-08-30 | 1630.7971 | 0.001972%
[25 empty] | 2020-08-30 | 9 | 30 | 10 | 2020-08-30 | 1112.9314 | 0.001345%
[25 empty] | 2020-08-30 | 10 | 30 | 11 | 2020-08-30 | 678.2311 | 0.0008199%
[25 empty] | 2020-08-30 | 11 | 30 | 12 | 2020-08-30 | 339.8256 | 0.0004108%
[25 empty] | 2020-08-30 | 12 | 30 | 13 | 2020-08-30 | 257.6913 | 0.0003115%
[25 empty] | 2020-08-30 | 13 | 30 | 14 | 2020-08-30 | 250.4475 | 0.0003028%
[25 empty] | 2020-08-30 | 14 | 30 | 15 | 2020-08-30 | 705.1843 | 0.0008525%
[25 empty] | 2020-08-30 | 15 | 30 | 16 | 2020-08-30 | 1703.8161 | 0.00206%
[25 empty] | 2020-08-30 | 16 | 30 | 17 | 2020-08-30 | 3560.3646 | 0.004304%
[25 empty] | 2020-08-30 | 17 | 30 | 18 | 2020-08-30 | 11291.646 | 0.01365%
[25 empty] | 2020-08-30 | 18 | 30 | 19 | 2020-08-30 | 23904.3461 | 0.0289%
[25 empty] | 2020-08-30 | 19 | 30 | 20 | 2020-08-30 | 37961.0991 | 0.04589%
[25 empty] | 2020-08-30 | 20 | 30 | 21 | 2020-08-30 | 41140.1619 | 0.04974%
[25 empty] | 2020-08-30 | 21 | 30 | 22 | 2020-08-30 | 51259.9185 | 0.06197%
[25 empty] | 2020-08-30 | 22 | 30 | 23 | 2020-08-30 | 39074.8155 | 0.04724%
[25 empty] | 2020-08-30 | 23 | 30 | 24 | 2020-08-30 | 22326.9099 | 0.02699%
[25 empty] | 2020-08-30 | 24 | 31 | 1 | 2020-08-30 | 7204.0007 | 0.008709%
[25 empty] | 2020-08-31 | 1 | 31 | 2 | 2020-08-31 | 15676.9482 | 0.01895%
[25 empty] | 2020-08-31 | 2 | 31 | 3 | 2020-08-31 | 7682.9481 | 0.009288%
[25 empty] | 2020-08-31 | 3 | 31 | 4 | 2020-08-31 | 3588.8963 | 0.004339%
[25 empty] | 2020-08-31 | 4 | 31 | 5 | 2020-08-31 | 2658.3132 | 0.003214%
[25 empty] | 2020-08-31 | 5 | 31 | 6 | 2020-08-31 | 2832.3222 | 0.003424%
[25 empty] | 2020-08-31 | 6 | 31 | 7 | 2020-08-31 | 6108.1791 | 0.007384%
[25 empty] | 2020-08-31 | 7 | 31 | 8 | 2020-08-31 | 14427.7014 | 0.01744%
[25 empty] | 2020-08-31 | 8 | 31 | 9 | 2020-08-31 | 21079.2158 | 0.02548%
[25 empty] | 2020-08-31 | 9 | 31 | 10 | 2020-08-31 | 19887.6885 | 0.02404%
[25 empty] | 2020-08-31 | 10 | 31 | 11 | 2020-08-31 | 16736.8544 | 0.02023%
[25 empty] | 2020-08-31 | 11 | 31 | 12 | 2020-08-31 | 15933.0224 | 0.01926%
[25 empty] | 2020-08-31 | 12 | 31 | 13 | 2020-08-31 | 17107.4221 | 0.02068%
[25 empty] | 2020-08-31 | 13 | 31 | 14 | 2020-08-31 | 24939.2544 | 0.03015%
[25 empty] | 2020-08-31 | 14 | 31 | 15 | 2020-08-31 | 37117.5348 | 0.04487%
[25 empty] | 2020-08-31 | 15 | 31 | 16 | 2020-08-31 | 48342.7298 | 0.05844%
[25 empty] | 2020-08-31 | 16 | 31 | 17 | 2020-08-31 | 64805.8658 | 0.07835%
[25 empty] | 2020-08-31 | 17 | 31 | 18 | 2020-08-31 | 85593.1084 | 0.1035%
[25 empty] | 2020-08-31 | 18 | 31 | 19 | 2020-08-31 | 99978.9803 | 0.1209%
[25 empty] | 2020-08-31 | 19 | 31 | 20 | 2020-08-31 | 104844.079 | 0.1268%
[25 empty] | 2020-08-31 | 20 | 31 | 21 | 2020-08-31 | 102923.4318 | 0.1244%
[25 empty] | 2020-08-31 | 21 | 31 | 22 | 2020-08-31 | 100910.0858 | 0.122%
[25 empty] | 2020-08-31 | 22 | 31 | 23 | 2020-08-31 | 85569.6527 | 0.1034%
[25 empty] | 2020-08-31 | 23 | 31 | 24 | 2020-08-31 | 58379.1927 | 0.07058%
[25 empty] | 2020-08-31 | 24 | 1 | 1 | 2020-08-31 | 31149.806 | 0.03766%
[25 empty] | 2020-09-01 | 1 | 1 | 2 | 2020-09-01 | 39127.2859 | 0.0473%
[25 empty] | 2020-09-01 | 2 | 1 | 3 | 2020-09-01 | 18523.8443 | 0.02239%
[25 empty] | 2020-09-01 | 3 | 1 | 4 | 2020-09-01 | 10377.6995 | 0.01255%
[25 empty] | 2020-09-01 | 4 | 1 | 5 | 2020-09-01 | 7698.301 | 0.009307%
[25 empty] | 2020-09-01 | 5 | 1 | 6 | 2020-09-01 | 7450.3329 | 0.009007%
[25 empty] | 2020-09-01 | 6 | 1 | 7 | 2020-09-01 | 14116.4751 | 0.01707%
[25 empty] | 2020-09-01 | 7 | 1 | 8 | 2020-09-01 | 27484.2008 | 0.03323%
[25 empty] | 2020-09-01 | 8 | 1 | 9 | 2020-09-01 | 33431.2415 | 0.04042%
[25 empty] | 2020-09-01 | 9 | 1 | 10 | 2020-09-01 | 33564.7564 | 0.04058%
[25 empty] | 2020-09-01 | 10 | 1 | 11 | 2020-09-01 | 32109.9893 | 0.03882%
[25 empty] | 2020-09-01 | 11 | 1 | 12 | 2020-09-01 | 34543.4902 | 0.04176%
[25 empty] | 2020-09-01 | 12 | 1 | 13 | 2020-09-01 | 46411.4435 | 0.05611%
[25 empty] | 2020-09-01 | 13 | 1 | 14 | 2020-09-01 | 54949.3939 | 0.06643%
[25 empty] | 2020-09-01 | 14 | 1 | 15 | 2020-09-01 | 70777.3526 | 0.08557%
[25 empty] | 2020-09-01 | 15 | 1 | 16 | 2020-09-01 | 86622.694 | 0.1047%
[25 empty] | 2020-09-01 | 16 | 1 | 17 | 2020-09-01 | 111826.7909 | 0.1352%
[25 empty] | 2020-09-01 | 17 | 1 | 18 | 2020-09-01 | 127689.4047 | 0.1544%
[25 empty] | 2020-09-01 | 18 | 1 | 19 | 2020-09-01 | 147831.9619 | 0.1787%
[25 empty] | 2020-09-01 | 19 | 1 | 20 | 2020-09-01 | 156672.3252 | 0.1894%
[25 empty] | 2020-09-01 | 20 | 1 | 21 | 2020-09-01 | 160371.8498 | 0.1939%
[25 empty] | 2020-09-01 | 21 | 1 | 22 | 2020-09-01 | 146515.3031 | 0.1771%
[25 empty] | 2020-09-01 | 22 | 1 | 23 | 2020-09-01 | 116834.5149 | 0.1412%
[25 empty] | 2020-09-01 | 23 | 1 | 24 | 2020-09-01 | 87423.3255 | 0.1057%
[25 empty] | 2020-09-01 | 24 | 2 | 1 | 2020-09-01 | 57133.1365 | 0.06907%
[25 empty] | 2020-09-02 | 1 | 2 | 2 | 2020-09-02 | 42305.0581 | 0.05114%
[25 empty] | 2020-09-02 | 2 | 2 | 3 | 2020-09-02 | 11628.7091 | 0.01406%
[25 empty] | 2020-09-02 | 3 | 2 | 4 | 2020-09-02 | 5190.5089 | 0.006275%
[25 empty] | 2020-09-02 | 4 | 2 | 5 | 2020-09-02 | 3651.292 | 0.004414%
[25 empty] | 2020-09-02 | 5 | 2 | 6 | 2020-09-02 | 5276.969 | 0.00638%
[25 empty] | 2020-09-02 | 6 | 2 | 7 | 2020-09-02 | 12041.6461 | 0.01456%
[25 empty] | 2020-09-02 | 7 | 2 | 8 | 2020-09-02 | 29032.0935 | 0.0351%
[25 empty] | 2020-09-02 | 8 | 2 | 9 | 2020-09-02 | 35766.9988 | 0.04324%
[25 empty] | 2020-09-02 | 9 | 2 | 10 | 2020-09-02 | 37658.3289 | 0.04553%
[25 empty] | 2020-09-02 | 10 | 2 | 11 | 2020-09-02 | 35959.3321 | 0.04347%
[25 empty] | 2020-09-02 | 11 | 2 | 12 | 2020-09-02 | 48714.2153 | 0.05889%
[25 empty] | 2020-09-02 | 12 | 2 | 13 | 2020-09-02 | 58048.0602 | 0.07018%
[25 empty] | 2020-09-02 | 13 | 2 | 14 | 2020-09-02 | 70898.2049 | 0.08571%
[25 empty] | 2020-09-02 | 14 | 2 | 15 | 2020-09-02 | 87660.3636 | 0.106%
[25 empty] | 2020-09-02 | 15 | 2 | 16 | 2020-09-02 | 101018.8548 | 0.1221%
[25 empty] | 2020-09-02 | 16 | 2 | 17 | 2020-09-02 | 136170.4981 | 0.1646%
[25 empty] | 2020-09-02 | 17 | 2 | 18 | 2020-09-02 | 151116.9031 | 0.1827%
[25 empty] | 2020-09-02 | 18 | 2 | 19 | 2020-09-02 | 162176.0152 | 0.1961%
[25 empty] | 2020-09-02 | 19 | 2 | 20 | 2020-09-02 | 168299.4447 | 0.2035%
[25 empty] | 2020-09-02 | 20 | 2 | 21 | 2020-09-02 | 171827.9756 | 0.2077%
[25 empty] | 2020-09-02 | 21 | 2 | 22 | 2020-09-02 | 156856.7435 | 0.1896%
[25 empty] | 2020-09-02 | 22 | 2 | 23 | 2020-09-02 | 127749.6143 | 0.1544%
[25 empty] | 2020-09-02 | 23 | 2 | 24 | 2020-09-02 | 94994.9797 | 0.1148%
[25 empty] | 2020-09-02 | 24 | 3 | 1 | 2020-09-02 | 61891.4654 | 0.07482%
[25 empty] | 2020-09-03 | 1 | 3 | 2 | 2020-09-03 | 7821.8685 | 0.009456%
[25 empty] | 2020-09-03 | 2 | 3 | 3 | 2020-09-03 | 1066.1391 | 0.001289%
[25 empty] | 2020-09-03 | 3 | 3 | 4 | 2020-09-03 | 1097.2957 | 0.001327%
[25 empty] | 2020-09-03 | 4 | 3 | 5 | 2020-09-03 | 796.3164 | 0.0009627%
[25 empty] | 2020-09-03 | 5 | 3 | 6 | 2020-09-03 | 1107.3887 | 0.001339%
[25 empty] | 2020-09-03 | 6 | 3 | 7 | 2020-09-03 | 3034.9342 | 0.003669%
[25 empty] | 2020-09-03 | 7 | 3 | 8 | 2020-09-03 | 14141.7456 | 0.0171%
[25 empty] | 2020-09-03 | 8 | 3 | 9 | 2020-09-03 | 17711.926 | 0.02141%
[25 empty] | 2020-09-03 | 9 | 3 | 10 | 2020-09-03 | 12878.5788 | 0.01557%
[25 empty] | 2020-09-03 | 10 | 3 | 11 | 2020-09-03 | 9315.4838 | 0.01126%
[25 empty] | 2020-09-03 | 11 | 3 | 12 | 2020-09-03 | 7016.4937 | 0.008483%
[25 empty] | 2020-09-03 | 12 | 3 | 13 | 2020-09-03 | 6827.3028 | 0.008254%
[25 empty] | 2020-09-03 | 13 | 3 | 14 | 2020-09-03 | 8173.3666 | 0.009881%
[25 empty] | 2020-09-03 | 14 | 3 | 15 | 2020-09-03 | 12158.362 | 0.0147%
[25 empty] | 2020-09-03 | 15 | 3 | 16 | 2020-09-03 | 20168.0512 | 0.02438%
[25 empty] | 2020-09-03 | 16 | 3 | 17 | 2020-09-03 | 33932.4214 | 0.04102%
[25 empty] | 2020-09-03 | 17 | 3 | 18 | 2020-09-03 | 50500.2308 | 0.06105%
[25 empty] | 2020-09-03 | 18 | 3 | 19 | 2020-09-03 | 67534.5892 | 0.08165%
[25 empty] | 2020-09-03 | 19 | 3 | 20 | 2020-09-03 | 80538.631 | 0.09737%
[25 empty] | 2020-09-03 | 20 | 3 | 21 | 2020-09-03 | 89004.6471 | 0.1076%
[25 empty] | 2020-09-03 | 21 | 3 | 22 | 2020-09-03 | 81862.3554 | 0.09897%
[25 empty] | 2020-09-03 | 22 | 3 | 23 | 2020-09-03 | 66306.2735 | 0.08016%
[25 empty] | 2020-09-03 | 23 | 3 | 24 | 2020-09-03 | 39912.0948 | 0.04825%
[25 empty] | 2020-09-03 | 24 | 4 | 1 | 2020-09-03 | 17689.7866 | 0.02139%
[25 empty] | 2020-09-04 | 1 | 4 | 2 | 2020-09-04 | 10375.8174 | 0.01254%
[25 empty] | 2020-09-04 | 2 | 4 | 3 | 2020-09-04 | 5011.2877 | 0.006058%
[25 empty] | 2020-09-04 | 3 | 4 | 4 | 2020-09-04 | 1754.3748 | 0.002121%
[25 empty] | 2020-09-04 | 4 | 4 | 5 | 2020-09-04 | 1101.1373 | 0.001331%
[25 empty] | 2020-09-04 | 5 | 4 | 6 | 2020-09-04 | 1552.4697 | 0.001877%
[25 empty] | 2020-09-04 | 6 | 4 | 7 | 2020-09-04 | 3500.3078 | 0.004232%
[25 empty] | 2020-09-04 | 7 | 4 | 8 | 2020-09-04 | 12548.9921 | 0.01517%
[25 empty] | 2020-09-04 | 8 | 4 | 9 | 2020-09-04 | 16489.2986 | 0.01993%
[25 empty] | 2020-09-04 | 9 | 4 | 10 | 2020-09-04 | 14462.9037 | 0.01748%
[25 empty] | 2020-09-04 | 10 | 4 | 11 | 2020-09-04 | 11407.2608 | 0.01379%
[25 empty] | 2020-09-04 | 11 | 4 | 12 | 2020-09-04 | 10294.919 | 0.01245%
[25 empty] | 2020-09-04 | 12 | 4 | 13 | 2020-09-04 | 11603.3144 | 0.01403%
[25 empty] | 2020-09-04 | 13 | 4 | 14 | 2020-09-04 | 15869.1878 | 0.01919%
[25 empty] | 2020-09-04 | 14 | 4 | 15 | 2020-09-04 | 25306.6845 | 0.03059%
[25 empty] | 2020-09-04 | 15 | 4 | 16 | 2020-09-04 | 38197.697 | 0.04618%
[25 empty] | 2020-09-04 | 16 | 4 | 17 | 2020-09-04 | 57603.8596 | 0.06964%
[25 empty] | 2020-09-04 | 17 | 4 | 18 | 2020-09-04 | 80312.7833 | 0.09709%
[25 empty] | 2020-09-04 | 18 | 4 | 19 | 2020-09-04 | 91661.8569 | 0.1108%
[25 empty] | 2020-09-04 | 19 | 4 | 20 | 2020-09-04 | 98235.1849 | 0.1188%
[25 empty] | 2020-09-04 | 20 | 4 | 21 | 2020-09-04 | 103572.8606 | 0.1252%
[25 empty] | 2020-09-04 | 21 | 4 | 22 | 2020-09-04 | 92032.8961 | 0.1113%
[25 empty] | 2020-09-04 | 22 | 4 | 23 | 2020-09-04 | 76353.651 | 0.09231%
[25 empty] | 2020-09-04 | 23 | 4 | 24 | 2020-09-04 | 49026.83 | 0.05927%
[25 empty] | 2020-09-04 | 24 | 5 | 1 | 2020-09-04 | 23034.5555 | 0.02785%
[25 empty] | 2020-09-05 | 1 | 5 | 2 | 2020-09-05 | 1881.2481 | 0.002274%
[25 empty] | 2020-09-05 | 2 | 5 | 3 | 2020-09-05 | 741.1934 | 0.0008961%
[25 empty] | 2020-09-05 | 3 | 5 | 4 | 2020-09-05 | 225.6091 | 0.0002728%
[25 empty] | 2020-09-05 | 4 | 5 | 5 | 2020-09-05 | 78.1677 | 9.45e-05%
[25 empty] | 2020-09-05 | 5 | 5 | 6 | 2020-09-05 | 267.8034 | 0.0003238%
[25 empty] | 2020-09-05 | 6 | 5 | 7 | 2020-09-05 | 908.7014 | 0.001099%
[25 empty] | 2020-09-05 | 7 | 5 | 8 | 2020-09-05 | 6301.3305 | 0.007618%
[25 empty] | 2020-09-05 | 8 | 5 | 9 | 2020-09-05 | 7458.5707 | 0.009017%
[25 empty] | 2020-09-05 | 9 | 5 | 10 | 2020-09-05 | 4105.3527 | 0.004963%
[25 empty] | 2020-09-05 | 10 | 5 | 11 | 2020-09-05 | 2062.166 | 0.002493%
[25 empty] | 2020-09-05 | 11 | 5 | 12 | 2020-09-05 | 1651.6749 | 0.001997%
[25 empty] | 2020-09-05 | 12 | 5 | 13 | 2020-09-05 | 1611.6631 | 0.001948%
[25 empty] | 2020-09-05 | 13 | 5 | 14 | 2020-09-05 | 1557.4402 | 0.001883%
[25 empty] | 2020-09-05 | 14 | 5 | 15 | 2020-09-05 | 2247.9287 | 0.002718%
[25 empty] | 2020-09-05 | 15 | 5 | 16 | 2020-09-05 | 6419.2454 | 0.007761%
[25 empty] | 2020-09-05 | 16 | 5 | 17 | 2020-09-05 | 13709.8726 | 0.01657%
[25 empty] | 2020-09-05 | 17 | 5 | 18 | 2020-09-05 | 30258.6013 | 0.03658%
[25 empty] | 2020-09-05 | 18 | 5 | 19 | 2020-09-05 | 51899.4096 | 0.06274%
[25 empty] | 2020-09-05 | 19 | 5 | 20 | 2020-09-05 | 65632.8276 | 0.07935%
[25 empty] | 2020-09-05 | 20 | 5 | 21 | 2020-09-05 | 78129.3686 | 0.09445%
[25 empty] | 2020-09-05 | 21 | 5 | 22 | 2020-09-05 | 74063.3079 | 0.08954%
[25 empty] | 2020-09-05 | 22 | 5 | 23 | 2020-09-05 | 51748.7263 | 0.06256%
[25 empty] | 2020-09-05 | 23 | 5 | 24 | 2020-09-05 | 26625.8413 | 0.03219%
[25 empty] | 2020-09-05 | 24 | 6 | 1 | 2020-09-05 | 6690.7371 | 0.008089%
[25 empty] | 2020-09-06 | 1 | 6 | 2 | 2020-09-06 | 1694.3945 | 0.002048%
[25 empty] | 2020-09-06 | 2 | 6 | 3 | 2020-09-06 | 790.929 | 0.0009562%
[25 empty] | 2020-09-06 | 3 | 6 | 4 | 2020-09-06 | 419.5297 | 0.0005072%
[25 empty] | 2020-09-06 | 4 | 6 | 5 | 2020-09-06 | 270.5113 | 0.000327%
[25 empty] | 2020-09-06 | 5 | 6 | 6 | 2020-09-06 | 366.4413 | 0.000443%
[25 empty] | 2020-09-06 | 6 | 6 | 7 | 2020-09-06 | 846.1538 | 0.001023%
[25 empty] | 2020-09-06 | 7 | 6 | 8 | 2020-09-06 | 2590.5783 | 0.003132%
[25 empty] | 2020-09-06 | 8 | 6 | 9 | 2020-09-06 | 3260.4806 | 0.003942%
[25 empty] | 2020-09-06 | 9 | 6 | 10 | 2020-09-06 | 2391.2965 | 0.002891%
[25 empty] | 2020-09-06 | 10 | 6 | 11 | 2020-09-06 | 1261.7372 | 0.001525%
[25 empty] | 2020-09-06 | 11 | 6 | 12 | 2020-09-06 | 840.3907 | 0.001016%
[25 empty] | 2020-09-06 | 12 | 6 | 13 | 2020-09-06 | 735.1767 | 0.0008888%
[25 empty] | 2020-09-06 | 13 | 6 | 14 | 2020-09-06 | 700.897 | 0.0008474%
[25 empty] | 2020-09-06 | 14 | 6 | 15 | 2020-09-06 | 1162.7245 | 0.001406%
[25 empty] | 2020-09-06 | 15 | 6 | 16 | 2020-09-06 | 2794.2194 | 0.003378%
[25 empty] | 2020-09-06 | 16 | 6 | 17 | 2020-09-06 | 6615.965 | 0.007998%
[25 empty] | 2020-09-06 | 17 | 6 | 18 | 2020-09-06 | 17432.8341 | 0.02108%
[25 empty] | 2020-09-06 | 18 | 6 | 19 | 2020-09-06 | 34727.1408 | 0.04198%
[25 empty] | 2020-09-06 | 19 | 6 | 20 | 2020-09-06 | 49948.6863 | 0.06039%
[25 empty] | 2020-09-06 | 20 | 6 | 21 | 2020-09-06 | 62867.0832 | 0.076%
[25 empty] | 2020-09-06 | 21 | 6 | 22 | 2020-09-06 | 60942.8366 | 0.07368%
[25 empty] | 2020-09-06 | 22 | 6 | 23 | 2020-09-06 | 40766.9092 | 0.04929%
[25 empty] | 2020-09-06 | 23 | 6 | 24 | 2020-09-06 | 20287.0358 | 0.02453%
[25 empty] | 2020-09-06 | 24 | 7 | 1 | 2020-09-06 | 4928.1249 | 0.005958%
[25 empty] | 2020-09-07 | 1 | 7 | 2 | 2020-09-07 | 863.6641 | 0.001044%
[25 empty] | 2020-09-07 | 2 | 7 | 3 | 2020-09-07 | 194.5976 | 0.0002353%
[25 empty] | 2020-09-07 | 3 | 7 | 4 | 2020-09-07 | 58.7025 | 7.097e-05%
[25 empty] | 2020-09-07 | 4 | 7 | 5 | 2020-09-07 | 0 | 0%
[25 empty] | 2020-09-07 | 5 | 7 | 6 | 2020-09-07 | 113.3573 | 0.000137%
[25 empty] | 2020-09-07 | 6 | 7 | 7 | 2020-09-07 | 361.8108 | 0.0004374%
[25 empty] | 2020-09-07 | 7 | 7 | 8 | 2020-09-07 | 2965.9219 | 0.003586%
[25 empty] | 2020-09-07 | 8 | 7 | 9 | 2020-09-07 | 3407.9727 | 0.00412%
[25 empty] | 2020-09-07 | 9 | 7 | 10 | 2020-09-07 | 1730.5755 | 0.002092%
[25 empty] | 2020-09-07 | 10 | 7 | 11 | 2020-09-07 | 556.9312 | 0.0006733%
[25 empty] | 2020-09-07 | 11 | 7 | 12 | 2020-09-07 | 281.5582 | 0.0003404%
[25 empty] | 2020-09-07 | 12 | 7 | 13 | 2020-09-07 | 153.8265 | 0.000186%
[25 empty] | 2020-09-07 | 13 | 7 | 14 | 2020-09-07 | 138.9173 | 0.0001679%
[25 empty] | 2020-09-07 | 14 | 7 | 15 | 2020-09-07 | 298.1945 | 0.0003605%
[25 empty] | 2020-09-07 | 15 | 7 | 16 | 2020-09-07 | 811.2574 | 0.0009808%
[25 empty] | 2020-09-07 | 16 | 7 | 17 | 2020-09-07 | 3377.8826 | 0.004084%
[25 empty] | 2020-09-07 | 17 | 7 | 18 | 2020-09-07 | 10814.9941 | 0.01307%
[25 empty] | 2020-09-07 | 18 | 7 | 19 | 2020-09-07 | 25152.0308 | 0.03041%
[25 empty] | 2020-09-07 | 19 | 7 | 20 | 2020-09-07 | 40467.4377 | 0.04892%
[25 empty] | 2020-09-07 | 20 | 7 | 21 | 2020-09-07 | 56327.1478 | 0.0681%
[25 empty] | 2020-09-07 | 21 | 7 | 22 | 2020-09-07 | 52297.401 | 0.06323%
[25 empty] | 2020-09-07 | 22 | 7 | 23 | 2020-09-07 | 37410.9208 | 0.04523%
[25 empty] | 2020-09-07 | 23 | 7 | 24 | 2020-09-07 | 16643.093 | 0.02012%
[25 empty] | 2020-09-07 | 24 | 8 | 1 | 2020-09-07 | 2784.5497 | 0.003366%
[25 empty] | 2020-09-08 | 1 | 8 | 2 | 2020-09-08 | 5851.6033 | 0.007074%
[25 empty] | 2020-09-08 | 2 | 8 | 3 | 2020-09-08 | 2049.3117 | 0.002478%
[25 empty] | 2020-09-08 | 3 | 8 | 4 | 2020-09-08 | 605.1396 | 0.0007316%
[25 empty] | 2020-09-08 | 4 | 8 | 5 | 2020-09-08 | 526.8402 | 0.0006369%
[25 empty] | 2020-09-08 | 5 | 8 | 6 | 2020-09-08 | 693.8066 | 0.0008388%
[25 empty] | 2020-09-08 | 6 | 8 | 7 | 2020-09-08 | 1372.1903 | 0.001659%
[25 empty] | 2020-09-08 | 7 | 8 | 8 | 2020-09-08 | 6313.9076 | 0.007633%
[25 empty] | 2020-09-08 | 8 | 8 | 9 | 2020-09-08 | 9079.5128 | 0.01098%
[25 empty] | 2020-09-08 | 9 | 8 | 10 | 2020-09-08 | 7607.3265 | 0.009197%
[25 empty] | 2020-09-08 | 10 | 8 | 11 | 2020-09-08 | 4929.2915 | 0.005959%
[25 empty] | 2020-09-08 | 11 | 8 | 12 | 2020-09-08 | 4329.2056 | 0.005234%
[25 empty] | 2020-09-08 | 12 | 8 | 13 | 2020-09-08 | 4972.0026 | 0.006011%
[25 empty] | 2020-09-08 | 13 | 8 | 14 | 2020-09-08 | 6755.8018 | 0.008167%
[25 empty] | 2020-09-08 | 14 | 8 | 15 | 2020-09-08 | 11960.7201 | 0.01446%
[25 empty] | 2020-09-08 | 15 | 8 | 16 | 2020-09-08 | 18670.8834 | 0.02257%
[25 empty] | 2020-09-08 | 16 | 8 | 17 | 2020-09-08 | 35896.8531 | 0.0434%
[25 empty] | 2020-09-08 | 17 | 8 | 18 | 2020-09-08 | 51284.1888 | 0.062%
[25 empty] | 2020-09-08 | 18 | 8 | 19 | 2020-09-08 | 70024.109 | 0.08466%
[25 empty] | 2020-09-08 | 19 | 8 | 20 | 2020-09-08 | 82619.3893 | 0.09988%
[25 empty] | 2020-09-08 | 20 | 8 | 21 | 2020-09-08 | 90118.8912 | 0.1089%
[25 empty] | 2020-09-08 | 21 | 8 | 22 | 2020-09-08 | 81684.1686 | 0.09875%
[25 empty] | 2020-09-08 | 22 | 8 | 23 | 2020-09-08 | 64517.9505 | 0.078%
[25 empty] | 2020-09-08 | 23 | 8 | 24 | 2020-09-08 | 36189.0684 | 0.04375%
[25 empty] | 2020-09-08 | 24 | 9 | 1 | 2020-09-08 | 14811.1181 | 0.01791%
[25 empty] | 2020-09-09 | 1 | 9 | 2 | 2020-09-09 | 3546.695 | 0.004288%
[25 empty] | 2020-09-09 | 2 | 9 | 3 | 2020-09-09 | 1066.9557 | 0.00129%
[25 empty] | 2020-09-09 | 3 | 9 | 4 | 2020-09-09 | 315.4616 | 0.0003814%
[25 empty] | 2020-09-09 | 4 | 9 | 5 | 2020-09-09 | 233.2045 | 0.0002819%
[25 empty] | 2020-09-09 | 5 | 9 | 6 | 2020-09-09 | 634.1355 | 0.0007666%
[25 empty] | 2020-09-09 | 6 | 9 | 7 | 2020-09-09 | 1677.8635 | 0.002028%
[25 empty] | 2020-09-09 | 7 | 9 | 8 | 2020-09-09 | 9053.5672 | 0.01095%
[25 empty] | 2020-09-09 | 8 | 9 | 9 | 2020-09-09 | 12063.542 | 0.01458%
[25 empty] | 2020-09-09 | 9 | 9 | 10 | 2020-09-09 | 9007.1506 | 0.01089%
[25 empty] | 2020-09-09 | 10 | 9 | 11 | 2020-09-09 | 5614.0763 | 0.006787%
[25 empty] | 2020-09-09 | 11 | 9 | 12 | 2020-09-09 | 3917.5767 | 0.004736%
[25 empty] | 2020-09-09 | 12 | 9 | 13 | 2020-09-09 | 3608.3568 | 0.004362%
[25 empty] | 2020-09-09 | 13 | 9 | 14 | 2020-09-09 | 4718.2458 | 0.005704%
[25 empty] | 2020-09-09 | 14 | 9 | 15 | 2020-09-09 | 8672.7295 | 0.01048%
[25 empty] | 2020-09-09 | 15 | 9 | 16 | 2020-09-09 | 15930.3944 | 0.01926%
[25 empty] | 2020-09-09 | 16 | 9 | 17 | 2020-09-09 | 30806.2887 | 0.03724%
[25 empty] | 2020-09-09 | 17 | 9 | 18 | 2020-09-09 | 49352.8588 | 0.05967%
[25 empty] | 2020-09-09 | 18 | 9 | 19 | 2020-09-09 | 68138.4001 | 0.08238%
[25 empty] | 2020-09-09 | 19 | 9 | 20 | 2020-09-09 | 78871.6527 | 0.09535%
[25 empty] | 2020-09-09 | 20 | 9 | 21 | 2020-09-09 | 86565.1484 | 0.1047%
[25 empty] | 2020-09-09 | 21 | 9 | 22 | 2020-09-09 | 76700.1441 | 0.09273%
[25 empty] | 2020-09-09 | 22 | 9 | 23 | 2020-09-09 | 59370.4362 | 0.07178%
[25 empty] | 2020-09-09 | 23 | 9 | 24 | 2020-09-09 | 32248.336 | 0.03899%
[25 empty] | 2020-09-09 | 24 | 10 | 1 | 2020-09-09 | 10497.1119 | 0.01269%
[25 empty] | 2020-09-10 | 1 | 10 | 2 | 2020-09-10 | 19127.8273 | 0.02312%
[25 empty] | 2020-09-10 | 2 | 10 | 3 | 2020-09-10 | 12321.5978 | 0.0149%
[25 empty] | 2020-09-10 | 3 | 10 | 4 | 2020-09-10 | 6015.2176 | 0.007272%
[25 empty] | 2020-09-10 | 4 | 10 | 5 | 2020-09-10 | 4094.9384 | 0.004951%
[25 empty] | 2020-09-10 | 5 | 10 | 6 | 2020-09-10 | 5081.8149 | 0.006144%
[25 empty] | 2020-09-10 | 6 | 10 | 7 | 2020-09-10 | 9842.1102 | 0.0119%
[25 empty] | 2020-09-10 | 7 | 10 | 8 | 2020-09-10 | 22262.3607 | 0.02691%
[25 empty] | 2020-09-10 | 8 | 10 | 9 | 2020-09-10 | 28281.114 | 0.03419%
[25 empty] | 2020-09-10 | 9 | 10 | 10 | 2020-09-10 | 25713.1609 | 0.03109%
[25 empty] | 2020-09-10 | 10 | 10 | 11 | 2020-09-10 | 21472.1355 | 0.02596%
[25 empty] | 2020-09-10 | 11 | 10 | 12 | 2020-09-10 | 18993.6767 | 0.02296%
[25 empty] | 2020-09-10 | 12 | 10 | 13 | 2020-09-10 | 22294.2724 | 0.02695%
[25 empty] | 2020-09-10 | 13 | 10 | 14 | 2020-09-10 | 33870.2667 | 0.04095%
[25 empty] | 2020-09-10 | 14 | 10 | 15 | 2020-09-10 | 43014.3249 | 0.052%
[25 empty] | 2020-09-10 | 15 | 10 | 16 | 2020-09-10 | 54773.0944 | 0.06622%
[25 empty] | 2020-09-10 | 16 | 10 | 17 | 2020-09-10 | 76233.7416 | 0.09216%
[25 empty] | 2020-09-10 | 17 | 10 | 18 | 2020-09-10 | 97300.9707 | 0.1176%
[25 empty] | 2020-09-10 | 18 | 10 | 19 | 2020-09-10 | 114346.6595 | 0.1382%
[25 empty] | 2020-09-10 | 19 | 10 | 20 | 2020-09-10 | 112297.435 | 0.1358%
[25 empty] | 2020-09-10 | 20 | 10 | 21 | 2020-09-10 | 115909.8694 | 0.1401%
[25 empty] | 2020-09-10 | 21 | 10 | 22 | 2020-09-10 | 106476.8912 | 0.1287%
[25 empty] | 2020-09-10 | 22 | 10 | 23 | 2020-09-10 | 90007.6387 | 0.1088%
[25 empty] | 2020-09-10 | 23 | 10 | 24 | 2020-09-10 | 63925.5742 | 0.07728%
[25 empty] | 2020-09-10 | 24 | 11 | 1 | 2020-09-10 | 35011.4594 | 0.04233%
[25 empty] | 2020-09-11 | 1 | 11 | 2 | 2020-09-11 | 14295.5139 | 0.01728%
[25 empty] | 2020-09-11 | 2 | 11 | 3 | 2020-09-11 | 10222.8204 | 0.01236%
[25 empty] | 2020-09-11 | 3 | 11 | 4 | 2020-09-11 | 4408.8424 | 0.00533%
[25 empty] | 2020-09-11 | 4 | 11 | 5 | 2020-09-11 | 3020.8406 | 0.003652%
[25 empty] | 2020-09-11 | 5 | 11 | 6 | 2020-09-11 | 4098.5847 | 0.004955%
[25 empty] | 2020-09-11 | 6 | 11 | 7 | 2020-09-11 | 11356.4119 | 0.01373%
[25 empty] | 2020-09-11 | 7 | 11 | 8 | 2020-09-11 | 29233.8666 | 0.03534%
[25 empty] | 2020-09-11 | 8 | 11 | 9 | 2020-09-11 | 38078.9941 | 0.04604%
[25 empty] | 2020-09-11 | 9 | 11 | 10 | 2020-09-11 | 37670.9498 | 0.04554%
[25 empty] | 2020-09-11 | 10 | 11 | 11 | 2020-09-11 | 35063.1891 | 0.04239%
[25 empty] | 2020-09-11 | 11 | 11 | 12 | 2020-09-11 | 34484.9892 | 0.04169%
[25 empty] | 2020-09-11 | 12 | 11 | 13 | 2020-09-11 | 42884.2075 | 0.05184%
[25 empty] | 2020-09-11 | 13 | 11 | 14 | 2020-09-11 | 51076.9732 | 0.06175%
[25 empty] | 2020-09-11 | 14 | 11 | 15 | 2020-09-11 | 64092.6121 | 0.07748%
[25 empty] | 2020-09-11 | 15 | 11 | 16 | 2020-09-11 | 77035.6799 | 0.09313%
[25 empty] | 2020-09-11 | 16 | 11 | 17 | 2020-09-11 | 76175.9494 | 0.09209%
[25 empty] | 2020-09-11 | 17 | 11 | 18 | 2020-09-11 | 96831.6451 | 0.1171%
[25 empty] | 2020-09-11 | 18 | 11 | 19 | 2020-09-11 | 114937.237 | 0.139%
[25 empty] | 2020-09-11 | 19 | 11 | 20 | 2020-09-11 | 111951.702 | 0.1353%
[25 empty] | 2020-09-11 | 20 | 11 | 21 | 2020-09-11 | 114838.7324 | 0.1388%
[25 empty] | 2020-09-11 | 21 | 11 | 22 | 2020-09-11 | 99142.6718 | 0.1199%
[25 empty] | 2020-09-11 | 22 | 11 | 23 | 2020-09-11 | 82986.8616 | 0.1003%
[25 empty] | 2020-09-11 | 23 | 11 | 24 | 2020-09-11 | 54258.4295 | 0.0656%
[25 empty] | 2020-09-11 | 24 | 12 | 1 | 2020-09-11 | 27201.278 | 0.03289%
[25 empty] | 2020-09-12 | 1 | 12 | 2 | 2020-09-12 | 1739.6825 | 0.002103%
[25 empty] | 2020-09-12 | 2 | 12 | 3 | 2020-09-12 | 178.4574 | 0.0002157%
[25 empty] | 2020-09-12 | 3 | 12 | 4 | 2020-09-12 | 0 | 0%
[25 empty] | 2020-09-12 | 4 | 12 | 5 | 2020-09-12 | 0 | 0%
[25 empty] | 2020-09-12 | 5 | 12 | 6 | 2020-09-12 | 0 | 0%
[25 empty] | 2020-09-12 | 6 | 12 | 7 | 2020-09-12 | 324.0101 | 0.0003917%
[25 empty] | 2020-09-12 | 7 | 12 | 8 | 2020-09-12 | 3507.2788 | 0.00424%
[25 empty] | 2020-09-12 | 8 | 12 | 9 | 2020-09-12 | 3979.3742 | 0.004811%
[25 empty] | 2020-09-12 | 9 | 12 | 10 | 2020-09-12 | 2713.2389 | 0.00328%
[25 empty] | 2020-09-12 | 10 | 12 | 11 | 2020-09-12 | 1122.0654 | 0.001357%
[25 empty] | 2020-09-12 | 11 | 12 | 12 | 2020-09-12 | 291.7729 | 0.0003527%
[25 empty] | 2020-09-12 | 12 | 12 | 13 | 2020-09-12 | 231.0373 | 0.0002793%
[25 empty] | 2020-09-12 | 13 | 12 | 14 | 2020-09-12 | 251.6598 | 0.0003042%
[25 empty] | 2020-09-12 | 14 | 12 | 15 | 2020-09-12 | 1664.7716 | 0.002013%
[25 empty] | 2020-09-12 | 15 | 12 | 16 | 2020-09-12 | 5688.8051 | 0.006877%
[25 empty] | 2020-09-12 | 16 | 12 | 17 | 2020-09-12 | 12913.504 | 0.01561%
[25 empty] | 2020-09-12 | 17 | 12 | 18 | 2020-09-12 | 25725.3098 | 0.0311%
[25 empty] | 2020-09-12 | 18 | 12 | 19 | 2020-09-12 | 43403.5859 | 0.05247%
[25 empty] | 2020-09-12 | 19 | 12 | 20 | 2020-09-12 | 57909.3567 | 0.07001%
[25 empty] | 2020-09-12 | 20 | 12 | 21 | 2020-09-12 | 67936.6029 | 0.08213%
[25 empty] | 2020-09-12 | 21 | 12 | 22 | 2020-09-12 | 64262.2262 | 0.07769%
[25 empty] | 2020-09-12 | 22 | 12 | 23 | 2020-09-12 | 43324.1887 | 0.05238%
[25 empty] | 2020-09-12 | 23 | 12 | 24 | 2020-09-12 | 21932.6344 | 0.02652%
[25 empty] | 2020-09-12 | 24 | 13 | 1 | 2020-09-12 | 5708.6699 | 0.006902%
[25 empty] | 2020-09-13 | 1 | 13 | 2 | 2020-09-13 | 2037.2322 | 0.002463%
[25 empty] | 2020-09-13 | 2 | 13 | 3 | 2020-09-13 | 1617.4872 | 0.001955%
[25 empty] | 2020-09-13 | 3 | 13 | 4 | 2020-09-13 | 520.8236 | 0.0006297%
[25 empty] | 2020-09-13 | 4 | 13 | 5 | 2020-09-13 | 327.648 | 0.0003961%
[25 empty] | 2020-09-13 | 5 | 13 | 6 | 2020-09-13 | 458.6508 | 0.0005545%
[25 empty] | 2020-09-13 | 6 | 13 | 7 | 2020-09-13 | 1081.7368 | 0.001308%
[25 empty] | 2020-09-13 | 7 | 13 | 8 | 2020-09-13 | 5244.577 | 0.00634%
[25 empty] | 2020-09-13 | 8 | 13 | 9 | 2020-09-13 | 8315.7094 | 0.01005%
[25 empty] | 2020-09-13 | 9 | 13 | 10 | 2020-09-13 | 5882.419 | 0.007112%
[25 empty] | 2020-09-13 | 10 | 13 | 11 | 2020-09-13 | 4556.4871 | 0.005509%
[25 empty] | 2020-09-13 | 11 | 13 | 12 | 2020-09-13 | 2240.7128 | 0.002709%
[25 empty] | 2020-09-13 | 12 | 13 | 13 | 2020-09-13 | 1801.3787 | 0.002178%
[25 empty] | 2020-09-13 | 13 | 13 | 14 | 2020-09-13 | 2188.8024 | 0.002646%
[25 empty] | 2020-09-13 | 14 | 13 | 15 | 2020-09-13 | 4013.2639 | 0.004852%
[25 empty] | 2020-09-13 | 15 | 13 | 16 | 2020-09-13 | 9132.0359 | 0.01104%
[25 empty] | 2020-09-13 | 16 | 13 | 17 | 2020-09-13 | 18304.977 | 0.02213%
[25 empty] | 2020-09-13 | 17 | 13 | 18 | 2020-09-13 | 34615.1015 | 0.04185%
[25 empty] | 2020-09-13 | 18 | 13 | 19 | 2020-09-13 | 54995.953 | 0.06649%
[25 empty] | 2020-09-13 | 19 | 13 | 20 | 2020-09-13 | 67977.6189 | 0.08218%
[25 empty] | 2020-09-13 | 20 | 13 | 21 | 2020-09-13 | 75913.1976 | 0.09178%
[25 empty] | 2020-09-13 | 21 | 13 | 22 | 2020-09-13 | 73418.8518 | 0.08876%
[25 empty] | 2020-09-13 | 22 | 13 | 23 | 2020-09-13 | 52359.3464 | 0.0633%
[25 empty] | 2020-09-13 | 23 | 13 | 24 | 2020-09-13 | 28828.4181 | 0.03485%
[25 empty] | 2020-09-13 | 24 | 14 | 1 | 2020-09-13 | 8023.5889 | 0.0097%
[25 empty] | 2020-09-14 | 1 | 14 | 2 | 2020-09-14 | 8868.7381 | 0.01072%
[25 empty] | 2020-09-14 | 2 | 14 | 3 | 2020-09-14 | 2964.7606 | 0.003584%
[25 empty] | 2020-09-14 | 3 | 14 | 4 | 2020-09-14 | 1293.2473 | 0.001563%
[25 empty] | 2020-09-14 | 4 | 14 | 5 | 2020-09-14 | 721.6531 | 0.0008724%
[25 empty] | 2020-09-14 | 5 | 14 | 6 | 2020-09-14 | 1309.8724 | 0.001584%
[25 empty] | 2020-09-14 | 6 | 14 | 7 | 2020-09-14 | 3871.5006 | 0.00468%
[25 empty] | 2020-09-14 | 7 | 14 | 8 | 2020-09-14 | 14723.0414 | 0.0178%
[25 empty] | 2020-09-14 | 8 | 14 | 9 | 2020-09-14 | 18852.9726 | 0.02279%
[25 empty] | 2020-09-14 | 9 | 14 | 10 | 2020-09-14 | 15849.8128 | 0.01916%
[25 empty] | 2020-09-14 | 10 | 14 | 11 | 2020-09-14 | 13189.8723 | 0.01595%
[25 empty] | 2020-09-14 | 11 | 14 | 12 | 2020-09-14 | 9505.7172 | 0.01149%
[25 empty] | 2020-09-14 | 12 | 14 | 13 | 2020-09-14 | 8612.9803 | 0.01041%
[25 empty] | 2020-09-14 | 13 | 14 | 14 | 2020-09-14 | 10912.503 | 0.01319%
[25 empty] | 2020-09-14 | 14 | 14 | 15 | 2020-09-14 | 17630.6943 | 0.02131%
[25 empty] | 2020-09-14 | 15 | 14 | 16 | 2020-09-14 | 30164.9202 | 0.03647%
[25 empty] | 2020-09-14 | 16 | 14 | 17 | 2020-09-14 | 48657.9734 | 0.05883%
[25 empty] | 2020-09-14 | 17 | 14 | 18 | 2020-09-14 | 67576.39 | 0.0817%
[25 empty] | 2020-09-14 | 18 | 14 | 19 | 2020-09-14 | 82434.3714 | 0.09966%
[25 empty] | 2020-09-14 | 19 | 14 | 20 | 2020-09-14 | 90679.6621 | 0.1096%
[25 empty] | 2020-09-14 | 20 | 14 | 21 | 2020-09-14 | 96706.4378 | 0.1169%
[25 empty] | 2020-09-14 | 21 | 14 | 22 | 2020-09-14 | 88462.8223 | 0.1069%
[25 empty] | 2020-09-14 | 22 | 14 | 23 | 2020-09-14 | 71620.0086 | 0.08659%
[25 empty] | 2020-09-14 | 23 | 14 | 24 | 2020-09-14 | 44497.0144 | 0.05379%
[25 empty] | 2020-09-14 | 24 | 15 | 1 | 2020-09-14 | 20988.3455 | 0.02537%
[25 empty] | 2020-09-15 | 1 | 15 | 2 | 2020-09-15 | 4559.5158 | 0.005512%
[25 empty] | 2020-09-15 | 2 | 15 | 3 | 2020-09-15 | 1298.1341 | 0.001569%
[25 empty] | 2020-09-15 | 3 | 15 | 4 | 2020-09-15 | 364.5081 | 0.0004407%
[25 empty] | 2020-09-15 | 4 | 15 | 5 | 2020-09-15 | 148.0071 | 0.0001789%
[25 empty] | 2020-09-15 | 5 | 15 | 6 | 2020-09-15 | 289.626 | 0.0003501%
[25 empty] | 2020-09-15 | 6 | 15 | 7 | 2020-09-15 | 1333.9337 | 0.001613%
[25 empty] | 2020-09-15 | 7 | 15 | 8 | 2020-09-15 | 6552.9378 | 0.007922%
[25 empty] | 2020-09-15 | 8 | 15 | 9 | 2020-09-15 | 8913.5099 | 0.01078%
[25 empty] | 2020-09-15 | 9 | 15 | 10 | 2020-09-15 | 7459.4294 | 0.009018%
[25 empty] | 2020-09-15 | 10 | 15 | 11 | 2020-09-15 | 4236.5063 | 0.005122%
[25 empty] | 2020-09-15 | 11 | 15 | 12 | 2020-09-15 | 2415.3319 | 0.00292%
[25 empty] | 2020-09-15 | 12 | 15 | 13 | 2020-09-15 | 1727.3476 | 0.002088%
[25 empty] | 2020-09-15 | 13 | 15 | 14 | 2020-09-15 | 2422.6653 | 0.002929%
[25 empty] | 2020-09-15 | 14 | 15 | 15 | 2020-09-15 | 4863.0404 | 0.005879%
[25 empty] | 2020-09-15 | 15 | 15 | 16 | 2020-09-15 | 11064.202 | 0.01338%
[25 empty] | 2020-09-15 | 16 | 15 | 17 | 2020-09-15 | 24520.6463 | 0.02964%
[25 empty] | 2020-09-15 | 17 | 15 | 18 | 2020-09-15 | 39749.8643 | 0.04806%
[25 empty] | 2020-09-15 | 18 | 15 | 19 | 2020-09-15 | 63412.0375 | 0.07666%
[25 empty] | 2020-09-15 | 19 | 15 | 20 | 2020-09-15 | 74357.1715 | 0.08989%
[25 empty] | 2020-09-15 | 20 | 15 | 21 | 2020-09-15 | 80390.6225 | 0.09719%
[25 empty] | 2020-09-15 | 21 | 15 | 22 | 2020-09-15 | 72431.9028 | 0.08757%
[25 empty] | 2020-09-15 | 22 | 15 | 23 | 2020-09-15 | 57246.7938 | 0.06921%
[25 empty] | 2020-09-15 | 23 | 15 | 24 | 2020-09-15 | 33155.563 | 0.04008%
[25 empty] | 2020-09-15 | 24 | 16 | 1 | 2020-09-15 | 12889.7299 | 0.01558%
[25 empty] | 2020-09-16 | 1 | 16 | 2 | 2020-09-16 | 2193.9517 | 0.002652%
[25 empty] | 2020-09-16 | 2 | 16 | 3 | 2020-09-16 | 574.1446 | 0.0006941%
[25 empty] | 2020-09-16 | 3 | 16 | 4 | 2020-09-16 | 105.1128 | 0.0001271%
[25 empty] | 2020-09-16 | 4 | 16 | 5 | 2020-09-16 | 28.4466 | 3.439e-05%
[25 empty] | 2020-09-16 | 5 | 16 | 6 | 2020-09-16 | 38.6171 | 4.669e-05%
[25 empty] | 2020-09-16 | 6 | 16 | 7 | 2020-09-16 | 841.3353 | 0.001017%
[25 empty] | 2020-09-16 | 7 | 16 | 8 | 2020-09-16 | 7955.7717 | 0.009618%
[25 empty] | 2020-09-16 | 8 | 16 | 9 | 2020-09-16 | 10156.4558 | 0.01228%
[25 empty] | 2020-09-16 | 9 | 16 | 10 | 2020-09-16 | 7496.225 | 0.009063%
[25 empty] | 2020-09-16 | 10 | 16 | 11 | 2020-09-16 | 4208.4716 | 0.005088%
[25 empty] | 2020-09-16 | 11 | 16 | 12 | 2020-09-16 | 2320.0198 | 0.002805%
[25 empty] | 2020-09-16 | 12 | 16 | 13 | 2020-09-16 | 1285.7311 | 0.001554%
[25 empty] | 2020-09-16 | 13 | 16 | 14 | 2020-09-16 | 1246.6985 | 0.001507%
[25 empty] | 2020-09-16 | 14 | 16 | 15 | 2020-09-16 | 2523.7215 | 0.003051%
[25 empty] | 2020-09-16 | 15 | 16 | 16 | 2020-09-16 | 6225.5764 | 0.007526%
[25 empty] | 2020-09-16 | 16 | 16 | 17 | 2020-09-16 | 15874.1343 | 0.01919%
[25 empty] | 2020-09-16 | 17 | 16 | 18 | 2020-09-16 | 32399.6616 | 0.03917%
[25 empty] | 2020-09-16 | 18 | 16 | 19 | 2020-09-16 | 52511.6628 | 0.06348%
[25 empty] | 2020-09-16 | 19 | 16 | 20 | 2020-09-16 | 65247.8539 | 0.07888%
[25 empty] | 2020-09-16 | 20 | 16 | 21 | 2020-09-16 | 73472.432 | 0.08882%
[25 empty] | 2020-09-16 | 21 | 16 | 22 | 2020-09-16 | 66942.9386 | 0.08093%
[25 empty] | 2020-09-16 | 22 | 16 | 23 | 2020-09-16 | 48869.8432 | 0.05908%
[25 empty] | 2020-09-16 | 23 | 16 | 24 | 2020-09-16 | 23673.4513 | 0.02862%
[25 empty] | 2020-09-16 | 24 | 17 | 1 | 2020-09-16 | 6146.4131 | 0.007431%
[25 empty] | 2020-09-17 | 1 | 17 | 2 | 2020-09-17 | 2141.2384 | 0.002589%
[25 empty] | 2020-09-17 | 2 | 17 | 3 | 2020-09-17 | 531.09 | 0.0006421%
[25 empty] | 2020-09-17 | 3 | 17 | 4 | 2020-09-17 | 133.4093 | 0.0001613%
[25 empty] | 2020-09-17 | 4 | 17 | 5 | 2020-09-17 | 56.9537 | 6.885e-05%
[25 empty] | 2020-09-17 | 5 | 17 | 6 | 2020-09-17 | 169.818 | 0.0002053%
[25 empty] | 2020-09-17 | 6 | 17 | 7 | 2020-09-17 | 585.0588 | 0.0007073%
[25 empty] | 2020-09-17 | 7 | 17 | 8 | 2020-09-17 | 2934.2791 | 0.003547%
[25 empty] | 2020-09-17 | 8 | 17 | 9 | 2020-09-17 | 4094.5811 | 0.00495%
[25 empty] | 2020-09-17 | 9 | 17 | 10 | 2020-09-17 | 3335.5658 | 0.004033%
[25 empty] | 2020-09-17 | 10 | 17 | 11 | 2020-09-17 | 1224.6783 | 0.001481%
[25 empty] | 2020-09-17 | 11 | 17 | 12 | 2020-09-17 | 578.0244 | 0.0006988%
[25 empty] | 2020-09-17 | 12 | 17 | 13 | 2020-09-17 | 195.2135 | 0.000236%
[25 empty] | 2020-09-17 | 13 | 17 | 14 | 2020-09-17 | 222.9944 | 0.0002696%
[25 empty] | 2020-09-17 | 14 | 17 | 15 | 2020-09-17 | 501.6687 | 0.0006065%
[25 empty] | 2020-09-17 | 15 | 17 | 16 | 2020-09-17 | 1691.8658 | 0.002045%
[25 empty] | 2020-09-17 | 16 | 17 | 17 | 2020-09-17 | 6547.5454 | 0.007916%
[25 empty] | 2020-09-17 | 17 | 17 | 18 | 2020-09-17 | 17225.2111 | 0.02082%
[25 empty] | 2020-09-17 | 18 | 17 | 19 | 2020-09-17 | 35045.2231 | 0.04237%
[25 empty] | 2020-09-17 | 19 | 17 | 20 | 2020-09-17 | 46630.268 | 0.05637%
[25 empty] | 2020-09-17 | 20 | 17 | 21 | 2020-09-17 | 57375.8033 | 0.06936%
[25 empty] | 2020-09-17 | 21 | 17 | 22 | 2020-09-17 | 51982.7783 | 0.06284%
[25 empty] | 2020-09-17 | 22 | 17 | 23 | 2020-09-17 | 38794.5721 | 0.0469%
[25 empty] | 2020-09-17 | 23 | 17 | 24 | 2020-09-17 | 20500.5415 | 0.02478%
[25 empty] | 2020-09-17 | 24 | 18 | 1 | 2020-09-17 | 5568.7354 | 0.006732%
[25 empty] | 2020-09-18 | 1 | 18 | 2 | 2020-09-18 | 1024.5694 | 0.001239%
[25 empty] | 2020-09-18 | 2 | 18 | 3 | 2020-09-18 | 377.8383 | 0.0004568%
[25 empty] | 2020-09-18 | 3 | 18 | 4 | 2020-09-18 | 111.663 | 0.000135%
[25 empty] | 2020-09-18 | 4 | 18 | 5 | 2020-09-18 | 107.3381 | 0.0001298%
[25 empty] | 2020-09-18 | 5 | 18 | 6 | 2020-09-18 | 154.4555 | 0.0001867%
[25 empty] | 2020-09-18 | 6 | 18 | 7 | 2020-09-18 | 425.2494 | 0.0005141%
[25 empty] | 2020-09-18 | 7 | 18 | 8 | 2020-09-18 | 2321.7297 | 0.002807%
[25 empty] | 2020-09-18 | 8 | 18 | 9 | 2020-09-18 | 3947.7584 | 0.004773%
[25 empty] | 2020-09-18 | 9 | 18 | 10 | 2020-09-18 | 2533.6187 | 0.003063%
[25 empty] | 2020-09-18 | 10 | 18 | 11 | 2020-09-18 | 933.5662 | 0.001129%
[25 empty] | 2020-09-18 | 11 | 18 | 12 | 2020-09-18 | 412.5806 | 0.0004988%
[25 empty] | 2020-09-18 | 12 | 18 | 13 | 2020-09-18 | 146.8261 | 0.0001775%
[25 empty] | 2020-09-18 | 13 | 18 | 14 | 2020-09-18 | 122.2463 | 0.0001478%
[25 empty] | 2020-09-18 | 14 | 18 | 15 | 2020-09-18 | 231.6791 | 0.0002801%
[25 empty] | 2020-09-18 | 15 | 18 | 16 | 2020-09-18 | 869.6674 | 0.001051%
[25 empty] | 2020-09-18 | 16 | 18 | 17 | 2020-09-18 | 4368.3547 | 0.005281%
[25 empty] | 2020-09-18 | 17 | 18 | 18 | 2020-09-18 | 12804.9513 | 0.01548%
[25 empty] | 2020-09-18 | 18 | 18 | 19 | 2020-09-18 | 28621.2914 | 0.0346%
[25 empty] | 2020-09-18 | 19 | 18 | 20 | 2020-09-18 | 43902.862 | 0.05308%
[25 empty] | 2020-09-18 | 20 | 18 | 21 | 2020-09-18 | 56829.5185 | 0.0687%
[25 empty] | 2020-09-18 | 21 | 18 | 22 | 2020-09-18 | 50798.4507 | 0.06141%
[25 empty] | 2020-09-18 | 22 | 18 | 23 | 2020-09-18 | 36837.6848 | 0.04453%
[25 empty] | 2020-09-18 | 23 | 18 | 24 | 2020-09-18 | 16367.623 | 0.01979%
[25 empty] | 2020-09-18 | 24 | 19 | 1 | 2020-09-18 | 3380.138 | 0.004086%
[25 empty] | 2020-09-19 | 1 | 19 | 2 | 2020-09-19 | 678.1779 | 0.0008199%
[25 empty] | 2020-09-19 | 2 | 19 | 3 | 2020-09-19 | 174.9888 | 0.0002116%
[25 empty] | 2020-09-19 | 3 | 19 | 4 | 2020-09-19 | 50.614 | 6.119e-05%
[25 empty] | 2020-09-19 | 4 | 19 | 5 | 2020-09-19 | 5.619 | 6.793e-06%
[25 empty] | 2020-09-19 | 5 | 19 | 6 | 2020-09-19 | 13.0939 | 1.583e-05%
[25 empty] | 2020-09-19 | 6 | 19 | 7 | 2020-09-19 | 42.9964 | 5.198e-05%
[25 empty] | 2020-09-19 | 7 | 19 | 8 | 2020-09-19 | 536.162 | 0.0006482%
[25 empty] | 2020-09-19 | 8 | 19 | 9 | 2020-09-19 | 688.9981 | 0.000833%
[25 empty] | 2020-09-19 | 9 | 19 | 10 | 2020-09-19 | 437.4764 | 0.0005289%
[25 empty] | 2020-09-19 | 10 | 19 | 11 | 2020-09-19 | 43.2451 | 5.228e-05%
[25 empty] | 2020-09-19 | 11 | 19 | 12 | 2020-09-19 | 0 | 0%
[25 empty] | 2020-09-19 | 12 | 19 | 13 | 2020-09-19 | 0 | 0%
[25 empty] | 2020-09-19 | 13 | 19 | 14 | 2020-09-19 | 0 | 0%
[25 empty] | 2020-09-19 | 14 | 19 | 15 | 2020-09-19 | 0 | 0%
[25 empty] | 2020-09-19 | 15 | 19 | 16 | 2020-09-19 | 0 | 0%
[25 empty] | 2020-09-19 | 16 | 19 | 17 | 2020-09-19 | 335.8955 | 0.0004061%
[25 empty] | 2020-09-19 | 17 | 19 | 18 | 2020-09-19 | 3838.8236 | 0.004641%
[25 empty] | 2020-09-19 | 18 | 19 | 19 | 2020-09-19 | 15630.7893 | 0.0189%
[25 empty] | 2020-09-19 | 19 | 19 | 20 | 2020-09-19 | 28865.737 | 0.0349%
[25 empty] | 2020-09-19 | 20 | 19 | 21 | 2020-09-19 | 39620.3357 | 0.0479%
[25 empty] | 2020-09-19 | 21 | 19 | 22 | 2020-09-19 | 41244.5311 | 0.04986%
[25 empty] | 2020-09-19 | 22 | 19 | 23 | 2020-09-19 | 27932.7833 | 0.03377%
[25 empty] | 2020-09-19 | 23 | 19 | 24 | 2020-09-19 | 11873.4618 | 0.01435%
[25 empty] | 2020-09-19 | 24 | 20 | 1 | 2020-09-19 | 1952.8616 | 0.002361%
[25 empty] | 2020-09-20 | 1 | 20 | 2 | 2020-09-20 | 882.0975 | 0.001066%
[25 empty] | 2020-09-20 | 2 | 20 | 3 | 2020-09-20 | 240.2664 | 0.0002905%
[25 empty] | 2020-09-20 | 3 | 20 | 4 | 2020-09-20 | 61.09 | 7.385e-05%
[25 empty] | 2020-09-20 | 4 | 20 | 5 | 2020-09-20 | 0 | 0%
[25 empty] | 2020-09-20 | 5 | 20 | 6 | 2020-09-20 | 0 | 0%
[25 empty] | 2020-09-20 | 6 | 20 | 7 | 2020-09-20 | 168.8496 | 0.0002041%
[25 empty] | 2020-09-20 | 7 | 20 | 8 | 2020-09-20 | 1230.1373 | 0.001487%
[25 empty] | 2020-09-20 | 8 | 20 | 9 | 2020-09-20 | 1248.0659 | 0.001509%
[25 empty] | 2020-09-20 | 9 | 20 | 10 | 2020-09-20 | 1037.8938 | 0.001255%
[25 empty] | 2020-09-20 | 10 | 20 | 11 | 2020-09-20 | 224.6757 | 0.0002716%
[25 empty] | 2020-09-20 | 11 | 20 | 12 | 2020-09-20 | 46.3817 | 5.607e-05%
[25 empty] | 2020-09-20 | 12 | 20 | 13 | 2020-09-20 | 0 | 0%
[25 empty] | 2020-09-20 | 13 | 20 | 14 | 2020-09-20 | 0 | 0%
[25 empty] | 2020-09-20 | 14 | 20 | 15 | 2020-09-20 | 46.4086 | 5.611e-05%
[25 empty] | 2020-09-20 | 15 | 20 | 16 | 2020-09-20 | 539.7361 | 0.0006525%
[25 empty] | 2020-09-20 | 16 | 20 | 17 | 2020-09-20 | 2202.1714 | 0.002662%
[25 empty] | 2020-09-20 | 17 | 20 | 18 | 2020-09-20 | 9445.4652 | 0.01142%
[25 empty] | 2020-09-20 | 18 | 20 | 19 | 2020-09-20 | 24840.9097 | 0.03003%
[25 empty] | 2020-09-20 | 19 | 20 | 20 | 2020-09-20 | 37473.7015 | 0.0453%
[25 empty] | 2020-09-20 | 20 | 20 | 21 | 2020-09-20 | 47667.3888 | 0.05763%
[25 empty] | 2020-09-20 | 21 | 20 | 22 | 2020-09-20 | 49438.4103 | 0.05977%
[25 empty] | 2020-09-20 | 22 | 20 | 23 | 2020-09-20 | 32714.648 | 0.03955%
[25 empty] | 2020-09-20 | 23 | 20 | 24 | 2020-09-20 | 14171.046 | 0.01713%
[25 empty] | 2020-09-20 | 24 | 21 | 1 | 2020-09-20 | 2497.6884 | 0.00302%
[25 empty] | 2020-09-21 | 1 | 21 | 2 | 2020-09-21 | 11363.8425 | 0.01374%
[25 empty] | 2020-09-21 | 2 | 21 | 3 | 2020-09-21 | 3925.6819 | 0.004746%
[25 empty] | 2020-09-21 | 3 | 21 | 4 | 2020-09-21 | 1514.8858 | 0.001831%
[25 empty] | 2020-09-21 | 4 | 21 | 5 | 2020-09-21 | 771.1983 | 0.0009323%
[25 empty] | 2020-09-21 | 5 | 21 | 6 | 2020-09-21 | 1379.4767 | 0.001668%
[25 empty] | 2020-09-21 | 6 | 21 | 7 | 2020-09-21 | 3888.8523 | 0.004701%
[25 empty] | 2020-09-21 | 7 | 21 | 8 | 2020-09-21 | 14272.3342 | 0.01725%
[25 empty] | 2020-09-21 | 8 | 21 | 9 | 2020-09-21 | 18546.7037 | 0.02242%
[25 empty] | 2020-09-21 | 9 | 21 | 10 | 2020-09-21 | 15429.2348 | 0.01865%
[25 empty] | 2020-09-21 | 10 | 21 | 11 | 2020-09-21 | 10737.2426 | 0.01298%
[25 empty] | 2020-09-21 | 11 | 21 | 12 | 2020-09-21 | 7335.3458 | 0.008868%
[25 empty] | 2020-09-21 | 12 | 21 | 13 | 2020-09-21 | 6398.9341 | 0.007736%
[25 empty] | 2020-09-21 | 13 | 21 | 14 | 2020-09-21 | 8717.8119 | 0.01054%
[25 empty] | 2020-09-21 | 14 | 21 | 15 | 2020-09-21 | 14736.8577 | 0.01782%
[25 empty] | 2020-09-21 | 15 | 21 | 16 | 2020-09-21 | 25398.1251 | 0.03071%
[25 empty] | 2020-09-21 | 16 | 21 | 17 | 2020-09-21 | 41302.3332 | 0.04993%
[25 empty] | 2020-09-21 | 17 | 21 | 18 | 2020-09-21 | 61820.6713 | 0.07474%
[25 empty] | 2020-09-21 | 18 | 21 | 19 | 2020-09-21 | 80666.8328 | 0.09752%
[25 empty] | 2020-09-21 | 19 | 21 | 20 | 2020-09-21 | 89285.6597 | 0.1079%
[25 empty] | 2020-09-21 | 20 | 21 | 21 | 2020-09-21 | 93710.1925 | 0.1133%
[25 empty] | 2020-09-21 | 21 | 21 | 22 | 2020-09-21 | 86110.6719 | 0.1041%
[25 empty] | 2020-09-21 | 22 | 21 | 23 | 2020-09-21 | 70554.3833 | 0.0853%
[25 empty] | 2020-09-21 | 23 | 21 | 24 | 2020-09-21 | 44708.0729 | 0.05405%
[25 empty] | 2020-09-21 | 24 | 22 | 1 | 2020-09-21 | 22379.6751 | 0.02706%
[25 empty] | 2020-09-22 | 1 | 22 | 2 | 2020-09-22 | 808.5305 | 0.0009775%
[25 empty] | 2020-09-22 | 2 | 22 | 3 | 2020-09-22 | 282.8925 | 0.000342%
[25 empty] | 2020-09-22 | 3 | 22 | 4 | 2020-09-22 | 85.9875 | 0.000104%
[25 empty] | 2020-09-22 | 4 | 22 | 5 | 2020-09-22 | 76.0544 | 9.195e-05%
[25 empty] | 2020-09-22 | 5 | 22 | 6 | 2020-09-22 | 84.9045 | 0.0001026%
[25 empty] | 2020-09-22 | 6 | 22 | 7 | 2020-09-22 | 262.5429 | 0.0003174%
[25 empty] | 2020-09-22 | 7 | 22 | 8 | 2020-09-22 | 3071.1437 | 0.003713%
[25 empty] | 2020-09-22 | 8 | 22 | 9 | 2020-09-22 | 4719.2213 | 0.005705%
[25 empty] | 2020-09-22 | 9 | 22 | 10 | 2020-09-22 | 2533.893 | 0.003063%
[25 empty] | 2020-09-22 | 10 | 22 | 11 | 2020-09-22 | 1135.5539 | 0.001373%
[25 empty] | 2020-09-22 | 11 | 22 | 12 | 2020-09-22 | 579.0025 | 0.0007%
[25 empty] | 2020-09-22 | 12 | 22 | 13 | 2020-09-22 | 424.3245 | 0.000513%
[25 empty] | 2020-09-22 | 13 | 22 | 14 | 2020-09-22 | 668.3886 | 0.000808%
[25 empty] | 2020-09-22 | 14 | 22 | 15 | 2020-09-22 | 2302.7956 | 0.002784%
[25 empty] | 2020-09-22 | 15 | 22 | 16 | 2020-09-22 | 4994.8712 | 0.006039%
[25 empty] | 2020-09-22 | 16 | 22 | 17 | 2020-09-22 | 13383.3219 | 0.01618%
[25 empty] | 2020-09-22 | 17 | 22 | 18 | 2020-09-22 | 25873.6579 | 0.03128%
[25 empty] | 2020-09-22 | 18 | 22 | 19 | 2020-09-22 | 44873.3118 | 0.05425%
[25 empty] | 2020-09-22 | 19 | 22 | 20 | 2020-09-22 | 55325.7479 | 0.06689%
[25 empty] | 2020-09-22 | 20 | 22 | 21 | 2020-09-22 | 64318.92 | 0.07776%
[25 empty] | 2020-09-22 | 21 | 22 | 22 | 2020-09-22 | 58615.091 | 0.07086%
[25 empty] | 2020-09-22 | 22 | 22 | 23 | 2020-09-22 | 39976.048 | 0.04833%
[25 empty] | 2020-09-22 | 23 | 22 | 24 | 2020-09-22 | 17913.4826 | 0.02166%
[25 empty] | 2020-09-22 | 24 | 23 | 1 | 2020-09-22 | 3644.9778 | 0.004407%
[25 empty] | 2020-09-23 | 1 | 23 | 2 | 2020-09-23 | 3073.8682 | 0.003716%
[25 empty] | 2020-09-23 | 2 | 23 | 3 | 2020-09-23 | 331.7881 | 0.0004011%
[25 empty] | 2020-09-23 | 3 | 23 | 4 | 2020-09-23 | 50.6318 | 6.121e-05%
[25 empty] | 2020-09-23 | 4 | 23 | 5 | 2020-09-23 | 20.5908 | 2.489e-05%
[25 empty] | 2020-09-23 | 5 | 23 | 6 | 2020-09-23 | 46.215 | 5.587e-05%
[25 empty] | 2020-09-23 | 6 | 23 | 7 | 2020-09-23 | 404.9531 | 0.0004896%
[25 empty] | 2020-09-23 | 7 | 23 | 8 | 2020-09-23 | 3626.2542 | 0.004384%
[25 empty] | 2020-09-23 | 8 | 23 | 9 | 2020-09-23 | 5045.0559 | 0.006099%
[25 empty] | 2020-09-23 | 9 | 23 | 10 | 2020-09-23 | 3067.6697 | 0.003709%
[25 empty] | 2020-09-23 | 10 | 23 | 11 | 2020-09-23 | 1036.8451 | 0.001253%
[25 empty] | 2020-09-23 | 11 | 23 | 12 | 2020-09-23 | 538.48 | 0.000651%
[25 empty] | 2020-09-23 | 12 | 23 | 13 | 2020-09-23 | 647.5264 | 0.0007828%
[25 empty] | 2020-09-23 | 13 | 23 | 14 | 2020-09-23 | 1188.4905 | 0.001437%
[25 empty] | 2020-09-23 | 14 | 23 | 15 | 2020-09-23 | 3503.8004 | 0.004236%
[25 empty] | 2020-09-23 | 15 | 23 | 16 | 2020-09-23 | 7942.494 | 0.009602%
[25 empty] | 2020-09-23 | 16 | 23 | 17 | 2020-09-23 | 19638.9474 | 0.02374%
[25 empty] | 2020-09-23 | 17 | 23 | 18 | 2020-09-23 | 36419.4584 | 0.04403%
[25 empty] | 2020-09-23 | 18 | 23 | 19 | 2020-09-23 | 58605.3162 | 0.07085%
[25 empty] | 2020-09-23 | 19 | 23 | 20 | 2020-09-23 | 69275.6166 | 0.08375%
[25 empty] | 2020-09-23 | 20 | 23 | 21 | 2020-09-23 | 75170.7036 | 0.09088%
[25 empty] | 2020-09-23 | 21 | 23 | 22 | 2020-09-23 | 66521.8826 | 0.08042%
[25 empty] | 2020-09-23 | 22 | 23 | 23 | 2020-09-23 | 50720.2462 | 0.06132%
[25 empty] | 2020-09-23 | 23 | 23 | 24 | 2020-09-23 | 27868.9841 | 0.03369%
[25 empty] | 2020-09-23 | 24 | 24 | 1 | 2020-09-23 | 9114.8054 | 0.01102%
[25 empty] | 2020-09-24 | 1 | 24 | 2 | 2020-09-24 | 1161.6882 | 0.001404%
[25 empty] | 2020-09-24 | 2 | 24 | 3 | 2020-09-24 | 185.1945 | 0.0002239%
[25 empty] | 2020-09-24 | 3 | 24 | 4 | 2020-09-24 | 0 | 0%
[25 empty] | 2020-09-24 | 4 | 24 | 5 | 2020-09-24 | 0 | 0%
[25 empty] | 2020-09-24 | 5 | 24 | 6 | 2020-09-24 | 0 | 0%
[25 empty] | 2020-09-24 | 6 | 24 | 7 | 2020-09-24 | 319.2248 | 0.0003859%
[25 empty] | 2020-09-24 | 7 | 24 | 8 | 2020-09-24 | 5572.7384 | 0.006737%
[25 empty] | 2020-09-24 | 8 | 24 | 9 | 2020-09-24 | 7252.7551 | 0.008768%
[25 empty] | 2020-09-24 | 9 | 24 | 10 | 2020-09-24 | 4174.9954 | 0.005047%
[25 empty] | 2020-09-24 | 10 | 24 | 11 | 2020-09-24 | 2161.752 | 0.002613%
[25 empty] | 2020-09-24 | 11 | 24 | 12 | 2020-09-24 | 1230.4191 | 0.001488%
[25 empty] | 2020-09-24 | 12 | 24 | 13 | 2020-09-24 | 567.4355 | 0.000686%
[25 empty] | 2020-09-24 | 13 | 24 | 14 | 2020-09-24 | 752.9344 | 0.0009103%
[25 empty] | 2020-09-24 | 14 | 24 | 15 | 2020-09-24 | 2350.8109 | 0.002842%
[25 empty] | 2020-09-24 | 15 | 24 | 16 | 2020-09-24 | 5401.8615 | 0.006531%
[25 empty] | 2020-09-24 | 16 | 24 | 17 | 2020-09-24 | 13114.4502 | 0.01585%
[25 empty] | 2020-09-24 | 17 | 24 | 18 | 2020-09-24 | 25881.8107 | 0.03129%
[25 empty] | 2020-09-24 | 18 | 24 | 19 | 2020-09-24 | 46203.6856 | 0.05586%
[25 empty] | 2020-09-24 | 19 | 24 | 20 | 2020-09-24 | 55849.3094 | 0.06752%
[25 empty] | 2020-09-24 | 20 | 24 | 21 | 2020-09-24 | 64531.9823 | 0.07802%
[25 empty] | 2020-09-24 | 21 | 24 | 22 | 2020-09-24 | 58407.5491 | 0.07061%
[25 empty] | 2020-09-24 | 22 | 24 | 23 | 2020-09-24 | 40726.5364 | 0.04924%
[25 empty] | 2020-09-24 | 23 | 24 | 24 | 2020-09-24 | 19559.0437 | 0.02365%
[25 empty] | 2020-09-24 | 24 | 25 | 1 | 2020-09-24 | 4903.7589 | 0.005928%
[25 empty] | 2020-09-25 | 1 | 25 | 2 | 2020-09-25 | 1269.8066 | 0.001535%
[25 empty] | 2020-09-25 | 2 | 25 | 3 | 2020-09-25 | 445.0059 | 0.000538%
[25 empty] | 2020-09-25 | 3 | 25 | 4 | 2020-09-25 | 189.0466 | 0.0002285%
[25 empty] | 2020-09-25 | 4 | 25 | 5 | 2020-09-25 | 70.575 | 8.532e-05%
[25 empty] | 2020-09-25 | 5 | 25 | 6 | 2020-09-25 | 197.0846 | 0.0002383%
[25 empty] | 2020-09-25 | 6 | 25 | 7 | 2020-09-25 | 717.974 | 0.000868%
[25 empty] | 2020-09-25 | 7 | 25 | 8 | 2020-09-25 | 5402.1576 | 0.006531%
[25 empty] | 2020-09-25 | 8 | 25 | 9 | 2020-09-25 | 6442.0446 | 0.007788%
[25 empty] | 2020-09-25 | 9 | 25 | 10 | 2020-09-25 | 4278.385 | 0.005172%
[25 empty] | 2020-09-25 | 10 | 25 | 11 | 2020-09-25 | 2304.3332 | 0.002786%
[25 empty] | 2020-09-25 | 11 | 25 | 12 | 2020-09-25 | 1230.8801 | 0.001488%
[25 empty] | 2020-09-25 | 12 | 25 | 13 | 2020-09-25 | 669.3197 | 0.0008092%
[25 empty] | 2020-09-25 | 13 | 25 | 14 | 2020-09-25 | 607.9677 | 0.000735%
[25 empty] | 2020-09-25 | 14 | 25 | 15 | 2020-09-25 | 1671.0198 | 0.00202%
[25 empty] | 2020-09-25 | 15 | 25 | 16 | 2020-09-25 | 3882.9797 | 0.004694%
[25 empty] | 2020-09-25 | 16 | 25 | 17 | 2020-09-25 | 9109.9487 | 0.01101%
[25 empty] | 2020-09-25 | 17 | 25 | 18 | 2020-09-25 | 20379.091 | 0.02464%
[25 empty] | 2020-09-25 | 18 | 25 | 19 | 2020-09-25 | 38549.7486 | 0.0466%
[25 empty] | 2020-09-25 | 19 | 25 | 20 | 2020-09-25 | 48023.665 | 0.05806%
[25 empty] | 2020-09-25 | 20 | 25 | 21 | 2020-09-25 | 58700.6675 | 0.07097%
[25 empty] | 2020-09-25 | 21 | 25 | 22 | 2020-09-25 | 52795.1531 | 0.06383%
[25 empty] | 2020-09-25 | 22 | 25 | 23 | 2020-09-25 | 37419.2461 | 0.04524%
[25 empty] | 2020-09-25 | 23 | 25 | 24 | 2020-09-25 | 16674.3543 | 0.02016%
[25 empty] | 2020-09-25 | 24 | 26 | 1 | 2020-09-25 | 3619.9204 | 0.004376%
[25 empty] | 2020-09-26 | 1 | 26 | 2 | 2020-09-26 | 695.0491 | 0.0008403%
[25 empty] | 2020-09-26 | 2 | 26 | 3 | 2020-09-26 | 247.8517 | 0.0002996%
[25 empty] | 2020-09-26 | 3 | 26 | 4 | 2020-09-26 | 40.7924 | 4.932e-05%
[25 empty] | 2020-09-26 | 4 | 26 | 5 | 2020-09-26 | 0 | 0%
[25 empty] | 2020-09-26 | 5 | 26 | 6 | 2020-09-26 | 0 | 0%
[25 empty] | 2020-09-26 | 6 | 26 | 7 | 2020-09-26 | 48.2853 | 5.837e-05%
[25 empty] | 2020-09-26 | 7 | 26 | 8 | 2020-09-26 | 286.3677 | 0.0003462%
[25 empty] | 2020-09-26 | 8 | 26 | 9 | 2020-09-26 | 428.3677 | 0.0005179%
[25 empty] | 2020-09-26 | 9 | 26 | 10 | 2020-09-26 | 99.2158 | 0.0001199%
[25 empty] | 2020-09-26 | 10 | 26 | 11 | 2020-09-26 | 0 | 0%
[25 empty] | 2020-09-26 | 11 | 26 | 12 | 2020-09-26 | 0 | 0%
[25 empty] | 2020-09-26 | 12 | 26 | 13 | 2020-09-26 | 0 | 0%
[25 empty] | 2020-09-26 | 13 | 26 | 14 | 2020-09-26 | 0 | 0%
[25 empty] | 2020-09-26 | 14 | 26 | 15 | 2020-09-26 | 0 | 0%
[25 empty] | 2020-09-26 | 15 | 26 | 16 | 2020-09-26 | 3.9188 | 4.738e-06%
[25 empty] | 2020-09-26 | 16 | 26 | 17 | 2020-09-26 | 785.7164 | 0.0009499%
[25 empty] | 2020-09-26 | 17 | 26 | 18 | 2020-09-26 | 5155.0464 | 0.006232%
[25 empty] | 2020-09-26 | 18 | 26 | 19 | 2020-09-26 | 16611.2238 | 0.02008%
[25 empty] | 2020-09-26 | 19 | 26 | 20 | 2020-09-26 | 28309.2591 | 0.03422%
[25 empty] | 2020-09-26 | 20 | 26 | 21 | 2020-09-26 | 36781.6542 | 0.04447%
[25 empty] | 2020-09-26 | 21 | 26 | 22 | 2020-09-26 | 36648.9509 | 0.04431%
[25 empty] | 2020-09-26 | 22 | 26 | 23 | 2020-09-26 | 23891.1414 | 0.02888%
[25 empty] | 2020-09-26 | 23 | 26 | 24 | 2020-09-26 | 10242.9344 | 0.01238%
[25 empty] | 2020-09-26 | 24 | 27 | 1 | 2020-09-26 | 2494.5195 | 0.003016%
[25 empty] | 2020-09-27 | 1 | 27 | 2 | 2020-09-27 | 1433.9899 | 0.001734%
[25 empty] | 2020-09-27 | 2 | 27 | 3 | 2020-09-27 | 609.9856 | 0.0007374%
[25 empty] | 2020-09-27 | 3 | 27 | 4 | 2020-09-27 | 210.697 | 0.0002547%
[25 empty] | 2020-09-27 | 4 | 27 | 5 | 2020-09-27 | 77.5123 | 9.371e-05%
[25 empty] | 2020-09-27 | 5 | 27 | 6 | 2020-09-27 | 186.5878 | 0.0002256%
[25 empty] | 2020-09-27 | 6 | 27 | 7 | 2020-09-27 | 876.669 | 0.00106%
[25 empty] | 2020-09-27 | 7 | 27 | 8 | 2020-09-27 | 3615.6626 | 0.004371%
[25 empty] | 2020-09-27 | 8 | 27 | 9 | 2020-09-27 | 4137.8994 | 0.005003%
[25 empty] | 2020-09-27 | 9 | 27 | 10 | 2020-09-27 | 2884.2777 | 0.003487%
[25 empty] | 2020-09-27 | 10 | 27 | 11 | 2020-09-27 | 1202.4413 | 0.001454%
[25 empty] | 2020-09-27 | 11 | 27 | 12 | 2020-09-27 | 545.313 | 0.0006593%
[25 empty] | 2020-09-27 | 12 | 27 | 13 | 2020-09-27 | 268.9678 | 0.0003252%
[25 empty] | 2020-09-27 | 13 | 27 | 14 | 2020-09-27 | 214.7433 | 0.0002596%
[25 empty] | 2020-09-27 | 14 | 27 | 15 | 2020-09-27 | 629.4066 | 0.0007609%
[25 empty] | 2020-09-27 | 15 | 27 | 16 | 2020-09-27 | 1523.8951 | 0.001842%
[25 empty] | 2020-09-27 | 16 | 27 | 17 | 2020-09-27 | 3948.87 | 0.004774%
[25 empty] | 2020-09-27 | 17 | 27 | 18 | 2020-09-27 | 10121.3954 | 0.01224%
[25 empty] | 2020-09-27 | 18 | 27 | 19 | 2020-09-27 | 24137.1051 | 0.02918%
[25 empty] | 2020-09-27 | 19 | 27 | 20 | 2020-09-27 | 35929.5845 | 0.04344%
[25 empty] | 2020-09-27 | 20 | 27 | 21 | 2020-09-27 | 48313.6752 | 0.05841%
[25 empty] | 2020-09-27 | 21 | 27 | 22 | 2020-09-27 | 46541.8621 | 0.05627%
[25 empty] | 2020-09-27 | 22 | 27 | 23 | 2020-09-27 | 30824.3184 | 0.03727%
[25 empty] | 2020-09-27 | 23 | 27 | 24 | 2020-09-27 | 13036.9274 | 0.01576%
[25 empty] | 2020-09-27 | 24 | 28 | 1 | 2020-09-27 | 3275.8624 | 0.00396%
[25 empty] | 2020-09-28 | 1 | 28 | 2 | 2020-09-28 | 2092.336 | 0.00253%
[25 empty] | 2020-09-28 | 2 | 28 | 3 | 2020-09-28 | 1025.2275 | 0.001239%
[25 empty] | 2020-09-28 | 3 | 28 | 4 | 2020-09-28 | 439.7161 | 0.0005316%
[25 empty] | 2020-09-28 | 4 | 28 | 5 | 2020-09-28 | 286.5618 | 0.0003464%
[25 empty] | 2020-09-28 | 5 | 28 | 6 | 2020-09-28 | 533.2854 | 0.0006447%
[25 empty] | 2020-09-28 | 6 | 28 | 7 | 2020-09-28 | 1305.3617 | 0.001578%
[25 empty] | 2020-09-28 | 7 | 28 | 8 | 2020-09-28 | 7900.145 | 0.009551%
[25 empty] | 2020-09-28 | 8 | 28 | 9 | 2020-09-28 | 9961.785 | 0.01204%
[25 empty] | 2020-09-28 | 9 | 28 | 10 | 2020-09-28 | 6515.0853 | 0.007876%
[25 empty] | 2020-09-28 | 10 | 28 | 11 | 2020-09-28 | 3302.8553 | 0.003993%
[25 empty] | 2020-09-28 | 11 | 28 | 12 | 2020-09-28 | 2245.5991 | 0.002715%
[25 empty] | 2020-09-28 | 12 | 28 | 13 | 2020-09-28 | 1642.2297 | 0.001985%
[25 empty] | 2020-09-28 | 13 | 28 | 14 | 2020-09-28 | 1777.9807 | 0.002149%
[25 empty] | 2020-09-28 | 14 | 28 | 15 | 2020-09-28 | 4345.8244 | 0.005254%
[25 empty] | 2020-09-28 | 15 | 28 | 16 | 2020-09-28 | 7743.3838 | 0.009361%
[25 empty] | 2020-09-28 | 16 | 28 | 17 | 2020-09-28 | 15045.5833 | 0.01819%
[25 empty] | 2020-09-28 | 17 | 28 | 18 | 2020-09-28 | 29367.7402 | 0.0355%
[25 empty] | 2020-09-28 | 18 | 28 | 19 | 2020-09-28 | 47623.1713 | 0.05757%
[25 empty] | 2020-09-28 | 19 | 28 | 20 | 2020-09-28 | 56581.24 | 0.0684%
[25 empty] | 2020-09-28 | 20 | 28 | 21 | 2020-09-28 | 66555.7185 | 0.08046%
[25 empty] | 2020-09-28 | 21 | 28 | 22 | 2020-09-28 | 59738.253 | 0.07222%
[25 empty] | 2020-09-28 | 22 | 28 | 23 | 2020-09-28 | 42297.3204 | 0.05114%
[25 empty] | 2020-09-28 | 23 | 28 | 24 | 2020-09-28 | 21225.7589 | 0.02566%
[25 empty] | 2020-09-28 | 24 | 29 | 1 | 2020-09-28 | 5778.9026 | 0.006986%
[25 empty] | 2020-09-29 | 1 | 29 | 2 | 2020-09-29 | 2234.3993 | 0.002701%
[25 empty] | 2020-09-29 | 2 | 29 | 3 | 2020-09-29 | 892.5083 | 0.001079%
[25 empty] | 2020-09-29 | 3 | 29 | 4 | 2020-09-29 | 404.2045 | 0.0004887%
[25 empty] | 2020-09-29 | 4 | 29 | 5 | 2020-09-29 | 244.4719 | 0.0002956%
[25 empty] | 2020-09-29 | 5 | 29 | 6 | 2020-09-29 | 433.9613 | 0.0005246%
[25 empty] | 2020-09-29 | 6 | 29 | 7 | 2020-09-29 | 1130.8761 | 0.001367%
[25 empty] | 2020-09-29 | 7 | 29 | 8 | 2020-09-29 | 5488.3507 | 0.006635%
[25 empty] | 2020-09-29 | 8 | 29 | 9 | 2020-09-29 | 6983.1959 | 0.008442%
[25 empty] | 2020-09-29 | 9 | 29 | 10 | 2020-09-29 | 4779.9599 | 0.005779%
[25 empty] | 2020-09-29 | 10 | 29 | 11 | 2020-09-29 | 2768.1514 | 0.003347%
[25 empty] | 2020-09-29 | 11 | 29 | 12 | 2020-09-29 | 1836.3144 | 0.00222%
[25 empty] | 2020-09-29 | 12 | 29 | 13 | 2020-09-29 | 1764.5482 | 0.002133%
[25 empty] | 2020-09-29 | 13 | 29 | 14 | 2020-09-29 | 2293.0591 | 0.002772%
[25 empty] | 2020-09-29 | 14 | 29 | 15 | 2020-09-29 | 4825.9982 | 0.005834%
[25 empty] | 2020-09-29 | 15 | 29 | 16 | 2020-09-29 | 7514.015 | 0.009084%
[25 empty] | 2020-09-29 | 16 | 29 | 17 | 2020-09-29 | 17108.5969 | 0.02068%
[25 empty] | 2020-09-29 | 17 | 29 | 18 | 2020-09-29 | 30667.2198 | 0.03708%
[25 empty] | 2020-09-29 | 18 | 29 | 19 | 2020-09-29 | 49379.7398 | 0.0597%
[25 empty] | 2020-09-29 | 19 | 29 | 20 | 2020-09-29 | 59100.0105 | 0.07145%
[25 empty] | 2020-09-29 | 20 | 29 | 21 | 2020-09-29 | 67385.7742 | 0.08147%
[25 empty] | 2020-09-29 | 21 | 29 | 22 | 2020-09-29 | 61068.7641 | 0.07383%
[25 empty] | 2020-09-29 | 22 | 29 | 23 | 2020-09-29 | 43398.7099 | 0.05247%
[25 empty] | 2020-09-29 | 23 | 29 | 24 | 2020-09-29 | 21512.761 | 0.02601%
[25 empty] | 2020-09-29 | 24 | 30 | 1 | 2020-09-29 | 6362.2112 | 0.007692%
[25 empty] | 2020-09-30 | 1 | 30 | 2 | 2020-09-30 | 3934.9025 | 0.004757%
[25 empty] | 2020-09-30 | 2 | 30 | 3 | 2020-09-30 | 744.2296 | 0.0008997%
[25 empty] | 2020-09-30 | 3 | 30 | 4 | 2020-09-30 | 191.8159 | 0.0002319%
[25 empty] | 2020-09-30 | 4 | 30 | 5 | 2020-09-30 | 78.8446 | 9.532e-05%
[25 empty] | 2020-09-30 | 5 | 30 | 6 | 2020-09-30 | 180.6605 | 0.0002184%
[25 empty] | 2020-09-30 | 6 | 30 | 7 | 2020-09-30 | 615.3237 | 0.0007439%
[25 empty] | 2020-09-30 | 7 | 30 | 8 | 2020-09-30 | 4577.7628 | 0.005534%
[25 empty] | 2020-09-30 | 8 | 30 | 9 | 2020-09-30 | 6271.4622 | 0.007582%
[25 empty] | 2020-09-30 | 9 | 30 | 10 | 2020-09-30 | 3977.1403 | 0.004808%
[25 empty] | 2020-09-30 | 10 | 30 | 11 | 2020-09-30 | 1655.4329 | 0.002001%
[25 empty] | 2020-09-30 | 11 | 30 | 12 | 2020-09-30 | 1161.5934 | 0.001404%
[25 empty] | 2020-09-30 | 12 | 30 | 13 | 2020-09-30 | 1077.5054 | 0.001303%
[25 empty] | 2020-09-30 | 13 | 30 | 14 | 2020-09-30 | 1598.9215 | 0.001933%
[25 empty] | 2020-09-30 | 14 | 30 | 15 | 2020-09-30 | 4478.3318 | 0.005414%
[25 empty] | 2020-09-30 | 15 | 30 | 16 | 2020-09-30 | 9105.4984 | 0.01101%
[25 empty] | 2020-09-30 | 16 | 30 | 17 | 2020-09-30 | 20756.1735 | 0.02509%
[25 empty] | 2020-09-30 | 17 | 30 | 18 | 2020-09-30 | 36314.3593 | 0.0439%
[25 empty] | 2020-09-30 | 18 | 30 | 19 | 2020-09-30 | 59488.1513 | 0.07192%
[25 empty] | 2020-09-30 | 19 | 30 | 20 | 2020-09-30 | 68901.5158 | 0.0833%
[25 empty] | 2020-09-30 | 20 | 30 | 21 | 2020-09-30 | 74919.1939 | 0.09057%
[25 empty] | 2020-09-30 | 21 | 30 | 22 | 2020-09-30 | 69791.3734 | 0.08437%
[25 empty] | 2020-09-30 | 22 | 30 | 23 | 2020-09-30 | 54383.5079 | 0.06575%
[25 empty] | 2020-09-30 | 23 | 30 | 24 | 2020-09-30 | 31021.5916 | 0.0375%
[25 empty] | 2020-09-30 | 24 | 1 | 1 | 2020-09-30 | 12769.0942 | 0.01544%
[25 empty] | 2020-10-01 | 1 | 1 | 2 | 2020-10-01 | 1030.4799 | 0.001246%
[25 empty] | 2020-10-01 | 2 | 1 | 3 | 2020-10-01 | 202.2487 | 0.0002445%
[25 empty] | 2020-10-01 | 3 | 1 | 4 | 2020-10-01 | 0 | 0%
[25 empty] | 2020-10-01 | 4 | 1 | 5 | 2020-10-01 | 0.091463 | 1.106e-07%
[25 empty] | 2020-10-01 | 5 | 1 | 6 | 2020-10-01 | 0 | 0%
[25 empty] | 2020-10-01 | 6 | 1 | 7 | 2020-10-01 | 82.4952 | 9.973e-05%
[25 empty] | 2020-10-01 | 7 | 1 | 8 | 2020-10-01 | 891.9566 | 0.001078%
[25 empty] | 2020-10-01 | 8 | 1 | 9 | 2020-10-01 | 830.3427 | 0.001004%
[25 empty] | 2020-10-01 | 9 | 1 | 10 | 2020-10-01 | 392.6717 | 0.0004747%
[25 empty] | 2020-10-01 | 10 | 1 | 11 | 2020-10-01 | 152.7033 | 0.0001846%
[25 empty] | 2020-10-01 | 11 | 1 | 12 | 2020-10-01 | 173.067 | 0.0002092%
[25 empty] | 2020-10-01 | 12 | 1 | 13 | 2020-10-01 | 378.888 | 0.0004581%
[25 empty] | 2020-10-01 | 13 | 1 | 14 | 2020-10-01 | 1187.5241 | 0.001436%
[25 empty] | 2020-10-01 | 14 | 1 | 15 | 2020-10-01 | 3782.6745 | 0.004573%
[25 empty] | 2020-10-01 | 15 | 1 | 16 | 2020-10-01 | 8229.7899 | 0.009949%
[25 empty] | 2020-10-01 | 16 | 1 | 17 | 2020-10-01 | 21299.1861 | 0.02575%
[25 empty] | 2020-10-01 | 17 | 1 | 18 | 2020-10-01 | 36227.9858 | 0.0438%
[25 empty] | 2020-10-01 | 18 | 1 | 19 | 2020-10-01 | 57059.9719 | 0.06898%
[25 empty] | 2020-10-01 | 19 | 1 | 20 | 2020-10-01 | 70495.9051 | 0.08523%
[25 empty] | 2020-10-01 | 20 | 1 | 21 | 2020-10-01 | 75118.9793 | 0.09082%
[25 empty] | 2020-10-01 | 21 | 1 | 22 | 2020-10-01 | 63816.3671 | 0.07715%
[25 empty] | 2020-10-01 | 22 | 1 | 23 | 2020-10-01 | 44681.9181 | 0.05402%
[25 empty] | 2020-10-01 | 23 | 1 | 24 | 2020-10-01 | 17621.5864 | 0.0213%
[25 empty] | 2020-10-01 | 24 | 2 | 1 | 2020-10-01 | 3436.5226 | 0.004155%
[25 empty] | 2020-10-02 | 1 | 2 | 2 | 2020-10-02 | 1209.6846 | 0.001462%
[25 empty] | 2020-10-02 | 2 | 2 | 3 | 2020-10-02 | 192.4997 | 0.0002327%
[25 empty] | 2020-10-02 | 3 | 2 | 4 | 2020-10-02 | 63.5735 | 7.686e-05%
[25 empty] | 2020-10-02 | 4 | 2 | 5 | 2020-10-02 | 0 | 0%
[25 empty] | 2020-10-02 | 5 | 2 | 6 | 2020-10-02 | 57.5489 | 6.957e-05%
[25 empty] | 2020-10-02 | 6 | 2 | 7 | 2020-10-02 | 508.356 | 0.0006146%
[25 empty] | 2020-10-02 | 7 | 2 | 8 | 2020-10-02 | 5219.4617 | 0.00631%
[25 empty] | 2020-10-02 | 8 | 2 | 9 | 2020-10-02 | 6114.2333 | 0.007392%
[25 empty] | 2020-10-02 | 9 | 2 | 10 | 2020-10-02 | 2972.1675 | 0.003593%
[25 empty] | 2020-10-02 | 10 | 2 | 11 | 2020-10-02 | 1659.3883 | 0.002006%
[25 empty] | 2020-10-02 | 11 | 2 | 12 | 2020-10-02 | 1435.4942 | 0.001735%
[25 empty] | 2020-10-02 | 12 | 2 | 13 | 2020-10-02 | 1347.8509 | 0.001629%
[25 empty] | 2020-10-02 | 13 | 2 | 14 | 2020-10-02 | 1935.6496 | 0.00234%
[25 empty] | 2020-10-02 | 14 | 2 | 15 | 2020-10-02 | 4806.5209 | 0.005811%
[25 empty] | 2020-10-02 | 15 | 2 | 16 | 2020-10-02 | 9309.1757 | 0.01125%
[25 empty] | 2020-10-02 | 16 | 2 | 17 | 2020-10-02 | 19427.4382 | 0.02349%
[25 empty] | 2020-10-02 | 17 | 2 | 18 | 2020-10-02 | 36838.8779 | 0.04454%
[25 empty] | 2020-10-02 | 18 | 2 | 19 | 2020-10-02 | 57190.0941 | 0.06914%
[25 empty] | 2020-10-02 | 19 | 2 | 20 | 2020-10-02 | 72409.2294 | 0.08754%
[25 empty] | 2020-10-02 | 20 | 2 | 21 | 2020-10-02 | 75391.4706 | 0.09114%
[25 empty] | 2020-10-02 | 21 | 2 | 22 | 2020-10-02 | 65718.6641 | 0.07945%
[25 empty] | 2020-10-02 | 22 | 2 | 23 | 2020-10-02 | 45806.4555 | 0.05538%
[25 empty] | 2020-10-02 | 23 | 2 | 24 | 2020-10-02 | 19430.0215 | 0.02349%
[25 empty] | 2020-10-02 | 24 | 3 | 1 | 2020-10-02 | 3699.3228 | 0.004472%
[25 empty] | 2020-10-03 | 1 | 3 | 2 | 2020-10-03 | 41.3512 | 4.999e-05%
[25 empty] | 2020-10-03 | 2 | 3 | 3 | 2020-10-03 | 0 | 0%
[25 empty] | 2020-10-03 | 3 | 3 | 4 | 2020-10-03 | 0 | 0%
[25 empty] | 2020-10-03 | 4 | 3 | 5 | 2020-10-03 | 0 | 0%
[25 empty] | 2020-10-03 | 5 | 3 | 6 | 2020-10-03 | 0 | 0%
[25 empty] | 2020-10-03 | 6 | 3 | 7 | 2020-10-03 | 6.2896 | 7.604e-06%
[25 empty] | 2020-10-03 | 7 | 3 | 8 | 2020-10-03 | 1282.6456 | 0.001551%
[25 empty] | 2020-10-03 | 8 | 3 | 9 | 2020-10-03 | 1521.6056 | 0.00184%
[25 empty] | 2020-10-03 | 9 | 3 | 10 | 2020-10-03 | 374.551 | 0.0004528%
[25 empty] | 2020-10-03 | 10 | 3 | 11 | 2020-10-03 | 70.339 | 8.504e-05%
[25 empty] | 2020-10-03 | 11 | 3 | 12 | 2020-10-03 | 0 | 0%
[25 empty] | 2020-10-03 | 12 | 3 | 13 | 2020-10-03 | 0 | 0%
[25 empty] | 2020-10-03 | 13 | 3 | 14 | 2020-10-03 | 0 | 0%
[25 empty] | 2020-10-03 | 14 | 3 | 15 | 2020-10-03 | 264.0742 | 0.0003193%
[25 empty] | 2020-10-03 | 15 | 3 | 16 | 2020-10-03 | 864.703 | 0.001045%
[25 empty] | 2020-10-03 | 16 | 3 | 17 | 2020-10-03 | 3062.6226 | 0.003703%
[25 empty] | 2020-10-03 | 17 | 3 | 18 | 2020-10-03 | 9409.2573 | 0.01138%
[25 empty] | 2020-10-03 | 18 | 3 | 19 | 2020-10-03 | 26460.5877 | 0.03199%
[25 empty] | 2020-10-03 | 19 | 3 | 20 | 2020-10-03 | 48337.0747 | 0.05844%
[25 empty] | 2020-10-03 | 20 | 3 | 21 | 2020-10-03 | 51785.1934 | 0.06261%
[25 empty] | 2020-10-03 | 21 | 3 | 22 | 2020-10-03 | 45566.5319 | 0.05509%
[25 empty] | 2020-10-03 | 22 | 3 | 23 | 2020-10-03 | 25497.5138 | 0.03083%
[25 empty] | 2020-10-03 | 23 | 3 | 24 | 2020-10-03 | 6274.3045 | 0.007585%
[25 empty] | 2020-10-03 | 24 | 4 | 1 | 2020-10-03 | 493.2306 | 0.0005963%
[25 empty] | 2020-10-04 | 1 | 4 | 2 | 2020-10-04 | 0 | 0%
[25 empty] | 2020-10-04 | 2 | 4 | 3 | 2020-10-04 | 0 | 0%
[25 empty] | 2020-10-04 | 3 | 4 | 4 | 2020-10-04 | 0 | 0%
[25 empty] | 2020-10-04 | 4 | 4 | 5 | 2020-10-04 | 0 | 0%
[25 empty] | 2020-10-04 | 5 | 4 | 6 | 2020-10-04 | 0 | 0%
[25 empty] | 2020-10-04 | 6 | 4 | 7 | 2020-10-04 | 0 | 0%
[25 empty] | 2020-10-04 | 7 | 4 | 8 | 2020-10-04 | 0 | 0%
[25 empty] | 2020-10-04 | 8 | 4 | 9 | 2020-10-04 | 0 | 0%
[25 empty] | 2020-10-04 | 9 | 4 | 10 | 2020-10-04 | 0 | 0%
[25 empty] | 2020-10-04 | 10 | 4 | 11 | 2020-10-04 | 0 | 0%
[25 empty] | 2020-10-04 | 11 | 4 | 12 | 2020-10-04 | 0 | 0%
[25 empty] | 2020-10-04 | 12 | 4 | 13 | 2020-10-04 | 0 | 0%
[25 empty] | 2020-10-04 | 13 | 4 | 14 | 2020-10-04 | 0 | 0%
[25 empty] | 2020-10-04 | 14 | 4 | 15 | 2020-10-04 | 0 | 0%
[25 empty] | 2020-10-04 | 15 | 4 | 16 | 2020-10-04 | 0 | 0%
[25 empty] | 2020-10-04 | 16 | 4 | 17 | 2020-10-04 | 70.5894 | 8.534e-05%
[25 empty] | 2020-10-04 | 17 | 4 | 18 | 2020-10-04 | 1296.125 | 0.001567%
[25 empty] | 2020-10-04 | 18 | 4 | 19 | 2020-10-04 | 10196.4142 | 0.01233%
[25 empty] | 2020-10-04 | 19 | 4 | 20 | 2020-10-04 | 32281.5641 | 0.03903%
[25 empty] | 2020-10-04 | 20 | 4 | 21 | 2020-10-04 | 33701.6265 | 0.04074%
[25 empty] | 2020-10-04 | 21 | 4 | 22 | 2020-10-04 | 29774.6385 | 0.036%
[25 empty] | 2020-10-04 | 22 | 4 | 23 | 2020-10-04 | 15043.1625 | 0.01819%
[25 empty] | 2020-10-04 | 23 | 4 | 24 | 2020-10-04 | 3138.3786 | 0.003794%
[25 empty] | 2020-10-04 | 24 | 5 | 1 | 2020-10-04 | 46.0908 | 5.572e-05%
[25 empty] | 2020-10-05 | 1 | 5 | 2 | 2020-10-05 | 2856.223 | 0.003453%
[25 empty] | 2020-10-05 | 2 | 5 | 3 | 2020-10-05 | 691.7295 | 0.0008363%
[25 empty] | 2020-10-05 | 3 | 5 | 4 | 2020-10-05 | 177.7015 | 0.0002148%
[25 empty] | 2020-10-05 | 4 | 5 | 5 | 2020-10-05 | 43.9341 | 5.311e-05%
[25 empty] | 2020-10-05 | 5 | 5 | 6 | 2020-10-05 | 216.5072 | 0.0002617%
[25 empty] | 2020-10-05 | 6 | 5 | 7 | 2020-10-05 | 1150.0109 | 0.00139%
[25 empty] | 2020-10-05 | 7 | 5 | 8 | 2020-10-05 | 9421.5984 | 0.01139%
[25 empty] | 2020-10-05 | 8 | 5 | 9 | 2020-10-05 | 12061.9083 | 0.01458%
[25 empty] | 2020-10-05 | 9 | 5 | 10 | 2020-10-05 | 8565.0662 | 0.01035%
[25 empty] | 2020-10-05 | 10 | 5 | 11 | 2020-10-05 | 7688.8893 | 0.009295%
[25 empty] | 2020-10-05 | 11 | 5 | 12 | 2020-10-05 | 8224.0946 | 0.009943%
[25 empty] | 2020-10-05 | 12 | 5 | 13 | 2020-10-05 | 9722.6333 | 0.01175%
[25 empty] | 2020-10-05 | 13 | 5 | 14 | 2020-10-05 | 15523.3428 | 0.01877%
[25 empty] | 2020-10-05 | 14 | 5 | 15 | 2020-10-05 | 28833.2202 | 0.03486%
[25 empty] | 2020-10-05 | 15 | 5 | 16 | 2020-10-05 | 44135.9698 | 0.05336%
[25 empty] | 2020-10-05 | 16 | 5 | 17 | 2020-10-05 | 65465.0116 | 0.07914%
[25 empty] | 2020-10-05 | 17 | 5 | 18 | 2020-10-05 | 81337.8471 | 0.09833%
[25 empty] | 2020-10-05 | 18 | 5 | 19 | 2020-10-05 | 96422.7683 | 0.1166%
[25 empty] | 2020-10-05 | 19 | 5 | 20 | 2020-10-05 | 102242.537 | 0.1236%
[25 empty] | 2020-10-05 | 20 | 5 | 21 | 2020-10-05 | 101174.7528 | 0.1223%
[25 empty] | 2020-10-05 | 21 | 5 | 22 | 2020-10-05 | 85362.0861 | 0.1032%
[25 empty] | 2020-10-05 | 22 | 5 | 23 | 2020-10-05 | 64583.0547 | 0.07808%
[25 empty] | 2020-10-05 | 23 | 5 | 24 | 2020-10-05 | 34570.2787 | 0.04179%
[25 empty] | 2020-10-05 | 24 | 6 | 1 | 2020-10-05 | 9746.0669 | 0.01178%
[25 empty] | 2020-10-06 | 1 | 6 | 2 | 2020-10-06 | 613.8474 | 0.0007421%
[25 empty] | 2020-10-06 | 2 | 6 | 3 | 2020-10-06 | 196.2798 | 0.0002373%
[25 empty] | 2020-10-06 | 3 | 6 | 4 | 2020-10-06 | 59.0067 | 7.134e-05%
[25 empty] | 2020-10-06 | 4 | 6 | 5 | 2020-10-06 | 0 | 0%
[25 empty] | 2020-10-06 | 5 | 6 | 6 | 2020-10-06 | 0 | 0%
[25 empty] | 2020-10-06 | 6 | 6 | 7 | 2020-10-06 | 126.5957 | 0.000153%
[25 empty] | 2020-10-06 | 7 | 6 | 8 | 2020-10-06 | 3757.2089 | 0.004542%
[25 empty] | 2020-10-06 | 8 | 6 | 9 | 2020-10-06 | 4312.6611 | 0.005214%
[25 empty] | 2020-10-06 | 9 | 6 | 10 | 2020-10-06 | 2371.0617 | 0.002866%
[25 empty] | 2020-10-06 | 10 | 6 | 11 | 2020-10-06 | 1171.808 | 0.001417%
[25 empty] | 2020-10-06 | 11 | 6 | 12 | 2020-10-06 | 784.3657 | 0.0009483%
[25 empty] | 2020-10-06 | 12 | 6 | 13 | 2020-10-06 | 715.552 | 0.0008651%
[25 empty] | 2020-10-06 | 13 | 6 | 14 | 2020-10-06 | 1646.354 | 0.00199%
[25 empty] | 2020-10-06 | 14 | 6 | 15 | 2020-10-06 | 4526.1344 | 0.005472%
[25 empty] | 2020-10-06 | 15 | 6 | 16 | 2020-10-06 | 7339.2548 | 0.008873%
[25 empty] | 2020-10-06 | 16 | 6 | 17 | 2020-10-06 | 14666.3832 | 0.01773%
[25 empty] | 2020-10-06 | 17 | 6 | 18 | 2020-10-06 | 26280.5371 | 0.03177%
[25 empty] | 2020-10-06 | 18 | 6 | 19 | 2020-10-06 | 45196.9383 | 0.05464%
[25 empty] | 2020-10-06 | 19 | 6 | 20 | 2020-10-06 | 60513.93 | 0.07316%
[25 empty] | 2020-10-06 | 20 | 6 | 21 | 2020-10-06 | 62293.1056 | 0.07531%
[25 empty] | 2020-10-06 | 21 | 6 | 22 | 2020-10-06 | 51552.7043 | 0.06232%
[25 empty] | 2020-10-06 | 22 | 6 | 23 | 2020-10-06 | 34554.2588 | 0.04177%
[25 empty] | 2020-10-06 | 23 | 6 | 24 | 2020-10-06 | 13052.7565 | 0.01578%
[25 empty] | 2020-10-06 | 24 | 7 | 1 | 2020-10-06 | 1974.365 | 0.002387%
[25 empty] | 2020-10-07 | 1 | 7 | 2 | 2020-10-07 | 1117.6472 | 0.001351%
[25 empty] | 2020-10-07 | 2 | 7 | 3 | 2020-10-07 | 293.9174 | 0.0003553%
[25 empty] | 2020-10-07 | 3 | 7 | 4 | 2020-10-07 | 66.2532 | 8.01e-05%
[25 empty] | 2020-10-07 | 4 | 7 | 5 | 2020-10-07 | 0 | 0%
[25 empty] | 2020-10-07 | 5 | 7 | 6 | 2020-10-07 | 66.0676 | 7.987e-05%
[25 empty] | 2020-10-07 | 6 | 7 | 7 | 2020-10-07 | 468.6277 | 0.0005665%
[25 empty] | 2020-10-07 | 7 | 7 | 8 | 2020-10-07 | 4584.3075 | 0.005542%
[25 empty] | 2020-10-07 | 8 | 7 | 9 | 2020-10-07 | 5927.8247 | 0.007166%
[25 empty] | 2020-10-07 | 9 | 7 | 10 | 2020-10-07 | 3270.1647 | 0.003953%
[25 empty] | 2020-10-07 | 10 | 7 | 11 | 2020-10-07 | 1602.3929 | 0.001937%
[25 empty] | 2020-10-07 | 11 | 7 | 12 | 2020-10-07 | 936.8834 | 0.001133%
[25 empty] | 2020-10-07 | 12 | 7 | 13 | 2020-10-07 | 705.5123 | 0.0008529%
[25 empty] | 2020-10-07 | 13 | 7 | 14 | 2020-10-07 | 847.7785 | 0.001025%
[25 empty] | 2020-10-07 | 14 | 7 | 15 | 2020-10-07 | 2772.3623 | 0.003352%
[25 empty] | 2020-10-07 | 15 | 7 | 16 | 2020-10-07 | 4892.8562 | 0.005915%
[25 empty] | 2020-10-07 | 16 | 7 | 17 | 2020-10-07 | 9998.0857 | 0.01209%
[25 empty] | 2020-10-07 | 17 | 7 | 18 | 2020-10-07 | 21073.8404 | 0.02548%
[25 empty] | 2020-10-07 | 18 | 7 | 19 | 2020-10-07 | 38812.1128 | 0.04692%
[25 empty] | 2020-10-07 | 19 | 7 | 20 | 2020-10-07 | 55877.4267 | 0.06755%
[25 empty] | 2020-10-07 | 20 | 7 | 21 | 2020-10-07 | 60656.3772 | 0.07333%
[25 empty] | 2020-10-07 | 21 | 7 | 22 | 2020-10-07 | 50835.0547 | 0.06146%
[25 empty] | 2020-10-07 | 22 | 7 | 23 | 2020-10-07 | 35245.5936 | 0.04261%
[25 empty] | 2020-10-07 | 23 | 7 | 24 | 2020-10-07 | 14306.6905 | 0.0173%
[25 empty] | 2020-10-07 | 24 | 8 | 1 | 2020-10-07 | 3268.9293 | 0.003952%
[25 empty] | 2020-10-08 | 1 | 8 | 2 | 2020-10-08 | 586.2942 | 0.0007088%
[25 empty] | 2020-10-08 | 2 | 8 | 3 | 2020-10-08 | 335.2775 | 0.0004053%
[25 empty] | 2020-10-08 | 3 | 8 | 4 | 2020-10-08 | 114.9266 | 0.0001389%
[25 empty] | 2020-10-08 | 4 | 8 | 5 | 2020-10-08 | 59.8612 | 7.237e-05%
[25 empty] | 2020-10-08 | 5 | 8 | 6 | 2020-10-08 | 0.88878 | 1.074e-06%
[25 empty] | 2020-10-08 | 6 | 8 | 7 | 2020-10-08 | 762.5057 | 0.0009218%
[25 empty] | 2020-10-08 | 7 | 8 | 8 | 2020-10-08 | 5643.5844 | 0.006823%
[25 empty] | 2020-10-08 | 8 | 8 | 9 | 2020-10-08 | 7546.5436 | 0.009123%
[25 empty] | 2020-10-08 | 9 | 8 | 10 | 2020-10-08 | 4284.3487 | 0.00518%
[25 empty] | 2020-10-08 | 10 | 8 | 11 | 2020-10-08 | 1400.4089 | 0.001693%
[25 empty] | 2020-10-08 | 11 | 8 | 12 | 2020-10-08 | 610.2945 | 0.0007378%
[25 empty] | 2020-10-08 | 12 | 8 | 13 | 2020-10-08 | 191.2995 | 0.0002313%
[25 empty] | 2020-10-08 | 13 | 8 | 14 | 2020-10-08 | 233.3163 | 0.0002821%
[25 empty] | 2020-10-08 | 14 | 8 | 15 | 2020-10-08 | 738.8256 | 0.0008932%
[25 empty] | 2020-10-08 | 15 | 8 | 16 | 2020-10-08 | 1594.4871 | 0.001928%
[25 empty] | 2020-10-08 | 16 | 8 | 17 | 2020-10-08 | 5136.5091 | 0.00621%
[25 empty] | 2020-10-08 | 17 | 8 | 18 | 2020-10-08 | 12953.3996 | 0.01566%
[25 empty] | 2020-10-08 | 18 | 8 | 19 | 2020-10-08 | 31885.9058 | 0.03855%
[25 empty] | 2020-10-08 | 19 | 8 | 20 | 2020-10-08 | 47542.9159 | 0.05748%
[25 empty] | 2020-10-08 | 20 | 8 | 21 | 2020-10-08 | 52669.412 | 0.06367%
[25 empty] | 2020-10-08 | 21 | 8 | 22 | 2020-10-08 | 43493.8037 | 0.05258%
[25 empty] | 2020-10-08 | 22 | 8 | 23 | 2020-10-08 | 28847.4689 | 0.03488%
[25 empty] | 2020-10-08 | 23 | 8 | 24 | 2020-10-08 | 11303.1131 | 0.01366%
[25 empty] | 2020-10-08 | 24 | 9 | 1 | 2020-10-08 | 1728.4063 | 0.00209%
[25 empty] | 2020-10-09 | 1 | 9 | 2 | 2020-10-09 | 420.9015 | 0.0005088%
[25 empty] | 2020-10-09 | 2 | 9 | 3 | 2020-10-09 | 135.1852 | 0.0001634%
[25 empty] | 2020-10-09 | 3 | 9 | 4 | 2020-10-09 | 0 | 0%
[25 empty] | 2020-10-09 | 4 | 9 | 5 | 2020-10-09 | 0 | 0%
[25 empty] | 2020-10-09 | 5 | 9 | 6 | 2020-10-09 | 81.9986 | 9.913e-05%
[25 empty] | 2020-10-09 | 6 | 9 | 7 | 2020-10-09 | 283.0673 | 0.0003422%
[25 empty] | 2020-10-09 | 7 | 9 | 8 | 2020-10-09 | 2988.9744 | 0.003614%
[25 empty] | 2020-10-09 | 8 | 9 | 9 | 2020-10-09 | 4040.7832 | 0.004885%
[25 empty] | 2020-10-09 | 9 | 9 | 10 | 2020-10-09 | 1769.77 | 0.00214%
[25 empty] | 2020-10-09 | 10 | 9 | 11 | 2020-10-09 | 699.9129 | 0.0008462%
[25 empty] | 2020-10-09 | 11 | 9 | 12 | 2020-10-09 | 297.468 | 0.0003596%
[25 empty] | 2020-10-09 | 12 | 9 | 13 | 2020-10-09 | 164.9879 | 0.0001995%
[25 empty] | 2020-10-09 | 13 | 9 | 14 | 2020-10-09 | 228.5203 | 0.0002763%
[25 empty] | 2020-10-09 | 14 | 9 | 15 | 2020-10-09 | 725.5383 | 0.0008771%
[25 empty] | 2020-10-09 | 15 | 9 | 16 | 2020-10-09 | 2100.4966 | 0.002539%
[25 empty] | 2020-10-09 | 16 | 9 | 17 | 2020-10-09 | 6023.5797 | 0.007282%
[25 empty] | 2020-10-09 | 17 | 9 | 18 | 2020-10-09 | 19232.8797 | 0.02325%
[25 empty] | 2020-10-09 | 18 | 9 | 19 | 2020-10-09 | 42886.0449 | 0.05185%
[25 empty] | 2020-10-09 | 19 | 9 | 20 | 2020-10-09 | 59847.4211 | 0.07235%
[25 empty] | 2020-10-09 | 20 | 9 | 21 | 2020-10-09 | 64463.5215 | 0.07793%
[25 empty] | 2020-10-09 | 21 | 9 | 22 | 2020-10-09 | 53942.3834 | 0.06521%
[25 empty] | 2020-10-09 | 22 | 9 | 23 | 2020-10-09 | 36280.2031 | 0.04386%
[25 empty] | 2020-10-09 | 23 | 9 | 24 | 2020-10-09 | 11972.0207 | 0.01447%
[25 empty] | 2020-10-09 | 24 | 10 | 1 | 2020-10-09 | 1683.9878 | 0.002036%
[25 empty] | 2020-10-10 | 1 | 10 | 2 | 2020-10-10 | 343.0223 | 0.0004147%
[25 empty] | 2020-10-10 | 2 | 10 | 3 | 2020-10-10 | 136.9231 | 0.0001655%
[25 empty] | 2020-10-10 | 3 | 10 | 4 | 2020-10-10 | 92.4988 | 0.0001118%
[25 empty] | 2020-10-10 | 4 | 10 | 5 | 2020-10-10 | 0 | 0%
[25 empty] | 2020-10-10 | 5 | 10 | 6 | 2020-10-10 | 32.831 | 3.969e-05%
[25 empty] | 2020-10-10 | 6 | 10 | 7 | 2020-10-10 | 126.6774 | 0.0001531%
[25 empty] | 2020-10-10 | 7 | 10 | 8 | 2020-10-10 | 493.6367 | 0.0005968%
[25 empty] | 2020-10-10 | 8 | 10 | 9 | 2020-10-10 | 501.6414 | 0.0006065%
[25 empty] | 2020-10-10 | 9 | 10 | 10 | 2020-10-10 | 143.7731 | 0.0001738%
[25 empty] | 2020-10-10 | 10 | 10 | 11 | 2020-10-10 | 0 | 0%
[25 empty] | 2020-10-10 | 11 | 10 | 12 | 2020-10-10 | 0 | 0%
[25 empty] | 2020-10-10 | 12 | 10 | 13 | 2020-10-10 | 0 | 0%
[25 empty] | 2020-10-10 | 13 | 10 | 14 | 2020-10-10 | 0 | 0%
[25 empty] | 2020-10-10 | 14 | 10 | 15 | 2020-10-10 | 0 | 0%
[25 empty] | 2020-10-10 | 15 | 10 | 16 | 2020-10-10 | 0 | 0%
[25 empty] | 2020-10-10 | 16 | 10 | 17 | 2020-10-10 | 335.5879 | 0.0004057%
[25 empty] | 2020-10-10 | 17 | 10 | 18 | 2020-10-10 | 1244.2544 | 0.001504%
[25 empty] | 2020-10-10 | 18 | 10 | 19 | 2020-10-10 | 11289.8163 | 0.01365%
[25 empty] | 2020-10-10 | 19 | 10 | 20 | 2020-10-10 | 29993.6928 | 0.03626%
[25 empty] | 2020-10-10 | 20 | 10 | 21 | 2020-10-10 | 31768.1385 | 0.03841%
[25 empty] | 2020-10-10 | 21 | 10 | 22 | 2020-10-10 | 28669.8264 | 0.03466%
[25 empty] | 2020-10-10 | 22 | 10 | 23 | 2020-10-10 | 15847.9603 | 0.01916%
[25 empty] | 2020-10-10 | 23 | 10 | 24 | 2020-10-10 | 4096.4918 | 0.004952%
[25 empty] | 2020-10-10 | 24 | 11 | 1 | 2020-10-10 | 534.0997 | 0.0006457%
[25 empty] | 2020-10-11 | 1 | 11 | 2 | 2020-10-11 | 22.2125 | 2.685e-05%
[25 empty] | 2020-10-11 | 2 | 11 | 3 | 2020-10-11 | 0 | 0%
[25 empty] | 2020-10-11 | 3 | 11 | 4 | 2020-10-11 | 0 | 0%
[25 empty] | 2020-10-11 | 4 | 11 | 5 | 2020-10-11 | 0 | 0%
[25 empty] | 2020-10-11 | 5 | 11 | 6 | 2020-10-11 | 0 | 0%
[25 empty] | 2020-10-11 | 6 | 11 | 7 | 2020-10-11 | 31.9925 | 3.868e-05%
[25 empty] | 2020-10-11 | 7 | 11 | 8 | 2020-10-11 | 734.2135 | 0.0008876%
[25 empty] | 2020-10-11 | 8 | 11 | 9 | 2020-10-11 | 1017.2622 | 0.00123%
[25 empty] | 2020-10-11 | 9 | 11 | 10 | 2020-10-11 | 483.6058 | 0.0005847%
[25 empty] | 2020-10-11 | 10 | 11 | 11 | 2020-10-11 | 58.9242 | 7.124e-05%
[25 empty] | 2020-10-11 | 11 | 11 | 12 | 2020-10-11 | 0 | 0%
[25 empty] | 2020-10-11 | 12 | 11 | 13 | 2020-10-11 | 0 | 0%
[25 empty] | 2020-10-11 | 13 | 11 | 14 | 2020-10-11 | 0 | 0%
[25 empty] | 2020-10-11 | 14 | 11 | 15 | 2020-10-11 | 0 | 0%
[25 empty] | 2020-10-11 | 15 | 11 | 16 | 2020-10-11 | 17.5706 | 2.124e-05%
[25 empty] | 2020-10-11 | 16 | 11 | 17 | 2020-10-11 | 405.404 | 0.0004901%
[25 empty] | 2020-10-11 | 17 | 11 | 18 | 2020-10-11 | 2337.4364 | 0.002826%
[25 empty] | 2020-10-11 | 18 | 11 | 19 | 2020-10-11 | 14463.981 | 0.01749%
[25 empty] | 2020-10-11 | 19 | 11 | 20 | 2020-10-11 | 33829.9349 | 0.0409%
[25 empty] | 2020-10-11 | 20 | 11 | 21 | 2020-10-11 | 34135.8768 | 0.04127%
[25 empty] | 2020-10-11 | 21 | 11 | 22 | 2020-10-11 | 31081.8875 | 0.03758%
[25 empty] | 2020-10-11 | 22 | 11 | 23 | 2020-10-11 | 15750.4181 | 0.01904%
[25 empty] | 2020-10-11 | 23 | 11 | 24 | 2020-10-11 | 3516.9222 | 0.004252%
[25 empty] | 2020-10-11 | 24 | 12 | 1 | 2020-10-11 | 636.3394 | 0.0007693%
[25 empty] | 2020-10-12 | 1 | 12 | 2 | 2020-10-12 | 1125.9398 | 0.001361%
[25 empty] | 2020-10-12 | 2 | 12 | 3 | 2020-10-12 | 298.3181 | 0.0003607%
[25 empty] | 2020-10-12 | 3 | 12 | 4 | 2020-10-12 | 144.3693 | 0.0001745%
[25 empty] | 2020-10-12 | 4 | 12 | 5 | 2020-10-12 | 90.8553 | 0.0001098%
[25 empty] | 2020-10-12 | 5 | 12 | 6 | 2020-10-12 | 143.1377 | 0.000173%
[25 empty] | 2020-10-12 | 6 | 12 | 7 | 2020-10-12 | 258.6001 | 0.0003126%
[25 empty] | 2020-10-12 | 7 | 12 | 8 | 2020-10-12 | 1706.2618 | 0.002063%
[25 empty] | 2020-10-12 | 8 | 12 | 9 | 2020-10-12 | 2365.1041 | 0.002859%
[25 empty] | 2020-10-12 | 9 | 12 | 10 | 2020-10-12 | 1350.0704 | 0.001632%
[25 empty] | 2020-10-12 | 10 | 12 | 11 | 2020-10-12 | 762.0047 | 0.0009212%
[25 empty] | 2020-10-12 | 11 | 12 | 12 | 2020-10-12 | 781.6894 | 0.000945%
[25 empty] | 2020-10-12 | 12 | 12 | 13 | 2020-10-12 | 874.0417 | 0.001057%
[25 empty] | 2020-10-12 | 13 | 12 | 14 | 2020-10-12 | 1552.4183 | 0.001877%
[25 empty] | 2020-10-12 | 14 | 12 | 15 | 2020-10-12 | 4413.2111 | 0.005335%
[25 empty] | 2020-10-12 | 15 | 12 | 16 | 2020-10-12 | 9389.0374 | 0.01135%
[25 empty] | 2020-10-12 | 16 | 12 | 17 | 2020-10-12 | 23803.0463 | 0.02878%
[25 empty] | 2020-10-12 | 17 | 12 | 18 | 2020-10-12 | 45215.6314 | 0.05466%
[25 empty] | 2020-10-12 | 18 | 12 | 19 | 2020-10-12 | 71257.6348 | 0.08615%
[25 empty] | 2020-10-12 | 19 | 12 | 20 | 2020-10-12 | 81365.9477 | 0.09837%
[25 empty] | 2020-10-12 | 20 | 12 | 21 | 2020-10-12 | 82537.781 | 0.09978%
[25 empty] | 2020-10-12 | 21 | 12 | 22 | 2020-10-12 | 69214.6656 | 0.08368%
[25 empty] | 2020-10-12 | 22 | 12 | 23 | 2020-10-12 | 51077.9475 | 0.06175%
[25 empty] | 2020-10-12 | 23 | 12 | 24 | 2020-10-12 | 23371.0159 | 0.02825%
[25 empty] | 2020-10-12 | 24 | 13 | 1 | 2020-10-12 | 5765.1088 | 0.00697%
[25 empty] | 2020-10-13 | 1 | 13 | 2 | 2020-10-13 | 1501.8902 | 0.001816%
[25 empty] | 2020-10-13 | 2 | 13 | 3 | 2020-10-13 | 414.1984 | 0.0005007%
[25 empty] | 2020-10-13 | 3 | 13 | 4 | 2020-10-13 | 64.1655 | 7.757e-05%
[25 empty] | 2020-10-13 | 4 | 13 | 5 | 2020-10-13 | 0 | 0%
[25 empty] | 2020-10-13 | 5 | 13 | 6 | 2020-10-13 | 73.0132 | 8.827e-05%
[25 empty] | 2020-10-13 | 6 | 13 | 7 | 2020-10-13 | 289.046 | 0.0003494%
[25 empty] | 2020-10-13 | 7 | 13 | 8 | 2020-10-13 | 6212.1083 | 0.00751%
[25 empty] | 2020-10-13 | 8 | 13 | 9 | 2020-10-13 | 7452.1547 | 0.009009%
[25 empty] | 2020-10-13 | 9 | 13 | 10 | 2020-10-13 | 3961.6907 | 0.004789%
[25 empty] | 2020-10-13 | 10 | 13 | 11 | 2020-10-13 | 2714.5167 | 0.003282%
[25 empty] | 2020-10-13 | 11 | 13 | 12 | 2020-10-13 | 2437.854 | 0.002947%
[25 empty] | 2020-10-13 | 12 | 13 | 13 | 2020-10-13 | 2515.1626 | 0.003041%
[25 empty] | 2020-10-13 | 13 | 13 | 14 | 2020-10-13 | 4080.6214 | 0.004933%
[25 empty] | 2020-10-13 | 14 | 13 | 15 | 2020-10-13 | 9104.3304 | 0.01101%
[25 empty] | 2020-10-13 | 15 | 13 | 16 | 2020-10-13 | 15681.4671 | 0.01896%
[25 empty] | 2020-10-13 | 16 | 13 | 17 | 2020-10-13 | 31149.6169 | 0.03766%
[25 empty] | 2020-10-13 | 17 | 13 | 18 | 2020-10-13 | 53343.4426 | 0.06449%
[25 empty] | 2020-10-13 | 18 | 13 | 19 | 2020-10-13 | 77849.5144 | 0.09412%
[25 empty] | 2020-10-13 | 19 | 13 | 20 | 2020-10-13 | 86646.5385 | 0.1048%
[25 empty] | 2020-10-13 | 20 | 13 | 21 | 2020-10-13 | 84971.5993 | 0.1027%
[25 empty] | 2020-10-13 | 21 | 13 | 22 | 2020-10-13 | 71800.6986 | 0.0868%
[25 empty] | 2020-10-13 | 22 | 13 | 23 | 2020-10-13 | 52606.4311 | 0.0636%
[25 empty] | 2020-10-13 | 23 | 13 | 24 | 2020-10-13 | 25871.5912 | 0.03128%
[25 empty] | 2020-10-13 | 24 | 14 | 1 | 2020-10-13 | 7712.8228 | 0.009324%
[25 empty] | 2020-10-14 | 1 | 14 | 2 | 2020-10-14 | 3965.6167 | 0.004794%
[25 empty] | 2020-10-14 | 2 | 14 | 3 | 2020-10-14 | 300.7142 | 0.0003635%
[25 empty] | 2020-10-14 | 3 | 14 | 4 | 2020-10-14 | 54.8921 | 6.636e-05%
[25 empty] | 2020-10-14 | 4 | 14 | 5 | 2020-10-14 | 0 | 0%
[25 empty] | 2020-10-14 | 5 | 14 | 6 | 2020-10-14 | 62.9832 | 7.614e-05%
[25 empty] | 2020-10-14 | 6 | 14 | 7 | 2020-10-14 | 674.2615 | 0.0008151%
[25 empty] | 2020-10-14 | 7 | 14 | 8 | 2020-10-14 | 6076.4688 | 0.007346%
[25 empty] | 2020-10-14 | 8 | 14 | 9 | 2020-10-14 | 8676.4846 | 0.01049%
[25 empty] | 2020-10-14 | 9 | 14 | 10 | 2020-10-14 | 5361.3781 | 0.006482%
[25 empty] | 2020-10-14 | 10 | 14 | 11 | 2020-10-14 | 4089.6493 | 0.004944%
[25 empty] | 2020-10-14 | 11 | 14 | 12 | 2020-10-14 | 4319.3539 | 0.005222%
[25 empty] | 2020-10-14 | 12 | 14 | 13 | 2020-10-14 | 5767.8607 | 0.006973%
[25 empty] | 2020-10-14 | 13 | 14 | 14 | 2020-10-14 | 9041.0775 | 0.01093%
[25 empty] | 2020-10-14 | 14 | 14 | 15 | 2020-10-14 | 18965.265 | 0.02293%
[25 empty] | 2020-10-14 | 15 | 14 | 16 | 2020-10-14 | 36933.5223 | 0.04465%
[25 empty] | 2020-10-14 | 16 | 14 | 17 | 2020-10-14 | 65409.0264 | 0.07908%
[25 empty] | 2020-10-14 | 17 | 14 | 18 | 2020-10-14 | 91398.3871 | 0.1105%
[25 empty] | 2020-10-14 | 18 | 14 | 19 | 2020-10-14 | 105943.2651 | 0.1281%
[25 empty] | 2020-10-14 | 19 | 14 | 20 | 2020-10-14 | 110309.4858 | 0.1334%
[25 empty] | 2020-10-14 | 20 | 14 | 21 | 2020-10-14 | 107893.4636 | 0.1304%
[25 empty] | 2020-10-14 | 21 | 14 | 22 | 2020-10-14 | 91021.0636 | 0.11%
[25 empty] | 2020-10-14 | 22 | 14 | 23 | 2020-10-14 | 70820.6624 | 0.08562%
[25 empty] | 2020-10-14 | 23 | 14 | 24 | 2020-10-14 | 38541.3833 | 0.04659%
[25 empty] | 2020-10-14 | 24 | 15 | 1 | 2020-10-14 | 12223.6 | 0.01478%
[25 empty] | 2020-10-15 | 1 | 15 | 2 | 2020-10-15 | 88.9488 | 0.0001075%
[25 empty] | 2020-10-15 | 2 | 15 | 3 | 2020-10-15 | 0 | 0%
[25 empty] | 2020-10-15 | 3 | 15 | 4 | 2020-10-15 | 0 | 0%
[25 empty] | 2020-10-15 | 4 | 15 | 5 | 2020-10-15 | 0 | 0%
[25 empty] | 2020-10-15 | 5 | 15 | 6 | 2020-10-15 | 0 | 0%
[25 empty] | 2020-10-15 | 6 | 15 | 7 | 2020-10-15 | 68.6273 | 8.297e-05%
[25 empty] | 2020-10-15 | 7 | 15 | 8 | 2020-10-15 | 2430.9827 | 0.002939%
[25 empty] | 2020-10-15 | 8 | 15 | 9 | 2020-10-15 | 4374.1971 | 0.005288%
[25 empty] | 2020-10-15 | 9 | 15 | 10 | 2020-10-15 | 2704.2077 | 0.003269%
[25 empty] | 2020-10-15 | 10 | 15 | 11 | 2020-10-15 | 1941.1585 | 0.002347%
[25 empty] | 2020-10-15 | 11 | 15 | 12 | 2020-10-15 | 949.3868 | 0.001148%
[25 empty] | 2020-10-15 | 12 | 15 | 13 | 2020-10-15 | 685.0587 | 0.0008282%
[25 empty] | 2020-10-15 | 13 | 15 | 14 | 2020-10-15 | 658.046 | 0.0007955%
[25 empty] | 2020-10-15 | 14 | 15 | 15 | 2020-10-15 | 1773.1209 | 0.002144%
[25 empty] | 2020-10-15 | 15 | 15 | 16 | 2020-10-15 | 3071.8056 | 0.003714%
[25 empty] | 2020-10-15 | 16 | 15 | 17 | 2020-10-15 | 6183.1656 | 0.007475%
[25 empty] | 2020-10-15 | 17 | 15 | 18 | 2020-10-15 | 12677.3662 | 0.01533%
[25 empty] | 2020-10-15 | 18 | 15 | 19 | 2020-10-15 | 28370.9954 | 0.0343%
[25 empty] | 2020-10-15 | 19 | 15 | 20 | 2020-10-15 | 49064.0825 | 0.05932%
[25 empty] | 2020-10-15 | 20 | 15 | 21 | 2020-10-15 | 49947.9614 | 0.06038%
[25 empty] | 2020-10-15 | 21 | 15 | 22 | 2020-10-15 | 39440.2476 | 0.04768%
[25 empty] | 2020-10-15 | 22 | 15 | 23 | 2020-10-15 | 23029.0998 | 0.02784%
[25 empty] | 2020-10-15 | 23 | 15 | 24 | 2020-10-15 | 5433.552 | 0.006569%
[25 empty] | 2020-10-15 | 24 | 16 | 1 | 2020-10-15 | 561.0835 | 0.0006783%
[25 empty] | 2020-10-16 | 1 | 16 | 2 | 2020-10-16 | 1.1215 | 1.356e-06%
[25 empty] | 2020-10-16 | 2 | 16 | 3 | 2020-10-16 | 0 | 0%
[25 empty] | 2020-10-16 | 3 | 16 | 4 | 2020-10-16 | 0 | 0%
[25 empty] | 2020-10-16 | 4 | 16 | 5 | 2020-10-16 | 0 | 0%
[25 empty] | 2020-10-16 | 5 | 16 | 6 | 2020-10-16 | 0 | 0%
[25 empty] | 2020-10-16 | 6 | 16 | 7 | 2020-10-16 | 0 | 0%
[25 empty] | 2020-10-16 | 7 | 16 | 8 | 2020-10-16 | 1324.7731 | 0.001602%
[25 empty] | 2020-10-16 | 8 | 16 | 9 | 2020-10-16 | 2872.4598 | 0.003473%
[25 empty] | 2020-10-16 | 9 | 16 | 10 | 2020-10-16 | 1909.4141 | 0.002308%
[25 empty] | 2020-10-16 | 10 | 16 | 11 | 2020-10-16 | 1129.0381 | 0.001365%
[25 empty] | 2020-10-16 | 11 | 16 | 12 | 2020-10-16 | 408.3427 | 0.0004937%
[25 empty] | 2020-10-16 | 12 | 16 | 13 | 2020-10-16 | 201.6643 | 0.0002438%
[25 empty] | 2020-10-16 | 13 | 16 | 14 | 2020-10-16 | 179.7441 | 0.0002173%
[25 empty] | 2020-10-16 | 14 | 16 | 15 | 2020-10-16 | 385.497 | 0.000466%
[25 empty] | 2020-10-16 | 15 | 16 | 16 | 2020-10-16 | 1337.3563 | 0.001617%
[25 empty] | 2020-10-16 | 16 | 16 | 17 | 2020-10-16 | 2923.2087 | 0.003534%
[25 empty] | 2020-10-16 | 17 | 16 | 18 | 2020-10-16 | 7471.58 | 0.009033%
[25 empty] | 2020-10-16 | 18 | 16 | 19 | 2020-10-16 | 20929.0644 | 0.0253%
[25 empty] | 2020-10-16 | 19 | 16 | 20 | 2020-10-16 | 39915.7127 | 0.04826%
[25 empty] | 2020-10-16 | 20 | 16 | 21 | 2020-10-16 | 41108.3259 | 0.0497%
[25 empty] | 2020-10-16 | 21 | 16 | 22 | 2020-10-16 | 33211.2482 | 0.04015%
[25 empty] | 2020-10-16 | 22 | 16 | 23 | 2020-10-16 | 19288.2519 | 0.02332%
[25 empty] | 2020-10-16 | 23 | 16 | 24 | 2020-10-16 | 4153.7382 | 0.005022%
[25 empty] | 2020-10-16 | 24 | 17 | 1 | 2020-10-16 | 213.1315 | 0.0002577%
[25 empty] | 2020-10-17 | 1 | 17 | 2 | 2020-10-17 | 9.8537 | 1.191e-05%
[25 empty] | 2020-10-17 | 2 | 17 | 3 | 2020-10-17 | 0 | 0%
[25 empty] | 2020-10-17 | 3 | 17 | 4 | 2020-10-17 | 0 | 0%
[25 empty] | 2020-10-17 | 4 | 17 | 5 | 2020-10-17 | 0 | 0%
[25 empty] | 2020-10-17 | 5 | 17 | 6 | 2020-10-17 | 0 | 0%
[25 empty] | 2020-10-17 | 6 | 17 | 7 | 2020-10-17 | 0 | 0%
[25 empty] | 2020-10-17 | 7 | 17 | 8 | 2020-10-17 | 0 | 0%
[25 empty] | 2020-10-17 | 8 | 17 | 9 | 2020-10-17 | 0 | 0%
[25 empty] | 2020-10-17 | 9 | 17 | 10 | 2020-10-17 | 6.6482 | 8.037e-06%
[25 empty] | 2020-10-17 | 10 | 17 | 11 | 2020-10-17 | 0 | 0%
[25 empty] | 2020-10-17 | 11 | 17 | 12 | 2020-10-17 | 0 | 0%
[25 empty] | 2020-10-17 | 12 | 17 | 13 | 2020-10-17 | 0 | 0%
[25 empty] | 2020-10-17 | 13 | 17 | 14 | 2020-10-17 | 0 | 0%
[25 empty] | 2020-10-17 | 14 | 17 | 15 | 2020-10-17 | 0 | 0%
[25 empty] | 2020-10-17 | 15 | 17 | 16 | 2020-10-17 | 0 | 0%
[25 empty] | 2020-10-17 | 16 | 17 | 17 | 2020-10-17 | 24.5799 | 2.972e-05%
[25 empty] | 2020-10-17 | 17 | 17 | 18 | 2020-10-17 | 324.121 | 0.0003918%
[25 empty] | 2020-10-17 | 18 | 17 | 19 | 2020-10-17 | 3409.6718 | 0.004122%
[25 empty] | 2020-10-17 | 19 | 17 | 20 | 2020-10-17 | 14867.8337 | 0.01797%
[25 empty] | 2020-10-17 | 20 | 17 | 21 | 2020-10-17 | 21366.5691 | 0.02583%
[25 empty] | 2020-10-17 | 21 | 17 | 22 | 2020-10-17 | 19668.486 | 0.02378%
[25 empty] | 2020-10-17 | 22 | 17 | 23 | 2020-10-17 | 9047.6488 | 0.01094%
[25 empty] | 2020-10-17 | 23 | 17 | 24 | 2020-10-17 | 1564.0156 | 0.001891%
[25 empty] | 2020-10-17 | 24 | 18 | 1 | 2020-10-17 | 71.962 | 8.7e-05%
[25 empty] | 2020-10-18 | 1 | 18 | 2 | 2020-10-18 | 178.4756 | 0.0002158%
[25 empty] | 2020-10-18 | 2 | 18 | 3 | 2020-10-18 | 108.89 | 0.0001316%
[25 empty] | 2020-10-18 | 3 | 18 | 4 | 2020-10-18 | 0 | 0%
[25 empty] | 2020-10-18 | 4 | 18 | 5 | 2020-10-18 | 0 | 0%
[25 empty] | 2020-10-18 | 5 | 18 | 6 | 2020-10-18 | 0 | 0%
[25 empty] | 2020-10-18 | 6 | 18 | 7 | 2020-10-18 | 0 | 0%
[25 empty] | 2020-10-18 | 7 | 18 | 8 | 2020-10-18 | 126.5026 | 0.0001529%
[25 empty] | 2020-10-18 | 8 | 18 | 9 | 2020-10-18 | 221.6968 | 0.000268%
[25 empty] | 2020-10-18 | 9 | 18 | 10 | 2020-10-18 | 121.2308 | 0.0001466%
[25 empty] | 2020-10-18 | 10 | 18 | 11 | 2020-10-18 | 47.491 | 5.741e-05%
[25 empty] | 2020-10-18 | 11 | 18 | 12 | 2020-10-18 | 68.9269 | 8.333e-05%
[25 empty] | 2020-10-18 | 12 | 18 | 13 | 2020-10-18 | 0 | 0%
[25 empty] | 2020-10-18 | 13 | 18 | 14 | 2020-10-18 | 0 | 0%
[25 empty] | 2020-10-18 | 14 | 18 | 15 | 2020-10-18 | 66.4659 | 8.035e-05%
[25 empty] | 2020-10-18 | 15 | 18 | 16 | 2020-10-18 | 160.5118 | 0.0001941%
[25 empty] | 2020-10-18 | 16 | 18 | 17 | 2020-10-18 | 428.5753 | 0.0005181%
[25 empty] | 2020-10-18 | 17 | 18 | 18 | 2020-10-18 | 2078.7121 | 0.002513%
[25 empty] | 2020-10-18 | 18 | 18 | 19 | 2020-10-18 | 10098.1532 | 0.01221%
[25 empty] | 2020-10-18 | 19 | 18 | 20 | 2020-10-18 | 29691.0725 | 0.0359%
[25 empty] | 2020-10-18 | 20 | 18 | 21 | 2020-10-18 | 32933.7987 | 0.03982%
[25 empty] | 2020-10-18 | 21 | 18 | 22 | 2020-10-18 | 29284.5157 | 0.0354%
[25 empty] | 2020-10-18 | 22 | 18 | 23 | 2020-10-18 | 14622.3629 | 0.01768%
[25 empty] | 2020-10-18 | 23 | 18 | 24 | 2020-10-18 | 3341.3546 | 0.00404%
[25 empty] | 2020-10-18 | 24 | 19 | 1 | 2020-10-18 | 383.5051 | 0.0004636%
[25 empty] | 2020-10-19 | 1 | 19 | 2 | 2020-10-19 | 396.5475 | 0.0004794%
[25 empty] | 2020-10-19 | 2 | 19 | 3 | 2020-10-19 | 12.0888 | 1.461e-05%
[25 empty] | 2020-10-19 | 3 | 19 | 4 | 2020-10-19 | 0 | 0%
[25 empty] | 2020-10-19 | 4 | 19 | 5 | 2020-10-19 | 0 | 0%
[25 empty] | 2020-10-19 | 5 | 19 | 6 | 2020-10-19 | 0 | 0%
[25 empty] | 2020-10-19 | 6 | 19 | 7 | 2020-10-19 | 317.0557 | 0.0003833%
[25 empty] | 2020-10-19 | 7 | 19 | 8 | 2020-10-19 | 4167.7396 | 0.005039%
[25 empty] | 2020-10-19 | 8 | 19 | 9 | 2020-10-19 | 6952.7619 | 0.008406%
[25 empty] | 2020-10-19 | 9 | 19 | 10 | 2020-10-19 | 5596.4637 | 0.006766%
[25 empty] | 2020-10-19 | 10 | 19 | 11 | 2020-10-19 | 4350.7017 | 0.00526%
[25 empty] | 2020-10-19 | 11 | 19 | 12 | 2020-10-19 | 2170.2222 | 0.002624%
[25 empty] | 2020-10-19 | 12 | 19 | 13 | 2020-10-19 | 1458.5087 | 0.001763%
[25 empty] | 2020-10-19 | 13 | 19 | 14 | 2020-10-19 | 1332.6366 | 0.001611%
[25 empty] | 2020-10-19 | 14 | 19 | 15 | 2020-10-19 | 2477.4758 | 0.002995%
[25 empty] | 2020-10-19 | 15 | 19 | 16 | 2020-10-19 | 4168.9948 | 0.00504%
[25 empty] | 2020-10-19 | 16 | 19 | 17 | 2020-10-19 | 8431.1386 | 0.01019%
[25 empty] | 2020-10-19 | 17 | 19 | 18 | 2020-10-19 | 15426.0814 | 0.01865%
[25 empty] | 2020-10-19 | 18 | 19 | 19 | 2020-10-19 | 27586.3878 | 0.03335%
[25 empty] | 2020-10-19 | 19 | 19 | 20 | 2020-10-19 | 44961.5619 | 0.05436%
[25 empty] | 2020-10-19 | 20 | 19 | 21 | 2020-10-19 | 49275.47 | 0.05957%
[25 empty] | 2020-10-19 | 21 | 19 | 22 | 2020-10-19 | 39141.719 | 0.04732%
[25 empty] | 2020-10-19 | 22 | 19 | 23 | 2020-10-19 | 24902.3319 | 0.03011%
[25 empty] | 2020-10-19 | 23 | 19 | 24 | 2020-10-19 | 7716.7135 | 0.009329%
[25 empty] | 2020-10-19 | 24 | 20 | 1 | 2020-10-19 | 1285.3213 | 0.001554%
[25 empty] | 2020-10-20 | 1 | 20 | 2 | 2020-10-20 | 18.0786 | 2.186e-05%
[25 empty] | 2020-10-20 | 2 | 20 | 3 | 2020-10-20 | 0 | 0%
[25 empty] | 2020-10-20 | 3 | 20 | 4 | 2020-10-20 | 0 | 0%
[25 empty] | 2020-10-20 | 4 | 20 | 5 | 2020-10-20 | 0 | 0%
[25 empty] | 2020-10-20 | 5 | 20 | 6 | 2020-10-20 | 0 | 0%
[25 empty] | 2020-10-20 | 6 | 20 | 7 | 2020-10-20 | 0 | 0%
[25 empty] | 2020-10-20 | 7 | 20 | 8 | 2020-10-20 | 1880.5902 | 0.002274%
[25 empty] | 2020-10-20 | 8 | 20 | 9 | 2020-10-20 | 3269.0075 | 0.003952%
[25 empty] | 2020-10-20 | 9 | 20 | 10 | 2020-10-20 | 2238.3568 | 0.002706%
[25 empty] | 2020-10-20 | 10 | 20 | 11 | 2020-10-20 | 1580.7735 | 0.001911%
[25 empty] | 2020-10-20 | 11 | 20 | 12 | 2020-10-20 | 474.0907 | 0.0005732%
[25 empty] | 2020-10-20 | 12 | 20 | 13 | 2020-10-20 | 252.5512 | 0.0003053%
[25 empty] | 2020-10-20 | 13 | 20 | 14 | 2020-10-20 | 416.409 | 0.0005034%
[25 empty] | 2020-10-20 | 14 | 20 | 15 | 2020-10-20 | 1407.0684 | 0.001701%
[25 empty] | 2020-10-20 | 15 | 20 | 16 | 2020-10-20 | 3724.4724 | 0.004503%
[25 empty] | 2020-10-20 | 16 | 20 | 17 | 2020-10-20 | 6845.9538 | 0.008276%
[25 empty] | 2020-10-20 | 17 | 20 | 18 | 2020-10-20 | 14097.3016 | 0.01704%
[25 empty] | 2020-10-20 | 18 | 20 | 19 | 2020-10-20 | 27228.4831 | 0.03292%
[25 empty] | 2020-10-20 | 19 | 20 | 20 | 2020-10-20 | 46767.9849 | 0.05654%
[25 empty] | 2020-10-20 | 20 | 20 | 21 | 2020-10-20 | 49266.2573 | 0.05956%
[25 empty] | 2020-10-20 | 21 | 20 | 22 | 2020-10-20 | 39647.6917 | 0.04793%
[25 empty] | 2020-10-20 | 22 | 20 | 23 | 2020-10-20 | 25383.6139 | 0.03069%
[25 empty] | 2020-10-20 | 23 | 20 | 24 | 2020-10-20 | 7766.0858 | 0.009389%
[25 empty] | 2020-10-20 | 24 | 21 | 1 | 2020-10-20 | 803.2188 | 0.0009711%
[25 empty] | 2020-10-21 | 1 | 21 | 2 | 2020-10-21 | 229.1434 | 0.000277%
[25 empty] | 2020-10-21 | 2 | 21 | 3 | 2020-10-21 | 0 | 0%
[25 empty] | 2020-10-21 | 3 | 21 | 4 | 2020-10-21 | 0 | 0%
[25 empty] | 2020-10-21 | 4 | 21 | 5 | 2020-10-21 | 0 | 0%
[25 empty] | 2020-10-21 | 5 | 21 | 6 | 2020-10-21 | 0 | 0%
[25 empty] | 2020-10-21 | 6 | 21 | 7 | 2020-10-21 | 9.3381 | 1.129e-05%
[25 empty] | 2020-10-21 | 7 | 21 | 8 | 2020-10-21 | 2275.4269 | 0.002751%
[25 empty] | 2020-10-21 | 8 | 21 | 9 | 2020-10-21 | 4490.1989 | 0.005428%
[25 empty] | 2020-10-21 | 9 | 21 | 10 | 2020-10-21 | 3527.2243 | 0.004264%
[25 empty] | 2020-10-21 | 10 | 21 | 11 | 2020-10-21 | 2408.4397 | 0.002912%
[25 empty] | 2020-10-21 | 11 | 21 | 12 | 2020-10-21 | 1135.5999 | 0.001373%
[25 empty] | 2020-10-21 | 12 | 21 | 13 | 2020-10-21 | 824.9325 | 0.0009973%
[25 empty] | 2020-10-21 | 13 | 21 | 14 | 2020-10-21 | 741.1174 | 0.000896%
[25 empty] | 2020-10-21 | 14 | 21 | 15 | 2020-10-21 | 2639.227 | 0.003191%
[25 empty] | 2020-10-21 | 15 | 21 | 16 | 2020-10-21 | 5094.9636 | 0.00616%
[25 empty] | 2020-10-21 | 16 | 21 | 17 | 2020-10-21 | 10851.3217 | 0.01312%
[25 empty] | 2020-10-21 | 17 | 21 | 18 | 2020-10-21 | 19607.9952 | 0.02371%
[25 empty] | 2020-10-21 | 18 | 21 | 19 | 2020-10-21 | 35027.8141 | 0.04235%
[25 empty] | 2020-10-21 | 19 | 21 | 20 | 2020-10-21 | 50755.5812 | 0.06136%
[25 empty] | 2020-10-21 | 20 | 21 | 21 | 2020-10-21 | 50659.0148 | 0.06124%
[25 empty] | 2020-10-21 | 21 | 21 | 22 | 2020-10-21 | 41456.8986 | 0.05012%
[25 empty] | 2020-10-21 | 22 | 21 | 23 | 2020-10-21 | 28722.6227 | 0.03472%
[25 empty] | 2020-10-21 | 23 | 21 | 24 | 2020-10-21 | 11082.3878 | 0.0134%
[25 empty] | 2020-10-21 | 24 | 22 | 1 | 2020-10-21 | 1753.2206 | 0.00212%
[25 empty] | 2020-10-22 | 1 | 22 | 2 | 2020-10-22 | 62.9406 | 7.609e-05%
[25 empty] | 2020-10-22 | 2 | 22 | 3 | 2020-10-22 | 0 | 0%
[25 empty] | 2020-10-22 | 3 | 22 | 4 | 2020-10-22 | 0 | 0%
[25 empty] | 2020-10-22 | 4 | 22 | 5 | 2020-10-22 | 0 | 0%
[25 empty] | 2020-10-22 | 5 | 22 | 6 | 2020-10-22 | 0 | 0%
[25 empty] | 2020-10-22 | 6 | 22 | 7 | 2020-10-22 | 27.6888 | 3.347e-05%
[25 empty] | 2020-10-22 | 7 | 22 | 8 | 2020-10-22 | 2494.1095 | 0.003015%
[25 empty] | 2020-10-22 | 8 | 22 | 9 | 2020-10-22 | 5041.4126 | 0.006095%
[25 empty] | 2020-10-22 | 9 | 22 | 10 | 2020-10-22 | 1663.6179 | 0.002011%
[25 empty] | 2020-10-22 | 10 | 22 | 11 | 2020-10-22 | 179.287 | 0.0002167%
[25 empty] | 2020-10-22 | 11 | 22 | 12 | 2020-10-22 | 0 | 0%
[25 empty] | 2020-10-22 | 12 | 22 | 13 | 2020-10-22 | 0 | 0%
[25 empty] | 2020-10-22 | 13 | 22 | 14 | 2020-10-22 | 0 | 0%
[25 empty] | 2020-10-22 | 14 | 22 | 15 | 2020-10-22 | 0 | 0%
[25 empty] | 2020-10-22 | 15 | 22 | 16 | 2020-10-22 | 20.8991 | 2.527e-05%
[25 empty] | 2020-10-22 | 16 | 22 | 17 | 2020-10-22 | 1252.6858 | 0.001514%
[25 empty] | 2020-10-22 | 17 | 22 | 18 | 2020-10-22 | 4979.2476 | 0.00602%
[25 empty] | 2020-10-22 | 18 | 22 | 19 | 2020-10-22 | 16984.7308 | 0.02053%
[25 empty] | 2020-10-22 | 19 | 22 | 20 | 2020-10-22 | 37640.0026 | 0.0455%
[25 empty] | 2020-10-22 | 20 | 22 | 21 | 2020-10-22 | 38836.4897 | 0.04695%
[25 empty] | 2020-10-22 | 21 | 22 | 22 | 2020-10-22 | 32094.2911 | 0.0388%
[25 empty] | 2020-10-22 | 22 | 22 | 23 | 2020-10-22 | 19864.0347 | 0.02401%
[25 empty] | 2020-10-22 | 23 | 22 | 24 | 2020-10-22 | 5707.3045 | 0.0069%
[25 empty] | 2020-10-22 | 24 | 23 | 1 | 2020-10-22 | 725.369 | 0.0008769%
[25 empty] | 2020-10-23 | 1 | 23 | 2 | 2020-10-23 | 221.6747 | 0.000268%
[25 empty] | 2020-10-23 | 2 | 23 | 3 | 2020-10-23 | 36.9578 | 4.468e-05%
[25 empty] | 2020-10-23 | 3 | 23 | 4 | 2020-10-23 | 0 | 0%
[25 empty] | 2020-10-23 | 4 | 23 | 5 | 2020-10-23 | 0 | 0%
[25 empty] | 2020-10-23 | 5 | 23 | 6 | 2020-10-23 | 0 | 0%
[25 empty] | 2020-10-23 | 6 | 23 | 7 | 2020-10-23 | 47.1804 | 5.704e-05%
[25 empty] | 2020-10-23 | 7 | 23 | 8 | 2020-10-23 | 919.95 | 0.001112%
[25 empty] | 2020-10-23 | 8 | 23 | 9 | 2020-10-23 | 1187.3198 | 0.001435%
[25 empty] | 2020-10-23 | 9 | 23 | 10 | 2020-10-23 | 531.3669 | 0.0006424%
[25 empty] | 2020-10-23 | 10 | 23 | 11 | 2020-10-23 | 124.6309 | 0.0001507%
[25 empty] | 2020-10-23 | 11 | 23 | 12 | 2020-10-23 | 0 | 0%
[25 empty] | 2020-10-23 | 12 | 23 | 13 | 2020-10-23 | 0 | 0%
[25 empty] | 2020-10-23 | 13 | 23 | 14 | 2020-10-23 | 0 | 0%
[25 empty] | 2020-10-23 | 14 | 23 | 15 | 2020-10-23 | 0 | 0%
[25 empty] | 2020-10-23 | 15 | 23 | 16 | 2020-10-23 | 36.1141 | 4.366e-05%
[25 empty] | 2020-10-23 | 16 | 23 | 17 | 2020-10-23 | 794.6971 | 0.0009608%
[25 empty] | 2020-10-23 | 17 | 23 | 18 | 2020-10-23 | 4457.112 | 0.005388%
[25 empty] | 2020-10-23 | 18 | 23 | 19 | 2020-10-23 | 15555.3697 | 0.01881%
[25 empty] | 2020-10-23 | 19 | 23 | 20 | 2020-10-23 | 31697.3838 | 0.03832%
[25 empty] | 2020-10-23 | 20 | 23 | 21 | 2020-10-23 | 37709.6397 | 0.04559%
[25 empty] | 2020-10-23 | 21 | 23 | 22 | 2020-10-23 | 32164.1814 | 0.03888%
[25 empty] | 2020-10-23 | 22 | 23 | 23 | 2020-10-23 | 19477.3504 | 0.02355%
[25 empty] | 2020-10-23 | 23 | 23 | 24 | 2020-10-23 | 5609.5946 | 0.006782%
[25 empty] | 2020-10-23 | 24 | 24 | 1 | 2020-10-23 | 791.9642 | 0.0009574%
[25 empty] | 2020-10-24 | 1 | 24 | 2 | 2020-10-24 | 10.5372 | 1.274e-05%
[25 empty] | 2020-10-24 | 2 | 24 | 3 | 2020-10-24 | 0 | 0%
[25 empty] | 2020-10-24 | 3 | 24 | 4 | 2020-10-24 | 0 | 0%
[25 empty] | 2020-10-24 | 4 | 24 | 5 | 2020-10-24 | 0 | 0%
[25 empty] | 2020-10-24 | 5 | 24 | 6 | 2020-10-24 | 0 | 0%
[25 empty] | 2020-10-24 | 6 | 24 | 7 | 2020-10-24 | 0 | 0%
[25 empty] | 2020-10-24 | 7 | 24 | 8 | 2020-10-24 | 116.8361 | 0.0001412%
[25 empty] | 2020-10-24 | 8 | 24 | 9 | 2020-10-24 | 79.5072 | 9.612e-05%
[25 empty] | 2020-10-24 | 9 | 24 | 10 | 2020-10-24 | 10.3745 | 1.254e-05%
[25 empty] | 2020-10-24 | 10 | 24 | 11 | 2020-10-24 | 0 | 0%
[25 empty] | 2020-10-24 | 11 | 24 | 12 | 2020-10-24 | 0 | 0%
[25 empty] | 2020-10-24 | 12 | 24 | 13 | 2020-10-24 | 0 | 0%
[25 empty] | 2020-10-24 | 13 | 24 | 14 | 2020-10-24 | 0 | 0%
[25 empty] | 2020-10-24 | 14 | 24 | 15 | 2020-10-24 | 0 | 0%
[25 empty] | 2020-10-24 | 15 | 24 | 16 | 2020-10-24 | 0 | 0%
[25 empty] | 2020-10-24 | 16 | 24 | 17 | 2020-10-24 | 131.4205 | 0.0001589%
[25 empty] | 2020-10-24 | 17 | 24 | 18 | 2020-10-24 | 2110.6357 | 0.002552%
[25 empty] | 2020-10-24 | 18 | 24 | 19 | 2020-10-24 | 9884.1629 | 0.01195%
[25 empty] | 2020-10-24 | 19 | 24 | 20 | 2020-10-24 | 25324.6947 | 0.03062%
[25 empty] | 2020-10-24 | 20 | 24 | 21 | 2020-10-24 | 30907.2735 | 0.03737%
[25 empty] | 2020-10-24 | 21 | 24 | 22 | 2020-10-24 | 27516.0664 | 0.03327%
[25 empty] | 2020-10-24 | 22 | 24 | 23 | 2020-10-24 | 13604.5432 | 0.01645%
[25 empty] | 2020-10-24 | 23 | 24 | 24 | 2020-10-24 | 3488.0911 | 0.004217%
[25 empty] | 2020-10-24 | 24 | 25 | 1 | 2020-10-24 | 257.9625 | 0.0003119%
[25 empty] | 2020-10-25 | 1 | 25 | 2 | 2020-10-25 | 9.4244 | 1.139e-05%
[25 empty] | 2020-10-25 | 2 | 25 | 3 | 2020-10-25 | 0.47751 | 5.773e-07%
[25 empty] | 2020-10-25 | 3 | 25 | 4 | 2020-10-25 | 0 | 0%
[25 empty] | 2020-10-25 | 4 | 25 | 5 | 2020-10-25 | 0 | 0%
[25 empty] | 2020-10-25 | 5 | 25 | 6 | 2020-10-25 | 0 | 0%
[25 empty] | 2020-10-25 | 6 | 25 | 7 | 2020-10-25 | 0 | 0%
[25 empty] | 2020-10-25 | 7 | 25 | 8 | 2020-10-25 | 0 | 0%
[25 empty] | 2020-10-25 | 8 | 25 | 9 | 2020-10-25 | 16.4632 | 1.99e-05%
[25 empty] | 2020-10-25 | 9 | 25 | 10 | 2020-10-25 | 35.2632 | 4.263e-05%
[25 empty] | 2020-10-25 | 10 | 25 | 11 | 2020-10-25 | 0 | 0%
[25 empty] | 2020-10-25 | 11 | 25 | 12 | 2020-10-25 | 0 | 0%
[25 empty] | 2020-10-25 | 12 | 25 | 13 | 2020-10-25 | 0 | 0%
[25 empty] | 2020-10-25 | 13 | 25 | 14 | 2020-10-25 | 0 | 0%
[25 empty] | 2020-10-25 | 14 | 25 | 15 | 2020-10-25 | 0 | 0%
[25 empty] | 2020-10-25 | 15 | 25 | 16 | 2020-10-25 | 0 | 0%
[25 empty] | 2020-10-25 | 16 | 25 | 17 | 2020-10-25 | 83.5629 | 0.000101%
[25 empty] | 2020-10-25 | 17 | 25 | 18 | 2020-10-25 | 911.7439 | 0.001102%
[25 empty] | 2020-10-25 | 18 | 25 | 19 | 2020-10-25 | 8759.4461 | 0.01059%
[25 empty] | 2020-10-25 | 19 | 25 | 20 | 2020-10-25 | 26004.8362 | 0.03144%
[25 empty] | 2020-10-25 | 20 | 25 | 21 | 2020-10-25 | 26141.6062 | 0.0316%
[25 empty] | 2020-10-25 | 21 | 25 | 22 | 2020-10-25 | 23173.4546 | 0.02802%
[25 empty] | 2020-10-25 | 22 | 25 | 23 | 2020-10-25 | 11452.4217 | 0.01385%
[25 empty] | 2020-10-25 | 23 | 25 | 24 | 2020-10-25 | 2468.2161 | 0.002984%
[25 empty] | 2020-10-25 | 24 | 26 | 1 | 2020-10-25 | 101.8003 | 0.0001231%
[25 empty] | 2020-10-26 | 1 | 26 | 2 | 2020-10-26 | 411.9418 | 0.000498%
[25 empty] | 2020-10-26 | 2 | 26 | 3 | 2020-10-26 | 24.8617 | 3.006e-05%
[25 empty] | 2020-10-26 | 3 | 26 | 4 | 2020-10-26 | 0 | 0%
[25 empty] | 2020-10-26 | 4 | 26 | 5 | 2020-10-26 | 0 | 0%
[25 empty] | 2020-10-26 | 5 | 26 | 6 | 2020-10-26 | 0 | 0%
[25 empty] | 2020-10-26 | 6 | 26 | 7 | 2020-10-26 | 100.4458 | 0.0001214%
[25 empty] | 2020-10-26 | 7 | 26 | 8 | 2020-10-26 | 2201.6504 | 0.002662%
[25 empty] | 2020-10-26 | 8 | 26 | 9 | 2020-10-26 | 4103.3861 | 0.004961%
[25 empty] | 2020-10-26 | 9 | 26 | 10 | 2020-10-26 | 1620.6948 | 0.001959%
[25 empty] | 2020-10-26 | 10 | 26 | 11 | 2020-10-26 | 280.5742 | 0.0003392%
[25 empty] | 2020-10-26 | 11 | 26 | 12 | 2020-10-26 | 6.8594 | 8.293e-06%
[25 empty] | 2020-10-26 | 12 | 26 | 13 | 2020-10-26 | 0 | 0%
[25 empty] | 2020-10-26 | 13 | 26 | 14 | 2020-10-26 | 0 | 0%
[25 empty] | 2020-10-26 | 14 | 26 | 15 | 2020-10-26 | 0 | 0%
[25 empty] | 2020-10-26 | 15 | 26 | 16 | 2020-10-26 | 125.8589 | 0.0001522%
[25 empty] | 2020-10-26 | 16 | 26 | 17 | 2020-10-26 | 1776.2386 | 0.002147%
[25 empty] | 2020-10-26 | 17 | 26 | 18 | 2020-10-26 | 8422.8488 | 0.01018%
[25 empty] | 2020-10-26 | 18 | 26 | 19 | 2020-10-26 | 23546.2828 | 0.02847%
[25 empty] | 2020-10-26 | 19 | 26 | 20 | 2020-10-26 | 41783.7946 | 0.05051%
[25 empty] | 2020-10-26 | 20 | 26 | 21 | 2020-10-26 | 46981.4901 | 0.0568%
[25 empty] | 2020-10-26 | 21 | 26 | 22 | 2020-10-26 | 39364.1321 | 0.04759%
[25 empty] | 2020-10-26 | 22 | 26 | 23 | 2020-10-26 | 26719.1779 | 0.0323%
[25 empty] | 2020-10-26 | 23 | 26 | 24 | 2020-10-26 | 9997.3988 | 0.01209%
[25 empty] | 2020-10-26 | 24 | 27 | 1 | 2020-10-26 | 1736.8411 | 0.0021%
[25 empty] | 2020-10-27 | 1 | 27 | 2 | 2020-10-27 | 27.0465 | 3.27e-05%
[25 empty] | 2020-10-27 | 2 | 27 | 3 | 2020-10-27 | 0 | 0%
[25 empty] | 2020-10-27 | 3 | 27 | 4 | 2020-10-27 | 0 | 0%
[25 empty] | 2020-10-27 | 4 | 27 | 5 | 2020-10-27 | 0 | 0%
[25 empty] | 2020-10-27 | 5 | 27 | 6 | 2020-10-27 | 0 | 0%
[25 empty] | 2020-10-27 | 6 | 27 | 7 | 2020-10-27 | 28.6553 | 3.464e-05%
[25 empty] | 2020-10-27 | 7 | 27 | 8 | 2020-10-27 | 2026.7578 | 0.00245%
[25 empty] | 2020-10-27 | 8 | 27 | 9 | 2020-10-27 | 5251.1535 | 0.006348%
[25 empty] | 2020-10-27 | 9 | 27 | 10 | 2020-10-27 | 1522.5809 | 0.001841%
[25 empty] | 2020-10-27 | 10 | 27 | 11 | 2020-10-27 | 199.3969 | 0.0002411%
[25 empty] | 2020-10-27 | 11 | 27 | 12 | 2020-10-27 | 0.79484 | 9.609e-07%
[25 empty] | 2020-10-27 | 12 | 27 | 13 | 2020-10-27 | 0 | 0%
[25 empty] | 2020-10-27 | 13 | 27 | 14 | 2020-10-27 | 0 | 0%
[25 empty] | 2020-10-27 | 14 | 27 | 15 | 2020-10-27 | 0 | 0%
[25 empty] | 2020-10-27 | 15 | 27 | 16 | 2020-10-27 | 61.5389 | 7.44e-05%
[25 empty] | 2020-10-27 | 16 | 27 | 17 | 2020-10-27 | 1246.778 | 0.001507%
[25 empty] | 2020-10-27 | 17 | 27 | 18 | 2020-10-27 | 6640.8831 | 0.008029%
[25 empty] | 2020-10-27 | 18 | 27 | 19 | 2020-10-27 | 19760.7497 | 0.02389%
[25 empty] | 2020-10-27 | 19 | 27 | 20 | 2020-10-27 | 35841.8404 | 0.04333%
[25 empty] | 2020-10-27 | 20 | 27 | 21 | 2020-10-27 | 40919.8304 | 0.04947%
[25 empty] | 2020-10-27 | 21 | 27 | 22 | 2020-10-27 | 33669.43 | 0.0407%
[25 empty] | 2020-10-27 | 22 | 27 | 23 | 2020-10-27 | 20280.9818 | 0.02452%
[25 empty] | 2020-10-27 | 23 | 27 | 24 | 2020-10-27 | 4990.7176 | 0.006034%
[25 empty] | 2020-10-27 | 24 | 28 | 1 | 2020-10-27 | 291.8453 | 0.0003528%
[25 empty] | 2020-10-28 | 1 | 28 | 2 | 2020-10-28 | 298.3929 | 0.0003607%
[25 empty] | 2020-10-28 | 2 | 28 | 3 | 2020-10-28 | 147.5982 | 0.0001784%
[25 empty] | 2020-10-28 | 3 | 28 | 4 | 2020-10-28 | 96.814 | 0.000117%
[25 empty] | 2020-10-28 | 4 | 28 | 5 | 2020-10-28 | 60.2169 | 7.28e-05%
[25 empty] | 2020-10-28 | 5 | 28 | 6 | 2020-10-28 | 132.7476 | 0.0001605%
[25 empty] | 2020-10-28 | 6 | 28 | 7 | 2020-10-28 | 315.27 | 0.0003811%
[25 empty] | 2020-10-28 | 7 | 28 | 8 | 2020-10-28 | 3217.702 | 0.00389%
[25 empty] | 2020-10-28 | 8 | 28 | 9 | 2020-10-28 | 5474.0349 | 0.006618%
[25 empty] | 2020-10-28 | 9 | 28 | 10 | 2020-10-28 | 2077.4434 | 0.002512%
[25 empty] | 2020-10-28 | 10 | 28 | 11 | 2020-10-28 | 751.2633 | 0.0009082%
[25 empty] | 2020-10-28 | 11 | 28 | 12 | 2020-10-28 | 314.9475 | 0.0003808%
[25 empty] | 2020-10-28 | 12 | 28 | 13 | 2020-10-28 | 307.9658 | 0.0003723%
[25 empty] | 2020-10-28 | 13 | 28 | 14 | 2020-10-28 | 235.6862 | 0.0002849%
[25 empty] | 2020-10-28 | 14 | 28 | 15 | 2020-10-28 | 324.3376 | 0.0003921%
[25 empty] | 2020-10-28 | 15 | 28 | 16 | 2020-10-28 | 887.0115 | 0.001072%
[25 empty] | 2020-10-28 | 16 | 28 | 17 | 2020-10-28 | 3037.4898 | 0.003672%
[25 empty] | 2020-10-28 | 17 | 28 | 18 | 2020-10-28 | 9620.0872 | 0.01163%
[25 empty] | 2020-10-28 | 18 | 28 | 19 | 2020-10-28 | 25055.212 | 0.03029%
[25 empty] | 2020-10-28 | 19 | 28 | 20 | 2020-10-28 | 45870.2059 | 0.05545%
[25 empty] | 2020-10-28 | 20 | 28 | 21 | 2020-10-28 | 46990.0892 | 0.05681%
[25 empty] | 2020-10-28 | 21 | 28 | 22 | 2020-10-28 | 37809.6996 | 0.04571%
[25 empty] | 2020-10-28 | 22 | 28 | 23 | 2020-10-28 | 23231.0795 | 0.02809%
[25 empty] | 2020-10-28 | 23 | 28 | 24 | 2020-10-28 | 6518.0685 | 0.00788%
[25 empty] | 2020-10-28 | 24 | 29 | 1 | 2020-10-28 | 1024.7767 | 0.001239%
[25 empty] | 2020-10-29 | 1 | 29 | 2 | 2020-10-29 | 449.9962 | 0.000544%
[25 empty] | 2020-10-29 | 2 | 29 | 3 | 2020-10-29 | 84.1094 | 0.0001017%
[25 empty] | 2020-10-29 | 3 | 29 | 4 | 2020-10-29 | 0 | 0%
[25 empty] | 2020-10-29 | 4 | 29 | 5 | 2020-10-29 | 0 | 0%
[25 empty] | 2020-10-29 | 5 | 29 | 6 | 2020-10-29 | 0 | 0%
[25 empty] | 2020-10-29 | 6 | 29 | 7 | 2020-10-29 | 387.7537 | 0.0004688%
[25 empty] | 2020-10-29 | 7 | 29 | 8 | 2020-10-29 | 2151.1188 | 0.002601%
[25 empty] | 2020-10-29 | 8 | 29 | 9 | 2020-10-29 | 2384.4195 | 0.002883%
[25 empty] | 2020-10-29 | 9 | 29 | 10 | 2020-10-29 | 1037.7923 | 0.001255%
[25 empty] | 2020-10-29 | 10 | 29 | 11 | 2020-10-29 | 374.9351 | 0.0004533%
[25 empty] | 2020-10-29 | 11 | 29 | 12 | 2020-10-29 | 176.1256 | 0.0002129%
[25 empty] | 2020-10-29 | 12 | 29 | 13 | 2020-10-29 | 86.1954 | 0.0001042%
[25 empty] | 2020-10-29 | 13 | 29 | 14 | 2020-10-29 | 0 | 0%
[25 empty] | 2020-10-29 | 14 | 29 | 15 | 2020-10-29 | 66.1322 | 7.995e-05%
[25 empty] | 2020-10-29 | 15 | 29 | 16 | 2020-10-29 | 390.2469 | 0.0004718%
[25 empty] | 2020-10-29 | 16 | 29 | 17 | 2020-10-29 | 1919.2696 | 0.00232%
[25 empty] | 2020-10-29 | 17 | 29 | 18 | 2020-10-29 | 7464.5849 | 0.009024%
[25 empty] | 2020-10-29 | 18 | 29 | 19 | 2020-10-29 | 22306.4666 | 0.02697%
[25 empty] | 2020-10-29 | 19 | 29 | 20 | 2020-10-29 | 42570.8502 | 0.05147%
[25 empty] | 2020-10-29 | 20 | 29 | 21 | 2020-10-29 | 44774.618 | 0.05413%
[25 empty] | 2020-10-29 | 21 | 29 | 22 | 2020-10-29 | 36757.3037 | 0.04444%
[25 empty] | 2020-10-29 | 22 | 29 | 23 | 2020-10-29 | 24049.0211 | 0.02907%
[25 empty] | 2020-10-29 | 23 | 29 | 24 | 2020-10-29 | 6895.1044 | 0.008336%
[25 empty] | 2020-10-29 | 24 | 30 | 1 | 2020-10-29 | 1160.8473 | 0.001403%
[25 empty] | 2020-10-30 | 1 | 30 | 2 | 2020-10-30 | 236.2088 | 0.0002856%
[25 empty] | 2020-10-30 | 2 | 30 | 3 | 2020-10-30 | 0 | 0%
[25 empty] | 2020-10-30 | 3 | 30 | 4 | 2020-10-30 | 0 | 0%
[25 empty] | 2020-10-30 | 4 | 30 | 5 | 2020-10-30 | 0 | 0%
[25 empty] | 2020-10-30 | 5 | 30 | 6 | 2020-10-30 | 0 | 0%
[25 empty] | 2020-10-30 | 6 | 30 | 7 | 2020-10-30 | 211.0389 | 0.0002551%
[25 empty] | 2020-10-30 | 7 | 30 | 8 | 2020-10-30 | 2021.4478 | 0.002444%
[25 empty] | 2020-10-30 | 8 | 30 | 9 | 2020-10-30 | 5097.9088 | 0.006163%
[25 empty] | 2020-10-30 | 9 | 30 | 10 | 2020-10-30 | 1775.9406 | 0.002147%
[25 empty] | 2020-10-30 | 10 | 30 | 11 | 2020-10-30 | 425.8578 | 0.0005148%
[25 empty] | 2020-10-30 | 11 | 30 | 12 | 2020-10-30 | 122.1889 | 0.0001477%
[25 empty] | 2020-10-30 | 12 | 30 | 13 | 2020-10-30 | 0 | 0%
[25 empty] | 2020-10-30 | 13 | 30 | 14 | 2020-10-30 | 0 | 0%
[25 empty] | 2020-10-30 | 14 | 30 | 15 | 2020-10-30 | 95.7199 | 0.0001157%
[25 empty] | 2020-10-30 | 15 | 30 | 16 | 2020-10-30 | 390.3345 | 0.0004719%
[25 empty] | 2020-10-30 | 16 | 30 | 17 | 2020-10-30 | 1935.7046 | 0.00234%
[25 empty] | 2020-10-30 | 17 | 30 | 18 | 2020-10-30 | 7104.1628 | 0.008589%
[25 empty] | 2020-10-30 | 18 | 30 | 19 | 2020-10-30 | 22226.9335 | 0.02687%
[25 empty] | 2020-10-30 | 19 | 30 | 20 | 2020-10-30 | 39723.6462 | 0.04802%
[25 empty] | 2020-10-30 | 20 | 30 | 21 | 2020-10-30 | 42214.3309 | 0.05104%
[25 empty] | 2020-10-30 | 21 | 30 | 22 | 2020-10-30 | 34901.1594 | 0.04219%
[25 empty] | 2020-10-30 | 22 | 30 | 23 | 2020-10-30 | 21657.6182 | 0.02618%
[25 empty] | 2020-10-30 | 23 | 30 | 24 | 2020-10-30 | 5713.7593 | 0.006908%
[25 empty] | 2020-10-30 | 24 | 31 | 1 | 2020-10-30 | 647.556 | 0.0007829%
[25 empty] | 2020-10-31 | 1 | 31 | 2 | 2020-10-31 | 38.7227 | 4.681e-05%
[25 empty] | 2020-10-31 | 2 | 31 | 3 | 2020-10-31 | 0 | 0%
[25 empty] | 2020-10-31 | 3 | 31 | 4 | 2020-10-31 | 0 | 0%
[25 empty] | 2020-10-31 | 4 | 31 | 5 | 2020-10-31 | 0 | 0%
[25 empty] | 2020-10-31 | 5 | 31 | 6 | 2020-10-31 | 0 | 0%
[25 empty] | 2020-10-31 | 6 | 31 | 7 | 2020-10-31 | 0 | 0%
[25 empty] | 2020-10-31 | 7 | 31 | 8 | 2020-10-31 | 101.2331 | 0.0001224%
[25 empty] | 2020-10-31 | 8 | 31 | 9 | 2020-10-31 | 113.7964 | 0.0001376%
[25 empty] | 2020-10-31 | 9 | 31 | 10 | 2020-10-31 | 17.7849 | 2.15e-05%
[25 empty] | 2020-10-31 | 10 | 31 | 11 | 2020-10-31 | 0 | 0%
[25 empty] | 2020-10-31 | 11 | 31 | 12 | 2020-10-31 | 0 | 0%
[25 empty] | 2020-10-31 | 12 | 31 | 13 | 2020-10-31 | 0 | 0%
[25 empty] | 2020-10-31 | 13 | 31 | 14 | 2020-10-31 | 0 | 0%
[25 empty] | 2020-10-31 | 14 | 31 | 15 | 2020-10-31 | 0 | 0%
[25 empty] | 2020-10-31 | 15 | 31 | 16 | 2020-10-31 | 0 | 0%
[25 empty] | 2020-10-31 | 16 | 31 | 17 | 2020-10-31 | 63.956 | 7.732e-05%
[25 empty] | 2020-10-31 | 17 | 31 | 18 | 2020-10-31 | 840.3458 | 0.001016%
[25 empty] | 2020-10-31 | 18 | 31 | 19 | 2020-10-31 | 8111.7113 | 0.009807%
[25 empty] | 2020-10-31 | 19 | 31 | 20 | 2020-10-31 | 23533.3058 | 0.02845%
[25 empty] | 2020-10-31 | 20 | 31 | 21 | 2020-10-31 | 28920.148 | 0.03496%
[25 empty] | 2020-10-31 | 21 | 31 | 22 | 2020-10-31 | 25662.7499 | 0.03103%
[25 empty] | 2020-10-31 | 22 | 31 | 23 | 2020-10-31 | 11635.0152 | 0.01407%
[25 empty] | 2020-10-31 | 23 | 31 | 24 | 2020-10-31 | 1925.1434 | 0.002327%
[25 empty] | 2020-10-31 | 24 | 1 | 1 | 2020-10-31 | 252.7804 | 0.0003056%
[25 empty] | 2020-11-01 | 1 | 1 | 2 | 2020-11-01 | 0 | 0%
[25 empty] | 2020-11-01 | 2 | 1 | 3 | 2020-11-01 | 0 | 0%
[25 empty] | 2020-11-01 | 3 | 1 | 4 | 2020-11-01 | 0 | 0%
[25 empty] | 2020-11-01 | 4 | 1 | 5 | 2020-11-01 | 0 | 0%
[25 empty] | 2020-11-01 | 5 | 1 | 6 | 2020-11-01 | 0 | 0%
[25 empty] | 2020-11-01 | 6 | 1 | 7 | 2020-11-01 | 0 | 0%
[25 empty] | 2020-11-01 | 7 | 1 | 8 | 2020-11-01 | 0 | 0%
[25 empty] | 2020-11-01 | 8 | 1 | 9 | 2020-11-01 | 40.1405 | 4.853e-05%
[25 empty] | 2020-11-01 | 9 | 1 | 10 | 2020-11-01 | 0 | 0%
[25 empty] | 2020-11-01 | 10 | 1 | 11 | 2020-11-01 | 0 | 0%
[25 empty] | 2020-11-01 | 11 | 1 | 12 | 2020-11-01 | 0 | 0%
[25 empty] | 2020-11-01 | 12 | 1 | 13 | 2020-11-01 | 0 | 0%
[25 empty] | 2020-11-01 | 13 | 1 | 14 | 2020-11-01 | 0 | 0%
[25 empty] | 2020-11-01 | 14 | 1 | 15 | 2020-11-01 | 0 | 0%
[25 empty] | 2020-11-01 | 15 | 1 | 16 | 2020-11-01 | 0 | 0%
[25 empty] | 2020-11-01 | 16 | 1 | 17 | 2020-11-01 | 0 | 0%
[25 empty] | 2020-11-01 | 17 | 1 | 18 | 2020-11-01 | 34.1944 | 4.134e-05%
[25 empty] | 2020-11-01 | 18 | 1 | 19 | 2020-11-01 | 9027.9156 | 0.01091%
[25 empty] | 2020-11-01 | 19 | 1 | 20 | 2020-11-01 | 33068.5745 | 0.03998%
[25 empty] | 2020-11-01 | 20 | 1 | 21 | 2020-11-01 | 31183.6385 | 0.0377%
[25 empty] | 2020-11-01 | 21 | 1 | 22 | 2020-11-01 | 23999.3331 | 0.02901%
[25 empty] | 2020-11-01 | 22 | 1 | 23 | 2020-11-01 | 16751.9054 | 0.02025%
[25 empty] | 2020-11-01 | 23 | 1 | 24 | 2020-11-01 | 4140.4317 | 0.005006%
[25 empty] | 2020-11-01 | 24 | 2 | 1 | 2020-11-01 | 10.4744 | 1.266e-05%
[25 empty] | 2020-11-02 | 1 | 2 | 2 | 2020-11-02 | 10.1408 | 1.226e-05%
[25 empty] | 2020-11-02 | 2 | 2 | 3 | 2020-11-02 | 0 | 0%
[25 empty] | 2020-11-02 | 3 | 2 | 4 | 2020-11-02 | 0 | 0%
[25 empty] | 2020-11-02 | 4 | 2 | 5 | 2020-11-02 | 0 | 0%
[25 empty] | 2020-11-02 | 5 | 2 | 6 | 2020-11-02 | 0 | 0%
[25 empty] | 2020-11-02 | 6 | 2 | 7 | 2020-11-02 | 0 | 0%
[25 empty] | 2020-11-02 | 7 | 2 | 8 | 2020-11-02 | 0 | 0%
[25 empty] | 2020-11-02 | 8 | 2 | 9 | 2020-11-02 | 125.5245 | 0.0001518%
[25 empty] | 2020-11-02 | 9 | 2 | 10 | 2020-11-02 | 0 | 0%
[25 empty] | 2020-11-02 | 10 | 2 | 11 | 2020-11-02 | 0 | 0%
[25 empty] | 2020-11-02 | 11 | 2 | 12 | 2020-11-02 | 0 | 0%
[25 empty] | 2020-11-02 | 12 | 2 | 13 | 2020-11-02 | 0 | 0%
[25 empty] | 2020-11-02 | 13 | 2 | 14 | 2020-11-02 | 0 | 0%
[25 empty] | 2020-11-02 | 14 | 2 | 15 | 2020-11-02 | 0 | 0%
[25 empty] | 2020-11-02 | 15 | 2 | 16 | 2020-11-02 | 0 | 0%
[25 empty] | 2020-11-02 | 16 | 2 | 17 | 2020-11-02 | 42.2952 | 5.113e-05%
[25 empty] | 2020-11-02 | 17 | 2 | 18 | 2020-11-02 | 2275.0785 | 0.00275%
[25 empty] | 2020-11-02 | 18 | 2 | 19 | 2020-11-02 | 24167.0285 | 0.02922%
[25 empty] | 2020-11-02 | 19 | 2 | 20 | 2020-11-02 | 48838.921 | 0.05904%
[25 empty] | 2020-11-02 | 20 | 2 | 21 | 2020-11-02 | 45025.6533 | 0.05443%
[25 empty] | 2020-11-02 | 21 | 2 | 22 | 2020-11-02 | 37891.7696 | 0.04581%
[25 empty] | 2020-11-02 | 22 | 2 | 23 | 2020-11-02 | 26391.7044 | 0.03191%
[25 empty] | 2020-11-02 | 23 | 2 | 24 | 2020-11-02 | 11734.5482 | 0.01419%
[25 empty] | 2020-11-02 | 24 | 3 | 1 | 2020-11-02 | 483.6208 | 0.0005847%
[25 empty] | 2020-11-03 | 1 | 3 | 2 | 2020-11-03 | 0 | 0%
[25 empty] | 2020-11-03 | 2 | 3 | 3 | 2020-11-03 | 0 | 0%
[25 empty] | 2020-11-03 | 3 | 3 | 4 | 2020-11-03 | 0 | 0%
[25 empty] | 2020-11-03 | 4 | 3 | 5 | 2020-11-03 | 0 | 0%
[25 empty] | 2020-11-03 | 5 | 3 | 6 | 2020-11-03 | 0 | 0%
[25 empty] | 2020-11-03 | 6 | 3 | 7 | 2020-11-03 | 0 | 0%
[25 empty] | 2020-11-03 | 7 | 3 | 8 | 2020-11-03 | 0 | 0%
[25 empty] | 2020-11-03 | 8 | 3 | 9 | 2020-11-03 | 36.2461 | 4.382e-05%
[25 empty] | 2020-11-03 | 9 | 3 | 10 | 2020-11-03 | 5.7048 | 6.897e-06%
[25 empty] | 2020-11-03 | 10 | 3 | 11 | 2020-11-03 | 0 | 0%
[25 empty] | 2020-11-03 | 11 | 3 | 12 | 2020-11-03 | 0 | 0%
[25 empty] | 2020-11-03 | 12 | 3 | 13 | 2020-11-03 | 0 | 0%
[25 empty] | 2020-11-03 | 13 | 3 | 14 | 2020-11-03 | 0 | 0%
[25 empty] | 2020-11-03 | 14 | 3 | 15 | 2020-11-03 | 0 | 0%
[25 empty] | 2020-11-03 | 15 | 3 | 16 | 2020-11-03 | 0 | 0%
[25 empty] | 2020-11-03 | 16 | 3 | 17 | 2020-11-03 | 0 | 0%
[25 empty] | 2020-11-03 | 17 | 3 | 18 | 2020-11-03 | 99.7427 | 0.0001206%
[25 empty] | 2020-11-03 | 18 | 3 | 19 | 2020-11-03 | 13996.6983 | 0.01692%
[25 empty] | 2020-11-03 | 19 | 3 | 20 | 2020-11-03 | 41805.137 | 0.05054%
[25 empty] | 2020-11-03 | 20 | 3 | 21 | 2020-11-03 | 40304.2525 | 0.04873%
[25 empty] | 2020-11-03 | 21 | 3 | 22 | 2020-11-03 | 34958.2329 | 0.04226%
[25 empty] | 2020-11-03 | 22 | 3 | 23 | 2020-11-03 | 21895.2855 | 0.02647%
[25 empty] | 2020-11-03 | 23 | 3 | 24 | 2020-11-03 | 7550.4367 | 0.009128%
[25 empty] | 2020-11-03 | 24 | 4 | 1 | 2020-11-03 | 6.5237 | 7.887e-06%
[25 empty] | 2020-11-04 | 1 | 4 | 2 | 2020-11-04 | 0 | 0%
[25 empty] | 2020-11-04 | 2 | 4 | 3 | 2020-11-04 | 0 | 0%
[25 empty] | 2020-11-04 | 3 | 4 | 4 | 2020-11-04 | 0 | 0%
[25 empty] | 2020-11-04 | 4 | 4 | 5 | 2020-11-04 | 0 | 0%
[25 empty] | 2020-11-04 | 5 | 4 | 6 | 2020-11-04 | 0 | 0%
[25 empty] | 2020-11-04 | 6 | 4 | 7 | 2020-11-04 | 0 | 0%
[25 empty] | 2020-11-04 | 7 | 4 | 8 | 2020-11-04 | 0 | 0%
[25 empty] | 2020-11-04 | 8 | 4 | 9 | 2020-11-04 | 34.6881 | 4.194e-05%
[25 empty] | 2020-11-04 | 9 | 4 | 10 | 2020-11-04 | 0 | 0%
[25 empty] | 2020-11-04 | 10 | 4 | 11 | 2020-11-04 | 0 | 0%
[25 empty] | 2020-11-04 | 11 | 4 | 12 | 2020-11-04 | 0 | 0%
[25 empty] | 2020-11-04 | 12 | 4 | 13 | 2020-11-04 | 0 | 0%
[25 empty] | 2020-11-04 | 13 | 4 | 14 | 2020-11-04 | 0 | 0%
[25 empty] | 2020-11-04 | 14 | 4 | 15 | 2020-11-04 | 0 | 0%
[25 empty] | 2020-11-04 | 15 | 4 | 16 | 2020-11-04 | 0 | 0%
[25 empty] | 2020-11-04 | 16 | 4 | 17 | 2020-11-04 | 9.847 | 1.19e-05%
[25 empty] | 2020-11-04 | 17 | 4 | 18 | 2020-11-04 | 166.0396 | 0.0002007%
[25 empty] | 2020-11-04 | 18 | 4 | 19 | 2020-11-04 | 13363.9942 | 0.01616%
[25 empty] | 2020-11-04 | 19 | 4 | 20 | 2020-11-04 | 42649.5412 | 0.05156%
[25 empty] | 2020-11-04 | 20 | 4 | 21 | 2020-11-04 | 42412.0412 | 0.05127%
[25 empty] | 2020-11-04 | 21 | 4 | 22 | 2020-11-04 | 36800.4715 | 0.04449%
[25 empty] | 2020-11-04 | 22 | 4 | 23 | 2020-11-04 | 24179.3808 | 0.02923%
[25 empty] | 2020-11-04 | 23 | 4 | 24 | 2020-11-04 | 9410.3521 | 0.01138%
[25 empty] | 2020-11-04 | 24 | 5 | 1 | 2020-11-04 | 41.5941 | 5.029e-05%
[25 empty] | 2020-11-05 | 1 | 5 | 2 | 2020-11-05 | 42.6996 | 5.162e-05%
[25 empty] | 2020-11-05 | 2 | 5 | 3 | 2020-11-05 | 0 | 0%
[25 empty] | 2020-11-05 | 3 | 5 | 4 | 2020-11-05 | 0 | 0%
[25 empty] | 2020-11-05 | 4 | 5 | 5 | 2020-11-05 | 0 | 0%
[25 empty] | 2020-11-05 | 5 | 5 | 6 | 2020-11-05 | 0 | 0%
[25 empty] | 2020-11-05 | 6 | 5 | 7 | 2020-11-05 | 0 | 0%
[25 empty] | 2020-11-05 | 7 | 5 | 8 | 2020-11-05 | 0 | 0%
[25 empty] | 2020-11-05 | 8 | 5 | 9 | 2020-11-05 | 257.0209 | 0.0003107%
[25 empty] | 2020-11-05 | 9 | 5 | 10 | 2020-11-05 | 119.7762 | 0.0001448%
[25 empty] | 2020-11-05 | 10 | 5 | 11 | 2020-11-05 | 0 | 0%
[25 empty] | 2020-11-05 | 11 | 5 | 12 | 2020-11-05 | 0 | 0%
[25 empty] | 2020-11-05 | 12 | 5 | 13 | 2020-11-05 | 0 | 0%
[25 empty] | 2020-11-05 | 13 | 5 | 14 | 2020-11-05 | 0 | 0%
[25 empty] | 2020-11-05 | 14 | 5 | 15 | 2020-11-05 | 0 | 0%
[25 empty] | 2020-11-05 | 15 | 5 | 16 | 2020-11-05 | 0 | 0%
[25 empty] | 2020-11-05 | 16 | 5 | 17 | 2020-11-05 | 86.8692 | 0.000105%
[25 empty] | 2020-11-05 | 17 | 5 | 18 | 2020-11-05 | 815.1791 | 0.0009855%
[25 empty] | 2020-11-05 | 18 | 5 | 19 | 2020-11-05 | 15068.4083 | 0.01822%
[25 empty] | 2020-11-05 | 19 | 5 | 20 | 2020-11-05 | 42597.4888 | 0.0515%
[25 empty] | 2020-11-05 | 20 | 5 | 21 | 2020-11-05 | 41078.5034 | 0.04966%
[25 empty] | 2020-11-05 | 21 | 5 | 22 | 2020-11-05 | 36107.7092 | 0.04365%
[25 empty] | 2020-11-05 | 22 | 5 | 23 | 2020-11-05 | 23205.7077 | 0.02805%
[25 empty] | 2020-11-05 | 23 | 5 | 24 | 2020-11-05 | 8328.7334 | 0.01007%
[25 empty] | 2020-11-05 | 24 | 6 | 1 | 2020-11-05 | 358.3787 | 0.0004333%
[25 empty] | 2020-11-06 | 1 | 6 | 2 | 2020-11-06 | 5.0156 | 6.064e-06%
[25 empty] | 2020-11-06 | 2 | 6 | 2 | 2020-11-06 | 0 | 0%
[25 empty] | 2020-11-06 | 3 | 6 | 3 | 2020-11-06 | 0 | 0%
[25 empty] | 2020-11-06 | 4 | 6 | 4 | 2020-11-06 | 0 | 0%
[25 empty] | 2020-11-06 | 5 | 6 | 5 | 2020-11-06 | 0 | 0%
[25 empty] | 2020-11-06 | 6 | 6 | 6 | 2020-11-06 | 0 | 0%
[25 empty] | 2020-11-06 | 7 | 6 | 7 | 2020-11-06 | 0 | 0%
[25 empty] | 2020-11-06 | 8 | 6 | 8 | 2020-11-06 | 11.4917 | 1.389e-05%
[25 empty] | 2020-11-06 | 9 | 6 | 9 | 2020-11-06 | 0 | 0%
[25 empty] | 2020-11-06 | 10 | 6 | 10 | 2020-11-06 | 0 | 0%
[25 empty] | 2020-11-06 | 11 | 6 | 11 | 2020-11-06 | 0 | 0%
[25 empty] | 2020-11-06 | 12 | 6 | 12 | 2020-11-06 | 0 | 0%
[25 empty] | 2020-11-06 | 13 | 6 | 13 | 2020-11-06 | 0 | 0%
[25 empty] | 2020-11-06 | 14 | 6 | 14 | 2020-11-06 | 0 | 0%
[25 empty] | 2020-11-06 | 15 | 6 | 15 | 2020-11-06 | 0 | 0%
[25 empty] | 2020-11-06 | 16 | 6 | 16 | 2020-11-06 | 12.9099 | 1.561e-05%
[25 empty] | 2020-11-06 | 17 | 6 | 17 | 2020-11-06 | 186.4825 | 0.0002254%
[25 empty] | 2020-11-06 | 18 | 6 | 18 | 2020-11-06 | 10236.7193 | 0.01238%
[25 empty] | 2020-11-06 | 19 | 6 | 19 | 2020-11-06 | 36920.2828 | 0.04463%
[25 empty] | 2020-11-06 | 20 | 6 | 20 | 2020-11-06 | 33967.3057 | 0.04106%
[25 empty] | 2020-11-06 | 21 | 6 | 21 | 2020-11-06 | 28859.0095 | 0.03489%
[25 empty] | 2020-11-06 | 22 | 6 | 22 | 2020-11-06 | 16426.0463 | 0.01986%
[25 empty] | 2020-11-06 | 23 | 6 | 23 | 2020-11-06 | 4559.3641 | 0.005512%
[25 empty] | 2020-11-06 | 24 | 6 | 24 | 2020-11-06 | 48.1237 | 5.818e-05%
[25 empty] | 2020-11-07 | 1 | 7 | 1 | 2020-11-07 | 0 | 0%
[25 empty] | 2020-11-07 | 2 | 7 | 2 | 2020-11-07 | 0 | 0%
[25 empty] | 2020-11-07 | 3 | 7 | 3 | 2020-11-07 | 0 | 0%
[25 empty] | 2020-11-07 | 4 | 7 | 4 | 2020-11-07 | 0 | 0%
[25 empty] | 2020-11-07 | 5 | 7 | 5 | 2020-11-07 | 0 | 0%
[25 empty] | 2020-11-07 | 6 | 7 | 6 | 2020-11-07 | 0 | 0%
[25 empty] | 2020-11-07 | 7 | 7 | 7 | 2020-11-07 | 0 | 0%
[25 empty] | 2020-11-07 | 8 | 7 | 8 | 2020-11-07 | 0 | 0%
[25 empty] | 2020-11-07 | 9 | 7 | 9 | 2020-11-07 | 0 | 0%
[25 empty] | 2020-11-07 | 10 | 7 | 10 | 2020-11-07 | 0 | 0%
[25 empty] | 2020-11-07 | 11 | 7 | 11 | 2020-11-07 | 0 | 0%
[25 empty] | 2020-11-07 | 12 | 7 | 12 | 2020-11-07 | 0 | 0%
[25 empty] | 2020-11-07 | 13 | 7 | 13 | 2020-11-07 | 0 | 0%
[25 empty] | 2020-11-07 | 14 | 7 | 14 | 2020-11-07 | 0 | 0%
[25 empty] | 2020-11-07 | 15 | 7 | 15 | 2020-11-07 | 0 | 0%
[25 empty] | 2020-11-07 | 16 | 7 | 16 | 2020-11-07 | 7.6213 | 9.214e-06%
[25 empty] | 2020-11-07 | 17 | 7 | 17 | 2020-11-07 | 0 | 0%
[25 empty] | 2020-11-07 | 18 | 7 | 18 | 2020-11-07 | 477.0742 | 0.0005768%
[25 empty] | 2020-11-07 | 19 | 7 | 19 | 2020-11-07 | 14757.0455 | 0.01784%
[25 empty] | 2020-11-07 | 20 | 7 | 20 | 2020-11-07 | 14768.1241 | 0.01785%
[25 empty] | 2020-11-07 | 21 | 7 | 21 | 2020-11-07 | 10376.0393 | 0.01254%
[25 empty] | 2020-11-07 | 22 | 7 | 22 | 2020-11-07 | 4318.0246 | 0.00522%
[25 empty] | 2020-11-07 | 23 | 7 | 23 | 2020-11-07 | 180.9839 | 0.0002188%
[25 empty] | 2020-11-07 | 24 | 7 | 24 | 2020-11-07 | 0 | 0%
[25 empty] | 2020-11-08 | 1 | 8 | 1 | 2020-11-08 | 1.0079 | 1.219e-06%
[25 empty] | 2020-11-08 | 2 | 8 | 2 | 2020-11-08 | 0 | 0%
[25 empty] | 2020-11-08 | 3 | 8 | 3 | 2020-11-08 | 0 | 0%
[25 empty] | 2020-11-08 | 4 | 8 | 4 | 2020-11-08 | 0 | 0%
[25 empty] | 2020-11-08 | 5 | 8 | 5 | 2020-11-08 | 0 | 0%
[25 empty] | 2020-11-08 | 6 | 8 | 6 | 2020-11-08 | 0 | 0%
[25 empty] | 2020-11-08 | 7 | 8 | 7 | 2020-11-08 | 0 | 0%
[25 empty] | 2020-11-08 | 8 | 8 | 8 | 2020-11-08 | 0 | 0%
[25 empty] | 2020-11-08 | 9 | 8 | 9 | 2020-11-08 | 24.9812 | 3.02e-05%
[25 empty] | 2020-11-08 | 10 | 8 | 10 | 2020-11-08 | 0 | 0%
[25 empty] | 2020-11-08 | 11 | 8 | 11 | 2020-11-08 | 0 | 0%
[25 empty] | 2020-11-08 | 12 | 8 | 12 | 2020-11-08 | 0 | 0%
[25 empty] | 2020-11-08 | 13 | 8 | 13 | 2020-11-08 | 0 | 0%
[25 empty] | 2020-11-08 | 14 | 8 | 14 | 2020-11-08 | 0 | 0%
[25 empty] | 2020-11-08 | 15 | 8 | 15 | 2020-11-08 | 0 | 0%
[25 empty] | 2020-11-08 | 16 | 8 | 16 | 2020-11-08 | 10.4884 | 1.268e-05%
[25 empty] | 2020-11-08 | 17 | 8 | 17 | 2020-11-08 | 0 | 0%
[25 empty] | 2020-11-08 | 18 | 8 | 18 | 2020-11-08 | 2427.2561 | 0.002934%
[25 empty] | 2020-11-08 | 19 | 8 | 19 | 2020-11-08 | 27350.2323 | 0.03307%
[25 empty] | 2020-11-08 | 20 | 8 | 20 | 2020-11-08 | 28210.6318 | 0.03411%
[25 empty] | 2020-11-08 | 21 | 8 | 21 | 2020-11-08 | 21338.456 | 0.0258%
[25 empty] | 2020-11-08 | 22 | 8 | 22 | 2020-11-08 | 13993.5465 | 0.01692%
[25 empty] | 2020-11-08 | 23 | 8 | 23 | 2020-11-08 | 2240.378 | 0.002709%
[25 empty] | 2020-11-08 | 24 | 8 | 24 | 2020-11-08 | 0 | 0%
[25 empty] | 2020-11-09 | 1 | 9 | 1 | 2020-11-09 | 7.3933 | 8.938e-06%
[25 empty] | 2020-11-09 | 2 | 9 | 2 | 2020-11-09 | 0 | 0%
[25 empty] | 2020-11-09 | 3 | 9 | 3 | 2020-11-09 | 0 | 0%
[25 empty] | 2020-11-09 | 4 | 9 | 4 | 2020-11-09 | 0 | 0%
[25 empty] | 2020-11-09 | 5 | 9 | 5 | 2020-11-09 | 0 | 0%
[25 empty] | 2020-11-09 | 6 | 9 | 6 | 2020-11-09 | 0 | 0%
[25 empty] | 2020-11-09 | 7 | 9 | 7 | 2020-11-09 | 0 | 0%
[25 empty] | 2020-11-09 | 8 | 9 | 8 | 2020-11-09 | 148.8532 | 0.00018%
[25 empty] | 2020-11-09 | 9 | 9 | 9 | 2020-11-09 | 25.6047 | 3.095e-05%
[25 empty] | 2020-11-09 | 10 | 9 | 10 | 2020-11-09 | 0 | 0%
[25 empty] | 2020-11-09 | 11 | 9 | 11 | 2020-11-09 | 0 | 0%
[25 empty] | 2020-11-09 | 12 | 9 | 12 | 2020-11-09 | 0 | 0%
[25 empty] | 2020-11-09 | 13 | 9 | 13 | 2020-11-09 | 0 | 0%
[25 empty] | 2020-11-09 | 14 | 9 | 14 | 2020-11-09 | 230.2941 | 0.0002784%
[25 empty] | 2020-11-09 | 15 | 9 | 15 | 2020-11-09 | 1700.663 | 0.002056%
[25 empty] | 2020-11-09 | 16 | 9 | 16 | 2020-11-09 | 8802.5785 | 0.01064%
[25 empty] | 2020-11-09 | 17 | 9 | 17 | 2020-11-09 | 25009.7083 | 0.03024%
[25 empty] | 2020-11-09 | 18 | 9 | 18 | 2020-11-09 | 46982.4373 | 0.0568%
[25 empty] | 2020-11-09 | 19 | 9 | 19 | 2020-11-09 | 65130.542 | 0.07874%
[25 empty] | 2020-11-09 | 20 | 9 | 20 | 2020-11-09 | 59048.4966 | 0.07139%
[25 empty] | 2020-11-09 | 21 | 9 | 21 | 2020-11-09 | 49575.9966 | 0.05994%
[25 empty] | 2020-11-09 | 22 | 9 | 22 | 2020-11-09 | 35091.0897 | 0.04242%
[25 empty] | 2020-11-09 | 23 | 9 | 23 | 2020-11-09 | 18374.8928 | 0.02221%
[25 empty] | 2020-11-09 | 24 | 9 | 24 | 2020-11-09 | 2230.9398 | 0.002697%
[25 empty] | 2020-11-10 | 1 | 10 | 1 | 2020-11-10 | 6.7454 | 8.155e-06%
[25 empty] | 2020-11-10 | 2 | 10 | 2 | 2020-11-10 | 0 | 0%
[25 empty] | 2020-11-10 | 3 | 10 | 3 | 2020-11-10 | 0 | 0%
[25 empty] | 2020-11-10 | 4 | 10 | 4 | 2020-11-10 | 0 | 0%
[25 empty] | 2020-11-10 | 5 | 10 | 5 | 2020-11-10 | 0 | 0%
[25 empty] | 2020-11-10 | 6 | 10 | 6 | 2020-11-10 | 0 | 0%
[25 empty] | 2020-11-10 | 7 | 10 | 7 | 2020-11-10 | 0 | 0%
[25 empty] | 2020-11-10 | 8 | 10 | 8 | 2020-11-10 | 123.956 | 0.0001499%
[25 empty] | 2020-11-10 | 9 | 10 | 9 | 2020-11-10 | 49.9683 | 6.041e-05%
[25 empty] | 2020-11-10 | 10 | 10 | 10 | 2020-11-10 | 0 | 0%
[25 empty] | 2020-11-10 | 11 | 10 | 11 | 2020-11-10 | 0 | 0%
[25 empty] | 2020-11-10 | 12 | 10 | 12 | 2020-11-10 | 0 | 0%
[25 empty] | 2020-11-10 | 13 | 10 | 13 | 2020-11-10 | 0 | 0%
[25 empty] | 2020-11-10 | 14 | 10 | 14 | 2020-11-10 | 0 | 0%
[25 empty] | 2020-11-10 | 15 | 10 | 15 | 2020-11-10 | 85.2139 | 0.000103%
[25 empty] | 2020-11-10 | 16 | 10 | 16 | 2020-11-10 | 703.0184 | 0.0008499%
[25 empty] | 2020-11-10 | 17 | 10 | 17 | 2020-11-10 | 6484.9862 | 0.00784%
[25 empty] | 2020-11-10 | 18 | 10 | 18 | 2020-11-10 | 27054.9217 | 0.03271%
[25 empty] | 2020-11-10 | 19 | 10 | 19 | 2020-11-10 | 51037.8475 | 0.0617%
[25 empty] | 2020-11-10 | 20 | 10 | 20 | 2020-11-10 | 48375.3475 | 0.05848%
[25 empty] | 2020-11-10 | 21 | 10 | 21 | 2020-11-10 | 41767.5202 | 0.05049%
[25 empty] | 2020-11-10 | 22 | 10 | 22 | 2020-11-10 | 28957.3702 | 0.03501%
[25 empty] | 2020-11-10 | 23 | 10 | 23 | 2020-11-10 | 12329.0845 | 0.01491%
[25 empty] | 2020-11-10 | 24 | 10 | 24 | 2020-11-10 | 542.063 | 0.0006553%
[25 empty] | 2020-11-11 | 1 | 11 | 1 | 2020-11-11 | 0 | 0%
[25 empty] | 2020-11-11 | 2 | 11 | 2 | 2020-11-11 | 0 | 0%
[25 empty] | 2020-11-11 | 3 | 11 | 3 | 2020-11-11 | 0 | 0%
[25 empty] | 2020-11-11 | 4 | 11 | 4 | 2020-11-11 | 0 | 0%
[25 empty] | 2020-11-11 | 5 | 11 | 5 | 2020-11-11 | 0 | 0%
[25 empty] | 2020-11-11 | 6 | 11 | 6 | 2020-11-11 | 0 | 0%
[25 empty] | 2020-11-11 | 7 | 11 | 7 | 2020-11-11 | 0 | 0%
[25 empty] | 2020-11-11 | 8 | 11 | 8 | 2020-11-11 | 0 | 0%
[25 empty] | 2020-11-11 | 9 | 11 | 9 | 2020-11-11 | 3.2124 | 3.884e-06%
[25 empty] | 2020-11-11 | 10 | 11 | 10 | 2020-11-11 | 0 | 0%
[25 empty] | 2020-11-11 | 11 | 11 | 11 | 2020-11-11 | 0 | 0%
[25 empty] | 2020-11-11 | 12 | 11 | 12 | 2020-11-11 | 0 | 0%
[25 empty] | 2020-11-11 | 13 | 11 | 13 | 2020-11-11 | 0 | 0%
[25 empty] | 2020-11-11 | 14 | 11 | 14 | 2020-11-11 | 0 | 0%
[25 empty] | 2020-11-11 | 15 | 11 | 15 | 2020-11-11 | 0 | 0%
[25 empty] | 2020-11-11 | 16 | 11 | 16 | 2020-11-11 | 45.2841 | 5.475e-05%
[25 empty] | 2020-11-11 | 17 | 11 | 17 | 2020-11-11 | 425.1722 | 0.000514%
[25 empty] | 2020-11-11 | 18 | 11 | 18 | 2020-11-11 | 13768.8837 | 0.01665%
[25 empty] | 2020-11-11 | 19 | 11 | 19 | 2020-11-11 | 37654.6915 | 0.04552%
[25 empty] | 2020-11-11 | 20 | 11 | 20 | 2020-11-11 | 34940.1469 | 0.04224%
[25 empty] | 2020-11-11 | 21 | 11 | 21 | 2020-11-11 | 29654.7978 | 0.03585%
[25 empty] | 2020-11-11 | 22 | 11 | 22 | 2020-11-11 | 17716.4652 | 0.02142%
[25 empty] | 2020-11-11 | 23 | 11 | 23 | 2020-11-11 | 5705.8734 | 0.006898%
[25 empty] | 2020-11-11 | 24 | 11 | 24 | 2020-11-11 | 42.8675 | 5.182e-05%
[25 empty] | 2020-11-12 | 1 | 12 | 1 | 2020-11-12 | 4.4205 | 5.344e-06%
[25 empty] | 2020-11-12 | 2 | 12 | 2 | 2020-11-12 | 0 | 0%
[25 empty] | 2020-11-12 | 3 | 12 | 3 | 2020-11-12 | 0 | 0%
[25 empty] | 2020-11-12 | 4 | 12 | 4 | 2020-11-12 | 0 | 0%
[25 empty] | 2020-11-12 | 5 | 12 | 5 | 2020-11-12 | 0 | 0%
[25 empty] | 2020-11-12 | 6 | 12 | 6 | 2020-11-12 | 0 | 0%
[25 empty] | 2020-11-12 | 7 | 12 | 7 | 2020-11-12 | 0 | 0%
[25 empty] | 2020-11-12 | 8 | 12 | 8 | 2020-11-12 | 2.2488 | 2.719e-06%
[25 empty] | 2020-11-12 | 9 | 12 | 9 | 2020-11-12 | 24.869 | 3.007e-05%
[25 empty] | 2020-11-12 | 10 | 12 | 10 | 2020-11-12 | 0 | 0%
[25 empty] | 2020-11-12 | 11 | 12 | 11 | 2020-11-12 | 0 | 0%
[25 empty] | 2020-11-12 | 12 | 12 | 12 | 2020-11-12 | 0 | 0%
[25 empty] | 2020-11-12 | 13 | 12 | 13 | 2020-11-12 | 0 | 0%
[25 empty] | 2020-11-12 | 14 | 12 | 14 | 2020-11-12 | 0 | 0%
[25 empty] | 2020-11-12 | 15 | 12 | 15 | 2020-11-12 | 335.7746 | 0.0004059%
[25 empty] | 2020-11-12 | 16 | 12 | 16 | 2020-11-12 | 3638.7995 | 0.004399%
[25 empty] | 2020-11-12 | 17 | 12 | 17 | 2020-11-12 | 18264.3551 | 0.02208%
[25 empty] | 2020-11-12 | 18 | 12 | 18 | 2020-11-12 | 39344.0172 | 0.04757%
[25 empty] | 2020-11-12 | 19 | 12 | 19 | 2020-11-12 | 59103.4185 | 0.07145%
[25 empty] | 2020-11-12 | 20 | 12 | 20 | 2020-11-12 | 52786.9514 | 0.06382%
[25 empty] | 2020-11-12 | 21 | 12 | 21 | 2020-11-12 | 45490.14 | 0.055%
[25 empty] | 2020-11-12 | 22 | 12 | 22 | 2020-11-12 | 32849.4403 | 0.03971%
[25 empty] | 2020-11-12 | 23 | 12 | 23 | 2020-11-12 | 16839.2111 | 0.02036%
[25 empty] | 2020-11-12 | 24 | 12 | 24 | 2020-11-12 | 1246.6537 | 0.001507%
[25 empty] | 2020-11-13 | 1 | 13 | 1 | 2020-11-13 | 0 | 0%
[25 empty] | 2020-11-13 | 2 | 13 | 2 | 2020-11-13 | 0 | 0%
[25 empty] | 2020-11-13 | 3 | 13 | 3 | 2020-11-13 | 0 | 0%
[25 empty] | 2020-11-13 | 4 | 13 | 4 | 2020-11-13 | 0 | 0%
[25 empty] | 2020-11-13 | 5 | 13 | 5 | 2020-11-13 | 0 | 0%
[25 empty] | 2020-11-13 | 6 | 13 | 6 | 2020-11-13 | 0 | 0%
[25 empty] | 2020-11-13 | 7 | 13 | 7 | 2020-11-13 | 0 | 0%
[25 empty] | 2020-11-13 | 8 | 13 | 8 | 2020-11-13 | 74.2934 | 8.982e-05%
[25 empty] | 2020-11-13 | 9 | 13 | 9 | 2020-11-13 | 10.8879 | 1.316e-05%
[25 empty] | 2020-11-13 | 10 | 13 | 10 | 2020-11-13 | 0 | 0%
[25 empty] | 2020-11-13 | 11 | 13 | 11 | 2020-11-13 | 0 | 0%
[25 empty] | 2020-11-13 | 12 | 13 | 12 | 2020-11-13 | 0 | 0%
[25 empty] | 2020-11-13 | 13 | 13 | 13 | 2020-11-13 | 0 | 0%
[25 empty] | 2020-11-13 | 14 | 13 | 14 | 2020-11-13 | 0 | 0%
[25 empty] | 2020-11-13 | 15 | 13 | 15 | 2020-11-13 | 0 | 0%
[25 empty] | 2020-11-13 | 16 | 13 | 16 | 2020-11-13 | 89.4678 | 0.0001082%
[25 empty] | 2020-11-13 | 17 | 13 | 17 | 2020-11-13 | 569.8773 | 0.000689%
[25 empty] | 2020-11-13 | 18 | 13 | 18 | 2020-11-13 | 9440.7994 | 0.01141%
[25 empty] | 2020-11-13 | 19 | 13 | 19 | 2020-11-13 | 30798.5546 | 0.03723%
[25 empty] | 2020-11-13 | 20 | 13 | 20 | 2020-11-13 | 28388.4138 | 0.03432%
[25 empty] | 2020-11-13 | 21 | 13 | 21 | 2020-11-13 | 22000.1585 | 0.0266%
[25 empty] | 2020-11-13 | 22 | 13 | 22 | 2020-11-13 | 8238.8288 | 0.00996%
[25 empty] | 2020-11-13 | 23 | 13 | 23 | 2020-11-13 | 782.0576 | 0.0009455%
[25 empty] | 2020-11-13 | 24 | 13 | 24 | 2020-11-13 | 13.2072 | 1.597e-05%
[25 empty] | 2020-11-14 | 1 | 14 | 1 | 2020-11-14 | 11.1687 | 1.35e-05%
[25 empty] | 2020-11-14 | 2 | 14 | 2 | 2020-11-14 | 0 | 0%
[25 empty] | 2020-11-14 | 3 | 14 | 3 | 2020-11-14 | 0 | 0%
[25 empty] | 2020-11-14 | 4 | 14 | 4 | 2020-11-14 | 0 | 0%
[25 empty] | 2020-11-14 | 5 | 14 | 5 | 2020-11-14 | 0 | 0%
[25 empty] | 2020-11-14 | 6 | 14 | 6 | 2020-11-14 | 0 | 0%
[25 empty] | 2020-11-14 | 7 | 14 | 7 | 2020-11-14 | 0 | 0%
[25 empty] | 2020-11-14 | 8 | 14 | 8 | 2020-11-14 | 0 | 0%
[25 empty] | 2020-11-14 | 9 | 14 | 9 | 2020-11-14 | 0 | 0%
[25 empty] | 2020-11-14 | 10 | 14 | 10 | 2020-11-14 | 0 | 0%
[25 empty] | 2020-11-14 | 11 | 14 | 11 | 2020-11-14 | 0 | 0%
[25 empty] | 2020-11-14 | 12 | 14 | 12 | 2020-11-14 | 0 | 0%
[25 empty] | 2020-11-14 | 13 | 14 | 13 | 2020-11-14 | 0 | 0%
[25 empty] | 2020-11-14 | 14 | 14 | 14 | 2020-11-14 | 0 | 0%
[25 empty] | 2020-11-14 | 15 | 14 | 15 | 2020-11-14 | 0 | 0%
[25 empty] | 2020-11-14 | 16 | 14 | 16 | 2020-11-14 | 0 | 0%
[25 empty] | 2020-11-14 | 17 | 14 | 17 | 2020-11-14 | 0 | 0%
[25 empty] | 2020-11-14 | 18 | 14 | 18 | 2020-11-14 | 1919.7014 | 0.002321%
[25 empty] | 2020-11-14 | 19 | 14 | 19 | 2020-11-14 | 23702.3503 | 0.02866%
[25 empty] | 2020-11-14 | 20 | 14 | 20 | 2020-11-14 | 22214.2159 | 0.02686%
[25 empty] | 2020-11-14 | 21 | 14 | 21 | 2020-11-14 | 16648.9456 | 0.02013%
[25 empty] | 2020-11-14 | 22 | 14 | 22 | 2020-11-14 | 8582.7421 | 0.01038%
[25 empty] | 2020-11-14 | 23 | 14 | 23 | 2020-11-14 | 406.3776 | 0.0004913%
[25 empty] | 2020-11-14 | 24 | 14 | 24 | 2020-11-14 | 0 | 0%
[25 empty] | 2020-11-15 | 1 | 15 | 1 | 2020-11-15 | 6.3607 | 7.69e-06%
[25 empty] | 2020-11-15 | 2 | 15 | 2 | 2020-11-15 | 0 | 0%
[25 empty] | 2020-11-15 | 3 | 15 | 3 | 2020-11-15 | 0 | 0%
[25 empty] | 2020-11-15 | 4 | 15 | 4 | 2020-11-15 | 0 | 0%
[25 empty] | 2020-11-15 | 5 | 15 | 5 | 2020-11-15 | 0 | 0%
[25 empty] | 2020-11-15 | 6 | 15 | 6 | 2020-11-15 | 0 | 0%
[25 empty] | 2020-11-15 | 7 | 15 | 7 | 2020-11-15 | 0 | 0%
[25 empty] | 2020-11-15 | 8 | 15 | 8 | 2020-11-15 | 1.9039 | 2.302e-06%
[25 empty] | 2020-11-15 | 9 | 15 | 9 | 2020-11-15 | 0 | 0%
[25 empty] | 2020-11-15 | 10 | 15 | 10 | 2020-11-15 | 0 | 0%
[25 empty] | 2020-11-15 | 11 | 15 | 11 | 2020-11-15 | 0 | 0%
[25 empty] | 2020-11-15 | 12 | 15 | 12 | 2020-11-15 | 0 | 0%
[25 empty] | 2020-11-15 | 13 | 15 | 13 | 2020-11-15 | 0 | 0%
[25 empty] | 2020-11-15 | 14 | 15 | 14 | 2020-11-15 | 0 | 0%
[25 empty] | 2020-11-15 | 15 | 15 | 15 | 2020-11-15 | 0 | 0%
[25 empty] | 2020-11-15 | 16 | 15 | 16 | 2020-11-15 | 22.598 | 2.732e-05%
[25 empty] | 2020-11-15 | 17 | 15 | 17 | 2020-11-15 | 0 | 0%
[25 empty] | 2020-11-15 | 18 | 15 | 18 | 2020-11-15 | 2051.6137 | 0.00248%
[25 empty] | 2020-11-15 | 19 | 15 | 19 | 2020-11-15 | 22580.7523 | 0.0273%
[25 empty] | 2020-11-15 | 20 | 15 | 20 | 2020-11-15 | 22994.6954 | 0.0278%
[25 empty] | 2020-11-15 | 21 | 15 | 21 | 2020-11-15 | 16978.1423 | 0.02053%
[25 empty] | 2020-11-15 | 22 | 15 | 22 | 2020-11-15 | 10895.8111 | 0.01317%
[25 empty] | 2020-11-15 | 23 | 15 | 23 | 2020-11-15 | 1557.1843 | 0.001883%
[25 empty] | 2020-11-15 | 24 | 15 | 24 | 2020-11-15 | 7.4943 | 9.06e-06%
[25 empty] | 2020-11-16 | 1 | 16 | 1 | 2020-11-16 | 22.1905 | 2.683e-05%
[25 empty] | 2020-11-16 | 2 | 16 | 2 | 2020-11-16 | 0 | 0%
[25 empty] | 2020-11-16 | 3 | 16 | 3 | 2020-11-16 | 0 | 0%
[25 empty] | 2020-11-16 | 4 | 16 | 4 | 2020-11-16 | 0 | 0%
[25 empty] | 2020-11-16 | 5 | 16 | 5 | 2020-11-16 | 0 | 0%
[25 empty] | 2020-11-16 | 6 | 16 | 6 | 2020-11-16 | 0 | 0%
[25 empty] | 2020-11-16 | 7 | 16 | 7 | 2020-11-16 | 0 | 0%
[25 empty] | 2020-11-16 | 8 | 16 | 8 | 2020-11-16 | 11.8976 | 1.438e-05%
[25 empty] | 2020-11-16 | 9 | 16 | 9 | 2020-11-16 | 58.6865 | 7.095e-05%
[25 empty] | 2020-11-16 | 10 | 16 | 10 | 2020-11-16 | 0 | 0%
[25 empty] | 2020-11-16 | 11 | 16 | 11 | 2020-11-16 | 0 | 0%
[25 empty] | 2020-11-16 | 12 | 16 | 12 | 2020-11-16 | 0 | 0%
[25 empty] | 2020-11-16 | 13 | 16 | 13 | 2020-11-16 | 0 | 0%
[25 empty] | 2020-11-16 | 14 | 16 | 14 | 2020-11-16 | 0 | 0%
[25 empty] | 2020-11-16 | 15 | 16 | 15 | 2020-11-16 | 0 | 0%
[25 empty] | 2020-11-16 | 16 | 16 | 16 | 2020-11-16 | 45.4951 | 5.5e-05%
[25 empty] | 2020-11-16 | 17 | 16 | 17 | 2020-11-16 | 747.7669 | 0.000904%
[25 empty] | 2020-11-16 | 18 | 16 | 18 | 2020-11-16 | 14549.1225 | 0.01759%
[25 empty] | 2020-11-16 | 19 | 16 | 19 | 2020-11-16 | 40470.8524 | 0.04893%
[25 empty] | 2020-11-16 | 20 | 16 | 20 | 2020-11-16 | 38099.3762 | 0.04606%
[25 empty] | 2020-11-16 | 21 | 16 | 21 | 2020-11-16 | 33658.961 | 0.04069%
[25 empty] | 2020-11-16 | 22 | 16 | 22 | 2020-11-16 | 22375.9147 | 0.02705%
[25 empty] | 2020-11-16 | 23 | 16 | 23 | 2020-11-16 | 9520.7585 | 0.01151%
[25 empty] | 2020-11-16 | 24 | 16 | 24 | 2020-11-16 | 187.1608 | 0.0002263%
[25 empty] | 2020-11-17 | 1 | 17 | 1 | 2020-11-17 | 3.5419 | 4.282e-06%
[25 empty] | 2020-11-17 | 2 | 17 | 2 | 2020-11-17 | 0 | 0%
[25 empty] | 2020-11-17 | 3 | 17 | 3 | 2020-11-17 | 0 | 0%
[25 empty] | 2020-11-17 | 4 | 17 | 4 | 2020-11-17 | 0 | 0%
[25 empty] | 2020-11-17 | 5 | 17 | 5 | 2020-11-17 | 0 | 0%
[25 empty] | 2020-11-17 | 6 | 17 | 6 | 2020-11-17 | 0 | 0%
[25 empty] | 2020-11-17 | 7 | 17 | 7 | 2020-11-17 | 0 | 0%
[25 empty] | 2020-11-17 | 8 | 17 | 8 | 2020-11-17 | 17.6669 | 2.136e-05%
[25 empty] | 2020-11-17 | 9 | 17 | 9 | 2020-11-17 | 2.8197 | 3.409e-06%
[25 empty] | 2020-11-17 | 10 | 17 | 10 | 2020-11-17 | 0 | 0%
[25 empty] | 2020-11-17 | 11 | 17 | 11 | 2020-11-17 | 0 | 0%
[25 empty] | 2020-11-17 | 12 | 17 | 12 | 2020-11-17 | 0 | 0%
[25 empty] | 2020-11-17 | 13 | 17 | 13 | 2020-11-17 | 0 | 0%
[25 empty] | 2020-11-17 | 14 | 17 | 14 | 2020-11-17 | 0 | 0%
[25 empty] | 2020-11-17 | 15 | 17 | 15 | 2020-11-17 | 0 | 0%
[25 empty] | 2020-11-17 | 16 | 17 | 16 | 2020-11-17 | 56.3797 | 6.816e-05%
[25 empty] | 2020-11-17 | 17 | 17 | 17 | 2020-11-17 | 1406.1824 | 0.0017%
[25 empty] | 2020-11-17 | 18 | 17 | 18 | 2020-11-17 | 16049.3767 | 0.0194%
[25 empty] | 2020-11-17 | 19 | 17 | 19 | 2020-11-17 | 42725.7559 | 0.05165%
[25 empty] | 2020-11-17 | 20 | 17 | 20 | 2020-11-17 | 41525.7559 | 0.0502%
[25 empty] | 2020-11-17 | 21 | 17 | 21 | 2020-11-17 | 36025.7559 | 0.04355%
[25 empty] | 2020-11-17 | 22 | 17 | 22 | 2020-11-17 | 23195.8252 | 0.02804%
[25 empty] | 2020-11-17 | 23 | 17 | 23 | 2020-11-17 | 8814.0789 | 0.01066%
[25 empty] | 2020-11-17 | 24 | 17 | 24 | 2020-11-17 | 94.5318 | 0.0001143%
[25 empty] | 2020-11-18 | 1 | 18 | 1 | 2020-11-18 | 5.8876 | 7.118e-06%
[25 empty] | 2020-11-18 | 2 | 18 | 2 | 2020-11-18 | 0 | 0%
[25 empty] | 2020-11-18 | 3 | 18 | 3 | 2020-11-18 | 0 | 0%
[25 empty] | 2020-11-18 | 4 | 18 | 4 | 2020-11-18 | 0 | 0%
[25 empty] | 2020-11-18 | 5 | 18 | 5 | 2020-11-18 | 0 | 0%
[25 empty] | 2020-11-18 | 6 | 18 | 6 | 2020-11-18 | 0 | 0%
[25 empty] | 2020-11-18 | 7 | 18 | 7 | 2020-11-18 | 0 | 0%
[25 empty] | 2020-11-18 | 8 | 18 | 8 | 2020-11-18 | 57.1743 | 6.912e-05%
[25 empty] | 2020-11-18 | 9 | 18 | 9 | 2020-11-18 | 56.977 | 6.888e-05%
[25 empty] | 2020-11-18 | 10 | 18 | 10 | 2020-11-18 | 0 | 0%
[25 empty] | 2020-11-18 | 11 | 18 | 11 | 2020-11-18 | 0 | 0%
[25 empty] | 2020-11-18 | 12 | 18 | 12 | 2020-11-18 | 0 | 0%
[25 empty] | 2020-11-18 | 13 | 18 | 13 | 2020-11-18 | 0 | 0%
[25 empty] | 2020-11-18 | 14 | 18 | 14 | 2020-11-18 | 0 | 0%
[25 empty] | 2020-11-18 | 15 | 18 | 15 | 2020-11-18 | 0 | 0%
[25 empty] | 2020-11-18 | 16 | 18 | 16 | 2020-11-18 | 30.388 | 3.674e-05%
[25 empty] | 2020-11-18 | 17 | 18 | 17 | 2020-11-18 | 1275.8606 | 0.001542%
[25 empty] | 2020-11-18 | 18 | 18 | 18 | 2020-11-18 | 15810.4071 | 0.01911%
[25 empty] | 2020-11-18 | 19 | 18 | 19 | 2020-11-18 | 42444.4846 | 0.05131%
[25 empty] | 2020-11-18 | 20 | 18 | 20 | 2020-11-18 | 40723.1691 | 0.04923%
[25 empty] | 2020-11-18 | 21 | 18 | 21 | 2020-11-18 | 36429.2416 | 0.04404%
[25 empty] | 2020-11-18 | 22 | 18 | 22 | 2020-11-18 | 23803.6439 | 0.02878%
[25 empty] | 2020-11-18 | 23 | 18 | 23 | 2020-11-18 | 9475.4018 | 0.01146%
[25 empty] | 2020-11-18 | 24 | 18 | 24 | 2020-11-18 | 34.3116 | 4.148e-05%
[25 empty] | 2020-11-19 | 1 | 19 | 1 | 2020-11-19 | 0 | 0%
[25 empty] | 2020-11-19 | 2 | 19 | 2 | 2020-11-19 | 0 | 0%
[25 empty] | 2020-11-19 | 3 | 19 | 3 | 2020-11-19 | 0 | 0%
[25 empty] | 2020-11-19 | 4 | 19 | 4 | 2020-11-19 | 0 | 0%
[25 empty] | 2020-11-19 | 5 | 19 | 5 | 2020-11-19 | 0 | 0%
[25 empty] | 2020-11-19 | 6 | 19 | 6 | 2020-11-19 | 0 | 0%
[25 empty] | 2020-11-19 | 7 | 19 | 7 | 2020-11-19 | 0 | 0%
[25 empty] | 2020-11-19 | 8 | 19 | 8 | 2020-11-19 | 9.7154 | 1.175e-05%
[25 empty] | 2020-11-19 | 9 | 19 | 9 | 2020-11-19 | 0 | 0%
[25 empty] | 2020-11-19 | 10 | 19 | 10 | 2020-11-19 | 0 | 0%
[25 empty] | 2020-11-19 | 11 | 19 | 11 | 2020-11-19 | 0 | 0%
[25 empty] | 2020-11-19 | 12 | 19 | 12 | 2020-11-19 | 0 | 0%
[25 empty] | 2020-11-19 | 13 | 19 | 13 | 2020-11-19 | 0 | 0%
[25 empty] | 2020-11-19 | 14 | 19 | 14 | 2020-11-19 | 0 | 0%
[25 empty] | 2020-11-19 | 15 | 19 | 15 | 2020-11-19 | 0 | 0%
[25 empty] | 2020-11-19 | 16 | 19 | 16 | 2020-11-19 | 87.3633 | 0.0001056%
[25 empty] | 2020-11-19 | 17 | 19 | 17 | 2020-11-19 | 2947.1169 | 0.003563%
[25 empty] | 2020-11-19 | 18 | 19 | 18 | 2020-11-19 | 19860.4675 | 0.02401%
[25 empty] | 2020-11-19 | 19 | 19 | 19 | 2020-11-19 | 45251.7317 | 0.05471%
[25 empty] | 2020-11-19 | 20 | 19 | 20 | 2020-11-19 | 42476.8091 | 0.05135%
[25 empty] | 2020-11-19 | 21 | 19 | 21 | 2020-11-19 | 36776.8091 | 0.04446%
[25 empty] | 2020-11-19 | 22 | 19 | 22 | 2020-11-19 | 24311.7829 | 0.02939%
[25 empty] | 2020-11-19 | 23 | 19 | 23 | 2020-11-19 | 9843.8846 | 0.0119%
[25 empty] | 2020-11-19 | 24 | 19 | 24 | 2020-11-19 | 106.6032 | 0.0001289%
[25 empty] | 2020-11-20 | 1 | 20 | 1 | 2020-11-20 | 10.4508 | 1.263e-05%
[25 empty] | 2020-11-20 | 2 | 20 | 2 | 2020-11-20 | 0 | 0%
[25 empty] | 2020-11-20 | 3 | 20 | 3 | 2020-11-20 | 0 | 0%
[25 empty] | 2020-11-20 | 4 | 20 | 4 | 2020-11-20 | 0 | 0%
[25 empty] | 2020-11-20 | 5 | 20 | 5 | 2020-11-20 | 0 | 0%
[25 empty] | 2020-11-20 | 6 | 20 | 6 | 2020-11-20 | 0 | 0%
[25 empty] | 2020-11-20 | 7 | 20 | 7 | 2020-11-20 | 0 | 0%
[25 empty] | 2020-11-20 | 8 | 20 | 8 | 2020-11-20 | 47.6426 | 5.76e-05%
[25 empty] | 2020-11-20 | 9 | 20 | 9 | 2020-11-20 | 79.5495 | 9.617e-05%
[25 empty] | 2020-11-20 | 10 | 20 | 10 | 2020-11-20 | 0 | 0%
[25 empty] | 2020-11-20 | 11 | 20 | 11 | 2020-11-20 | 0 | 0%
[25 empty] | 2020-11-20 | 12 | 20 | 12 | 2020-11-20 | 0 | 0%
[25 empty] | 2020-11-20 | 13 | 20 | 13 | 2020-11-20 | 0 | 0%
[25 empty] | 2020-11-20 | 14 | 20 | 14 | 2020-11-20 | 0 | 0%
[25 empty] | 2020-11-20 | 15 | 20 | 15 | 2020-11-20 | 0 | 0%
[25 empty] | 2020-11-20 | 16 | 20 | 16 | 2020-11-20 | 27.6611 | 3.344e-05%
[25 empty] | 2020-11-20 | 17 | 20 | 17 | 2020-11-20 | 662.3316 | 0.0008007%
[25 empty] | 2020-11-20 | 18 | 20 | 18 | 2020-11-20 | 12132.587 | 0.01467%
[25 empty] | 2020-11-20 | 19 | 20 | 19 | 2020-11-20 | 37156.8409 | 0.04492%
[25 empty] | 2020-11-20 | 20 | 20 | 20 | 2020-11-20 | 35163.1924 | 0.04251%
[25 empty] | 2020-11-20 | 21 | 20 | 21 | 2020-11-20 | 30413.6088 | 0.03677%
[25 empty] | 2020-11-20 | 22 | 20 | 22 | 2020-11-20 | 18149.7142 | 0.02194%
[25 empty] | 2020-11-20 | 23 | 20 | 23 | 2020-11-20 | 5975.5725 | 0.007224%
[25 empty] | 2020-11-20 | 24 | 20 | 24 | 2020-11-20 | 175.9171 | 0.0002127%
[25 empty] | 2020-11-21 | 1 | 21 | 1 | 2020-11-21 | 0 | 0%
[25 empty] | 2020-11-21 | 2 | 21 | 2 | 2020-11-21 | 0 | 0%
[25 empty] | 2020-11-21 | 3 | 21 | 3 | 2020-11-21 | 0 | 0%
[25 empty] | 2020-11-21 | 4 | 21 | 4 | 2020-11-21 | 0 | 0%
[25 empty] | 2020-11-21 | 5 | 21 | 5 | 2020-11-21 | 0 | 0%
[25 empty] | 2020-11-21 | 6 | 21 | 6 | 2020-11-21 | 0 | 0%
[25 empty] | 2020-11-21 | 7 | 21 | 7 | 2020-11-21 | 0 | 0%
[25 empty] | 2020-11-21 | 8 | 21 | 8 | 2020-11-21 | 0 | 0%
[25 empty] | 2020-11-21 | 9 | 21 | 9 | 2020-11-21 | 0.32395 | 3.916e-07%
[25 empty] | 2020-11-21 | 10 | 21 | 10 | 2020-11-21 | 0 | 0%
[25 empty] | 2020-11-21 | 11 | 21 | 11 | 2020-11-21 | 0 | 0%
[25 empty] | 2020-11-21 | 12 | 21 | 12 | 2020-11-21 | 0 | 0%
[25 empty] | 2020-11-21 | 13 | 21 | 13 | 2020-11-21 | 0 | 0%
[25 empty] | 2020-11-21 | 14 | 21 | 14 | 2020-11-21 | 0 | 0%
[25 empty] | 2020-11-21 | 15 | 21 | 15 | 2020-11-21 | 0 | 0%
[25 empty] | 2020-11-21 | 16 | 21 | 16 | 2020-11-21 | 70.7966 | 8.559e-05%
[25 empty] | 2020-11-21 | 17 | 21 | 17 | 2020-11-21 | 0 | 0%
[25 empty] | 2020-11-21 | 18 | 21 | 18 | 2020-11-21 | 1467.3921 | 0.001774%
[25 empty] | 2020-11-21 | 19 | 21 | 19 | 2020-11-21 | 20516.5756 | 0.0248%
[25 empty] | 2020-11-21 | 20 | 21 | 20 | 2020-11-21 | 20692.9621 | 0.02502%
[25 empty] | 2020-11-21 | 21 | 21 | 21 | 2020-11-21 | 14168.2225 | 0.01713%
[25 empty] | 2020-11-21 | 22 | 21 | 22 | 2020-11-21 | 8960.8122 | 0.01083%
[25 empty] | 2020-11-21 | 23 | 21 | 23 | 2020-11-21 | 1483.7549 | 0.001794%
[25 empty] | 2020-11-21 | 24 | 21 | 24 | 2020-11-21 | 0 | 0%
[25 empty] | 2020-11-22 | 1 | 22 | 1 | 2020-11-22 | 4.0266 | 4.868e-06%
[25 empty] | 2020-11-22 | 2 | 22 | 2 | 2020-11-22 | 0 | 0%
[25 empty] | 2020-11-22 | 3 | 22 | 3 | 2020-11-22 | 0 | 0%
[25 empty] | 2020-11-22 | 4 | 22 | 4 | 2020-11-22 | 0 | 0%
[25 empty] | 2020-11-22 | 5 | 22 | 5 | 2020-11-22 | 0 | 0%
[25 empty] | 2020-11-22 | 6 | 22 | 6 | 2020-11-22 | 0 | 0%
[25 empty] | 2020-11-22 | 7 | 22 | 7 | 2020-11-22 | 0 | 0%
[25 empty] | 2020-11-22 | 8 | 22 | 8 | 2020-11-22 | 0 | 0%
[25 empty] | 2020-11-22 | 9 | 22 | 9 | 2020-11-22 | 7.815 | 9.448e-06%
[25 empty] | 2020-11-22 | 10 | 22 | 10 | 2020-11-22 | 0 | 0%
[25 empty] | 2020-11-22 | 11 | 22 | 11 | 2020-11-22 | 0 | 0%
[25 empty] | 2020-11-22 | 12 | 22 | 12 | 2020-11-22 | 0 | 0%
[25 empty] | 2020-11-22 | 13 | 22 | 13 | 2020-11-22 | 0 | 0%
[25 empty] | 2020-11-22 | 14 | 22 | 14 | 2020-11-22 | 0 | 0%
[25 empty] | 2020-11-22 | 15 | 22 | 15 | 2020-11-22 | 0 | 0%
[25 empty] | 2020-11-22 | 16 | 22 | 16 | 2020-11-22 | 27.5068 | 3.325e-05%
[25 empty] | 2020-11-22 | 17 | 22 | 17 | 2020-11-22 | 0 | 0%
[25 empty] | 2020-11-22 | 18 | 22 | 18 | 2020-11-22 | 2483.5114 | 0.003002%
[25 empty] | 2020-11-22 | 19 | 22 | 19 | 2020-11-22 | 25664.5721 | 0.03103%
[25 empty] | 2020-11-22 | 20 | 22 | 20 | 2020-11-22 | 25568.1671 | 0.03091%
[25 empty] | 2020-11-22 | 21 | 22 | 21 | 2020-11-22 | 19044.7518 | 0.02302%
[25 empty] | 2020-11-22 | 22 | 22 | 22 | 2020-11-22 | 11534.7234 | 0.01394%
[25 empty] | 2020-11-22 | 23 | 22 | 23 | 2020-11-22 | 1054.2259 | 0.001275%
[25 empty] | 2020-11-22 | 24 | 22 | 24 | 2020-11-22 | 0 | 0%
[25 empty] | 2020-11-23 | 1 | 23 | 1 | 2020-11-23 | 1.3292 | 1.607e-06%
[25 empty] | 2020-11-23 | 2 | 23 | 2 | 2020-11-23 | 0 | 0%
[25 empty] | 2020-11-23 | 3 | 23 | 3 | 2020-11-23 | 0 | 0%
[25 empty] | 2020-11-23 | 4 | 23 | 4 | 2020-11-23 | 0 | 0%
[25 empty] | 2020-11-23 | 5 | 23 | 5 | 2020-11-23 | 0 | 0%
[25 empty] | 2020-11-23 | 6 | 23 | 6 | 2020-11-23 | 0 | 0%
[25 empty] | 2020-11-23 | 7 | 23 | 7 | 2020-11-23 | 0 | 0%
[25 empty] | 2020-11-23 | 8 | 23 | 8 | 2020-11-23 | 261.1778 | 0.0003158%
[25 empty] | 2020-11-23 | 9 | 23 | 9 | 2020-11-23 | 259.5742 | 0.0003138%
[25 empty] | 2020-11-23 | 10 | 23 | 10 | 2020-11-23 | 0 | 0%
[25 empty] | 2020-11-23 | 11 | 23 | 11 | 2020-11-23 | 0 | 0%
[25 empty] | 2020-11-23 | 12 | 23 | 12 | 2020-11-23 | 0 | 0%
[25 empty] | 2020-11-23 | 13 | 23 | 13 | 2020-11-23 | 0 | 0%
[25 empty] | 2020-11-23 | 14 | 23 | 14 | 2020-11-23 | 0 | 0%
[25 empty] | 2020-11-23 | 15 | 23 | 15 | 2020-11-23 | 0 | 0%
[25 empty] | 2020-11-23 | 16 | 23 | 16 | 2020-11-23 | 159.9261 | 0.0001933%
[25 empty] | 2020-11-23 | 17 | 23 | 17 | 2020-11-23 | 2175.4853 | 0.00263%
[25 empty] | 2020-11-23 | 18 | 23 | 18 | 2020-11-23 | 21202.9556 | 0.02563%
[25 empty] | 2020-11-23 | 19 | 23 | 19 | 2020-11-23 | 47832.6391 | 0.05783%
[25 empty] | 2020-11-23 | 20 | 23 | 20 | 2020-11-23 | 45063.9187 | 0.05448%
[25 empty] | 2020-11-23 | 21 | 23 | 21 | 2020-11-23 | 38414.0975 | 0.04644%
[25 empty] | 2020-11-23 | 22 | 23 | 22 | 2020-11-23 | 26004.0434 | 0.03144%
[25 empty] | 2020-11-23 | 23 | 23 | 23 | 2020-11-23 | 10280.6886 | 0.01243%
[25 empty] | 2020-11-23 | 24 | 23 | 24 | 2020-11-23 | 450.3724 | 0.0005445%
[25 empty] | 2020-11-24 | 1 | 24 | 1 | 2020-11-24 | 0 | 0%
[25 empty] | 2020-11-24 | 2 | 24 | 2 | 2020-11-24 | 0 | 0%
[25 empty] | 2020-11-24 | 3 | 24 | 3 | 2020-11-24 | 0 | 0%
[25 empty] | 2020-11-24 | 4 | 24 | 4 | 2020-11-24 | 0 | 0%
[25 empty] | 2020-11-24 | 5 | 24 | 5 | 2020-11-24 | 0 | 0%
[25 empty] | 2020-11-24 | 6 | 24 | 6 | 2020-11-24 | 0 | 0%
[25 empty] | 2020-11-24 | 7 | 24 | 7 | 2020-11-24 | 0 | 0%
[25 empty] | 2020-11-24 | 8 | 24 | 8 | 2020-11-24 | 76.5646 | 9.256e-05%
[25 empty] | 2020-11-24 | 9 | 24 | 9 | 2020-11-24 | 70.2882 | 8.498e-05%
[25 empty] | 2020-11-24 | 10 | 24 | 10 | 2020-11-24 | 0 | 0%
[25 empty] | 2020-11-24 | 11 | 24 | 11 | 2020-11-24 | 0 | 0%
[25 empty] | 2020-11-24 | 12 | 24 | 12 | 2020-11-24 | 0 | 0%
[25 empty] | 2020-11-24 | 13 | 24 | 13 | 2020-11-24 | 0 | 0%
[25 empty] | 2020-11-24 | 14 | 24 | 14 | 2020-11-24 | 0 | 0%
[25 empty] | 2020-11-24 | 15 | 24 | 15 | 2020-11-24 | 0 | 0%
[25 empty] | 2020-11-24 | 16 | 24 | 16 | 2020-11-24 | 9.1857 | 1.111e-05%
[25 empty] | 2020-11-24 | 17 | 24 | 17 | 2020-11-24 | 864.1884 | 0.001045%
[25 empty] | 2020-11-24 | 18 | 24 | 18 | 2020-11-24 | 16643.0452 | 0.02012%
[25 empty] | 2020-11-24 | 19 | 24 | 19 | 2020-11-24 | 44978.1183 | 0.05438%
[25 empty] | 2020-11-24 | 20 | 24 | 20 | 2020-11-24 | 44678.1183 | 0.05401%
[25 empty] | 2020-11-24 | 21 | 24 | 21 | 2020-11-24 | 39238.1183 | 0.04744%
[25 empty] | 2020-11-24 | 22 | 24 | 22 | 2020-11-24 | 27690.75 | 0.03348%
[25 empty] | 2020-11-24 | 23 | 24 | 23 | 2020-11-24 | 11676.9336 | 0.01412%
[25 empty] | 2020-11-24 | 24 | 24 | 24 | 2020-11-24 | 167.5937 | 0.0002026%
[25 empty] | 2020-11-25 | 1 | 25 | 1 | 2020-11-25 | 0 | 0%
[25 empty] | 2020-11-25 | 2 | 25 | 2 | 2020-11-25 | 0 | 0%
[25 empty] | 2020-11-25 | 3 | 25 | 3 | 2020-11-25 | 0 | 0%
[25 empty] | 2020-11-25 | 4 | 25 | 4 | 2020-11-25 | 0 | 0%
[25 empty] | 2020-11-25 | 5 | 25 | 5 | 2020-11-25 | 0 | 0%
[25 empty] | 2020-11-25 | 6 | 25 | 6 | 2020-11-25 | 0 | 0%
[25 empty] | 2020-11-25 | 7 | 25 | 7 | 2020-11-25 | 0 | 0%
[25 empty] | 2020-11-25 | 8 | 25 | 8 | 2020-11-25 | 67.3355 | 8.141e-05%
[25 empty] | 2020-11-25 | 9 | 25 | 9 | 2020-11-25 | 21.0083 | 2.54e-05%
[25 empty] | 2020-11-25 | 10 | 25 | 10 | 2020-11-25 | 0 | 0%
[25 empty] | 2020-11-25 | 11 | 25 | 11 | 2020-11-25 | 0 | 0%
[25 empty] | 2020-11-25 | 12 | 25 | 12 | 2020-11-25 | 0 | 0%
[25 empty] | 2020-11-25 | 13 | 25 | 13 | 2020-11-25 | 0 | 0%
[25 empty] | 2020-11-25 | 14 | 25 | 14 | 2020-11-25 | 0 | 0%
[25 empty] | 2020-11-25 | 15 | 25 | 15 | 2020-11-25 | 0 | 0%
[25 empty] | 2020-11-25 | 16 | 25 | 16 | 2020-11-25 | 2.4746 | 2.992e-06%
[25 empty] | 2020-11-25 | 17 | 25 | 17 | 2020-11-25 | 1382.2359 | 0.001671%
[25 empty] | 2020-11-25 | 18 | 25 | 18 | 2020-11-25 | 17929.2596 | 0.02168%
[25 empty] | 2020-11-25 | 19 | 25 | 19 | 2020-11-25 | 44380.6052 | 0.05365%
[25 empty] | 2020-11-25 | 20 | 25 | 20 | 2020-11-25 | 42169.1692 | 0.05098%
[25 empty] | 2020-11-25 | 21 | 25 | 21 | 2020-11-25 | 36634.3819 | 0.04429%
[25 empty] | 2020-11-25 | 22 | 25 | 22 | 2020-11-25 | 23859.7945 | 0.02885%
[25 empty] | 2020-11-25 | 23 | 25 | 23 | 2020-11-25 | 8823.8563 | 0.01067%
[25 empty] | 2020-11-25 | 24 | 25 | 24 | 2020-11-25 | 63.8849 | 7.723e-05%
[25 empty] | 2020-11-26 | 1 | 26 | 1 | 2020-11-26 | 0 | 0%
[25 empty] | 2020-11-26 | 2 | 26 | 2 | 2020-11-26 | 0 | 0%
[25 empty] | 2020-11-26 | 3 | 26 | 3 | 2020-11-26 | 0 | 0%
[25 empty] | 2020-11-26 | 4 | 26 | 4 | 2020-11-26 | 0 | 0%
[25 empty] | 2020-11-26 | 5 | 26 | 5 | 2020-11-26 | 0 | 0%
[25 empty] | 2020-11-26 | 6 | 26 | 6 | 2020-11-26 | 0 | 0%
[25 empty] | 2020-11-26 | 7 | 26 | 7 | 2020-11-26 | 0 | 0%
[25 empty] | 2020-11-26 | 8 | 26 | 8 | 2020-11-26 | 2.2939 | 2.773e-06%
[25 empty] | 2020-11-26 | 9 | 26 | 9 | 2020-11-26 | 0 | 0%
[25 empty] | 2020-11-26 | 10 | 26 | 10 | 2020-11-26 | 0 | 0%
[25 empty] | 2020-11-26 | 11 | 26 | 11 | 2020-11-26 | 0 | 0%
[25 empty] | 2020-11-26 | 12 | 26 | 12 | 2020-11-26 | 0 | 0%
[25 empty] | 2020-11-26 | 13 | 26 | 13 | 2020-11-26 | 0 | 0%
[25 empty] | 2020-11-26 | 14 | 26 | 14 | 2020-11-26 | 0 | 0%
[25 empty] | 2020-11-26 | 15 | 26 | 15 | 2020-11-26 | 0 | 0%
[25 empty] | 2020-11-26 | 16 | 26 | 16 | 2020-11-26 | 13.3315 | 1.612e-05%
[25 empty] | 2020-11-26 | 17 | 26 | 17 | 2020-11-26 | 0 | 0%
[25 empty] | 2020-11-26 | 18 | 26 | 18 | 2020-11-26 | 323.8521 | 0.0003915%
[25 empty] | 2020-11-26 | 19 | 26 | 19 | 2020-11-26 | 5359.4606 | 0.006479%
[25 empty] | 2020-11-26 | 20 | 26 | 20 | 2020-11-26 | 3907.4117 | 0.004724%
[25 empty] | 2020-11-26 | 21 | 26 | 21 | 2020-11-26 | 2018.7454 | 0.002441%
[25 empty] | 2020-11-26 | 22 | 26 | 22 | 2020-11-26 | 345.3561 | 0.0004175%
[25 empty] | 2020-11-26 | 23 | 26 | 23 | 2020-11-26 | 63.2609 | 7.648e-05%
[25 empty] | 2020-11-26 | 24 | 26 | 24 | 2020-11-26 | 0 | 0%
[25 empty] | 2020-11-27 | 1 | 27 | 1 | 2020-11-27 | 0 | 0%
[25 empty] | 2020-11-27 | 2 | 27 | 2 | 2020-11-27 | 0 | 0%
[25 empty] | 2020-11-27 | 3 | 27 | 3 | 2020-11-27 | 0 | 0%
[25 empty] | 2020-11-27 | 4 | 27 | 4 | 2020-11-27 | 0 | 0%
[25 empty] | 2020-11-27 | 5 | 27 | 5 | 2020-11-27 | 0 | 0%
[25 empty] | 2020-11-27 | 6 | 27 | 6 | 2020-11-27 | 0 | 0%
[25 empty] | 2020-11-27 | 7 | 27 | 7 | 2020-11-27 | 0 | 0%
[25 empty] | 2020-11-27 | 8 | 27 | 8 | 2020-11-27 | 7.0515 | 8.525e-06%
[25 empty] | 2020-11-27 | 9 | 27 | 9 | 2020-11-27 | 0 | 0%
[25 empty] | 2020-11-27 | 10 | 27 | 10 | 2020-11-27 | 0 | 0%
[25 empty] | 2020-11-27 | 11 | 27 | 11 | 2020-11-27 | 0 | 0%
[25 empty] | 2020-11-27 | 12 | 27 | 12 | 2020-11-27 | 0 | 0%
[25 empty] | 2020-11-27 | 13 | 27 | 13 | 2020-11-27 | 0 | 0%
[25 empty] | 2020-11-27 | 14 | 27 | 14 | 2020-11-27 | 0 | 0%
[25 empty] | 2020-11-27 | 15 | 27 | 15 | 2020-11-27 | 0 | 0%
[25 empty] | 2020-11-27 | 16 | 27 | 16 | 2020-11-27 | 8.3251 | 1.006e-05%
[25 empty] | 2020-11-27 | 17 | 27 | 17 | 2020-11-27 | 122.6492 | 0.0001483%
[25 empty] | 2020-11-27 | 18 | 27 | 18 | 2020-11-27 | 5546.5057 | 0.006705%
[25 empty] | 2020-11-27 | 19 | 27 | 19 | 2020-11-27 | 29093.9781 | 0.03517%
[25 empty] | 2020-11-27 | 20 | 27 | 20 | 2020-11-27 | 27438.6492 | 0.03317%
[25 empty] | 2020-11-27 | 21 | 27 | 21 | 2020-11-27 | 20538.9878 | 0.02483%
[25 empty] | 2020-11-27 | 22 | 27 | 22 | 2020-11-27 | 11617.9631 | 0.01405%
[25 empty] | 2020-11-27 | 23 | 27 | 23 | 2020-11-27 | 2791.5719 | 0.003375%
[25 empty] | 2020-11-27 | 24 | 27 | 24 | 2020-11-27 | 10.4156 | 1.259e-05%
[25 empty] | 2020-11-28 | 1 | 28 | 1 | 2020-11-28 | 2.099 | 2.538e-06%
[25 empty] | 2020-11-28 | 2 | 28 | 2 | 2020-11-28 | 0 | 0%
[25 empty] | 2020-11-28 | 3 | 28 | 3 | 2020-11-28 | 0 | 0%
[25 empty] | 2020-11-28 | 4 | 28 | 4 | 2020-11-28 | 0 | 0%
[25 empty] | 2020-11-28 | 5 | 28 | 5 | 2020-11-28 | 0 | 0%
[25 empty] | 2020-11-28 | 6 | 28 | 6 | 2020-11-28 | 0 | 0%
[25 empty] | 2020-11-28 | 7 | 28 | 7 | 2020-11-28 | 0 | 0%
[25 empty] | 2020-11-28 | 8 | 28 | 8 | 2020-11-28 | 12.7043 | 1.536e-05%
[25 empty] | 2020-11-28 | 9 | 28 | 9 | 2020-11-28 | 0 | 0%
[25 empty] | 2020-11-28 | 10 | 28 | 10 | 2020-11-28 | 0 | 0%
[25 empty] | 2020-11-28 | 11 | 28 | 11 | 2020-11-28 | 0 | 0%
[25 empty] | 2020-11-28 | 12 | 28 | 12 | 2020-11-28 | 0 | 0%
[25 empty] | 2020-11-28 | 13 | 28 | 13 | 2020-11-28 | 0 | 0%
[25 empty] | 2020-11-28 | 14 | 28 | 14 | 2020-11-28 | 0 | 0%
[25 empty] | 2020-11-28 | 15 | 28 | 15 | 2020-11-28 | 0 | 0%
[25 empty] | 2020-11-28 | 16 | 28 | 16 | 2020-11-28 | 0 | 0%
[25 empty] | 2020-11-28 | 17 | 28 | 17 | 2020-11-28 | 0 | 0%
[25 empty] | 2020-11-28 | 18 | 28 | 18 | 2020-11-28 | 1073.2076 | 0.001297%
[25 empty] | 2020-11-28 | 19 | 28 | 19 | 2020-11-28 | 16378.5451 | 0.0198%
[25 empty] | 2020-11-28 | 20 | 28 | 20 | 2020-11-28 | 14329.957 | 0.01732%
[25 empty] | 2020-11-28 | 21 | 28 | 21 | 2020-11-28 | 10303.3729 | 0.01246%
[25 empty] | 2020-11-28 | 22 | 28 | 22 | 2020-11-28 | 5970.6296 | 0.007218%
[25 empty] | 2020-11-28 | 23 | 28 | 23 | 2020-11-28 | 313.6145 | 0.0003791%
[25 empty] | 2020-11-28 | 24 | 28 | 24 | 2020-11-28 | 0 | 0%
[25 empty] | 2020-11-29 | 1 | 29 | 1 | 2020-11-29 | 5.6156 | 6.789e-06%
[25 empty] | 2020-11-29 | 2 | 29 | 2 | 2020-11-29 | 0 | 0%
[25 empty] | 2020-11-29 | 3 | 29 | 3 | 2020-11-29 | 0 | 0%
[25 empty] | 2020-11-29 | 4 | 29 | 4 | 2020-11-29 | 0 | 0%
[25 empty] | 2020-11-29 | 5 | 29 | 5 | 2020-11-29 | 0 | 0%
[25 empty] | 2020-11-29 | 6 | 29 | 6 | 2020-11-29 | 0 | 0%
[25 empty] | 2020-11-29 | 7 | 29 | 7 | 2020-11-29 | 0 | 0%
[25 empty] | 2020-11-29 | 8 | 29 | 8 | 2020-11-29 | 0 | 0%
[25 empty] | 2020-11-29 | 9 | 29 | 9 | 2020-11-29 | 34.5258 | 4.174e-05%
[25 empty] | 2020-11-29 | 10 | 29 | 10 | 2020-11-29 | 0 | 0%
[25 empty] | 2020-11-29 | 11 | 29 | 11 | 2020-11-29 | 0 | 0%
[25 empty] | 2020-11-29 | 12 | 29 | 12 | 2020-11-29 | 0 | 0%
[25 empty] | 2020-11-29 | 13 | 29 | 13 | 2020-11-29 | 0 | 0%
[25 empty] | 2020-11-29 | 14 | 29 | 14 | 2020-11-29 | 0 | 0%
[25 empty] | 2020-11-29 | 15 | 29 | 15 | 2020-11-29 | 0 | 0%
[25 empty] | 2020-11-29 | 16 | 29 | 16 | 2020-11-29 | 6.0516 | 7.316e-06%
[25 empty] | 2020-11-29 | 17 | 29 | 17 | 2020-11-29 | 0 | 0%
[25 empty] | 2020-11-29 | 18 | 29 | 18 | 2020-11-29 | 2250.648 | 0.002721%
[25 empty] | 2020-11-29 | 19 | 29 | 19 | 2020-11-29 | 24744.4068 | 0.02991%
[25 empty] | 2020-11-29 | 20 | 29 | 20 | 2020-11-29 | 24553.3144 | 0.02968%
[25 empty] | 2020-11-29 | 21 | 29 | 21 | 2020-11-29 | 18761.0847 | 0.02268%
[25 empty] | 2020-11-29 | 22 | 29 | 22 | 2020-11-29 | 11045.7898 | 0.01335%
[25 empty] | 2020-11-29 | 23 | 29 | 23 | 2020-11-29 | 993.9484 | 0.001202%
[25 empty] | 2020-11-29 | 24 | 29 | 24 | 2020-11-29 | 0 | 0%
[25 empty] | 2020-11-30 | 1 | 30 | 1 | 2020-11-30 | 9.1262 | 1.103e-05%
[25 empty] | 2020-11-30 | 2 | 30 | 2 | 2020-11-30 | 0 | 0%
[25 empty] | 2020-11-30 | 3 | 30 | 3 | 2020-11-30 | 0 | 0%
[25 empty] | 2020-11-30 | 4 | 30 | 4 | 2020-11-30 | 0 | 0%
[25 empty] | 2020-11-30 | 5 | 30 | 5 | 2020-11-30 | 0 | 0%
[25 empty] | 2020-11-30 | 6 | 30 | 6 | 2020-11-30 | 0 | 0%
[25 empty] | 2020-11-30 | 7 | 30 | 7 | 2020-11-30 | 0 | 0%
[25 empty] | 2020-11-30 | 8 | 30 | 8 | 2020-11-30 | 3.2341 | 3.91e-06%
[25 empty] | 2020-11-30 | 9 | 30 | 9 | 2020-11-30 | 0 | 0%
[25 empty] | 2020-11-30 | 10 | 30 | 10 | 2020-11-30 | 0 | 0%
[25 empty] | 2020-11-30 | 11 | 30 | 11 | 2020-11-30 | 0 | 0%
[25 empty] | 2020-11-30 | 12 | 30 | 12 | 2020-11-30 | 0 | 0%
[25 empty] | 2020-11-30 | 13 | 30 | 13 | 2020-11-30 | 0 | 0%
[25 empty] | 2020-11-30 | 14 | 30 | 14 | 2020-11-30 | 0 | 0%
[25 empty] | 2020-11-30 | 15 | 30 | 15 | 2020-11-30 | 0 | 0%
[25 empty] | 2020-11-30 | 16 | 30 | 16 | 2020-11-30 | 7.7186 | 9.331e-06%
[25 empty] | 2020-11-30 | 17 | 30 | 17 | 2020-11-30 | 110.947 | 0.0001341%
[25 empty] | 2020-11-30 | 18 | 30 | 18 | 2020-11-30 | 5373.2688 | 0.006496%
[25 empty] | 2020-11-30 | 19 | 30 | 19 | 2020-11-30 | 29736.5211 | 0.03595%
[25 empty] | 2020-11-30 | 20 | 30 | 20 | 2020-11-30 | 26936.6538 | 0.03257%
[25 empty] | 2020-11-30 | 21 | 30 | 21 | 2020-11-30 | 20381.7883 | 0.02464%
[25 empty] | 2020-11-30 | 22 | 30 | 22 | 2020-11-30 | 10628.9452 | 0.01285%
[25 empty] | 2020-11-30 | 23 | 30 | 23 | 2020-11-30 | 2777.6412 | 0.003358%
[25 empty] | 2020-11-30 | 24 | 30 | 24 | 2020-11-30 | 155.7546 | 0.0001883%
[25 empty] | 2020-12-01 | 1 | 1 | 1 | 2020-12-01 | 83.6466 | 0.0001011%
[25 empty] | 2020-12-01 | 2 | 1 | 2 | 2020-12-01 | 0 | 0%
[25 empty] | 2020-12-01 | 3 | 1 | 3 | 2020-12-01 | 0 | 0%
[25 empty] | 2020-12-01 | 4 | 1 | 4 | 2020-12-01 | 0 | 0%
[25 empty] | 2020-12-01 | 5 | 1 | 5 | 2020-12-01 | 0 | 0%
[25 empty] | 2020-12-01 | 6 | 1 | 6 | 2020-12-01 | 0 | 0%
[25 empty] | 2020-12-01 | 7 | 1 | 7 | 2020-12-01 | 0 | 0%
[25 empty] | 2020-12-01 | 8 | 1 | 8 | 2020-12-01 | 769.0621 | 0.0009298%
[25 empty] | 2020-12-01 | 9 | 1 | 9 | 2020-12-01 | 920.9538 | 0.001113%
[25 empty] | 2020-12-01 | 10 | 1 | 10 | 2020-12-01 | 95.9489 | 0.000116%
[25 empty] | 2020-12-01 | 11 | 1 | 11 | 2020-12-01 | 0 | 0%
[25 empty] | 2020-12-01 | 12 | 1 | 12 | 2020-12-01 | 0 | 0%
[25 empty] | 2020-12-01 | 13 | 1 | 13 | 2020-12-01 | 0 | 0%
[25 empty] | 2020-12-01 | 14 | 1 | 14 | 2020-12-01 | 0 | 0%
[25 empty] | 2020-12-01 | 15 | 1 | 15 | 2020-12-01 | 0 | 0%
[25 empty] | 2020-12-01 | 16 | 1 | 16 | 2020-12-01 | 4.668 | 5.643e-06%
[25 empty] | 2020-12-01 | 17 | 1 | 17 | 2020-12-01 | 1002.1023 | 0.001211%
[25 empty] | 2020-12-01 | 18 | 1 | 18 | 2020-12-01 | 21414.1489 | 0.02589%
[25 empty] | 2020-12-01 | 19 | 1 | 19 | 2020-12-01 | 56434.5412 | 0.06823%
[25 empty] | 2020-12-01 | 20 | 1 | 20 | 2020-12-01 | 56817.0412 | 0.06869%
[25 empty] | 2020-12-01 | 21 | 1 | 21 | 2020-12-01 | 46792.0412 | 0.05657%
[25 empty] | 2020-12-01 | 22 | 1 | 22 | 2020-12-01 | 36545.2455 | 0.04418%
[25 empty] | 2020-12-01 | 23 | 1 | 23 | 2020-12-01 | 24031.5836 | 0.02905%
[25 empty] | 2020-12-01 | 24 | 1 | 24 | 2020-12-01 | 2947.3803 | 0.003563%
[25 empty] | 2020-12-02 | 1 | 2 | 1 | 2020-12-02 | 24.5351 | 2.966e-05%
[25 empty] | 2020-12-02 | 2 | 2 | 2 | 2020-12-02 | 0 | 0%
[25 empty] | 2020-12-02 | 3 | 2 | 3 | 2020-12-02 | 0 | 0%
[25 empty] | 2020-12-02 | 4 | 2 | 4 | 2020-12-02 | 0 | 0%
[25 empty] | 2020-12-02 | 5 | 2 | 5 | 2020-12-02 | 0 | 0%
[25 empty] | 2020-12-02 | 6 | 2 | 6 | 2020-12-02 | 0 | 0%
[25 empty] | 2020-12-02 | 7 | 2 | 7 | 2020-12-02 | 0 | 0%
[25 empty] | 2020-12-02 | 8 | 2 | 8 | 2020-12-02 | 880.6388 | 0.001065%
[25 empty] | 2020-12-02 | 9 | 2 | 9 | 2020-12-02 | 1151.0639 | 0.001392%
[25 empty] | 2020-12-02 | 10 | 2 | 10 | 2020-12-02 | 14.7574 | 1.784e-05%
[25 empty] | 2020-12-02 | 11 | 2 | 11 | 2020-12-02 | 0 | 0%
[25 empty] | 2020-12-02 | 12 | 2 | 12 | 2020-12-02 | 0 | 0%
[25 empty] | 2020-12-02 | 13 | 2 | 13 | 2020-12-02 | 0 | 0%
[25 empty] | 2020-12-02 | 14 | 2 | 14 | 2020-12-02 | 0 | 0%
[25 empty] | 2020-12-02 | 15 | 2 | 15 | 2020-12-02 | 0 | 0%
[25 empty] | 2020-12-02 | 16 | 2 | 16 | 2020-12-02 | 22.0824 | 2.67e-05%
[25 empty] | 2020-12-02 | 17 | 2 | 17 | 2020-12-02 | 1529.5243 | 0.001849%
[25 empty] | 2020-12-02 | 18 | 2 | 18 | 2020-12-02 | 26118.8242 | 0.03158%
[25 empty] | 2020-12-02 | 19 | 2 | 19 | 2020-12-02 | 59026.2811 | 0.07136%
[25 empty] | 2020-12-02 | 20 | 2 | 20 | 2020-12-02 | 59510.5424 | 0.07195%
[25 empty] | 2020-12-02 | 21 | 2 | 21 | 2020-12-02 | 48652.0412 | 0.05882%
[25 empty] | 2020-12-02 | 22 | 2 | 22 | 2020-12-02 | 39432.3704 | 0.04767%
[25 empty] | 2020-12-02 | 23 | 2 | 23 | 2020-12-02 | 25409.262 | 0.03072%
[25 empty] | 2020-12-02 | 24 | 2 | 24 | 2020-12-02 | 2776.6875 | 0.003357%
[25 empty] | 2020-12-03 | 1 | 3 | 1 | 2020-12-03 | 4.8641 | 5.88e-06%
[25 empty] | 2020-12-03 | 2 | 3 | 2 | 2020-12-03 | 0 | 0%
[25 empty] | 2020-12-03 | 3 | 3 | 3 | 2020-12-03 | 0 | 0%
[25 empty] | 2020-12-03 | 4 | 3 | 4 | 2020-12-03 | 0 | 0%
[25 empty] | 2020-12-03 | 5 | 3 | 5 | 2020-12-03 | 0 | 0%
[25 empty] | 2020-12-03 | 6 | 3 | 6 | 2020-12-03 | 0 | 0%
[25 empty] | 2020-12-03 | 7 | 3 | 7 | 2020-12-03 | 0 | 0%
[25 empty] | 2020-12-03 | 8 | 3 | 8 | 2020-12-03 | 418.7056 | 0.0005062%
[25 empty] | 2020-12-03 | 9 | 3 | 9 | 2020-12-03 | 386.4788 | 0.0004672%
[25 empty] | 2020-12-03 | 10 | 3 | 10 | 2020-12-03 | 0 | 0%
[25 empty] | 2020-12-03 | 11 | 3 | 11 | 2020-12-03 | 0 | 0%
[25 empty] | 2020-12-03 | 12 | 3 | 12 | 2020-12-03 | 0 | 0%
[25 empty] | 2020-12-03 | 13 | 3 | 13 | 2020-12-03 | 0 | 0%
[25 empty] | 2020-12-03 | 14 | 3 | 14 | 2020-12-03 | 0 | 0%
[25 empty] | 2020-12-03 | 15 | 3 | 15 | 2020-12-03 | 0 | 0%
[25 empty] | 2020-12-03 | 16 | 3 | 16 | 2020-12-03 | 6.387 | 7.722e-06%
[25 empty] | 2020-12-03 | 17 | 3 | 17 | 2020-12-03 | 402.7495 | 0.0004869%
[25 empty] | 2020-12-03 | 18 | 3 | 18 | 2020-12-03 | 16398.2675 | 0.01982%
[25 empty] | 2020-12-03 | 19 | 3 | 19 | 2020-12-03 | 49369.9078 | 0.05969%
[25 empty] | 2020-12-03 | 20 | 3 | 20 | 2020-12-03 | 51591.3399 | 0.06237%
[25 empty] | 2020-12-03 | 21 | 3 | 21 | 2020-12-03 | 44317.9658 | 0.05358%
[25 empty] | 2020-12-03 | 22 | 3 | 22 | 2020-12-03 | 34097.888 | 0.04122%
[25 empty] | 2020-12-03 | 23 | 3 | 23 | 2020-12-03 | 21222.6011 | 0.02566%
[25 empty] | 2020-12-03 | 24 | 3 | 24 | 2020-12-03 | 1527.9719 | 0.001847%
[25 empty] | 2020-12-04 | 1 | 4 | 1 | 2020-12-04 | 22.2152 | 2.686e-05%
[25 empty] | 2020-12-04 | 2 | 4 | 2 | 2020-12-04 | 0 | 0%
[25 empty] | 2020-12-04 | 3 | 4 | 3 | 2020-12-04 | 0 | 0%
[25 empty] | 2020-12-04 | 4 | 4 | 4 | 2020-12-04 | 0 | 0%
[25 empty] | 2020-12-04 | 5 | 4 | 5 | 2020-12-04 | 0 | 0%
[25 empty] | 2020-12-04 | 6 | 4 | 6 | 2020-12-04 | 0 | 0%
[25 empty] | 2020-12-04 | 7 | 4 | 7 | 2020-12-04 | 0 | 0%
[25 empty] | 2020-12-04 | 8 | 4 | 8 | 2020-12-04 | 6.8541 | 8.286e-06%
[25 empty] | 2020-12-04 | 9 | 4 | 9 | 2020-12-04 | 67.7319 | 8.188e-05%
[25 empty] | 2020-12-04 | 10 | 4 | 10 | 2020-12-04 | 0 | 0%
[25 empty] | 2020-12-04 | 11 | 4 | 11 | 2020-12-04 | 0 | 0%
[25 empty] | 2020-12-04 | 12 | 4 | 12 | 2020-12-04 | 0 | 0%
[25 empty] | 2020-12-04 | 13 | 4 | 13 | 2020-12-04 | 0 | 0%
[25 empty] | 2020-12-04 | 14 | 4 | 14 | 2020-12-04 | 0 | 0%
[25 empty] | 2020-12-04 | 15 | 4 | 15 | 2020-12-04 | 0 | 0%
[25 empty] | 2020-12-04 | 16 | 4 | 16 | 2020-12-04 | 4.8529 | 5.867e-06%
[25 empty] | 2020-12-04 | 17 | 4 | 17 | 2020-12-04 | 79.9632 | 9.667e-05%
[25 empty] | 2020-12-04 | 18 | 4 | 18 | 2020-12-04 | 13426.5211 | 0.01623%
[25 empty] | 2020-12-04 | 19 | 4 | 19 | 2020-12-04 | 46430.5287 | 0.05613%
[25 empty] | 2020-12-04 | 20 | 4 | 20 | 2020-12-04 | 46979.3204 | 0.0568%
[25 empty] | 2020-12-04 | 21 | 4 | 21 | 2020-12-04 | 36682.4166 | 0.04435%
[25 empty] | 2020-12-04 | 22 | 4 | 22 | 2020-12-04 | 28466.1001 | 0.03441%
[25 empty] | 2020-12-04 | 23 | 4 | 23 | 2020-12-04 | 17524.7182 | 0.02119%
[25 empty] | 2020-12-04 | 24 | 4 | 24 | 2020-12-04 | 1776.8577 | 0.002148%
[25 empty] | 2020-12-05 | 1 | 5 | 1 | 2020-12-05 | 1.0445 | 1.263e-06%
[25 empty] | 2020-12-05 | 2 | 5 | 2 | 2020-12-05 | 0 | 0%
[25 empty] | 2020-12-05 | 3 | 5 | 3 | 2020-12-05 | 0 | 0%
[25 empty] | 2020-12-05 | 4 | 5 | 4 | 2020-12-05 | 0 | 0%
[25 empty] | 2020-12-05 | 5 | 5 | 5 | 2020-12-05 | 0 | 0%
[25 empty] | 2020-12-05 | 6 | 5 | 6 | 2020-12-05 | 0 | 0%
[25 empty] | 2020-12-05 | 7 | 5 | 7 | 2020-12-05 | 0 | 0%
[25 empty] | 2020-12-05 | 8 | 5 | 8 | 2020-12-05 | 0 | 0%
[25 empty] | 2020-12-05 | 9 | 5 | 9 | 2020-12-05 | 8.1071 | 9.801e-06%
[25 empty] | 2020-12-05 | 10 | 5 | 10 | 2020-12-05 | 0 | 0%
[25 empty] | 2020-12-05 | 11 | 5 | 11 | 2020-12-05 | 0 | 0%
[25 empty] | 2020-12-05 | 12 | 5 | 12 | 2020-12-05 | 0 | 0%
[25 empty] | 2020-12-05 | 13 | 5 | 13 | 2020-12-05 | 0 | 0%
[25 empty] | 2020-12-05 | 14 | 5 | 14 | 2020-12-05 | 0 | 0%
[25 empty] | 2020-12-05 | 15 | 5 | 15 | 2020-12-05 | 0 | 0%
[25 empty] | 2020-12-05 | 16 | 5 | 16 | 2020-12-05 | 0 | 0%
[25 empty] | 2020-12-05 | 17 | 5 | 17 | 2020-12-05 | 0 | 0%
[25 empty] | 2020-12-05 | 18 | 5 | 18 | 2020-12-05 | 1031.9386 | 0.001248%
[25 empty] | 2020-12-05 | 19 | 5 | 19 | 2020-12-05 | 27432.8501 | 0.03316%
[25 empty] | 2020-12-05 | 20 | 5 | 20 | 2020-12-05 | 29457.8141 | 0.03561%
[25 empty] | 2020-12-05 | 21 | 5 | 21 | 2020-12-05 | 21237.9832 | 0.02568%
[25 empty] | 2020-12-05 | 22 | 5 | 22 | 2020-12-05 | 17088.2172 | 0.02066%
[25 empty] | 2020-12-05 | 23 | 5 | 23 | 2020-12-05 | 6655.1869 | 0.008046%
[25 empty] | 2020-12-05 | 24 | 5 | 24 | 2020-12-05 | 113.8427 | 0.0001376%
[25 empty] | 2020-12-06 | 1 | 6 | 1 | 2020-12-06 | 1.1962 | 1.446e-06%
[25 empty] | 2020-12-06 | 2 | 6 | 2 | 2020-12-06 | 0 | 0%
[25 empty] | 2020-12-06 | 3 | 6 | 3 | 2020-12-06 | 0 | 0%
[25 empty] | 2020-12-06 | 4 | 6 | 4 | 2020-12-06 | 0 | 0%
[25 empty] | 2020-12-06 | 5 | 6 | 5 | 2020-12-06 | 0 | 0%
[25 empty] | 2020-12-06 | 6 | 6 | 6 | 2020-12-06 | 0 | 0%
[25 empty] | 2020-12-06 | 7 | 6 | 7 | 2020-12-06 | 0 | 0%
[25 empty] | 2020-12-06 | 8 | 6 | 8 | 2020-12-06 | 3.901 | 4.716e-06%
[25 empty] | 2020-12-06 | 9 | 6 | 9 | 2020-12-06 | 0.26117 | 3.157e-07%
[25 empty] | 2020-12-06 | 10 | 6 | 10 | 2020-12-06 | 0 | 0%
[25 empty] | 2020-12-06 | 11 | 6 | 11 | 2020-12-06 | 0 | 0%
[25 empty] | 2020-12-06 | 12 | 6 | 12 | 2020-12-06 | 0 | 0%
[25 empty] | 2020-12-06 | 13 | 6 | 13 | 2020-12-06 | 0 | 0%
[25 empty] | 2020-12-06 | 14 | 6 | 14 | 2020-12-06 | 0 | 0%
[25 empty] | 2020-12-06 | 15 | 6 | 15 | 2020-12-06 | 0 | 0%
[25 empty] | 2020-12-06 | 16 | 6 | 16 | 2020-12-06 | 8.7578 | 1.059e-05%
[25 empty] | 2020-12-06 | 17 | 6 | 17 | 2020-12-06 | 0 | 0%
[25 empty] | 2020-12-06 | 18 | 6 | 18 | 2020-12-06 | 2695.7844 | 0.003259%
[25 empty] | 2020-12-06 | 19 | 6 | 19 | 2020-12-06 | 35379.0341 | 0.04277%
[25 empty] | 2020-12-06 | 20 | 6 | 20 | 2020-12-06 | 36286.1265 | 0.04387%
[25 empty] | 2020-12-06 | 21 | 6 | 21 | 2020-12-06 | 27126.1265 | 0.03279%
[25 empty] | 2020-12-06 | 22 | 6 | 22 | 2020-12-06 | 22673.347 | 0.02741%
[25 empty] | 2020-12-06 | 23 | 6 | 23 | 2020-12-06 | 10234.3231 | 0.01237%
[25 empty] | 2020-12-06 | 24 | 6 | 24 | 2020-12-06 | 354.7052 | 0.0004288%
[25 empty] | 2020-12-07 | 1 | 7 | 1 | 2020-12-07 | 8.2611 | 9.987e-06%
[25 empty] | 2020-12-07 | 2 | 7 | 2 | 2020-12-07 | 0 | 0%
[25 empty] | 2020-12-07 | 3 | 7 | 3 | 2020-12-07 | 0 | 0%
[25 empty] | 2020-12-07 | 4 | 7 | 4 | 2020-12-07 | 0 | 0%
[25 empty] | 2020-12-07 | 5 | 7 | 5 | 2020-12-07 | 0 | 0%
[25 empty] | 2020-12-07 | 6 | 7 | 6 | 2020-12-07 | 0 | 0%
[25 empty] | 2020-12-07 | 7 | 7 | 7 | 2020-12-07 | 0 | 0%
[25 empty] | 2020-12-07 | 8 | 7 | 8 | 2020-12-07 | 1477.8136 | 0.001787%
[25 empty] | 2020-12-07 | 9 | 7 | 9 | 2020-12-07 | 1685.4779 | 0.002038%
[25 empty] | 2020-12-07 | 10 | 7 | 10 | 2020-12-07 | 0 | 0%
[25 empty] | 2020-12-07 | 11 | 7 | 11 | 2020-12-07 | 0 | 0%
[25 empty] | 2020-12-07 | 12 | 7 | 12 | 2020-12-07 | 0 | 0%
[25 empty] | 2020-12-07 | 13 | 7 | 13 | 2020-12-07 | 0 | 0%
[25 empty] | 2020-12-07 | 14 | 7 | 14 | 2020-12-07 | 0 | 0%
[25 empty] | 2020-12-07 | 15 | 7 | 15 | 2020-12-07 | 0 | 0%
[25 empty] | 2020-12-07 | 16 | 7 | 16 | 2020-12-07 | 14.339 | 1.734e-05%
[25 empty] | 2020-12-07 | 17 | 7 | 17 | 2020-12-07 | 1619.5836 | 0.001958%
[25 empty] | 2020-12-07 | 18 | 7 | 18 | 2020-12-07 | 24716.8185 | 0.02988%
[25 empty] | 2020-12-07 | 19 | 7 | 19 | 2020-12-07 | 57645.7118 | 0.06969%
[25 empty] | 2020-12-07 | 20 | 7 | 20 | 2020-12-07 | 58051.4742 | 0.07018%
[25 empty] | 2020-12-07 | 21 | 7 | 21 | 2020-12-07 | 47220.2723 | 0.05709%
[25 empty] | 2020-12-07 | 22 | 7 | 22 | 2020-12-07 | 37331.8835 | 0.04513%
[25 empty] | 2020-12-07 | 23 | 7 | 23 | 2020-12-07 | 22327.6425 | 0.02699%
[25 empty] | 2020-12-07 | 24 | 7 | 24 | 2020-12-07 | 2896.906 | 0.003502%
[25 empty] | 2020-12-08 | 1 | 8 | 1 | 2020-12-08 | 44.3557 | 5.362e-05%
[25 empty] | 2020-12-08 | 2 | 8 | 2 | 2020-12-08 | 0 | 0%
[25 empty] | 2020-12-08 | 3 | 8 | 3 | 2020-12-08 | 0 | 0%
[25 empty] | 2020-12-08 | 4 | 8 | 4 | 2020-12-08 | 0 | 0%
[25 empty] | 2020-12-08 | 5 | 8 | 5 | 2020-12-08 | 0 | 0%
[25 empty] | 2020-12-08 | 6 | 8 | 6 | 2020-12-08 | 0 | 0%
[25 empty] | 2020-12-08 | 7 | 8 | 7 | 2020-12-08 | 0 | 0%
[25 empty] | 2020-12-08 | 8 | 8 | 8 | 2020-12-08 | 693.9812 | 0.000839%
[25 empty] | 2020-12-08 | 9 | 8 | 9 | 2020-12-08 | 638.0348 | 0.0007714%
[25 empty] | 2020-12-08 | 10 | 8 | 10 | 2020-12-08 | 34.4905 | 4.17e-05%
[25 empty] | 2020-12-08 | 11 | 8 | 11 | 2020-12-08 | 0 | 0%
[25 empty] | 2020-12-08 | 12 | 8 | 12 | 2020-12-08 | 0 | 0%
[25 empty] | 2020-12-08 | 13 | 8 | 13 | 2020-12-08 | 0 | 0%
[25 empty] | 2020-12-08 | 14 | 8 | 14 | 2020-12-08 | 0 | 0%
[25 empty] | 2020-12-08 | 15 | 8 | 15 | 2020-12-08 | 0 | 0%
[25 empty] | 2020-12-08 | 16 | 8 | 16 | 2020-12-08 | 11.473 | 1.387e-05%
[25 empty] | 2020-12-08 | 17 | 8 | 17 | 2020-12-08 | 674.2444 | 0.0008151%
[25 empty] | 2020-12-08 | 18 | 8 | 18 | 2020-12-08 | 21234.5487 | 0.02567%
[25 empty] | 2020-12-08 | 19 | 8 | 19 | 2020-12-08 | 57836.0865 | 0.06992%
[25 empty] | 2020-12-08 | 20 | 8 | 20 | 2020-12-08 | 60854.902 | 0.07357%
[25 empty] | 2020-12-08 | 21 | 8 | 21 | 2020-12-08 | 49599.902 | 0.05996%
[25 empty] | 2020-12-08 | 22 | 8 | 22 | 2020-12-08 | 39301.4869 | 0.04751%
[25 empty] | 2020-12-08 | 23 | 8 | 23 | 2020-12-08 | 23286.1521 | 0.02815%
[25 empty] | 2020-12-08 | 24 | 8 | 24 | 2020-12-08 | 1528.2454 | 0.001848%
[25 empty] | 2020-12-09 | 1 | 9 | 1 | 2020-12-09 | 32.37 | 3.913e-05%
[25 empty] | 2020-12-09 | 2 | 9 | 2 | 2020-12-09 | 0 | 0%
[25 empty] | 2020-12-09 | 3 | 9 | 3 | 2020-12-09 | 0 | 0%
[25 empty] | 2020-12-09 | 4 | 9 | 4 | 2020-12-09 | 0 | 0%
[25 empty] | 2020-12-09 | 5 | 9 | 5 | 2020-12-09 | 0 | 0%
[25 empty] | 2020-12-09 | 6 | 9 | 6 | 2020-12-09 | 0 | 0%
[25 empty] | 2020-12-09 | 7 | 9 | 7 | 2020-12-09 | 0 | 0%
[25 empty] | 2020-12-09 | 8 | 9 | 8 | 2020-12-09 | 548.3755 | 0.000663%
[25 empty] | 2020-12-09 | 9 | 9 | 9 | 2020-12-09 | 990.016 | 0.001197%
[25 empty] | 2020-12-09 | 10 | 9 | 10 | 2020-12-09 | 0 | 0%
[25 empty] | 2020-12-09 | 11 | 9 | 11 | 2020-12-09 | 0 | 0%
[25 empty] | 2020-12-09 | 12 | 9 | 12 | 2020-12-09 | 0 | 0%
[25 empty] | 2020-12-09 | 13 | 9 | 13 | 2020-12-09 | 0 | 0%
[25 empty] | 2020-12-09 | 14 | 9 | 14 | 2020-12-09 | 0 | 0%
[25 empty] | 2020-12-09 | 15 | 9 | 15 | 2020-12-09 | 0 | 0%
[25 empty] | 2020-12-09 | 16 | 9 | 16 | 2020-12-09 | 31.0298 | 3.751e-05%
[25 empty] | 2020-12-09 | 17 | 9 | 17 | 2020-12-09 | 1280.5476 | 0.001548%
[25 empty] | 2020-12-09 | 18 | 9 | 18 | 2020-12-09 | 23807.3283 | 0.02878%
[25 empty] | 2020-12-09 | 19 | 9 | 19 | 2020-12-09 | 58467.9436 | 0.07068%
[25 empty] | 2020-12-09 | 20 | 9 | 20 | 2020-12-09 | 59492.9436 | 0.07192%
[25 empty] | 2020-12-09 | 21 | 9 | 21 | 2020-12-09 | 49075.4436 | 0.05933%
[25 empty] | 2020-12-09 | 22 | 9 | 22 | 2020-12-09 | 39452.9436 | 0.0477%
[25 empty] | 2020-12-09 | 23 | 9 | 23 | 2020-12-09 | 25364.3307 | 0.03066%
[25 empty] | 2020-12-09 | 24 | 9 | 24 | 2020-12-09 | 2857.4232 | 0.003454%
[25 empty] | 2020-12-10 | 1 | 10 | 1 | 2020-12-10 | 15.0051 | 1.814e-05%
[25 empty] | 2020-12-10 | 2 | 10 | 2 | 2020-12-10 | 0 | 0%
[25 empty] | 2020-12-10 | 3 | 10 | 3 | 2020-12-10 | 0 | 0%
[25 empty] | 2020-12-10 | 4 | 10 | 4 | 2020-12-10 | 0 | 0%
[25 empty] | 2020-12-10 | 5 | 10 | 5 | 2020-12-10 | 0 | 0%
[25 empty] | 2020-12-10 | 6 | 10 | 6 | 2020-12-10 | 0 | 0%
[25 empty] | 2020-12-10 | 7 | 10 | 7 | 2020-12-10 | 0 | 0%
[25 empty] | 2020-12-10 | 8 | 10 | 8 | 2020-12-10 | 1367.1744 | 0.001653%
[25 empty] | 2020-12-10 | 9 | 10 | 9 | 2020-12-10 | 1778.7684 | 0.00215%
[25 empty] | 2020-12-10 | 10 | 10 | 10 | 2020-12-10 | 0 | 0%
[25 empty] | 2020-12-10 | 11 | 10 | 11 | 2020-12-10 | 0 | 0%
[25 empty] | 2020-12-10 | 12 | 10 | 12 | 2020-12-10 | 0 | 0%
[25 empty] | 2020-12-10 | 13 | 10 | 13 | 2020-12-10 | 0 | 0%
[25 empty] | 2020-12-10 | 14 | 10 | 14 | 2020-12-10 | 0 | 0%
[25 empty] | 2020-12-10 | 15 | 10 | 15 | 2020-12-10 | 0 | 0%
[25 empty] | 2020-12-10 | 16 | 10 | 16 | 2020-12-10 | 34.4608 | 4.166e-05%
[25 empty] | 2020-12-10 | 17 | 10 | 17 | 2020-12-10 | 881.8327 | 0.001066%
[25 empty] | 2020-12-10 | 18 | 10 | 18 | 2020-12-10 | 19935.2282 | 0.0241%
[25 empty] | 2020-12-10 | 19 | 10 | 19 | 2020-12-10 | 57385.4704 | 0.06938%
[25 empty] | 2020-12-10 | 20 | 10 | 20 | 2020-12-10 | 60079.515 | 0.07263%
[25 empty] | 2020-12-10 | 21 | 10 | 21 | 2020-12-10 | 50375.0782 | 0.0609%
[25 empty] | 2020-12-10 | 22 | 10 | 22 | 2020-12-10 | 41505.2473 | 0.05018%
[25 empty] | 2020-12-10 | 23 | 10 | 23 | 2020-12-10 | 27498.3696 | 0.03324%
[25 empty] | 2020-12-10 | 24 | 10 | 24 | 2020-12-10 | 3306.1758 | 0.003997%
[25 empty] | 2020-12-11 | 1 | 11 | 1 | 2020-12-11 | 0 | 0%
[25 empty] | 2020-12-11 | 2 | 11 | 2 | 2020-12-11 | 0 | 0%
[25 empty] | 2020-12-11 | 3 | 11 | 3 | 2020-12-11 | 0 | 0%
[25 empty] | 2020-12-11 | 4 | 11 | 4 | 2020-12-11 | 0 | 0%
[25 empty] | 2020-12-11 | 5 | 11 | 5 | 2020-12-11 | 0 | 0%
[25 empty] | 2020-12-11 | 6 | 11 | 6 | 2020-12-11 | 0 | 0%
[25 empty] | 2020-12-11 | 7 | 11 | 7 | 2020-12-11 | 0 | 0%
[25 empty] | 2020-12-11 | 8 | 11 | 8 | 2020-12-11 | 51.9871 | 6.285e-05%
[25 empty] | 2020-12-11 | 9 | 11 | 9 | 2020-12-11 | 94.939 | 0.0001148%
[25 empty] | 2020-12-11 | 10 | 11 | 10 | 2020-12-11 | 0 | 0%
[25 empty] | 2020-12-11 | 11 | 11 | 11 | 2020-12-11 | 0 | 0%
[25 empty] | 2020-12-11 | 12 | 11 | 12 | 2020-12-11 | 0 | 0%
[25 empty] | 2020-12-11 | 13 | 11 | 13 | 2020-12-11 | 0 | 0%
[25 empty] | 2020-12-11 | 14 | 11 | 14 | 2020-12-11 | 0 | 0%
[25 empty] | 2020-12-11 | 15 | 11 | 15 | 2020-12-11 | 0 | 0%
[25 empty] | 2020-12-11 | 16 | 11 | 16 | 2020-12-11 | 6.6941 | 8.093e-06%
[25 empty] | 2020-12-11 | 17 | 11 | 17 | 2020-12-11 | 399.6157 | 0.0004831%
[25 empty] | 2020-12-11 | 18 | 11 | 18 | 2020-12-11 | 20376.4054 | 0.02463%
[25 empty] | 2020-12-11 | 19 | 11 | 19 | 2020-12-11 | 53702.4067 | 0.06492%
[25 empty] | 2020-12-11 | 20 | 11 | 20 | 2020-12-11 | 54060.617 | 0.06536%
[25 empty] | 2020-12-11 | 21 | 11 | 21 | 2020-12-11 | 45008.8273 | 0.05441%
[25 empty] | 2020-12-11 | 22 | 11 | 22 | 2020-12-11 | 34488.406 | 0.04169%
[25 empty] | 2020-12-11 | 23 | 11 | 23 | 2020-12-11 | 20012.5923 | 0.02419%
[25 empty] | 2020-12-11 | 24 | 11 | 24 | 2020-12-11 | 1121.5176 | 0.001356%
[25 empty] | 2020-12-12 | 1 | 12 | 1 | 2020-12-12 | 0 | 0%
[25 empty] | 2020-12-12 | 2 | 12 | 2 | 2020-12-12 | 0 | 0%
[25 empty] | 2020-12-12 | 3 | 12 | 3 | 2020-12-12 | 0 | 0%
[25 empty] | 2020-12-12 | 4 | 12 | 4 | 2020-12-12 | 0 | 0%
[25 empty] | 2020-12-12 | 5 | 12 | 5 | 2020-12-12 | 0 | 0%
[25 empty] | 2020-12-12 | 6 | 12 | 6 | 2020-12-12 | 0 | 0%
[25 empty] | 2020-12-12 | 7 | 12 | 7 | 2020-12-12 | 0 | 0%
[25 empty] | 2020-12-12 | 8 | 12 | 8 | 2020-12-12 | 0 | 0%
[25 empty] | 2020-12-12 | 9 | 12 | 9 | 2020-12-12 | 8.0023 | 9.674e-06%
[25 empty] | 2020-12-12 | 10 | 12 | 10 | 2020-12-12 | 0 | 0%
[25 empty] | 2020-12-12 | 11 | 12 | 11 | 2020-12-12 | 0 | 0%
[25 empty] | 2020-12-12 | 12 | 12 | 12 | 2020-12-12 | 0 | 0%
[25 empty] | 2020-12-12 | 13 | 12 | 13 | 2020-12-12 | 0 | 0%
[25 empty] | 2020-12-12 | 14 | 12 | 14 | 2020-12-12 | 0 | 0%
[25 empty] | 2020-12-12 | 15 | 12 | 15 | 2020-12-12 | 0 | 0%
[25 empty] | 2020-12-12 | 16 | 12 | 16 | 2020-12-12 | 0 | 0%
[25 empty] | 2020-12-12 | 17 | 12 | 17 | 2020-12-12 | 0 | 0%
[25 empty] | 2020-12-12 | 18 | 12 | 18 | 2020-12-12 | 1206.2925 | 0.001458%
[25 empty] | 2020-12-12 | 19 | 12 | 19 | 2020-12-12 | 32247.0419 | 0.03899%
[25 empty] | 2020-12-12 | 20 | 12 | 20 | 2020-12-12 | 32346.1526 | 0.0391%
[25 empty] | 2020-12-12 | 21 | 12 | 21 | 2020-12-12 | 22318.316 | 0.02698%
[25 empty] | 2020-12-12 | 22 | 12 | 22 | 2020-12-12 | 17698.6421 | 0.0214%
[25 empty] | 2020-12-12 | 23 | 12 | 23 | 2020-12-12 | 5884.1217 | 0.007114%
[25 empty] | 2020-12-12 | 24 | 12 | 24 | 2020-12-12 | 97.401 | 0.0001178%
[25 empty] | 2020-12-13 | 1 | 13 | 1 | 2020-12-13 | 0 | 0%
[25 empty] | 2020-12-13 | 2 | 13 | 2 | 2020-12-13 | 0 | 0%
[25 empty] | 2020-12-13 | 3 | 13 | 3 | 2020-12-13 | 0 | 0%
[25 empty] | 2020-12-13 | 4 | 13 | 4 | 2020-12-13 | 0 | 0%
[25 empty] | 2020-12-13 | 5 | 13 | 5 | 2020-12-13 | 0 | 0%
[25 empty] | 2020-12-13 | 6 | 13 | 6 | 2020-12-13 | 0 | 0%
[25 empty] | 2020-12-13 | 7 | 13 | 7 | 2020-12-13 | 0 | 0%
[25 empty] | 2020-12-13 | 8 | 13 | 8 | 2020-12-13 | 0.10333 | 1.249e-07%
[25 empty] | 2020-12-13 | 9 | 13 | 9 | 2020-12-13 | 0 | 0%
[25 empty] | 2020-12-13 | 10 | 13 | 10 | 2020-12-13 | 0 | 0%
[25 empty] | 2020-12-13 | 11 | 13 | 11 | 2020-12-13 | 0 | 0%
[25 empty] | 2020-12-13 | 12 | 13 | 12 | 2020-12-13 | 0 | 0%
[25 empty] | 2020-12-13 | 13 | 13 | 13 | 2020-12-13 | 0 | 0%
[25 empty] | 2020-12-13 | 14 | 13 | 14 | 2020-12-13 | 0 | 0%
[25 empty] | 2020-12-13 | 15 | 13 | 15 | 2020-12-13 | 0 | 0%
[25 empty] | 2020-12-13 | 16 | 13 | 16 | 2020-12-13 | 0 | 0%
[25 empty] | 2020-12-13 | 17 | 13 | 17 | 2020-12-13 | 0 | 0%
[25 empty] | 2020-12-13 | 18 | 13 | 18 | 2020-12-13 | 5491.2906 | 0.006639%
[25 empty] | 2020-12-13 | 19 | 13 | 19 | 2020-12-13 | 43552.0412 | 0.05265%
[25 empty] | 2020-12-13 | 20 | 13 | 20 | 2020-12-13 | 46536.9648 | 0.05626%
[25 empty] | 2020-12-13 | 21 | 13 | 21 | 2020-12-13 | 35114.7507 | 0.04245%
[25 empty] | 2020-12-13 | 22 | 13 | 22 | 2020-12-13 | 31024.7799 | 0.03751%
[25 empty] | 2020-12-13 | 23 | 13 | 23 | 2020-12-13 | 16476.3269 | 0.01992%
[25 empty] | 2020-12-13 | 24 | 13 | 24 | 2020-12-13 | 1242.6819 | 0.001502%
[25 empty] | 2020-12-14 | 1 | 14 | 1 | 2020-12-14 | 1458.7657 | 0.001764%
[25 empty] | 2020-12-14 | 2 | 14 | 2 | 2020-12-14 | 0 | 0%
[25 empty] | 2020-12-14 | 3 | 14 | 3 | 2020-12-14 | 0 | 0%
[25 empty] | 2020-12-14 | 4 | 14 | 4 | 2020-12-14 | 0 | 0%
[25 empty] | 2020-12-14 | 5 | 14 | 5 | 2020-12-14 | 0 | 0%
[25 empty] | 2020-12-14 | 6 | 14 | 6 | 2020-12-14 | 0 | 0%
[25 empty] | 2020-12-14 | 7 | 14 | 7 | 2020-12-14 | 0 | 0%
[25 empty] | 2020-12-14 | 8 | 14 | 8 | 2020-12-14 | 5273.4234 | 0.006375%
[25 empty] | 2020-12-14 | 9 | 14 | 9 | 2020-12-14 | 6486.0093 | 0.007841%
[25 empty] | 2020-12-14 | 10 | 14 | 10 | 2020-12-14 | 491.7514 | 0.0005945%
[25 empty] | 2020-12-14 | 11 | 14 | 11 | 2020-12-14 | 0 | 0%
[25 empty] | 2020-12-14 | 12 | 14 | 12 | 2020-12-14 | 0 | 0%
[25 empty] | 2020-12-14 | 13 | 14 | 13 | 2020-12-14 | 0 | 0%
[25 empty] | 2020-12-14 | 14 | 14 | 14 | 2020-12-14 | 0 | 0%
[25 empty] | 2020-12-14 | 15 | 14 | 15 | 2020-12-14 | 0 | 0%
[25 empty] | 2020-12-14 | 16 | 14 | 16 | 2020-12-14 | 18.9089 | 2.286e-05%
[25 empty] | 2020-12-14 | 17 | 14 | 17 | 2020-12-14 | 1204.0647 | 0.001456%
[25 empty] | 2020-12-14 | 18 | 14 | 18 | 2020-12-14 | 24825.7173 | 0.03001%
[25 empty] | 2020-12-14 | 19 | 14 | 19 | 2020-12-14 | 67351.6606 | 0.08142%
[25 empty] | 2020-12-14 | 20 | 14 | 20 | 2020-12-14 | 71025.9749 | 0.08587%
[25 empty] | 2020-12-14 | 21 | 14 | 21 | 2020-12-14 | 61588.5172 | 0.07446%
[25 empty] | 2020-12-14 | 22 | 14 | 22 | 2020-12-14 | 54747.2866 | 0.06619%
[25 empty] | 2020-12-14 | 23 | 14 | 23 | 2020-12-14 | 41447.7158 | 0.05011%
[25 empty] | 2020-12-14 | 24 | 14 | 24 | 2020-12-14 | 16091.8734 | 0.01945%
[25 empty] | 2020-12-15 | 1 | 15 | 1 | 2020-12-15 | 22.8056 | 2.757e-05%
[25 empty] | 2020-12-15 | 2 | 15 | 2 | 2020-12-15 | 0 | 0%
[25 empty] | 2020-12-15 | 3 | 15 | 3 | 2020-12-15 | 0 | 0%
[25 empty] | 2020-12-15 | 4 | 15 | 4 | 2020-12-15 | 0 | 0%
[25 empty] | 2020-12-15 | 5 | 15 | 5 | 2020-12-15 | 0 | 0%
[25 empty] | 2020-12-15 | 6 | 15 | 6 | 2020-12-15 | 0 | 0%
[25 empty] | 2020-12-15 | 7 | 15 | 7 | 2020-12-15 | 0 | 0%
[25 empty] | 2020-12-15 | 8 | 15 | 8 | 2020-12-15 | 607.7869 | 0.0007348%
[25 empty] | 2020-12-15 | 9 | 15 | 9 | 2020-12-15 | 1321.7672 | 0.001598%
[25 empty] | 2020-12-15 | 10 | 15 | 10 | 2020-12-15 | 97.2189 | 0.0001175%
[25 empty] | 2020-12-15 | 11 | 15 | 11 | 2020-12-15 | 0 | 0%
[25 empty] | 2020-12-15 | 12 | 15 | 12 | 2020-12-15 | 0 | 0%
[25 empty] | 2020-12-15 | 13 | 15 | 13 | 2020-12-15 | 0 | 0%
[25 empty] | 2020-12-15 | 14 | 15 | 14 | 2020-12-15 | 0 | 0%
[25 empty] | 2020-12-15 | 15 | 15 | 15 | 2020-12-15 | 5.6777 | 6.864e-06%
[25 empty] | 2020-12-15 | 16 | 15 | 16 | 2020-12-15 | 716.0998 | 0.0008657%
[25 empty] | 2020-12-15 | 17 | 15 | 17 | 2020-12-15 | 4759.0772 | 0.005753%
[25 empty] | 2020-12-15 | 18 | 15 | 18 | 2020-12-15 | 28353.0838 | 0.03428%
[25 empty] | 2020-12-15 | 19 | 15 | 19 | 2020-12-15 | 62501.7729 | 0.07556%
[25 empty] | 2020-12-15 | 20 | 15 | 20 | 2020-12-15 | 63456.1491 | 0.07672%
[25 empty] | 2020-12-15 | 21 | 15 | 21 | 2020-12-15 | 55362.0969 | 0.06693%
[25 empty] | 2020-12-15 | 22 | 15 | 22 | 2020-12-15 | 43486.0616 | 0.05257%
[25 empty] | 2020-12-15 | 23 | 15 | 23 | 2020-12-15 | 28513.4174 | 0.03447%
[25 empty] | 2020-12-15 | 24 | 15 | 24 | 2020-12-15 | 3174.302 | 0.003838%
[25 empty] | 2020-12-16 | 1 | 16 | 1 | 2020-12-16 | 32.8986 | 3.977e-05%
[25 empty] | 2020-12-16 | 2 | 16 | 2 | 2020-12-16 | 0 | 0%
[25 empty] | 2020-12-16 | 3 | 16 | 3 | 2020-12-16 | 0 | 0%
[25 empty] | 2020-12-16 | 4 | 16 | 4 | 2020-12-16 | 0 | 0%
[25 empty] | 2020-12-16 | 5 | 16 | 5 | 2020-12-16 | 0 | 0%
[25 empty] | 2020-12-16 | 6 | 16 | 6 | 2020-12-16 | 0 | 0%
[25 empty] | 2020-12-16 | 7 | 16 | 7 | 2020-12-16 | 0 | 0%
[25 empty] | 2020-12-16 | 8 | 16 | 8 | 2020-12-16 | 763.2883 | 0.0009228%
[25 empty] | 2020-12-16 | 9 | 16 | 9 | 2020-12-16 | 1707.0128 | 0.002064%
[25 empty] | 2020-12-16 | 10 | 16 | 10 | 2020-12-16 | 44.8123 | 5.418e-05%
[25 empty] | 2020-12-16 | 11 | 16 | 11 | 2020-12-16 | 0 | 0%
[25 empty] | 2020-12-16 | 12 | 16 | 12 | 2020-12-16 | 0 | 0%
[25 empty] | 2020-12-16 | 13 | 16 | 13 | 2020-12-16 | 0 | 0%
[25 empty] | 2020-12-16 | 14 | 16 | 14 | 2020-12-16 | 0 | 0%
[25 empty] | 2020-12-16 | 15 | 16 | 15 | 2020-12-16 | 0 | 0%
[25 empty] | 2020-12-16 | 16 | 16 | 16 | 2020-12-16 | 121.6962 | 0.0001471%
[25 empty] | 2020-12-16 | 17 | 16 | 17 | 2020-12-16 | 3550.491 | 0.004292%
[25 empty] | 2020-12-16 | 18 | 16 | 18 | 2020-12-16 | 30700.1102 | 0.03711%
[25 empty] | 2020-12-16 | 19 | 16 | 19 | 2020-12-16 | 64543.5498 | 0.07803%
[25 empty] | 2020-12-16 | 20 | 16 | 20 | 2020-12-16 | 67174.6851 | 0.08121%
[25 empty] | 2020-12-16 | 21 | 16 | 21 | 2020-12-16 | 57415.3152 | 0.06941%
[25 empty] | 2020-12-16 | 22 | 16 | 22 | 2020-12-16 | 47408.3842 | 0.05731%
[25 empty] | 2020-12-16 | 23 | 16 | 23 | 2020-12-16 | 33118.7241 | 0.04004%
[25 empty] | 2020-12-16 | 24 | 16 | 24 | 2020-12-16 | 4847.8679 | 0.005861%
[25 empty] | 2020-12-17 | 1 | 17 | 1 | 2020-12-17 | 56.2112 | 6.796e-05%
[25 empty] | 2020-12-17 | 2 | 17 | 2 | 2020-12-17 | 0 | 0%
[25 empty] | 2020-12-17 | 3 | 17 | 3 | 2020-12-17 | 0 | 0%
[25 empty] | 2020-12-17 | 4 | 17 | 4 | 2020-12-17 | 0 | 0%
[25 empty] | 2020-12-17 | 5 | 17 | 5 | 2020-12-17 | 0 | 0%
[25 empty] | 2020-12-17 | 6 | 17 | 6 | 2020-12-17 | 0 | 0%
[25 empty] | 2020-12-17 | 7 | 17 | 7 | 2020-12-17 | 0 | 0%
[25 empty] | 2020-12-17 | 8 | 17 | 8 | 2020-12-17 | 2233.8781 | 0.002701%
[25 empty] | 2020-12-17 | 9 | 17 | 9 | 2020-12-17 | 3443.4118 | 0.004163%
[25 empty] | 2020-12-17 | 10 | 17 | 10 | 2020-12-17 | 381.1309 | 0.0004608%
[25 empty] | 2020-12-17 | 11 | 17 | 11 | 2020-12-17 | 0 | 0%
[25 empty] | 2020-12-17 | 12 | 17 | 12 | 2020-12-17 | 0 | 0%
[25 empty] | 2020-12-17 | 13 | 17 | 13 | 2020-12-17 | 0 | 0%
[25 empty] | 2020-12-17 | 14 | 17 | 14 | 2020-12-17 | 0 | 0%
[25 empty] | 2020-12-17 | 15 | 17 | 15 | 2020-12-17 | 0 | 0%
[25 empty] | 2020-12-17 | 16 | 17 | 16 | 2020-12-17 | 462.8578 | 0.0005596%
[25 empty] | 2020-12-17 | 17 | 17 | 17 | 2020-12-17 | 3616.2544 | 0.004372%
[25 empty] | 2020-12-17 | 18 | 17 | 18 | 2020-12-17 | 27950.4262 | 0.03379%
[25 empty] | 2020-12-17 | 19 | 17 | 19 | 2020-12-17 | 59993.7288 | 0.07253%
[25 empty] | 2020-12-17 | 20 | 17 | 20 | 2020-12-17 | 61902.9338 | 0.07484%
[25 empty] | 2020-12-17 | 21 | 17 | 21 | 2020-12-17 | 52140.2818 | 0.06304%
[25 empty] | 2020-12-17 | 22 | 17 | 22 | 2020-12-17 | 43123.4554 | 0.05213%
[25 empty] | 2020-12-17 | 23 | 17 | 23 | 2020-12-17 | 28328.7537 | 0.03425%
[25 empty] | 2020-12-17 | 24 | 17 | 24 | 2020-12-17 | 4034.5895 | 0.004878%
[25 empty] | 2020-12-18 | 1 | 18 | 1 | 2020-12-18 | 65.0122 | 7.86e-05%
[25 empty] | 2020-12-18 | 2 | 18 | 2 | 2020-12-18 | 0 | 0%
[25 empty] | 2020-12-18 | 3 | 18 | 3 | 2020-12-18 | 0 | 0%
[25 empty] | 2020-12-18 | 4 | 18 | 4 | 2020-12-18 | 0 | 0%
[25 empty] | 2020-12-18 | 5 | 18 | 5 | 2020-12-18 | 0 | 0%
[25 empty] | 2020-12-18 | 6 | 18 | 6 | 2020-12-18 | 0 | 0%
[25 empty] | 2020-12-18 | 7 | 18 | 7 | 2020-12-18 | 0 | 0%
[25 empty] | 2020-12-18 | 8 | 18 | 8 | 2020-12-18 | 1055.2168 | 0.001276%
[25 empty] | 2020-12-18 | 9 | 18 | 9 | 2020-12-18 | 2179.8305 | 0.002635%
[25 empty] | 2020-12-18 | 10 | 18 | 10 | 2020-12-18 | 312.6063 | 0.0003779%
[25 empty] | 2020-12-18 | 11 | 18 | 11 | 2020-12-18 | 57.2874 | 6.926e-05%
[25 empty] | 2020-12-18 | 12 | 18 | 12 | 2020-12-18 | 21.7564 | 2.63e-05%
[25 empty] | 2020-12-18 | 13 | 18 | 13 | 2020-12-18 | 0 | 0%
[25 empty] | 2020-12-18 | 14 | 18 | 14 | 2020-12-18 | 0 | 0%
[25 empty] | 2020-12-18 | 15 | 18 | 15 | 2020-12-18 | 37.5801 | 4.543e-05%
[25 empty] | 2020-12-18 | 16 | 18 | 16 | 2020-12-18 | 168.0023 | 0.0002031%
[25 empty] | 2020-12-18 | 17 | 18 | 17 | 2020-12-18 | 2151.5922 | 0.002601%
[25 empty] | 2020-12-18 | 18 | 18 | 18 | 2020-12-18 | 24590.5045 | 0.02973%
[25 empty] | 2020-12-18 | 19 | 18 | 19 | 2020-12-18 | 57415.9837 | 0.06941%
[25 empty] | 2020-12-18 | 20 | 18 | 20 | 2020-12-18 | 59042.0412 | 0.07138%
[25 empty] | 2020-12-18 | 21 | 18 | 21 | 2020-12-18 | 48662.0412 | 0.05883%
[25 empty] | 2020-12-18 | 22 | 18 | 22 | 2020-12-18 | 37867.2881 | 0.04578%
[25 empty] | 2020-12-18 | 23 | 18 | 23 | 2020-12-18 | 23950.9195 | 0.02896%
[25 empty] | 2020-12-18 | 24 | 18 | 24 | 2020-12-18 | 2431.8221 | 0.00294%
[25 empty] | 2020-12-19 | 1 | 19 | 1 | 2020-12-19 | 4.4295 | 5.355e-06%
[25 empty] | 2020-12-19 | 2 | 19 | 2 | 2020-12-19 | 0 | 0%
[25 empty] | 2020-12-19 | 3 | 19 | 3 | 2020-12-19 | 0 | 0%
[25 empty] | 2020-12-19 | 4 | 19 | 4 | 2020-12-19 | 0 | 0%
[25 empty] | 2020-12-19 | 5 | 19 | 5 | 2020-12-19 | 0 | 0%
[25 empty] | 2020-12-19 | 6 | 19 | 6 | 2020-12-19 | 0 | 0%
[25 empty] | 2020-12-19 | 7 | 19 | 7 | 2020-12-19 | 0 | 0%
[25 empty] | 2020-12-19 | 8 | 19 | 8 | 2020-12-19 | 0 | 0%
[25 empty] | 2020-12-19 | 9 | 19 | 9 | 2020-12-19 | 1.0826 | 1.309e-06%
[25 empty] | 2020-12-19 | 10 | 19 | 10 | 2020-12-19 | 0 | 0%
[25 empty] | 2020-12-19 | 11 | 19 | 11 | 2020-12-19 | 0 | 0%
[25 empty] | 2020-12-19 | 12 | 19 | 12 | 2020-12-19 | 0 | 0%
[25 empty] | 2020-12-19 | 13 | 19 | 13 | 2020-12-19 | 0 | 0%
[25 empty] | 2020-12-19 | 14 | 19 | 14 | 2020-12-19 | 0 | 0%
[25 empty] | 2020-12-19 | 15 | 19 | 15 | 2020-12-19 | 0 | 0%
[25 empty] | 2020-12-19 | 16 | 19 | 16 | 2020-12-19 | 0 | 0%
[25 empty] | 2020-12-19 | 17 | 19 | 17 | 2020-12-19 | 0 | 0%
[25 empty] | 2020-12-19 | 18 | 19 | 18 | 2020-12-19 | 5334.1365 | 0.006449%
[25 empty] | 2020-12-19 | 19 | 19 | 19 | 2020-12-19 | 41093.2517 | 0.04968%
[25 empty] | 2020-12-19 | 20 | 19 | 20 | 2020-12-19 | 44783.9886 | 0.05414%
[25 empty] | 2020-12-19 | 21 | 19 | 21 | 2020-12-19 | 35770.5675 | 0.04324%
[25 empty] | 2020-12-19 | 22 | 19 | 22 | 2020-12-19 | 31971.5799 | 0.03865%
[25 empty] | 2020-12-19 | 23 | 19 | 23 | 2020-12-19 | 16913.5018 | 0.02045%
[25 empty] | 2020-12-19 | 24 | 19 | 24 | 2020-12-19 | 1489.6082 | 0.001801%
[25 empty] | 2020-12-20 | 1 | 20 | 1 | 2020-12-20 | 17.4549 | 2.11e-05%
[25 empty] | 2020-12-20 | 2 | 20 | 2 | 2020-12-20 | 0 | 0%
[25 empty] | 2020-12-20 | 3 | 20 | 3 | 2020-12-20 | 0 | 0%
[25 empty] | 2020-12-20 | 4 | 20 | 4 | 2020-12-20 | 0 | 0%
[25 empty] | 2020-12-20 | 5 | 20 | 5 | 2020-12-20 | 0 | 0%
[25 empty] | 2020-12-20 | 6 | 20 | 6 | 2020-12-20 | 0 | 0%
[25 empty] | 2020-12-20 | 7 | 20 | 7 | 2020-12-20 | 0 | 0%
[25 empty] | 2020-12-20 | 8 | 20 | 8 | 2020-12-20 | 0 | 0%
[25 empty] | 2020-12-20 | 9 | 20 | 9 | 2020-12-20 | 10.9601 | 1.325e-05%
[25 empty] | 2020-12-20 | 10 | 20 | 10 | 2020-12-20 | 0 | 0%
[25 empty] | 2020-12-20 | 11 | 20 | 11 | 2020-12-20 | 0 | 0%
[25 empty] | 2020-12-20 | 12 | 20 | 12 | 2020-12-20 | 0 | 0%
[25 empty] | 2020-12-20 | 13 | 20 | 13 | 2020-12-20 | 0 | 0%
[25 empty] | 2020-12-20 | 14 | 20 | 14 | 2020-12-20 | 0 | 0%
[25 empty] | 2020-12-20 | 15 | 20 | 15 | 2020-12-20 | 0 | 0%
[25 empty] | 2020-12-20 | 16 | 20 | 16 | 2020-12-20 | 0 | 0%
[25 empty] | 2020-12-20 | 17 | 20 | 17 | 2020-12-20 | 0 | 0%
[25 empty] | 2020-12-20 | 18 | 20 | 18 | 2020-12-20 | 3913.027 | 0.004731%
[25 empty] | 2020-12-20 | 19 | 20 | 19 | 2020-12-20 | 40346.1068 | 0.04878%
[25 empty] | 2020-12-20 | 20 | 20 | 20 | 2020-12-20 | 42763.8206 | 0.0517%
[25 empty] | 2020-12-20 | 21 | 20 | 21 | 2020-12-20 | 31314.2219 | 0.03786%
[25 empty] | 2020-12-20 | 22 | 20 | 22 | 2020-12-20 | 26432.245 | 0.03196%
[25 empty] | 2020-12-20 | 23 | 20 | 23 | 2020-12-20 | 11694.7682 | 0.01414%
[25 empty] | 2020-12-20 | 24 | 20 | 24 | 2020-12-20 | 472.1979 | 0.0005709%
[25 empty] | 2020-12-21 | 1 | 21 | 1 | 2020-12-21 | 92.5264 | 0.0001119%
[25 empty] | 2020-12-21 | 2 | 21 | 2 | 2020-12-21 | 0 | 0%
[25 empty] | 2020-12-21 | 3 | 21 | 3 | 2020-12-21 | 0 | 0%
[25 empty] | 2020-12-21 | 4 | 21 | 4 | 2020-12-21 | 0 | 0%
[25 empty] | 2020-12-21 | 5 | 21 | 5 | 2020-12-21 | 0 | 0%
[25 empty] | 2020-12-21 | 6 | 21 | 6 | 2020-12-21 | 0 | 0%
[25 empty] | 2020-12-21 | 7 | 21 | 7 | 2020-12-21 | 0 | 0%
[25 empty] | 2020-12-21 | 8 | 21 | 8 | 2020-12-21 | 3034.1395 | 0.003668%
[25 empty] | 2020-12-21 | 9 | 21 | 9 | 2020-12-21 | 5929.6661 | 0.007169%
[25 empty] | 2020-12-21 | 10 | 21 | 10 | 2020-12-21 | 1207.2433 | 0.001459%
[25 empty] | 2020-12-21 | 11 | 21 | 11 | 2020-12-21 | 5.6372 | 6.815e-06%
[25 empty] | 2020-12-21 | 12 | 21 | 12 | 2020-12-21 | 0 | 0%
[25 empty] | 2020-12-21 | 13 | 21 | 13 | 2020-12-21 | 0 | 0%
[25 empty] | 2020-12-21 | 14 | 21 | 14 | 2020-12-21 | 0 | 0%
[25 empty] | 2020-12-21 | 15 | 21 | 15 | 2020-12-21 | 0 | 0%
[25 empty] | 2020-12-21 | 16 | 21 | 16 | 2020-12-21 | 168.5869 | 0.0002038%
[25 empty] | 2020-12-21 | 17 | 21 | 17 | 2020-12-21 | 3762.7602 | 0.004549%
[25 empty] | 2020-12-21 | 18 | 21 | 18 | 2020-12-21 | 29195.269 | 0.0353%
[25 empty] | 2020-12-21 | 19 | 21 | 19 | 2020-12-21 | 66436.1722 | 0.08032%
[25 empty] | 2020-12-21 | 20 | 21 | 20 | 2020-12-21 | 69244.6756 | 0.08371%
[25 empty] | 2020-12-21 | 21 | 21 | 21 | 2020-12-21 | 58949.9462 | 0.07127%
[25 empty] | 2020-12-21 | 22 | 21 | 22 | 2020-12-21 | 49252.9206 | 0.05954%
[25 empty] | 2020-12-21 | 23 | 21 | 23 | 2020-12-21 | 34753.7673 | 0.04202%
[25 empty] | 2020-12-21 | 24 | 21 | 24 | 2020-12-21 | 7287.7741 | 0.008811%
[25 empty] | 2020-12-22 | 1 | 22 | 1 | 2020-12-22 | 22.3747 | 2.705e-05%
[25 empty] | 2020-12-22 | 2 | 22 | 2 | 2020-12-22 | 0 | 0%
[25 empty] | 2020-12-22 | 3 | 22 | 3 | 2020-12-22 | 0 | 0%
[25 empty] | 2020-12-22 | 4 | 22 | 4 | 2020-12-22 | 0 | 0%
[25 empty] | 2020-12-22 | 5 | 22 | 5 | 2020-12-22 | 0 | 0%
[25 empty] | 2020-12-22 | 6 | 22 | 6 | 2020-12-22 | 0 | 0%
[25 empty] | 2020-12-22 | 7 | 22 | 7 | 2020-12-22 | 0 | 0%
[25 empty] | 2020-12-22 | 8 | 22 | 8 | 2020-12-22 | 8.9549 | 1.083e-05%
[25 empty] | 2020-12-22 | 9 | 22 | 9 | 2020-12-22 | 9.1013 | 1.1e-05%
[25 empty] | 2020-12-22 | 10 | 22 | 10 | 2020-12-22 | 0 | 0%
[25 empty] | 2020-12-22 | 11 | 22 | 11 | 2020-12-22 | 0 | 0%
[25 empty] | 2020-12-22 | 12 | 22 | 12 | 2020-12-22 | 0 | 0%
[25 empty] | 2020-12-22 | 13 | 22 | 13 | 2020-12-22 | 0 | 0%
[25 empty] | 2020-12-22 | 14 | 22 | 14 | 2020-12-22 | 0 | 0%
[25 empty] | 2020-12-22 | 15 | 22 | 15 | 2020-12-22 | 0 | 0%
[25 empty] | 2020-12-22 | 16 | 22 | 16 | 2020-12-22 | 0 | 0%
[25 empty] | 2020-12-22 | 17 | 22 | 17 | 2020-12-22 | 36.2458 | 4.382e-05%
[25 empty] | 2020-12-22 | 18 | 22 | 18 | 2020-12-22 | 10899.5252 | 0.01318%
[25 empty] | 2020-12-22 | 19 | 22 | 19 | 2020-12-22 | 43806.4084 | 0.05296%
[25 empty] | 2020-12-22 | 20 | 22 | 20 | 2020-12-22 | 45708.5719 | 0.05526%
[25 empty] | 2020-12-22 | 21 | 22 | 21 | 2020-12-22 | 36359.9433 | 0.04396%
[25 empty] | 2020-12-22 | 22 | 22 | 22 | 2020-12-22 | 28149.9334 | 0.03403%
[25 empty] | 2020-12-22 | 23 | 22 | 23 | 2020-12-22 | 17376.7635 | 0.02101%
[25 empty] | 2020-12-22 | 24 | 22 | 24 | 2020-12-22 | 1651.1625 | 0.001996%
[25 empty] | 2020-12-23 | 1 | 23 | 1 | 2020-12-23 | 0.94154 | 1.138e-06%
[25 empty] | 2020-12-23 | 2 | 23 | 2 | 2020-12-23 | 0 | 0%
[25 empty] | 2020-12-23 | 3 | 23 | 3 | 2020-12-23 | 0 | 0%
[25 empty] | 2020-12-23 | 4 | 23 | 4 | 2020-12-23 | 0 | 0%
[25 empty] | 2020-12-23 | 5 | 23 | 5 | 2020-12-23 | 0 | 0%
[25 empty] | 2020-12-23 | 6 | 23 | 6 | 2020-12-23 | 0 | 0%
[25 empty] | 2020-12-23 | 7 | 23 | 7 | 2020-12-23 | 0 | 0%
[25 empty] | 2020-12-23 | 8 | 23 | 8 | 2020-12-23 | 0.44654 | 5.398e-07%
[25 empty] | 2020-12-23 | 9 | 23 | 9 | 2020-12-23 | 59.7377 | 7.222e-05%
[25 empty] | 2020-12-23 | 10 | 23 | 10 | 2020-12-23 | 0 | 0%
[25 empty] | 2020-12-23 | 11 | 23 | 11 | 2020-12-23 | 0 | 0%
[25 empty] | 2020-12-23 | 12 | 23 | 12 | 2020-12-23 | 0 | 0%
[25 empty] | 2020-12-23 | 13 | 23 | 13 | 2020-12-23 | 0 | 0%
[25 empty] | 2020-12-23 | 14 | 23 | 14 | 2020-12-23 | 0 | 0%
[25 empty] | 2020-12-23 | 15 | 23 | 15 | 2020-12-23 | 0 | 0%
[25 empty] | 2020-12-23 | 16 | 23 | 16 | 2020-12-23 | 0 | 0%
[25 empty] | 2020-12-23 | 17 | 23 | 17 | 2020-12-23 | 0 | 0%
[25 empty] | 2020-12-23 | 18 | 23 | 18 | 2020-12-23 | 9861.6683 | 0.01192%
[25 empty] | 2020-12-23 | 19 | 23 | 19 | 2020-12-23 | 46852.0412 | 0.05664%
[25 empty] | 2020-12-23 | 20 | 23 | 20 | 2020-12-23 | 47752.0412 | 0.05773%
[25 empty] | 2020-12-23 | 21 | 23 | 21 | 2020-12-23 | 35252.0412 | 0.04262%
[25 empty] | 2020-12-23 | 22 | 23 | 22 | 2020-12-23 | 26372.8357 | 0.03188%
[25 empty] | 2020-12-23 | 23 | 23 | 23 | 2020-12-23 | 16247.8426 | 0.01964%
[25 empty] | 2020-12-23 | 24 | 23 | 24 | 2020-12-23 | 1705.2588 | 0.002062%
[25 empty] | 2020-12-24 | 1 | 24 | 1 | 2020-12-24 | 41.3911 | 5.004e-05%
[25 empty] | 2020-12-24 | 2 | 24 | 2 | 2020-12-24 | 0 | 0%
[25 empty] | 2020-12-24 | 3 | 24 | 3 | 2020-12-24 | 0 | 0%
[25 empty] | 2020-12-24 | 4 | 24 | 4 | 2020-12-24 | 0 | 0%
[25 empty] | 2020-12-24 | 5 | 24 | 5 | 2020-12-24 | 0 | 0%
[25 empty] | 2020-12-24 | 6 | 24 | 6 | 2020-12-24 | 0 | 0%
[25 empty] | 2020-12-24 | 7 | 24 | 7 | 2020-12-24 | 0 | 0%
[25 empty] | 2020-12-24 | 8 | 24 | 8 | 2020-12-24 | 57.4404 | 6.944e-05%
[25 empty] | 2020-12-24 | 9 | 24 | 9 | 2020-12-24 | 94.9354 | 0.0001148%
[25 empty] | 2020-12-24 | 10 | 24 | 10 | 2020-12-24 | 0 | 0%
[25 empty] | 2020-12-24 | 11 | 24 | 11 | 2020-12-24 | 0 | 0%
[25 empty] | 2020-12-24 | 12 | 24 | 12 | 2020-12-24 | 0 | 0%
[25 empty] | 2020-12-24 | 13 | 24 | 13 | 2020-12-24 | 0 | 0%
[25 empty] | 2020-12-24 | 14 | 24 | 14 | 2020-12-24 | 0 | 0%
[25 empty] | 2020-12-24 | 15 | 24 | 15 | 2020-12-24 | 0 | 0%
[25 empty] | 2020-12-24 | 16 | 24 | 16 | 2020-12-24 | 0 | 0%
[25 empty] | 2020-12-24 | 17 | 24 | 17 | 2020-12-24 | 118.9912 | 0.0001439%
[25 empty] | 2020-12-24 | 18 | 24 | 18 | 2020-12-24 | 16273.5933 | 0.01967%
[25 empty] | 2020-12-24 | 19 | 24 | 19 | 2020-12-24 | 49672.1718 | 0.06005%
[25 empty] | 2020-12-24 | 20 | 24 | 20 | 2020-12-24 | 50726.2612 | 0.06133%
[25 empty] | 2020-12-24 | 21 | 24 | 21 | 2020-12-24 | 40234.7044 | 0.04864%
[25 empty] | 2020-12-24 | 22 | 24 | 22 | 2020-12-24 | 29961.211 | 0.03622%
[25 empty] | 2020-12-24 | 23 | 24 | 23 | 2020-12-24 | 17496.0251 | 0.02115%
[25 empty] | 2020-12-24 | 24 | 24 | 24 | 2020-12-24 | 1425.0078 | 0.001723%
[25 empty] | 2020-12-25 | 1 | 25 | 1 | 2020-12-25 | 0 | 0%
[25 empty] | 2020-12-25 | 2 | 25 | 2 | 2020-12-25 | 0 | 0%
[25 empty] | 2020-12-25 | 3 | 25 | 3 | 2020-12-25 | 0 | 0%
[25 empty] | 2020-12-25 | 4 | 25 | 4 | 2020-12-25 | 0 | 0%
[25 empty] | 2020-12-25 | 5 | 25 | 5 | 2020-12-25 | 0 | 0%
[25 empty] | 2020-12-25 | 6 | 25 | 6 | 2020-12-25 | 0 | 0%
[25 empty] | 2020-12-25 | 7 | 25 | 7 | 2020-12-25 | 0 | 0%
[25 empty] | 2020-12-25 | 8 | 25 | 8 | 2020-12-25 | 0 | 0%
[25 empty] | 2020-12-25 | 9 | 25 | 9 | 2020-12-25 | 4.1102 | 4.969e-06%
[25 empty] | 2020-12-25 | 10 | 25 | 10 | 2020-12-25 | 0 | 0%
[25 empty] | 2020-12-25 | 11 | 25 | 11 | 2020-12-25 | 0 | 0%
[25 empty] | 2020-12-25 | 12 | 25 | 12 | 2020-12-25 | 0 | 0%
[25 empty] | 2020-12-25 | 13 | 25 | 13 | 2020-12-25 | 0 | 0%
[25 empty] | 2020-12-25 | 14 | 25 | 14 | 2020-12-25 | 0 | 0%
[25 empty] | 2020-12-25 | 15 | 25 | 15 | 2020-12-25 | 0 | 0%
[25 empty] | 2020-12-25 | 16 | 25 | 16 | 2020-12-25 | 28.8244 | 3.485e-05%
[25 empty] | 2020-12-25 | 17 | 25 | 17 | 2020-12-25 | 0 | 0%
[25 empty] | 2020-12-25 | 18 | 25 | 18 | 2020-12-25 | 0 | 0%
[25 empty] | 2020-12-25 | 19 | 25 | 19 | 2020-12-25 | 13579.8874 | 0.01642%
[25 empty] | 2020-12-25 | 20 | 25 | 20 | 2020-12-25 | 15970.835 | 0.01931%
[25 empty] | 2020-12-25 | 21 | 25 | 21 | 2020-12-25 | 11993.3005 | 0.0145%
[25 empty] | 2020-12-25 | 22 | 25 | 22 | 2020-12-25 | 8573.8839 | 0.01037%
[25 empty] | 2020-12-25 | 23 | 25 | 23 | 2020-12-25 | 4646.8479 | 0.005618%
[25 empty] | 2020-12-25 | 24 | 25 | 24 | 2020-12-25 | 33.1042 | 4.002e-05%
[25 empty] | 2020-12-26 | 1 | 26 | 1 | 2020-12-26 | 0 | 0%
[25 empty] | 2020-12-26 | 2 | 26 | 2 | 2020-12-26 | 0 | 0%
[25 empty] | 2020-12-26 | 3 | 26 | 3 | 2020-12-26 | 0 | 0%
[25 empty] | 2020-12-26 | 4 | 26 | 4 | 2020-12-26 | 0 | 0%
[25 empty] | 2020-12-26 | 5 | 26 | 5 | 2020-12-26 | 0 | 0%
[25 empty] | 2020-12-26 | 6 | 26 | 6 | 2020-12-26 | 0 | 0%
[25 empty] | 2020-12-26 | 7 | 26 | 7 | 2020-12-26 | 0 | 0%
[25 empty] | 2020-12-26 | 8 | 26 | 8 | 2020-12-26 | 0 | 0%
[25 empty] | 2020-12-26 | 9 | 26 | 9 | 2020-12-26 | 0 | 0%
[25 empty] | 2020-12-26 | 10 | 26 | 10 | 2020-12-26 | 0 | 0%
[25 empty] | 2020-12-26 | 11 | 26 | 11 | 2020-12-26 | 0 | 0%
[25 empty] | 2020-12-26 | 12 | 26 | 12 | 2020-12-26 | 0 | 0%
[25 empty] | 2020-12-26 | 13 | 26 | 13 | 2020-12-26 | 0 | 0%
[25 empty] | 2020-12-26 | 14 | 26 | 14 | 2020-12-26 | 0 | 0%
[25 empty] | 2020-12-26 | 15 | 26 | 15 | 2020-12-26 | 0 | 0%
[25 empty] | 2020-12-26 | 16 | 26 | 16 | 2020-12-26 | 0 | 0%
[25 empty] | 2020-12-26 | 17 | 26 | 17 | 2020-12-26 | 0 | 0%
[25 empty] | 2020-12-26 | 18 | 26 | 18 | 2020-12-26 | 1655.5672 | 0.002002%
[25 empty] | 2020-12-26 | 19 | 26 | 19 | 2020-12-26 | 36707.0343 | 0.04438%
[25 empty] | 2020-12-26 | 20 | 26 | 20 | 2020-12-26 | 38107.0343 | 0.04607%
[25 empty] | 2020-12-26 | 21 | 26 | 21 | 2020-12-26 | 27358.6987 | 0.03308%
[25 empty] | 2020-12-26 | 22 | 26 | 22 | 2020-12-26 | 22510.3631 | 0.02721%
[25 empty] | 2020-12-26 | 23 | 26 | 23 | 2020-12-26 | 10357.6966 | 0.01252%
[25 empty] | 2020-12-26 | 24 | 26 | 24 | 2020-12-26 | 182.8264 | 0.000221%
[25 empty] | 2020-12-27 | 1 | 27 | 1 | 2020-12-27 | 7.9407 | 9.6e-06%
[25 empty] | 2020-12-27 | 2 | 27 | 2 | 2020-12-27 | 0 | 0%
[25 empty] | 2020-12-27 | 3 | 27 | 3 | 2020-12-27 | 0 | 0%
[25 empty] | 2020-12-27 | 4 | 27 | 4 | 2020-12-27 | 0 | 0%
[25 empty] | 2020-12-27 | 5 | 27 | 5 | 2020-12-27 | 0 | 0%
[25 empty] | 2020-12-27 | 6 | 27 | 6 | 2020-12-27 | 0 | 0%
[25 empty] | 2020-12-27 | 7 | 27 | 7 | 2020-12-27 | 0 | 0%
[25 empty] | 2020-12-27 | 8 | 27 | 8 | 2020-12-27 | 0 | 0%
[25 empty] | 2020-12-27 | 9 | 27 | 9 | 2020-12-27 | 1.6056 | 1.941e-06%
[25 empty] | 2020-12-27 | 10 | 27 | 10 | 2020-12-27 | 0 | 0%
[25 empty] | 2020-12-27 | 11 | 27 | 11 | 2020-12-27 | 0 | 0%
[25 empty] | 2020-12-27 | 12 | 27 | 12 | 2020-12-27 | 0 | 0%
[25 empty] | 2020-12-27 | 13 | 27 | 13 | 2020-12-27 | 0 | 0%
[25 empty] | 2020-12-27 | 14 | 27 | 14 | 2020-12-27 | 0 | 0%
[25 empty] | 2020-12-27 | 15 | 27 | 15 | 2020-12-27 | 0 | 0%
[25 empty] | 2020-12-27 | 16 | 27 | 16 | 2020-12-27 | 3.0397 | 3.675e-06%
[25 empty] | 2020-12-27 | 17 | 27 | 17 | 2020-12-27 | 39.8474 | 4.817e-05%
[25 empty] | 2020-12-27 | 18 | 27 | 18 | 2020-12-27 | 10369.1046 | 0.01254%
[25 empty] | 2020-12-27 | 19 | 27 | 19 | 2020-12-27 | 41999.976 | 0.05078%
[25 empty] | 2020-12-27 | 20 | 27 | 20 | 2020-12-27 | 42221.4402 | 0.05104%
[25 empty] | 2020-12-27 | 21 | 27 | 21 | 2020-12-27 | 31890.659 | 0.03855%
[25 empty] | 2020-12-27 | 22 | 27 | 22 | 2020-12-27 | 27349.2939 | 0.03306%
[25 empty] | 2020-12-27 | 23 | 27 | 23 | 2020-12-27 | 13636.3718 | 0.01649%
[25 empty] | 2020-12-27 | 24 | 27 | 24 | 2020-12-27 | 1091.0634 | 0.001319%
[25 empty] | 2020-12-28 | 1 | 28 | 1 | 2020-12-28 | 165.2185 | 0.0001997%
[25 empty] | 2020-12-28 | 2 | 28 | 2 | 2020-12-28 | 0 | 0%
[25 empty] | 2020-12-28 | 3 | 28 | 3 | 2020-12-28 | 0 | 0%
[25 empty] | 2020-12-28 | 4 | 28 | 4 | 2020-12-28 | 0 | 0%
[25 empty] | 2020-12-28 | 5 | 28 | 5 | 2020-12-28 | 0 | 0%
[25 empty] | 2020-12-28 | 6 | 28 | 6 | 2020-12-28 | 0 | 0%
[25 empty] | 2020-12-28 | 7 | 28 | 7 | 2020-12-28 | 0 | 0%
[25 empty] | 2020-12-28 | 8 | 28 | 8 | 2020-12-28 | 209.4289 | 0.0002532%
[25 empty] | 2020-12-28 | 9 | 28 | 9 | 2020-12-28 | 610.667 | 0.0007383%
[25 empty] | 2020-12-28 | 10 | 28 | 10 | 2020-12-28 | 35.4321 | 4.284e-05%
[25 empty] | 2020-12-28 | 11 | 28 | 11 | 2020-12-28 | 0 | 0%
[25 empty] | 2020-12-28 | 12 | 28 | 12 | 2020-12-28 | 0 | 0%
[25 empty] | 2020-12-28 | 13 | 28 | 13 | 2020-12-28 | 0 | 0%
[25 empty] | 2020-12-28 | 14 | 28 | 14 | 2020-12-28 | 0 | 0%
[25 empty] | 2020-12-28 | 15 | 28 | 15 | 2020-12-28 | 0 | 0%
[25 empty] | 2020-12-28 | 16 | 28 | 16 | 2020-12-28 | 0 | 0%
[25 empty] | 2020-12-28 | 17 | 28 | 17 | 2020-12-28 | 123.2449 | 0.000149%
[25 empty] | 2020-12-28 | 18 | 28 | 18 | 2020-12-28 | 13308.195 | 0.01609%
[25 empty] | 2020-12-28 | 19 | 28 | 19 | 2020-12-28 | 51639.2716 | 0.06243%
[25 empty] | 2020-12-28 | 20 | 28 | 20 | 2020-12-28 | 53837.6561 | 0.06509%
[25 empty] | 2020-12-28 | 21 | 28 | 21 | 2020-12-28 | 45648.2333 | 0.05519%
[25 empty] | 2020-12-28 | 22 | 28 | 22 | 2020-12-28 | 36359.4064 | 0.04396%
[25 empty] | 2020-12-28 | 23 | 28 | 23 | 2020-12-28 | 24541.5318 | 0.02967%
[25 empty] | 2020-12-28 | 24 | 28 | 24 | 2020-12-28 | 4472.3706 | 0.005407%
[25 empty] | 2020-12-29 | 1 | 29 | 1 | 2020-12-29 | 2.2902 | 2.769e-06%
[25 empty] | 2020-12-29 | 2 | 29 | 2 | 2020-12-29 | 0 | 0%
[25 empty] | 2020-12-29 | 3 | 29 | 3 | 2020-12-29 | 0 | 0%
[25 empty] | 2020-12-29 | 4 | 29 | 4 | 2020-12-29 | 0 | 0%
[25 empty] | 2020-12-29 | 5 | 29 | 5 | 2020-12-29 | 0 | 0%
[25 empty] | 2020-12-29 | 6 | 29 | 6 | 2020-12-29 | 0 | 0%
[25 empty] | 2020-12-29 | 7 | 29 | 7 | 2020-12-29 | 0 | 0%
[25 empty] | 2020-12-29 | 8 | 29 | 8 | 2020-12-29 | 0 | 0%
[25 empty] | 2020-12-29 | 9 | 29 | 9 | 2020-12-29 | 0 | 0%
[25 empty] | 2020-12-29 | 10 | 29 | 10 | 2020-12-29 | 0 | 0%
[25 empty] | 2020-12-29 | 11 | 29 | 11 | 2020-12-29 | 0 | 0%
[25 empty] | 2020-12-29 | 12 | 29 | 12 | 2020-12-29 | 0 | 0%
[25 empty] | 2020-12-29 | 13 | 29 | 13 | 2020-12-29 | 0 | 0%
[25 empty] | 2020-12-29 | 14 | 29 | 14 | 2020-12-29 | 0 | 0%
[25 empty] | 2020-12-29 | 15 | 29 | 15 | 2020-12-29 | 0 | 0%
[25 empty] | 2020-12-29 | 16 | 29 | 16 | 2020-12-29 | 0 | 0%
[25 empty] | 2020-12-29 | 17 | 29 | 17 | 2020-12-29 | 31.9816 | 3.866e-05%
[25 empty] | 2020-12-29 | 18 | 29 | 18 | 2020-12-29 | 11591.0802 | 0.01401%
[25 empty] | 2020-12-29 | 19 | 29 | 19 | 2020-12-29 | 45687.6227 | 0.05523%
[25 empty] | 2020-12-29 | 20 | 29 | 20 | 2020-12-29 | 47312.0412 | 0.0572%
[25 empty] | 2020-12-29 | 21 | 29 | 21 | 2020-12-29 | 37592.0412 | 0.04545%
[25 empty] | 2020-12-29 | 22 | 29 | 22 | 2020-12-29 | 29150.428 | 0.03524%
[25 empty] | 2020-12-29 | 23 | 29 | 23 | 2020-12-29 | 17859.3786 | 0.02159%
[25 empty] | 2020-12-29 | 24 | 29 | 24 | 2020-12-29 | 889.1015 | 0.001075%
[25 empty] | 2020-12-30 | 1 | 30 | 1 | 2020-12-30 | 0 | 0%
[25 empty] | 2020-12-30 | 2 | 30 | 2 | 2020-12-30 | 0 | 0%
[25 empty] | 2020-12-30 | 3 | 30 | 3 | 2020-12-30 | 0 | 0%
[25 empty] | 2020-12-30 | 4 | 30 | 4 | 2020-12-30 | 0 | 0%
[25 empty] | 2020-12-30 | 5 | 30 | 5 | 2020-12-30 | 0 | 0%
[25 empty] | 2020-12-30 | 6 | 30 | 6 | 2020-12-30 | 0 | 0%
[25 empty] | 2020-12-30 | 7 | 30 | 7 | 2020-12-30 | 0 | 0%
[25 empty] | 2020-12-30 | 8 | 30 | 8 | 2020-12-30 | 0 | 0%
[25 empty] | 2020-12-30 | 9 | 30 | 9 | 2020-12-30 | 33.485 | 4.048e-05%
[25 empty] | 2020-12-30 | 10 | 30 | 10 | 2020-12-30 | 0 | 0%
[25 empty] | 2020-12-30 | 11 | 30 | 11 | 2020-12-30 | 0 | 0%
[25 empty] | 2020-12-30 | 12 | 30 | 12 | 2020-12-30 | 0 | 0%
[25 empty] | 2020-12-30 | 13 | 30 | 13 | 2020-12-30 | 0 | 0%
[25 empty] | 2020-12-30 | 14 | 30 | 14 | 2020-12-30 | 0 | 0%
[25 empty] | 2020-12-30 | 15 | 30 | 15 | 2020-12-30 | 0 | 0%
[25 empty] | 2020-12-30 | 16 | 30 | 16 | 2020-12-30 | 0 | 0%
[25 empty] | 2020-12-30 | 17 | 30 | 17 | 2020-12-30 | 29.3568 | 3.549e-05%
[25 empty] | 2020-12-30 | 18 | 30 | 18 | 2020-12-30 | 9389.2043 | 0.01135%
[25 empty] | 2020-12-30 | 19 | 30 | 19 | 2020-12-30 | 46596.9106 | 0.05633%
[25 empty] | 2020-12-30 | 20 | 30 | 20 | 2020-12-30 | 46980.2558 | 0.0568%
[25 empty] | 2020-12-30 | 21 | 30 | 21 | 2020-12-30 | 34524.7912 | 0.04174%
[25 empty] | 2020-12-30 | 22 | 30 | 22 | 2020-12-30 | 25820.9168 | 0.03122%
[25 empty] | 2020-12-30 | 23 | 30 | 23 | 2020-12-30 | 15433.1124 | 0.01866%
[25 empty] | 2020-12-30 | 24 | 30 | 24 | 2020-12-30 | 1226.5797 | 0.001483%
[25 empty] | 2020-12-31 | 1 | 31 | 1 | 2020-12-31 | 2.4736 | 2.99e-06%
[25 empty] | 2020-12-31 | 2 | 31 | 2 | 2020-12-31 | 0 | 0%
[25 empty] | 2020-12-31 | 3 | 31 | 3 | 2020-12-31 | 0 | 0%
[25 empty] | 2020-12-31 | 4 | 31 | 4 | 2020-12-31 | 0 | 0%
[25 empty] | 2020-12-31 | 5 | 31 | 5 | 2020-12-31 | 0 | 0%
[25 empty] | 2020-12-31 | 6 | 31 | 6 | 2020-12-31 | 0 | 0%
[25 empty] | 2020-12-31 | 7 | 31 | 7 | 2020-12-31 | 0 | 0%
[25 empty] | 2020-12-31 | 8 | 31 | 8 | 2020-12-31 | 227.2951 | 0.0002748%
[25 empty] | 2020-12-31 | 9 | 31 | 9 | 2020-12-31 | 257.8871 | 0.0003118%
[25 empty] | 2020-12-31 | 10 | 31 | 10 | 2020-12-31 | 0 | 0%
[25 empty] | 2020-12-31 | 11 | 31 | 11 | 2020-12-31 | 0 | 0%
[25 empty] | 2020-12-31 | 12 | 31 | 12 | 2020-12-31 | 0 | 0%
[25 empty] | 2020-12-31 | 13 | 31 | 13 | 2020-12-31 | 0 | 0%
[25 empty] | 2020-12-31 | 14 | 31 | 14 | 2020-12-31 | 0 | 0%
[25 empty] | 2020-12-31 | 15 | 31 | 15 | 2020-12-31 | 0 | 0%
[25 empty] | 2020-12-31 | 16 | 31 | 16 | 2020-12-31 | 0 | 0%
[25 empty] | 2020-12-31 | 17 | 31 | 17 | 2020-12-31 | 142.3034 | 0.000172%
[25 empty] | 2020-12-31 | 18 | 31 | 18 | 2020-12-31 | 16658.994 | 0.02014%
[25 empty] | 2020-12-31 | 19 | 31 | 19 | 2020-12-31 | 51012.0412 | 0.06167%
[25 empty] | 2020-12-31 | 20 | 31 | 20 | 2020-12-31 | 52672.0412 | 0.06368%
[25 empty] | 2020-12-31 | 21 | 31 | 21 | 2020-12-31 | 42692.0412 | 0.05161%
[25 empty] | 2020-12-31 | 22 | 31 | 22 | 2020-12-31 | 32135.3607 | 0.03885%
[25 empty] | 2020-12-31 | 23 | 31 | 23 | 2020-12-31 | 19454.1324 | 0.02352%
[25 empty] | 2020-12-31 | 24 | 31 | 24 | 2020-12-31 | 1118.764 | 0.001353%