## Tab Descriptions
SAN DIEGO GAS & ELECTRIC COMPANY ("SDG&E")
TEST YEAR ("TY") 2019 GENERAL RATE CASE ("GRC") PHASE 2, ("A.") APPLICATION 19-03-002
MARGINAL DISTRIBUTION CUSTOMER COST WORKPAPERS FOR SCHOOL CLASSES - CHAPTER 5 (SAXE) - REVISED
Tab Descriptions
Line |  |  | Line
No. | Tab Name | Tab Description | No.
1 | Tab Descriptions | Description of Tabs in Workpaper | 1
2 | Marg Cust Cost Summary | Summary of Marginal Distribution Customer Costs by Customer Class | 2
3 | Marg Cust Cost by Rate Schedule | Calculation of Marginal Distribution Customer Costs by Rate Schedule | 3
4 | Inputs | Loading Factor and Escalation Inputs used in Workpaper | 4
5 | School Class TSM Summary | School Class Transformer, Services, and Meter Costs by Rate Schedule | 5
6 | School Class Cust Cost Summary | School Class Marginal Distribution Customer Costs by Rate Schedule in 2020 Dollars | 6
7 | Resid Cust Fcst | Residential Class Customer Forecast by Rate Schedule | 7
8 | Resid TSM UC | Residential Class Transformer, Services, and Meter Unit Costs | 8
9 | Resid TSM UC Adj | Residential Class Transformer, Services, and Meter Unit Costs Adjusted for Rule 15/16 Allowances | 9
10 | Resid TSM Summary | Residential Class Transformer, Services, and Meter Costs | 10
11 | Resid TSM Sum by Rate Schedule | Residential Class Transformer, Services, and Meter Costs by Rate Schedule | 11
12 | Resid Cust Cost Summary | Residential Class Marginal Distribution Customer Costs by Rate Schedule in 2020 Dollars | 12
13 | Sch DR TSM | Schedule DR Transformer, Services, and Meter Summary Costs | 13
14 | Sm Comm Cust Fcst | Small Commercial Class Customer Forecast by Rate Schedule | 14
15 | Sm Comm TSM Summary | Small Commercial Class Transformer, Services, and Meter Summary Costs by Service Voltage Level and kW Size | 15
16 | Sm Comm Cust Cost Summary | Small Commercial Class Marginal Distribution Customer Costs by Service Voltage Level and kW Size in 2020 Dollars | 16
17 | Sch TOU-A TSM | Schedule TOU-A Transformer, Services, and Meter Costs | 17
18 | Sch TOU-A TSM Summary | Schedule TOU-A Transformer, Services, and Meter Summary Costs by Service Voltage Level and kW Size | 18
19 | Sch TOU-A Cust Cost Summary | Schedule TOU-A Marginal Distribution Customer Costs by Service Voltage Level and kW Size in 2020 Dollars | 19
20 | Sch TOU-M TSM | Schedule TOU-M Transformer, Services, and Meter Costs | 20
21 | Sch TOU-M TSM Summary | Schedule TOU-M Transformer, Services, and Meter Summary Costs by Service Voltage Level and kW Size | 21
22 | Sch TOU-M Cust Cost Summary | Schedule TOU-M Marginal Distribution Customer Costs by Service Voltage Level and kW Size in 2020 Dollars | 22
23 | M-L C&I TSM Summary | Medium/Large Commercial and Industrial Class Transformer, Services, and Meter Summary Costs by Service Voltage Level and kW Size | 23
24 | M-L C&I Cust Cost Summary | Medium/Large Commercial and Industrial Class Marginal Distribution Customer Costs by Service Voltage Level and kW Size in 2020 Dollars | 24
25 | Sch OL-TOU Cust Fcst | Schedule OL-TOU Customer Forecast | 25
26 | Sch OL-TOU TSM | Schedule OL-TOU Transformer, Services, and Meter Costs | 26
27 | Sch OL-TOU TSM Summary | Schedule OL-TOU Transformer, Services, and Meter Summary Costs by Service Voltage Level and kW Size | 27
28 | Sch OL-TOU Cust Cost Summary | Schedule OL-TOU Marginal Distribution Customer Costs by Service Voltage Level and kW Size in 2020 Dollars | 28
29 | Sch AL-TOU Cust Fcst | Schedule AL-TOU Customer Forecast | 29
30 | Sch AL-TOU TSM | Schedule AL-TOU Transformer, Services, and Meter Costs | 30
31 | Sch AL-TOU TSM Summary | Schedule AL-TOU Transformer, Services, and Meter Summary Costs by Service Voltage Level and kW Size | 31
32 | Sch AL-TOU Cust Cost Summary | Schedule AL-TOU Marginal Distribution Customer Costs by Service Voltage Level and kW Size in 2020 Dollars | 32
33 | Sch DG-R Cust Fcst | Schedule DG-R Customer Forecast | 33
34 | Sch DG-R TSM | Schedule DG-R Transformer, Services, and Meter Costs | 34
35 | Sch DG-R TSM Summary | Schedule DG-R Transformer, Services, and Meter Summary Costs by Service Voltage Level and kW Size | 35
36 | Sch DG-R Cust Cost Summary | Schedule DG-R Marginal Distribution Customer Costs by Service Voltage Level and kW Size in 2020 Dollars | 36
37 | Sch A6-TOU Cust Fcst | Schedule A6-TOU Customer Forecast | 37
38 | Sch A6-TOU TSM | Schedule A6-TOU Transformer, Services, and Meter Costs | 38
39 | Sch A6-TOU TSM Summary | Schedule A6-TOU Transformer, Services, and Meter Summary Costs by Service Voltage Level and kW Size | 39
40 | Sch A6-TOU Cust Cost Summary | Schedule A6-TOU Marginal Distribution Customer Costs by Service Voltage Level and kW Size in 2020 Dollars | 40
41 | Agric TSM Summary | Agricultural Class Transformer, Services, and Meter Summary Costs by Service Voltage Level and kW Size | 41
42 | Agric Cust Cost Summary | Agricultural Class Marginal Distribution Customer Costs by Service Voltage Level and kW Size in 2020 Dollars | 42
43 | Sch TOU-PA Cust Fcst | Schedule TOU-PA Customer Forecast | 43
44 | Sch TOU-PA TSM | Schedule TOU-PA Transformer, Services, and Meter Costs | 44
45 | Sch TOU-PA TSM Summary | Schedule TOU-PA Transformer, Services, and Meter Summary Costs by Service Voltage Level and kW Size | 45
46 | Sch TOU-PA Cust Cost Summary | Schedule TOU-PA Marginal Distribution Customer Costs by Service Voltage Level and kW Size in 2020 Dollars | 46
47 | Street Light Cust Cost Summary | Street Light Class Marginal Distribution Customer Costs per Lamp in 2020 Dollars | 47
48 | Non-Residential TSM UC | Non-Residential Class Transformer, Services, and Meter Unit Costs | 48
49 | Non-Residential TSM UC Adj | Residential Class Transformer, Services, and Meter Unit Costs Adjusted for Rule 15/16 Allowances | 49
50 | Total Customers | Customer Forecast by Customer Class Rate Schedules | 50
51 | TSM Cap Cost Allocations | Transformer, Services, and Meter Cost Allocations by Rate Schedules | 51
52 | Distribution O&M Allocations | Electric Distribution O&M Allocations by Rate Schedules | 52

## Marg Cust Cost Summary
SAN DIEGO GAS & ELECTRIC COMPANY ("SDG&E")
TEST YEAR ("TY") 2019 GENERAL RATE CASE ("GRC") PHASE 2, ("A.") APPLICATION 19-03-002
MARGINAL DISTRIBUTION CUSTOMER COST WORKPAPERS FOR SCHOOL CLASSES - CHAPTER 5 (SAXE) - REVISED
Marginal Customer Cost Summary by Rate Schedules ($/Customer-Year)
Line |  | Rental (RECC)
No. |  | Annual1 | Monthly
1 | Residential Class Average | 211.3751 | 17.6146
2
3 | Small Commercial Class
4 | Secondary
5 | 0-5 kW | 204.8914 | 17.0743
6 | >5-20 kW | 350.1408 | 29.1784
7 | >20-50 kW | 803.666 | 66.9722
8 | >50 kW | 1350.3352 | 112.5279
9 | Secondary Average | 428.7197 | 35.7266
10 | Primary
11 | 0-5 kW
12 | >5-20 kW
13 | >20-50 kW
14 | >50 kW
15 | Primary Average
16 | Small Commercial Class Average | 428.7197 | 35.7266
17
18 | Medium/Large Commercial & Industrial Class
19 | Secondary Voltage Service
20 | ≤ 500 kW | 2026.1051 | 168.8421
21 | > 500 - 12 MW | 3709.1561 | 309.0963
22 | > 12 MW
23 | Secondary Average | 2074.2452 | 172.8538
24 | Primary Voltage Service
25 | ≤ 500 kW | 890.6609 | 74.2217
26 | > 500 - 12 MW | 891.569 | 74.2974
27 | > 12 MW
28 | Primary Average | 890.9226 | 74.2435
28 | Transmission Voltage Service
29 | ≤ 500 kW
29 | > 500 - 12 MW
30 | > 12 MW
30 | Transmission Average
31 | Medium/Large Commercial & Industrial Class Average | 2002.1212 | 166.8434
31
32 | Agricultural Class
33 | Secondary
34 | < 20 kW | 482.7142 | 40.2262
35 | ≥ 20 kW | 1951.1796 | 162.5983
36 | Secondary Average | 972.2026 | 81.0169
37 | Primary
38 | < 20 kW
39 | ≥ 20 kW
40 | Primary Average
41 | Agricultural Class Average | 972.2026 | 81.0169
42
43 | Street Lighting Class Average (Cost Per Lamp) | 7.6378 | 0.63648
44
45 | School Class
46 | Secondary
47 | < 20 kW | 428.5506 | 35.7126
48 | ≥ 20 kW | 2074.1135 | 172.8428
49 | Secondary Average | 1390.3119 | 115.8593
50 | Primary
51 | < 20 kW
52 | ≥ 20 kW
53 | Primary Average | 890.9226 | 74.2435
54 | School Class Average | 1372.0792 | 114.3399

## Marg Cust Cost by Rate Schedule
| Residential Class | [5 empty] | Check | Customers:
| DR |  |  |  | Average Annual Cost by Class |  |  | DR | DM | DS | DT | DT-RV | DR-TOU | TOU-DR | DR-SES | EV-TOU | EV-TOU-2 | Total
Total | 211.3751 |  |  |  | 211.3751 |  | 0 | 1 | 0 | 0 | 0 | 0 | 0 | 0 | 0 | 0 | 0 | 1
| Small Commercial Class | [6 empty] | Customers:
| TOU-A |  | TOU-M |  | Average Annual Cost by Class |  |  | TOU-A | A-TC | TOU-M | UM | Total
Secondary
≤ 5 kW | 204.8914 |  | 0 |  | 204.8914 |  | 0 | 154 | 0 | 0 | 0 | 154
> 5 - 20 kW | 350.1408 |  | 0 |  | 350.1408 |  | 0 | 352 | 0 | 0 | 0 | 352
> 20 - 50 kW | 800.1906 |  | 1006.9817 |  | 803.666 |  | 0 | 117 | 0 | 2 | 0 | 119
> 50 kW | 1350.3352 |  | 0 |  | 1350.3352 |  | 0 | 19 | 0 | 0 | 0 | 19
| 426.9182 |  | 1006.9817 |  | 428.7197 |  | 0 | 642 | 0 | 2 | 0 | 644
Primary
≤ 5 kW | [7 empty] | 0 |  |  |  | 0
> 5 - 20 kW | [7 empty] | 0 |  |  |  | 0
> 20 - 50 kW | [7 empty] | 0 |  |  |  | 0
> 50 kW | [7 empty] | 0 |  |  |  | 0
[8 empty] | 0 |  |  |  | 0
Total
≤ 5 kW | 204.8914 |  | 0 |  | 204.8914 |  | 0 | 154 | 0 | 0 | 0 | 154
> 5 - 20 kW | 350.1408 |  | 0 |  | 350.1408 |  | 0 | 352 | 0 | 0 | 0 | 352
> 20 - 50 kW | 800.1906 |  | 1006.9817 |  | 803.666 |  | 0 | 117 | 0 | 2 | 0 | 119
> 50 kW | 1350.3352 |  | 0 |  | 1350.3352 |  | 0 | 19 | 0 | 0 | 0 | 19
| 426.9182 |  | 1006.9817 |  | 428.7197 |  | 0 | 642 | 0 | 2 | 0 | 644
| Medium/Large Commercial & Industrial Class |  |  |  |  | PA
| AL-TOU | DG-R | A6-TOU | OL-TOU | Average Annual Cost by Class
[8 empty] | AL-TOU | DG_R | A6-TOU | OL-TOU | Total
Secondary
≤ 500 kW | 2013.8437 | 2108.2061 |  | 2508.8214 | 2026.1051 |  | 0 | 781 | 99 |  | 3 | 883
> 500 kW - 12MW | 3731.5367 | 3537.5711 |  |  | 3709.1561 |  | 0 | 23 | 3 |  |  | 26
> 12 MW
| 2062.9817 | 2150.2463 |  | 2508.8214 | 2074.2452 | 0 | 0 | 804 | 102 |  | 3 | 909
Primary
≤ 500 kW | 890.4707 | 891.6123 |  |  | 890.6609 |  | 0 | 35 | 7 |  |  | 42
> 500 kW - 12MW | 891.5387 | 891.6123 | 891.6123 |  | 891.569 |  | 0 | 10 | 6 | 1 |  | 17
> 12 MW | [7 empty] | 0 |  |  |  | 0
| 890.708 | 891.6123 | 891.6123 |  | 890.9226 | 0 | 0 | 45 | 13 | 1 |  | 59
Transmission | [11 empty] | 0
≤ 500 kW | [7 empty] | 0 |  | 0 |  | 0
> 500 kW - 12MW | [7 empty] | 0 |  | 0 |  | 0
> 12 MW | [7 empty] | 0 |  | 0 |  | 0
[8 empty] | 0 |  | 0 |  | 0
Total
≤ 500 kW | 1964.4001 | 2021.5962 |  | 2508.8214 | 1972.7201 | #REF! | 0 | 816 | 106 | 0 | 3 | 925
> 500 kW - 12MW | 2902.082 | 1847.4311 | 891.6123 |  | 2634.586 | #REF! | 0 | 33 | 9 | 1 |  | 43
> 12 MW | [7 empty] | 0 |  | 0 |  | 0
| 2000.8471 | 2007.9659 | 891.6123 | 2508.8214 | 2002.1212 | #REF! | 0 | 849 | 115 | 1 | 3 | 968
Agricultural Class
| PA-T-1 | TOU-PA |  |  | Average Annual Cost by Class |  |  | PA-T-1 | TOU-PA | Total
Secondary
≤ 20 kW |  | 482.7142 |  |  | 482.7142 |  | 0 |  | 2 | 2
> 20 kW |  | 1951.1796 |  |  | 1951.1796 |  | 0 |  | 1 | 1
|  | 972.2026 |  |  | 972.2026 |  | 0 |  | 3 | 3
Primary
≤ 20 kW | [8 empty] | 0 | 0
> 20 kW | [8 empty] | 0 | 0
[9 empty] | 0 | 0
Total
≤ 20 kW |  | 482.7142 |  |  | 482.7142 |  | 0 |  | 2 | 2
> 20 kW |  | 1951.1796 |  |  | 1951.1796 |  | 0 |  | 1 | 1
|  | 972.2026 |  |  | 972.2026 |  | 0 |  | 3 | 3
Lighting
| Lighting |  |  |  | Average Annual Cost by Class
Total | 7.6378 |  |  |  | 7.6378 |  | 0
School Class Total
Secondary
≤ 20 kW |  |  |  |  | 428.5506 |  |  | 647
> 20 kW |  |  |  |  | 2074.1135 |  |  | 910
[5 empty] | 1390.3119 |  |  | 1557
Primary
≤ 20 kW | [7 empty] | 0
> 20 kW |  |  |  |  | 890.9226 |  |  | 59
[5 empty] | 890.9226 |  |  | 59
Non-Lighting Total
≤ 20 kW |  |  |  |  | 428.5506 |  |  | 647
> 20 kW |  |  |  |  | 2002.072 |  |  | 969
[5 empty] | 1372.0792 |  |  | 1616
Lighting
[5 empty] | 7.6378 |  |  | 103
Total | [7 empty] | 1719

## Inputs
Marginal Customer Cost Development Loading Factors
| General Plant Loading Factor = | 2.772%
| Working Capital Loading Factor = | 1.502%
| Transformer Real Economic Carrying Charge ("RECC") = | 8.048%
| Service RECC = | 7.078%
| Meter RECC = | 10.78%
| A&G O&M Non-Plant Loading Factor = | 31.46%
GRC Escalators
| 2020 TSM Escalator = | 1.0851
| 2020 O&M Escalator = | 1.0535
| 2020 Cust Acct/Services Escalator = | 1.0752
| 2020 Miscellaneous Service Revenues = | 4489781.1405
| Total Forecasted 2020 Customers = | 1482557.75
| 2020 Miscellaneous Revenue per Customer = | 3.0284
| Residential Rule 15/16 Allowance | 3241
| Non-Residential Forecasted Rule 15/16 Allowance Percentage | 80.86%
Note:
(1) General Plant Loading Factor: based on a five-year average (2013-2017) of SDG&E plant expenses.
(2) Working Capital Loading Factor: is the average net working capital loading factor based on recorded expenses presented
in the previous three GRC Phase 1 proceedings: (a) 2016 expenses from 2019 GRC Phase I (A.17-10-007) Revised Direct
Testimony of Craig Gentes, Exhibit SDG&E-33, Table SDG&E-RCG-1; (b) 2013 expenses from 2016 GRC Phase I
(A.14-11-003) Direct Testimony of Jesse S. Aragon, Exhibit SDG&E-27, Table SDG&E-JSA-1; and (c) 2009 expenses
from 2012 GRC Phase 1 (A.10-12-005) Direct Testimony of Garry Yee, Exhibit SDG&E-32, Table SDG&E-GGY-1.
(3) TSM RECC: represents the calculated annual investment amounts for TSM assets.
(4) A&G O&M Non-Plant Loading Factor: based on five-year average (2013-2017) of administrative and general expenses
associated with distribution plant excluding wild fire claims costs, as proposed by ORA and UCAN.
(5) 2020 TSM Escalator: from the Direct Testimony workpapers of SDG&E witness Scott R. Wilder, Exhibit SDG&E-39,
in SDG&E's TY 2019 GRC Phase 1 (A.17-10-007).
(6) 2020 O&M Escalator: from the Direct Testimony workpapers of SDG&E witness Scott R. Wilder, Exhibit SDG&E-39,
in SDG&E's TY 2019 GRC Phase 1 (A.17-10-007).
(7) 2020 Customer Acct/Services Escalator: from the Direct Testimony workpapers of SDG&E witness Scott R. Wilder,
Exhibit SDG&E-39, in SDG&E's TY 2019 GRC Phase 1 (A.17-10-007).
(8) 2020 Miscellaneous Service Revenues: TY 2019 forecasted Miscellaneous Service Revenues from the Direct Testimony
of Eric Dalton, Exhibit SDG&E-40, in SDG&E TY 2019 GRC Phase 1 (A.17-10-007), escalated into 2020 dollars based on
the forecasted escalation factors in the Direct Testimony workpapers of SDG&E witness Scott R. Wilder, Exhibit
SDG&E-39, in SDG&E's TY 2019 GRC Phase 1 (A.17-10-007).
(9) Rule 15/16 Allowances: allowance reflects the capped allowance provided for residential TSM installations and the
average percentage of costs paid by SDG&E for non-residential TSM installations.
(10) Input data in blue font comes from a separate source file.

## School Class TSM Summary
SCHOOL CLASS TSM SUMMARY
| Secondary |  |  | Primary |  |  | School Class Total
Cost Component | ≤ 20 MW | > 20 MW | Sec Total | ≤ 20 MW | > 20 MW | Pri Total | ≤ 20 MW | > 20 MW | Total
TSM Components
Transformers | 2873.2166 | 12538.5409 | 8522.1858 |  | 0 | 0 | 2873.2166 | 11775.1003 | 8211.0417
Services | 495.2141 | 2527.621 | 1683.0691 |  | 3129.9273 | 3129.9273 | 495.2141 | 2564.294 | 1735.8938
Meters | 277.294 | 666.7477 | 504.913 |  | 962.6278 | 962.6278 | 277.294 | 684.7631 | 521.6242
Subtotal | 3645.7247 | 15732.9096 | 10710.168 |  | 4092.5551 | 4092.5551 | 3645.7247 | 15024.1573 | 10468.5596
General Plant Loading at
2.772%
Working Capital at
1.502%
Transformers | 2997.2337 | 13079.7438 | 8890.0303 |  | 0 | 0 | 2997.2337 | 12283.3508 | 8565.4561
Services | 516.5891 | 2636.7211 | 1755.7157 |  | 3265.0249 | 3265.0249 | 516.5891 | 2674.977 | 1810.8204
Meters | 289.2629 | 695.5266 | 526.7067 |  | 1004.1778 | 1004.1778 | 289.2629 | 714.3196 | 544.1391
Subtotal | 3803.0857 | 16411.9916 | 11172.4527 |  | 4269.2027 | 4269.2027 | 3803.0857 | 15672.6474 | 10920.4157
Annualized Transformer Cost at 8.05% | 241.2134 | 1052.6403 | 715.4577 |  | 0 | 0 | 241.2134 | 988.5476 | 689.3365
Annualized Services Cost at 7.08% | 36.5616 | 186.6141 | 124.2609 |  | 231.0823 | 231.0823 | 36.5616 | 189.3217 | 128.1609
Annualized Meter Cost at 10.78% | 31.1728 | 74.9544 | 56.7613 |  | 108.2167 | 108.2167 | 31.1728 | 76.9797 | 58.6399
Annualized TSM Cost | 308.9478 | 1314.2088 | 896.4799 |  | 339.299 | 339.299 | 308.9478 | 1254.849 | 876.1373
O&M Expenses | 37.5503 | 161.2067 | 109.8222 |  | 41.9652 | 41.9652 | 37.5503 | 153.9464 | 107.3448
Customer Accounts/Services | 52.794 | 447.534 | 283.5027 |  | 447.8626 | 447.8626 | 52.794 | 447.554 | 289.5034
Total Non-Street Lighting ($/Customer-Year) | 399.2921 | 1922.9496 | 1289.8048 |  | 829.1268 | 829.1268 | 399.2921 | 1856.3494 | 1272.9855
Total Street Lighting ($/Lamp-Year) | [8 empty] | 7.6378

## School Class Cust Cost Summary
RENTAL - SCHOOL CLASS - 2020$
| Secondary |  |  | Primary |  |  | School Class Total
Cost Component | ≤ 20 MW | > 20 MW | Sec Total | ≤ 20 MW | > 20 MW | Pri Total | ≤ 20 MW | > 20 MW | Total
TSM Components
Transformers | 3117.854 | 13606.1232 | 9247.7994 |  | 0 | 0 | 3117.854 | 12777.6802 | 8910.1631
Services | 537.3786 | 2742.833 | 1826.3725 |  | 3396.422 | 3396.422 | 537.3786 | 2782.6284 | 1883.6948
Meters | 300.904 | 723.5173 | 547.9034 |  | 1044.5898 | 1044.5898 | 300.904 | 743.0666 | 566.0374
Subtotal | 3956.1365 | 17072.4734 | 11622.0752 |  | 4441.0119 | 4441.0119 | 3956.1365 | 16303.3752 | 11359.8953
General Plant Loading at
2.772%
Working Capital at
1.502%
Transformers | 3252.4304 | 14193.4064 | 9646.9636 |  | 0 | 0 | 3252.4304 | 13329.2052 | 9294.7539
Services | 560.5736 | 2861.2223 | 1905.2045 |  | 3543.0223 | 3543.0223 | 560.5736 | 2902.7354 | 1965.001
Meters | 313.8919 | 754.7466 | 571.5526 |  | 1089.6776 | 1089.6776 | 313.8919 | 775.1397 | 590.4693
Subtotal | 4126.8959 | 17809.3753 | 12123.7207 |  | 4632.7 | 4632.7 | 4126.8959 | 17007.0803 | 11850.2243
Annualized Transformer Cost at 8.05% | 261.7512 | 1142.2664 | 776.3747 |  | 0 | 0 | 261.7512 | 1072.7166 | 748.0294
Annualized Services Cost at 7.08% | 39.6746 | 202.5032 | 134.841 |  | 250.7576 | 250.7576 | 39.6746 | 205.4413 | 139.0731
Annualized Meter Cost at 10.78% | 33.827 | 81.3364 | 61.5942 |  | 117.4307 | 117.4307 | 33.827 | 83.5341 | 63.6328
Annualized TSM Cost | 335.2529 | 1426.1059 | 972.8099 |  | 368.1883 | 368.1883 | 335.2529 | 1361.6919 | 950.7352
O&M Expenses | 39.5611 | 169.839 | 115.7029 |  | 44.2124 | 44.2124 | 39.5611 | 162.1899 | 113.0928
Miscellaneous Service Revenue Adjustment | -3.0284 | -3.0284 | -3.0284 |  | -3.0284 | -3.0284 | -3.0284 | -3.0284 | -3.0284
Adjusted O&M Expenses | 36.5326 | 166.8106 | 112.6745 |  | 41.184 | 41.184 | 36.5326 | 159.1615 | 110.0644
Customer Accounts/Services | 56.7651 | 481.197 | 304.8274 |  | 481.5503 | 481.5503 | 56.7651 | 481.2185 | 311.2796
Total ($/Customer-Year) | 428.5506 | 2074.1135 | 1390.3119 |  | 890.9226 | 890.9226 | 428.5506 | 2002.072 | 1372.0792
Total Street Lighting ($/Lamp-Year) | [8 empty] | 7.6378

## Resid Cust Fcst
RESIDENTIAL CUSTOMERS
| DR | [6 empty] | DM | [6 empty] | DS | [6 empty] | DT | [6 empty] | DT-RV | [6 empty] | DR-TOU | [6 empty] | TOU-DR | [6 empty] | DR-SES | [6 empty] | EV-TOU | [6 empty] | EV-TOU-2 | [6 empty] | Total - Residential Class
| Secondary | [6 empty] | Secondary | [6 empty] | Secondary | [6 empty] | Secondary | [6 empty] | Secondary | [6 empty] | Secondary | [6 empty] | Secondary | [6 empty] | Secondary | [6 empty] | Secondary | [6 empty] | Secondary | [6 empty] | Secondary
| 120/240 | 120/240 | 120/208 | 277/480 |  |  |  | 120/240 | 120/240 | 120/208 | 277/480 |  |  |  | 120/240 | 120/240 | 120/208 | 277/480 |  |  |  | 120/240 | 120/240 | 120/208 | 277/480 |  |  |  | 120/240 | 120/240 | 120/208 | 277/480 |  |  |  | 120/240 | 120/240 | 120/208 | 277/480 |  |  |  | 120/240 | 120/240 | 120/208 | 277/480 |  |  |  | 120/240 | 120/240 | 120/208 | 277/480 |  |  |  | 120/240 | 120/240 | 120/208 | 277/480 |  |  |  | 120/240 | 120/240 | 120/208 | 277/480 |  |  |  | 120/240 | 120/240 | 120/208 | 277/480
Max Annual Demand (kW) | 1-Phase | 3-Phase | 3-Phase | 3-Phase | Sec-Total | Primary | Total | 1-Phase | 3-Phase | 3-Phase | 3-Phase | Sec-Total | Primary | Total | 1-Phase | 3-Phase | 3-Phase | 3-Phase | Sec-Total | Primary | Total | 1-Phase | 3-Phase | 3-Phase | 3-Phase | Sec-Total | Primary | Total | 1-Phase | 3-Phase | 3-Phase | 3-Phase | Sec-Total | Primary | Total | 1-Phase | 3-Phase | 3-Phase | 3-Phase | Sec-Total | Primary | Total | 1-Phase | 3-Phase | 3-Phase | 3-Phase | Sec-Total | Primary | Total | 1-Phase | 3-Phase | 3-Phase | 3-Phase | Sec-Total | Primary | Total | 1-Phase | 3-Phase | 3-Phase | 3-Phase | Sec-Total | Primary | Total | 1-Phase | 3-Phase | 3-Phase | 3-Phase | Sec-Total | Primary | Total | 1-Phase | 3-Phase | 3-Phase | 3-Phase | Sec-Total | Primary | Total
| (Cust) | (Cust) | (Cust) | (Cust) | (Cust) | (Cust) | (Cust) | (Cust) | (Cust) | (Cust) | (Cust) |  | (Cust) | (Cust) | (Cust) | (Cust) | (Cust) | (Cust) |  | (Cust) | (Cust) | (Cust) | (Cust) | (Cust) | (Cust) |  | (Cust) | (Cust) | (Cust) | (Cust) | (Cust) | (Cust) |  | (Cust) | (Cust) | (Cust) | (Cust) | (Cust) | (Cust) |  | (Cust) | (Cust) | (Cust) | (Cust) | (Cust) | (Cust) |  | (Cust) | (Cust) | (Cust) | (Cust) | (Cust) | (Cust) |  | (Cust) | (Cust) | (Cust) | (Cust) | (Cust) | (Cust) |  | (Cust) | (Cust) | (Cust) | (Cust) | (Cust) | (Cust) | (Cust) | (Cust) | (Cust) | (Cust) | (Cust) | (Cust) | (Cust) |  | (Cust) | (Cust)
0 - 2
3 - 6
7 - 12
13 - 20 | 1 |  |  |  | 1 |  | 1 | [63 empty] | 1 |  |  |  | 1 |  | 1
21 - 25
26 - 50
51 - 75
76 - 100
101 - 150
151 - 200
201 - 250
251 - 350
351 - 450
451 - 500
501 - 550
551 - 650
651 - 750
751 - 850
851 - 1,050
1,051 - 1,250
1,251 - 1,500
1,501 - 2,000
2,001 - 2,500
2,501 - 3,000
3,001 - 3,500
3,501 - 4,000
4,001 - 5,000
5,001 - 12,000
12,001 - 25,000
25,001 - 50,000
>50,000
Total | 1 |  |  |  | 1 |  | 1 | [63 empty] | 1 |  |  |  | 1 |  | 1
Note:
(1) Number of customers reflect the average number of residential customers by rate schedule in 2016.
(2) Input data in blue font comes from a separate source file.

## Resid TSM UC
RESIDENTIAL TSM UNIT COSTS
Secondary
| 120/240 1-Phase |  |  |  | 120/240 3-Phase |  |  |  | 120/208 |  |  |  | 277/480 |  |  |  | Primary
Max Annual Demand (kW) | Transformers | Services | Meters | Total | Transformers | Services | Meters | Total | Transformers | Services | Meters | Total | Transformers | Services | Meters | Total | Transformers | Services | Meters | Total
| ($/Unit) | ($/Unit) | ($/Unit) | ($/Unit) | ($/Unit) | ($/Unit) | ($/Unit) | ($/Unit) | ($/Unit) | ($/Unit) | ($/Unit) | ($/Unit) | ($/Unit) | ($/Unit) | ($/Unit) | ($/Unit) | ($/Unit) | ($/Unit) | ($/Unit) | ($/Unit)
0 - 2 | 245.391 | 138.713 | 246.2433 | 630.3474 | 290.9814 | 754.1427 | 373.18 | 1418.3042 | 305.9567 | 754.1427 | 373.18 | 1433.2794 | 360.9076 | 754.1427 | 373.18 | 1488.2304 |  | 3870.6679 | 1013.04 | 4883.7079
3 - 6 | 771.229 | 138.713 | 246.2433 | 1156.1854 | 872.9443 | 754.1427 | 373.18 | 2000.2671 | 917.8701 | 754.1427 | 373.18 | 2045.1928 | 1082.7229 | 754.1427 | 373.18 | 2210.0457 |  | 3870.6679 | 1013.04 | 4883.7079
7 - 12 | 674.8254 | 195.5223 | 246.2433 | 1116.591 | 1745.8887 | 888.2856 | 373.18 | 3007.3543 | 1835.7402 | 888.2856 | 373.18 | 3097.2059 | 2165.4459 | 888.2856 | 373.18 | 3426.9115 |  | 3870.6679 | 1013.04 | 4883.7079
13 - 20 | 1349.6508 | 213.7318 | 246.2433 | 1809.6259 | 4364.7216 | 888.2856 | 373.18 | 5626.1873 | 4589.3506 | 888.2856 | 373.18 | 5850.8162 | 5413.6147 | 888.2856 | 373.18 | 6675.0804 |  | 3870.6679 | 1013.04 | 4883.7079
21 - 25 | 1349.6508 | 213.7318 | 246.2433 | 1809.6259 | 4364.7216 | 888.2856 | 373.18 | 5626.1873 | 4589.3506 | 888.2856 | 373.18 | 5850.8162 | 5413.6147 | 888.2856 | 373.18 | 6675.0804 |  | 3870.6679 | 1013.04 | 4883.7079
26 - 50 | 1450.0173 | 515.2782 | 246.2433 | 2211.5387 | 8729.4433 | 1156.5714 | 373.18 | 10259.1947 | 9178.7012 | 1156.5714 | 373.18 | 10708.4526 | 7218.153 | 1156.5714 | 373.18 | 8747.9044 |  | 3870.6679 | 1013.04 | 4883.7079
51 - 75 | 3184.4593 | 830.1737 | 246.2433 | 4260.8764 | 17458.8866 | 1781.476 | 373.18 | 19613.5426 | 18357.4023 | 1781.476 | 373.18 | 20512.0583 | 10827.2295 | 1156.5714 | 373.18 | 12356.9809 |  | 3870.6679 | 1013.04 | 4883.7079
76 - 100 | 3052.214 | 1578.4436 | 246.2433 | 4876.901 | 10312.7788 | 1781.476 | 373.18 | 12467.4348 | 10632.2656 | 1781.476 | 373.18 | 12786.9216 | 10827.2295 | 1781.476 | 373.18 | 12981.8855 |  | 3870.6679 | 1013.04 | 4883.7079
101 - 150 | 6104.428 | 2326.7136 | 246.2433 | 8677.3849 | 10312.7788 | 3562.952 | 373.18 | 14248.9107 | 21264.5312 | 3562.952 | 373.18 | 25200.6632 | 21654.459 | 1781.476 | 373.18 | 23809.1149 |  | 3870.6679 | 1013.04 | 4883.7079
151 - 200 | 8622.4294 | 2326.7136 | 246.2433 | 11195.3863 | 20625.5576 | 4799.963 | 373.18 | 25798.7005 | 11980.2656 | 4799.963 | 373.18 | 17153.4085 | 11342.0688 | 2399.9815 | 373.18 | 14115.2303 |  | 3870.6679 | 1013.04 | 4883.7079
201 - 250 |  |  |  |  | 20625.5576 | 4799.963 | 373.18 | 25798.7005 | 11980.2656 | 4799.963 | 373.18 | 17153.4085 | 11342.0688 | 2399.9815 | 373.18 | 14115.2303 |  | 3870.6679 | 1013.04 | 4883.7079
251 - 350 | [8 empty] | 23960.5311 | 7831.0277 | 373.18 | 32164.7388 | 22684.1377 | 3915.5138 | 373.18 | 26972.8315 |  | 3870.6679 | 1013.04 | 4883.7079
351 - 450 | [8 empty] | 30684.9708 | 11746.5415 | 373.18 | 42804.6924 | 22684.1377 | 4799.963 | 373.18 | 27857.2806 |  | 3870.6679 | 1013.04 | 4883.7079
451 - 500 | [8 empty] | 20736.65 | 11746.5415 | 373.18 | 32856.3715 | 17521.6184 | 4799.963 | 373.18 | 22694.7614 |  | 3870.6679 | 1013.04 | 4883.7079
501 - 550 | [8 empty] | 20736.65 | 11746.5415 | 373.18 | 32856.3715 | 17521.6184 | 4799.963 | 373.18 | 22694.7614 |  | 3870.6679 | 1013.04 | 4883.7079
551 - 650 | [8 empty] | 20736.65 | 15662.0554 | 373.18 | 36771.8854 | 17521.6184 | 7831.0277 | 373.18 | 25725.8261 |  | 3870.6679 | 1013.04 | 4883.7079
651 - 750 | [8 empty] | 24346.6367 | 19577.5692 | 373.18 | 44297.386 | 21241.5658 | 7831.0277 | 373.18 | 29445.7735 |  | 3870.6679 | 1013.04 | 4883.7079
751 - 850 | [8 empty] | 48693.2734 | 23493.0831 | 373.18 | 72559.5365 | 42483.1317 | 7831.0277 | 373.18 | 50687.3394 |  | 3870.6679 | 1013.04 | 4883.7079
851 - 1,050 | [8 empty] | 48693.2734 | 35239.6246 | 373.18 | 84306.0781 | 24541.3491 | 11746.5415 | 373.18 | 36661.0706 |  | 3870.6679 | 1013.04 | 4883.7079
1,051 - 1,250 | [8 empty] | 48693.2734 | 46986.1662 | 373.18 | 96052.6196 | 49082.6982 | 15662.0554 | 373.18 | 65117.9336 |  | 3870.6679 | 1013.04 | 4883.7079
1,251 - 1,500 | [8 empty] | 48693.2734 | 46986.1662 | 373.18 | 96052.6196 | 49082.6982 | 19577.5692 | 373.18 | 69033.4474 |  | 3870.6679 | 1013.04 | 4883.7079
1,501 - 2,000 | [8 empty] | 48693.2734 | 46986.1662 | 373.18 | 96052.6196 | 62400.8929 | 31324.1108 | 373.18 | 94098.1837 |  | 3870.6679 | 1013.04 | 4883.7079
2,001 - 2,500 | [12 empty] | 62400.8929 | 39155.1385 | 373.18 | 101929.2114 |  | 3870.6679 | 1013.04 | 4883.7079
2,501 - 3,000 | [12 empty] | 68150.5678 | 46986.1662 | 373.18 | 115509.914 |  | 3870.6679 | 1013.04 | 4883.7079
3,001 - 3,500
3,501 - 4,000
4,001 - 5,000
5,001 - 12,000
12,001 - 25,000
25,001 - 50,000
>50,000
Note:
(1) Transformers, Services and Meter ("TSM") costs represent the installed 2017 costs of TSM individual components for residential customers.
(2) Input data in blue font comes from a separate source file.

## Resid TSM UC Adj
RESIDENTIAL TSM UNIT COSTS
Secondary
| 120/240 1-Phase |  |  |  | 120/240 3-Phase |  |  |  | 120/208 |  |  |  | 277/480 |  |  |  | Primary
Max Annual Demand (kW) | Transformers | Services | Meters | Total | Transformers | Services | Meters | Total | Transformers | Services | Meters | Total | Transformers | Services | Meters | Total | Transformers | Services | Meters | Total
| ($/Unit) | ($/Unit) | ($/Unit) | ($/Unit) | ($/Unit) | ($/Unit) | ($/Unit) | ($/Unit) | ($/Unit) | ($/Unit) | ($/Unit) | ($/Unit) | ($/Unit) | ($/Unit) | ($/Unit) | ($/Unit) | ($/Unit) | ($/Unit) | ($/Unit) | ($/Unit)
0 - 2 | 245.391 | 138.713 | 246.2433 | 630.3474 | 290.9814 | 754.1427 | 373.18 | 1418.3042 | 305.9567 | 754.1427 | 373.18 | 1433.2794 | 360.9076 | 754.1427 | 373.18 | 1488.2304 |  | 2227.96 | 1013.04 | 3241
3 - 6 | 771.229 | 138.713 | 246.2433 | 1156.1854 | 872.9443 | 754.1427 | 373.18 | 2000.2671 | 917.8701 | 754.1427 | 373.18 | 2045.1928 | 1082.7229 | 754.1427 | 373.18 | 2210.0457 |  | 2227.96 | 1013.04 | 3241
7 - 12 | 674.8254 | 195.5223 | 246.2433 | 1116.591 | 1745.8887 | 888.2856 | 373.18 | 3007.3543 | 1835.7402 | 888.2856 | 373.18 | 3097.2059 | 1979.5344 | 888.2856 | 373.18 | 3241 |  | 2227.96 | 1013.04 | 3241
13 - 20 | 1349.6508 | 213.7318 | 246.2433 | 1809.6259 | 1979.5344 | 888.2856 | 373.18 | 3241 | 1979.5344 | 888.2856 | 373.18 | 3241 | 1979.5344 | 888.2856 | 373.18 | 3241 |  | 2227.96 | 1013.04 | 3241
21 - 25 | 1349.6508 | 213.7318 | 246.2433 | 1809.6259 | 1979.5344 | 888.2856 | 373.18 | 3241 | 1979.5344 | 888.2856 | 373.18 | 3241 | 1979.5344 | 888.2856 | 373.18 | 3241 |  | 2227.96 | 1013.04 | 3241
26 - 50 | 1450.0173 | 515.2782 | 246.2433 | 2211.5387 | 1711.2486 | 1156.5714 | 373.18 | 3241 | 1711.2486 | 1156.5714 | 373.18 | 3241 | 1711.2486 | 1156.5714 | 373.18 | 3241 |  | 2227.96 | 1013.04 | 3241
51 - 75 | 2164.583 | 830.1737 | 246.2433 | 3241 | 1086.344 | 1781.476 | 373.18 | 3241 | 1086.344 | 1781.476 | 373.18 | 3241 | 1711.2486 | 1156.5714 | 373.18 | 3241 |  | 2227.96 | 1013.04 | 3241
76 - 100 | 1416.313 | 1578.4436 | 246.2433 | 3241 | 1086.344 | 1781.476 | 373.18 | 3241 | 1086.344 | 1781.476 | 373.18 | 3241 | 1086.344 | 1781.476 | 373.18 | 3241 |  | 2227.96 | 1013.04 | 3241
101 - 150 | 668.0431 | 2326.7136 | 246.2433 | 3241 |  | 2867.82 | 373.18 | 3241 |  | 2867.82 | 373.18 | 3241 | 1086.344 | 1781.476 | 373.18 | 3241 |  | 2227.96 | 1013.04 | 3241
151 - 200 | 668.0431 | 2326.7136 | 246.2433 | 3241 |  | 2867.82 | 373.18 | 3241 |  | 2867.82 | 373.18 | 3241 | 467.8385 | 2399.9815 | 373.18 | 3241 |  | 2227.96 | 1013.04 | 3241
201 - 250 | [5 empty] | 2867.82 | 373.18 | 3241 |  | 2867.82 | 373.18 | 3241 | 467.8385 | 2399.9815 | 373.18 | 3241 |  | 2227.96 | 1013.04 | 3241
251 - 350 | [9 empty] | 2867.82 | 373.18 | 3241 |  | 2867.82 | 373.18 | 3241 |  | 2227.96 | 1013.04 | 3241
351 - 450 | [9 empty] | 2867.82 | 373.18 | 3241 |  | 2867.82 | 373.18 | 3241 |  | 2227.96 | 1013.04 | 3241
451 - 500 | [9 empty] | 2867.82 | 373.18 | 3241 |  | 2867.82 | 373.18 | 3241 |  | 2227.96 | 1013.04 | 3241
501 - 550 | [9 empty] | 2867.82 | 373.18 | 3241 |  | 2867.82 | 373.18 | 3241 |  | 2227.96 | 1013.04 | 3241
551 - 650 | [9 empty] | 2867.82 | 373.18 | 3241 |  | 2867.82 | 373.18 | 3241 |  | 2227.96 | 1013.04 | 3241
651 - 750 | [9 empty] | 2867.82 | 373.18 | 3241 |  | 2867.82 | 373.18 | 3241 |  | 2227.96 | 1013.04 | 3241
751 - 850 | [9 empty] | 2867.82 | 373.18 | 3241 |  | 2867.82 | 373.18 | 3241 |  | 2227.96 | 1013.04 | 3241
851 - 1,050 | [9 empty] | 2867.82 | 373.18 | 3241 |  | 2867.82 | 373.18 | 3241 |  | 2227.96 | 1013.04 | 3241
1,051 - 1,250 | [9 empty] | 2867.82 | 373.18 | 3241 |  | 2867.82 | 373.18 | 3241 |  | 2227.96 | 1013.04 | 3241
1,251 - 1,500 | [9 empty] | 2867.82 | 373.18 | 3241 |  | 2867.82 | 373.18 | 3241 |  | 2227.96 | 1013.04 | 3241
1,501 - 2,000 | [9 empty] | 2867.82 | 373.18 | 3241 |  | 2867.82 | 373.18 | 3241 |  | 2227.96 | 1013.04 | 3241
2,001 - 2,500 | [13 empty] | 2867.82 | 373.18 | 3241 |  | 2227.96 | 1013.04 | 3241
2,501 - 3,000
3,001 - 3,500
3,501 - 4,000
4,001 - 5,000
5,001 - 12,000
12,001 - 25,000
25,001 - 50,000
>50,000
Note:
(1) Transformers, Services and Meter ("TSM") costs represent the installed 2017 costs of TSM individual components for residential customers adjusted for the Rule 15/16 residential allowance cap of $3,241 per meter.
(2) Input data in blue font comes from a separate source file.

## Resid TSM Summary
RESIDENTIAL CLASS TSM COSTS
| Secondary |  |  |  | Primary |  |  |  | Residential Total
|  |  |  | Average |  |  |  | Average |  |  |  | Average
Max Annual Demand (kW) | Transformers | Services | Meters | Unit Cost | Transformers | Services | Meters | Unit Cost | Transformers | Services | Meters | Unit Cost
| ($) | ($) | ($) | ($/Cust) | ($) | ($) | ($) | ($/Cust) | ($) | ($) | ($) | ($/Cust)
0 - 2 | 0 | 0 | 0 | 0 |  |  |  |  | 0 | 0 | 0 | 0
3 - 6 | 0 | 0 | 0 | 0 |  |  |  |  | 0 | 0 | 0 | 0
7 - 12 | 0 | 0 | 0 | 0 |  |  |  |  | 0 | 0 | 0 | 0
13 - 20 | 1349.6508 | 213.7318 | 246.2433 | 1809.6259 |  |  |  |  | 1349.6508 | 213.7318 | 246.2433 | 1809.6259
21 - 25 | 0 | 0 | 0 | 0 |  |  |  |  | 0 | 0 | 0 | 0
26 - 50 | 0 | 0 | 0 | 0 |  |  |  |  | 0 | 0 | 0 | 0
51 - 75 | 0 | 0 | 0 | 0 |  |  |  |  | 0 | 0 | 0 | 0
76 - 100 | 0 | 0 | 0 | 0 |  |  |  |  | 0 | 0 | 0 | 0
101 - 150 | 0 | 0 | 0 | 0 |  |  |  |  | 0 | 0 | 0 | 0
151 - 200 | 0 | 0 | 0 | 0 |  |  |  |  | 0 | 0 | 0 | 0
201 - 250 | 0 | 0 | 0 | 0 |  |  |  |  | 0 | 0 | 0 | 0
251 - 350 | 0 | 0 | 0 | 0 |  |  |  |  | 0 | 0 | 0 | 0
351 - 450 | 0 | 0 | 0 | 0 |  |  |  |  | 0 | 0 | 0 | 0
451 - 500 | 0 | 0 | 0 | 0 |  |  |  |  | 0 | 0 | 0 | 0
501 - 550 | 0 | 0 | 0 | 0 |  |  |  |  | 0 | 0 | 0 | 0
551 - 650 | 0 | 0 | 0 | 0 |  |  |  |  | 0 | 0 | 0 | 0
651 - 750 | 0 | 0 | 0 | 0 |  |  |  |  | 0 | 0 | 0 | 0
751 - 850 | 0 | 0 | 0 | 0 |  |  |  |  | 0 | 0 | 0 | 0
851 - 1,050 | 0 | 0 | 0 | 0 |  |  |  |  | 0 | 0 | 0 | 0
1,051 - 1,250 | 0 | 0 | 0 | 0 |  |  |  |  | 0 | 0 | 0 | 0
1,251 - 1,500 | 0 | 0 | 0 | 0 |  |  |  |  | 0 | 0 | 0 | 0
1,501 - 2,000 | 0 | 0 | 0 | 0 |  |  |  |  | 0 | 0 | 0 | 0
2,001 - 2,500 | 0 | 0 | 0 | 0 |  |  |  |  | 0 | 0 | 0 | 0
2,501 - 3,000 | 0 | 0 | 0 | 0 |  |  |  |  | 0 | 0 | 0 | 0
3,001 - 3,500 | 0 | 0 | 0 | 0 |  |  |  |  | 0 | 0 | 0 | 0
3,501 - 4,000 | 0 | 0 | 0 | 0 |  |  |  |  | 0 | 0 | 0 | 0
4,001 - 5,000 | 0 | 0 | 0 | 0 |  |  |  |  | 0 | 0 | 0 | 0
5,001 - 12,000 | 0 | 0 | 0 | 0 |  |  |  |  | 0 | 0 | 0 | 0
12,001 - 25,000 | 0 | 0 | 0 | 0 |  |  |  |  | 0 | 0 | 0 | 0
25,001 - 50,000 | 0 | 0 | 0 | 0 |  |  |  |  | 0 | 0 | 0 | 0
>50,000 | 0 | 0 | 0 | 0 |  |  |  |  | 0 | 0 | 0 | 0
Average Cust Cost | 1349.6508 | 213.7318 | 246.2433 | 1809.6259 |  |  |  |  | 1349.6508 | 213.7318 | 246.2433 | 1809.6259

## Resid TSM Sum by Rate Schedule
RESIDENTIAL CLASS TSM SUMMARY
Cost Component | DR | DM | DS | DT | DT-RV | DR-TOU | TOU-DR | DR-SES | EV-TOU | EV-TOU-2 | Class
TSM Components
Check
Transformers | 1349.6508 | [9 empty] | 1349.6508 | 0
Services | 213.7318 | [9 empty] | 213.7318 | 0
Meters | 246.2433 | [9 empty] | 246.2433 | 0
Subtotal | 1809.6259 | [9 empty] | 1809.6259 | 0
General Plant Loading at
2.772%
Working Capital at
1.502%
Transformers | 1407.906 | [9 empty] | 1407.906
Services | 222.9571 | [9 empty] | 222.9571
Meters | 256.872 | [9 empty] | 256.872
Subtotal | 1887.7351 | [9 empty] | 1887.7351
Annualized Transformer Cost at 8.05% | 113.3064 | [9 empty] | 113.3064
Annualized Services Cost at 7.08% | 15.7798 | [9 empty] | 15.7798
Annualized Meter Cost at 10.78% | 27.6822 | [9 empty] | 27.6822
Annualized TSM Cost | 156.7684 | [9 empty] | 156.7684
O&M Expenses | 15.0049 | [9 empty] | 15.0049
Customer Accounts/Services | 26.4866 | [9 empty] | 26.4866
Total ($/Customer/Year) | 198.2598 | [9 empty] | 198.2598

## Resid Cust Cost Summary
RENTAL - RESIDENTIAL CLASS - $2020
Cost Component | DR | DM | DS | DT | DT-RV | DR-TOU | TOU-DR | DR-SES | EV-TOU | EV-TOU-2 | Class
TSM Components
Check
Transformers | 1464.5655 | [9 empty] | 1464.5655 | 0
Services | 231.9298 | [9 empty] | 231.9298 | 0
Meters | 267.2095 | [9 empty] | 267.2095 | 0
Subtotal | 1963.7048 | [9 empty] | 1963.7048 | 0
General Plant Loading at
2.772%
Working Capital at
1.502%
Transformers | 1527.7808 | [9 empty] | 1527.7808
Services | 241.9406 | [9 empty] | 241.9406
Meters | 278.7431 | [9 empty] | 278.7431
Subtotal | 2048.4645 | [9 empty] | 2048.4645
Annualized Transformer Cost at 8.05% | 122.9538 | [9 empty] | 122.9538
Annualized Services Cost at 7.08% | 17.1234 | [9 empty] | 17.1234
Annualized Meter Cost at 10.78% | 30.0392 | [9 empty] | 30.0392
Annualized TSM Cost | 170.1163 | [9 empty] | 170.1163
O&M Expenses | 15.8083 | [9 empty] | 15.8083
Miscellaneous Service Revenue | -3.0284 | [9 empty] | -3.0284
Adjusted O&M Expenses | 12.7799 | [9 empty] | 12.7799
Customer Accounts/Services | 28.4789 | [9 empty] | 28.4789
Total ($/Customer/Year) | 211.3751 | [9 empty] | 211.3751

## Sch DR TSM
SCH DR TSM COSTS
| SECONDARY | [19 empty] | PRIMARY |  |  |  | SCHEDULE DR TOTAL
| 120/240 1-Phase |  |  |  | 120/240 3-Phase |  |  |  | 120/208 3-Phase |  |  |  | 277/480 3-Phase |  |  |  | Secondary Total
Max Annual Demand (kW) | Transformers | Services | Meters | Average | Transformers | Services | Meters | Average | Transformers | Services | Meter | Average | Transformers | Services | Meter | Average | Transformers | Services | Meters | Average | Transformers | Services | Meter | Average | Transformers | Services | Meter | Average
| ($) | ($) | ($) | ($/Cust) | ($) | ($) | ($) | ($/Cust) | ($) | ($) | ($) | ($/Cust) | ($) | ($) | ($) | ($/Cust) | ($) | ($) | ($) | ($/Cust) | ($) | ($) | ($) | ($/Cust) | ($) | ($) | ($) | ($/Cust)
0 - 2 | 0 | 0 | 0 | 0 | 0 | 0 | 0 | 0 | 0 | 0 | 0 | 0 | 0 | 0 | 0 | 0 | 0 | 0 | 0 | 0 | 0 | 0 | 0 | 0 | 0 | 0 | 0 | 0
3 - 6 | 0 | 0 | 0 | 0 | 0 | 0 | 0 | 0 | 0 | 0 | 0 | 0 | 0 | 0 | 0 | 0 | 0 | 0 | 0 | 0 | 0 | 0 | 0 | 0 | 0 | 0 | 0 | 0
7 - 12 | 0 | 0 | 0 | 0 | 0 | 0 | 0 | 0 | 0 | 0 | 0 | 0 | 0 | 0 | 0 | 0 | 0 | 0 | 0 | 0 | 0 | 0 | 0 | 0 | 0 | 0 | 0 | 0
13 - 20 | 1349.6508 | 213.7318 | 246.2433 | 1809.6259 | 0 | 0 | 0 | 0 | 0 | 0 | 0 | 0 | 0 | 0 | 0 | 0 | 1349.6508 | 213.7318 | 246.2433 | 1809.6259 | 0 | 0 | 0 | 0 | 1349.6508 | 213.7318 | 246.2433 | 1809.6259
21 - 25 | 0 | 0 | 0 | 0 | 0 | 0 | 0 | 0 | 0 | 0 | 0 | 0 | 0 | 0 | 0 | 0 | 0 | 0 | 0 | 0 | 0 | 0 | 0 | 0 | 0 | 0 | 0 | 0
26 - 50 | 0 | 0 | 0 | 0 | 0 | 0 | 0 | 0 | 0 | 0 | 0 | 0 | 0 | 0 | 0 | 0 | 0 | 0 | 0 | 0 | 0 | 0 | 0 | 0 | 0 | 0 | 0 | 0
51 - 75 | 0 | 0 | 0 | 0 | 0 | 0 | 0 | 0 | 0 | 0 | 0 | 0 | 0 | 0 | 0 | 0 | 0 | 0 | 0 | 0 | 0 | 0 | 0 | 0 | 0 | 0 | 0 | 0
76 - 100 | 0 | 0 | 0 | 0 | 0 | 0 | 0 | 0 | 0 | 0 | 0 | 0 | 0 | 0 | 0 | 0 | 0 | 0 | 0 | 0 | 0 | 0 | 0 | 0 | 0 | 0 | 0 | 0
101 - 150 | 0 | 0 | 0 | 0 | 0 | 0 | 0 | 0 | 0 | 0 | 0 | 0 | 0 | 0 | 0 | 0 | 0 | 0 | 0 | 0 | 0 | 0 | 0 | 0 | 0 | 0 | 0 | 0
151 - 200 | 0 | 0 | 0 | 0 | 0 | 0 | 0 | 0 | 0 | 0 | 0 | 0 | 0 | 0 | 0 | 0 | 0 | 0 | 0 | 0 | 0 | 0 | 0 | 0 | 0 | 0 | 0 | 0
201 - 250 | 0 | 0 | 0 | 0 | 0 | 0 | 0 | 0 | 0 | 0 | 0 | 0 | 0 | 0 | 0 | 0 | 0 | 0 | 0 | 0 | 0 | 0 | 0 | 0 | 0 | 0 | 0 | 0
251 - 350 | 0 | 0 | 0 | 0 | 0 | 0 | 0 | 0 | 0 | 0 | 0 | 0 | 0 | 0 | 0 | 0 | 0 | 0 | 0 | 0 | 0 | 0 | 0 | 0 | 0 | 0 | 0 | 0
351 - 450 | 0 | 0 | 0 | 0 | 0 | 0 | 0 | 0 | 0 | 0 | 0 | 0 | 0 | 0 | 0 | 0 | 0 | 0 | 0 | 0 | 0 | 0 | 0 | 0 | 0 | 0 | 0 | 0
451 - 500 | 0 | 0 | 0 | 0 | 0 | 0 | 0 | 0 | 0 | 0 | 0 | 0 | 0 | 0 | 0 | 0 | 0 | 0 | 0 | 0 | 0 | 0 | 0 | 0 | 0 | 0 | 0 | 0
501 - 550 | 0 | 0 | 0 | 0 | 0 | 0 | 0 | 0 | 0 | 0 | 0 | 0 | 0 | 0 | 0 | 0 | 0 | 0 | 0 | 0 | 0 | 0 | 0 | 0 | 0 | 0 | 0 | 0
551 - 650 | 0 | 0 | 0 | 0 | 0 | 0 | 0 | 0 | 0 | 0 | 0 | 0 | 0 | 0 | 0 | 0 | 0 | 0 | 0 | 0 | 0 | 0 | 0 | 0 | 0 | 0 | 0 | 0
651 - 750 | 0 | 0 | 0 | 0 | 0 | 0 | 0 | 0 | 0 | 0 | 0 | 0 | 0 | 0 | 0 | 0 | 0 | 0 | 0 | 0 | 0 | 0 | 0 | 0 | 0 | 0 | 0 | 0
751 - 850 | 0 | 0 | 0 | 0 | 0 | 0 | 0 | 0 | 0 | 0 | 0 | 0 | 0 | 0 | 0 | 0 | 0 | 0 | 0 | 0 | 0 | 0 | 0 | 0 | 0 | 0 | 0 | 0
851 - 1,050 | 0 | 0 | 0 | 0 | 0 | 0 | 0 | 0 | 0 | 0 | 0 | 0 | 0 | 0 | 0 | 0 | 0 | 0 | 0 | 0 | 0 | 0 | 0 | 0 | 0 | 0 | 0 | 0
1,051 - 1,250 | 0 | 0 | 0 | 0 | 0 | 0 | 0 | 0 | 0 | 0 | 0 | 0 | 0 | 0 | 0 | 0 | 0 | 0 | 0 | 0 | 0 | 0 | 0 | 0 | 0 | 0 | 0 | 0
1,251 - 1,500 | 0 | 0 | 0 | 0 | 0 | 0 | 0 | 0 | 0 | 0 | 0 | 0 | 0 | 0 | 0 | 0 | 0 | 0 | 0 | 0 | 0 | 0 | 0 | 0 | 0 | 0 | 0 | 0
1,501 - 2,000 | 0 | 0 | 0 | 0 | 0 | 0 | 0 | 0 | 0 | 0 | 0 | 0 | 0 | 0 | 0 | 0 | 0 | 0 | 0 | 0 | 0 | 0 | 0 | 0 | 0 | 0 | 0 | 0
2,001 - 2,500 | 0 | 0 | 0 | 0 | 0 | 0 | 0 | 0 | 0 | 0 | 0 | 0 | 0 | 0 | 0 | 0 | 0 | 0 | 0 | 0 | 0 | 0 | 0 | 0 | 0 | 0 | 0 | 0
2,501 - 3,000 | 0 | 0 | 0 | 0 | 0 | 0 | 0 | 0 | 0 | 0 | 0 | 0 | 0 | 0 | 0 | 0 | 0 | 0 | 0 | 0 | 0 | 0 | 0 | 0 | 0 | 0 | 0 | 0
3,001 - 3,500 | 0 | 0 | 0 | 0 | 0 | 0 | 0 | 0 | 0 | 0 | 0 | 0 | 0 | 0 | 0 | 0 | 0 | 0 | 0 | 0 | 0 | 0 | 0 | 0 | 0 | 0 | 0 | 0
3,501 - 4,000 | 0 | 0 | 0 | 0 | 0 | 0 | 0 | 0 | 0 | 0 | 0 | 0 | 0 | 0 | 0 | 0 | 0 | 0 | 0 | 0 | 0 | 0 | 0 | 0 | 0 | 0 | 0 | 0
4,001 - 5,000 | 0 | 0 | 0 | 0 | 0 | 0 | 0 | 0 | 0 | 0 | 0 | 0 | 0 | 0 | 0 | 0 | 0 | 0 | 0 | 0 | 0 | 0 | 0 | 0 | 0 | 0 | 0 | 0
5,001 - 12,000 | 0 | 0 | 0 | 0 | 0 | 0 | 0 | 0 | 0 | 0 | 0 | 0 | 0 | 0 | 0 | 0 | 0 | 0 | 0 | 0 | 0 | 0 | 0 | 0 | 0 | 0 | 0 | 0
12,001 - 25,000 | 0 | 0 | 0 | 0 | 0 | 0 | 0 | 0 | 0 | 0 | 0 | 0 | 0 | 0 | 0 | 0 | 0 | 0 | 0 | 0 | 0 | 0 | 0 | 0 | 0 | 0 | 0 | 0
25,001 - 50,000 | 0 | 0 | 0 | 0 | 0 | 0 | 0 | 0 | 0 | 0 | 0 | 0 | 0 | 0 | 0 | 0 | 0 | 0 | 0 | 0 | 0 | 0 | 0 | 0 | 0 | 0 | 0 | 0
>50,000 | 0 | 0 | 0 | 0 | 0 | 0 | 0 | 0 | 0 | 0 | 0 | 0 | 0 | 0 | 0 | 0 | 0 | 0 | 0 | 0 | 0 | 0 | 0 | 0 | 0 | 0 | 0 | 0
Average Customer Costs | 1349.6508 | 213.7318 | 246.2433 | 1809.6259 | 0 | 0 | 0 | 0 | 0 | 0 | 0 | 0 | 0 | 0 | 0 | 0 | 1349.6508 | 213.7318 | 246.2433 | 1809.6259 | 0 | 0 | 0 | 0 | 1349.6508 | 213.7318 | 246.2433 | 1809.6259
Check |  |  |  | 0 |  |  |  | 0 |  |  |  | 0 |  |  |  | 0 |  |  |  | 0 |  |  |  | 0 |  |  |  | 0

## Sm Comm Cust Fcst
SMALL COMMERCIAL CUSTOMERS
| Schedule TOU-A | [6 empty] | Schedule A-TC | [6 empty] | Schedule TOU-M | [6 empty] | Schedule UM | [6 empty] | Total - Small Commercial Class
| Secondary | [6 empty] | Secondary | [6 empty] | Secondary | [6 empty] | Secondary | [6 empty] | Secondary
| 120/240 | 120/240 | 120/208 | 277/480 |  |  |  | 120/240 | 120/240 | 120/208 | 277/480 |  |  |  | 120/240 | 120/240 | 120/208 | 277/480 |  |  |  | 120/240 | 120/240 | 120/208 | 277/480 |  |  |  | 120/240 | 120/240 | 120/208 | 277/480
Max Annual Demand (kW) | 1-Phase | 3-Phase | 3-Phase | 3-Phase | Sec-Total | Primary | Total | 1-Phase | 3-Phase | 3-Phase | 3-Phase | Sec-Total | Primary | Total | 1-Phase | 3-Phase | 3-Phase | 3-Phase | Sec-Total | Primary | Total | 1-Phase | 3-Phase | 3-Phase | 3-Phase | Sec-Total | Primary | Total | 1-Phase | 3-Phase | 3-Phase | 3-Phase | Sec-Total | Primary | Total
| (Cust) | (Cust) | (Cust) | (Cust) | (Cust) | (Cust) | (Cust) | (Cust) | (Cust) | (Cust) | (Cust) | (Cust) | (Cust) | (Cust) | (Cust) | (Cust) | (Cust) | (Cust) | (Cust) | (Cust) | (Cust) | (Cust) | (Cust) | (Cust) | (Cust) | (Cust) | (Cust) | (Cust) | (Cust) | (Cust) | (Cust) | (Cust) | (Cust) | (Cust) | (Cust)
0 - 2 | 60 | 3 | 23 | 6 | 92 |  | 92 | [21 empty] | 60 | 3 | 23 | 6 | 92 |  | 92
3 - 4 | 27 | 0 | 30 | 5 | 62 |  | 62 | [21 empty] | 27 | 0 | 30 | 5 | 62 |  | 62
5 - 6 | 28 | 4 | 64 | 0 | 96 |  | 96 | [21 empty] | 28 | 4 | 64 | 0 | 96 |  | 96
7 - 12 | 56 | 4 | 90 | 6 | 156 |  | 156 | [21 empty] | 56 | 4 | 90 | 6 | 156 |  | 156
13 - 20 | 50 | 6 | 43 | 1 | 100 |  | 100 | [21 empty] | 50 | 6 | 43 | 1 | 100 |  | 100
21 - 25 | 15 | 5 | 23 | 4 | 47 |  | 47 | [7 empty] | 1 |  |  |  | 1 |  | 1 | [7 empty] | 16 | 5 | 23 | 4 | 48 |  | 48
26 - 50 | 41 | 3 | 25 | 1 | 70 |  | 70 | [9 empty] | 1 |  | 1 |  | 1 | [7 empty] | 41 | 3 | 26 | 1 | 71 |  | 71
51 - 75 | 6 | 0 | 5 | 2 | 13 |  | 13 | [21 empty] | 6 |  | 5 | 2 | 13 |  | 13
76 - 100 |  |  |  |  | 0 |  | 0 | [23 empty] | 0 | 0 | 0 |  | 0
101 - 150 |  |  | 4 | 2 | 6 |  | 6 | [23 empty] | 4 | 2 | 6 |  | 6
151 - 200
201 - 250
251 - 350
351 - 450
451 - 500
501 - 550
551 - 650
651 - 750
751 - 850
851 - 1,050
1,051 - 1,250
1,251 - 1,500
1,501 - 2,000
2,001 - 2,500
2,501 - 3,000
3,001 - 3,500
3,501 - 4,000
4,001 - 5,000
5,001 - 12,000
12,001 - 25,000
25,001 - 50,000
>50,000
Total | 283 | 25 | 307 | 27 | 642 |  | 642 | [7 empty] | 1 |  | 1 |  | 2 |  | 2 | 0 | 0 | 0 | 0 | 0 | 0 | 0 | 284 | 25 | 308 | 27 | 644 |  | 644
0-5 kW | 87 | 3 | 53 | 11 | 154 |  | 154 | [7 empty] | 0 |  | 0 |  | 0 |  | 0 | 0 | 0 | 0 | 0 | 0 | 0 | 0 | 87 | 3 | 53 | 11 | 154 |  | 154
>5 - 20 kW | 134 | 14 | 197 | 7 | 352 |  | 352 | [7 empty] | 0 |  | 0 |  | 0 |  | 0 | 0 | 0 | 0 | 0 | 0 | 0 | 0 | 134 | 14 | 197 | 7 | 352 |  | 352
>20 - 50 kW | 56 | 8 | 48 | 5 | 117 |  | 117 | [7 empty] | 1 |  | 1 |  | 2 |  | 2 | 0 | 0 | 0 | 0 | 0 | 0 | 0 | 57 | 8 | 49 | 5 | 119 |  | 119
>50 kW | 6 | 0 | 9 | 4 | 19 |  | 19 | [7 empty] | 0 |  | 0 |  | 0 |  | 0 | 0 | 0 | 0 | 0 | 0 | 0 | 0 | 6 | 0 | 9 | 4 | 19 |  | 19
Note:
(1) Number of customers reflect the average number of small commercial customers by rate schedule in 2016.
(2) Input data in blue font comes from a separate source file.
Check | 0 | 0 | 0 | 0 | 0 | 0 | 0 | 0 | 0 | 0 | 0 | 0 | 0 | 0 | 0 | 0 | 0 | 0 | 0 | 0 | 0 | 0 | 0 | 0 | 0 | 0 | 0 | 0 | 0 | 0 | 0 | 0 | 0 | 0 | 0

## Sm Comm TSM Summary
SMALL COMMERCIAL TSM SUMMARY
| Secondary |  |  |  |  | Primary |  |  |  |  | Small Commercial Total
Cost Component | 0-5 kW | >5 - 20 kW | >20 - 50 kW | >50 kW | Sec Total | 0-5 kW | >5 - 20 kW | >20 - 50 kW | >50 kW | Pri Total | 0-5 kW | >5 - 20 kW | >20 - 50 kW | >50 kW | Total
TSM Components
Transformers | 589.2021 | 2031.6513 | 6907.9171 | 11917.5488 | 2879.4316 | [5 empty] | 589.2021 | 2031.6513 | 6907.9171 | 11917.5488 | 2879.4316
Services | 328.6786 | 482.5215 | 595.7231 | 1447.7119 | 495.1268 | [5 empty] | 328.6786 | 482.5215 | 595.7231 | 1447.7119 | 495.1268
Meters | 263.6509 | 276.0813 | 269.4489 | 458.5367 | 277.2662 | [5 empty] | 263.6509 | 276.0813 | 269.4489 | 458.5367 | 277.2662
Subtotal | 1181.5315 | 2790.2541 | 7773.0892 | 13823.7974 | 3651.8246 | [5 empty] | 1181.5315 | 2790.2541 | 7773.0892 | 13823.7974 | 3651.8246
General Plant Loading at
2.772%
Working Capital at
1.502%
Transformers | 614.6339 | 2119.3438 | 7206.0846 | 12431.9478 | 3003.717 | [5 empty] | 614.6339 | 2119.3438 | 7206.0846 | 12431.9478 | 3003.717
Services | 342.8654 | 503.3487 | 621.4364 | 1510.1997 | 516.498 | [5 empty] | 342.8654 | 503.3487 | 621.4364 | 1510.1997 | 516.498
Meters | 275.0309 | 287.9978 | 281.0792 | 478.3286 | 289.2339 | [5 empty] | 275.0309 | 287.9978 | 281.0792 | 478.3286 | 289.2339
Subtotal | 1232.5302 | 2910.6903 | 8108.6002 | 14420.4761 | 3809.4489 | [5 empty] | 1232.5302 | 2910.6903 | 8108.6002 | 14420.4761 | 3809.4489
Annualized Transformer Cost at 8.05% | 49.4649 | 170.562 | 579.9361 | 1000.5065 | 241.7351 | [5 empty] | 49.4649 | 170.562 | 579.9361 | 1000.5065 | 241.7351
Annualized Services Cost at 7.08% | 24.2663 | 35.6245 | 43.9822 | 106.8845 | 36.5552 | [5 empty] | 24.2663 | 35.6245 | 43.9822 | 106.8845 | 36.5552
Annualized Meter Cost at 10.78% | 29.6391 | 31.0365 | 30.2909 | 51.5478 | 31.1697 | [5 empty] | 29.6391 | 31.0365 | 30.2909 | 51.5478 | 31.1697
Annualized TSM Cost | 103.3703 | 237.223 | 654.2092 | 1158.9388 | 309.46 | [5 empty] | 103.3703 | 237.223 | 654.2092 | 1158.9388 | 309.46
O&M Expenses | 37.2644 | 37.2644 | 38.247 | 37.2644 | 37.446 | [5 empty] | 37.2644 | 37.2644 | 38.247 | 37.2644 | 37.446
Customer Accounts/Services | 52.5365 | 52.5365 | 52.5365 | 52.5365 | 52.5365 | [5 empty] | 52.5365 | 52.5365 | 52.5365 | 52.5365 | 52.5365
Total ($/Customer/Year) | 193.1712 | 327.0239 | 744.9926 | 1248.7397 | 399.4425 | [5 empty] | 193.1712 | 327.0239 | 744.9926 | 1248.7397 | 399.4425

## Sm Comm Cust Cost Summary
RENTAL - SMALL COMMERCIAL - 2020$
| Secondary |  |  |  |  | Primary |  |  |  |  | Small Commercial Total
Cost Component | 0-5 kW | >5 - 20 kW | >20 - 50 kW | >50 kW | Sec Total | 0-5 kW | >5 - 20 kW | >20 - 50 kW | >50 kW | Pri Total | 0-5 kW | >5 - 20 kW | >20 - 50 kW | >50 kW | Total
TSM Components
Transformers | 639.3692 | 2204.6344 | 7496.0853 | 12932.2573 | 3124.5981 | [5 empty] | 639.3692 | 2204.6344 | 7496.0853 | 12932.2573 | 3124.5981
Services | 356.6636 | 523.6054 | 646.4454 | 1570.9759 | 537.2839 | [5 empty] | 356.6636 | 523.6054 | 646.4454 | 1570.9759 | 537.2839
Meters | 286.0992 | 299.588 | 292.3909 | 497.5784 | 300.8738 | [5 empty] | 286.0992 | 299.588 | 292.3909 | 497.5784 | 300.8738
Subtotal | 1282.1319 | 3027.8277 | 8434.9216 | 15000.8117 | 3962.7558 | [5 empty] | 1282.1319 | 3027.8277 | 8434.9216 | 15000.8117 | 3962.7558
General Plant Loading at
2.772%
Working Capital at
1.502%
Transformers | 666.9663 | 2299.7933 | 7819.64 | 13490.4543 | 3259.4656 | [5 empty] | 666.9663 | 2299.7933 | 7819.64 | 13490.4543 | 3259.4656
Services | 372.0583 | 546.2058 | 674.348 | 1638.7842 | 560.4748 | [5 empty] | 372.0583 | 546.2058 | 674.348 | 1638.7842 | 560.4748
Meters | 298.4481 | 312.5191 | 305.0114 | 519.0555 | 313.8605 | [5 empty] | 298.4481 | 312.5191 | 305.0114 | 519.0555 | 313.8605
Subtotal | 1337.4728 | 3158.5183 | 8798.9994 | 15648.294 | 4133.8009 | [5 empty] | 1337.4728 | 3158.5183 | 8798.9994 | 15648.294 | 4133.8009
Annualized Transformer Cost at 8.05% | 53.6766 | 185.0843 | 629.3142 | 1085.6937 | 262.3174 | [5 empty] | 53.6766 | 185.0843 | 629.3142 | 1085.6937 | 262.3174
Annualized Services Cost at 7.08% | 26.3325 | 38.6578 | 47.727 | 115.9851 | 39.6676 | [5 empty] | 26.3325 | 38.6578 | 47.727 | 115.9851 | 39.6676
Annualized Meter Cost at 10.78% | 32.1627 | 33.6791 | 32.87 | 55.9368 | 33.8236 | [5 empty] | 32.1627 | 33.6791 | 32.87 | 55.9368 | 33.8236
Annualized TSM Cost | 112.1717 | 257.4211 | 709.9112 | 1257.6155 | 335.8087 | [5 empty] | 112.1717 | 257.4211 | 709.9112 | 1257.6155 | 335.8087
O&M Expenses | 39.2598 | 39.2598 | 40.295 | 39.2598 | 39.4511 | [5 empty] | 39.2598 | 39.2598 | 40.295 | 39.2598 | 39.4511
Miscellaneous Service Revenue Adjustment | -3.0284 | -3.0284 | -3.0284 | -3.0284 | -3.0284 | [5 empty] | -3.0284 | -3.0284 | -3.0284 | -3.0284 | -3.0284
Adjusted O&M Expenses | 36.2314 | 36.2314 | 37.2666 | 36.2314 | 36.4227 | [5 empty] | 36.2314 | 36.2314 | 37.2666 | 36.2314 | 36.4227
Customer Accounts/Services | 56.4882 | 56.4882 | 56.4882 | 56.4882 | 56.4882 | [5 empty] | 56.4882 | 56.4882 | 56.4882 | 56.4882 | 56.4882
Total ($/Customer/Year) | 204.8914 | 350.1408 | 803.666 | 1350.3352 | 428.7197 | [5 empty] | 204.8914 | 350.1408 | 803.666 | 1350.3352 | 428.7197

## Sch TOU-A TSM
SCH TOU-A TSM COSTS
| SECONDARY | [19 empty] | PRIMARY |  |  |  | SCHEDULE TOU-A TOTAL
| 120/240 1-Phase |  |  |  | 120/240 3-Phase |  |  |  | 120/208 3-Phase |  |  |  | 277/480 3-Phase |  |  |  | Secondary Total
Max Annual Demand (kW) | Transformers | Services | Meters | Average | Transformers | Services | Meters | Average | Transformers | Services | Meter | Average | Transformers | Services | Meter | Average | Transformers | Services | Meters | Average | Transformers | Services | Meter | Average | Transformers | Services | Meter | Average
| ($) | ($) | ($) | ($/Cust) | ($) | ($) | ($) | ($/Cust) | ($) | ($) | ($) | ($/Cust) | ($) | ($) | ($) | ($/Cust) | ($) | ($) | ($) | ($/Cust) | ($) | ($) | ($) | ($/Cust) | ($) | ($) | ($) | ($/Cust)
0 - 2 | 17461.8291 | 6730.0273 | 14057.9839 | 637.4973 | 1008.4093 | 1829.461 | 905.2905 | 1247.7203 | 8129.0186 | 14025.8675 | 6940.5605 | 1265.0194 | 2501.4835 | 3658.922 | 1810.581 | 1328.4977 | 29100.7406 | 26244.2777 | 23714.4159 | 859.3417 | 0 | 0 | 0 | 0 | 29100.7406 | 26244.2777 | 23714.4159 | 859.3417
3 - 4 | 23573.4693 | 3028.5123 | 6326.0928 | 1219.5583 | 0 | 0 | 0 | 0 | 31809.2033 | 18294.6098 | 9052.905 | 1971.8906 | 6253.7088 | 3049.1016 | 1508.8175 | 2162.3256 | 61636.3814 | 24372.2237 | 16887.8152 | 1659.6197 | 0 | 0 | 0 | 0 | 61636.3814 | 24372.2237 | 16887.8152 | 1659.6197
5 - 6 | 24446.5608 | 3140.6794 | 6560.3925 | 1219.5583 | 4033.6373 | 2439.2813 | 1207.054 | 1919.9932 | 67859.6337 | 39028.5008 | 19312.8639 | 1971.8906 | 0 | 0 | 0 | 0 | 96339.8318 | 44608.4615 | 27080.3104 | 1750.298 | 0 | 0 | 0 | 0 | 96339.8318 | 44608.4615 | 27080.3104 | 1750.298
7 - 12 | 48893.1216 | 8853.8601 | 13120.785 | 1265.4958 | 8067.2746 | 2873.1677 | 1207.054 | 3036.8741 | 190855.2199 | 64646.2727 | 27158.7149 | 3140.669 | 15008.901 | 4309.7515 | 1810.581 | 3521.5389 | 262824.5171 | 80683.052 | 43297.1349 | 2479.5173 | 0 | 0 | 0 | 0 | 262824.5171 | 80683.052 | 43297.1349 | 2479.5173
13 - 20 | 109136.4321 | 8641.4673 | 11714.9866 | 2589.8577 | 28235.4612 | 4309.7515 | 1810.581 | 5725.9656 | 212768.2266 | 30886.5525 | 12975.8305 | 5968.1537 | 5836.7948 | 718.2919 | 301.7635 | 6856.8503 | 355976.9147 | 44556.0632 | 26803.1615 | 4273.3614 | 0 | 0 | 0 | 0 | 355976.9147 | 44556.0632 | 26803.1615 | 4273.3614
21 - 25 | 32740.9296 | 2592.4402 | 3514.496 | 2589.8577 | 23529.551 | 3591.4596 | 1508.8175 | 5725.9656 | 113806.2607 | 16520.7141 | 6940.5605 | 5968.1537 | 23347.1794 | 2873.1677 | 1207.054 | 6856.8503 | 193423.9208 | 25577.7816 | 13170.9279 | 4939.8432 | 0 | 0 | 0 | 0 | 193423.9208 | 25577.7816 | 13170.9279 | 4939.8432
26 - 50 | 192293.8373 | 17083.3852 | 9606.289 | 5341.0613 | 42353.1918 | 2805.7053 | 905.2905 | 15354.7292 | 371107.372 | 23380.8777 | 7544.0875 | 16081.2935 | 5836.7948 | 935.2351 | 301.7635 | 7073.7935 | 611591.1959 | 44205.2033 | 18357.4305 | 9630.769 | 0 | 0 | 0 | 0 | 611591.1959 | 44205.2033 | 18357.4305 | 9630.769
51 - 75 | 30900.4853 | 4027.8061 | 1405.7984 | 6055.6816 | 0 | 0 | 0 | 0 | 74221.4744 | 7202.7497 | 1508.8175 | 16586.6083 | 17510.3845 | 1870.4702 | 603.527 | 9992.1909 | 122632.3442 | 13101.026 | 3518.1429 | 10711.6549 | 0 | 0 | 0 | 0 | 122632.3442 | 13101.026 | 3518.1429 | 10711.6549
76 - 100 | 0 | 0 | 0 | 0 | 0 | 0 | 0 | 0 | 0 | 0 | 0 | 0 | 0 | 0 | 0 | 0 | 0 | 0 | 0 | 0 | 0 | 0 | 0 | 0 | 0 | 0 | 0 | 0
101 - 150 | 0 | 0 | 0 | 0 | 0 | 0 | 0 | 0 | 68780.3135 | 11524.3995 | 3462.7034 | 20941.8541 | 35020.7691 | 2881.0999 | 1731.3517 | 19816.6103 | 103801.0826 | 14405.4993 | 5194.0551 | 20566.7728 | 0 | 0 | 0 | 0 | 103801.0826 | 14405.4993 | 5194.0551 | 20566.7728
151 - 200 | 0 | 0 | 0 | 0 | 0 | 0 | 0 | 0 | 0 | 0 | 0 | 0 | 0 | 0 | 0 | 0 | 0 | 0 | 0 | 0 | 0 | 0 | 0 | 0 | 0 | 0 | 0 | 0
201 - 250 | 0 | 0 | 0 | 0 | 0 | 0 | 0 | 0 | 0 | 0 | 0 | 0 | 0 | 0 | 0 | 0 | 0 | 0 | 0 | 0 | 0 | 0 | 0 | 0 | 0 | 0 | 0 | 0
251 - 350 | 0 | 0 | 0 | 0 | 0 | 0 | 0 | 0 | 0 | 0 | 0 | 0 | 0 | 0 | 0 | 0 | 0 | 0 | 0 | 0 | 0 | 0 | 0 | 0 | 0 | 0 | 0 | 0
351 - 450 | 0 | 0 | 0 | 0 | 0 | 0 | 0 | 0 | 0 | 0 | 0 | 0 | 0 | 0 | 0 | 0 | 0 | 0 | 0 | 0 | 0 | 0 | 0 | 0 | 0 | 0 | 0 | 0
451 - 500 | 0 | 0 | 0 | 0 | 0 | 0 | 0 | 0 | 0 | 0 | 0 | 0 | 0 | 0 | 0 | 0 | 0 | 0 | 0 | 0 | 0 | 0 | 0 | 0 | 0 | 0 | 0 | 0
501 - 550 | 0 | 0 | 0 | 0 | 0 | 0 | 0 | 0 | 0 | 0 | 0 | 0 | 0 | 0 | 0 | 0 | 0 | 0 | 0 | 0 | 0 | 0 | 0 | 0 | 0 | 0 | 0 | 0
551 - 650 | 0 | 0 | 0 | 0 | 0 | 0 | 0 | 0 | 0 | 0 | 0 | 0 | 0 | 0 | 0 | 0 | 0 | 0 | 0 | 0 | 0 | 0 | 0 | 0 | 0 | 0 | 0 | 0
651 - 750 | 0 | 0 | 0 | 0 | 0 | 0 | 0 | 0 | 0 | 0 | 0 | 0 | 0 | 0 | 0 | 0 | 0 | 0 | 0 | 0 | 0 | 0 | 0 | 0 | 0 | 0 | 0 | 0
751 - 850 | 0 | 0 | 0 | 0 | 0 | 0 | 0 | 0 | 0 | 0 | 0 | 0 | 0 | 0 | 0 | 0 | 0 | 0 | 0 | 0 | 0 | 0 | 0 | 0 | 0 | 0 | 0 | 0
851 - 1,050 | 0 | 0 | 0 | 0 | 0 | 0 | 0 | 0 | 0 | 0 | 0 | 0 | 0 | 0 | 0 | 0 | 0 | 0 | 0 | 0 | 0 | 0 | 0 | 0 | 0 | 0 | 0 | 0
1,051 - 1,250 | 0 | 0 | 0 | 0 | 0 | 0 | 0 | 0 | 0 | 0 | 0 | 0 | 0 | 0 | 0 | 0 | 0 | 0 | 0 | 0 | 0 | 0 | 0 | 0 | 0 | 0 | 0 | 0
1,251 - 1,500 | 0 | 0 | 0 | 0 | 0 | 0 | 0 | 0 | 0 | 0 | 0 | 0 | 0 | 0 | 0 | 0 | 0 | 0 | 0 | 0 | 0 | 0 | 0 | 0 | 0 | 0 | 0 | 0
1,501 - 2,000 | 0 | 0 | 0 | 0 | 0 | 0 | 0 | 0 | 0 | 0 | 0 | 0 | 0 | 0 | 0 | 0 | 0 | 0 | 0 | 0 | 0 | 0 | 0 | 0 | 0 | 0 | 0 | 0
2,001 - 2,500 | 0 | 0 | 0 | 0 | 0 | 0 | 0 | 0 | 0 | 0 | 0 | 0 | 0 | 0 | 0 | 0 | 0 | 0 | 0 | 0 | 0 | 0 | 0 | 0 | 0 | 0 | 0 | 0
2,501 - 3,000 | 0 | 0 | 0 | 0 | 0 | 0 | 0 | 0 | 0 | 0 | 0 | 0 | 0 | 0 | 0 | 0 | 0 | 0 | 0 | 0 | 0 | 0 | 0 | 0 | 0 | 0 | 0 | 0
3,001 - 3,500 | 0 | 0 | 0 | 0 | 0 | 0 | 0 | 0 | 0 | 0 | 0 | 0 | 0 | 0 | 0 | 0 | 0 | 0 | 0 | 0 | 0 | 0 | 0 | 0 | 0 | 0 | 0 | 0
3,501 - 4,000 | 0 | 0 | 0 | 0 | 0 | 0 | 0 | 0 | 0 | 0 | 0 | 0 | 0 | 0 | 0 | 0 | 0 | 0 | 0 | 0 | 0 | 0 | 0 | 0 | 0 | 0 | 0 | 0
4,001 - 5,000 | 0 | 0 | 0 | 0 | 0 | 0 | 0 | 0 | 0 | 0 | 0 | 0 | 0 | 0 | 0 | 0 | 0 | 0 | 0 | 0 | 0 | 0 | 0 | 0 | 0 | 0 | 0 | 0
5,001 - 12,000 | 0 | 0 | 0 | 0 | 0 | 0 | 0 | 0 | 0 | 0 | 0 | 0 | 0 | 0 | 0 | 0 | 0 | 0 | 0 | 0 | 0 | 0 | 0 | 0 | 0 | 0 | 0 | 0
12,001 - 25,000 | 0 | 0 | 0 | 0 | 0 | 0 | 0 | 0 | 0 | 0 | 0 | 0 | 0 | 0 | 0 | 0 | 0 | 0 | 0 | 0 | 0 | 0 | 0 | 0 | 0 | 0 | 0 | 0
25,001 - 50,000 | 0 | 0 | 0 | 0 | 0 | 0 | 0 | 0 | 0 | 0 | 0 | 0 | 0 | 0 | 0 | 0 | 0 | 0 | 0 | 0 | 0 | 0 | 0 | 0 | 0 | 0 | 0 | 0
>50,000 | 0 | 0 | 0 | 0 | 0 | 0 | 0 | 0 | 0 | 0 | 0 | 0 | 0 | 0 | 0 | 0 | 0 | 0 | 0 | 0 | 0 | 0 | 0 | 0 | 0 | 0 | 0 | 0
Total | 1694.1578 | 191.1596 | 234.2997 | 2119.6172 | 4289.101 | 713.9531 | 301.7635 | 5304.8176 | 3711.1945 | 734.562 | 309.1109 | 4754.8675 | 4122.8154 | 751.7052 | 343.5348 | 5218.0554 | 2861.88 | 494.9433 | 277.295 | 3634.1182 | 0 | 0 | 0 | 0 | 2861.88 | 494.9433 | 277.295 | 3634.1182
0-5 kW | 471.6701 | 112.1671 | 234.2997 | 818.137 | 336.1364 | 609.8203 | 301.7635 | 1247.7203 | 753.5514 | 609.8203 | 301.7635 | 1665.1352 | 795.9266 | 609.8203 | 301.7635 | 1707.5104 | 589.2021 | 328.6786 | 263.6509 | 1181.5315 | 0 | 0 | 0 | 0 | 589.2021 | 328.6786 | 263.6509 | 1181.5315
>5 - 20 kW | 1361.762 | 154.0001 | 234.2997 | 1750.0618 | 2881.1695 | 687.3 | 301.7635 | 3870.233 | 2393.3151 | 683.0524 | 301.7635 | 3378.131 | 2977.9566 | 718.2919 | 301.7635 | 3998.012 | 2031.6513 | 482.5215 | 276.0813 | 2790.2541 | 0 | 0 | 0 | 0 | 2031.6513 | 482.5215 | 276.0813 | 2790.2541
>20 - 50 kW | 4018.478 | 351.354 | 234.2997 | 4604.1317 | 8235.3428 | 799.6456 | 301.7635 | 9336.752 | 10102.3673 | 831.2832 | 301.7635 | 11235.414 | 5836.7948 | 761.6806 | 301.7635 | 6900.2389 | 6880.4711 | 596.4358 | 269.4731 | 7746.38 | 0 | 0 | 0 | 0 | 6880.4711 | 596.4358 | 269.4731 | 7746.38
>50 kW | 5150.0809 | 671.301 | 234.2997 | 6055.6816 | 0 | 0 | 0 | 0 | 15889.0875 | 2080.7944 | 552.3912 | 18522.2731 | 13132.7884 | 1187.8925 | 583.7197 | 14904.4006 | 11917.5488 | 1447.7119 | 458.5367 | 13823.7974 | 0 | 0 | 0 | 0 | 11917.5488 | 1447.7119 | 458.5367 | 13823.7974
Check |  |  |  | 0 |  |  |  | 0 |  |  |  | 0 |  |  |  | 0 |  |  |  | 0 |  |  |  | 0 |  |  |  | 0
|  |  |  | 0 |  |  |  | 0 |  |  |  | 0 |  |  |  | 0 |  |  |  | 0 |  |  |  | 0 |  |  |  | 0
|  |  |  | 0 |  |  |  | 0 |  |  |  | 0 |  |  |  | 0 |  |  |  | 0 |  |  |  | 0 |  |  |  | 0
|  |  |  | 0 |  |  |  | 0 |  |  |  | 0 |  |  |  | 0 |  |  |  | 0 |  |  |  | 0 |  |  |  | 0
|  |  |  | 0 |  |  |  | 0 |  |  |  | 0 |  |  |  | 0 |  |  |  | 0 |  |  |  | 0 |  |  |  | 0

## Sch TOU-A TSM Summary
Schedule TOU-A TSM SUMMARY
Schedule TOU-A
| Secondary |  |  |  |  | Primary |  |  |  |  | Schedule TOU-A Total
Cost Component | 0-5 kW | >5 - 20 kW | >20 - 50 kW | >50 kW | Sec Total | 0-5 kW | >5 - 20 kW | >20 - 50 kW | >50 kW | Pri Total | 0-5 kW | >5 - 20 kW | >20 - 50 kW | >50 kW | Total
TSM Components
Transformers | 589.2021 | 2031.6513 | 6880.4711 | 11917.5488 | 2861.88 | [5 empty] | 589.2021 | 2031.6513 | 6880.4711 | 11917.5488 | 2861.88
Services | 328.6786 | 482.5215 | 596.4358 | 1447.7119 | 494.9433 | [5 empty] | 328.6786 | 482.5215 | 596.4358 | 1447.7119 | 494.9433
Meters | 263.6509 | 276.0813 | 269.4731 | 458.5367 | 277.295 | [5 empty] | 263.6509 | 276.0813 | 269.4731 | 458.5367 | 277.295
Subtotal | 1181.5315 | 2790.2541 | 7746.38 | 13823.7974 | 3634.1182 | [5 empty] | 1181.5315 | 2790.2541 | 7746.38 | 13823.7974 | 3634.1182
General Plant Loading at
2.772%
Working Capital at
1.502%
Transformers | 614.6339 | 2119.3438 | 7177.4539 | 12431.9478 | 2985.4077 | [5 empty] | 614.6339 | 2119.3438 | 7177.4539 | 12431.9478 | 2985.4077
Services | 342.8654 | 503.3487 | 622.1798 | 1510.1997 | 516.3066 | [5 empty] | 342.8654 | 503.3487 | 622.1798 | 1510.1997 | 516.3066
Meters | 275.0309 | 287.9978 | 281.1045 | 478.3286 | 289.2639 | [5 empty] | 275.0309 | 287.9978 | 281.1045 | 478.3286 | 289.2639
Subtotal | 1232.5302 | 2910.6903 | 8080.7382 | 14420.4761 | 3790.9783 | [5 empty] | 1232.5302 | 2910.6903 | 8080.7382 | 14420.4761 | 3790.9783
Annualized Transformer Cost at 8.05% | 49.4649 | 170.562 | 577.6319 | 1000.5065 | 240.2616 | [5 empty] | 49.4649 | 170.562 | 577.6319 | 1000.5065 | 240.2616
Annualized Services Cost at 7.08% | 24.2663 | 35.6245 | 44.0348 | 106.8845 | 36.5416 | [5 empty] | 24.2663 | 35.6245 | 44.0348 | 106.8845 | 36.5416
Annualized Meter Cost at 10.78% | 29.6391 | 31.0365 | 30.2936 | 51.5478 | 31.1729 | [5 empty] | 29.6391 | 31.0365 | 30.2936 | 51.5478 | 31.1729
Annualized TSM Cost | 103.3703 | 237.223 | 651.9603 | 1158.9388 | 307.9762 | [5 empty] | 103.3703 | 237.223 | 651.9603 | 1158.9388 | 307.9762
O&M Expenses | 37.2644 | 37.2644 | 37.2644 | 37.2644 | 37.2644 | [5 empty] | 37.2644 | 37.2644 | 37.2644 | 37.2644 | 37.2644
Customer Accounts/Services | 52.5365 | 52.5365 | 52.5365 | 52.5365 | 52.5365 | [5 empty] | 52.5365 | 52.5365 | 52.5365 | 52.5365 | 52.5365
Total ($/Customer/Year) | 193.1712 | 327.0239 | 741.7612 | 1248.7397 | 397.7771 | [5 empty] | 193.1712 | 327.0239 | 741.7612 | 1248.7397 | 397.7771

## Sch TOU-A Cust Cost Summary
RENTAL - SCHEDULE TOU-A - $2020
Schedule TOU-A
| Secondary |  |  |  |  | Primary |  |  |  |  | Schedule TOU-A Total
Cost Component | 0-5 kW | >5 - 20 kW | >20 - 50 kW | >50 kW | Sec Total | 0-5 kW | >5 - 20 kW | >20 - 50 kW | >50 kW | Pri Total | 0-5 kW | >5 - 20 kW | >20 - 50 kW | >50 kW | Total
TSM Components
Transformers | 639.3692 | 2204.6344 | 7466.3024 | 12932.2573 | 3105.552 | [5 empty] | 639.3692 | 2204.6344 | 7466.3024 | 12932.2573 | 3105.552
Services | 356.6636 | 523.6054 | 647.2187 | 1570.9759 | 537.0848 | [5 empty] | 356.6636 | 523.6054 | 647.2187 | 1570.9759 | 537.0848
Meters | 286.0992 | 299.588 | 292.4172 | 497.5784 | 300.905 | [5 empty] | 286.0992 | 299.588 | 292.4172 | 497.5784 | 300.905
Subtotal | 1282.1319 | 3027.8277 | 8405.9383 | 15000.8117 | 3943.5418 | [5 empty] | 1282.1319 | 3027.8277 | 8405.9383 | 15000.8117 | 3943.5418
General Plant Loading at
2.772%
Working Capital at
1.502%
Transformers | 666.9663 | 2299.7933 | 7788.5715 | 13490.4543 | 3239.5975 | [5 empty] | 666.9663 | 2299.7933 | 7788.5715 | 13490.4543 | 3239.5975
Services | 372.0583 | 546.2058 | 675.1547 | 1638.7842 | 560.267 | [5 empty] | 372.0583 | 546.2058 | 675.1547 | 1638.7842 | 560.267
Meters | 298.4481 | 312.5191 | 305.0388 | 519.0555 | 313.893 | [5 empty] | 298.4481 | 312.5191 | 305.0388 | 519.0555 | 313.893
Subtotal | 1337.4728 | 3158.5183 | 8768.7651 | 15648.294 | 4113.7575 | [5 empty] | 1337.4728 | 3158.5183 | 8768.7651 | 15648.294 | 4113.7575
Annualized Transformer Cost at 8.05% | 53.6766 | 185.0843 | 626.8138 | 1085.6937 | 260.7185 | [5 empty] | 53.6766 | 185.0843 | 626.8138 | 1085.6937 | 260.7185
Annualized Services Cost at 7.08% | 26.3325 | 38.6578 | 47.7841 | 115.9851 | 39.6529 | [5 empty] | 26.3325 | 38.6578 | 47.7841 | 115.9851 | 39.6529
Annualized Meter Cost at 10.78% | 32.1627 | 33.6791 | 32.873 | 55.9368 | 33.8271 | [5 empty] | 32.1627 | 33.6791 | 32.873 | 55.9368 | 33.8271
Annualized TSM Cost | 112.1717 | 257.4211 | 707.4709 | 1257.6155 | 334.1985 | [5 empty] | 112.1717 | 257.4211 | 707.4709 | 1257.6155 | 334.1985
O&M Expenses | 39.2598 | 39.2598 | 39.2598 | 39.2598 | 39.2598 | [5 empty] | 39.2598 | 39.2598 | 39.2598 | 39.2598 | 39.2598
Miscellaneous Service Revenue Adjustment | -3.0284 | -3.0284 | -3.0284 | -3.0284 | -3.0284 | [5 empty] | -3.0284 | -3.0284 | -3.0284 | -3.0284 | -3.0284
Adjusted O&M Expenses | 36.2314 | 36.2314 | 36.2314 | 36.2314 | 36.2314 | [5 empty] | 36.2314 | 36.2314 | 36.2314 | 36.2314 | 36.2314
Customer Accounts/Services | 56.4882 | 56.4882 | 56.4882 | 56.4882 | 56.4882 | [5 empty] | 56.4882 | 56.4882 | 56.4882 | 56.4882 | 56.4882
Total ($/Customer/Year) | 204.8914 | 350.1408 | 800.1906 | 1350.3352 | 426.9182 | [5 empty] | 204.8914 | 350.1408 | 800.1906 | 1350.3352 | 426.9182

## Sch TOU-M TSM
SCHEDULE TOU-M TSM COSTS
SECONDARY
| 120/240 1-Phase |  |  |  | 120/240 3-Phase |  |  |  | 120/208 3-Phase |  |  |  | 277/480 3-Phase |  |  |  | Secondary TOU-M Total
Max Annual Demand (kW) | Transformers | Services | Meters | Average | Transformers | Services | Meters | Average | Transformers | Services | Meters | Average | Transformers | Services | Meter | Average | Transformers | Services | Meters | Average
| ($) | ($) | ($) | ($/Cust) | ($) | ($) | ($) | ($/Cust) | ($) | ($) | ($) | ($/Cust)
0 - 2 | 0 | 0 | 0 | 0 | 0 | 0 | 0 | 0 | 0 | 0 | 0 | 0 | 0 | 0 | 0 | 0 | 0 | 0 | 0 | 0
3 - 4 | 0 | 0 | 0 | 0 | 0 | 0 | 0 | 0 | 0 | 0 | 0 | 0 | 0 | 0 | 0 | 0 | 0 | 0 | 0 | 0
5 - 6 | 0 | 0 | 0 | 0 | 0 | 0 | 0 | 0 | 0 | 0 | 0 | 0 | 0 | 0 | 0 | 0 | 0 | 0 | 0 | 0
7 - 12 | 0 | 0 | 0 | 0 | 0 | 0 | 0 | 0 | 0 | 0 | 0 | 0 | 0 | 0 | 0 | 0 | 0 | 0 | 0 | 0
13 - 20 | 0 | 0 | 0 | 0 | 0 | 0 | 0 | 0 | 0 | 0 | 0 | 0 | 0 | 0 | 0 | 0 | 0 | 0 | 0 | 0
21 - 25 | 2182.7286 | 172.8293 | 234.2997 | 2589.8577 | 0 | 0 | 0 | 0 | 0 | 0 | 0 | 0 | 0 | 0 | 0 | 0 | 2182.7286 | 172.8293 | 234.2997 | 2589.8577
26 - 50 | 0 | 0 | 0 | 0 | 0 | 0 | 0 | 0 | 14844.2949 | 935.2351 | 301.7635 | 16081.2935 | 0 | 0 | 0 | 0 | 14844.2949 | 935.2351 | 301.7635 | 16081.2935
51 - 75 | 0 | 0 | 0 | 0 | 0 | 0 | 0 | 0 | 0 | 0 | 0 | 0 | 0 | 0 | 0 | 0 | 0 | 0 | 0 | 0
76 - 100 | 0 | 0 | 0 | 0 | 0 | 0 | 0 | 0 | 0 | 0 | 0 | 0 | 0 | 0 | 0 | 0 | 0 | 0 | 0 | 0
101 - 150 | 0 | 0 | 0 | 0 | 0 | 0 | 0 | 0 | 0 | 0 | 0 | 0 | 0 | 0 | 0 | 0 | 0 | 0 | 0 | 0
151 - 200 | 0 | 0 | 0 | 0 | 0 | 0 | 0 | 0 | 0 | 0 | 0 | 0 | 0 | 0 | 0 | 0 | 0 | 0 | 0 | 0
201 - 250 | 0 | 0 | 0 | 0 | 0 | 0 | 0 | 0 | 0 | 0 | 0 | 0 | 0 | 0 | 0 | 0 | 0 | 0 | 0 | 0
251 - 350 | 0 | 0 | 0 | 0 | 0 | 0 | 0 | 0 | 0 | 0 | 0 | 0 | 0 | 0 | 0 | 0 | 0 | 0 | 0 | 0
351 - 450 | 0 | 0 | 0 | 0 | 0 | 0 | 0 | 0 | 0 | 0 | 0 | 0 | 0 | 0 | 0 | 0 | 0 | 0 | 0 | 0
451 - 500 | 0 | 0 | 0 | 0 | 0 | 0 | 0 | 0 | 0 | 0 | 0 | 0 | 0 | 0 | 0 | 0 | 0 | 0 | 0 | 0
501 - 550 | 0 | 0 | 0 | 0 | 0 | 0 | 0 | 0 | 0 | 0 | 0 | 0 | 0 | 0 | 0 | 0 | 0 | 0 | 0 | 0
551 - 650 | 0 | 0 | 0 | 0 | 0 | 0 | 0 | 0 | 0 | 0 | 0 | 0 | 0 | 0 | 0 | 0 | 0 | 0 | 0 | 0
651 - 750 | 0 | 0 | 0 | 0 | 0 | 0 | 0 | 0 | 0 | 0 | 0 | 0 | 0 | 0 | 0 | 0 | 0 | 0 | 0 | 0
751 - 850 | 0 | 0 | 0 | 0 | 0 | 0 | 0 | 0 | 0 | 0 | 0 | 0 | 0 | 0 | 0 | 0 | 0 | 0 | 0 | 0
851 - 1,050 | 0 | 0 | 0 | 0 | 0 | 0 | 0 | 0 | 0 | 0 | 0 | 0 | 0 | 0 | 0 | 0 | 0 | 0 | 0 | 0
1,051 - 1,250 | 0 | 0 | 0 | 0 | 0 | 0 | 0 | 0 | 0 | 0 | 0 | 0 | 0 | 0 | 0 | 0 | 0 | 0 | 0 | 0
1,251 - 1,500 | 0 | 0 | 0 | 0 | 0 | 0 | 0 | 0 | 0 | 0 | 0 | 0 | 0 | 0 | 0 | 0 | 0 | 0 | 0 | 0
1,501 - 2,000 | 0 | 0 | 0 | 0 | 0 | 0 | 0 | 0 | 0 | 0 | 0 | 0 | 0 | 0 | 0 | 0 | 0 | 0 | 0 | 0
2,001 - 2,500 | 0 | 0 | 0 | 0 | 0 | 0 | 0 | 0 | 0 | 0 | 0 | 0 | 0 | 0 | 0 | 0 | 0 | 0 | 0 | 0
2,501 - 3,000 | 0 | 0 | 0 | 0 | 0 | 0 | 0 | 0 | 0 | 0 | 0 | 0 | 0 | 0 | 0 | 0 | 0 | 0 | 0 | 0
3,001 - 3,500 | 0 | 0 | 0 | 0 | 0 | 0 | 0 | 0 | 0 | 0 | 0 | 0 | 0 | 0 | 0 | 0 | 0 | 0 | 0 | 0
3,501 - 4,000 | 0 | 0 | 0 | 0 | 0 | 0 | 0 | 0 | 0 | 0 | 0 | 0 | 0 | 0 | 0 | 0 | 0 | 0 | 0 | 0
4,001 - 5,000 | 0 | 0 | 0 | 0 | 0 | 0 | 0 | 0 | 0 | 0 | 0 | 0 | 0 | 0 | 0 | 0 | 0 | 0 | 0 | 0
5,001 - 12,000 | 0 | 0 | 0 | 0 | 0 | 0 | 0 | 0 | 0 | 0 | 0 | 0 | 0 | 0 | 0 | 0 | 0 | 0 | 0 | 0
12,001 - 25,000 | 0 | 0 | 0 | 0 | 0 | 0 | 0 | 0 | 0 | 0 | 0 | 0 | 0 | 0 | 0 | 0 | 0 | 0 | 0 | 0
25,001 - 50,000 | 0 | 0 | 0 | 0 | 0 | 0 | 0 | 0 | 0 | 0 | 0 | 0 | 0 | 0 | 0 | 0 | 0 | 0 | 0 | 0
>50,000 | 0 | 0 | 0 | 0 | 0 | 0 | 0 | 0 | 0 | 0 | 0 | 0 | 0 | 0 | 0 | 0 | 0 | 0 | 0 | 0
Total | 2182.7286 | 172.8293 | 234.2997 | 2589.8577 | 0 | 0 | 0 | 0 | 14844.2949 | 935.2351 | 301.7635 | 16081.2935 | 0 | 0 | 0 | 0 | 8513.5118 | 554.0322 | 268.0316 | 9335.5756
0-5 kW | 0 | 0 | 0 | 0 | 0 | 0 | 0 | 0 | 0 | 0 | 0 | 0 | 0 | 0 | 0 | 0 | 0 | 0 | 0 | 0
>5 - 20 kW | 0 | 0 | 0 | 0 | 0 | 0 | 0 | 0 | 0 | 0 | 0 | 0 | 0 | 0 | 0 | 0 | 0 | 0 | 0 | 0
>20 - 50 kW | 2182.7286 | 172.8293 | 234.2997 | 2589.8577 | 0 | 0 | 0 | 0 | 14844.2949 | 935.2351 | 301.7635 | 16081.2935 | 0 | 0 | 0 | 0 | 8513.5118 | 554.0322 | 268.0316 | 9335.5756
>50 kW | 0 | 0 | 0 | 0 | 0 | 0 | 0 | 0 | 0 | 0 | 0 | 0 | 0 | 0 | 0 | 0 | 0 | 0 | 0 | 0
Check |  |  |  | 0 |  |  |  | 0 |  |  |  | 0 |  |  |  | 0 |  |  |  | 0
|  |  |  | 0 |  |  |  | 0 |  |  |  | 0 |  |  |  | 0 |  |  |  | 0
|  |  |  | 0 |  |  |  | 0 |  |  |  | 0 |  |  |  | 0 |  |  |  | 0
|  |  |  | 0 |  |  |  | 0 |  |  |  | 0 |  |  |  | 0 |  |  |  | 0
|  |  |  | 0 |  |  |  | 0 |  |  |  | 0 |  |  |  | 0 |  |  |  | 0

## Sch TOU-M TSM Summary
Schedule TOU-M TSM SUMMARY
Schedule TOU-M
| Secondary |  |  |  |  | Primary |  |  |  |  | Schedule TOU-M Total
Cost Component | 0-5 kW | >5 - 20 kW | >20 - 50 kW | >50 kW | Total | 0-5 kW | >5 - 20 kW | >20 - 50 kW | >50 kW | Pri Total | 0-5 kW | >5 - 20 kW | >20 - 50 kW | >50 kW | Total
TSM Components
Transformers |  |  | 8513.5118 |  | 8513.5118 | [7 empty] | 8513.5118 |  | 8513.5118
Services |  |  | 554.0322 |  | 554.0322 | [7 empty] | 554.0322 |  | 554.0322
Meters |  |  | 268.0316 |  | 268.0316 | [7 empty] | 268.0316 |  | 268.0316
Subtotal |  |  | 9335.5756 |  | 9335.5756 | [7 empty] | 9335.5756 |  | 9335.5756
General Plant Loading at
2.772%
Working Capital at
1.502%
Transformers |  |  | 8880.9818 |  | 8880.9818 | [7 empty] | 8880.9818 |  | 8880.9818
Services |  |  | 577.946 |  | 577.946 | [7 empty] | 577.946 |  | 577.946
Meters |  |  | 279.6007 |  | 279.6007 | [7 empty] | 279.6007 |  | 279.6007
Subtotal |  |  | 9738.5285 |  | 9738.5285 | [7 empty] | 9738.5285 |  | 9738.5285
Annualized Transformer Cost at 8.05% |  |  | 714.7295 |  | 714.7295 | [7 empty] | 714.7295 |  | 714.7295
Annualized Services Cost at 7.08% |  |  | 40.9042 |  | 40.9042 | [7 empty] | 40.9042 |  | 40.9042
Annualized Meter Cost at 10.78% |  |  | 30.1316 |  | 30.1316 | [7 empty] | 30.1316 |  | 30.1316
Annualized TSM Cost |  |  | 785.7653 |  | 785.7653 | [7 empty] | 785.7653 |  | 785.7653
O&M Expenses |  |  | 95.7274 |  | 95.7274 | [7 empty] | 95.7274 |  | 95.7274
Customer Accounts/Services |  |  | 52.5365 |  | 52.5365 | [7 empty] | 52.5365 |  | 52.5365
Total ($/Customer/Year) |  |  | 934.0292 |  | 934.0292 | [7 empty] | 934.0292 |  | 934.0292

## Sch TOU-M Cust Cost Summary
RENTAL - SCHEDULE TOU-M - $2020
Schedule TOU-M
| Secondary |  |  |  |  | Primary |  |  |  |  | Schedule TOU-M Total
Cost Component | 0-5 kW | >5 - 20 kW | >20 - 50 kW | >50 kW | Total | 0-5 kW | >5 - 20 kW | >20 - 50 kW | >50 kW | Pri Total | 0-5 kW | >5 - 20 kW | >20 - 50 kW | >50 kW | Total
TSM Components
Transformers |  |  | 9238.3868 |  | 9238.3868 | [7 empty] | 9238.3868 |  | 9238.3868
Services |  |  | 601.2048 |  | 601.2048 | [7 empty] | 601.2048 |  | 601.2048
Meters |  |  | 290.8529 |  | 290.8529 | [7 empty] | 290.8529 |  | 290.8529
Subtotal |  |  | 10130.4444 |  | 10130.4444 | [7 empty] | 10130.4444 |  | 10130.4444
General Plant Loading at
2.772%
Working Capital at
1.502%
Transformers |  |  | 9637.1447 |  | 9637.1447 | [7 empty] | 9637.1447 |  | 9637.1447
Services |  |  | 627.1547 |  | 627.1547 | [7 empty] | 627.1547 |  | 627.1547
Meters |  |  | 303.407 |  | 303.407 | [7 empty] | 303.407 |  | 303.407
Subtotal |  |  | 10567.7064 |  | 10567.7064 | [7 empty] | 10567.7064 |  | 10567.7064
Annualized Transformer Cost at 8.05% |  |  | 775.5845 |  | 775.5845 | [7 empty] | 775.5845 |  | 775.5845
Annualized Services Cost at 7.08% |  |  | 44.3869 |  | 44.3869 | [7 empty] | 44.3869 |  | 44.3869
Annualized Meter Cost at 10.78% |  |  | 32.6971 |  | 32.6971 | [7 empty] | 32.6971 |  | 32.6971
Annualized TSM Cost |  |  | 852.6685 |  | 852.6685 | [7 empty] | 852.6685 |  | 852.6685
O&M Expenses |  |  | 100.8534 |  | 100.8534 | [7 empty] | 100.8534 |  | 100.8534
Miscellaneous Service Revenue Adjustment |  |  | -3.0284 |  | -3.0284 | [7 empty] | -3.0284 |  | -3.0284
Adjusted O&M Expenses |  |  | 97.825 |  | 97.825 | [7 empty] | 97.825 |  | 97.825
Customer Accounts/Services |  |  | 56.4882 |  | 56.4882 | [7 empty] | 56.4882 |  | 56.4882
Total ($/Customer/Year) |  |  | 1006.9817 |  | 1006.9817 | [7 empty] | 1006.9817 |  | 1006.9817

## M-L C&I TSM Summary
MEDIUM/LARGE C&I TSM SUMMARY
| Secondary |  |  |  | Primary |  |  |  | Transmission |  |  |  | Total - Medium/Large C&I
Cost Component | ≤ 500 kW | > 500 kW - 12 MW | > 12 MW | Total | ≤ 500 kW | > 500 kW - 12 MW | > 12 MW | Total | ≤ 500 kW | > 500 kW - 12 MW | > 12 MW | Total | ≤ 500 kW | > 500 kW - 12 MW | > 12 MW | Total
TSM Components
Transformers | 12122.1212 | 26618.1042 |  | 12536.7478 | 0 | 0 |  | 0 |  |  |  |  | 11571.7114 | 16094.6677 |  | 11772.6278
Services | 2405.611 | 6619.2023 |  | 2526.1318 | 3129.9273 | 3129.9273 |  | 3129.9273 |  |  |  |  | 2438.4989 | 5239.7215 |  | 2562.9333
Meters | 660.6649 | 865.6759 |  | 666.5288 | 960.5255 | 967.8216 |  | 962.6278 |  |  |  |  | 674.2802 | 906.0591 |  | 684.5762
Subtotal | 15188.3971 | 34102.9824 |  | 15729.4084 | 4090.4528 | 4097.749 |  | 4092.5551 |  |  |  |  | 14684.4905 | 22240.4482 |  | 15020.1373
General Plant Loading at
2.772%
Working Capital at
1.502%
Transformers | 12645.3502 | 27767.0256 |  | 13077.8734 | 0 | 0 |  | 0 |  |  |  |  | 12071.1829 | 16789.3643 |  | 12280.7716
Services | 2509.4448 | 6904.908 |  | 2635.1676 | 3265.0249 | 3265.0249 |  | 3265.0249 |  |  |  |  | 2543.7522 | 5465.8844 |  | 2673.5576
Meters | 689.1813 | 903.0412 |  | 695.2983 | 1001.9848 | 1009.5959 |  | 1004.1778 |  |  |  |  | 703.3843 | 945.1674 |  | 714.1247
Subtotal | 15843.9763 | 35574.9747 |  | 16408.3393 | 4267.0097 | 4274.6207 |  | 4269.2027 |  |  |  |  | 15318.3194 | 23200.4162 |  | 15668.4539
Annualized Transformer Cost at 8.05% | 1017.6809 | 2234.6531 |  | 1052.4898 | 0 | 0 |  | 0 |  |  |  |  | 971.4727 | 1351.1856 |  | 988.3401
Annualized Services Cost at 7.08% | 177.6061 | 488.6953 |  | 186.5041 | 231.0823 | 231.0823 |  | 231.0823 |  |  |  |  | 180.0342 | 386.8483 |  | 189.2212
Annualized Meter Cost at 10.78% | 74.2706 | 97.3175 |  | 74.9298 | 107.9803 | 108.8006 |  | 108.2167 |  |  |  |  | 75.8012 | 101.8573 |  | 76.9587
Annualized TSM Cost | 1269.5576 | 2820.6659 |  | 1313.9237 | 339.0627 | 339.8829 |  | 339.299 |  |  |  |  | 1227.3081 | 1839.8912 |  | 1254.52
O&M Expenses | 161.2934 | 161.1748 |  | 161.29 | 41.9603 | 41.9774 |  | 41.9652 |  |  |  |  | 154.1383 | 151.4094 |  | 154.0171
Customer Accounts/Services | 447.8626 | 447.8626 |  | 447.8626 | 447.8626 | 447.8626 |  | 447.8626 |  |  |  |  | 447.8626 | 447.8626 |  | 447.8626
Total ($/Customer-Year) | 1878.7136 | 3429.7033 |  | 1923.0763 | 828.8856 | 829.7229 |  | 829.1268 |  |  |  |  | 1829.309 | 2439.1632 |  | 1856.3997

## M-L C&I Cust Cost Summary
RENTAL - MEDIUM/LARGE C&I - 2020$
| Secondary |  |  |  | Primary |  |  |  | Transmission |  |  |  | Total - Medium/Large C&I
Cost Component | ≤ 500 kW | > 500 kW - 12 MW | > 12 MW | Total | ≤ 500 kW | > 500 kW - 12 MW | > 12 MW | Total | ≤ 500 kW | > 500 kW - 12 MW | > 12 MW | Total | ≤ 500 kW | > 500 kW - 12 MW | > 12 MW | Total
TSM Components
Transformers | 13154.2479 | 28884.4778 |  | 13604.1774 | 0 | 0 |  | 0 |  |  |  |  | 12556.9739 | 17465.0331 |  | 12774.9972
Services | 2610.4345 | 7182.7881 |  | 2741.2169 | 3396.422 | 3396.422 |  | 3396.422 |  |  |  |  | 2646.1226 | 5685.8527 |  | 2781.1519
Meters | 716.9166 | 939.383 |  | 723.2798 | 1042.3086 | 1050.2259 |  | 1044.5898 |  |  |  |  | 731.6912 | 983.2046 |  | 742.8638
Subtotal | 16481.599 | 37006.6489 |  | 17068.6741 | 4438.7306 | 4446.648 |  | 4441.0119 |  |  |  |  | 15934.7877 | 24134.0904 |  | 16299.0129
General Plant Loading at
2.772%
Working Capital at
1.502%
Transformers | 13722.0267 | 30131.223 |  | 14191.3766 | 0 | 0 |  | 0 |  |  |  |  | 13098.9725 | 18218.879 |  | 13326.4064
Services | 2723.1091 | 7492.8199 |  | 2859.5365 | 3543.0223 | 3543.0223 |  | 3543.0223 |  |  |  |  | 2760.3376 | 5931.272 |  | 2901.1952
Meters | 747.861 | 979.9297 |  | 754.4988 | 1087.2979 | 1095.557 |  | 1089.6776 |  |  |  |  | 763.2733 | 1025.6428 |  | 774.9281
Subtotal | 17192.9968 | 38603.9727 |  | 17805.4119 | 4630.3202 | 4638.5793 |  | 4632.7 |  |  |  |  | 16622.5834 | 25175.7939 |  | 17002.5297
Annualized Transformer Cost at 8.05% | 1104.3304 | 2424.9205 |  | 1142.103 | 0 | 0 |  | 0 |  |  |  |  | 1054.1878 | 1466.231 |  | 1072.4914
Annualized Services Cost at 7.08% | 192.7282 | 530.3048 |  | 202.3839 | 250.7576 | 250.7576 |  | 250.7576 |  |  |  |  | 195.3631 | 419.7861 |  | 205.3323
Annualized Meter Cost at 10.78% | 80.5943 | 105.6035 |  | 81.3097 | 117.1742 | 118.0643 |  | 117.4307 |  |  |  |  | 82.2553 | 110.5299 |  | 83.5113
Annualized TSM Cost | 1377.6529 | 3060.8289 |  | 1425.7965 | 367.9319 | 368.8219 |  | 368.1883 |  |  |  |  | 1331.8061 | 1996.547 |  | 1361.3349
O&M Expenses | 169.9303 | 169.8053 |  | 169.9267 | 44.2072 | 44.2252 |  | 44.2124 |  |  |  |  | 162.3921 | 159.5171 |  | 162.2644
Miscellaneous Service Revenue Adjustment | -3.0284 | -3.0284 |  | -3.0284 | -3.0284 | -3.0284 |  | -3.0284 |  |  |  |  | -3.0284 | -3.0284 |  | -3.0284
Adjusted O&M Expenses | 166.9019 | 166.7769 |  | 166.8983 | 41.1788 | 41.1968 |  | 41.184 |  |  |  |  | 159.3637 | 156.4887 |  | 159.236
Customer Accounts/Services | 481.5503 | 481.5503 |  | 481.5503 | 481.5503 | 481.5503 |  | 481.5503 |  |  |  |  | 481.5503 | 481.5503 |  | 481.5503
Total ($/Customer-Year) | 2026.1051 | 3709.1561 |  | 2074.2452 | 890.6609 | 891.569 |  | 890.9226 |  |  |  |  | 1972.7201 | 2634.586 |  | 2002.1212

## Sch OL-TOU Cust Fcst
SCHEDULE OL-TOU - CUSTOMERS
Secondary
Max Annual Demand (kW) | 120/ 240 1-Phase | 120/240 3-Phase | 120/208 | 277/480 | Sec-Total | Primary | Total
| (Cust) | (Cust) | (Cust) | (Cust) | (Cust) | (Cust) | (Cust)
0 - 2
3 - 6
7 - 12
13 - 20
21 - 25
26 - 50
51 - 75
76 - 100
101 - 150 |  |  |  | 3 | 3 |  | 3
151 - 200
201 - 250
251 - 350
351 - 450
451 - 500
501 - 550
551 - 650
651 - 750
751 - 850
851 - 1,050
1,051 - 1,250
1,251 - 1,500
1,501 - 2,000
2,001 - 2,500
2,501 - 3,000
3,001 - 3,500
3,501 - 4,000
4,001 - 5,000
5,001 - 12,000
12,001 - 25,000
25,001 - 50,000
>50,000
Total | 0 |  |  | 3 | 3 |  | 3
≤ 500 kW | 0 |  |  | 3 | 3 |  | 3
> 500 kW - 12 MW | 0 |  |  | 0 | 0 |  | 0
> 12 MW | 0 |  |  | 0 | 0 |  | 0
Note:
(1) Number of customers reflect the average number of Schedule OL-TOU customers in 2016.
(2) Input data in blue font comes from a separate source file.
Check | 0 | 0 | 0 | 0 | 0 | 0 | 0

## Sch OL-TOU TSM
SCHEDULE OL-TOU TSM COSTS
| SECONDARY | [15 empty] | OL-TOU TOTAL
| 120/240 1-Phase |  |  |  | 120/240 3-Phase |  |  |  | 120/208 |  |  |  | 277/480
Max Annual Demand (kW) | Transformers | Services | Meters | Average | Transformers | Services | Meters | Average | Transformers | Services | Meters | Average | Transformers | Services | Meters | Average | Transformers | Services | Meters | Average
| ($) | ($) | ($) | ($/Cust) | ($) | ($) | ($) | ($/Cust) | ($) | ($) | ($) | ($/Cust) | ($) | ($) | ($) | ($/Cust) | ($) | ($) | ($) | ($/Cust)
0 - 2 | 0 | 0 | 0 | 0 | 0 | 0 | 0 | 0 | 0 | 0 | 0 | 0 | 0 | 0 | 0 | 0 | 0 | 0 | 0 | 0
3 - 6 | 0 | 0 | 0 | 0 | 0 | 0 | 0 | 0 | 0 | 0 | 0 | 0 | 0 | 0 | 0 | 0 | 0 | 0 | 0 | 0
7 - 12 | 0 | 0 | 0 | 0 | 0 | 0 | 0 | 0 | 0 | 0 | 0 | 0 | 0 | 0 | 0 | 0 | 0 | 0 | 0 | 0
13 - 20 | 0 | 0 | 0 | 0 | 0 | 0 | 0 | 0 | 0 | 0 | 0 | 0 | 0 | 0 | 0 | 0 | 0 | 0 | 0 | 0
21 - 25 | 0 | 0 | 0 | 0 | 0 | 0 | 0 | 0 | 0 | 0 | 0 | 0 | 0 | 0 | 0 | 0 | 0 | 0 | 0 | 0
26 - 50 | 0 | 0 | 0 | 0 | 0 | 0 | 0 | 0 | 0 | 0 | 0 | 0 | 0 | 0 | 0 | 0 | 0 | 0 | 0 | 0
51 - 75 | 0 | 0 | 0 | 0 | 0 | 0 | 0 | 0 | 0 | 0 | 0 | 0 | 0 | 0 | 0 | 0 | 0 | 0 | 0 | 0
76 - 100 | 0 | 0 | 0 | 0 | 0 | 0 | 0 | 0 | 0 | 0 | 0 | 0 | 0 | 0 | 0 | 0 | 0 | 0 | 0 | 0
101 - 150 | 0 | 0 | 0 | 0 | 0 | 0 | 0 | 0 | 0 | 0 | 0 | 0 | 52531.1536 | 4321.6498 | 2597.0276 | 2972.4915 | 52531.1536 | 4321.6498 | 2597.0276 | 571.633
151 - 200 | 0 | 0 | 0 | 0 | 0 | 0 | 0 | 0 | 0 | 0 | 0 | 0 | 0 | 0 | 0 | 0 | 0 | 0 | 0 | 0
201 - 250 | 0 | 0 | 0 | 0 | 0 | 0 | 0 | 0 | 0 | 0 | 0 | 0 | 0 | 0 | 0 | 0 | 0 | 0 | 0 | 0
251 - 350 | 0 | 0 | 0 | 0 | 0 | 0 | 0 | 0 | 0 | 0 | 0 | 0 | 0 | 0 | 0 | 0 | 0 | 0 | 0 | 0
351 - 450 | 0 | 0 | 0 | 0 | 0 | 0 | 0 | 0 | 0 | 0 | 0 | 0 | 0 | 0 | 0 | 0 | 0 | 0 | 0 | 0
451 - 500 | 0 | 0 | 0 | 0 | 0 | 0 | 0 | 0 | 0 | 0 | 0 | 0 | 0 | 0 | 0 | 0 | 0 | 0 | 0 | 0
501 - 550 | 0 | 0 | 0 | 0 | 0 | 0 | 0 | 0 | 0 | 0 | 0 | 0 | 0 | 0 | 0 | 0 | 0 | 0 | 0 | 0
551 - 650 | 0 | 0 | 0 | 0 | 0 | 0 | 0 | 0 | 0 | 0 | 0 | 0 | 0 | 0 | 0 | 0 | 0 | 0 | 0 | 0
651 - 750 | 0 | 0 | 0 | 0 | 0 | 0 | 0 | 0 | 0 | 0 | 0 | 0 | 0 | 0 | 0 | 0 | 0 | 0 | 0 | 0
751 - 850 | 0 | 0 | 0 | 0 | 0 | 0 | 0 | 0 | 0 | 0 | 0 | 0 | 0 | 0 | 0 | 0 | 0 | 0 | 0 | 0
851 - 1,050 | 0 | 0 | 0 | 0 | 0 | 0 | 0 | 0 | 0 | 0 | 0 | 0 | 0 | 0 | 0 | 0 | 0 | 0 | 0 | 0
1,051 - 1,250 | 0 | 0 | 0 | 0 | 0 | 0 | 0 | 0 | 0 | 0 | 0 | 0 | 0 | 0 | 0 | 0 | 0 | 0 | 0 | 0
1,251 - 1,500 | 0 | 0 | 0 | 0 | 0 | 0 | 0 | 0 | 0 | 0 | 0 | 0 | 0 | 0 | 0 | 0 | 0 | 0 | 0 | 0
1,501 - 2,000 | 0 | 0 | 0 | 0 | 0 | 0 | 0 | 0 | 0 | 0 | 0 | 0 | 0 | 0 | 0 | 0 | 0 | 0 | 0 | 0
2,001 - 2,500 | 0 | 0 | 0 | 0 | 0 | 0 | 0 | 0 | 0 | 0 | 0 | 0 | 0 | 0 | 0 | 0 | 0 | 0 | 0 | 0
2,501 - 3,000 | 0 | 0 | 0 | 0 | 0 | 0 | 0 | 0 | 0 | 0 | 0 | 0 | 0 | 0 | 0 | 0 | 0 | 0 | 0 | 0
3,001 - 3,500 | 0 | 0 | 0 | 0 | 0 | 0 | 0 | 0 | 0 | 0 | 0 | 0 | 0 | 0 | 0 | 0 | 0 | 0 | 0 | 0
3,501 - 4,000 | 0 | 0 | 0 | 0 | 0 | 0 | 0 | 0 | 0 | 0 | 0 | 0 | 0 | 0 | 0 | 0 | 0 | 0 | 0 | 0
4,001 - 5,000 | 0 | 0 | 0 | 0 | 0 | 0 | 0 | 0 | 0 | 0 | 0 | 0 | 0 | 0 | 0 | 0 | 0 | 0 | 0 | 0
5,001 - 12,000 | 0 | 0 | 0 | 0 | 0 | 0 | 0 | 0 | 0 | 0 | 0 | 0 | 0 | 0 | 0 | 0 | 0 | 0 | 0 | 0
12,001 - 25,000 | 0 | 0 | 0 | 0 | 0 | 0 | 0 | 0 | 0 | 0 | 0 | 0 | 0 | 0 | 0 | 0 | 0 | 0 | 0 | 0
25,001 - 50,000 | 0 | 0 | 0 | 0 | 0 | 0 | 0 | 0 | 0 | 0 | 0 | 0 | 0 | 0 | 0 | 0 | 0 | 0 | 0 | 0
>50,000 | 0 | 0 | 0 | 0 | 0 | 0 | 0 | 0 | 0 | 0 | 0 | 0 | 0 | 0 | 0 | 0 | 0 | 0 | 0 | 0
Total | 0 | 0 | 0 | 0 | 0 | 0 | 0 | 0 | 0 | 0 | 0 | 0 | 17510.3845 | 1440.5499 | 865.6759 | 19816.6103 | 17510.3845 | 1440.5499 | 865.6759 | 19816.6103
≤ 500 kW | 0 | 0 | 0 | 0 | 0 | 0 | 0 | 0 | 0 | 0 | 0 | 0 | 17510.3845 | 1440.5499 | 865.6759 | 19816.6103 | 17510.3845 | 1440.5499 | 865.6759 | 19816.6103
> 500 kW - 12 MW | 0 | 0 | 0 | 0 | 0 | 0 | 0 | 0 | 0 | 0 | 0 | 0 | 0 | 0 | 0 | 0 | 0 | 0 | 0 | 0
> 12 MW | 0 | 0 | 0 | 0 | 0 | 0 | 0 | 0 | 0 | 0 | 0 | 0 | 0 | 0 | 0 | 0 | 0 | 0 | 0 | 0
Check |  |  |  | 0 |  |  |  | 0 |  |  |  | 0 |  |  |  | 0 |  |  |  | 0
|  |  |  | 0 |  |  |  | 0 |  |  |  | 0 |  |  |  | 0 |  |  |  | 0
|  |  |  | 0 |  |  |  | 0 |  |  |  | 0 |  |  |  | 0 |  |  |  | 0
|  |  |  | 0 |  |  |  | 0 |  |  |  | 0 |  |  |  | 0 |  |  |  | 0

## Sch OL-TOU TSM Summary
SCHEDULE OL-TOU TSM SUMMARY
Secondary - OL-TOU Total
Cost Component | ≤ 500 kW | > 500 kW - 12 MW | > 12 MW | Sec Total
TSM Components
Transformers | 17510.3845 |  |  | 17510.3845
Services | 1440.5499 |  |  | 1440.5499
Meters | 865.6759 |  |  | 865.6759
Subtotal | 19816.6103 |  |  | 19816.6103
General Plant Loading at
2.772%
Working Capital at
1.502%
Transformers | 18266.188 |  |  | 18266.188
Services | 1502.7286 |  |  | 1502.7286
Meters | 903.0412 |  |  | 903.0412
Subtotal | 20671.9578 |  |  | 20671.9578
Annualized Transformer Cost at 8.05% | 1470.0384 |  |  | 1470.0384
Annualized Services Cost at 7.08% | 106.3557 |  |  | 106.3557
Annualized Meter Cost at 10.78% | 97.3175 |  |  | 97.3175
Annualized TSM Cost | 1673.7116 |  |  | 1673.7116
O&M Expenses | 203.2004 |  |  | 203.2004
Customer Accounts/Services | 447.8626 |  |  | 447.8626
Total ($/Customer-Year) | 2324.7746 |  |  | 2324.7746

## Sch OL-TOU Cust Cost Summary
RENTAL - SCHEDULE OL-TOU - 2020$
Secondary - OL-TOU Total
Cost Component | ≤ 500 kW | > 500 kW - 12 MW | > 12 MW | Sec Total
TSM Components
Transformers | 19001.2898 |  |  | 19001.2898
Services | 1563.2042 |  |  | 1563.2042
Meters | 939.383 |  |  | 939.383
Subtotal | 21503.8771 |  |  | 21503.8771
General Plant Loading at
2.772%
Working Capital at
1.502%
Transformers | 19821.4455 |  |  | 19821.4455
Services | 1630.677 |  |  | 1630.677
Meters | 979.9297 |  |  | 979.9297
Subtotal | 22432.0523 |  |  | 22432.0523
Annualized Transformer Cost at 8.05% | 1595.2034 |  |  | 1595.2034
Annualized Services Cost at 7.08% | 115.4113 |  |  | 115.4113
Annualized Meter Cost at 10.78% | 105.6035 |  |  | 105.6035
Annualized TSM Cost | 1816.2182 |  |  | 1816.2182
O&M Expenses | 214.0813 |  |  | 214.0813
Miscellaneous Service Revenue Adjustment | -3.0284 |  |  | -3.0284
Adjusted O&M Expenses | 211.0529 |  |  | 211.0529
Customer Accounts/Services | 481.5503 |  |  | 481.5503
Total ($/Customer-Year) | 2508.8214 |  |  | 2508.8214

## Sch AL-TOU Cust Fcst
SCHEDULE AL-TOU - CUSTOMERS
Secondary
Max Annual Demand (kW) | 120/ 240 1-Phase | 120/240 3-Phase | 120/208 | 277/480 | Sec-Total | Primary | Transmission | Total
| (Cust) | (Cust) | (Cust) | (Cust) | (Cust) | (Cust) | (Cust) | (Cust)
0 - 2 | 4 | 0 | 2 | 0 | 6 | 0 |  | 6
3 - 6 | 5 | 0 | 1 | 0 | 6 | 1 |  | 7
7 - 12 | 2 | 2 | 3 | 0 | 7 | 0 |  | 7
13 - 20 | 4 | 0 | 2 | 1 | 7 | 0 |  | 7
21 - 25 | 4 | 2 | 5 | 1 | 12 | 0 |  | 12
26 - 50 | 26 | 6 | 56 | 12 | 100 | 2 |  | 102
51 - 75 | 16 | 3 | 64 | 13 | 96 | 0 |  | 96
76 - 100 | 1 | 1 | 44 | 10 | 56 | 0 |  | 56
101 - 150 | 2 | 1 | 81 | 20 | 104 | 5 |  | 109
151 - 200 | 1 | 1 | 86 | 52 | 140 | 6 |  | 146
201 - 250 |  |  | 60 | 43 | 103 | 6 |  | 109
251 - 350 |  |  | 21 | 82 | 103 | 3 |  | 106
351 - 450 |  |  | 2 | 27 | 29 | 11 |  | 40
451 - 500 |  |  | 0 | 12 | 12 | 1 |  | 13
501 - 550 |  |  | 2 | 5 | 7 | 0 |  | 7
551 - 650 |  |  |  | 10 | 10 | 3 |  | 13
651 - 750 |  |  |  | 2 | 2 | 0 |  | 2
751 - 850 |  |  |  | 0 | 0 | 1 |  | 1
851 - 1,050 |  |  |  | 3 | 3 | 4 |  | 7
1,051 - 1,250 |  |  |  | 1 | 1 | 1 |  | 2
1,251 - 1,500 | [5 empty] | 1 |  | 1
1,501 - 2,000
2,001 - 2,500
2,501 - 3,000
3,001 - 3,500
3,501 - 4,000
4,001 - 5,000
5,001 - 12,000
12,001 - 25,000
25,001 - 50,000
>50,000
Total | 65 | 16 | 429 | 294 | 804 | 45 |  | 849
≤ 500 kW | 65 | 16 | 427 | 273 | 781 | 35 |  | 816
> 500 kW - 12 MW | 0 | 0 | 2 | 21 | 23 | 10 |  | 33
> 12 MW | 0 | 0 | 0 | 0 | 0 | 0 |  | 0
Note:
(1) Number of customers reflect the average number of Schedule AL-TOU customers in 2016.
(2) Input data in blue font comes from a separate source file.
Check | 0 | 0 | 0 | 0 | 0 | 0 | 0 | 0

## Sch AL-TOU TSM
SCHEDULE AL-TOU TSM COSTS
| SECONDARY | [19 empty] | PRIMARY |  |  |  | TRANSMISSION |  |  |  | AL-TOU TOTAL
| 120/240 1-Phase |  |  |  | 120/240 3-Phase |  |  |  | 120/208 |  |  |  | 277/480 |  |  |  | Secondary Total
Max Annual Demand (kW) | Transformers | Services | Meters | Average | Transformers | Services | Meters | Average | Transformers | Services | Meters | Average | Transformers | Services | Meters | Average | Transformers | Services | Meters | Average | Transformers | Services | Meters | Average | Transformers | Services | Meters | Average | Transformers | Services | Meters | Average
| ($) | ($) | ($) | ($/Cust) | ($) | ($) | ($) | ($/Cust) | ($) | ($) | ($) | ($/Cust) | ($) | ($) | ($) | ($/Cust) | ($) | ($) | ($) | ($/Cust) | ($) | ($) | ($) | ($/Cust) | ($) | ($) | ($) | ($/Cust) | ($) | ($) | ($) | ($/Cust)
0 - 2 | 1164.1219 | 448.6685 | 937.1989 | 637.4973 | 0 | 0 | 0 | 0 | 706.8712 | 1219.6407 | 603.527 | 1265.0194 | 0 | 0 | 0 | 0 | 1870.9931 | 1668.3091 | 1540.7259 | 846.6714 | 0 | 0 | 0 | 0 | 0 | 0 | 0 | 0 | 1870.9931 | 1668.3091 | 1540.7259 | 846.6714
3 - 6 | 4365.4573 | 560.8356 | 1171.4987 | 1219.5583 | 0 | 0 | 0 | 0 | 1060.3068 | 609.8203 | 301.7635 | 1971.8906 | 0 | 0 | 0 | 0 | 5425.7641 | 1170.6559 | 1473.2622 | 1344.947 | 0 | 3129.9273 | 865.6759 | 3995.6032 | 0 | 0 | 0 | 0 | 5425.7641 | 4300.5832 | 2338.938 | 1723.6122
7 - 12 | 1746.1829 | 316.2093 | 468.5995 | 1265.4958 | 4033.6373 | 1436.5838 | 603.527 | 3036.8741 | 6361.8407 | 2154.8758 | 905.2905 | 3140.669 | 0 | 0 | 0 | 0 | 12141.6609 | 3907.6689 | 1977.417 | 2575.2495 | 0 | 0 | 0 | 0 | 0 | 0 | 0 | 0 | 12141.6609 | 3907.6689 | 1977.417 | 2575.2495
13 - 20 | 8730.9146 | 691.3174 | 937.1989 | 2589.8577 | 0 | 0 | 0 | 0 | 9896.1966 | 1436.5838 | 603.527 | 5968.1537 | 5836.7948 | 718.2919 | 301.7635 | 6856.8503 | 24463.906 | 2846.1931 | 1842.4894 | 4164.6555 | 0 | 0 | 0 | 0 | 0 | 0 | 0 | 0 | 24463.906 | 2846.1931 | 1842.4894 | 4164.6555
21 - 25 | 8730.9146 | 691.3174 | 937.1989 | 2589.8577 | 9411.8204 | 1436.5838 | 603.527 | 5725.9656 | 24740.4915 | 3591.4596 | 1508.8175 | 5968.1537 | 5836.7948 | 718.2919 | 301.7635 | 6856.8503 | 48720.0213 | 6437.6527 | 3351.3069 | 4875.7484 | 0 | 0 | 0 | 0 | 0 | 0 | 0 | 0 | 48720.0213 | 6437.6527 | 3351.3069 | 4875.7484
26 - 50 | 121942.4334 | 10833.3662 | 6091.793 | 5341.0613 | 84706.3836 | 5611.4106 | 1810.581 | 15354.7292 | 831280.5133 | 52373.166 | 16898.7559 | 16081.2935 | 70041.5382 | 11222.8213 | 3621.162 | 7073.7935 | 1107970.8684 | 80040.7641 | 28422.2919 | 12164.3392 | 0 | 6259.8546 | 1731.3517 | 3995.6032 | 0 | 0 | 0 | 0 | 1107970.8684 | 86300.6188 | 30153.6436 | 12004.1679
51 - 75 | 82401.2941 | 10740.8164 | 3748.7957 | 6055.6816 | 42353.1918 | 4321.6498 | 905.2905 | 15860.044 | 950034.8723 | 92195.1958 | 19312.8639 | 16586.6083 | 113817.4996 | 12158.0564 | 3922.9255 | 9992.1909 | 1188606.8577 | 119415.7184 | 27889.8756 | 13915.7547 | 0 | 0 | 0 | 0 | 0 | 0 | 0 | 0 | 1188606.8577 | 119415.7184 | 27889.8756 | 13915.7547
76 - 100 | 4936.2066 | 1276.3724 | 234.2997 | 6446.8787 | 8339.1935 | 1440.5499 | 301.7635 | 10081.5069 | 378291.7241 | 63384.1971 | 13277.594 | 10339.8526 | 87551.9227 | 14405.4993 | 3017.635 | 10497.5057 | 479119.0469 | 80506.6189 | 16831.2922 | 10293.8742 | 0 | 0 | 0 | 0 | 0 | 0 | 0 | 0 | 479119.0469 | 80506.6189 | 16831.2922 | 10293.8742
101 - 150 | 9872.4131 | 3762.8877 | 468.5995 | 7051.9502 | 8339.1935 | 2881.0999 | 865.6759 | 12085.9692 | 1392801.3479 | 233369.0894 | 70119.7439 | 20941.8541 | 350207.6909 | 28810.9987 | 17313.517 | 19816.6103 | 1761220.6454 | 268824.0758 | 88767.5362 | 20373.1948 | 0 | 15649.6366 | 4839.1082 | 4097.749 | 0 | 0 | 0 | 0 | 1761220.6454 | 284473.7123 | 93606.6444 | 19626.6147
151 - 200 | 6972.331 | 1881.4439 | 234.2997 | 9088.0746 | 16678.3869 | 3881.3806 | 865.6759 | 21425.4434 | 833130.9004 | 333798.733 | 74448.1231 | 14434.6251 | 476918.28 | 100915.896 | 45015.1442 | 11977.8715 | 1333699.8983 | 440477.4535 | 120563.2429 | 13533.8614 | 0 | 18779.5639 | 5806.9298 | 4097.749 | 0 | 0 | 0 | 0 | 1333699.8983 | 459257.0173 | 126370.1728 | 13146.0759
201 - 250 | 0 | 0 | 0 | 0 | 0 | 0 | 0 | 0 | 581254.1165 | 232882.837 | 51940.551 | 14434.6251 | 394374.7316 | 83449.6832 | 37224.0616 | 11977.8715 | 975628.8481 | 316332.5202 | 89164.6126 | 13408.9901 | 0 | 18779.5639 | 5806.9298 | 4097.749 | 0 | 0 | 0 | 0 | 975628.8481 | 335112.0841 | 94971.5424 | 12896.4447
251 - 350 | 0 | 0 | 0 | 0 | 0 | 0 | 0 | 0 | 406877.8816 | 132980.0222 | 18179.1929 | 26573.1951 | 1504126.8832 | 259627.6624 | 70985.4197 | 22374.8776 | 1911004.7648 | 392607.6846 | 89164.6126 | 23230.8453 | 0 | 9389.7819 | 2903.4649 | 4097.749 | 0 | 0 | 0 | 0 | 1911004.7648 | 401997.4666 | 92068.0775 | 22689.3425
351 - 450 | 0 | 0 | 0 | 0 | 0 | 0 | 0 | 0 | 24812.7021 | 18997.146 | 1731.3517 | 22770.5999 | 334971.4781 | 104797.2766 | 23373.248 | 17153.4075 | 359784.1801 | 123794.4227 | 25104.5997 | 17540.8001 | 0 | 34429.2004 | 10646.038 | 4097.749 | 0 | 0 | 0 | 0 | 359784.1801 | 158223.6231 | 35750.6377 | 13843.961
451 - 500 | 0 | 0 | 0 | 0 | 0 | 0 | 0 | 0 | 0 | 0 | 0 | 0 | 170021.4874 | 46576.5674 | 10388.1102 | 18915.5138 | 170021.4874 | 46576.5674 | 10388.1102 | 18915.5138 | 0 | 3129.9273 | 967.8216 | 4097.749 | 0 | 0 | 0 | 0 | 170021.4874 | 49706.4947 | 11355.9318 | 17775.6857
501 - 550 | 0 | 0 | 0 | 0 | 0 | 0 | 0 | 0 | 33536.4384 | 18997.146 | 1731.3517 | 27132.4681 | 70842.2864 | 19406.9031 | 4328.3793 | 18915.5138 | 104378.7249 | 38404.0491 | 6059.731 | 21263.215 | 0 | 0 | 0 | 0 | 0 | 0 | 0 | 0 | 104378.7249 | 38404.0491 | 6059.731 | 21263.215
551 - 650 | 0 | 0 | 0 | 0 | 0 | 0 | 0 | 0 | 0 | 0 | 0 | 0 | 283369.1457 | 63323.8201 | 8656.7585 | 35534.9724 | 283369.1457 | 63323.8201 | 8656.7585 | 35534.9724 | 0 | 9389.7819 | 2903.4649 | 4097.749 | 0 | 0 | 0 | 0 | 283369.1457 | 72713.602 | 11560.2234 | 28280.2286
651 - 750 | 0 | 0 | 0 | 0 | 0 | 0 | 0 | 0 | 0 | 0 | 0 | 0 | 68706.0317 | 12664.764 | 1731.3517 | 41551.0737 | 68706.0317 | 12664.764 | 1731.3517 | 41551.0737 | 0 | 0 | 0 | 0 | 0 | 0 | 0 | 0 | 68706.0317 | 12664.764 | 1731.3517 | 41551.0737
751 - 850 | 0 | 0 | 0 | 0 | 0 | 0 | 0 | 0 | 0 | 0 | 0 | 0 | 0 | 0 | 0 | 0 | 0 | 0 | 0 | 0 | 0 | 3129.9273 | 967.8216 | 4097.749 | 0 | 0 | 0 | 0 | 0 | 3129.9273 | 967.8216 | 4097.749
851 - 1,050 | 0 | 0 | 0 | 0 | 0 | 0 | 0 | 0 | 0 | 0 | 0 | 0 | 119068.8146 | 28495.719 | 2597.0276 | 50053.8537 | 119068.8146 | 28495.719 | 2597.0276 | 50053.8537 | 0 | 12519.7093 | 3871.2866 | 4097.749 | 0 | 0 | 0 | 0 | 119068.8146 | 41015.4283 | 6468.3141 | 23793.2224
1,051 - 1,250 | 0 | 0 | 0 | 0 | 0 | 0 | 0 | 0 | 0 | 0 | 0 | 0 | 39689.6049 | 12664.764 | 865.6759 | 53220.0447 | 39689.6049 | 12664.764 | 865.6759 | 53220.0447 | 0 | 3129.9273 | 967.8216 | 4097.749 | 0 | 0 | 0 | 0 | 39689.6049 | 15794.6913 | 1833.4975 | 28658.8968
1,251 - 1,500 | 0 | 0 | 0 | 0 | 0 | 0 | 0 | 0 | 0 | 0 | 0 | 0 | 0 | 0 | 0 | 0 | 0 | 0 | 0 | 0 | 0 | 3129.9273 | 967.8216 | 4097.749 | 0 | 0 | 0 | 0 | 0 | 3129.9273 | 967.8216 | 4097.749
1,501 - 2,000 | 0 | 0 | 0 | 0 | 0 | 0 | 0 | 0 | 0 | 0 | 0 | 0 | 0 | 0 | 0 | 0 | 0 | 0 | 0 | 0 | 0 | 0 | 0 | 0 | 0 | 0 | 0 | 0 | 0 | 0 | 0 | 0
2,001 - 2,500 | 0 | 0 | 0 | 0 | 0 | 0 | 0 | 0 | 0 | 0 | 0 | 0 | 0 | 0 | 0 | 0 | 0 | 0 | 0 | 0 | 0 | 0 | 0 | 0 | 0 | 0 | 0 | 0 | 0 | 0 | 0 | 0
2,501 - 3,000 | 0 | 0 | 0 | 0 | 0 | 0 | 0 | 0 | 0 | 0 | 0 | 0 | 0 | 0 | 0 | 0 | 0 | 0 | 0 | 0 | 0 | 0 | 0 | 0 | 0 | 0 | 0 | 0 | 0 | 0 | 0 | 0
3,001 - 3,500 | 0 | 0 | 0 | 0 | 0 | 0 | 0 | 0 | 0 | 0 | 0 | 0 | 0 | 0 | 0 | 0 | 0 | 0 | 0 | 0 | 0 | 0 | 0 | 0 | 0 | 0 | 0 | 0 | 0 | 0 | 0 | 0
3,501 - 4,000 | 0 | 0 | 0 | 0 | 0 | 0 | 0 | 0 | 0 | 0 | 0 | 0 | 0 | 0 | 0 | 0 | 0 | 0 | 0 | 0 | 0 | 0 | 0 | 0 | 0 | 0 | 0 | 0 | 0 | 0 | 0 | 0
4,001 - 5,000 | 0 | 0 | 0 | 0 | 0 | 0 | 0 | 0 | 0 | 0 | 0 | 0 | 0 | 0 | 0 | 0 | 0 | 0 | 0 | 0 | 0 | 0 | 0 | 0 | 0 | 0 | 0 | 0 | 0 | 0 | 0 | 0
5,001 - 12,000 | 0 | 0 | 0 | 0 | 0 | 0 | 0 | 0 | 0 | 0 | 0 | 0 | 0 | 0 | 0 | 0 | 0 | 0 | 0 | 0 | 0 | 0 | 0 | 0 | 0 | 0 | 0 | 0 | 0 | 0 | 0 | 0
12,001 - 25,000 | 0 | 0 | 0 | 0 | 0 | 0 | 0 | 0 | 0 | 0 | 0 | 0 | 0 | 0 | 0 | 0 | 0 | 0 | 0 | 0 | 0 | 0 | 0 | 0 | 0 | 0 | 0 | 0 | 0 | 0 | 0 | 0
25,001 - 50,000 | 0 | 0 | 0 | 0 | 0 | 0 | 0 | 0 | 0 | 0 | 0 | 0 | 0 | 0 | 0 | 0 | 0 | 0 | 0 | 0 | 0 | 0 | 0 | 0 | 0 | 0 | 0 | 0 | 0 | 0 | 0 | 0
>50,000 | 0 | 0 | 0 | 0 | 0 | 0 | 0 | 0 | 0 | 0 | 0 | 0 | 0 | 0 | 0 | 0 | 0 | 0 | 0 | 0 | 0 | 0 | 0 | 0 | 0 | 0 | 0 | 0 | 0 | 0 | 0 | 0
Total | 3859.4195 | 480.0498 | 234.2997 | 4573.769 | 10866.3629 | 1313.0787 | 372.2525 | 12551.6941 | 12761.7394 | 2769.2073 | 633.0127 | 16163.9594 | 13929.8673 | 2720.9422 | 794.7073 | 17445.5168 | 12431.4568 | 2537.5117 | 654.7163 | 15623.6848 | 0 | 3129.9273 | 961.0119 | 4090.9392 | 0 | 0 | 0 | 0 | 11772.5457 | 2568.9118 | 670.9511 | 15012.4086
≤ 500 kW | 3859.4195 | 480.0498 | 234.2997 | 4573.769 | 10866.3629 | 1313.0787 | 372.2525 | 12551.6941 | 12742.9737 | 2737.688 | 631.923 | 16112.5846 | 12870.7147 | 2430.0405 | 789.2482 | 16090.0033 | 12009.8322 | 2413.0683 | 648.5037 | 15071.4041 | 0 | 3129.9273 | 959.0663 | 4088.9936 | 0 | 0 | 0 | 0 | 11494.7046 | 2443.8159 | 661.8244 | 14600.3449
> 500 kW - 12 MW | 0 | 0 | 0 | 0 | 0 | 0 | 0 | 0 | 16768.2192 | 9498.573 | 865.6759 | 27132.4681 | 27698.8516 | 6502.6653 | 865.6759 | 35067.1927 | 26748.3618 | 6763.179 | 865.6759 | 34377.2166 | 0 | 3129.9273 | 967.8216 | 4097.749 | 0 | 0 | 0 | 0 | 18642.7976 | 5662.1936 | 896.6291 | 25201.6204
> 12 MW | 0 | 0 | 0 | 0 | 0 | 0 | 0 | 0 | 0 | 0 | 0 | 0 | 0 | 0 | 0 | 0 | 0 | 0 | 0 | 0 | 0 | 0 | 0 | 0 | 0 | 0 | 0 | 0 | 0 | 0 | 0 | 0
Check |  |  |  | 0 |  |  |  | 0 |  |  |  | 0 |  |  |  | 0 |  |  |  | 0 |  |  |  | 0 |  |  |  | 0 |  |  |  | 0
|  |  |  | 0 |  |  |  | 0 |  |  |  | 0 |  |  |  | 0 |  |  |  | 0 |  |  |  | 0 |  |  |  | 0 |  |  |  | 0
|  |  |  | 0 |  |  |  | 0 |  |  |  | 0 |  |  |  | 0 |  |  |  | 0 |  |  |  | 0 |  |  |  | 0 |  |  |  | 0
|  |  |  | 0 |  |  |  | 0 |  |  |  | 0 |  |  |  | 0 |  |  |  | 0 |  |  |  | 0 |  |  |  | 0 |  |  |  | 0

## Sch AL-TOU TSM Summary
SCHEDULE AL-TOU TSM SUMMARY
| Secondary |  |  |  | Primary |  |  |  | Transmission |  |  |  | AL-TOU Total
Cost Component | ≤ 500 kW | > 500 kW - 12 MW | > 12 MW | Sec Total | ≤ 500 kW | > 500 kW - 12 MW | > 12 MW | Pri Total | ≤ 500 kW | > 500 kW - 12 MW | > 12 MW | Tran Total | ≤ 500 kW | > 500 kW - 12 MW | > 12 MW | Total
TSM Components
Transformers | 12009.8322 | 26748.3618 |  | 12431.4568 | 0 | 0 |  | 0 |  |  |  |  | 11494.7046 | 18642.7976 |  | 11772.5457
Services | 2413.0683 | 6763.179 |  | 2537.5117 | 3129.9273 | 3129.9273 |  | 3129.9273 |  |  |  |  | 2443.8159 | 5662.1936 |  | 2568.9118
Meters | 648.5037 | 865.6759 |  | 654.7163 | 959.0663 | 967.8216 |  | 961.0119 |  |  |  |  | 661.8244 | 896.6291 |  | 670.9511
Subtotal | 15071.4041 | 34377.2166 |  | 15623.6848 | 4088.9936 | 4097.749 |  | 4090.9392 |  |  |  |  | 14600.3449 | 25201.6204 |  | 15012.4086
General Plant Loading at
2.772%
Working Capital at
1.502%
Transformers | 12528.2144 | 27902.9055 |  | 12968.0377 | 0 | 0 |  | 0 |  |  |  |  | 11990.8523 | 19447.4796 |  | 12280.6859
Services | 2517.2239 | 7055.0991 |  | 2647.0387 | 3265.0249 | 3265.0249 |  | 3265.0249 |  |  |  |  | 2549.2987 | 5906.5918 |  | 2679.7942
Meters | 676.4951 | 903.0412 |  | 682.9759 | 1000.4626 | 1009.5959 |  | 1002.4922 |  |  |  |  | 690.3908 | 935.3305 |  | 699.9114
Subtotal | 15721.9335 | 35861.0458 |  | 16298.0524 | 4265.4875 | 4274.6207 |  | 4267.5171 |  |  |  |  | 15230.5418 | 26289.4018 |  | 15660.3915
Annualized Transformer Cost at 8.05% | 1008.2539 | 2245.5885 |  | 1043.6503 | 0 | 0 |  | 0 |  |  |  |  | 965.0078 | 1565.1071 |  | 988.3332
Annualized Services Cost at 7.08% | 178.1567 | 499.3251 |  | 187.3443 | 231.0823 | 231.0823 |  | 231.0823 |  |  |  |  | 180.4268 | 418.0394 |  | 189.6626
Annualized Meter Cost at 10.78% | 72.9035 | 97.3175 |  | 73.6019 | 107.8163 | 108.8006 |  | 108.035 |  |  |  |  | 74.401 | 100.7972 |  | 75.427
Annualized TSM Cost | 1259.3141 | 2842.2311 |  | 1304.5965 | 338.8986 | 339.8829 |  | 339.1174 |  |  |  |  | 1219.8355 | 2083.9438 |  | 1253.4227
O&M Expenses | 160.2059 | 160.2059 |  | 160.2059 | 41.9487 | 41.9487 |  | 41.9487 |  |  |  |  | 153.9379 | 153.9379 |  | 153.9379
Customer Accounts/Services | 447.8626 | 447.8626 |  | 447.8626 | 447.8626 | 447.8626 |  | 447.8626 |  |  |  |  | 447.8626 | 447.8626 |  | 447.8626
Total ($/Customer-Year) | 1867.3826 | 3450.2996 |  | 1912.6651 | 828.7099 | 829.6941 |  | 828.9286 |  |  |  |  | 1821.636 | 2685.7442 |  | 1855.2232

## Sch AL-TOU Cust Cost Summary
RENTAL - SCHEDULE AL-TOU - 2020$
| Secondary |  |  |  | Primary |  |  |  | Transmission |  |  |  | AL-TOU Total
Cost Component | ≤ 500 kW | > 500 kW - 12 MW | > 12 MW | Total | ≤ 500 kW | > 500 kW - 12 MW | > 12 MW | Total | ≤ 500 kW | > 500 kW - 12 MW | > 12 MW | Total | ≤ 500 kW | > 500 kW - 12 MW | > 12 MW | Total
TSM Components
Transformers | 13032.3981 | 29025.826 |  | 13489.9215 | 0 | 0 |  | 0 |  |  |  |  | 12473.4104 | 20230.1212 |  | 12774.908
Services | 2618.5267 | 7339.0235 |  | 2753.5658 | 3396.422 | 3396.422 |  | 3396.422 |  |  |  |  | 2651.8923 | 6144.2958 |  | 2787.6394
Meters | 703.7199 | 939.383 |  | 710.4615 | 1040.7251 | 1050.2259 |  | 1042.8364 |  |  |  |  | 718.1748 | 972.9718 |  | 728.0786
Subtotal | 16354.6447 | 37304.2326 |  | 16953.9489 | 4437.1471 | 4446.648 |  | 4439.2584 |  |  |  |  | 15843.4775 | 27347.3887 |  | 16290.626
General Plant Loading at
2.772%
Working Capital at
1.502%
Transformers | 13594.9175 | 30278.6723 |  | 14072.1891 | 0 | 0 |  | 0 |  |  |  |  | 13011.8022 | 21103.317 |  | 13326.3134
Services | 2731.5506 | 7655.7989 |  | 2872.4184 | 3543.0223 | 3543.0223 |  | 3543.0223 |  |  |  |  | 2766.3563 | 6409.503 |  | 2907.9627
Meters | 734.0947 | 979.9297 |  | 741.1273 | 1085.6461 | 1095.557 |  | 1087.8485 |  |  |  |  | 749.1735 | 1014.9683 |  | 759.5047
Subtotal | 17060.5628 | 38914.401 |  | 17685.7348 | 4628.6684 | 4638.5793 |  | 4630.8708 |  |  |  |  | 16527.332 | 28527.7883 |  | 16993.7809
Annualized Transformer Cost at 8.05% | 1094.1008 | 2436.787 |  | 1132.511 | 0 | 0 |  | 0 |  |  |  |  | 1047.1724 | 1698.3667 |  | 1072.4839
Annualized Services Cost at 7.08% | 193.3257 | 541.8396 |  | 203.2956 | 250.7576 | 250.7576 |  | 250.7576 |  |  |  |  | 195.789 | 453.633 |  | 205.8112
Annualized Meter Cost at 10.78% | 79.1108 | 105.6035 |  | 79.8687 | 116.9962 | 118.0643 |  | 117.2336 |  |  |  |  | 80.7358 | 109.3795 |  | 81.8491
Annualized TSM Cost | 1366.5372 | 3084.2302 |  | 1415.6752 | 367.7538 | 368.8219 |  | 367.9912 |  |  |  |  | 1323.6972 | 2261.3792 |  | 1360.1442
O&M Expenses | 168.7846 | 168.7846 |  | 168.7846 | 44.1949 | 44.1949 |  | 44.1949 |  |  |  |  | 162.1809 | 162.1809 |  | 162.1809
Miscellaneous Service Revenue Adjustment | -3.0284 | -3.0284 |  | -3.0284 | -3.0284 | -3.0284 |  | -3.0284 |  |  |  |  | -3.0284 | -3.0284 |  | -3.0284
Adjusted O&M Expenses | 165.7562 | 165.7562 |  | 165.7562 | 41.1665 | 41.1665 |  | 41.1665 |  |  |  |  | 159.1525 | 159.1525 |  | 159.1525
Customer Accounts/Services | 481.5503 | 481.5503 |  | 481.5503 | 481.5503 | 481.5503 |  | 481.5503 |  |  |  |  | 481.5503 | 481.5503 |  | 481.5503
Total ($/Customer-Year) | 2013.8437 | 3731.5367 |  | 2062.9817 | 890.4707 | 891.5387 |  | 890.708 |  |  |  |  | 1964.4001 | 2902.082 |  | 2000.8471

## Sch DG-R Cust Fcst
SCHEDULE DG-R - CUSTOMERS
Secondary
Max Annual Demand (kW) | 120/ 240 1-Phase | 120/240 3-Phase | 120/208 | 277/480 | Sec-Total | Primary | Total
| (Cust) | (Cust) | (Cust) | (Cust) | (Cust) | (Cust) | (Cust)
0 - 2
3 - 6
7 - 12
13 - 20 | 0 | 0 | 1 | 0 | 1 | 0 | 1
21 - 25
26 - 50 | 1 | 0 | 3 | 0 | 4 | 0 | 4
51 - 75 | 1 | 0 | 4 | 0 | 5 | 0 | 5
76 - 100 |  | 0 | 5 | 5 | 10 | 0 | 10
101 - 150 |  | 1 | 3 | 15 | 19 | 2 | 21
151 - 200 |  |  | 6 | 11 | 17 | 1 | 18
201 - 250 |  |  | 1 | 15 | 16 | 0 | 16
251 - 350 |  |  | 2 | 14 | 16 | 3 | 19
351 - 450 |  |  |  | 8 | 8 | 0 | 8
451 - 500 |  |  |  | 3 | 3 | 1 | 4
501 - 550 |  |  |  | 1 | 1 | 0 | 1
551 - 650 |  |  |  | 1 | 1 | 3 | 4
651 - 750 |  |  |  | 1 | 1 | 2 | 3
751 - 850
851 - 1,050 | [5 empty] | 1 | 1
1,051 - 1,250
1,251 - 1,500
1,501 - 2,000
2,001 - 2,500
2,501 - 3,000
3,001 - 3,500
3,501 - 4,000
4,001 - 5,000
5,001 - 12,000
12,001 - 25,000
25,001 - 50,000
>50,000
Total | 2 | 1 | 25 | 74 | 102 | 13 | 115
≤ 500 kW | 2 | 1 | 25 | 71 | 99 | 7 | 106
> 500 kW - 12 MW | 0 | 0 | 0 | 3 | 3 | 6 | 9
> 12 MW | 0 | 0 | 0 | 0 | 0 | 0 | 0
Note:
(1) Number of customers reflect the average number of Schedule DG-R customers in 2016.
(2) Input data in blue font comes from a separate source file.
Check | 0 | 0 | 0 | 0 | 0 | 0 | 0

## Sch DG-R TSM
SCHEDULE DG-R TSM COSTS
[5 empty] | SECONDARY | [15 empty] | PRIMARY |  |  |  | DGR TOTAL
| 120/240 3-Phase |  |  |  | 120/240 3-Phase |  |  |  | 120/208 |  |  |  | 277/480 |  |  |  | Secondary Total
Max Annual Demand (kW) | Transformers | Services | Meters | Average | Transformers | Services | Meters | Average | Transformers | Services | Meters | Average | Transformers | Services | Meters | Average | Transformers | Services | Meters | Average | Transformers | Services | Meters | Average | Transformers | Services | Meters | Average
| ($) | ($) | ($) | ($/Cust) | ($) | ($) | ($) | ($/Cust) | ($) | ($) | ($) | ($/Cust) | ($) | ($) | ($) | ($/Cust) | ($) | ($) | ($) | ($/Cust) | ($) | ($) | ($) | ($/Cust) | ($) | ($) | ($) | ($/Cust)
0 - 2 | 0 | 0 | 0 | 0 | 0 | 0 | 0 | 0 | 0 | 0 | 0 | 0 | 0 | 0 | 0 | 0 | 0 | 0 | 0 | 0 | 0 | 0 | 0 | 0 | 0 | 0 | 0 | 0
3 - 6 | 0 | 0 | 0 | 0 | 0 | 0 | 0 | 0 | 0 | 0 | 0 | 0 | 0 | 0 | 0 | 0 | 0 | 0 | 0 | 0 | 0 | 0 | 0 | 0 | 0 | 0 | 0 | 0
7 - 12 | 0 | 0 | 0 | 0 | 0 | 0 | 0 | 0 | 0 | 0 | 0 | 0 | 0 | 0 | 0 | 0 | 0 | 0 | 0 | 0 | 0 | 0 | 0 | 0 | 0 | 0 | 0 | 0
13 - 20 | 0 | 0 | 0 | 0 | 0 | 0 | 0 | 0 | 4948.0983 | 718.2919 | 301.7635 | 5968.1537 | 0 | 0 | 0 | 0 | 4948.0983 | 718.2919 | 301.7635 | 5968.1537 | 0 | 0 | 0 | 0 | 4948.0983 | 718.2919 | 301.7635 | 5968.1537
21 - 25 | 0 | 0 | 0 | 0 | 0 | 0 | 0 | 0 | 0 | 0 | 0 | 0 | 0 | 0 | 0 | 0 | 0 | 0 | 0 | 0 | 0 | 0 | 0 | 0 | 0 | 0 | 0 | 0
26 - 50 | 4690.0936 | 416.6679 | 234.2997 | 5341.0613 | 0 | 0 | 0 | 0 | 44532.8846 | 2805.7053 | 905.2905 | 16081.2935 | 0 | 0 | 0 | 0 | 49222.9782 | 3222.3733 | 1139.5902 | 13396.2354 | 0 | 0 | 0 | 0 | 49222.9782 | 3222.3733 | 1139.5902 | 13396.2354
51 - 75 | 5150.0809 | 671.301 | 234.2997 | 6055.6816 | 0 | 0 | 0 | 0 | 59377.1795 | 5762.1997 | 1207.054 | 16586.6083 | 0 | 0 | 0 | 0 | 64527.2604 | 6433.5008 | 1441.3537 | 14480.423 | 0 | 0 | 0 | 0 | 64527.2604 | 6433.5008 | 1441.3537 | 14480.423
76 - 100 | 0 | 0 | 0 | 0 | 0 | 0 | 0 | 0 | 42987.6959 | 7202.7497 | 1508.8175 | 10339.8526 | 43775.9614 | 7202.7497 | 1508.8175 | 10497.5057 | 86763.6573 | 14405.4993 | 3017.635 | 10418.6792 | 0 | 0 | 0 | 0 | 86763.6573 | 14405.4993 | 3017.635 | 10418.6792
101 - 150 | 0 | 0 | 0 | 0 | 8339.1935 | 2881.0999 | 865.6759 | 12085.9692 | 51585.2351 | 8643.2996 | 2597.0276 | 20941.8541 | 262655.7682 | 21608.249 | 12985.1378 | 19816.6103 | 322580.1968 | 33132.6485 | 16447.8412 | 19587.4045 | 0 | 6259.8546 | 1935.6433 | 4097.749 | 322580.1968 | 39392.5031 | 18383.4844 | 18112.1993
151 - 200 | 0 | 0 | 0 | 0 | 0 | 0 | 0 | 0 | 58125.4117 | 23288.2837 | 5194.0551 | 14434.6251 | 100886.5592 | 21347.5934 | 9522.4344 | 11977.8715 | 159011.9709 | 44635.8771 | 14716.4895 | 12844.961 | 0 | 3129.9273 | 967.8216 | 4097.749 | 159011.9709 | 47765.8044 | 15684.3111 | 12359.0048
201 - 250 | 0 | 0 | 0 | 0 | 0 | 0 | 0 | 0 | 9687.5686 | 3881.3806 | 865.6759 | 14434.6251 | 137572.5808 | 29110.3546 | 12985.1378 | 11977.8715 | 147260.1494 | 32991.7352 | 13850.8136 | 12131.4186 | 0 | 0 | 0 | 0 | 147260.1494 | 32991.7352 | 13850.8136 | 12131.4186
251 - 350 | 0 | 0 | 0 | 0 | 0 | 0 | 0 | 0 | 38750.2744 | 12664.764 | 1731.3517 | 26573.1951 | 256802.1508 | 44326.6741 | 12119.4619 | 22374.8776 | 295552.4252 | 56991.4381 | 13850.8136 | 22899.6673 | 0 | 9389.7819 | 2903.4649 | 4097.749 | 295552.4252 | 66381.22 | 16754.2785 | 19930.9434
351 - 450 | 0 | 0 | 0 | 0 | 0 | 0 | 0 | 0 | 0 | 0 | 0 | 0 | 99250.8083 | 31051.0449 | 6925.4068 | 17153.4075 | 99250.8083 | 31051.0449 | 6925.4068 | 17153.4075 | 0 | 0 | 0 | 0 | 99250.8083 | 31051.0449 | 6925.4068 | 17153.4075
451 - 500 | 0 | 0 | 0 | 0 | 0 | 0 | 0 | 0 | 0 | 0 | 0 | 0 | 42505.3719 | 11644.1418 | 2597.0276 | 18915.5138 | 42505.3719 | 11644.1418 | 2597.0276 | 18915.5138 | 0 | 3129.9273 | 967.8216 | 4097.749 | 42505.3719 | 14774.0692 | 3564.8492 | 15211.0726
501 - 550 | 0 | 0 | 0 | 0 | 0 | 0 | 0 | 0 | 0 | 0 | 0 | 0 | 14168.4573 | 3881.3806 | 865.6759 | 18915.5138 | 14168.4573 | 3881.3806 | 865.6759 | 18915.5138 | 0 | 0 | 0 | 0 | 14168.4573 | 3881.3806 | 865.6759 | 18915.5138
551 - 650 | 0 | 0 | 0 | 0 | 0 | 0 | 0 | 0 | 0 | 0 | 0 | 0 | 28336.9146 | 6332.382 | 865.6759 | 35534.9724 | 28336.9146 | 6332.382 | 865.6759 | 35534.9724 | 0 | 9389.7819 | 2903.4649 | 4097.749 | 28336.9146 | 15722.1639 | 3769.1408 | 11957.0548
651 - 750 | 0 | 0 | 0 | 0 | 0 | 0 | 0 | 0 | 0 | 0 | 0 | 0 | 34353.0159 | 6332.382 | 865.6759 | 41551.0737 | 34353.0159 | 6332.382 | 865.6759 | 41551.0737 | 0 | 6259.8546 | 1935.6433 | 4097.749 | 34353.0159 | 12592.2366 | 2801.3191 | 16582.1905
751 - 850 | 0 | 0 | 0 | 0 | 0 | 0 | 0 | 0 | 0 | 0 | 0 | 0 | 0 | 0 | 0 | 0 | 0 | 0 | 0 | 0 | 0 | 0 | 0 | 0 | 0 | 0 | 0 | 0
851 - 1,050 | 0 | 0 | 0 | 0 | 0 | 0 | 0 | 0 | 0 | 0 | 0 | 0 | 0 | 0 | 0 | 0 | 0 | 0 | 0 | 0 | 0 | 3129.9273 | 967.8216 | 4097.749 | 0 | 3129.9273 | 967.8216 | 4097.749
1,051 - 1,250 | 0 | 0 | 0 | 0 | 0 | 0 | 0 | 0 | 0 | 0 | 0 | 0 | 0 | 0 | 0 | 0 | 0 | 0 | 0 | 0 | 0 | 0 | 0 | 0 | 0 | 0 | 0 | 0
1,251 - 1,500 | 0 | 0 | 0 | 0 | 0 | 0 | 0 | 0 | 0 | 0 | 0 | 0 | 0 | 0 | 0 | 0 | 0 | 0 | 0 | 0 | 0 | 0 | 0 | 0 | 0 | 0 | 0 | 0
1,501 - 2,000 | 0 | 0 | 0 | 0 | 0 | 0 | 0 | 0 | 0 | 0 | 0 | 0 | 0 | 0 | 0 | 0 | 0 | 0 | 0 | 0 | 0 | 0 | 0 | 0 | 0 | 0 | 0 | 0
2,001 - 2,500 | 0 | 0 | 0 | 0 | 0 | 0 | 0 | 0 | 0 | 0 | 0 | 0 | 0 | 0 | 0 | 0 | 0 | 0 | 0 | 0 | 0 | 0 | 0 | 0 | 0 | 0 | 0 | 0
2,501 - 3,000 | 0 | 0 | 0 | 0 | 0 | 0 | 0 | 0 | 0 | 0 | 0 | 0 | 0 | 0 | 0 | 0 | 0 | 0 | 0 | 0 | 0 | 0 | 0 | 0 | 0 | 0 | 0 | 0
3,001 - 3,500 | 0 | 0 | 0 | 0 | 0 | 0 | 0 | 0 | 0 | 0 | 0 | 0 | 0 | 0 | 0 | 0 | 0 | 0 | 0 | 0 | 0 | 0 | 0 | 0 | 0 | 0 | 0 | 0
3,501 - 4,000 | 0 | 0 | 0 | 0 | 0 | 0 | 0 | 0 | 0 | 0 | 0 | 0 | 0 | 0 | 0 | 0 | 0 | 0 | 0 | 0 | 0 | 0 | 0 | 0 | 0 | 0 | 0 | 0
4,001 - 5,000 | 0 | 0 | 0 | 0 | 0 | 0 | 0 | 0 | 0 | 0 | 0 | 0 | 0 | 0 | 0 | 0 | 0 | 0 | 0 | 0 | 0 | 0 | 0 | 0 | 0 | 0 | 0 | 0
5,001 - 12,000 | 0 | 0 | 0 | 0 | 0 | 0 | 0 | 0 | 0 | 0 | 0 | 0 | 0 | 0 | 0 | 0 | 0 | 0 | 0 | 0 | 0 | 0 | 0 | 0 | 0 | 0 | 0 | 0
12,001 - 25,000 | 0 | 0 | 0 | 0 | 0 | 0 | 0 | 0 | 0 | 0 | 0 | 0 | 0 | 0 | 0 | 0 | 0 | 0 | 0 | 0 | 0 | 0 | 0 | 0 | 0 | 0 | 0 | 0
25,001 - 50,000 | 0 | 0 | 0 | 0 | 0 | 0 | 0 | 0 | 0 | 0 | 0 | 0 | 0 | 0 | 0 | 0 | 0 | 0 | 0 | 0 | 0 | 0 | 0 | 0 | 0 | 0 | 0 | 0
>50,000 | 0 | 0 | 0 | 0 | 0 | 0 | 0 | 0 | 0 | 0 | 0 | 0 | 0 | 0 | 0 | 0 | 0 | 0 | 0 | 0 | 0 | 0 | 0 | 0 | 0 | 0 | 0 | 0
Total | 4920.0872 | 543.9845 | 234.2997 | 5698.3714 | 8339.1935 | 2881.0999 | 865.6759 | 12085.9692 | 12399.7739 | 2598.667 | 572.4414 | 15570.8823 | 13787.9404 | 2470.7696 | 827.5737 | 17086.2837 | 13220.4049 | 2468.3598 | 753.782 | 16442.5467 | 0 | 3129.9273 | 967.8216 | 4097.749 | 11725.9244 | 2543.1457 | 777.9778 | 15047.0478
≤ 500 kW | 4920.0872 | 543.9845 | 234.2997 | 5698.3714 | 8339.1935 | 2881.0999 | 865.6759 | 12085.9692 | 12399.7739 | 2598.667 | 572.4414 | 15570.8823 | 13288.0169 | 2342.1241 | 825.9637 | 16456.1047 | 12844.6759 | 2376.0258 | 750.3913 | 15971.093 | 0 | 3129.9273 | 967.8216 | 4097.749 | 11996.4426 | 2425.8117 | 764.7499 | 15187.0042
> 500 - 12 MW | 0 | 0 | 0 | 0 | 0 | 0 | 0 | 0 | 0 | 0 | 0 | 0 | 25619.4626 | 5515.3815 | 865.6759 | 32000.52 | 25619.4626 | 5515.3815 | 865.6759 | 32000.52 | 0 | 3129.9273 | 967.8216 | 4097.749 | 8539.8209 | 3925.0787 | 933.773 | 13398.6726
> 12 MW kW | 0 | 0 | 0 | 0 | 0 | 0 | 0 | 0 | 0 | 0 | 0 | 0 | 0 | 0 | 0 | 0 | 0 | 0 | 0 | 0 | 0 | 0 | 0 | 0 | 0 | 0 | 0 | 0
Check |  |  |  | 0 |  |  |  | 0 |  |  |  | 0 |  |  |  | 0 |  |  |  | 0 |  |  |  | 0 |  |  |  | 0
|  |  |  | 0 |  |  |  | 0 |  |  |  | 0 |  |  |  | 0 |  |  |  | 0 |  |  |  | 0 |  |  |  | 0
|  |  |  | 0 |  |  |  | 0 |  |  |  | 0 |  |  |  | 0 |  |  |  | 0 |  |  |  | 0 |  |  |  | 0
|  |  |  | 0 |  |  |  | 0 |  |  |  | 0 |  |  |  | 0 |  |  |  | 0 |  |  |  | 0 |  |  |  | 0

## Sch DG-R TSM Summary
SCHEDULE DG-R TSM SUMMARY
| Secondary |  |  |  | Primary |  |  |  | DG-R Total
Cost Component | ≤ 500 kW | > 500 kW - 12 MW | > 12 MW | Sec Total | ≤ 500 kW | > 500 kW - 12 MW | > 12 MW | Pri Total | ≤ 500 kW | > 500 kW - 12 MW | > 12 MW | Total
TSM Components
Transformers | 12844.6759 | 25619.4626 |  | 13220.4049 | 0 | 0 |  | 0 | 11996.4426 | 8539.8209 |  | 11725.9244
Services | 2376.0258 | 5515.3815 |  | 2468.3598 | 3129.9273 | 3129.9273 |  | 3129.9273 | 2425.8117 | 3925.0787 |  | 2543.1457
Meters | 750.3913 | 865.6759 |  | 753.782 | 967.8216 | 967.8216 |  | 967.8216 | 764.7499 | 933.773 |  | 777.9778
Subtotal | 15971.093 | 32000.52 |  | 16442.5467 | 4097.749 | 4097.749 |  | 4097.749 | 15187.0042 | 13398.6726 |  | 15047.0478
General Plant Loading at
2.772%
Working Capital at
1.502%
Transformers | 13399.0927 | 26725.2794 |  | 13791.0393 | 0 | 0 |  | 0 | 12514.2469 | 8908.4265 |  | 12232.0523
Services | 2478.5825 | 5753.4428 |  | 2574.902 | 3265.0249 | 3265.0249 |  | 3265.0249 | 2530.5174 | 4094.4975 |  | 2652.9158
Meters | 782.7805 | 903.0412 |  | 786.3176 | 1009.5959 | 1009.5959 |  | 1009.5959 | 797.7589 | 974.0776 |  | 811.5577
Subtotal | 16660.4557 | 33381.7634 |  | 17152.2589 | 4274.6207 | 4274.6207 |  | 4274.6207 | 15842.5232 | 13977.0016 |  | 15696.5259
Annualized Transformer Cost at 8.05% | 1078.3411 | 2150.8147 |  | 1109.8844 | 0 | 0 |  | 0 | 1007.1299 | 716.9382 |  | 984.4192
Annualized Services Cost at 7.08% | 175.4218 | 407.2003 |  | 182.2388 | 231.0823 | 231.0823 |  | 231.0823 | 179.0975 | 289.7883 |  | 187.7603
Annualized Meter Cost at 10.78% | 84.3575 | 97.3175 |  | 84.7387 | 108.8006 | 108.8006 |  | 108.8006 | 85.9716 | 104.9729 |  | 87.4587
Annualized TSM Cost | 1338.1204 | 2655.3325 |  | 1376.8619 | 339.8829 | 339.8829 |  | 339.8829 | 1272.199 | 1111.6994 |  | 1259.6382
O&M Expenses | 168.6026 | 168.6026 |  | 168.6026 | 42.0185 | 42.0185 |  | 42.0185 | 154.2931 | 154.2931 |  | 154.2931
Customer Accounts/Services | 447.8626 | 447.8626 |  | 447.8626 | 447.8626 | 447.8626 |  | 447.8626 | 447.8626 | 447.8626 |  | 447.8626
Total ($/Customer-Year) | 1954.5855 | 3271.7977 |  | 1993.3271 | 829.764 | 829.764 |  | 829.764 | 1874.3547 | 1713.8551 |  | 1861.7938

## Sch DG-R Cust Cost Summary
RENTAL - SCHEDULE DG-R - 2020$
| Secondary |  |  |  | Primary |  |  |  | DG-R Total
Cost Component | ≤ 500 kW | > 500 - 12 MW | > 12 MW | Sec Total | ≤ 500 kW | > 500 - 12 MW | > 12 MW | Pri Total | ≤ 500 kW | > 500 - 12 MW | > 12 MW | Total
TSM Components
Transformers | 13938.3238 | 27800.8077 |  | 14346.0439 | 0 | 0 |  | 0 | 13017.8685 | 9266.9359 |  | 12724.3172
Services | 2578.3303 | 5984.9835 |  | 2678.5259 | 3396.422 | 3396.422 |  | 3396.422 | 2632.3552 | 4259.2759 |  | 2759.6794
Meters | 814.2826 | 939.383 |  | 817.962 | 1050.2259 | 1050.2259 |  | 1050.2259 | 829.8638 | 1013.2783 |  | 844.218
Subtotal | 17330.9367 | 34725.1743 |  | 17842.5319 | 4446.648 | 4446.648 |  | 4446.648 | 16480.0875 | 14539.4901 |  | 16328.2146
General Plant Loading at
2.772%
Working Capital at
1.502%
Transformers | 14539.9459 | 29000.7783 |  | 14965.2645 | 0 | 0 |  | 0 | 13579.7608 | 9666.9261 |  | 13273.5389
Services | 2689.6191 | 6243.3143 |  | 2794.1396 | 3543.0223 | 3543.0223 |  | 3543.0223 | 2745.9759 | 4443.1197 |  | 2878.7959
Meters | 849.4296 | 979.9297 |  | 853.2679 | 1095.557 | 1095.557 |  | 1095.557 | 865.6833 | 1057.0146 |  | 880.6571
Subtotal | 18078.9946 | 36224.0224 |  | 18612.6719 | 4638.5793 | 4638.5793 |  | 4638.5793 | 17191.42 | 15167.0603 |  | 17032.9919
Annualized Transformer Cost at 8.05% | 1170.1554 | 2333.9439 |  | 1204.3845 | 0 | 0 |  | 0 | 1092.881 | 777.9813 |  | 1068.2367
Annualized Services Cost at 7.08% | 190.358 | 441.8709 |  | 197.7554 | 250.7576 | 250.7576 |  | 250.7576 | 194.3466 | 314.4621 |  | 203.747
Annualized Meter Cost at 10.78% | 91.54 | 105.6035 |  | 91.9536 | 118.0643 | 118.0643 |  | 118.0643 | 93.2916 | 113.9107 |  | 94.9053
Annualized TSM Cost | 1452.0534 | 2881.4183 |  | 1494.0935 | 368.8219 | 368.8219 |  | 368.8219 | 1380.5192 | 1206.3541 |  | 1366.8889
O&M Expenses | 177.6309 | 177.6309 |  | 177.6309 | 44.2685 | 44.2685 |  | 44.2685 | 162.5551 | 162.5551 |  | 162.5551
Miscellaneous Service Revenue Adjustment | -3.0284 | -3.0284 |  | -3.0284 | -3.0284 | -3.0284 |  | -3.0284 | -3.0284 | -3.0284 |  | -3.0284
Adjusted O&M Expenses | 174.6025 | 174.6025 |  | 174.6025 | 41.2401 | 41.2401 |  | 41.2401 | 159.5267 | 159.5267 |  | 159.5267
Customer Accounts/Services | 481.5503 | 481.5503 |  | 481.5503 | 481.5503 | 481.5503 |  | 481.5503 | 481.5503 | 481.5503 |  | 481.5503
Total ($/Customer-Year) | 2108.2061 | 3537.5711 |  | 2150.2463 | 891.6123 | 891.6123 |  | 891.6123 | 2021.5962 | 1847.4311 |  | 2007.9659

## Sch A6-TOU Cust Fcst
SCHEDULE A6-TOU CUSTOMERS
A6-TOU
Max Annual Demand (kW) | Primary | Transmission | Total
| (Cust) | (Cust) | (Cust)
0 - 2
3 - 6
7 - 12
13 - 20
21 - 25
26 - 50
51 - 75
76 - 100
101 - 150
151 - 200
201 - 250
251 - 350
351 - 450
451 - 500
501 - 550
551 - 650
651 - 750
751 - 850
851 - 1,050 | 1 |  | 1
1,051 - 1,250
1,251 - 1,500
1,501 - 2,000
2,001 - 2,500
2,501 - 3,000
3,001 - 3,500
3,501 - 4,000
4,001 - 5,000
5,001 - 12,000
12,001 - 25,000
25,001 - 50,000
>50,000
Total | 1 |  | 1
≤ 500 kW | 0 |  | 0
> 500 kW - 12 MW | 1 |  | 1
> 12 MW | 0 |  | 0
Note:
(1) Number of customers reflect the average number of Schedule A6-TOU customers in 2016.
(2) Input data in blue font comes from a separate source file.
Check | 0 | 0 | 0

## Sch A6-TOU TSM
SCHEDULE A6-TOU TSM COSTS
| PRIMARY |  |  |  | TRANSMISSION |  |  |  | A6-TOU TOTAL
Max Annual Demand (kW) | Transformers | Services | Meters | Average | Transformers | Services | Meters | Average | Transformers | Services | Meters | Average
| ($) | ($) | ($) | ($/Cust) | ($) | ($) | ($) | ($/Cust) | ($) | ($) | ($) | ($/Cust)
0 - 2 |  | 0 | 0 | 0 |  | 0 | 0 | 0 |  | 0 | 0 | 0
3 - 6 |  | 0 | 0 | 0 |  | 0 | 0 | 0 |  | 0 | 0 | 0
7 - 12 |  | 0 | 0 | 0 |  | 0 | 0 | 0 |  | 0 | 0 | 0
13 - 20 |  | 0 | 0 | 0 |  | 0 | 0 | 0 |  | 0 | 0 | 0
21 - 25 |  | 0 | 0 | 0 |  | 0 | 0 | 0 |  | 0 | 0 | 0
26 - 50 |  | 0 | 0 | 0 |  | 0 | 0 | 0 |  | 0 | 0 | 0
51 - 75 |  | 0 | 0 | 0 |  | 0 | 0 | 0 |  | 0 | 0 | 0
76 - 100 |  | 0 | 0 | 0 |  | 0 | 0 | 0 |  | 0 | 0 | 0
101 - 150 |  | 0 | 0 | 0 |  | 0 | 0 | 0 |  | 0 | 0 | 0
151 - 200 |  | 0 | 0 | 0 |  | 0 | 0 | 0 |  | 0 | 0 | 0
201 - 250 |  | 0 | 0 | 0 |  | 0 | 0 | 0 |  | 0 | 0 | 0
251 - 350 |  | 0 | 0 | 0 |  | 0 | 0 | 0 |  |  |  | 0
351 - 450 |  | 0 | 0 | 0 |  | 0 | 0 | 0 |  | 0 | 0 | 0
451 - 500 |  | 0 | 0 | 0 |  | 0 | 0 | 0 |  | 0 | 0 | 0
501 - 550 |  | 0 | 0 | 0 |  | 0 | 0 | 0 |  | 0 | 0 | 0
551 - 650 |  | 0 | 0 | 0 |  | 0 | 0 | 0 |  | 0 | 0 | 0
651 - 750 |  | 0 | 0 | 0 |  | 0 | 0 | 0 |  | 0 | 0 | 0
751 - 850 |  | 0 | 0 | 0 |  | 0 | 0 | 0 |  | 0 | 0 | 0
851 - 1,050 |  | 3129.9273 | 967.8216 | 4097.749 |  | 0 | 0 | 0 |  | 3129.9273 | 967.8216 | 4097.749
1,051 - 1,250 |  | 0 | 0 | 0 |  | 0 | 0 | 0 |  | 0 | 0 | 0
1,251 - 1,500 |  | 0 | 0 | 0 |  | 0 | 0 | 0 |  | 0 | 0 | 0
1,501 - 2,000 |  | 0 | 0 | 0 |  | 0 | 0 | 0 |  | 0 | 0 | 0
2,001 - 2,500 |  | 0 | 0 | 0 |  | 0 | 0 | 0 |  | 0 | 0 | 0
2,501 - 3,000 |  | 0 | 0 | 0 |  | 0 | 0 | 0 |  | 0 | 0 | 0
3,001 - 3,500 |  | 0 | 0 | 0 |  | 0 | 0 | 0 |  | 0 | 0 | 0
3,501 - 4,000 |  | 0 | 0 | 0 |  | 0 | 0 | 0 |  | 0 | 0 | 0
4,001 - 5,000 |  | 0 | 0 | 0 |  | 0 | 0 | 0 |  | 0 | 0 | 0
5,001 - 12,000 |  | 0 | 0 | 0 |  | 0 | 0 | 0 |  | 0 | 0 | 0
12,001 - 25,000 |  | 0 | 0 | 0 |  | 0 | 0 | 0 |  | 0 | 0 | 0
25,001 - 50,000 |  | 0 | 0 | 0 |  | 0 | 0 | 0 |  | 0 | 0 | 0
>50,000 |  | 0 | 0 | 0 |  | 0 | 0 | 0 |  | 0 | 0 | 0
Total |  | 3129.9273 | 967.8216 | 4097.749 |  | 0 | 0 | 0 |  | 3129.9273 | 967.8216 | 4097.749
≤ 500 kW |  | 0 | 0 | 0 |  | 0 | 0 | 0 |  | 0 | 0 | 0
> 500 kW - 12 MW |  | 3129.9273 | 967.8216 | 4097.749 |  | 0 | 0 | 0 |  | 3129.9273 | 967.8216 | 4097.749
> 12 MW |  | 0 | 0 | 0 |  | 0 | 0 | 0 |  | 0 | 0 | 0
Check |  |  |  | 0 |  |  |  | 0 |  |  |  | 0
|  |  |  | 0 |  |  |  | 0 |  |  |  | 0
|  |  |  | 0 |  |  |  | 0 |  |  |  | 0
|  |  |  | 0 |  |  |  | 0 |  |  |  | 0

## Sch A6-TOU TSM Summary
SCHEDULE A6-TOU TSM SUMMARY
| Primary |  |  |  | Transmission |  |  |  | A6-TOU Total
Cost Component | ≤ 500 kW | > 500 kW - 12 MW | > 12 MW | Pri Total | ≤ 500 kW | > 500 kW - 12 MW | > 12 MW | Trans Total | ≤ 500 kW | > 500 kW - 12 MW | > 12 MW | Total
TSM Components
Transformers |  | 0 |  | 0 | [5 empty] | 0 |  | 0
Services |  | 3129.9273 |  | 3129.9273 | [5 empty] | 3129.9273 |  | 3129.9273
Meters |  | 967.8216 |  | 967.8216 | [5 empty] | 967.8216 |  | 967.8216
Subtotal |  | 4097.749 |  | 4097.749 | [5 empty] | 4097.749 |  | 4097.749
General Plant Loading at
2.772%
Working Capital at
1.502%
Transformers |  | 0 |  | 0 | [5 empty] | 0 |  | 0
Services |  | 3265.0249 |  | 3265.0249 | [5 empty] | 3265.0249 |  | 3265.0249
Meters |  | 1009.5959 |  | 1009.5959 | [5 empty] | 1009.5959 |  | 1009.5959
Subtotal |  | 4274.6207 |  | 4274.6207 | [5 empty] | 4274.6207 |  | 4274.6207
Annualized Transformer Cost at 8.05% |  | 0 |  | 0 | [5 empty] | 0 |  | 0
Annualized Services Cost at 7.08% |  | 231.0823 |  | 231.0823 | [5 empty] | 231.0823 |  | 231.0823
Annualized Meter Cost at 10.78% |  | 108.8006 |  | 108.8006 | [5 empty] | 108.8006 |  | 108.8006
Annualized TSM Cost |  | 339.8829 |  | 339.8829 | [5 empty] | 339.8829 |  | 339.8829
O&M Expenses |  | 42.0185 |  | 42.0185 | [5 empty] | 42.0185 |  | 42.0185
Customer Accounts/Services |  | 447.8626 |  | 447.8626 | [5 empty] | 447.8626 |  | 447.8626
Total ($/Customer-Year) |  | 829.764 |  | 829.764 | [5 empty] | 829.764 |  | 829.764

## Sch A6-TOU Cust Cost Summary
RENTAL - SCHEDULE A6-TOU - 2020$
| Primary |  |  |  | Transmission |  |  |  | A6-TOU Total
Cost Component | ≤ 500 kW | > 500 kW - 12 MW | > 12 MW | Pri Total | ≤ 500 kW | > 500 kW - 12 MW | > 12 MW | Tran Total | ≤ 500 kW | > 500 kW - 12 MW | > 12 MW | Total
TSM Components
Transformers |  | 0 |  | 0 |  | 0 | 0 | 0 |  | 0 | 0 | 0
Services |  | 3396.422 |  | 3396.422 |  | 0 | 0 | 0 |  | 3396.422 | 0 | 3396.422
Meters |  | 1050.2259 |  | 1050.2259 |  | 0 | 0 | 0 |  | 1050.2259 | 0 | 1050.2259
Subtotal |  | 4446.648 |  | 4446.648 |  | 0 | 0 | 0 |  | 4446.648 | 0 | 4446.648
General Plant Loading at
2.772%
Working Capital at
1.502%
Transformers |  | 0 |  | 0 |  | 0 | 0 | 0 |  | 0 | 0 | 0
Services |  | 3543.0223 |  | 3543.0223 |  | 0 | 0 | 0 |  | 3543.0223 | 0 | 3543.0223
Meters |  | 1095.557 |  | 1095.557 |  | 0 | 0 | 0 |  | 1095.557 | 0 | 1095.557
Subtotal |  | 4638.5793 |  | 4638.5793 |  | 0 | 0 | 0 |  | 4638.5793 | 0 | 4638.5793
Annualized Transformer Cost at 8.05% |  | 0 |  | 0 |  | 0 | 0 | 0 |  | 0 | 0 | 0
Annualized Services Cost at 7.08% |  | 250.7576 |  | 250.7576 |  | 0 | 0 | 0 |  | 250.7576 | 0 | 250.7576
Annualized Meter Cost at 10.78% |  | 118.0643 |  | 118.0643 |  | 0 | 0 | 0 |  | 118.0643 | 0 | 118.0643
Annualized TSM Cost |  | 368.8219 |  | 368.8219 |  | 0 | 0 | 0 |  | 368.8219 | 0 | 368.8219
O&M Expenses |  | 44.2685 |  | 44.2685 |  | 0 | 0 | 0 |  | 44.2685 | 0 | 44.2685
Miscellaneous Service Revenue Adjustment |  | -3.0284 |  | -3.0284 |  | -3.0284 | -3.0284 | -3.0284 |  | -3.0284 | -3.0284 | -3.0284
Adjusted O&M Expenses |  | 41.2401 |  | 41.2401 |  | -3.0284 | -3.0284 | -3.0284 |  | 41.2401 | -3.0284 | 41.2401
Customer Accounts/Services |  | 481.5503 |  | 481.5503 |  | 0 | 0 | 0 |  | 481.5503 | 0 | 481.5503
Total ($/Customer-Year) |  | 891.6123 |  | 891.6123 |  | -3.0284 | -3.0284 | -3.0284 |  | 891.6123 | -3.0284 | 891.6123

## Agric TSM Summary
AGRICULTURAL TSM SUMMARY
| Secondary |  |  | Primary |  |  | Total-Agricultural Class
Cost Component | ≤ 20 MW | > 20 MW | Sec Total | ≤ 20 MW | > 20 MW | Pri Total | ≤ 20 MW | > 20 MW | Total
TSM Components
Transformers | 1633.7802 | 14168.4573 | 5812.0059 |  |  |  | 1633.7802 | 14168.4573 | 5812.0059
Services | 664.0561 | 3881.3806 | 1736.4976 |  |  |  | 664.0561 | 3881.3806 | 1736.4976
Meters | 301.7635 | 865.6759 | 489.7343 |  |  |  | 301.7635 | 865.6759 | 489.7343
Subtotal | 2599.5998 | 18915.5138 | 8038.2378 |  |  |  | 2599.5998 | 18915.5138 | 8038.2378
General Plant Loading at
2.772%
Working Capital at
1.502%
Transformers | 1704.2993 | 14780.0126 | 6062.8704 |  |  |  | 1704.2993 | 14780.0126 | 6062.8704
Services | 692.7189 | 4048.9133 | 1811.4503 |  |  |  | 692.7189 | 4048.9133 | 1811.4503
Meters | 314.7886 | 903.0412 | 510.8728 |  |  |  | 314.7886 | 903.0412 | 510.8728
Subtotal | 2711.8068 | 19731.967 | 8385.1935 |  |  |  | 2711.8068 | 19731.967 | 8385.1935
Annualized Transformer Cost at 8.05% | 137.1597 | 1189.4756 | 487.9317 |  |  |  | 137.1597 | 1189.4756 | 487.9317
Annualized Services Cost at 7.08% | 49.0272 | 286.5621 | 128.2055 |  |  |  | 49.0272 | 286.5621 | 128.2055
Annualized Meter Cost at 10.78% | 33.9236 | 97.3175 | 55.0549 |  |  |  | 33.9236 | 97.3175 | 55.0549
Annualized TSM Cost | 220.1106 | 1573.3553 | 671.1922 |  |  |  | 220.1106 | 1573.3553 | 671.1922
O&M Expenses | 82.4244 | 82.4244 | 82.4244 |  |  |  | 82.4244 | 82.4244 | 82.4244
Customer Accounts/Services | 148.856 | 148.856 | 148.856 |  |  |  | 148.856 | 148.856 | 148.856
Total ($/Customer-Year) | 451.391 | 1804.6357 | 902.4726 |  |  |  | 451.391 | 1804.6357 | 902.4726

## Agric Cust Cost Summary
RENTAL - AGRICULTURAL - 2020$
| Secondary |  |  | Primary |  |  | Total-Agricultural Class
Cost Component | ≤ 20 MW | > 20 MW | Sec Total | ≤ 20 MW | > 20 MW | Pri Total | ≤ 20 MW | > 20 MW | Total
TSM Components
Transformers | 1772.8869 | 15374.8173 | 6306.8637 |  |  |  | 1772.8869 | 15374.8173 | 6306.8637
Services | 720.5966 | 4211.8571 | 1884.3501 |  |  |  | 720.5966 | 4211.8571 | 1884.3501
Meters | 327.4569 | 939.383 | 531.4322 |  |  |  | 327.4569 | 939.383 | 531.4322
Subtotal | 2820.9403 | 20526.0575 | 8722.646 |  |  |  | 2820.9403 | 20526.0575 | 8722.646
General Plant Loading at
2.772%
Working Capital at
1.502%
Transformers | 1849.4103 | 16038.443 | 6579.0878 |  |  |  | 1849.4103 | 16038.443 | 6579.0878
Services | 751.6998 | 4393.6542 | 1965.6846 |  |  |  | 751.6998 | 4393.6542 | 1965.6846
Meters | 341.5909 | 979.9297 | 554.3705 |  |  |  | 341.5909 | 979.9297 | 554.3705
Subtotal | 2942.701 | 21412.0269 | 9099.143 |  |  |  | 2942.701 | 21412.0269 | 9099.143
Annualized Transformer Cost at 8.05% | 148.8381 | 1290.7524 | 529.4762 |  |  |  | 148.8381 | 1290.7524 | 529.4762
Annualized Services Cost at 7.08% | 53.2016 | 310.9611 | 139.1214 |  |  |  | 53.2016 | 310.9611 | 139.1214
Annualized Meter Cost at 10.78% | 36.812 | 105.6035 | 59.7425 |  |  |  | 36.812 | 105.6035 | 59.7425
Annualized TSM Cost | 238.8517 | 1707.3171 | 728.3402 |  |  |  | 238.8517 | 1707.3171 | 728.3402
O&M Expenses | 86.8381 | 86.8381 | 86.8381 |  |  |  | 86.8381 | 86.8381 | 86.8381
Miscellaneous Service Revenue Adjustment | -3.0284 | -3.0284 | -3.0284 |  |  |  | -3.0284 | -3.0284 | -3.0284
Adjusted O&M Expenses | 83.8097 | 83.8097 | 83.8097 |  |  |  | 83.8097 | 83.8097 | 83.8097
Customer Accounts/Services | 160.0528 | 160.0528 | 160.0528 |  |  |  | 160.0528 | 160.0528 | 160.0528
Total ($/Customer-Year) | 482.7142 | 1951.1796 | 972.2026 |  |  |  | 482.7142 | 1951.1796 | 972.2026

## Sch TOU-PA Cust Fcst
SCHEDULE TOU-PA - CUSTOMERS
| Secondary | [5 empty] | TOU-PA
Max Annual Demand (kW) | 120/ 240 1-Phase | 120/240 3-Phase | 120/208 | 277/240 | Sec-Total | Primary | Total
| (Cust) | (Cust) | (Cust) | (Cust) | (Cust) | (Cust) | (Cust)
0 - 2
3 - 6 |  |  |  | 1 | 1 |  | 1
7 - 12 |  | 1 |  |  | 1 |  | 1
13 - 19
20 - 25
26 - 50
51 - 75
76 - 100
101 - 150
151 - 200
201 - 250
251 - 350
351 - 450
451 - 500 |  |  |  | 1 | 1 |  | 1
501 - 550
551 - 650
651 - 750
751 - 850
851 - 1,050
1,051 - 1,250
1,251 - 1,500
1,501 - 2,000
2,001 - 2,500
2,501 - 3,000
3,001 - 3,500
3,501 - 4,000
4,001 - 5,000
5,001 - 12,000
12,001 - 25,000
25,001 - 50,000
>50,000
Total |  | 1 |  | 2 | 3 |  | 3
< 20 kW |  | 1 |  | 1 | 2 |  | 2
≥ 20 kW |  | 0 |  | 1 | 1 |  | 1
Note:
(1) Number of customers reflect the average number of Schedule PA customers in 2016.
(2) Input data in blue font comes from a separate source file.
Check | 0 | 0 | 0 | 0 | 0 | 0 | 0

## Sch TOU-PA TSM
SCHEDULE TOU-PA TSM COSTS
| SECONDARY | [19 empty] | PRIMARY |  |  |  | TOU-PA TOTAL
| 120/240 1-Phase |  |  |  | 120/240 3-Phase |  |  |  | 120/208 |  |  |  | 277/480 |  |  |  | Secondary Total
Max Annual Demand (kW) | Transformers | Services | Meters | Average | Transformers | Services | Meters | Average | Transformers | Services | Meters | Average | Transformers | Services | Meters | Average | Transformers | Services | Meters | Average | Transformers | Services | Meters | Average | Transformers | Services | Meters | Average
| ($) | ($) | ($) | ($/Cust) | ($) | ($) | ($) | ($/Cust) | ($) | ($) | ($) | ($/Cust) | ($) | ($) | ($) | ($/Cust) | ($) | ($) | ($) | ($/Cust) | ($) | ($) | ($) | ($/Cust) | ($) | ($) | ($) | ($/Cust)
0 - 2 | 0 | 0 | 0 | 0 | 0 | 0 | 0 | 0 | 0 | 0 | 0 | 0 | 0 | 0 | 0 | 0 | 0 | 0 | 0 | 0 | 0 | 0 | 0 | 0 | 0 | 0 | 0 | 0
3 - 6 | 0 | 0 | 0 | 0 | 0 | 0 | 0 | 0 | 0 | 0 | 0 | 0 | 1250.7418 | 609.8203 | 301.7635 | 2162.3256 | 1250.7418 | 609.8203 | 301.7635 | 2162.3256 | 0 | 0 | 0 | 0 | 1250.7418 | 609.8203 | 301.7635 | 2162.3256
7 - 12 | 0 | 0 | 0 | 0 | 2016.8187 | 718.2919 | 301.7635 | 3036.8741 | 0 | 0 | 0 | 0 | 0 | 0 | 0 | 0 | 2016.8187 | 718.2919 | 301.7635 | 3036.8741 | 0 | 0 | 0 | 0 | 2016.8187 | 718.2919 | 301.7635 | 3036.8741
13 - 19 | 0 | 0 | 0 | 0 | 0 | 0 | 0 | 0 | 0 | 0 | 0 | 0 | 0 | 0 | 0 | 0 | 0 | 0 | 0 | 0 | 0 | 0 | 0 | 0 | 0 | 0 | 0 | 0
20 - 25 | 0 | 0 | 0 | 0 | 0 | 0 | 0 | 0 | 0 | 0 | 0 | 0 | 0 | 0 | 0 | 0 | 0 | 0 | 0 | 0 | 0 | 0 | 0 | 0 | 0 | 0 | 0 | 0
26 - 50 | 0 | 0 | 0 | 0 | 0 | 0 | 0 | 0 | 0 | 0 | 0 | 0 | 0 | 0 | 0 | 0 | 0 | 0 | 0 | 0 | 0 | 0 | 0 | 0 | 0 | 0 | 0 | 0
51 - 75 | 0 | 0 | 0 | 0 | 0 | 0 | 0 | 0 | 0 | 0 | 0 | 0 | 0 | 0 | 0 | 0 | 0 | 0 | 0 | 0 | 0 | 0 | 0 | 0 | 0 | 0 | 0 | 0
76 - 100 | 0 | 0 | 0 | 0 | 0 | 0 | 0 | 0 | 0 | 0 | 0 | 0 | 0 | 0 | 0 | 0 | 0 | 0 | 0 | 0 | 0 | 0 | 0 | 0 | 0 | 0 | 0 | 0
101 - 150 | 0 | 0 | 0 | 0 | 0 | 0 | 0 | 0 | 0 | 0 | 0 | 0 | 0 | 0 | 0 | 0 | 0 | 0 | 0 | 0 | 0 | 0 | 0 | 0 | 0 | 0 | 0 | 0
151 - 200 | 0 | 0 | 0 | 0 | 0 | 0 | 0 | 0 | 0 | 0 | 0 | 0 | 0 | 0 | 0 | 0 | 0 | 0 | 0 | 0 | 0 | 0 | 0 | 0 | 0 | 0 | 0 | 0
201 - 250 | 0 | 0 | 0 | 0 | 0 | 0 | 0 | 0 | 0 | 0 | 0 | 0 | 0 | 0 | 0 | 0 | 0 | 0 | 0 | 0 | 0 | 0 | 0 | 0 | 0 | 0 | 0 | 0
251 - 350 | 0 | 0 | 0 | 0 | 0 | 0 | 0 | 0 | 0 | 0 | 0 | 0 | 0 | 0 | 0 | 0 | 0 | 0 | 0 | 0 | 0 | 0 | 0 | 0 | 0 | 0 | 0 | 0
351 - 450 | 0 | 0 | 0 | 0 | 0 | 0 | 0 | 0 | 0 | 0 | 0 | 0 | 0 | 0 | 0 | 0 | 0 | 0 | 0 | 0 | 0 | 0 | 0 | 0 | 0 | 0 | 0 | 0
451 - 500 | 0 | 0 | 0 | 0 | 0 | 0 | 0 | 0 | 0 | 0 | 0 | 0 | 14168.4573 | 3881.3806 | 865.6759 | 18915.5138 | 14168.4573 | 3881.3806 | 865.6759 | 18915.5138 | 0 | 0 | 0 | 0 | 14168.4573 | 3881.3806 | 865.6759 | 18915.5138
501 - 550 | 0 | 0 | 0 | 0 | 0 | 0 | 0 | 0 | 0 | 0 | 0 | 0 | 0 | 0 | 0 | 0 | 0 | 0 | 0 | 0 | 0 | 0 | 0 | 0 | 0 | 0 | 0 | 0
551 - 650 | 0 | 0 | 0 | 0 | 0 | 0 | 0 | 0 | 0 | 0 | 0 | 0 | 0 | 0 | 0 | 0 | 0 | 0 | 0 | 0 | 0 | 0 | 0 | 0 | 0 | 0 | 0 | 0
651 - 750 | 0 | 0 | 0 | 0 | 0 | 0 | 0 | 0 | 0 | 0 | 0 | 0 | 0 | 0 | 0 | 0 | 0 | 0 | 0 | 0 | 0 | 0 | 0 | 0 | 0 | 0 | 0 | 0
751 - 850 | 0 | 0 | 0 | 0 | 0 | 0 | 0 | 0 | 0 | 0 | 0 | 0 | 0 | 0 | 0 | 0 | 0 | 0 | 0 | 0 | 0 | 0 | 0 | 0 | 0 | 0 | 0 | 0
851 - 1,050 | 0 | 0 | 0 | 0 | 0 | 0 | 0 | 0 | 0 | 0 | 0 | 0 | 0 | 0 | 0 | 0 | 0 | 0 | 0 | 0 | 0 | 0 | 0 | 0 | 0 | 0 | 0 | 0
1,051 - 1,250 | 0 | 0 | 0 | 0 | 0 | 0 | 0 | 0 | 0 | 0 | 0 | 0 | 0 | 0 | 0 | 0 | 0 | 0 | 0 | 0 | 0 | 0 | 0 | 0 | 0 | 0 | 0 | 0
1,251 - 1,500 | 0 | 0 | 0 | 0 | 0 | 0 | 0 | 0 | 0 | 0 | 0 | 0 | 0 | 0 | 0 | 0 | 0 | 0 | 0 | 0 | 0 | 0 | 0 | 0 | 0 | 0 | 0 | 0
1,501 - 2,000 | 0 | 0 | 0 | 0 | 0 | 0 | 0 | 0 | 0 | 0 | 0 | 0 | 0 | 0 | 0 | 0 | 0 | 0 | 0 | 0 | 0 | 0 | 0 | 0 | 0 | 0 | 0 | 0
2,001 - 2,500 | 0 | 0 | 0 | 0 | 0 | 0 | 0 | 0 | 0 | 0 | 0 | 0 | 0 | 0 | 0 | 0 | 0 | 0 | 0 | 0 | 0 | 0 | 0 | 0 | 0 | 0 | 0 | 0
2,501 - 3,000 | 0 | 0 | 0 | 0 | 0 | 0 | 0 | 0 | 0 | 0 | 0 | 0 | 0 | 0 | 0 | 0 | 0 | 0 | 0 | 0 | 0 | 0 | 0 | 0 | 0 | 0 | 0 | 0
3,001 - 3,500 | 0 | 0 | 0 | 0 | 0 | 0 | 0 | 0 | 0 | 0 | 0 | 0 | 0 | 0 | 0 | 0 | 0 | 0 | 0 | 0 | 0 | 0 | 0 | 0 | 0 | 0 | 0 | 0
3,501 - 4,000 | 0 | 0 | 0 | 0 | 0 | 0 | 0 | 0 | 0 | 0 | 0 | 0 | 0 | 0 | 0 | 0 | 0 | 0 | 0 | 0 | 0 | 0 | 0 | 0 | 0 | 0 | 0 | 0
4,001 - 5,000 | 0 | 0 | 0 | 0 | 0 | 0 | 0 | 0 | 0 | 0 | 0 | 0 | 0 | 0 | 0 | 0 | 0 | 0 | 0 | 0 | 0 | 0 | 0 | 0 | 0 | 0 | 0 | 0
5,001 - 12,000 | 0 | 0 | 0 | 0 | 0 | 0 | 0 | 0 | 0 | 0 | 0 | 0 | 0 | 0 | 0 | 0 | 0 | 0 | 0 | 0 | 0 | 0 | 0 | 0 | 0 | 0 | 0 | 0
12,001 - 25,000 | 0 | 0 | 0 | 0 | 0 | 0 | 0 | 0 | 0 | 0 | 0 | 0 | 0 | 0 | 0 | 0 | 0 | 0 | 0 | 0 | 0 | 0 | 0 | 0 | 0 | 0 | 0 | 0
25,001 - 50,000 | 0 | 0 | 0 | 0 | 0 | 0 | 0 | 0 | 0 | 0 | 0 | 0 | 0 | 0 | 0 | 0 | 0 | 0 | 0 | 0 | 0 | 0 | 0 | 0 | 0 | 0 | 0 | 0
>50,000 | 0 | 0 | 0 | 0 | 0 | 0 | 0 | 0 | 0 | 0 | 0 | 0 | 0 | 0 | 0 | 0 | 0 | 0 | 0 | 0 | 0 | 0 | 0 | 0 | 0 | 0 | 0 | 0
Total ($/Customer-Year) | 0 | 0 | 0 | 0 | 2016.8187 | 718.2919 | 301.7635 | 3036.8741 | 0 | 0 | 0 | 0 | 7709.5995 | 2245.6005 | 583.7197 | 10538.9197 | 5812.0059 | 1736.4976 | 489.7343 | 8038.2378 | 0 | 0 | 0 | 0 | 5812.0059 | 1736.4976 | 489.7343 | 8038.2378
< 20 kW ($/Customer-Year) | 0 | 0 | 0 | 0 | 2016.8187 | 718.2919 | 301.7635 | 3036.8741 | 0 | 0 | 0 | 0 | 1250.7418 | 609.8203 | 301.7635 | 2162.3256 | 1633.7802 | 664.0561 | 301.7635 | 2599.5998 | 0 | 0 | 0 | 0 | 1633.7802 | 664.0561 | 301.7635 | 2599.5998
≥ 20 kW ($/Customer-Year) | 0 | 0 | 0 | 0 | 0 | 0 | 0 | 0 | 0 | 0 | 0 | 0 | 14168.4573 | 3881.3806 | 865.6759 | 18915.5138 | 14168.4573 | 3881.3806 | 865.6759 | 18915.5138 | 0 | 0 | 0 | 0 | 14168.4573 | 3881.3806 | 865.6759 | 18915.5138
Check |  |  |  | 0 |  |  |  | 0 |  |  |  | 0 |  |  |  | 0 |  |  |  | 0 |  |  |  | 0 |  |  |  | 0
|  |  |  | 0 |  |  |  | 0 |  |  |  | 0 |  |  |  | 0 |  |  |  | 0 |  |  |  | 0 |  |  |  | 0
|  |  |  | 0 |  |  |  | 0 |  |  |  | 0 |  |  |  | 0 |  |  |  | 0 |  |  |  | 0 |  |  |  | 0

## Sch TOU-PA TSM Summary
SCHEDULE TOU-PA TSM SUMMARY
| Secondary |  |  | Primary |  |  | TOU-PA Total
Cost Component | ≤ 20 MW | > 20 MW | Sec Total | ≤ 20 MW | > 20 MW | Pri Total | ≤ 20 MW | > 20 MW | Total
TSM Components
Transformers | 1633.7802 | 14168.4573 | 5812.0059 |  |  |  | 1633.7802 | 14168.4573 | 5812.0059
Services | 664.0561 | 3881.3806 | 1736.4976 |  |  |  | 664.0561 | 3881.3806 | 1736.4976
Meters | 301.7635 | 865.6759 | 489.7343 |  |  |  | 301.7635 | 865.6759 | 489.7343
Subtotal | 2599.5998 | 18915.5138 | 8038.2378 |  |  |  | 2599.5998 | 18915.5138 | 8038.2378
General Plant Loading at
2.772%
Working Capital at
1.502%
Transformers | 1704.2993 | 14780.0126 | 6062.8704 |  |  |  | 1704.2993 | 14780.0126 | 6062.8704
Services | 692.7189 | 4048.9133 | 1811.4503 |  |  |  | 692.7189 | 4048.9133 | 1811.4503
Meters | 314.7886 | 903.0412 | 510.8728 |  |  |  | 314.7886 | 903.0412 | 510.8728
Subtotal | 2711.8068 | 19731.967 | 8385.1935 |  |  |  | 2711.8068 | 19731.967 | 8385.1935
Annualized Transformer Cost at 8.05% | 137.1597 | 1189.4756 | 487.9317 |  |  |  | 137.1597 | 1189.4756 | 487.9317
Annualized Services Cost at 7.08% | 49.0272 | 286.5621 | 128.2055 |  |  |  | 49.0272 | 286.5621 | 128.2055
Annualized Meter Cost at 10.78% | 33.9236 | 97.3175 | 55.0549 |  |  |  | 33.9236 | 97.3175 | 55.0549
Annualized TSM Cost | 220.1106 | 1573.3553 | 671.1922 |  |  |  | 220.1106 | 1573.3553 | 671.1922
O&M Expenses | 82.4244 | 82.4244 | 82.4244 |  |  |  | 82.4244 | 82.4244 | 82.4244
Customer Accounts/Services | 148.856 | 148.856 | 148.856 |  |  |  | 148.856 | 148.856 | 148.856
Total ($/Customer-Year) | 451.391 | 1804.6357 | 902.4726 |  |  |  | 451.391 | 1804.6357 | 902.4726

## Sch TOU-PA Cust Cost Summary
RENTAL - SCHEDULE TOU-PA - 2020$
| Secondary |  |  | Primary |  |  | TOU-PA Total
Cost Component | ≤ 20 MW | > 20 MW | Sec Total | ≤ 20 MW | > 20 MW | Pri Total | ≤ 20 MW | > 20 MW | Total
TSM Components
Transformers | 1772.8869 | 15374.8173 | 6306.8637 |  |  |  | 1772.8869 | 15374.8173 | 6306.8637
Services | 720.5966 | 4211.8571 | 1884.3501 |  |  |  | 720.5966 | 4211.8571 | 1884.3501
Meters | 327.4569 | 939.383 | 531.4322 |  |  |  | 327.4569 | 939.383 | 531.4322
Subtotal | 2820.9403 | 20526.0575 | 8722.646 |  |  |  | 2820.9403 | 20526.0575 | 8722.646
General Plant Loading at
2.772%
Working Capital at
1.502%
Transformers | 1849.4103 | 16038.443 | 6579.0878 |  |  |  | 1849.4103 | 16038.443 | 6579.0878
Services | 751.6998 | 4393.6542 | 1965.6846 |  |  |  | 751.6998 | 4393.6542 | 1965.6846
Meters | 341.5909 | 979.9297 | 554.3705 |  |  |  | 341.5909 | 979.9297 | 554.3705
Subtotal | 2942.701 | 21412.0269 | 9099.143 |  |  |  | 2942.701 | 21412.0269 | 9099.143
Annualized Transformer Cost at 8.05% | 148.8381 | 1290.7524 | 529.4762 |  |  |  | 148.8381 | 1290.7524 | 529.4762
Annualized Services Cost at 7.08% | 53.2016 | 310.9611 | 139.1214 |  |  |  | 53.2016 | 310.9611 | 139.1214
Annualized Meter Cost at 10.78% | 36.812 | 105.6035 | 59.7425 |  |  |  | 36.812 | 105.6035 | 59.7425
Annualized TSM Cost | 238.8517 | 1707.3171 | 728.3402 |  |  |  | 238.8517 | 1707.3171 | 728.3402
O&M Expenses | 86.8381 | 86.8381 | 86.8381 |  |  |  | 86.8381 | 86.8381 | 86.8381
Miscellaneous Service Revenue Adjustment | -3.0284 | -3.0284 | -3.0284 |  |  |  | -3.0284 | -3.0284 | -3.0284
Adjusted O&M Expenses | 83.8097 | 83.8097 | 83.8097 |  |  |  | 83.8097 | 83.8097 | 83.8097
Customer Accounts/Services | 160.0528 | 160.0528 | 160.0528 |  |  |  | 160.0528 | 160.0528 | 160.0528
Total ($/Customer-Year) | 482.7142 | 1951.1796 | 972.2026 |  |  |  | 482.7142 | 1951.1796 | 972.2026

## Street Light Cust Cost Summary
RENTAL - STREETLIGHTING CLASS - 2020$
Cost Component | Unmetered Lighting
TSM Components per Lamp basis
Transformers | 35.1496
Services | 46.9723
Meters | 0
Subtotal | 82.1219
General Plant Loading at
2.772%
Working Capital at
1.502%
Transformers | 36.6667
Services | 48.9998
Meters | 0
Subtotal | 85.6665
Annualized Transformers Cost at 8.05% | 2.9509
Annualized Services Cost at 7.08% | 3.468
Annualized Meter Cost at 10.78% | 0
Annualized TSM Cost | 6.4189
Number of Lamps | 3145.2171
Number of Customers | 103
Annualized Cost per Lamp | 6.4189
O&M Expenses | 0.18643
Miscellaneous Service Revenue Adjustment | -0.099175
Adjusted O&M Expenses | 0.087255
Customer Accounts/Services | 1.1317
Total ($/Lamp/Year) | 7.6378
Note:
(1) TSM Components per Lamp based on data from Street Light TSM Costs file.
(2) Number of Lamps based on data from Street Light TSM Costs file.
(3) Number of customers reflect the average number of Streetlighting customers in 2018.
(4) Input data in blue font comes from a separate source file.

## Non-Residential TSM UC
NON-RESIDENTIAL TSM COSTS
Secondary
| 120/240 1-Phase |  |  |  | 120/240 3-Phase |  |  |  | 120/208 |  |  |  | 277/480 |  |  |  | Primary |  |  |  | Transmission
Max Annual Demand (kW) | Transformers | Services | Meters | Total | Transformers | Services | Meters | Total | Transformers | Services | Meters | Total | Transformers | Services | Meters | Total | Transformers | Services | Meters | Total | Transformers | Services | Meters | Total
| ($/Unit) | ($/Unit) | ($/Unit) | ($/Unit) | ($/Unit) | ($/Unit) | ($/Unit) | ($/Unit) | ($/Unit) | ($/Unit) | ($/Unit) | ($/Unit) | ($/Unit) | ($/Unit) | ($/Unit) | ($/Unit) | ($/Unit) | ($/Unit) | ($/Unit) | ($/Unit) | ($/Unit) | ($/Unit) | ($/Unit) | ($/Unit)
0 - 2 | 359.9069 | 138.713 | 289.75 | 788.3699 | 415.6878 | 754.1427 | 373.18 | 1543.0105 | 437.081 | 754.1427 | 373.18 | 1564.4037 | 515.5824 | 754.1427 | 373.18 | 1642.9051 |  | 3870.6679 | 1070.55 | 4941.2179 |  | 72866.0362 | 1196.87 | 74062.9062
3 - 6 | 1079.7206 | 138.713 | 289.75 | 1508.1836 | 1247.0633 | 754.1427 | 373.18 | 2374.3861 | 1311.243 | 754.1427 | 373.18 | 2438.5658 | 1546.7471 | 754.1427 | 373.18 | 2674.0698 |  | 3870.6679 | 1070.55 | 4941.2179 |  | 72866.0362 | 1196.87 | 74062.9062
7 - 12 | 1079.7206 | 195.5223 | 289.75 | 1564.9929 | 2494.1267 | 888.2856 | 373.18 | 3755.5923 | 2622.486 | 888.2856 | 373.18 | 3883.9517 | 3093.4941 | 888.2856 | 373.18 | 4354.9598 |  | 3870.6679 | 1070.55 | 4941.2179 |  | 72866.0362 | 1196.87 | 74062.9062
13 - 20 | 2699.3015 | 213.7318 | 289.75 | 3202.7833 | 5819.6289 | 888.2856 | 373.18 | 7081.0945 | 6119.1341 | 888.2856 | 373.18 | 7380.5997 | 7218.153 | 888.2856 | 373.18 | 8479.6186 |  | 3870.6679 | 1070.55 | 4941.2179 |  | 72866.0362 | 1196.87 | 74062.9062
21 - 25 | 2699.3015 | 213.7318 | 289.75 | 3202.7833 | 5819.6289 | 888.2856 | 373.18 | 7081.0945 | 6119.1341 | 888.2856 | 373.18 | 7380.5997 | 7218.153 | 888.2856 | 373.18 | 8479.6186 |  | 3870.6679 | 1070.55 | 4941.2179 |  | 72866.0362 | 1196.87 | 74062.9062
26 - 50 | 5800.069 | 515.2782 | 289.75 | 6605.0972 | 17458.8866 | 1156.5714 | 373.18 | 18988.638 | 18357.4023 | 1156.5714 | 373.18 | 19887.1538 | 7218.153 | 1156.5714 | 373.18 | 8747.9044 |  | 3870.6679 | 1070.55 | 4941.2179 |  | 72866.0362 | 1196.87 | 74062.9062
51 - 75 | 6368.9187 | 830.1737 | 289.75 | 7488.8424 | 17458.8866 | 1781.476 | 373.18 | 19613.5426 | 18357.4023 | 1781.476 | 373.18 | 20512.0583 | 10827.2295 | 1156.5714 | 373.18 | 12356.9809 |  | 3870.6679 | 1070.55 | 4941.2179 |  | 72866.0362 | 1196.87 | 74062.9062
76 - 100 | 6104.428 | 1578.4436 | 289.75 | 7972.6217 | 10312.7788 | 1781.476 | 373.18 | 12467.4348 | 10632.2656 | 1781.476 | 373.18 | 12786.9216 | 10827.2295 | 1781.476 | 373.18 | 12981.8855 |  | 3870.6679 | 1070.55 | 4941.2179 |  | 72866.0362 | 1196.87 | 74062.9062
101 - 150 | 6104.428 | 2326.7136 | 289.75 | 8720.8916 | 10312.7788 | 3562.952 | 1070.55 | 14946.2807 | 21264.5312 | 3562.952 | 1070.55 | 25898.0332 | 21654.459 | 1781.476 | 1070.55 | 24506.4849 |  | 3870.6679 | 1196.87 | 5067.5379 |  | 72866.0362 | 1196.87 | 74062.9062
151 - 200 | 8622.4294 | 2326.7136 | 289.75 | 11238.893 | 20625.5576 | 4799.963 | 1070.55 | 26496.0705 | 11980.2656 | 4799.963 | 1070.55 | 17850.7785 | 11342.0688 | 2399.9815 | 1070.55 | 14812.6003 |  | 3870.6679 | 1196.87 | 5067.5379 |  | 72866.0362 | 1196.87 | 74062.9062
201 - 250 |  |  |  |  | 20625.5576 | 4799.963 | 1070.55 | 26496.0705 | 11980.2656 | 4799.963 | 1070.55 | 17850.7785 | 11342.0688 | 2399.9815 | 1070.55 | 14812.6003 |  | 3870.6679 | 1196.87 | 5067.5379 |  | 72866.0362 | 1196.87 | 74062.9062
251 - 350 | [8 empty] | 23960.5311 | 7831.0277 | 1070.55 | 32862.1088 | 22684.1377 | 3915.5138 | 1070.55 | 27670.2015 |  | 3870.6679 | 1196.87 | 5067.5379 |  | 72866.0362 | 1196.87 | 74062.9062
351 - 450 | [8 empty] | 15342.4854 | 11746.5415 | 1070.55 | 28159.577 | 15342.4854 | 4799.963 | 1070.55 | 21212.9984 |  | 3870.6679 | 1196.87 | 5067.5379 |  | 72866.0362 | 1196.87 | 74062.9062
451 - 500 | [8 empty] | 20736.65 | 11746.5415 | 1070.55 | 33553.7415 | 17521.6184 | 4799.963 | 1070.55 | 23392.1314 |  | 3870.6679 | 1196.87 | 5067.5379 |  | 72866.0362 | 1196.87 | 74062.9062
501 - 550 | [8 empty] | 20736.65 | 11746.5415 | 1070.55 | 33553.7415 | 17521.6184 | 4799.963 | 1070.55 | 23392.1314 |  | 3870.6679 | 1196.87 | 5067.5379 |  | 72866.0362 | 1196.87 | 74062.9062
551 - 650 | [8 empty] | 41473.2999 | 15662.0554 | 1070.55 | 58205.9053 | 35043.2369 | 7831.0277 | 1070.55 | 43944.8146 |  | 3870.6679 | 1196.87 | 5067.5379 |  | 72866.0362 | 1196.87 | 74062.9062
651 - 750 | [8 empty] | 41473.2999 | 19577.5692 | 1070.55 | 62121.4192 | 42483.1317 | 7831.0277 | 1070.55 | 51384.7094 |  | 3870.6679 | 1196.87 | 5067.5379 |  | 72866.0362 | 1196.87 | 74062.9062
751 - 850 | [8 empty] | 48693.2734 | 23493.0831 | 1070.55 | 73256.9065 | 42483.1317 | 7831.0277 | 1070.55 | 51384.7094 |  | 3870.6679 | 1196.87 | 5067.5379 |  | 72866.0362 | 1196.87 | 74062.9062
851 - 1,050 | [8 empty] | 48693.2734 | 35239.6246 | 1070.55 | 85003.4481 | 49082.6982 | 11746.5415 | 1070.55 | 61899.7897 |  | 3870.6679 | 1196.87 | 5067.5379 |  | 72866.0362 | 1196.87 | 74062.9062
1,051 - 1,250 | [8 empty] | 48693.2734 | 46986.1662 | 1070.55 | 96749.9896 | 49082.6982 | 15662.0554 | 1070.55 | 65815.3036 |  | 3870.6679 | 1196.87 | 5067.5379 |  | 72866.0362 | 1196.87 | 74062.9062
1,251 - 1,500 | [8 empty] | 48693.2734 | 46986.1662 | 1070.55 | 96749.9896 | 49082.6982 | 19577.5692 | 1070.55 | 69730.8174 |  | 3870.6679 | 1196.87 | 5067.5379 |  | 72866.0362 | 1196.87 | 74062.9062
1,501 - 2,000 | [8 empty] | 48693.2734 | 46986.1662 | 1070.55 | 96749.9896 | 62400.8929 | 31324.1108 | 1070.55 | 94795.5537 |  | 3870.6679 | 1196.87 | 5067.5379 |  | 72866.0362 | 1196.87 | 74062.9062
2,001 - 2,500 | [12 empty] | 68150.5678 | 39155.1385 | 1070.55 | 108376.2563 |  | 3870.6679 | 1196.87 | 5067.5379 |  | 72866.0362 | 1196.87 | 74062.9062
2,501 - 3,000 | [12 empty] | 68150.5678 | 46986.1662 | 1070.55 | 116207.284 |  | 3870.6679 | 1196.87 | 5067.5379 |  | 72866.0362 | 1196.87 | 74062.9062
3,001 - 3,500 | [12 empty] | 68150.5678 | 46986.1662 | 1070.55 | 116207.284 |  | 9612.4995 | 1196.87 | 10809.3695 |  | 180957.0763 | 1196.87 | 182153.9463
3,501 - 4,000 | [12 empty] | 68150.5678 | 46986.1662 | 1070.55 | 116207.284 |  | 9612.4995 | 1196.87 | 10809.3695 |  | 180957.0763 | 1196.87 | 182153.9463
4,001 - 5,000 | [12 empty] | 68150.5678 | 46986.1662 | 1070.55 | 116207.284 |  | 9612.4995 | 1196.87 | 10809.3695 |  | 180957.0763 | 1196.87 | 182153.9463
5,001 - 12,000 | [12 empty] | 68150.5678 | 46986.1662 | 1070.55 | 116207.284 |  | 9612.4995 | 1196.87 | 10809.3695 |  | 180957.0763 | 1196.87 | 182153.9463
12,001 - 25,000 | [17 empty] | 9612.4995 | 1196.87 | 10809.3695 |  | 180957.0763 | 1196.87 | 182153.9463
25,001 - 50,000 | [17 empty] | 9612.4995 | 1196.87 | 10809.3695 |  | 180957.0763 | 1196.87 | 182153.9463
>50,000 | [17 empty] | 9612.4995 | 1196.87 | 10809.3695 |  | 180957.0763 | 1196.87 | 182153.9463
Notes:
(1) Transformers, Services and Meter ("TSM") costs represent the installed 2017 costs of TSM individual components for non-residential customers.
(2) Input data in blue font comes from a separate source file.

## Non-Residential TSM UC Adj
NON-RESIDENTIAL TSM COSTS
Secondary
| 120/240 1-Phase |  |  |  | 120/240 3-Phase |  |  |  | 120/208 |  |  |  | 277/480 |  |  |  | Primary |  |  |  | Transmission
Max Annual Demand (kW) | Transformers | Services | Meters | Total | Transformers | Services | Meters | Total | Transformers | Services | Meters | Total | Transformers | Services | Meters | Total | Transformers | Services | Meters | Total | Transformers | Services | Meters | Total
| ($/Unit) | ($/Unit) | ($/Unit) | ($/Unit) | ($/Unit) | ($/Unit) | ($/Unit) | ($/Unit) | ($/Unit) | ($/Unit) | ($/Unit) | ($/Unit) | ($/Unit) | ($/Unit) | ($/Unit) | ($/Unit) | ($/Unit) | ($/Unit) | ($/Unit) | ($/Unit) | ($/Unit) | ($/Unit) | ($/Unit) | ($/Unit)
0 - 2 | 291.0305 | 112.1671 | 234.2997 | 637.4973 | 336.1364 | 609.8203 | 301.7635 | 1247.7203 | 353.4356 | 609.8203 | 301.7635 | 1265.0194 | 416.9139 | 609.8203 | 301.7635 | 1328.4977 |  | 3129.9273 | 865.6759 | 3995.6032 |  | 58921.4589 | 967.8216 | 59889.2805
3 - 6 | 873.0915 | 112.1671 | 234.2997 | 1219.5583 | 1008.4093 | 609.8203 | 301.7635 | 1919.9932 | 1060.3068 | 609.8203 | 301.7635 | 1971.8906 | 1250.7418 | 609.8203 | 301.7635 | 2162.3256 |  | 3129.9273 | 865.6759 | 3995.6032 |  | 58921.4589 | 967.8216 | 59889.2805
7 - 12 | 873.0915 | 158.1046 | 234.2997 | 1265.4958 | 2016.8187 | 718.2919 | 301.7635 | 3036.8741 | 2120.6136 | 718.2919 | 301.7635 | 3140.669 | 2501.4835 | 718.2919 | 301.7635 | 3521.5389 |  | 3129.9273 | 865.6759 | 3995.6032 |  | 58921.4589 | 967.8216 | 59889.2805
13 - 20 | 2182.7286 | 172.8293 | 234.2997 | 2589.8577 | 4705.9102 | 718.2919 | 301.7635 | 5725.9656 | 4948.0983 | 718.2919 | 301.7635 | 5968.1537 | 5836.7948 | 718.2919 | 301.7635 | 6856.8503 |  | 3129.9273 | 865.6759 | 3995.6032 |  | 58921.4589 | 967.8216 | 59889.2805
21 - 25 | 2182.7286 | 172.8293 | 234.2997 | 2589.8577 | 4705.9102 | 718.2919 | 301.7635 | 5725.9656 | 4948.0983 | 718.2919 | 301.7635 | 5968.1537 | 5836.7948 | 718.2919 | 301.7635 | 6856.8503 |  | 3129.9273 | 865.6759 | 3995.6032 |  | 58921.4589 | 967.8216 | 59889.2805
26 - 50 | 4690.0936 | 416.6679 | 234.2997 | 5341.0613 | 14117.7306 | 935.2351 | 301.7635 | 15354.7292 | 14844.2949 | 935.2351 | 301.7635 | 16081.2935 | 5836.7948 | 935.2351 | 301.7635 | 7073.7935 |  | 3129.9273 | 865.6759 | 3995.6032 |  | 58921.4589 | 967.8216 | 59889.2805
51 - 75 | 5150.0809 | 671.301 | 234.2997 | 6055.6816 | 14117.7306 | 1440.5499 | 301.7635 | 15860.044 | 14844.2949 | 1440.5499 | 301.7635 | 16586.6083 | 8755.1923 | 935.2351 | 301.7635 | 9992.1909 |  | 3129.9273 | 865.6759 | 3995.6032 |  | 58921.4589 | 967.8216 | 59889.2805
76 - 100 | 4936.2066 | 1276.3724 | 234.2997 | 6446.8787 | 8339.1935 | 1440.5499 | 301.7635 | 10081.5069 | 8597.5392 | 1440.5499 | 301.7635 | 10339.8526 | 8755.1923 | 1440.5499 | 301.7635 | 10497.5057 |  | 3129.9273 | 865.6759 | 3995.6032 |  | 58921.4589 | 967.8216 | 59889.2805
101 - 150 | 4936.2066 | 1881.4439 | 234.2997 | 7051.9502 | 8339.1935 | 2881.0999 | 865.6759 | 12085.9692 | 17195.0784 | 2881.0999 | 865.6759 | 20941.8541 | 17510.3845 | 1440.5499 | 865.6759 | 19816.6103 |  | 3129.9273 | 967.8216 | 4097.749 |  | 58921.4589 | 967.8216 | 59889.2805
151 - 200 | 6972.331 | 1881.4439 | 234.2997 | 9088.0746 | 16678.3869 | 3881.3806 | 865.6759 | 21425.4434 | 9687.5686 | 3881.3806 | 865.6759 | 14434.6251 | 9171.5054 | 1940.6903 | 865.6759 | 11977.8715 |  | 3129.9273 | 967.8216 | 4097.749 |  | 58921.4589 | 967.8216 | 59889.2805
201 - 250 |  |  |  |  | 16678.3869 | 3881.3806 | 865.6759 | 21425.4434 | 9687.5686 | 3881.3806 | 865.6759 | 14434.6251 | 9171.5054 | 1940.6903 | 865.6759 | 11977.8715 |  | 3129.9273 | 967.8216 | 4097.749 |  | 58921.4589 | 967.8216 | 59889.2805
251 - 350 | [8 empty] | 19375.1372 | 6332.382 | 865.6759 | 26573.1951 | 18343.0108 | 3166.191 | 865.6759 | 22374.8776 |  | 3129.9273 | 967.8216 | 4097.749 |  | 58921.4589 | 967.8216 | 59889.2805
351 - 450 | [8 empty] | 12406.351 | 9498.573 | 865.6759 | 22770.5999 | 12406.351 | 3881.3806 | 865.6759 | 17153.4075 |  | 3129.9273 | 967.8216 | 4097.749 |  | 58921.4589 | 967.8216 | 59889.2805
451 - 500 | [8 empty] | 16768.2192 | 9498.573 | 865.6759 | 27132.4681 | 14168.4573 | 3881.3806 | 865.6759 | 18915.5138 |  | 3129.9273 | 967.8216 | 4097.749 |  | 58921.4589 | 967.8216 | 59889.2805
501 - 550 | [8 empty] | 16768.2192 | 9498.573 | 865.6759 | 27132.4681 | 14168.4573 | 3881.3806 | 865.6759 | 18915.5138 |  | 3129.9273 | 967.8216 | 4097.749 |  | 58921.4589 | 967.8216 | 59889.2805
551 - 650 | [8 empty] | 33536.4384 | 12664.764 | 865.6759 | 47066.8783 | 28336.9146 | 6332.382 | 865.6759 | 35534.9724 |  | 3129.9273 | 967.8216 | 4097.749 |  | 58921.4589 | 967.8216 | 59889.2805
651 - 750 | [8 empty] | 33536.4384 | 15830.955 | 865.6759 | 50233.0693 | 34353.0159 | 6332.382 | 865.6759 | 41551.0737 |  | 3129.9273 | 967.8216 | 4097.749 |  | 58921.4589 | 967.8216 | 59889.2805
751 - 850 | [8 empty] | 39374.7054 | 18997.146 | 865.6759 | 59237.5273 | 34353.0159 | 6332.382 | 865.6759 | 41551.0737 |  | 3129.9273 | 967.8216 | 4097.749 |  | 58921.4589 | 967.8216 | 59889.2805
851 - 1,050 | [8 empty] | 39374.7054 | 28495.719 | 865.6759 | 68736.1003 | 39689.6049 | 9498.573 | 865.6759 | 50053.8537 |  | 3129.9273 | 967.8216 | 4097.749 |  | 58921.4589 | 967.8216 | 59889.2805
1,051 - 1,250 | [8 empty] | 39374.7054 | 37994.2921 | 865.6759 | 78234.6733 | 39689.6049 | 12664.764 | 865.6759 | 53220.0447 |  | 3129.9273 | 967.8216 | 4097.749 |  | 58921.4589 | 967.8216 | 59889.2805
1,251 - 1,500 | [8 empty] | 39374.7054 | 37994.2921 | 865.6759 | 78234.6733 | 39689.6049 | 15830.955 | 865.6759 | 56386.2357 |  | 3129.9273 | 967.8216 | 4097.749 |  | 58921.4589 | 967.8216 | 59889.2805
1,501 - 2,000 | [8 empty] | 39374.7054 | 37994.2921 | 865.6759 | 78234.6733 | 50459.0594 | 25329.528 | 865.6759 | 76654.2633 |  | 3129.9273 | 967.8216 | 4097.749 |  | 58921.4589 | 967.8216 | 59889.2805
2,001 - 2,500 | [12 empty] | 55108.4029 | 31661.9101 | 865.6759 | 87635.9888 |  | 3129.9273 | 967.8216 | 4097.749 |  | 58921.4589 | 967.8216 | 59889.2805
2,501 - 3,000 | [17 empty] | 3129.9273 | 967.8216 | 4097.749 |  | 58921.4589 | 967.8216 | 59889.2805
3,001 - 3,500 | [17 empty] | 7772.9286 | 967.8216 | 8740.7502 |  | 146326.8142 | 967.8216 | 147294.6358
3,501 - 4,000 | [17 empty] | 7772.9286 | 967.8216 | 8740.7502 |  | 146326.8142 | 967.8216 | 147294.6358
4,001 - 5,000 | [17 empty] | 7772.9286 | 967.8216 | 8740.7502 |  | 146326.8142 | 967.8216 | 147294.6358
5,001 - 12,000 | [17 empty] | 7772.9286 | 967.8216 | 8740.7502 |  | 146326.8142 | 967.8216 | 147294.6358
12,001 - 25,000 | [17 empty] | 7772.9286 | 967.8216 | 8740.7502 |  | 146326.8142 | 967.8216 | 147294.6358
25,001 - 50,000 | [17 empty] | 7772.9286 | 967.8216 | 8740.7502 |  | 146326.8142 | 967.8216 | 147294.6358
>50,000 | [17 empty] | 7772.9286 | 967.8216 | 8740.7502 |  | 146326.8142 | 967.8216 | 147294.6358
Notes:
(1) Transformers, Services and Meter ("TSM") costs represent the installed 2017 costs of TSM individual components for non-residential customers adjusted for the Rule 15/16 non-residential average allowance percentage.
(2) Input data in blue font comes from a separate source file.

## Total Customers
SCHOOL CUSTOMER COUNT
| Residential | [10 empty] | Small Commercial | [5 empty] | Medium/Large Commercial & Industrial | [8 empty] | Agricultural |  |  |  |  | Lighting | SCHOOL TOTAL
[12 empty] | TOU-A | [5 empty] | AL-TOU |  |  | DG-R |  | A6-TOU |  |  |  | PA-T-1 |  | TOU-PA |  |  |  | Non-Lighting |  |  | Lighting | School
Max Annual Demand (kW) | DR | DM | DS | DT | DT-RV | DR-TOU | TOU-DR | DR-SES | EV-TOU | EV-TOU-2 | Total | Secondary | Primary | A-TC | TOU-M | UM | Total | Secondary | Primary | Transmission | Secondary | Primary | Primary | Transmission | OL-TOU | Total | Secondary | Primary | Secondary | Primary | Total | Total | Secondary | Primary | Total | Total | Total
0 - 2 | 0 | 0 | 0 | 0 | 0 | 0 | 0 | 0 | 0 | 0 | 0 | 92 | 0 | 0 | 0 | 0 | 92 | 6 | 0 | 0 | 0 | 0 | 0 | 0 | 0 | 6 |  |  | 0 | 0 | 0 | 103 | 98 | 0 | 98 | 103 | 201
3 - 6 | 0 | 0 | 0 | 0 | 0 | 0 | 0 | 0 | 0 | 0 | 0 | 62 | 0 | 0 | 0 | 0 | 62 | 6 | 1 | 0 | 0 | 0 | 0 | 0 | 0 | 7 |  |  | 1 | 0 | 1 |  | 69 | 1 | 70 |  | 70
7 - 12 | 0 | 0 | 0 | 0 | 0 | 0 | 0 | 0 | 0 | 0 | 0 | 96 | 0 | 0 | 0 | 0 | 96 | 7 | 0 | 0 | 0 | 0 | 0 | 0 | 0 | 7 |  |  | 1 | 0 | 1 |  | 104 | 0 | 104 |  | 104
13 - 20 | 1 | 0 | 0 | 0 | 0 | 0 | 0 | 0 | 0 | 0 | 1 | 156 | 0 | 0 | 0 | 0 | 156 | 7 | 0 | 0 | 1 | 0 | 0 | 0 | 0 | 8 |  |  | 0 | 0 | 0 |  | 165 | 0 | 165 |  | 165
21 - 25 | 0 | 0 | 0 | 0 | 0 | 0 | 0 | 0 | 0 | 0 | 0 | 100 | 0 | 0 | 0 | 0 | 100 | 12 | 0 | 0 | 0 | 0 | 0 | 0 | 0 | 12 |  |  | 0 | 0 | 0 |  | 112 | 0 | 112 |  | 112
26 - 50 | 0 | 0 | 0 | 0 | 0 | 0 | 0 | 0 | 0 | 0 | 0 | 47 | 0 | 0 | 1 | 0 | 48 | 100 | 2 | 0 | 4 | 0 | 0 | 0 | 0 | 106 |  |  | 0 | 0 | 0 |  | 152 | 2 | 154 |  | 154
51 - 75 | 0 | 0 | 0 | 0 | 0 | 0 | 0 | 0 | 0 | 0 | 0 | 70 | 0 | 0 | 1 | 0 | 71 | 96 | 0 | 0 | 5 | 0 | 0 | 0 | 0 | 101 |  |  | 0 | 0 | 0 |  | 172 | 0 | 172 |  | 172
76 - 100 | 0 | 0 | 0 | 0 | 0 | 0 | 0 | 0 | 0 | 0 | 0 | 13 | 0 | 0 | 0 | 0 | 13 | 56 | 0 | 0 | 10 | 0 | 0 | 0 | 0 | 66 |  |  | 0 | 0 | 0 |  | 79 | 0 | 79 |  | 79
101 - 150 | 0 | 0 | 0 | 0 | 0 | 0 | 0 | 0 | 0 | 0 | 0 | 0 | 0 | 0 | 0 | 0 | 0 | 104 | 5 | 0 | 19 | 2 | 0 | 0 | 3 | 133 |  |  | 0 | 0 | 0 |  | 126 | 7 | 133 |  | 133
151 - 200 | 0 | 0 | 0 | 0 | 0 | 0 | 0 | 0 | 0 | 0 | 0 | 6 | 0 | 0 | 0 | 0 | 6 | 140 | 6 | 0 | 17 | 1 | 0 | 0 | 0 | 164 |  |  | 0 | 0 | 0 |  | 163 | 7 | 170 |  | 170
201 - 250 | 0 | 0 | 0 | 0 | 0 | 0 | 0 | 0 | 0 | 0 | 0 | 0 | 0 | 0 | 0 | 0 | 0 | 103 | 6 | 0 | 16 | 0 | 0 | 0 | 0 | 125 |  |  | 0 | 0 | 0 |  | 119 | 6 | 125 |  | 125
251 - 350 | 0 | 0 | 0 | 0 | 0 | 0 | 0 | 0 | 0 | 0 | 0 | 0 | 0 | 0 | 0 | 0 | 0 | 103 | 3 | 0 | 16 | 3 | 0 | 0 | 0 | 125 |  |  | 0 | 0 | 0 |  | 119 | 6 | 125 |  | 125
351 - 450 | 0 | 0 | 0 | 0 | 0 | 0 | 0 | 0 | 0 | 0 | 0 | 0 | 0 | 0 | 0 | 0 | 0 | 29 | 11 | 0 | 8 | 0 | 0 | 0 | 0 | 48 |  |  | 0 | 0 | 0 |  | 37 | 11 | 48 |  | 48
451 - 500 | 0 | 0 | 0 | 0 | 0 | 0 | 0 | 0 | 0 | 0 | 0 | 0 | 0 | 0 | 0 | 0 | 0 | 12 | 1 | 0 | 3 | 1 | 0 | 0 | 0 | 17 |  |  | 1 | 0 | 1 |  | 16 | 2 | 18 |  | 18
501 - 550 | 0 | 0 | 0 | 0 | 0 | 0 | 0 | 0 | 0 | 0 | 0 | 0 | 0 | 0 | 0 | 0 | 0 | 7 | 0 | 0 | 1 | 0 | 0 | 0 | 0 | 8 |  |  | 0 | 0 | 0 |  | 8 | 0 | 8 |  | 8
551 - 650 | 0 | 0 | 0 | 0 | 0 | 0 | 0 | 0 | 0 | 0 | 0 | 0 | 0 | 0 | 0 | 0 | 0 | 10 | 3 | 0 | 1 | 3 | 0 | 0 | 0 | 17 |  |  | 0 | 0 | 0 |  | 11 | 6 | 17 |  | 17
651 - 750 | 0 | 0 | 0 | 0 | 0 | 0 | 0 | 0 | 0 | 0 | 0 | 0 | 0 | 0 | 0 | 0 | 0 | 2 | 0 | 0 | 1 | 2 | 0 | 0 | 0 | 5 |  |  | 0 | 0 | 0 |  | 3 | 2 | 5 |  | 5
751 - 850 | 0 | 0 | 0 | 0 | 0 | 0 | 0 | 0 | 0 | 0 | 0 | 0 | 0 | 0 | 0 | 0 | 0 | 0 | 1 | 0 | 0 | 0 | 0 | 0 | 0 | 1 |  |  | 0 | 0 | 0 |  | 0 | 1 | 1 |  | 1
851 - 1,050 | 0 | 0 | 0 | 0 | 0 | 0 | 0 | 0 | 0 | 0 | 0 | 0 | 0 | 0 | 0 | 0 | 0 | 3 | 4 | 0 | 0 | 1 | 1 | 0 | 0 | 9 |  |  | 0 | 0 | 0 |  | 3 | 6 | 9 |  | 9
1,051 - 1,250 | 0 | 0 | 0 | 0 | 0 | 0 | 0 | 0 | 0 | 0 | 0 | 0 | 0 | 0 | 0 | 0 | 0 | 1 | 1 | 0 | 0 | 0 | 0 | 0 | 0 | 2 |  |  | 0 | 0 | 0 |  | 1 | 1 | 2 |  | 2
1,251 - 1,500 | 0 | 0 | 0 | 0 | 0 | 0 | 0 | 0 | 0 | 0 | 0 | 0 | 0 | 0 | 0 | 0 | 0 | 0 | 1 | 0 | 0 | 0 | 0 | 0 | 0 | 1 |  |  | 0 | 0 | 0 |  | 0 | 1 | 1 |  | 1
1,501 - 2,000 | 0 | 0 | 0 | 0 | 0 | 0 | 0 | 0 | 0 | 0 | 0 | 0 | 0 | 0 | 0 | 0 | 0 | 0 | 0 | 0 | 0 | 0 | 0 | 0 | 0 | 0 |  |  | 0 | 0 | 0 |  | 0 | 0 | 0 |  | 0
2,001 - 2,500 | 0 | 0 | 0 | 0 | 0 | 0 | 0 | 0 | 0 | 0 | 0 | 0 | 0 | 0 | 0 | 0 | 0 | 0 | 0 | 0 | 0 | 0 | 0 | 0 | 0 | 0 |  |  | 0 | 0 | 0 |  | 0 | 0 | 0 |  | 0
2,501 - 3,000 | 0 | 0 | 0 | 0 | 0 | 0 | 0 | 0 | 0 | 0 | 0 | 0 | 0 | 0 | 0 | 0 | 0 | 0 | 0 | 0 | 0 | 0 | 0 | 0 | 0 | 0 |  |  | 0 | 0 | 0 |  | 0 | 0 | 0 |  | 0
3,001 - 3,500 | 0 | 0 | 0 | 0 | 0 | 0 | 0 | 0 | 0 | 0 | 0 | 0 | 0 | 0 | 0 | 0 | 0 | 0 | 0 | 0 | 0 | 0 | 0 | 0 | 0 | 0 |  |  | 0 | 0 | 0 |  | 0 | 0 | 0 |  | 0
3,501 - 4,000 | 0 | 0 | 0 | 0 | 0 | 0 | 0 | 0 | 0 | 0 | 0 | 0 | 0 | 0 | 0 | 0 | 0 | 0 | 0 | 0 | 0 | 0 | 0 | 0 | 0 | 0 |  |  | 0 | 0 | 0 |  | 0 | 0 | 0 |  | 0
4,001 - 5,000 | 0 | 0 | 0 | 0 | 0 | 0 | 0 | 0 | 0 | 0 | 0 | 0 | 0 | 0 | 0 | 0 | 0 | 0 | 0 | 0 | 0 | 0 | 0 | 0 | 0 | 0 |  |  | 0 | 0 | 0 |  | 0 | 0 | 0 |  | 0
5,001 - 12,000 | 0 | 0 | 0 | 0 | 0 | 0 | 0 | 0 | 0 | 0 | 0 | 0 | 0 | 0 | 0 | 0 | 0 | 0 | 0 | 0 | 0 | 0 | 0 | 0 | 0 | 0 |  |  | 0 | 0 | 0 |  | 0 | 0 | 0 |  | 0
12,001 - 25,000 | 0 | 0 | 0 | 0 | 0 | 0 | 0 | 0 | 0 | 0 | 0 | 0 | 0 | 0 | 0 | 0 | 0 | 0 | 0 | 0 | 0 | 0 | 0 | 0 | 0 | 0 |  |  | 0 | 0 | 0 |  | 0 | 0 | 0 |  | 0
25,001 - 50,000 | 0 | 0 | 0 | 0 | 0 | 0 | 0 | 0 | 0 | 0 | 0 | 0 | 0 | 0 | 0 | 0 | 0 | 0 | 0 | 0 | 0 | 0 | 0 | 0 | 0 | 0 |  |  | 0 | 0 | 0 |  | 0 | 0 | 0 |  | 0
>50,000 | 0 | 0 | 0 | 0 | 0 | 0 | 0 | 0 | 0 | 0 | 0 | 0 | 0 | 0 | 0 | 0 | 0 | 0 | 0 | 0 | 0 | 0 | 0 | 0 | 0 | 0 |  |  | 0 | 0 | 0 |  | 0 | 0 | 0 |  | 0
[25 empty] | 0 | [5 empty] | 0
Total | 1 | 0 | 0 | 0 | 0 | 0 | 0 | 0 | 0 | 0 | 1 | 642 | 0 | 0 | 2 | 0 | 644 | 804 | 45 | 0 | 102 | 13 | 1 | 0 | 3 | 968 |  |  | 3 | 0 | 3 | 103 | 1557 | 59 | 1616 | 103 | 1719

## TSM Cap Cost Allocations
TSM CAPITAL COSTS ALLOCATION FOR DISTRIBUTION O&M
(TOTAL TSM CAPITAL COSTS PRIOR TO RULE 15/16 ADJUSTMENTS)
Residential
DR
| DR | DM | DS | DT | DT-RV | DR-TOU | TOU-DR | DR-SES | EV-TOU | EV-TOU-2 | Total | Rule 15/16 Adjusted TSM (A) | 1809.6259
TSM Capital Costs | 1809.6259 | [9 empty] | 1809.6259 | Unadjusted TSM (B) | 1809.6259
Allocation Factor | 8.626e-05% | [9 empty] | 8.626e-05% | Adjustment Factor (C=A/B) | 100%
Small Commercial
TOU-A
| Secondary | Primary | A-TC | TOU-M | UM | Total
TSM Capital Costs | 2885265.1855 |  |  | 23089.9371 |  | 2908355.1226
Allocation Factor | 0.1375% |  |  | 0.001101% |  | 0.1386%
Medium/Large Commercial/Industrial
| AL-TOU |  |  | DG-R
| Secondary | Primary | Trans | Secondary | Primary
TSM Capital Costs | 15534281.5408 | 227660.2434 |  | 2074058.0574 | 65877.9921
Allocation Factor | 0.7405% | 0.01085% |  | 0.09887% | 0.00314%
Medium/Large Commercial/Industrial
A6-TOU
| Primary | Transmission | OL-TOU | Total
TSM Capital Costs | 5067.5379 |  | 73519.4548 | 17980464.8263
Allocation Factor | 0.0002416% |  | 0.003505% | 0.8571%
| Agriculture |  |  |  |  | Lighting
| PA-T-1 |  | TOU-PA |  |  |  | School
| Secondary | Primary | Secondary | Primary | Total | Total | Total
TSM Capital Costs |  |  | 29821.7935 |  | 29821.7935 |  | 20920451.3682
Allocation Factor |  |  | 0.001422% |  | 0.001422% |  | 0.9972%
Non-School
Total
2076909275.492
99%
All Class
Total
2097829726.8602
100%

## Distribution O&M Allocations
DISTRIBUTION O&M ALLOCATION
| Residential | [10 empty] | Small Commercial | [5 empty] | Medium/Large Commercial& Industrial | [8 empty] | Agriculture
[12 empty] | TOU-A | [5 empty] | AL-TOU |  |  | DG-R |  | A6-TOU |  |  |  | PA-T-1 |  | TOU-PA |  |  | Lighting | School
| DR | DM | DS | DT | DT-RV | DR-TOU | TOU-DR | DR-SES | EV-TOU | EV-TOU-2 | Total | Secondary | Primary | A-TC | TOU-M | UM | Total | Secondary | Primary | Trans | Secondary | Primary | Primary | Trans | OL-TOU | Total | Secondary | Primary | Secondary | Primary | Total | Total | Total
TSM Capital Costs Allocator | 8.626e-05% | [9 empty] | 8.626e-05% | 0.1375% |  |  | 0.001101% |  | 0.1386% | 0.7405% | 0.01085% |  | 0.09887% | 0.00314% | 0.0002416% |  | 0.003505% | 0.8571% |  |  | 0.001422% |  | 0.001422% |  | 0.9972%
Cust Related Distribution O&M | 11.4144 | [9 empty] | 11.4144 | 18199.0967 |  |  | 145.6421 |  | 18344.7388 | 97984.0235 | 1435.9896 |  | 13082.3272 | 415.532 | 31.964 |  | 463.7313 | 113413.5675 |  |  | 188.1039 |  | 188.1039 |  | 131957.8245
A&G O&M Loader at | 3.5905 | [9 empty] | 3.5905 | 5724.6501 |  |  | 45.8127 |  | 5770.4628 | 30821.5433 | 451.7003 |  | 4115.1353 | 130.7084 | 10.0545 |  | 145.8698 | 35675.0117 |  |  | 59.1694 |  | 59.1694 |  | 41508.2343
31.46%
Total | 15.0049 | [9 empty] | 15.0049 | 23923.7468 |  |  | 191.4548 |  | 24115.2015 | 128805.5668 | 1887.6899 |  | 17197.4625 | 546.2404 | 42.0185 |  | 609.6011 | 149088.5792 |  |  | 247.2733 |  | 247.2733 |  | 173466.0589
O&M per Cust | 15.0049 | [9 empty] | 15.0049 | 37.2644 |  |  | 95.7274 |  | 37.446 | 160.2059 | 41.9487 |  | 168.6026 | 42.0185 | 42.0185 |  | 203.2004 | 154.0171 |  |  | 82.4244 |  | 82.4244 |  | 100.911
[11 empty] | Customers by Service Voltage Level | [6 empty] | 804 | 45 |  | 102 | 13
[11 empty] | O&M Costs per Rate Schedule | [6 empty] | 128805.5668 | 1887.6899 |  | 17197.4625 | 546.2404
[11 empty] | Average O&M Costs per Customer per Rate Schedule | [8 empty] | 153.9379 |  | 154.2931
| Cust Related Distribution O&M: | [7 empty] | 13232269.3303
| Lighting Related Distribution O&M: | [7 empty] | 21744.4671
| Lighting Related Distribution O&M with A&G applied to O&M : | [7 empty] | 28584.3376
Note:
(1) A&G O&M Loader: based on a five-year average (2013-2017) of administrative and general O&M expenses.
(2) Cust Related Distribution O&M: based on 5-year average (2013-2017) of customer-related distribution O&M expenses.
(3) Lighting Related Distribution O&M: based on 5-year average (2013-2017) of lighting-related distribution O&M expenses.
(4) Input data in blue font comes from a separate source file.